804 | Refrigeration | Controls | Healthcare | Existing | Demand Defrost | 0.16298 | 0.1293 |  | 1086.53 | 1 | 0.79333 | 6666.6667 | 10 |  | 637 | 3908.467 | Per End Use Consumption | GS | 0.57723 | 0.60437 | 0.83705 | 1.097 | 1.2026 | 1.2026 | 1.289 | 1.2891 | 1.2453 | 1.1192 | 0.77553 | 0.85362 | CheEgs804 | CheE | gs | 804 | 65.1918 | 400 | [30 empty] | 0 | 0 | 0
804 | Refrigeration | Controls | Healthcare | New | Demand Defrost | 0.16298 | 0.1293 |  | 1086.53 | 1 | 0.79333 | 6666.6667 | 10 |  | 637 | 3908.467 | Per End Use Consumption | GS | 0.57723 | 0.60437 | 0.83705 | 1.097 | 1.2026 | 1.2026 | 1.289 | 1.2891 | 1.2453 | 1.1192 | 0.77553 | 0.85362 | CheNgs804 | CheN | gs | 804 | 65.1918 | 400 | [30 empty] | 0 | 0 | 0
804 | Refrigeration | Controls | Hospitals | Existing | Demand Defrost | 12.6418 | 10.0292 |  | 84278.72 | 1 | 0.79333 | 6666.6667 | 10 |  | 637 | 50.3884 | Per End Use Consumption | GS | 0.57723 | 0.60437 | 0.83705 | 1.097 | 1.2026 | 1.2026 | 1.289 | 1.2891 | 1.2453 | 1.1192 | 0.77553 | 0.85362 | ChoEgs804 | ChoE | gs | 804 | 5056.7232 | 400 | [30 empty] | 0 | 0 | 0
804 | Refrigeration | Controls | Hospitals | New | Demand Defrost | 12.6418 | 10.0292 |  | 84278.72 | 1 | 0.79333 | 6666.6667 | 10 |  | 637 | 50.3884 | Per End Use Consumption | GS | 0.57723 | 0.60437 | 0.83705 | 1.097 | 1.2026 | 1.2026 | 1.289 | 1.2891 | 1.2453 | 1.1192 | 0.77553 | 0.85362 | ChoNgs804 | ChoN | gs | 804 | 5056.7232 | 400 | [30 empty] | 0 | 0 | 0
804 | Refrigeration | Controls | Institutional | Existing | Demand Defrost | 0.25633 | 0.20793 |  | 1792.51 | 1 | 0.81119 | 6993.007 | 10 |  | 637 | 2485.0882 | Per End Use Consumption | GS | 0.57723 | 0.60437 | 0.83705 | 1.097 | 1.2026 | 1.2026 | 1.289 | 1.2891 | 1.2453 | 1.1192 | 0.77553 | 0.85362 | CinEgs804 | CinE | gs | 804 | 107.5506 | 419.5804 | [30 empty] | 0 | 0 | 0
804 | Refrigeration | Controls | Institutional | New | Demand Defrost | 0.25633 | 0.20793 |  | 1792.51 | 1 | 0.81119 | 6993.007 | 10 |  | 637 | 2485.0882 | Per End Use Consumption | GS | 0.57723 | 0.60437 | 0.83705 | 1.097 | 1.2026 | 1.2026 | 1.289 | 1.2891 | 1.2453 | 1.1192 | 0.77553 | 0.85362 | CinNgs804 | CinN | gs | 804 | 107.5506 | 419.5804 | [30 empty] | 0 | 0 | 0
804 | Refrigeration | Controls | Lodging/Hospitality | Existing | Demand Defrost | 4.3584 | 3.4577 |  | 29056.01 | 1 | 0.79333 | 6666.6667 | 10 |  | 637 | 146.1545 | Per End Use Consumption | GS | 0.57723 | 0.60437 | 0.83705 | 1.097 | 1.2026 | 1.2026 | 1.289 | 1.2891 | 1.2453 | 1.1192 | 0.77553 | 0.85362 | CloEgs804 | CloE | gs | 804 | 1743.3606 | 400 | [30 empty] | 0 | 0 | 0
804 | Refrigeration | Controls | Lodging/Hospitality | New | Demand Defrost | 4.3584 | 3.4577 |  | 29056.01 | 1 | 0.79333 | 6666.6667 | 10 |  | 637 | 146.1545 | Per End Use Consumption | GS | 0.57723 | 0.60437 | 0.83705 | 1.097 | 1.2026 | 1.2026 | 1.289 | 1.2891 | 1.2453 | 1.1192 | 0.77553 | 0.85362 | CloNgs804 | CloN | gs | 804 | 1743.3606 | 400 | [30 empty] | 0 | 0 | 0
804 | Refrigeration | Controls | Miscellaneous | Existing | Demand Defrost | 0.014503 | 0.011765 |  | 101.42 | 1 | 0.81119 | 6993.007 | 10 |  | 637 | 43921.7655 | Per End Use Consumption | GS | 0.57723 | 0.60437 | 0.83705 | 1.097 | 1.2026 | 1.2026 | 1.289 | 1.2891 | 1.2453 | 1.1192 | 0.77553 | 0.85362 | CmiEgs804 | CmiE | gs | 804 | 6.0852 | 419.5804 | [30 empty] | 0 | 0 | 0
804 | Refrigeration | Controls | Miscellaneous | New | Demand Defrost | 0.014503 | 0.011765 |  | 101.42 | 1 | 0.81119 | 6993.007 | 10 |  | 637 | 43921.7655 | Per End Use Consumption | GS | 0.57723 | 0.60437 | 0.83705 | 1.097 | 1.2026 | 1.2026 | 1.289 | 1.2891 | 1.2453 | 1.1192 | 0.77553 | 0.85362 | CmiNgs804 | CmiN | gs | 804 | 6.0852 | 419.5804 | [30 empty] | 0 | 0 | 0
804 | Refrigeration | Controls | Offices | Existing | Demand Defrost | 0.39539 | 0.32073 |  | 2764.94 | 1 | 0.81119 | 6993.007 | 10 |  | 637 | 1611.0821 | Per End Use Consumption | GS | 0.57723 | 0.60437 | 0.83705 | 1.097 | 1.2026 | 1.2026 | 1.289 | 1.2891 | 1.2453 | 1.1192 | 0.77553 | 0.85362 | CofEgs804 | CofE | gs | 804 | 165.8964 | 419.5804 | [30 empty] | 0 | 0 | 0
804 | Refrigeration | Controls | Offices | New | Demand Defrost | 0.39539 | 0.32073 |  | 2764.94 | 1 | 0.81119 | 6993.007 | 10 |  | 637 | 1611.0821 | Per End Use Consumption | GS | 0.57723 | 0.60437 | 0.83705 | 1.097 | 1.2026 | 1.2026 | 1.289 | 1.2891 | 1.2453 | 1.1192 | 0.77553 | 0.85362 | CofNgs804 | CofN | gs | 804 | 165.8964 | 419.5804 | [30 empty] | 0 | 0 | 0
804 | Refrigeration | Controls | Restaurants | Existing | Demand Defrost | 2.7968 | 2.2414 |  | 19835.25 | 1 | 0.80142 | 7092.1986 | 10 |  | 637 | 227.7627 | Per End Use Consumption | GS | 0.57723 | 0.60437 | 0.83705 | 1.097 | 1.2026 | 1.2026 | 1.289 | 1.2891 | 1.2453 | 1.1192 | 0.77553 | 0.85362 | CreEgs804 | CreE | gs | 804 | 1190.115 | 425.5319 | [30 empty] | 0 | 0 | 0
804 | Refrigeration | Controls | Restaurants | New | Demand Defrost | 2.7968 | 2.2414 |  | 19835.25 | 1 | 0.80142 | 7092.1986 | 10 |  | 637 | 227.7627 | Per End Use Consumption | GS | 0.57723 | 0.60437 | 0.83705 | 1.097 | 1.2026 | 1.2026 | 1.289 | 1.2891 | 1.2453 | 1.1192 | 0.77553 | 0.85362 | CreNgs804 | CreN | gs | 804 | 1190.115 | 425.5319 | [30 empty] | 0 | 0 | 0
804 | Refrigeration | Controls | Retail | Existing | Demand Defrost | 2.4781 | 1.9659 |  | 16520.47 | 1 | 0.79333 | 6666.6667 | 10 |  | 637 | 257.0548 | Per End Use Consumption | GS | 0.57723 | 0.60437 | 0.83705 | 1.097 | 1.2026 | 1.2026 | 1.289 | 1.2891 | 1.2453 | 1.1192 | 0.77553 | 0.85362 | CrtEgs804 | CrtE | gs | 804 | 991.2282 | 400 | [30 empty] | 0 | 0 | 0
804 | Refrigeration | Controls | Retail | New | Demand Defrost | 2.4781 | 1.9659 |  | 16520.47 | 1 | 0.79333 | 6666.6667 | 10 |  | 637 | 257.0548 | Per End Use Consumption | GS | 0.57723 | 0.60437 | 0.83705 | 1.097 | 1.2026 | 1.2026 | 1.289 | 1.2891 | 1.2453 | 1.1192 | 0.77553 | 0.85362 | CrtNgs804 | CrtN | gs | 804 | 991.2282 | 400 | [30 empty] | 0 | 0 | 0
804 | Refrigeration | Controls | Schools K-12 | Existing | Demand Defrost | 0.41197 | 0.33419 |  | 2880.92 | 1 | 0.81119 | 6993.007 | 10 |  | 637 | 1546.2232 | Per End Use Consumption | GS | 0.57723 | 0.60437 | 0.83705 | 1.097 | 1.2026 | 1.2026 | 1.289 | 1.2891 | 1.2453 | 1.1192 | 0.77553 | 0.85362 | CscEgs804 | CscE | gs | 804 | 172.8552 | 419.5804 | [30 empty] | 0 | 0 | 0
804 | Refrigeration | Controls | Schools K-12 | New | Demand Defrost | 0.41197 | 0.33419 |  | 2880.92 | 1 | 0.81119 | 6993.007 | 10 |  | 637 | 1546.2232 | Per End Use Consumption | GS | 0.57723 | 0.60437 | 0.83705 | 1.097 | 1.2026 | 1.2026 | 1.289 | 1.2891 | 1.2453 | 1.1192 | 0.77553 | 0.85362 | CscNgs804 | CscN | gs | 804 | 172.8552 | 419.5804 | [30 empty] | 0 | 0 | 0
804 | Refrigeration | Controls | Warehouse | Existing | Demand Defrost | 0.11893 | 0.096475 |  | 831.68 | 1 | 0.81119 | 6993.007 | 10 |  | 637 | 5356.081 | Per End Use Consumption | GS | 0.57723 | 0.60437 | 0.83705 | 1.097 | 1.2026 | 1.2026 | 1.289 | 1.2891 | 1.2453 | 1.1192 | 0.77553 | 0.85362 | CwaEgs804 | CwaE | gs | 804 | 49.9008 | 419.5804 | [30 empty] | 0 | 0 | 0
804 | Refrigeration | Controls | Warehouse | New | Demand Defrost | 0.11893 | 0.096475 |  | 831.68 | 1 | 0.81119 | 6993.007 | 10 |  | 637 | 5356.081 | Per End Use Consumption | GS | 0.57723 | 0.60437 | 0.83705 | 1.097 | 1.2026 | 1.2026 | 1.289 | 1.2891 | 1.2453 | 1.1192 | 0.77553 | 0.85362 | CwaNgs804 | CwaN | gs | 804 | 49.9008 | 419.5804 | [30 empty] | 0 | 0 | 0
805 | Refrigeration | Controls | Assembly | Existing | Floating Head Pressure Controls | 0.17627 | 0.13984 |  | 1175.11 | 1 | 0.79333 | 6666.6667 | 10 |  | 280 | 1588.5038 | Per End Use Consumption | GS | 1 | 1 | 1 | 1 | 1 | 1 | 1 | 1 | 1 | 1 | 1 | 1 | CasEgs805 | CasE | gs | 805 | 59.0883 | 335.2213 | [30 empty] | 0 | 0 | 0
805 | Refrigeration | Controls | Assembly | New | Floating Head Pressure Controls | 0.17627 | 0.13984 |  | 1175.11 | 1 | 0.79333 | 6666.6667 | 10 |  | 280 | 1588.5038 | Per End Use Consumption | GS | 1 | 1 | 1 | 1 | 1 | 1 | 1 | 1 | 1 | 1 | 1 | 1 | CasNgs805 | CasN | gs | 805 | 59.0883 | 335.2213 | [30 empty] | 0 | 0 | 0
805 | Refrigeration | Controls | College and University | Existing | Floating Head Pressure Controls | 0.15694 | 0.1245 |  | 1046.25 | 1 | 0.79333 | 6666.6667 | 10 |  | 280 | 1784.1497 | Per End Use Consumption | GS | 1 | 1 | 1 | 1 | 1 | 1 | 1 | 1 | 1 | 1 | 1 | 1 | CcoEgs805 | CcoE | gs | 805 | 52.6088 | 335.2213 | [30 empty] | 0 | 0 | 0
805 | Refrigeration | Controls | College and University | New | Floating Head Pressure Controls | 0.15694 | 0.1245 |  | 1046.25 | 1 | 0.79333 | 6666.6667 | 10 |  | 280 | 1784.1497 | Per End Use Consumption | GS | 1 | 1 | 1 | 1 | 1 | 1 | 1 | 1 | 1 | 1 | 1 | 1 | CcoNgs805 | CcoN | gs | 805 | 52.6088 | 335.2213 | [30 empty] | 0 | 0 | 0
805 | Refrigeration | Controls | Data Center | Existing | Floating Head Pressure Controls | 2.0395 | 1.6544 |  | 14262.48 | 1 | 0.81119 | 6993.007 | 10 |  | 280 | 137.2862 | Per End Use Consumption | GS | 1 | 1 | 1 | 1 | 1 | 1 | 1 | 1 | 1 | 1 | 1 | 1 | CdaEgs805 | CdaE | gs | 805 | 717.1631 | 351.6308 | [30 empty] | 0 | 0 | 0
805 | Refrigeration | Controls | Data Center | New | Floating Head Pressure Controls | 2.0395 | 1.6544 |  | 14262.48 | 1 | 0.81119 | 6993.007 | 10 |  | 280 | 137.2862 | Per End Use Consumption | GS | 1 | 1 | 1 | 1 | 1 | 1 | 1 | 1 | 1 | 1 | 1 | 1 | CdaNgs805 | CdaN | gs | 805 | 717.1631 | 351.6308 | [30 empty] | 0 | 0 | 0
805 | Refrigeration | Controls | Grocery | Existing | Floating Head Pressure Controls | 1.6643 | 1.3204 |  | 11095.39 | 1 | 0.79333 | 6666.6667 | 10 |  | 280 | 168.238 | Per End Use Consumption | GS | 1 | 1 | 1 | 1 | 1 | 1 | 1 | 1 | 1 | 1 | 1 | 1 | CgrEgs805 | CgrE | gs | 805 | 557.9117 | 335.2213 | [30 empty] | 30.5156 | 4.572 | 3.6167
805 | Refrigeration | Controls | Grocery | New | Floating Head Pressure Controls | 1.6643 | 1.3204 |  | 11095.39 | 1 | 0.79333 | 6666.6667 | 10 |  | 280 | 168.238 | Per End Use Consumption | GS | 1 | 1 | 1 | 1 | 1 | 1 | 1 | 1 | 1 | 1 | 1 | 1 | CgrNgs805 | CgrN | gs | 805 | 557.9117 | 335.2213 | [30 empty] | 0.14358 | 0.021512 | 0.017017
805 | Refrigeration | Controls | Healthcare | Existing | Floating Head Pressure Controls | 0.070625 | 0.056029 |  | 470.83 | 1 | 0.79333 | 6666.6667 | 10 |  | 280 | 3964.6298 | Per End Use Consumption | GS | 1 | 1 | 1 | 1 | 1 | 1 | 1 | 1 | 1 | 1 | 1 | 1 | CheEgs805 | CheE | gs | 805 | 23.6748 | 335.2213 | [30 empty] | 0 | 0 | 0
805 | Refrigeration | Controls | Healthcare | New | Floating Head Pressure Controls | 0.070625 | 0.056029 |  | 470.83 | 1 | 0.79333 | 6666.6667 | 10 |  | 280 | 3964.6298 | Per End Use Consumption | GS | 1 | 1 | 1 | 1 | 1 | 1 | 1 | 1 | 1 | 1 | 1 | 1 | CheNgs805 | CheN | gs | 805 | 23.6748 | 335.2213 | [30 empty] | 0 | 0 | 0
805 | Refrigeration | Controls | Hospitals | Existing | Floating Head Pressure Controls | 5.4781 | 4.346 |  | 36520.78 | 1 | 0.79333 | 6666.6667 | 10 |  | 280 | 51.1125 | Per End Use Consumption | GS | 1 | 1 | 1 | 1 | 1 | 1 | 1 | 1 | 1 | 1 | 1 | 1 | ChoEgs805 | ChoE | gs | 805 | 1836.3817 | 335.2213 | [30 empty] | 0 | 0 | 0
805 | Refrigeration | Controls | Hospitals | New | Floating Head Pressure Controls | 5.4781 | 4.346 |  | 36520.78 | 1 | 0.79333 | 6666.6667 | 10 |  | 280 | 51.1125 | Per End Use Consumption | GS | 1 | 1 | 1 | 1 | 1 | 1 | 1 | 1 | 1 | 1 | 1 | 1 | ChoNgs805 | ChoN | gs | 805 | 1836.3817 | 335.2213 | [30 empty] | 0 | 0 | 0
805 | Refrigeration | Controls | Institutional | Existing | Floating Head Pressure Controls | 0.11108 | 0.090104 |  | 776.76 | 1 | 0.81119 | 6993.007 | 10 |  | 280 | 2520.7811 | Per End Use Consumption | GS | 1 | 1 | 1 | 1 | 1 | 1 | 1 | 1 | 1 | 1 | 1 | 1 | CinEgs805 | CinE | gs | 805 | 39.058 | 351.6308 | [30 empty] | 0 | 0 | 0
805 | Refrigeration | Controls | Institutional | New | Floating Head Pressure Controls | 0.11108 | 0.090104 |  | 776.76 | 1 | 0.81119 | 6993.007 | 10 |  | 280 | 2520.7811 | Per End Use Consumption | GS | 1 | 1 | 1 | 1 | 1 | 1 | 1 | 1 | 1 | 1 | 1 | 1 | CinNgs805 | CinN | gs | 805 | 39.058 | 351.6308 | [30 empty] | 0 | 0 | 0
805 | Refrigeration | Controls | Lodging/Hospitality | Existing | Floating Head Pressure Controls | 1.8886 | 1.4983 |  | 12590.94 | 1 | 0.79333 | 6666.6667 | 10 |  | 280 | 148.2548 | Per End Use Consumption | GS | 1 | 1 | 1 | 1 | 1 | 1 | 1 | 1 | 1 | 1 | 1 | 1 | CloEgs805 | CloE | gs | 805 | 633.1128 | 335.2213 | [30 empty] | 0 | 0 | 0
805 | Refrigeration | Controls | Lodging/Hospitality | New | Floating Head Pressure Controls | 1.8886 | 1.4983 |  | 12590.94 | 1 | 0.79333 | 6666.6667 | 10 |  | 280 | 148.2548 | Per End Use Consumption | GS | 1 | 1 | 1 | 1 | 1 | 1 | 1 | 1 | 1 | 1 | 1 | 1 | CloNgs805 | CloN | gs | 805 | 633.1128 | 335.2213 | [30 empty] | 0 | 0 | 0
805 | Refrigeration | Controls | Miscellaneous | Existing | Floating Head Pressure Controls | 0.0062848 | 0.0050982 |  | 43.95 | 1 | 0.81119 | 6993.007 | 10 |  | 280 | 44551.5804 | Per End Use Consumption | GS | 1 | 1 | 1 | 1 | 1 | 1 | 1 | 1 | 1 | 1 | 1 | 1 | CmiEgs805 | CmiE | gs | 805 | 2.2099 | 351.6308 | [30 empty] | 0 | 0 | 0
805 | Refrigeration | Controls | Miscellaneous | New | Floating Head Pressure Controls | 0.0062848 | 0.0050982 |  | 43.95 | 1 | 0.81119 | 6993.007 | 10 |  | 280 | 44551.5804 | Per End Use Consumption | GS | 1 | 1 | 1 | 1 | 1 | 1 | 1 | 1 | 1 | 1 | 1 | 1 | CmiNgs805 | CmiN | gs | 805 | 2.2099 | 351.6308 | [30 empty] | 0 | 0 | 0
805 | Refrigeration | Controls | Offices | Existing | Floating Head Pressure Controls | 0.17133 | 0.13898 |  | 1198.14 | 1 | 0.81119 | 6993.007 | 10 |  | 280 | 1634.2347 | Per End Use Consumption | GS | 1 | 1 | 1 | 1 | 1 | 1 | 1 | 1 | 1 | 1 | 1 | 1 | CofEgs805 | CofE | gs | 805 | 60.2463 | 351.6308 | [30 empty] | 0 | 0 | 0
805 | Refrigeration | Controls | Offices | New | Floating Head Pressure Controls | 0.17133 | 0.13898 |  | 1198.14 | 1 | 0.81119 | 6993.007 | 10 |  | 280 | 1634.2347 | Per End Use Consumption | GS | 1 | 1 | 1 | 1 | 1 | 1 | 1 | 1 | 1 | 1 | 1 | 1 | CofNgs805 | CofN | gs | 805 | 60.2463 | 351.6308 | [30 empty] | 0 | 0 | 0
805 | Refrigeration | Controls | Restaurants | Existing | Floating Head Pressure Controls | 1.2119 | 0.97127 |  | 8595.28 | 1 | 0.80142 | 7092.1986 | 10 |  | 280 | 231.0356 | Per End Use Consumption | GS | 1 | 1 | 1 | 1 | 1 | 1 | 1 | 1 | 1 | 1 | 1 | 1 | CreEgs805 | CreE | gs | 805 | 432.1982 | 356.6184 | [30 empty] | 0 | 0 | 0
805 | Refrigeration | Controls | Restaurants | New | Floating Head Pressure Controls | 1.2119 | 0.97127 |  | 8595.28 | 1 | 0.80142 | 7092.1986 | 10 |  | 280 | 231.0356 | Per End Use Consumption | GS | 1 | 1 | 1 | 1 | 1 | 1 | 1 | 1 | 1 | 1 | 1 | 1 | CreNgs805 | CreN | gs | 805 | 432.1982 | 356.6184 | [30 empty] | 0 | 0 | 0
805 | Refrigeration | Controls | Retail | Existing | Floating Head Pressure Controls | 1.0738 | 0.85191 |  | 7158.87 | 1 | 0.79333 | 6666.6667 | 10 |  | 280 | 260.7488 | Per End Use Consumption | GS | 1 | 1 | 1 | 1 | 1 | 1 | 1 | 1 | 1 | 1 | 1 | 1 | CrtEgs805 | CrtE | gs | 805 | 359.9709 | 335.2213 | [30 empty] | 0 | 0 | 0
805 | Refrigeration | Controls | Retail | New | Floating Head Pressure Controls | 1.0738 | 0.85191 |  | 7158.87 | 1 | 0.79333 | 6666.6667 | 10 |  | 280 | 260.7488 | Per End Use Consumption | GS | 1 | 1 | 1 | 1 | 1 | 1 | 1 | 1 | 1 | 1 | 1 | 1 | CrtNgs805 | CrtN | gs | 805 | 359.9709 | 335.2213 | [30 empty] | 0 | 0 | 0
805 | Refrigeration | Controls | Schools K-12 | Existing | Floating Head Pressure Controls | 0.17852 | 0.14481 |  | 1248.4 | 1 | 0.81119 | 6993.007 | 10 |  | 280 | 1568.4412 | Per End Use Consumption | GS | 1 | 1 | 1 | 1 | 1 | 1 | 1 | 1 | 1 | 1 | 1 | 1 | CscEgs805 | CscE | gs | 805 | 62.7735 | 351.6308 | [30 empty] | 0 | 0 | 0
805 | Refrigeration | Controls | Schools K-12 | New | Floating Head Pressure Controls | 0.17852 | 0.14481 |  | 1248.4 | 1 | 0.81119 | 6993.007 | 10 |  | 280 | 1568.4412 | Per End Use Consumption | GS | 1 | 1 | 1 | 1 | 1 | 1 | 1 | 1 | 1 | 1 | 1 | 1 | CscNgs805 | CscN | gs | 805 | 62.7735 | 351.6308 | [30 empty] | 0 | 0 | 0
805 | Refrigeration | Controls | Warehouse | Existing | Floating Head Pressure Controls | 0.051537 | 0.041806 |  | 360.4 | 1 | 0.81119 | 6993.007 | 10 |  | 280 | 5432.9688 | Per End Use Consumption | GS | 1 | 1 | 1 | 1 | 1 | 1 | 1 | 1 | 1 | 1 | 1 | 1 | CwaEgs805 | CwaE | gs | 805 | 18.1221 | 351.6308 | [30 empty] | 0 | 0 | 0
805 | Refrigeration | Controls | Warehouse | New | Floating Head Pressure Controls | 0.051537 | 0.041806 |  | 360.4 | 1 | 0.81119 | 6993.007 | 10 |  | 280 | 5432.9688 | Per End Use Consumption | GS | 1 | 1 | 1 | 1 | 1 | 1 | 1 | 1 | 1 | 1 | 1 | 1 | CwaNgs805 | CwaN | gs | 805 | 18.1221 | 351.6308 | [30 empty] | 0 | 0 | 0
806 | Refrigeration | Controls | Assembly | Existing | Refrigerated Display Case Lighting Controls | 0.0086805 | 0.0068865 |  | 57.87 | 1 | 0.79333 | 6666.6667 | 10 |  | 129 | 14860.8951 | Per End Use Consumption | GS | 1 | 1 | 1 | 1 | 1 | 1 | 1 | 1 | 1 | 1 | 1 | 1 | CasEgs806 | CasE | gs | 806 | 3.4722 | 400 | [30 empty] | 0 | 0 | 0
806 | Refrigeration | Controls | Assembly | New | Refrigerated Display Case Lighting Controls | 0.0086805 | 0.0068865 |  | 57.87 | 1 | 0.79333 | 6666.6667 | 10 |  | 129 | 14860.8951 | Per End Use Consumption | GS | 1 | 1 | 1 | 1 | 1 | 1 | 1 | 1 | 1 | 1 | 1 | 1 | CasNgs806 | CasN | gs | 806 | 3.4722 | 400 | [30 empty] | 0 | 0 | 0
806 | Refrigeration | Controls | College and University | Existing | Refrigerated Display Case Lighting Controls | 0.0086805 | 0.0068865 |  | 57.87 | 1 | 0.79333 | 6666.6667 | 10 |  | 129 | 14860.8951 | Per End Use Consumption | GS | 1 | 1 | 1 | 1 | 1 | 1 | 1 | 1 | 1 | 1 | 1 | 1 | CcoEgs806 | CcoE | gs | 806 | 3.4722 | 400 | [30 empty] | 0 | 0 | 0
806 | Refrigeration | Controls | College and University | New | Refrigerated Display Case Lighting Controls | 0.0086805 | 0.0068865 |  | 57.87 | 1 | 0.79333 | 6666.6667 | 10 |  | 129 | 14860.8951 | Per End Use Consumption | GS | 1 | 1 | 1 | 1 | 1 | 1 | 1 | 1 | 1 | 1 | 1 | 1 | CcoNgs806 | CcoN | gs | 806 | 3.4722 | 400 | [30 empty] | 0 | 0 | 0
806 | Refrigeration | Controls | Data Center | Existing | Refrigerated Display Case Lighting Controls | 0.0082754 | 0.0067129 |  | 57.87 | 1 | 0.81119 | 6993.007 | 10 |  | 129 | 15588.3515 | Per End Use Consumption | GS | 1 | 1 | 1 | 1 | 1 | 1 | 1 | 1 | 1 | 1 | 1 | 1 | CdaEgs806 | CdaE | gs | 806 | 3.4722 | 419.5804 | [30 empty] | 0 | 0 | 0
806 | Refrigeration | Controls | Data Center | New | Refrigerated Display Case Lighting Controls | 0.0082754 | 0.0067129 |  | 57.87 | 1 | 0.81119 | 6993.007 | 10 |  | 129 | 15588.3515 | Per End Use Consumption | GS | 1 | 1 | 1 | 1 | 1 | 1 | 1 | 1 | 1 | 1 | 1 | 1 | CdaNgs806 | CdaN | gs | 806 | 3.4722 | 419.5804 | [30 empty] | 0 | 0 | 0
806 | Refrigeration | Controls | Grocery | Existing | Refrigerated Display Case Lighting Controls | 0.0086805 | 0.0068865 |  | 57.87 | 1 | 0.79333 | 6666.6667 | 10 |  | 129 | 14860.8951 | Per End Use Consumption | GS | 1 | 1 | 1 | 1 | 1 | 1 | 1 | 1 | 1 | 1 | 1 | 1 | CgrEgs806 | CgrE | gs | 806 | 3.4722 | 400 | [30 empty] | 1.7447 | 0.26141 | 0.20679
806 | Refrigeration | Controls | Grocery | New | Refrigerated Display Case Lighting Controls | 0.0086805 | 0.0068865 |  | 57.87 | 1 | 0.79333 | 6666.6667 | 10 |  | 129 | 14860.8951 | Per End Use Consumption | GS | 1 | 1 | 1 | 1 | 1 | 1 | 1 | 1 | 1 | 1 | 1 | 1 | CgrNgs806 | CgrN | gs | 806 | 3.4722 | 400 | [30 empty] | 0.0080534 | 0.0012066 | 0.00095448
806 | Refrigeration | Controls | Healthcare | Existing | Refrigerated Display Case Lighting Controls | 0.0086805 | 0.0068865 |  | 57.87 | 1 | 0.79333 | 6666.6667 | 10 |  | 129 | 14860.8951 | Per End Use Consumption | GS | 1 | 1 | 1 | 1 | 1 | 1 | 1 | 1 | 1 | 1 | 1 | 1 | CheEgs806 | CheE | gs | 806 | 3.4722 | 400 | [30 empty] | 0 | 0 | 0
806 | Refrigeration | Controls | Healthcare | New | Refrigerated Display Case Lighting Controls | 0.0086805 | 0.0068865 |  | 57.87 | 1 | 0.79333 | 6666.6667 | 10 |  | 129 | 14860.8951 | Per End Use Consumption | GS | 1 | 1 | 1 | 1 | 1 | 1 | 1 | 1 | 1 | 1 | 1 | 1 | CheNgs806 | CheN | gs | 806 | 3.4722 | 400 | [30 empty] | 0 | 0 | 0
806 | Refrigeration | Controls | Hospitals | Existing | Refrigerated Display Case Lighting Controls | 0.0086805 | 0.0068865 |  | 57.87 | 1 | 0.79333 | 6666.6667 | 10 |  | 129 | 14860.8951 | Per End Use Consumption | GS | 1 | 1 | 1 | 1 | 1 | 1 | 1 | 1 | 1 | 1 | 1 | 1 | ChoEgs806 | ChoE | gs | 806 | 3.4722 | 400 | [30 empty] | 0 | 0 | 0
806 | Refrigeration | Controls | Hospitals | New | Refrigerated Display Case Lighting Controls | 0.0086805 | 0.0068865 |  | 57.87 | 1 | 0.79333 | 6666.6667 | 10 |  | 129 | 14860.8951 | Per End Use Consumption | GS | 1 | 1 | 1 | 1 | 1 | 1 | 1 | 1 | 1 | 1 | 1 | 1 | ChoNgs806 | ChoN | gs | 806 | 3.4722 | 400 | [30 empty] | 0 | 0 | 0
806 | Refrigeration | Controls | Institutional | Existing | Refrigerated Display Case Lighting Controls | 0.0082754 | 0.0067129 |  | 57.87 | 1 | 0.81119 | 6993.007 | 10 |  | 129 | 15588.3515 | Per End Use Consumption | GS | 1 | 1 | 1 | 1 | 1 | 1 | 1 | 1 | 1 | 1 | 1 | 1 | CinEgs806 | CinE | gs | 806 | 3.4722 | 419.5804 | [30 empty] | 0 | 0 | 0
806 | Refrigeration | Controls | Institutional | New | Refrigerated Display Case Lighting Controls | 0.0082754 | 0.0067129 |  | 57.87 | 1 | 0.81119 | 6993.007 | 10 |  | 129 | 15588.3515 | Per End Use Consumption | GS | 1 | 1 | 1 | 1 | 1 | 1 | 1 | 1 | 1 | 1 | 1 | 1 | CinNgs806 | CinN | gs | 806 | 3.4722 | 419.5804 | [30 empty] | 0 | 0 | 0
806 | Refrigeration | Controls | Lodging/Hospitality | Existing | Refrigerated Display Case Lighting Controls | 0.0086805 | 0.0068865 |  | 57.87 | 1 | 0.79333 | 6666.6667 | 10 |  | 129 | 14860.8951 | Per End Use Consumption | GS | 1 | 1 | 1 | 1 | 1 | 1 | 1 | 1 | 1 | 1 | 1 | 1 | CloEgs806 | CloE | gs | 806 | 3.4722 | 400 | [30 empty] | 0 | 0 | 0
806 | Refrigeration | Controls | Lodging/Hospitality | New | Refrigerated Display Case Lighting Controls | 0.0086805 | 0.0068865 |  | 57.87 | 1 | 0.79333 | 6666.6667 | 10 |  | 129 | 14860.8951 | Per End Use Consumption | GS | 1 | 1 | 1 | 1 | 1 | 1 | 1 | 1 | 1 | 1 | 1 | 1 | CloNgs806 | CloN | gs | 806 | 3.4722 | 400 | [30 empty] | 0 | 0 | 0
806 | Refrigeration | Controls | Miscellaneous | Existing | Refrigerated Display Case Lighting Controls | 0.0082754 | 0.0067129 |  | 57.87 | 1 | 0.81119 | 6993.007 | 10 |  | 129 | 15588.3515 | Per End Use Consumption | GS | 1 | 1 | 1 | 1 | 1 | 1 | 1 | 1 | 1 | 1 | 1 | 1 | CmiEgs806 | CmiE | gs | 806 | 3.4722 | 419.5804 | [30 empty] | 0 | 0 | 0
806 | Refrigeration | Controls | Miscellaneous | New | Refrigerated Display Case Lighting Controls | 0.0082754 | 0.0067129 |  | 57.87 | 1 | 0.81119 | 6993.007 | 10 |  | 129 | 15588.3515 | Per End Use Consumption | GS | 1 | 1 | 1 | 1 | 1 | 1 | 1 | 1 | 1 | 1 | 1 | 1 | CmiNgs806 | CmiN | gs | 806 | 3.4722 | 419.5804 | [30 empty] | 0 | 0 | 0
806 | Refrigeration | Controls | Offices | Existing | Refrigerated Display Case Lighting Controls | 0.0082754 | 0.0067129 |  | 57.87 | 1 | 0.81119 | 6993.007 | 10 |  | 129 | 15588.3515 | Per End Use Consumption | GS | 1 | 1 | 1 | 1 | 1 | 1 | 1 | 1 | 1 | 1 | 1 | 1 | CofEgs806 | CofE | gs | 806 | 3.4722 | 419.5804 | [30 empty] | 0 | 0 | 0
806 | Refrigeration | Controls | Offices | New | Refrigerated Display Case Lighting Controls | 0.0082754 | 0.0067129 |  | 57.87 | 1 | 0.81119 | 6993.007 | 10 |  | 129 | 15588.3515 | Per End Use Consumption | GS | 1 | 1 | 1 | 1 | 1 | 1 | 1 | 1 | 1 | 1 | 1 | 1 | CofNgs806 | CofN | gs | 806 | 3.4722 | 419.5804 | [30 empty] | 0 | 0 | 0
806 | Refrigeration | Controls | Restaurants | Existing | Refrigerated Display Case Lighting Controls | 0.0081597 | 0.0065393 |  | 57.87 | 1 | 0.80142 | 7092.1986 | 10 |  | 129 | 15809.4629 | Per End Use Consumption | GS | 1 | 1 | 1 | 1 | 1 | 1 | 1 | 1 | 1 | 1 | 1 | 1 | CreEgs806 | CreE | gs | 806 | 3.4722 | 425.5319 | [30 empty] | 0 | 0 | 0
806 | Refrigeration | Controls | Restaurants | New | Refrigerated Display Case Lighting Controls | 0.0081597 | 0.0065393 |  | 57.87 | 1 | 0.80142 | 7092.1986 | 10 |  | 129 | 15809.4629 | Per End Use Consumption | GS | 1 | 1 | 1 | 1 | 1 | 1 | 1 | 1 | 1 | 1 | 1 | 1 | CreNgs806 | CreN | gs | 806 | 3.4722 | 425.5319 | [30 empty] | 0 | 0 | 0
806 | Refrigeration | Controls | Retail | Existing | Refrigerated Display Case Lighting Controls | 0.0086805 | 0.0068865 |  | 57.87 | 1 | 0.79333 | 6666.6667 | 10 |  | 129 | 14860.8951 | Per End Use Consumption | GS | 1 | 1 | 1 | 1 | 1 | 1 | 1 | 1 | 1 | 1 | 1 | 1 | CrtEgs806 | CrtE | gs | 806 | 3.4722 | 400 | [30 empty] | 0 | 0 | 0
806 | Refrigeration | Controls | Retail | New | Refrigerated Display Case Lighting Controls | 0.0086805 | 0.0068865 |  | 57.87 | 1 | 0.79333 | 6666.6667 | 10 |  | 129 | 14860.8951 | Per End Use Consumption | GS | 1 | 1 | 1 | 1 | 1 | 1 | 1 | 1 | 1 | 1 | 1 | 1 | CrtNgs806 | CrtN | gs | 806 | 3.4722 | 400 | [30 empty] | 0 | 0 | 0
806 | Refrigeration | Controls | Schools K-12 | Existing | Refrigerated Display Case Lighting Controls | 0.0082754 | 0.0067129 |  | 57.87 | 1 | 0.81119 | 6993.007 | 10 |  | 129 | 15588.3515 | Per End Use Consumption | GS | 1 | 1 | 1 | 1 | 1 | 1 | 1 | 1 | 1 | 1 | 1 | 1 | CscEgs806 | CscE | gs | 806 | 3.4722 | 419.5804 | [30 empty] | 0 | 0 | 0
806 | Refrigeration | Controls | Schools K-12 | New | Refrigerated Display Case Lighting Controls | 0.0082754 | 0.0067129 |  | 57.87 | 1 | 0.81119 | 6993.007 | 10 |  | 129 | 15588.3515 | Per End Use Consumption | GS | 1 | 1 | 1 | 1 | 1 | 1 | 1 | 1 | 1 | 1 | 1 | 1 | CscNgs806 | CscN | gs | 806 | 3.4722 | 419.5804 | [30 empty] | 0 | 0 | 0
806 | Refrigeration | Controls | Warehouse | Existing | Refrigerated Display Case Lighting Controls | 0.0082754 | 0.0067129 |  | 57.87 | 1 | 0.81119 | 6993.007 | 10 |  | 129 | 15588.3515 | Per End Use Consumption | GS | 1 | 1 | 1 | 1 | 1 | 1 | 1 | 1 | 1 | 1 | 1 | 1 | CwaEgs806 | CwaE | gs | 806 | 3.4722 | 419.5804 | [30 empty] | 0 | 0 | 0
806 | Refrigeration | Controls | Warehouse | New | Refrigerated Display Case Lighting Controls | 0.0082754 | 0.0067129 |  | 57.87 | 1 | 0.81119 | 6993.007 | 10 |  | 129 | 15588.3515 | Per End Use Consumption | GS | 1 | 1 | 1 | 1 | 1 | 1 | 1 | 1 | 1 | 1 | 1 | 1 | CwaNgs806 | CwaN | gs | 806 | 3.4722 | 419.5804 | [30 empty] | 0 | 0 | 0
807 | Refrigeration | Controls | Assembly | Existing | Refrigeration Commissioning | 0.16406 | 0.13016 |  | 1093.76 | 1 | 0.79333 | 6666.6667 | 5 |  | 3740.4 | 22798.4201 | Per End Use Consumption | GS | 1 | 1 | 1 | 1 | 1 | 1 | 1 | 1 | 1 | 1 | 1 | 1 | CasEgs807 | CasE | gs | 807 | 54.9978 | 335.2213 | [30 empty] | 0 | 0 | 0
807 | Refrigeration | Controls | Assembly | New | Refrigeration Commissioning | 0.16406 | 0.13016 |  | 1093.76 | 1 | 0.79333 | 6666.6667 | 5 |  | 3740.4 | 22798.4201 | Per End Use Consumption | GS | 1 | 1 | 1 | 1 | 1 | 1 | 1 | 1 | 1 | 1 | 1 | 1 | CasNgs807 | CasN | gs | 807 | 54.9978 | 335.2213 | [30 empty] | 0 | 0 | 0
807 | Refrigeration | Controls | College and University | Existing | Refrigeration Commissioning | 0.14607 | 0.11588 |  | 973.81 | 1 | 0.79333 | 6666.6667 | 5 |  | 5853.12 | 40070.2396 | Per End Use Consumption | GS | 1 | 1 | 1 | 1 | 1 | 1 | 1 | 1 | 1 | 1 | 1 | 1 | CcoEgs807 | CcoE | gs | 807 | 48.9663 | 335.2213 | [30 empty] | 0 | 0 | 0
807 | Refrigeration | Controls | College and University | New | Refrigeration Commissioning | 0.14607 | 0.11588 |  | 973.81 | 1 | 0.79333 | 6666.6667 | 5 |  | 5853.12 | 40070.2396 | Per End Use Consumption | GS | 1 | 1 | 1 | 1 | 1 | 1 | 1 | 1 | 1 | 1 | 1 | 1 | CcoNgs807 | CcoN | gs | 807 | 48.9663 | 335.2213 | [30 empty] | 0 | 0 | 0
807 | Refrigeration | Controls | Data Center | Existing | Refrigeration Commissioning | 1.8983 | 1.5399 |  | 13275.07 | 1 | 0.81119 | 6993.007 | 5 |  | 25076.88 | 13209.9339 | Per End Use Consumption | GS | 1 | 1 | 1 | 1 | 1 | 1 | 1 | 1 | 1 | 1 | 1 | 1 | CdaEgs807 | CdaE | gs | 807 | 667.513 | 351.6308 | [30 empty] | 0 | 0 | 0
807 | Refrigeration | Controls | Data Center | New | Refrigeration Commissioning | 1.8983 | 1.5399 |  | 13275.07 | 1 | 0.81119 | 6993.007 | 5 |  | 25076.88 | 13209.9339 | Per End Use Consumption | GS | 1 | 1 | 1 | 1 | 1 | 1 | 1 | 1 | 1 | 1 | 1 | 1 | CdaNgs807 | CdaN | gs | 807 | 667.513 | 351.6308 | [30 empty] | 0 | 0 | 0
807 | Refrigeration | Controls | Grocery | Existing | Refrigeration Commissioning | 1.5491 | 1.2289 |  | 10327.25 | 1 | 0.79333 | 6666.6667 | 5 |  | 639.12 | 412.5784 | Per End Use Consumption | GS | 1 | 1 | 1 | 1 | 1 | 1 | 1 | 1 | 1 | 1 | 1 | 1 | CgrEgs807 | CgrE | gs | 807 | 519.2872 | 335.2213 | [30 empty] | 18.533 | 2.7767 | 2.1965
807 | Refrigeration | Controls | Grocery | New | Refrigeration Commissioning | 1.5491 | 1.2289 |  | 10327.25 | 1 | 0.79333 | 6666.6667 | 5 |  | 639.12 | 412.5784 | Per End Use Consumption | GS | 1 | 1 | 1 | 1 | 1 | 1 | 1 | 1 | 1 | 1 | 1 | 1 | CgrNgs807 | CgrN | gs | 807 | 519.2872 | 335.2213 | [30 empty] | 0.087202 | 0.013065 | 0.010335
807 | Refrigeration | Controls | Healthcare | Existing | Refrigeration Commissioning | 0.065736 | 0.052151 |  | 438.24 | 1 | 0.79333 | 6666.6667 | 5 |  | 2287.44 | 34797.3713 | Per End Use Consumption | GS | 1 | 1 | 1 | 1 | 1 | 1 | 1 | 1 | 1 | 1 | 1 | 1 | CheEgs807 | CheE | gs | 807 | 22.0361 | 335.2213 | [30 empty] | 0 | 0 | 0
807 | Refrigeration | Controls | Healthcare | New | Refrigeration Commissioning | 0.065736 | 0.052151 |  | 438.24 | 1 | 0.79333 | 6666.6667 | 5 |  | 2287.44 | 34797.3713 | Per End Use Consumption | GS | 1 | 1 | 1 | 1 | 1 | 1 | 1 | 1 | 1 | 1 | 1 | 1 | CheNgs807 | CheN | gs | 807 | 22.0361 | 335.2213 | [30 empty] | 0 | 0 | 0
807 | Refrigeration | Controls | Hospitals | Existing | Refrigeration Commissioning | 5.0989 | 4.0451 |  | 33992.42 | 1 | 0.79333 | 6666.6667 | 5 |  | 45250.32 | 8874.5903 | Per End Use Consumption | GS | 1 | 1 | 1 | 1 | 1 | 1 | 1 | 1 | 1 | 1 | 1 | 1 | ChoEgs807 | ChoE | gs | 807 | 1709.2477 | 335.2213 | [30 empty] | 0 | 0 | 0
807 | Refrigeration | Controls | Hospitals | New | Refrigeration Commissioning | 5.0989 | 4.0451 |  | 33992.42 | 1 | 0.79333 | 6666.6667 | 5 |  | 45250.32 | 8874.5903 | Per End Use Consumption | GS | 1 | 1 | 1 | 1 | 1 | 1 | 1 | 1 | 1 | 1 | 1 | 1 | ChoNgs807 | ChoN | gs | 807 | 1709.2477 | 335.2213 | [30 empty] | 0 | 0 | 0
807 | Refrigeration | Controls | Institutional | Existing | Refrigeration Commissioning | 0.10339 | 0.083866 |  | 722.98 | 1 | 0.81119 | 6993.007 | 5 |  | 2987.52 | 28896.7167 | Per End Use Consumption | GS | 1 | 1 | 1 | 1 | 1 | 1 | 1 | 1 | 1 | 1 | 1 | 1 | CinEgs807 | CinE | gs | 807 | 36.3537 | 351.6308 | [30 empty] | 0 | 0 | 0
807 | Refrigeration | Controls | Institutional | New | Refrigeration Commissioning | 0.10339 | 0.083866 |  | 722.98 | 1 | 0.81119 | 6993.007 | 5 |  | 2987.52 | 28896.7167 | Per End Use Consumption | GS | 1 | 1 | 1 | 1 | 1 | 1 | 1 | 1 | 1 | 1 | 1 | 1 | CinNgs807 | CinN | gs | 807 | 36.3537 | 351.6308 | [30 empty] | 0 | 0 | 0
807 | Refrigeration | Controls | Lodging/Hospitality | Existing | Refrigeration Commissioning | 1.7579 | 1.3946 |  | 11719.26 | 1 | 0.79333 | 6666.6667 | 5 |  | 10423.68 | 5929.6577 | Per End Use Consumption | GS | 1 | 1 | 1 | 1 | 1 | 1 | 1 | 1 | 1 | 1 | 1 | 1 | CloEgs807 | CloE | gs | 807 | 589.2819 | 335.2213 | [30 empty] | 0 | 0 | 0
807 | Refrigeration | Controls | Lodging/Hospitality | New | Refrigeration Commissioning | 1.7579 | 1.3946 |  | 11719.26 | 1 | 0.79333 | 6666.6667 | 5 |  | 10423.68 | 5929.6577 | Per End Use Consumption | GS | 1 | 1 | 1 | 1 | 1 | 1 | 1 | 1 | 1 | 1 | 1 | 1 | CloNgs807 | CloN | gs | 807 | 589.2819 | 335.2213 | [30 empty] | 0 | 0 | 0
807 | Refrigeration | Controls | Miscellaneous | Existing | Refrigeration Commissioning | 0.0058487 | 0.0047444 |  | 40.9 | 1 | 0.81119 | 6993.007 | 5 |  | 8113.2 | 1387180.0571 | Per End Use Consumption | GS | 1 | 1 | 1 | 1 | 1 | 1 | 1 | 1 | 1 | 1 | 1 | 1 | CmiEgs807 | CmiE | gs | 807 | 2.0566 | 351.6308 | [30 empty] | 0 | 0 | 0
807 | Refrigeration | Controls | Miscellaneous | New | Refrigeration Commissioning | 0.0058487 | 0.0047444 |  | 40.9 | 1 | 0.81119 | 6993.007 | 5 |  | 8113.2 | 1387180.0571 | Per End Use Consumption | GS | 1 | 1 | 1 | 1 | 1 | 1 | 1 | 1 | 1 | 1 | 1 | 1 | CmiNgs807 | CmiN | gs | 807 | 2.0566 | 351.6308 | [30 empty] | 0 | 0 | 0
807 | Refrigeration | Controls | Offices | Existing | Refrigeration Commissioning | 0.15947 | 0.12936 |  | 1115.19 | 1 | 0.81119 | 6993.007 | 5 |  | 4253.76 | 26673.9958 | Per End Use Consumption | GS | 1 | 1 | 1 | 1 | 1 | 1 | 1 | 1 | 1 | 1 | 1 | 1 | CofEgs807 | CofE | gs | 807 | 56.0753 | 351.6308 | [30 empty] | 0 | 0 | 0
807 | Refrigeration | Controls | Offices | New | Refrigeration Commissioning | 0.15947 | 0.12936 |  | 1115.19 | 1 | 0.81119 | 6993.007 | 5 |  | 4253.76 | 26673.9958 | Per End Use Consumption | GS | 1 | 1 | 1 | 1 | 1 | 1 | 1 | 1 | 1 | 1 | 1 | 1 | CofNgs807 | CofN | gs | 807 | 56.0753 | 351.6308 | [30 empty] | 0 | 0 | 0
807 | Refrigeration | Controls | Restaurants | Existing | Refrigeration Commissioning | 1.128 | 0.90402 |  | 8000.22 | 1 | 0.80142 | 7092.1986 | 5 |  | 1197.6 | 1061.6729 | Per End Use Consumption | GS | 1 | 1 | 1 | 1 | 1 | 1 | 1 | 1 | 1 | 1 | 1 | 1 | CreEgs807 | CreE | gs | 807 | 402.2767 | 356.6184 | [30 empty] | 0 | 0 | 0
807 | Refrigeration | Controls | Restaurants | New | Refrigeration Commissioning | 1.128 | 0.90402 |  | 8000.22 | 1 | 0.80142 | 7092.1986 | 5 |  | 1197.6 | 1061.6729 | Per End Use Consumption | GS | 1 | 1 | 1 | 1 | 1 | 1 | 1 | 1 | 1 | 1 | 1 | 1 | CreNgs807 | CreN | gs | 807 | 402.2767 | 356.6184 | [30 empty] | 0 | 0 | 0
807 | Refrigeration | Controls | Retail | Existing | Refrigeration Commissioning | 0.99949 | 0.79293 |  | 6663.26 | 1 | 0.79333 | 6666.6667 | 5 |  | 5600.16 | 5603.0231 | Per End Use Consumption | GS | 1 | 1 | 1 | 1 | 1 | 1 | 1 | 1 | 1 | 1 | 1 | 1 | CrtEgs807 | CrtE | gs | 807 | 335.05 | 335.2213 | [30 empty] | 0 | 0 | 0
807 | Refrigeration | Controls | Retail | New | Refrigeration Commissioning | 0.99949 | 0.79293 |  | 6663.26 | 1 | 0.79333 | 6666.6667 | 5 |  | 5600.16 | 5603.0231 | Per End Use Consumption | GS | 1 | 1 | 1 | 1 | 1 | 1 | 1 | 1 | 1 | 1 | 1 | 1 | CrtNgs807 | CrtN | gs | 807 | 335.05 | 335.2213 | [30 empty] | 0 | 0 | 0
807 | Refrigeration | Controls | Schools K-12 | Existing | Refrigeration Commissioning | 0.16616 | 0.13479 |  | 1161.97 | 1 | 0.81119 | 6993.007 | 5 |  | 7947.36 | 47829.0696 | Per End Use Consumption | GS | 1 | 1 | 1 | 1 | 1 | 1 | 1 | 1 | 1 | 1 | 1 | 1 | CscEgs807 | CscE | gs | 807 | 58.4276 | 351.6308 | [30 empty] | 0 | 0 | 0
807 | Refrigeration | Controls | Schools K-12 | New | Refrigeration Commissioning | 0.16616 | 0.13479 |  | 1161.97 | 1 | 0.81119 | 6993.007 | 5 |  | 7947.36 | 47829.0696 | Per End Use Consumption | GS | 1 | 1 | 1 | 1 | 1 | 1 | 1 | 1 | 1 | 1 | 1 | 1 | CscNgs807 | CscN | gs | 807 | 58.4276 | 351.6308 | [30 empty] | 0 | 0 | 0
807 | Refrigeration | Controls | Warehouse | Existing | Refrigeration Commissioning | 0.047969 | 0.038912 |  | 335.45 | 1 | 0.81119 | 6993.007 | 5 |  | 4752.48 | 99073.2624 | Per End Use Consumption | GS | 1 | 1 | 1 | 1 | 1 | 1 | 1 | 1 | 1 | 1 | 1 | 1 | CwaEgs807 | CwaE | gs | 807 | 16.8675 | 351.6308 | [30 empty] | 0 | 0 | 0
807 | Refrigeration | Controls | Warehouse | New | Refrigeration Commissioning | 0.047969 | 0.038912 |  | 335.45 | 1 | 0.81119 | 6993.007 | 5 |  | 4752.48 | 99073.2624 | Per End Use Consumption | GS | 1 | 1 | 1 | 1 | 1 | 1 | 1 | 1 | 1 | 1 | 1 | 1 | CwaNgs807 | CwaN | gs | 807 | 16.8675 | 351.6308 | [30 empty] | 0 | 0 | 0
808 | Refrigeration | Controls | Assembly | Existing | VSD Controlled Compressor | 0.67795 | 0.53784 |  | 4519.65 | 1 | 0.79333 | 6666.6667 | 13 |  | 3060 | 4513.6238 | Per End Use Consumption | GS | 1 | 1 | 1 | 1 | 1 | 1 | 1 | 1 | 1 | 1 | 1 | 1 | CasEgs808 | CasE | gs | 808 | 227.2625 | 335.2213 | [30 empty] | 0 | 0 | 0
808 | Refrigeration | Controls | Assembly | New | VSD Controlled Compressor | 0.67795 | 0.53784 |  | 4519.65 | 1 | 0.79333 | 6666.6667 | 13 |  | 3060 | 4513.6238 | Per End Use Consumption | GS | 1 | 1 | 1 | 1 | 1 | 1 | 1 | 1 | 1 | 1 | 1 | 1 | CasNgs808 | CasN | gs | 808 | 227.2625 | 335.2213 | [30 empty] | 0 | 0 | 0
808 | Refrigeration | Controls | College and University | Existing | VSD Controlled Compressor | 0.6036 | 0.47886 |  | 4024.02 | 1 | 0.79333 | 6666.6667 | 13 |  | 3060 | 5069.5573 | Per End Use Consumption | GS | 1 | 1 | 1 | 1 | 1 | 1 | 1 | 1 | 1 | 1 | 1 | 1 | CcoEgs808 | CcoE | gs | 808 | 202.3406 | 335.2213 | [30 empty] | 0 | 0 | 0
808 | Refrigeration | Controls | College and University | New | VSD Controlled Compressor | 0.6036 | 0.47886 |  | 4024.02 | 1 | 0.79333 | 6666.6667 | 13 |  | 3060 | 5069.5573 | Per End Use Consumption | GS | 1 | 1 | 1 | 1 | 1 | 1 | 1 | 1 | 1 | 1 | 1 | 1 | CcoNgs808 | CcoN | gs | 808 | 202.3406 | 335.2213 | [30 empty] | 0 | 0 | 0
808 | Refrigeration | Controls | Data Center | Existing | VSD Controlled Compressor | 1.0688 | 0.86704 |  | 7474.44 | 1 | 0.81119 | 6993.007 | 13 |  | 3060 | 2862.9036 | Per End Use Consumption | GS | 1 | 1 | 1 | 1 | 1 | 1 | 1 | 1 | 1 | 1 | 1 | 1 | CdaEgs808 | CdaE | gs | 808 | 375.8388 | 351.6308 | [30 empty] | 0 | 0 | 0
808 | Refrigeration | Controls | Data Center | New | VSD Controlled Compressor | 1.0688 | 0.86704 |  | 7474.44 | 1 | 0.81119 | 6993.007 | 13 |  | 3060 | 2862.9036 | Per End Use Consumption | GS | 1 | 1 | 1 | 1 | 1 | 1 | 1 | 1 | 1 | 1 | 1 | 1 | CdaNgs808 | CdaN | gs | 808 | 375.8388 | 351.6308 | [30 empty] | 0 | 0 | 0
808 | Refrigeration | Controls | Grocery | Existing | VSD Controlled Compressor | 1.1212 | 0.88946 |  | 7474.44 | 1 | 0.79333 | 6666.6667 | 13 |  | 3060 | 2729.3015 | Per End Use Consumption | GS | 1 | 1 | 1 | 1 | 1 | 1 | 1 | 1 | 1 | 1 | 1 | 1 | CgrEgs808 | CgrE | gs | 808 | 375.8388 | 335.2213 | [30 empty] | 6.0168 | 0.90146 | 0.7131
808 | Refrigeration | Controls | Grocery | New | VSD Controlled Compressor | 1.1212 | 0.88946 |  | 7474.44 | 1 | 0.79333 | 6666.6667 | 13 |  | 3060 | 2729.3015 | Per End Use Consumption | GS | 1 | 1 | 1 | 1 | 1 | 1 | 1 | 1 | 1 | 1 | 1 | 1 | CgrNgs808 | CgrN | gs | 808 | 375.8388 | 335.2213 | [30 empty] | 0.02831 | 0.0042415 | 0.0033553
808 | Refrigeration | Controls | Healthcare | Existing | VSD Controlled Compressor | 0.27163 | 0.2155 |  | 1810.89 | 1 | 0.79333 | 6666.6667 | 13 |  | 3060 | 11265.179 | Per End Use Consumption | GS | 1 | 1 | 1 | 1 | 1 | 1 | 1 | 1 | 1 | 1 | 1 | 1 | CheEgs808 | CheE | gs | 808 | 91.0573 | 335.2213 | [30 empty] | 0 | 0 | 0
808 | Refrigeration | Controls | Healthcare | New | VSD Controlled Compressor | 0.27163 | 0.2155 |  | 1810.89 | 1 | 0.79333 | 6666.6667 | 13 |  | 3060 | 11265.179 | Per End Use Consumption | GS | 1 | 1 | 1 | 1 | 1 | 1 | 1 | 1 | 1 | 1 | 1 | 1 | CheNgs808 | CheN | gs | 808 | 91.0573 | 335.2213 | [30 empty] | 0 | 0 | 0
808 | Refrigeration | Controls | Hospitals | Existing | VSD Controlled Compressor | 1.1212 | 0.88946 |  | 7474.44 | 1 | 0.79333 | 6666.6667 | 13 |  | 3060 | 2729.3015 | Per End Use Consumption | GS | 1 | 1 | 1 | 1 | 1 | 1 | 1 | 1 | 1 | 1 | 1 | 1 | ChoEgs808 | ChoE | gs | 808 | 375.8388 | 335.2213 | [30 empty] | 0 | 0 | 0
808 | Refrigeration | Controls | Hospitals | New | VSD Controlled Compressor | 1.1212 | 0.88946 |  | 7474.44 | 1 | 0.79333 | 6666.6667 | 13 |  | 3060 | 2729.3015 | Per End Use Consumption | GS | 1 | 1 | 1 | 1 | 1 | 1 | 1 | 1 | 1 | 1 | 1 | 1 | ChoNgs808 | ChoN | gs | 808 | 375.8388 | 335.2213 | [30 empty] | 0 | 0 | 0
808 | Refrigeration | Controls | Institutional | Existing | VSD Controlled Compressor | 0.42722 | 0.34655 |  | 2987.52 | 1 | 0.81119 | 6993.007 | 13 |  | 3060 | 7162.6638 | Per End Use Consumption | GS | 1 | 1 | 1 | 1 | 1 | 1 | 1 | 1 | 1 | 1 | 1 | 1 | CinEgs808 | CinE | gs | 808 | 150.2221 | 351.6308 | [30 empty] | 0 | 0 | 0
808 | Refrigeration | Controls | Institutional | New | VSD Controlled Compressor | 0.42722 | 0.34655 |  | 2987.52 | 1 | 0.81119 | 6993.007 | 13 |  | 3060 | 7162.6638 | Per End Use Consumption | GS | 1 | 1 | 1 | 1 | 1 | 1 | 1 | 1 | 1 | 1 | 1 | 1 | CinNgs808 | CinN | gs | 808 | 150.2221 | 351.6308 | [30 empty] | 0 | 0 | 0
808 | Refrigeration | Controls | Lodging/Hospitality | Existing | VSD Controlled Compressor | 1.1212 | 0.88946 |  | 7474.44 | 1 | 0.79333 | 6666.6667 | 13 |  | 3060 | 2729.3015 | Per End Use Consumption | GS | 1 | 1 | 1 | 1 | 1 | 1 | 1 | 1 | 1 | 1 | 1 | 1 | CloEgs808 | CloE | gs | 808 | 375.8388 | 335.2213 | [30 empty] | 0 | 0 | 0
808 | Refrigeration | Controls | Lodging/Hospitality | New | VSD Controlled Compressor | 1.1212 | 0.88946 |  | 7474.44 | 1 | 0.79333 | 6666.6667 | 13 |  | 3060 | 2729.3015 | Per End Use Consumption | GS | 1 | 1 | 1 | 1 | 1 | 1 | 1 | 1 | 1 | 1 | 1 | 1 | CloNgs808 | CloN | gs | 808 | 375.8388 | 335.2213 | [30 empty] | 0 | 0 | 0
808 | Refrigeration | Controls | Miscellaneous | Existing | VSD Controlled Compressor | 0.02417 | 0.019606 |  | 169.02 | 1 | 0.81119 | 6993.007 | 13 |  | 3060 | 126603.9605 | Per End Use Consumption | GS | 1 | 1 | 1 | 1 | 1 | 1 | 1 | 1 | 1 | 1 | 1 | 1 | CmiEgs808 | CmiE | gs | 808 | 8.4989 | 351.6308 | [30 empty] | 0 | 0 | 0
808 | Refrigeration | Controls | Miscellaneous | New | VSD Controlled Compressor | 0.02417 | 0.019606 |  | 169.02 | 1 | 0.81119 | 6993.007 | 13 |  | 3060 | 126603.9605 | Per End Use Consumption | GS | 1 | 1 | 1 | 1 | 1 | 1 | 1 | 1 | 1 | 1 | 1 | 1 | CmiNgs808 | CmiN | gs | 808 | 8.4989 | 351.6308 | [30 empty] | 0 | 0 | 0
808 | Refrigeration | Controls | Offices | Existing | VSD Controlled Compressor | 0.65898 | 0.53456 |  | 4608.24 | 1 | 0.81119 | 6993.007 | 13 |  | 3060 | 4643.5519 | Per End Use Consumption | GS | 1 | 1 | 1 | 1 | 1 | 1 | 1 | 1 | 1 | 1 | 1 | 1 | CofEgs808 | CofE | gs | 808 | 231.7171 | 351.6308 | [30 empty] | 0 | 0 | 0
808 | Refrigeration | Controls | Offices | New | VSD Controlled Compressor | 0.65898 | 0.53456 |  | 4608.24 | 1 | 0.81119 | 6993.007 | 13 |  | 3060 | 4643.5519 | Per End Use Consumption | GS | 1 | 1 | 1 | 1 | 1 | 1 | 1 | 1 | 1 | 1 | 1 | 1 | CofNgs808 | CofN | gs | 808 | 231.7171 | 351.6308 | [30 empty] | 0 | 0 | 0
808 | Refrigeration | Controls | Restaurants | Existing | VSD Controlled Compressor | 1.0539 | 0.84461 |  | 7474.44 | 1 | 0.80142 | 7092.1986 | 13 |  | 3060 | 2903.5122 | Per End Use Consumption | GS | 1 | 1 | 1 | 1 | 1 | 1 | 1 | 1 | 1 | 1 | 1 | 1 | CreEgs808 | CreE | gs | 808 | 375.8388 | 356.6184 | [30 empty] | 0 | 0 | 0
808 | Refrigeration | Controls | Restaurants | New | VSD Controlled Compressor | 1.0539 | 0.84461 |  | 7474.44 | 1 | 0.80142 | 7092.1986 | 13 |  | 3060 | 2903.5122 | Per End Use Consumption | GS | 1 | 1 | 1 | 1 | 1 | 1 | 1 | 1 | 1 | 1 | 1 | 1 | CreNgs808 | CreN | gs | 808 | 375.8388 | 356.6184 | [30 empty] | 0 | 0 | 0
808 | Refrigeration | Controls | Retail | Existing | VSD Controlled Compressor | 1.1212 | 0.88946 |  | 7474.44 | 1 | 0.79333 | 6666.6667 | 13 |  | 3060 | 2729.3015 | Per End Use Consumption | GS | 1 | 1 | 1 | 1 | 1 | 1 | 1 | 1 | 1 | 1 | 1 | 1 | CrtEgs808 | CrtE | gs | 808 | 375.8388 | 335.2213 | [30 empty] | 0 | 0 | 0
808 | Refrigeration | Controls | Retail | New | VSD Controlled Compressor | 1.1212 | 0.88946 |  | 7474.44 | 1 | 0.79333 | 6666.6667 | 13 |  | 3060 | 2729.3015 | Per End Use Consumption | GS | 1 | 1 | 1 | 1 | 1 | 1 | 1 | 1 | 1 | 1 | 1 | 1 | CrtNgs808 | CrtN | gs | 808 | 375.8388 | 335.2213 | [30 empty] | 0 | 0 | 0
808 | Refrigeration | Controls | Schools K-12 | Existing | VSD Controlled Compressor | 0.68662 | 0.55698 |  | 4801.53 | 1 | 0.81119 | 6993.007 | 13 |  | 3060 | 4456.6214 | Per End Use Consumption | GS | 1 | 1 | 1 | 1 | 1 | 1 | 1 | 1 | 1 | 1 | 1 | 1 | CscEgs808 | CscE | gs | 808 | 241.4363 | 351.6308 | [30 empty] | 0 | 0 | 0
808 | Refrigeration | Controls | Schools K-12 | New | VSD Controlled Compressor | 0.68662 | 0.55698 |  | 4801.53 | 1 | 0.81119 | 6993.007 | 13 |  | 3060 | 4456.6214 | Per End Use Consumption | GS | 1 | 1 | 1 | 1 | 1 | 1 | 1 | 1 | 1 | 1 | 1 | 1 | CscNgs808 | CscN | gs | 808 | 241.4363 | 351.6308 | [30 empty] | 0 | 0 | 0
808 | Refrigeration | Controls | Warehouse | Existing | VSD Controlled Compressor | 0.19822 | 0.16079 |  | 1386.14 | 1 | 0.81119 | 6993.007 | 13 |  | 3060 | 15437.547 | Per End Use Consumption | GS | 1 | 1 | 1 | 1 | 1 | 1 | 1 | 1 | 1 | 1 | 1 | 1 | CwaEgs808 | CwaE | gs | 808 | 69.6996 | 351.6308 | [30 empty] | 0 | 0 | 0
808 | Refrigeration | Controls | Warehouse | New | VSD Controlled Compressor | 0.19822 | 0.16079 |  | 1386.14 | 1 | 0.81119 | 6993.007 | 13 |  | 3060 | 15437.547 | Per End Use Consumption | GS | 1 | 1 | 1 | 1 | 1 | 1 | 1 | 1 | 1 | 1 | 1 | 1 | CwaNgs808 | CwaN | gs | 808 | 69.6996 | 351.6308 | [30 empty] | 0 | 0 | 0
809 | Refrigeration | Economizer | Assembly | Existing | Refrigeration Economizer | 0.37965 | 0.30119 |  | 2531 | 1 | 0.79333 | 6666.6667 | 15 |  | 1692 | 4456.7365 | Per Ton | GS | 0.57723 | 0.60437 | 0.83705 | 1.097 | 1.2026 | 1.2026 | 1.289 | 1.2891 | 1.2453 | 1.1192 | 0.77553 | 0.85362 | CasEgs809 | CasE | gs | 809 | 151.86 | 400 | [30 empty] | 0 | 0 | 0
809 | Refrigeration | Economizer | Assembly | New | Refrigeration Economizer | 0.37965 | 0.30119 |  | 2531 | 1 | 0.79333 | 6666.6667 | 15 |  | 1692 | 4456.7365 | Per Ton | GS | 0.57723 | 0.60437 | 0.83705 | 1.097 | 1.2026 | 1.2026 | 1.289 | 1.2891 | 1.2453 | 1.1192 | 0.77553 | 0.85362 | CasNgs809 | CasN | gs | 809 | 151.86 | 400 | [30 empty] | 0 | 0 | 0
809 | Refrigeration | Economizer | College and University | Existing | Refrigeration Economizer | 0.33802 | 0.26816 |  | 2253.45 | 1 | 0.79333 | 6666.6667 | 15 |  | 1692 | 5005.658 | Per Ton | GS | 0.57723 | 0.60437 | 0.83705 | 1.097 | 1.2026 | 1.2026 | 1.289 | 1.2891 | 1.2453 | 1.1192 | 0.77553 | 0.85362 | CcoEgs809 | CcoE | gs | 809 | 135.207 | 400 | [30 empty] | 0 | 0 | 0
809 | Refrigeration | Economizer | College and University | New | Refrigeration Economizer | 0.33802 | 0.26816 |  | 2253.45 | 1 | 0.79333 | 6666.6667 | 15 |  | 1692 | 5005.658 | Per Ton | GS | 0.57723 | 0.60437 | 0.83705 | 1.097 | 1.2026 | 1.2026 | 1.289 | 1.2891 | 1.2453 | 1.1192 | 0.77553 | 0.85362 | CcoNgs809 | CcoN | gs | 809 | 135.207 | 400 | [30 empty] | 0 | 0 | 0
809 | Refrigeration | Economizer | Data Center | Existing | Refrigeration Economizer | 4.3928 | 3.5634 |  | 30719.18 | 1 | 0.81119 | 6993.007 | 15 |  | 1692 | 385.172 | Per Ton | GS | 0.57723 | 0.60437 | 0.83705 | 1.097 | 1.2026 | 1.2026 | 1.289 | 1.2891 | 1.2453 | 1.1192 | 0.77553 | 0.85362 | CdaEgs809 | CdaE | gs | 809 | 1843.1508 | 419.5804 | [30 empty] | 0 | 0 | 0
809 | Refrigeration | Economizer | Data Center | New | Refrigeration Economizer | 4.3928 | 3.5634 |  | 30719.18 | 1 | 0.81119 | 6993.007 | 15 |  | 1692 | 385.172 | Per Ton | GS | 0.57723 | 0.60437 | 0.83705 | 1.097 | 1.2026 | 1.2026 | 1.289 | 1.2891 | 1.2453 | 1.1192 | 0.77553 | 0.85362 | CdaNgs809 | CdaN | gs | 809 | 1843.1508 | 419.5804 | [30 empty] | 0 | 0 | 0
809 | Refrigeration | Economizer | Grocery | Existing | Refrigeration Economizer | 3.5847 | 2.8438 |  | 23897.76 | 1 | 0.79333 | 6666.6667 | 15 |  | 1692 | 472.0108 | Per Ton | GS | 0.57723 | 0.60437 | 0.83705 | 1.097 | 1.2026 | 1.2026 | 1.289 | 1.2891 | 1.2453 | 1.1192 | 0.77553 | 0.85362 | CgrEgs809 | CgrE | gs | 809 | 1433.8656 | 400 | [30 empty] | 65.7105 | 9.845 | 7.788
809 | Refrigeration | Economizer | Grocery | New | Refrigeration Economizer | 3.5847 | 2.8438 |  | 23897.76 | 1 | 0.79333 | 6666.6667 | 15 |  | 1692 | 472.0108 | Per Ton | GS | 0.57723 | 0.60437 | 0.83705 | 1.097 | 1.2026 | 1.2026 | 1.289 | 1.2891 | 1.2453 | 1.1192 | 0.77553 | 0.85362 | CgrNgs809 | CgrN | gs | 809 | 1433.8656 | 400 | [30 empty] | 0.90709 | 0.1359 | 0.10751
809 | Refrigeration | Economizer | Healthcare | Existing | Refrigeration Economizer | 0.15212 | 0.12068 |  | 1014.1 | 1 | 0.79333 | 6666.6667 | 15 |  | 1692 | 11123.1634 | Per Ton | GS | 0.57723 | 0.60437 | 0.83705 | 1.097 | 1.2026 | 1.2026 | 1.289 | 1.2891 | 1.2453 | 1.1192 | 0.77553 | 0.85362 | CheEgs809 | CheE | gs | 809 | 60.846 | 400 | [30 empty] | 0 | 0 | 0
809 | Refrigeration | Economizer | Healthcare | New | Refrigeration Economizer | 0.15212 | 0.12068 |  | 1014.1 | 1 | 0.79333 | 6666.6667 | 15 |  | 1692 | 11123.1634 | Per Ton | GS | 0.57723 | 0.60437 | 0.83705 | 1.097 | 1.2026 | 1.2026 | 1.289 | 1.2891 | 1.2453 | 1.1192 | 0.77553 | 0.85362 | CheNgs809 | CheN | gs | 809 | 60.846 | 400 | [30 empty] | 0 | 0 | 0
809 | Refrigeration | Economizer | Hospitals | Existing | Refrigeration Economizer | 11.799 | 9.3606 |  | 78660.14 | 1 | 0.79333 | 6666.6667 | 15 |  | 1692 | 143.4017 | Per Ton | GS | 0.57723 | 0.60437 | 0.83705 | 1.097 | 1.2026 | 1.2026 | 1.289 | 1.2891 | 1.2453 | 1.1192 | 0.77553 | 0.85362 | ChoEgs809 | ChoE | gs | 809 | 4719.6084 | 400 | [30 empty] | 0 | 0 | 0
809 | Refrigeration | Economizer | Hospitals | New | Refrigeration Economizer | 11.799 | 9.3606 |  | 78660.14 | 1 | 0.79333 | 6666.6667 | 15 |  | 1692 | 143.4017 | Per Ton | GS | 0.57723 | 0.60437 | 0.83705 | 1.097 | 1.2026 | 1.2026 | 1.289 | 1.2891 | 1.2453 | 1.1192 | 0.77553 | 0.85362 | ChoNgs809 | ChoN | gs | 809 | 4719.6084 | 400 | [30 empty] | 0 | 0 | 0
809 | Refrigeration | Economizer | Institutional | Existing | Refrigeration Economizer | 0.23924 | 0.19407 |  | 1673.01 | 1 | 0.81119 | 6993.007 | 15 |  | 1692 | 7072.3832 | Per Ton | GS | 0.57723 | 0.60437 | 0.83705 | 1.097 | 1.2026 | 1.2026 | 1.289 | 1.2891 | 1.2453 | 1.1192 | 0.77553 | 0.85362 | CinEgs809 | CinE | gs | 809 | 100.3806 | 419.5804 | [30 empty] | 0 | 0 | 0
809 | Refrigeration | Economizer | Institutional | New | Refrigeration Economizer | 0.23924 | 0.19407 |  | 1673.01 | 1 | 0.81119 | 6993.007 | 15 |  | 1692 | 7072.3832 | Per Ton | GS | 0.57723 | 0.60437 | 0.83705 | 1.097 | 1.2026 | 1.2026 | 1.289 | 1.2891 | 1.2453 | 1.1192 | 0.77553 | 0.85362 | CinNgs809 | CinN | gs | 809 | 100.3806 | 419.5804 | [30 empty] | 0 | 0 | 0
809 | Refrigeration | Economizer | Lodging/Hospitality | Existing | Refrigeration Economizer | 4.0678 | 3.2272 |  | 27118.94 | 1 | 0.79333 | 6666.6667 | 15 |  | 1692 | 415.9455 | Per Ton | GS | 0.57723 | 0.60437 | 0.83705 | 1.097 | 1.2026 | 1.2026 | 1.289 | 1.2891 | 1.2453 | 1.1192 | 0.77553 | 0.85362 | CloEgs809 | CloE | gs | 809 | 1627.1364 | 400 | [30 empty] | 0 | 0 | 0
809 | Refrigeration | Economizer | Lodging/Hospitality | New | Refrigeration Economizer | 4.0678 | 3.2272 |  | 27118.94 | 1 | 0.79333 | 6666.6667 | 15 |  | 1692 | 415.9455 | Per Ton | GS | 0.57723 | 0.60437 | 0.83705 | 1.097 | 1.2026 | 1.2026 | 1.289 | 1.2891 | 1.2453 | 1.1192 | 0.77553 | 0.85362 | CloNgs809 | CloN | gs | 809 | 1627.1364 | 400 | [30 empty] | 0 | 0 | 0
809 | Refrigeration | Economizer | Miscellaneous | Existing | Refrigeration Economizer | 0.013535 | 0.010979 |  | 94.65 | 1 | 0.81119 | 6993.007 | 15 |  | 1692 | 125009.6971 | Per Ton | GS | 0.57723 | 0.60437 | 0.83705 | 1.097 | 1.2026 | 1.2026 | 1.289 | 1.2891 | 1.2453 | 1.1192 | 0.77553 | 0.85362 | CmiEgs809 | CmiE | gs | 809 | 5.679 | 419.5804 | [30 empty] | 0 | 0 | 0
809 | Refrigeration | Economizer | Miscellaneous | New | Refrigeration Economizer | 0.013535 | 0.010979 |  | 94.65 | 1 | 0.81119 | 6993.007 | 15 |  | 1692 | 125009.6971 | Per Ton | GS | 0.57723 | 0.60437 | 0.83705 | 1.097 | 1.2026 | 1.2026 | 1.289 | 1.2891 | 1.2453 | 1.1192 | 0.77553 | 0.85362 | CmiNgs809 | CmiN | gs | 809 | 5.679 | 419.5804 | [30 empty] | 0 | 0 | 0
809 | Refrigeration | Economizer | Offices | Existing | Refrigeration Economizer | 0.36903 | 0.29935 |  | 2580.61 | 1 | 0.81119 | 6993.007 | 15 |  | 1692 | 4585.0275 | Per Ton | GS | 0.57723 | 0.60437 | 0.83705 | 1.097 | 1.2026 | 1.2026 | 1.289 | 1.2891 | 1.2453 | 1.1192 | 0.77553 | 0.85362 | CofEgs809 | CofE | gs | 809 | 154.8366 | 419.5804 | [30 empty] | 0 | 0 | 0
809 | Refrigeration | Economizer | Offices | New | Refrigeration Economizer | 0.36903 | 0.29935 |  | 2580.61 | 1 | 0.81119 | 6993.007 | 15 |  | 1692 | 4585.0275 | Per Ton | GS | 0.57723 | 0.60437 | 0.83705 | 1.097 | 1.2026 | 1.2026 | 1.289 | 1.2891 | 1.2453 | 1.1192 | 0.77553 | 0.85362 | CofNgs809 | CofN | gs | 809 | 154.8366 | 419.5804 | [30 empty] | 0 | 0 | 0
809 | Refrigeration | Economizer | Restaurants | Existing | Refrigeration Economizer | 2.6103 | 2.092 |  | 18512.9 | 1 | 0.80142 | 7092.1986 | 15 |  | 1692 | 648.1967 | Per Ton | GS | 0.57723 | 0.60437 | 0.83705 | 1.097 | 1.2026 | 1.2026 | 1.289 | 1.2891 | 1.2453 | 1.1192 | 0.77553 | 0.85362 | CreEgs809 | CreE | gs | 809 | 1110.774 | 425.5319 | [30 empty] | 0 | 0 | 0
809 | Refrigeration | Economizer | Restaurants | New | Refrigeration Economizer | 2.6103 | 2.092 |  | 18512.9 | 1 | 0.80142 | 7092.1986 | 15 |  | 1692 | 648.1967 | Per Ton | GS | 0.57723 | 0.60437 | 0.83705 | 1.097 | 1.2026 | 1.2026 | 1.289 | 1.2891 | 1.2453 | 1.1192 | 0.77553 | 0.85362 | CreNgs809 | CreN | gs | 809 | 1110.774 | 425.5319 | [30 empty] | 0 | 0 | 0
809 | Refrigeration | Economizer | Retail | Existing | Refrigeration Economizer | 2.3129 | 1.8349 |  | 15419.11 | 1 | 0.79333 | 6666.6667 | 15 |  | 1692 | 731.5597 | Per Ton | GS | 0.57723 | 0.60437 | 0.83705 | 1.097 | 1.2026 | 1.2026 | 1.289 | 1.2891 | 1.2453 | 1.1192 | 0.77553 | 0.85362 | CrtEgs809 | CrtE | gs | 809 | 925.1466 | 400 | [30 empty] | 0 | 0 | 0
809 | Refrigeration | Economizer | Retail | New | Refrigeration Economizer | 2.3129 | 1.8349 |  | 15419.11 | 1 | 0.79333 | 6666.6667 | 15 |  | 1692 | 731.5597 | Per Ton | GS | 0.57723 | 0.60437 | 0.83705 | 1.097 | 1.2026 | 1.2026 | 1.289 | 1.2891 | 1.2453 | 1.1192 | 0.77553 | 0.85362 | CrtNgs809 | CrtN | gs | 809 | 925.1466 | 400 | [30 empty] | 0 | 0 | 0
809 | Refrigeration | Economizer | Schools K-12 | Existing | Refrigeration Economizer | 0.38451 | 0.31191 |  | 2688.86 | 1 | 0.81119 | 6993.007 | 15 |  | 1692 | 4400.4403 | Per Ton | GS | 0.57723 | 0.60437 | 0.83705 | 1.097 | 1.2026 | 1.2026 | 1.289 | 1.2891 | 1.2453 | 1.1192 | 0.77553 | 0.85362 | CscEgs809 | CscE | gs | 809 | 161.3316 | 419.5804 | [30 empty] | 0 | 0 | 0
809 | Refrigeration | Economizer | Schools K-12 | New | Refrigeration Economizer | 0.38451 | 0.31191 |  | 2688.86 | 1 | 0.81119 | 6993.007 | 15 |  | 1692 | 4400.4403 | Per Ton | GS | 0.57723 | 0.60437 | 0.83705 | 1.097 | 1.2026 | 1.2026 | 1.289 | 1.2891 | 1.2453 | 1.1192 | 0.77553 | 0.85362 | CscNgs809 | CscN | gs | 809 | 161.3316 | 419.5804 | [30 empty] | 0 | 0 | 0
809 | Refrigeration | Economizer | Warehouse | Existing | Refrigeration Economizer | 0.111 | 0.090044 |  | 776.24 | 1 | 0.81119 | 6993.007 | 15 |  | 1692 | 15242.9247 | Per Ton | GS | 0.57723 | 0.60437 | 0.83705 | 1.097 | 1.2026 | 1.2026 | 1.289 | 1.2891 | 1.2453 | 1.1192 | 0.77553 | 0.85362 | CwaEgs809 | CwaE | gs | 809 | 46.5744 | 419.5804 | [30 empty] | 0 | 0 | 0
809 | Refrigeration | Economizer | Warehouse | New | Refrigeration Economizer | 0.111 | 0.090044 |  | 776.24 | 1 | 0.81119 | 6993.007 | 15 |  | 1692 | 15242.9247 | Per Ton | GS | 0.57723 | 0.60437 | 0.83705 | 1.097 | 1.2026 | 1.2026 | 1.289 | 1.2891 | 1.2453 | 1.1192 | 0.77553 | 0.85362 | CwaNgs809 | CwaN | gs | 809 | 46.5744 | 419.5804 | [30 empty] | 0 | 0 | 0
810 | Refrigeration | Insulation | Assembly | Existing | Suction Pipe Insulation - Freezers | 0.12825 | 0.10175 |  | 855 | 1 | 0.79333 | 6666.6667 | 15 |  | 44.2 | 344.6394 | Per End Use Consumption | GS | 1 | 1 | 1 | 1 | 1 | 1 | 1 | 1 | 1 | 1 | 1 | 1 | CasEgs810 | CasE | gs | 810 | 51.3 | 400 | [30 empty] | 0 | 0 | 0
810 | Refrigeration | Insulation | Assembly | New | Suction Pipe Insulation - Freezers | 0.12825 | 0.10175 |  | 855 | 1 | 0.79333 | 6666.6667 | 15 |  | 44.2 | 344.6394 | Per End Use Consumption | GS | 1 | 1 | 1 | 1 | 1 | 1 | 1 | 1 | 1 | 1 | 1 | 1 | CasNgs810 | CasN | gs | 810 | 51.3 | 400 | [30 empty] | 0 | 0 | 0
810 | Refrigeration | Insulation | College and University | Existing | Suction Pipe Insulation - Freezers | 0.12825 | 0.10175 |  | 855 | 1 | 0.79333 | 6666.6667 | 15 |  | 44.2 | 344.6394 | Per End Use Consumption | GS | 1 | 1 | 1 | 1 | 1 | 1 | 1 | 1 | 1 | 1 | 1 | 1 | CcoEgs810 | CcoE | gs | 810 | 51.3 | 400 | [30 empty] | 0 | 0 | 0
810 | Refrigeration | Insulation | College and University | New | Suction Pipe Insulation - Freezers | 0.12825 | 0.10175 |  | 855 | 1 | 0.79333 | 6666.6667 | 15 |  | 44.2 | 344.6394 | Per End Use Consumption | GS | 1 | 1 | 1 | 1 | 1 | 1 | 1 | 1 | 1 | 1 | 1 | 1 | CcoNgs810 | CcoN | gs | 810 | 51.3 | 400 | [30 empty] | 0 | 0 | 0
810 | Refrigeration | Insulation | Data Center | Existing | Suction Pipe Insulation - Freezers | 0.12226 | 0.09918 |  | 855 | 1 | 0.81119 | 6993.007 | 15 |  | 44.2 | 361.5098 | Per End Use Consumption | GS | 1 | 1 | 1 | 1 | 1 | 1 | 1 | 1 | 1 | 1 | 1 | 1 | CdaEgs810 | CdaE | gs | 810 | 51.3 | 419.5804 | [30 empty] | 0 | 0 | 0
810 | Refrigeration | Insulation | Data Center | New | Suction Pipe Insulation - Freezers | 0.12226 | 0.09918 |  | 855 | 1 | 0.81119 | 6993.007 | 15 |  | 44.2 | 361.5098 | Per End Use Consumption | GS | 1 | 1 | 1 | 1 | 1 | 1 | 1 | 1 | 1 | 1 | 1 | 1 | CdaNgs810 | CdaN | gs | 810 | 51.3 | 419.5804 | [30 empty] | 0 | 0 | 0
810 | Refrigeration | Insulation | Grocery | Existing | Suction Pipe Insulation - Freezers | 0.12825 | 0.10175 |  | 855 | 1 | 0.79333 | 6666.6667 | 15 |  | 44.2 | 344.6394 | Per End Use Consumption | GS | 1 | 1 | 1 | 1 | 1 | 1 | 1 | 1 | 1 | 1 | 1 | 1 | CgrEgs810 | CgrE | gs | 810 | 51.3 | 400 | [30 empty] | 2.4339 | 0.36466 | 0.28847
810 | Refrigeration | Insulation | Grocery | New | Suction Pipe Insulation - Freezers | 0.12825 | 0.10175 |  | 855 | 1 | 0.79333 | 6666.6667 | 15 |  | 44.2 | 344.6394 | Per End Use Consumption | GS | 1 | 1 | 1 | 1 | 1 | 1 | 1 | 1 | 1 | 1 | 1 | 1 | CgrNgs810 | CgrN | gs | 810 | 51.3 | 400 | [30 empty] | 0 | 0 | 0
810 | Refrigeration | Insulation | Healthcare | Existing | Suction Pipe Insulation - Freezers | 0.12825 | 0.10175 |  | 855 | 1 | 0.79333 | 6666.6667 | 15 |  | 44.2 | 344.6394 | Per End Use Consumption | GS | 1 | 1 | 1 | 1 | 1 | 1 | 1 | 1 | 1 | 1 | 1 | 1 | CheEgs810 | CheE | gs | 810 | 51.3 | 400 | [30 empty] | 0 | 0 | 0
810 | Refrigeration | Insulation | Healthcare | New | Suction Pipe Insulation - Freezers | 0.12825 | 0.10175 |  | 855 | 1 | 0.79333 | 6666.6667 | 15 |  | 44.2 | 344.6394 | Per End Use Consumption | GS | 1 | 1 | 1 | 1 | 1 | 1 | 1 | 1 | 1 | 1 | 1 | 1 | CheNgs810 | CheN | gs | 810 | 51.3 | 400 | [30 empty] | 0 | 0 | 0
810 | Refrigeration | Insulation | Hospitals | Existing | Suction Pipe Insulation - Freezers | 0.12825 | 0.10175 |  | 855 | 1 | 0.79333 | 6666.6667 | 15 |  | 44.2 | 344.6394 | Per End Use Consumption | GS | 1 | 1 | 1 | 1 | 1 | 1 | 1 | 1 | 1 | 1 | 1 | 1 | ChoEgs810 | ChoE | gs | 810 | 51.3 | 400 | [30 empty] | 0 | 0 | 0
810 | Refrigeration | Insulation | Hospitals | New | Suction Pipe Insulation - Freezers | 0.12825 | 0.10175 |  | 855 | 1 | 0.79333 | 6666.6667 | 15 |  | 44.2 | 344.6394 | Per End Use Consumption | GS | 1 | 1 | 1 | 1 | 1 | 1 | 1 | 1 | 1 | 1 | 1 | 1 | ChoNgs810 | ChoN | gs | 810 | 51.3 | 400 | [30 empty] | 0 | 0 | 0
810 | Refrigeration | Insulation | Institutional | Existing | Suction Pipe Insulation - Freezers | 0.12226 | 0.09918 |  | 855 | 1 | 0.81119 | 6993.007 | 15 |  | 44.2 | 361.5098 | Per End Use Consumption | GS | 1 | 1 | 1 | 1 | 1 | 1 | 1 | 1 | 1 | 1 | 1 | 1 | CinEgs810 | CinE | gs | 810 | 51.3 | 419.5804 | [30 empty] | 0 | 0 | 0
810 | Refrigeration | Insulation | Institutional | New | Suction Pipe Insulation - Freezers | 0.12226 | 0.09918 |  | 855 | 1 | 0.81119 | 6993.007 | 15 |  | 44.2 | 361.5098 | Per End Use Consumption | GS | 1 | 1 | 1 | 1 | 1 | 1 | 1 | 1 | 1 | 1 | 1 | 1 | CinNgs810 | CinN | gs | 810 | 51.3 | 419.5804 | [30 empty] | 0 | 0 | 0
810 | Refrigeration | Insulation | Lodging/Hospitality | Existing | Suction Pipe Insulation - Freezers | 0.12825 | 0.10175 |  | 855 | 1 | 0.79333 | 6666.6667 | 15 |  | 44.2 | 344.6394 | Per End Use Consumption | GS | 1 | 1 | 1 | 1 | 1 | 1 | 1 | 1 | 1 | 1 | 1 | 1 | CloEgs810 | CloE | gs | 810 | 51.3 | 400 | [30 empty] | 0 | 0 | 0
810 | Refrigeration | Insulation | Lodging/Hospitality | New | Suction Pipe Insulation - Freezers | 0.12825 | 0.10175 |  | 855 | 1 | 0.79333 | 6666.6667 | 15 |  | 44.2 | 344.6394 | Per End Use Consumption | GS | 1 | 1 | 1 | 1 | 1 | 1 | 1 | 1 | 1 | 1 | 1 | 1 | CloNgs810 | CloN | gs | 810 | 51.3 | 400 | [30 empty] | 0 | 0 | 0
810 | Refrigeration | Insulation | Miscellaneous | Existing | Suction Pipe Insulation - Freezers | 0.12226 | 0.09918 |  | 855 | 1 | 0.81119 | 6993.007 | 15 |  | 44.2 | 361.5098 | Per End Use Consumption | GS | 1 | 1 | 1 | 1 | 1 | 1 | 1 | 1 | 1 | 1 | 1 | 1 | CmiEgs810 | CmiE | gs | 810 | 51.3 | 419.5804 | [30 empty] | 0 | 0 | 0
810 | Refrigeration | Insulation | Miscellaneous | New | Suction Pipe Insulation - Freezers | 0.12226 | 0.09918 |  | 855 | 1 | 0.81119 | 6993.007 | 15 |  | 44.2 | 361.5098 | Per End Use Consumption | GS | 1 | 1 | 1 | 1 | 1 | 1 | 1 | 1 | 1 | 1 | 1 | 1 | CmiNgs810 | CmiN | gs | 810 | 51.3 | 419.5804 | [30 empty] | 0 | 0 | 0
810 | Refrigeration | Insulation | Offices | Existing | Suction Pipe Insulation - Freezers | 0.12226 | 0.09918 |  | 855 | 1 | 0.81119 | 6993.007 | 15 |  | 44.2 | 361.5098 | Per End Use Consumption | GS | 1 | 1 | 1 | 1 | 1 | 1 | 1 | 1 | 1 | 1 | 1 | 1 | CofEgs810 | CofE | gs | 810 | 51.3 | 419.5804 | [30 empty] | 0 | 0 | 0
810 | Refrigeration | Insulation | Offices | New | Suction Pipe Insulation - Freezers | 0.12226 | 0.09918 |  | 855 | 1 | 0.81119 | 6993.007 | 15 |  | 44.2 | 361.5098 | Per End Use Consumption | GS | 1 | 1 | 1 | 1 | 1 | 1 | 1 | 1 | 1 | 1 | 1 | 1 | CofNgs810 | CofN | gs | 810 | 51.3 | 419.5804 | [30 empty] | 0 | 0 | 0
810 | Refrigeration | Insulation | Restaurants | Existing | Suction Pipe Insulation - Freezers | 0.12055 | 0.096615 |  | 855 | 1 | 0.80142 | 7092.1986 | 15 |  | 44.2 | 366.6376 | Per End Use Consumption | GS | 1 | 1 | 1 | 1 | 1 | 1 | 1 | 1 | 1 | 1 | 1 | 1 | CreEgs810 | CreE | gs | 810 | 51.3 | 425.5319 | [30 empty] | 0 | 0 | 0
810 | Refrigeration | Insulation | Restaurants | New | Suction Pipe Insulation - Freezers | 0.12055 | 0.096615 |  | 855 | 1 | 0.80142 | 7092.1986 | 15 |  | 44.2 | 366.6376 | Per End Use Consumption | GS | 1 | 1 | 1 | 1 | 1 | 1 | 1 | 1 | 1 | 1 | 1 | 1 | CreNgs810 | CreN | gs | 810 | 51.3 | 425.5319 | [30 empty] | 0 | 0 | 0
810 | Refrigeration | Insulation | Retail | Existing | Suction Pipe Insulation - Freezers | 0.12825 | 0.10175 |  | 855 | 1 | 0.79333 | 6666.6667 | 15 |  | 44.2 | 344.6394 | Per End Use Consumption | GS | 1 | 1 | 1 | 1 | 1 | 1 | 1 | 1 | 1 | 1 | 1 | 1 | CrtEgs810 | CrtE | gs | 810 | 51.3 | 400 | [30 empty] | 0 | 0 | 0
810 | Refrigeration | Insulation | Retail | New | Suction Pipe Insulation - Freezers | 0.12825 | 0.10175 |  | 855 | 1 | 0.79333 | 6666.6667 | 15 |  | 44.2 | 344.6394 | Per End Use Consumption | GS | 1 | 1 | 1 | 1 | 1 | 1 | 1 | 1 | 1 | 1 | 1 | 1 | CrtNgs810 | CrtN | gs | 810 | 51.3 | 400 | [30 empty] | 0 | 0 | 0
810 | Refrigeration | Insulation | Schools K-12 | Existing | Suction Pipe Insulation - Freezers | 0.12226 | 0.09918 |  | 855 | 1 | 0.81119 | 6993.007 | 15 |  | 44.2 | 361.5098 | Per End Use Consumption | GS | 1 | 1 | 1 | 1 | 1 | 1 | 1 | 1 | 1 | 1 | 1 | 1 | CscEgs810 | CscE | gs | 810 | 51.3 | 419.5804 | [30 empty] | 0 | 0 | 0
810 | Refrigeration | Insulation | Schools K-12 | New | Suction Pipe Insulation - Freezers | 0.12226 | 0.09918 |  | 855 | 1 | 0.81119 | 6993.007 | 15 |  | 44.2 | 361.5098 | Per End Use Consumption | GS | 1 | 1 | 1 | 1 | 1 | 1 | 1 | 1 | 1 | 1 | 1 | 1 | CscNgs810 | CscN | gs | 810 | 51.3 | 419.5804 | [30 empty] | 0 | 0 | 0
810 | Refrigeration | Insulation | Warehouse | Existing | Suction Pipe Insulation - Freezers | 0.12226 | 0.09918 |  | 855 | 1 | 0.81119 | 6993.007 | 15 |  | 44.2 | 361.5098 | Per End Use Consumption | GS | 1 | 1 | 1 | 1 | 1 | 1 | 1 | 1 | 1 | 1 | 1 | 1 | CwaEgs810 | CwaE | gs | 810 | 51.3 | 419.5804 | [30 empty] | 0 | 0 | 0
810 | Refrigeration | Insulation | Warehouse | New | Suction Pipe Insulation - Freezers | 0.12226 | 0.09918 |  | 855 | 1 | 0.81119 | 6993.007 | 15 |  | 44.2 | 361.5098 | Per End Use Consumption | GS | 1 | 1 | 1 | 1 | 1 | 1 | 1 | 1 | 1 | 1 | 1 | 1 | CwaNgs810 | CwaN | gs | 810 | 51.3 | 419.5804 | [30 empty] | 0 | 0 | 0
811 | Refrigeration | Insulation | Assembly | Existing | Suction Pipe Insulation - Refrigerators | 0.0372 | 0.029512 |  | 248 | 1 | 0.79333 | 6666.6667 | 15 |  | 44.2 | 1188.172 | Per End Use Consumption | GS | 1 | 1 | 1 | 1 | 1 | 1 | 1 | 1 | 1 | 1 | 1 | 1 | CasEgs811 | CasE | gs | 811 | 14.88 | 400 | [30 empty] | 0 | 0 | 0
811 | Refrigeration | Insulation | Assembly | New | Suction Pipe Insulation - Refrigerators | 0.0372 | 0.029512 |  | 248 | 1 | 0.79333 | 6666.6667 | 15 |  | 44.2 | 1188.172 | Per End Use Consumption | GS | 1 | 1 | 1 | 1 | 1 | 1 | 1 | 1 | 1 | 1 | 1 | 1 | CasNgs811 | CasN | gs | 811 | 14.88 | 400 | [30 empty] | 0 | 0 | 0
811 | Refrigeration | Insulation | College and University | Existing | Suction Pipe Insulation - Refrigerators | 0.0372 | 0.029512 |  | 248 | 1 | 0.79333 | 6666.6667 | 15 |  | 44.2 | 1188.172 | Per End Use Consumption | GS | 1 | 1 | 1 | 1 | 1 | 1 | 1 | 1 | 1 | 1 | 1 | 1 | CcoEgs811 | CcoE | gs | 811 | 14.88 | 400 | [30 empty] | 0 | 0 | 0
811 | Refrigeration | Insulation | College and University | New | Suction Pipe Insulation - Refrigerators | 0.0372 | 0.029512 |  | 248 | 1 | 0.79333 | 6666.6667 | 15 |  | 44.2 | 1188.172 | Per End Use Consumption | GS | 1 | 1 | 1 | 1 | 1 | 1 | 1 | 1 | 1 | 1 | 1 | 1 | CcoNgs811 | CcoN | gs | 811 | 14.88 | 400 | [30 empty] | 0 | 0 | 0
811 | Refrigeration | Insulation | Data Center | Existing | Suction Pipe Insulation - Refrigerators | 0.035464 | 0.028768 |  | 248 | 1 | 0.81119 | 6993.007 | 15 |  | 44.2 | 1246.3343 | Per End Use Consumption | GS | 1 | 1 | 1 | 1 | 1 | 1 | 1 | 1 | 1 | 1 | 1 | 1 | CdaEgs811 | CdaE | gs | 811 | 14.88 | 419.5804 | [30 empty] | 0 | 0 | 0
811 | Refrigeration | Insulation | Data Center | New | Suction Pipe Insulation - Refrigerators | 0.035464 | 0.028768 |  | 248 | 1 | 0.81119 | 6993.007 | 15 |  | 44.2 | 1246.3343 | Per End Use Consumption | GS | 1 | 1 | 1 | 1 | 1 | 1 | 1 | 1 | 1 | 1 | 1 | 1 | CdaNgs811 | CdaN | gs | 811 | 14.88 | 419.5804 | [30 empty] | 0 | 0 | 0
811 | Refrigeration | Insulation | Grocery | Existing | Suction Pipe Insulation - Refrigerators | 0.0372 | 0.029512 |  | 248 | 1 | 0.79333 | 6666.6667 | 15 |  | 44.2 | 1188.172 | Per End Use Consumption | GS | 1 | 1 | 1 | 1 | 1 | 1 | 1 | 1 | 1 | 1 | 1 | 1 | CgrEgs811 | CgrE | gs | 811 | 14.88 | 400 | [30 empty] | 1.423 | 0.21321 | 0.16866
811 | Refrigeration | Insulation | Grocery | New | Suction Pipe Insulation - Refrigerators | 0.0372 | 0.029512 |  | 248 | 1 | 0.79333 | 6666.6667 | 15 |  | 44.2 | 1188.172 | Per End Use Consumption | GS | 1 | 1 | 1 | 1 | 1 | 1 | 1 | 1 | 1 | 1 | 1 | 1 | CgrNgs811 | CgrN | gs | 811 | 14.88 | 400 | [30 empty] | 0 | 0 | 0
811 | Refrigeration | Insulation | Healthcare | Existing | Suction Pipe Insulation - Refrigerators | 0.0372 | 0.029512 |  | 248 | 1 | 0.79333 | 6666.6667 | 15 |  | 44.2 | 1188.172 | Per End Use Consumption | GS | 1 | 1 | 1 | 1 | 1 | 1 | 1 | 1 | 1 | 1 | 1 | 1 | CheEgs811 | CheE | gs | 811 | 14.88 | 400 | [30 empty] | 0 | 0 | 0
811 | Refrigeration | Insulation | Healthcare | New | Suction Pipe Insulation - Refrigerators | 0.0372 | 0.029512 |  | 248 | 1 | 0.79333 | 6666.6667 | 15 |  | 44.2 | 1188.172 | Per End Use Consumption | GS | 1 | 1 | 1 | 1 | 1 | 1 | 1 | 1 | 1 | 1 | 1 | 1 | CheNgs811 | CheN | gs | 811 | 14.88 | 400 | [30 empty] | 0 | 0 | 0
811 | Refrigeration | Insulation | Hospitals | Existing | Suction Pipe Insulation - Refrigerators | 0.0372 | 0.029512 |  | 248 | 1 | 0.79333 | 6666.6667 | 15 |  | 44.2 | 1188.172 | Per End Use Consumption | GS | 1 | 1 | 1 | 1 | 1 | 1 | 1 | 1 | 1 | 1 | 1 | 1 | ChoEgs811 | ChoE | gs | 811 | 14.88 | 400 | [30 empty] | 0 | 0 | 0
811 | Refrigeration | Insulation | Hospitals | New | Suction Pipe Insulation - Refrigerators | 0.0372 | 0.029512 |  | 248 | 1 | 0.79333 | 6666.6667 | 15 |  | 44.2 | 1188.172 | Per End Use Consumption | GS | 1 | 1 | 1 | 1 | 1 | 1 | 1 | 1 | 1 | 1 | 1 | 1 | ChoNgs811 | ChoN | gs | 811 | 14.88 | 400 | [30 empty] | 0 | 0 | 0
811 | Refrigeration | Insulation | Institutional | Existing | Suction Pipe Insulation - Refrigerators | 0.035464 | 0.028768 |  | 248 | 1 | 0.81119 | 6993.007 | 15 |  | 44.2 | 1246.3343 | Per End Use Consumption | GS | 1 | 1 | 1 | 1 | 1 | 1 | 1 | 1 | 1 | 1 | 1 | 1 | CinEgs811 | CinE | gs | 811 | 14.88 | 419.5804 | [30 empty] | 0 | 0 | 0
811 | Refrigeration | Insulation | Institutional | New | Suction Pipe Insulation - Refrigerators | 0.035464 | 0.028768 |  | 248 | 1 | 0.81119 | 6993.007 | 15 |  | 44.2 | 1246.3343 | Per End Use Consumption | GS | 1 | 1 | 1 | 1 | 1 | 1 | 1 | 1 | 1 | 1 | 1 | 1 | CinNgs811 | CinN | gs | 811 | 14.88 | 419.5804 | [30 empty] | 0 | 0 | 0
811 | Refrigeration | Insulation | Lodging/Hospitality | Existing | Suction Pipe Insulation - Refrigerators | 0.0372 | 0.029512 |  | 248 | 1 | 0.79333 | 6666.6667 | 15 |  | 44.2 | 1188.172 | Per End Use Consumption | GS | 1 | 1 | 1 | 1 | 1 | 1 | 1 | 1 | 1 | 1 | 1 | 1 | CloEgs811 | CloE | gs | 811 | 14.88 | 400 | [30 empty] | 0 | 0 | 0
811 | Refrigeration | Insulation | Lodging/Hospitality | New | Suction Pipe Insulation - Refrigerators | 0.0372 | 0.029512 |  | 248 | 1 | 0.79333 | 6666.6667 | 15 |  | 44.2 | 1188.172 | Per End Use Consumption | GS | 1 | 1 | 1 | 1 | 1 | 1 | 1 | 1 | 1 | 1 | 1 | 1 | CloNgs811 | CloN | gs | 811 | 14.88 | 400 | [30 empty] | 0 | 0 | 0
811 | Refrigeration | Insulation | Miscellaneous | Existing | Suction Pipe Insulation - Refrigerators | 0.035464 | 0.028768 |  | 248 | 1 | 0.81119 | 6993.007 | 15 |  | 44.2 | 1246.3343 | Per End Use Consumption | GS | 1 | 1 | 1 | 1 | 1 | 1 | 1 | 1 | 1 | 1 | 1 | 1 | CmiEgs811 | CmiE | gs | 811 | 14.88 | 419.5804 | [30 empty] | 0 | 0 | 0
811 | Refrigeration | Insulation | Miscellaneous | New | Suction Pipe Insulation - Refrigerators | 0.035464 | 0.028768 |  | 248 | 1 | 0.81119 | 6993.007 | 15 |  | 44.2 | 1246.3343 | Per End Use Consumption | GS | 1 | 1 | 1 | 1 | 1 | 1 | 1 | 1 | 1 | 1 | 1 | 1 | CmiNgs811 | CmiN | gs | 811 | 14.88 | 419.5804 | [30 empty] | 0 | 0 | 0
811 | Refrigeration | Insulation | Offices | Existing | Suction Pipe Insulation - Refrigerators | 0.035464 | 0.028768 |  | 248 | 1 | 0.81119 | 6993.007 | 15 |  | 44.2 | 1246.3343 | Per End Use Consumption | GS | 1 | 1 | 1 | 1 | 1 | 1 | 1 | 1 | 1 | 1 | 1 | 1 | CofEgs811 | CofE | gs | 811 | 14.88 | 419.5804 | [30 empty] | 0 | 0 | 0
811 | Refrigeration | Insulation | Offices | New | Suction Pipe Insulation - Refrigerators | 0.035464 | 0.028768 |  | 248 | 1 | 0.81119 | 6993.007 | 15 |  | 44.2 | 1246.3343 | Per End Use Consumption | GS | 1 | 1 | 1 | 1 | 1 | 1 | 1 | 1 | 1 | 1 | 1 | 1 | CofNgs811 | CofN | gs | 811 | 14.88 | 419.5804 | [30 empty] | 0 | 0 | 0
811 | Refrigeration | Insulation | Restaurants | Existing | Suction Pipe Insulation - Refrigerators | 0.034968 | 0.028024 |  | 248 | 1 | 0.80142 | 7092.1986 | 15 |  | 44.2 | 1264.0128 | Per End Use Consumption | GS | 1 | 1 | 1 | 1 | 1 | 1 | 1 | 1 | 1 | 1 | 1 | 1 | CreEgs811 | CreE | gs | 811 | 14.88 | 425.5319 | [30 empty] | 0 | 0 | 0
811 | Refrigeration | Insulation | Restaurants | New | Suction Pipe Insulation - Refrigerators | 0.034968 | 0.028024 |  | 248 | 1 | 0.80142 | 7092.1986 | 15 |  | 44.2 | 1264.0128 | Per End Use Consumption | GS | 1 | 1 | 1 | 1 | 1 | 1 | 1 | 1 | 1 | 1 | 1 | 1 | CreNgs811 | CreN | gs | 811 | 14.88 | 425.5319 | [30 empty] | 0 | 0 | 0
811 | Refrigeration | Insulation | Retail | Existing | Suction Pipe Insulation - Refrigerators | 0.0372 | 0.029512 |  | 248 | 1 | 0.79333 | 6666.6667 | 15 |  | 44.2 | 1188.172 | Per End Use Consumption | GS | 1 | 1 | 1 | 1 | 1 | 1 | 1 | 1 | 1 | 1 | 1 | 1 | CrtEgs811 | CrtE | gs | 811 | 14.88 | 400 | [30 empty] | 0 | 0 | 0
811 | Refrigeration | Insulation | Retail | New | Suction Pipe Insulation - Refrigerators | 0.0372 | 0.029512 |  | 248 | 1 | 0.79333 | 6666.6667 | 15 |  | 44.2 | 1188.172 | Per End Use Consumption | GS | 1 | 1 | 1 | 1 | 1 | 1 | 1 | 1 | 1 | 1 | 1 | 1 | CrtNgs811 | CrtN | gs | 811 | 14.88 | 400 | [30 empty] | 0 | 0 | 0
811 | Refrigeration | Insulation | Schools K-12 | Existing | Suction Pipe Insulation - Refrigerators | 0.035464 | 0.028768 |  | 248 | 1 | 0.81119 | 6993.007 | 15 |  | 44.2 | 1246.3343 | Per End Use Consumption | GS | 1 | 1 | 1 | 1 | 1 | 1 | 1 | 1 | 1 | 1 | 1 | 1 | CscEgs811 | CscE | gs | 811 | 14.88 | 419.5804 | [30 empty] | 0 | 0 | 0
811 | Refrigeration | Insulation | Schools K-12 | New | Suction Pipe Insulation - Refrigerators | 0.035464 | 0.028768 |  | 248 | 1 | 0.81119 | 6993.007 | 15 |  | 44.2 | 1246.3343 | Per End Use Consumption | GS | 1 | 1 | 1 | 1 | 1 | 1 | 1 | 1 | 1 | 1 | 1 | 1 | CscNgs811 | CscN | gs | 811 | 14.88 | 419.5804 | [30 empty] | 0 | 0 | 0
811 | Refrigeration | Insulation | Warehouse | Existing | Suction Pipe Insulation - Refrigerators | 0.035464 | 0.028768 |  | 248 | 1 | 0.81119 | 6993.007 | 15 |  | 44.2 | 1246.3343 | Per End Use Consumption | GS | 1 | 1 | 1 | 1 | 1 | 1 | 1 | 1 | 1 | 1 | 1 | 1 | CwaEgs811 | CwaE | gs | 811 | 14.88 | 419.5804 | [30 empty] | 0 | 0 | 0
811 | Refrigeration | Insulation | Warehouse | New | Suction Pipe Insulation - Refrigerators | 0.035464 | 0.028768 |  | 248 | 1 | 0.81119 | 6993.007 | 15 |  | 44.2 | 1246.3343 | Per End Use Consumption | GS | 1 | 1 | 1 | 1 | 1 | 1 | 1 | 1 | 1 | 1 | 1 | 1 | CwaNgs811 | CwaN | gs | 811 | 14.88 | 419.5804 | [30 empty] | 0 | 0 | 0
812 | Refrigeration | LED | Assembly | Turnover | Refrigerated Display Case LED Lighting | 0.022749 | 0.018048 |  | 151.66 | 1 | 0.79333 | 6666.6667 | 16 |  | 56.6 | 2488.0215 | Per Unit | GS | 1 | 1 | 1 | 1 | 1 | 1 | 1 | 1 | 1 | 1 | 1 | 1 | CasTgs812 | CasT | gs | 812 | 9.0996 | 400 | [30 empty] | 0 | 0 | 0
812 | Refrigeration | LED | Assembly | New | Refrigerated Display Case LED Lighting | 0.022749 | 0.018048 |  | 151.66 | 1 | 0.79333 | 6666.6667 | 16 |  | 56.6 | 2488.0215 | Per Unit | GS | 1 | 1 | 1 | 1 | 1 | 1 | 1 | 1 | 1 | 1 | 1 | 1 | CasNgs812 | CasN | gs | 812 | 9.0996 | 400 | [30 empty] | 0 | 0 | 0
812 | Refrigeration | LED | College and University | Turnover | Refrigerated Display Case LED Lighting | 0.022749 | 0.018048 |  | 151.66 | 1 | 0.79333 | 6666.6667 | 16 |  | 56.6 | 2488.0215 | Per Unit | GS | 1 | 1 | 1 | 1 | 1 | 1 | 1 | 1 | 1 | 1 | 1 | 1 | CcoTgs812 | CcoT | gs | 812 | 9.0996 | 400 | [30 empty] | 0 | 0 | 0
812 | Refrigeration | LED | College and University | New | Refrigerated Display Case LED Lighting | 0.022749 | 0.018048 |  | 151.66 | 1 | 0.79333 | 6666.6667 | 16 |  | 56.6 | 2488.0215 | Per Unit | GS | 1 | 1 | 1 | 1 | 1 | 1 | 1 | 1 | 1 | 1 | 1 | 1 | CcoNgs812 | CcoN | gs | 812 | 9.0996 | 400 | [30 empty] | 0 | 0 | 0
812 | Refrigeration | LED | Data Center | Turnover | Refrigerated Display Case LED Lighting | 0.021687 | 0.017593 |  | 151.66 | 1 | 0.81119 | 6993.007 | 16 |  | 56.6 | 2609.8127 | Per Unit | GS | 1 | 1 | 1 | 1 | 1 | 1 | 1 | 1 | 1 | 1 | 1 | 1 | CdaTgs812 | CdaT | gs | 812 | 9.0996 | 419.5804 | [30 empty] | 0 | 0 | 0
812 | Refrigeration | LED | Data Center | New | Refrigerated Display Case LED Lighting | 0.021687 | 0.017593 |  | 151.66 | 1 | 0.81119 | 6993.007 | 16 |  | 56.6 | 2609.8127 | Per Unit | GS | 1 | 1 | 1 | 1 | 1 | 1 | 1 | 1 | 1 | 1 | 1 | 1 | CdaNgs812 | CdaN | gs | 812 | 9.0996 | 419.5804 | [30 empty] | 0 | 0 | 0
812 | Refrigeration | LED | Grocery | Turnover | Refrigerated Display Case LED Lighting | 0.022749 | 0.018048 |  | 151.66 | 1 | 0.79333 | 6666.6667 | 16 |  | 56.6 | 2488.0215 | Per Unit | GS | 1 | 1 | 1 | 1 | 1 | 1 | 1 | 1 | 1 | 1 | 1 | 1 | CgrTgs812 | CgrT | gs | 812 | 9.0996 | 400 | [30 empty] | 5.0773 | 0.7607 | 0.60176
812 | Refrigeration | LED | Grocery | New | Refrigerated Display Case LED Lighting | 0.022749 | 0.018048 |  | 151.66 | 1 | 0.79333 | 6666.6667 | 16 |  | 56.6 | 2488.0215 | Per Unit | GS | 1 | 1 | 1 | 1 | 1 | 1 | 1 | 1 | 1 | 1 | 1 | 1 | CgrNgs812 | CgrN | gs | 812 | 9.0996 | 400 | [30 empty] | 0.047333 | 0.0070917 | 0.0056099
812 | Refrigeration | LED | Healthcare | Turnover | Refrigerated Display Case LED Lighting | 0.022749 | 0.018048 |  | 151.66 | 1 | 0.79333 | 6666.6667 | 16 |  | 56.6 | 2488.0215 | Per Unit | GS | 1 | 1 | 1 | 1 | 1 | 1 | 1 | 1 | 1 | 1 | 1 | 1 | CheTgs812 | CheT | gs | 812 | 9.0996 | 400 | [30 empty] | 0 | 0 | 0
812 | Refrigeration | LED | Healthcare | New | Refrigerated Display Case LED Lighting | 0.022749 | 0.018048 |  | 151.66 | 1 | 0.79333 | 6666.6667 | 16 |  | 56.6 | 2488.0215 | Per Unit | GS | 1 | 1 | 1 | 1 | 1 | 1 | 1 | 1 | 1 | 1 | 1 | 1 | CheNgs812 | CheN | gs | 812 | 9.0996 | 400 | [30 empty] | 0 | 0 | 0
812 | Refrigeration | LED | Hospitals | Turnover | Refrigerated Display Case LED Lighting | 0.022749 | 0.018048 |  | 151.66 | 1 | 0.79333 | 6666.6667 | 16 |  | 56.6 | 2488.0215 | Per Unit | GS | 1 | 1 | 1 | 1 | 1 | 1 | 1 | 1 | 1 | 1 | 1 | 1 | ChoTgs812 | ChoT | gs | 812 | 9.0996 | 400 | [30 empty] | 0 | 0 | 0
812 | Refrigeration | LED | Hospitals | New | Refrigerated Display Case LED Lighting | 0.022749 | 0.018048 |  | 151.66 | 1 | 0.79333 | 6666.6667 | 16 |  | 56.6 | 2488.0215 | Per Unit | GS | 1 | 1 | 1 | 1 | 1 | 1 | 1 | 1 | 1 | 1 | 1 | 1 | ChoNgs812 | ChoN | gs | 812 | 9.0996 | 400 | [30 empty] | 0 | 0 | 0
812 | Refrigeration | LED | Institutional | Turnover | Refrigerated Display Case LED Lighting | 0.021687 | 0.017593 |  | 151.66 | 1 | 0.81119 | 6993.007 | 16 |  | 56.6 | 2609.8127 | Per Unit | GS | 1 | 1 | 1 | 1 | 1 | 1 | 1 | 1 | 1 | 1 | 1 | 1 | CinTgs812 | CinT | gs | 812 | 9.0996 | 419.5804 | [30 empty] | 0 | 0 | 0
812 | Refrigeration | LED | Institutional | New | Refrigerated Display Case LED Lighting | 0.021687 | 0.017593 |  | 151.66 | 1 | 0.81119 | 6993.007 | 16 |  | 56.6 | 2609.8127 | Per Unit | GS | 1 | 1 | 1 | 1 | 1 | 1 | 1 | 1 | 1 | 1 | 1 | 1 | CinNgs812 | CinN | gs | 812 | 9.0996 | 419.5804 | [30 empty] | 0 | 0 | 0
812 | Refrigeration | LED | Lodging/Hospitality | Turnover | Refrigerated Display Case LED Lighting | 0.022749 | 0.018048 |  | 151.66 | 1 | 0.79333 | 6666.6667 | 16 |  | 56.6 | 2488.0215 | Per Unit | GS | 1 | 1 | 1 | 1 | 1 | 1 | 1 | 1 | 1 | 1 | 1 | 1 | CloTgs812 | CloT | gs | 812 | 9.0996 | 400 | [30 empty] | 0 | 0 | 0
812 | Refrigeration | LED | Lodging/Hospitality | New | Refrigerated Display Case LED Lighting | 0.022749 | 0.018048 |  | 151.66 | 1 | 0.79333 | 6666.6667 | 16 |  | 56.6 | 2488.0215 | Per Unit | GS | 1 | 1 | 1 | 1 | 1 | 1 | 1 | 1 | 1 | 1 | 1 | 1 | CloNgs812 | CloN | gs | 812 | 9.0996 | 400 | [30 empty] | 0 | 0 | 0
812 | Refrigeration | LED | Miscellaneous | Turnover | Refrigerated Display Case LED Lighting | 0.021687 | 0.017593 |  | 151.66 | 1 | 0.81119 | 6993.007 | 16 |  | 56.6 | 2609.8127 | Per Unit | GS | 1 | 1 | 1 | 1 | 1 | 1 | 1 | 1 | 1 | 1 | 1 | 1 | CmiTgs812 | CmiT | gs | 812 | 9.0996 | 419.5804 | [30 empty] | 0 | 0 | 0
812 | Refrigeration | LED | Miscellaneous | New | Refrigerated Display Case LED Lighting | 0.021687 | 0.017593 |  | 151.66 | 1 | 0.81119 | 6993.007 | 16 |  | 56.6 | 2609.8127 | Per Unit | GS | 1 | 1 | 1 | 1 | 1 | 1 | 1 | 1 | 1 | 1 | 1 | 1 | CmiNgs812 | CmiN | gs | 812 | 9.0996 | 419.5804 | [30 empty] | 0 | 0 | 0
812 | Refrigeration | LED | Offices | Turnover | Refrigerated Display Case LED Lighting | 0.021687 | 0.017593 |  | 151.66 | 1 | 0.81119 | 6993.007 | 16 |  | 56.6 | 2609.8127 | Per Unit | GS | 1 | 1 | 1 | 1 | 1 | 1 | 1 | 1 | 1 | 1 | 1 | 1 | CofTgs812 | CofT | gs | 812 | 9.0996 | 419.5804 | [30 empty] | 0 | 0 | 0
812 | Refrigeration | LED | Offices | New | Refrigerated Display Case LED Lighting | 0.021687 | 0.017593 |  | 151.66 | 1 | 0.81119 | 6993.007 | 16 |  | 56.6 | 2609.8127 | Per Unit | GS | 1 | 1 | 1 | 1 | 1 | 1 | 1 | 1 | 1 | 1 | 1 | 1 | CofNgs812 | CofN | gs | 812 | 9.0996 | 419.5804 | [30 empty] | 0 | 0 | 0
812 | Refrigeration | LED | Restaurants | Turnover | Refrigerated Display Case LED Lighting | 0.021384 | 0.017138 |  | 151.66 | 1 | 0.80142 | 7092.1986 | 16 |  | 56.6 | 2646.8313 | Per Unit | GS | 1 | 1 | 1 | 1 | 1 | 1 | 1 | 1 | 1 | 1 | 1 | 1 | CreTgs812 | CreT | gs | 812 | 9.0996 | 425.5319 | [30 empty] | 0 | 0 | 0
812 | Refrigeration | LED | Restaurants | New | Refrigerated Display Case LED Lighting | 0.021384 | 0.017138 |  | 151.66 | 1 | 0.80142 | 7092.1986 | 16 |  | 56.6 | 2646.8313 | Per Unit | GS | 1 | 1 | 1 | 1 | 1 | 1 | 1 | 1 | 1 | 1 | 1 | 1 | CreNgs812 | CreN | gs | 812 | 9.0996 | 425.5319 | [30 empty] | 0 | 0 | 0
812 | Refrigeration | LED | Retail | Turnover | Refrigerated Display Case LED Lighting | 0.022749 | 0.018048 |  | 151.66 | 1 | 0.79333 | 6666.6667 | 16 |  | 56.6 | 2488.0215 | Per Unit | GS | 1 | 1 | 1 | 1 | 1 | 1 | 1 | 1 | 1 | 1 | 1 | 1 | CrtTgs812 | CrtT | gs | 812 | 9.0996 | 400 | [30 empty] | 0 | 0 | 0
812 | Refrigeration | LED | Retail | New | Refrigerated Display Case LED Lighting | 0.022749 | 0.018048 |  | 151.66 | 1 | 0.79333 | 6666.6667 | 16 |  | 56.6 | 2488.0215 | Per Unit | GS | 1 | 1 | 1 | 1 | 1 | 1 | 1 | 1 | 1 | 1 | 1 | 1 | CrtNgs812 | CrtN | gs | 812 | 9.0996 | 400 | [30 empty] | 0 | 0 | 0
812 | Refrigeration | LED | Schools K-12 | Turnover | Refrigerated Display Case LED Lighting | 0.021687 | 0.017593 |  | 151.66 | 1 | 0.81119 | 6993.007 | 16 |  | 56.6 | 2609.8127 | Per Unit | GS | 1 | 1 | 1 | 1 | 1 | 1 | 1 | 1 | 1 | 1 | 1 | 1 | CscTgs812 | CscT | gs | 812 | 9.0996 | 419.5804 | [30 empty] | 0 | 0 | 0
812 | Refrigeration | LED | Schools K-12 | New | Refrigerated Display Case LED Lighting | 0.021687 | 0.017593 |  | 151.66 | 1 | 0.81119 | 6993.007 | 16 |  | 56.6 | 2609.8127 | Per Unit | GS | 1 | 1 | 1 | 1 | 1 | 1 | 1 | 1 | 1 | 1 | 1 | 1 | CscNgs812 | CscN | gs | 812 | 9.0996 | 419.5804 | [30 empty] | 0 | 0 | 0
812 | Refrigeration | LED | Warehouse | Turnover | Refrigerated Display Case LED Lighting | 0.021687 | 0.017593 |  | 151.66 | 1 | 0.81119 | 6993.007 | 16 |  | 56.6 | 2609.8127 | Per Unit | GS | 1 | 1 | 1 | 1 | 1 | 1 | 1 | 1 | 1 | 1 | 1 | 1 | CwaTgs812 | CwaT | gs | 812 | 9.0996 | 419.5804 | [30 empty] | 0 | 0 | 0
812 | Refrigeration | LED | Warehouse | New | Refrigerated Display Case LED Lighting | 0.021687 | 0.017593 |  | 151.66 | 1 | 0.81119 | 6993.007 | 16 |  | 56.6 | 2609.8127 | Per Unit | GS | 1 | 1 | 1 | 1 | 1 | 1 | 1 | 1 | 1 | 1 | 1 | 1 | CwaNgs812 | CwaN | gs | 812 | 9.0996 | 419.5804 | [30 empty] | 0 | 0 | 0
813 | Refrigeration | Misc | Assembly | Existing | PSC to ECM Evaporator Fan Motor (Reach-In) | 0.083988 | 0.06663 |  | 559.92 | 1 | 0.79333 | 6666.6667 | 15 |  | 313 | 3726.7229 | Per Unit | GS | 1 | 1 | 1 | 1 | 1 | 1 | 1 | 1 | 1 | 1 | 1 | 1 | CasEgs813 | CasE | gs | 813 | 33.5952 | 400 | [30 empty] | 0 | 0 | 0
813 | Refrigeration | Misc | Assembly | New | PSC to ECM Evaporator Fan Motor (Reach-In) | 0.083988 | 0.06663 |  | 559.92 | 1 | 0.79333 | 6666.6667 | 15 |  | 313 | 3726.7229 | Per Unit | GS | 1 | 1 | 1 | 1 | 1 | 1 | 1 | 1 | 1 | 1 | 1 | 1 | CasNgs813 | CasN | gs | 813 | 33.5952 | 400 | [30 empty] | 0 | 0 | 0
813 | Refrigeration | Misc | College and University | Existing | PSC to ECM Evaporator Fan Motor (Reach-In) | 0.083988 | 0.06663 |  | 559.92 | 1 | 0.79333 | 6666.6667 | 15 |  | 313 | 3726.7229 | Per Unit | GS | 1 | 1 | 1 | 1 | 1 | 1 | 1 | 1 | 1 | 1 | 1 | 1 | CcoEgs813 | CcoE | gs | 813 | 33.5952 | 400 | [30 empty] | 0 | 0 | 0
813 | Refrigeration | Misc | College and University | New | PSC to ECM Evaporator Fan Motor (Reach-In) | 0.083988 | 0.06663 |  | 559.92 | 1 | 0.79333 | 6666.6667 | 15 |  | 313 | 3726.7229 | Per Unit | GS | 1 | 1 | 1 | 1 | 1 | 1 | 1 | 1 | 1 | 1 | 1 | 1 | CcoNgs813 | CcoN | gs | 813 | 33.5952 | 400 | [30 empty] | 0 | 0 | 0
813 | Refrigeration | Misc | Data Center | Existing | PSC to ECM Evaporator Fan Motor (Reach-In) | 0.080069 | 0.064951 |  | 559.92 | 1 | 0.81119 | 6993.007 | 15 |  | 313 | 3909.1499 | Per Unit | GS | 1 | 1 | 1 | 1 | 1 | 1 | 1 | 1 | 1 | 1 | 1 | 1 | CdaEgs813 | CdaE | gs | 813 | 33.5952 | 419.5804 | [30 empty] | 0 | 0 | 0
813 | Refrigeration | Misc | Data Center | New | PSC to ECM Evaporator Fan Motor (Reach-In) | 0.080069 | 0.064951 |  | 559.92 | 1 | 0.81119 | 6993.007 | 15 |  | 313 | 3909.1499 | Per Unit | GS | 1 | 1 | 1 | 1 | 1 | 1 | 1 | 1 | 1 | 1 | 1 | 1 | CdaNgs813 | CdaN | gs | 813 | 33.5952 | 419.5804 | [30 empty] | 0 | 0 | 0
813 | Refrigeration | Misc | Grocery | Existing | PSC to ECM Evaporator Fan Motor (Reach-In) | 0.083988 | 0.06663 |  | 559.92 | 1 | 0.79333 | 6666.6667 | 15 |  | 313 | 3726.7229 | Per Unit | GS | 1 | 1 | 1 | 1 | 1 | 1 | 1 | 1 | 1 | 1 | 1 | 1 | CgrEgs813 | CgrE | gs | 813 | 33.5952 | 400 | [30 empty] | 114.6333 | 17.1748 | 13.5862
813 | Refrigeration | Misc | Grocery | New | PSC to ECM Evaporator Fan Motor (Reach-In) | 0.083988 | 0.06663 |  | 559.92 | 1 | 0.79333 | 6666.6667 | 15 |  | 313 | 3726.7229 | Per Unit | GS | 1 | 1 | 1 | 1 | 1 | 1 | 1 | 1 | 1 | 1 | 1 | 1 | CgrNgs813 | CgrN | gs | 813 | 33.5952 | 400 | [30 empty] | 0.79108 | 0.11852 | 0.093758
813 | Refrigeration | Misc | Healthcare | Existing | PSC to ECM Evaporator Fan Motor (Reach-In) | 0.083988 | 0.06663 |  | 559.92 | 1 | 0.79333 | 6666.6667 | 15 |  | 313 | 3726.7229 | Per Unit | GS | 1 | 1 | 1 | 1 | 1 | 1 | 1 | 1 | 1 | 1 | 1 | 1 | CheEgs813 | CheE | gs | 813 | 33.5952 | 400 | [30 empty] | 0 | 0 | 0
813 | Refrigeration | Misc | Healthcare | New | PSC to ECM Evaporator Fan Motor (Reach-In) | 0.083988 | 0.06663 |  | 559.92 | 1 | 0.79333 | 6666.6667 | 15 |  | 313 | 3726.7229 | Per Unit | GS | 1 | 1 | 1 | 1 | 1 | 1 | 1 | 1 | 1 | 1 | 1 | 1 | CheNgs813 | CheN | gs | 813 | 33.5952 | 400 | [30 empty] | 0 | 0 | 0
813 | Refrigeration | Misc | Hospitals | Existing | PSC to ECM Evaporator Fan Motor (Reach-In) | 0.083988 | 0.06663 |  | 559.92 | 1 | 0.79333 | 6666.6667 | 15 |  | 313 | 3726.7229 | Per Unit | GS | 1 | 1 | 1 | 1 | 1 | 1 | 1 | 1 | 1 | 1 | 1 | 1 | ChoEgs813 | ChoE | gs | 813 | 33.5952 | 400 | [30 empty] | 0 | 0 | 0
813 | Refrigeration | Misc | Hospitals | New | PSC to ECM Evaporator Fan Motor (Reach-In) | 0.083988 | 0.06663 |  | 559.92 | 1 | 0.79333 | 6666.6667 | 15 |  | 313 | 3726.7229 | Per Unit | GS | 1 | 1 | 1 | 1 | 1 | 1 | 1 | 1 | 1 | 1 | 1 | 1 | ChoNgs813 | ChoN | gs | 813 | 33.5952 | 400 | [30 empty] | 0 | 0 | 0
813 | Refrigeration | Misc | Institutional | Existing | PSC to ECM Evaporator Fan Motor (Reach-In) | 0.080069 | 0.064951 |  | 559.92 | 1 | 0.81119 | 6993.007 | 15 |  | 313 | 3909.1499 | Per Unit | GS | 1 | 1 | 1 | 1 | 1 | 1 | 1 | 1 | 1 | 1 | 1 | 1 | CinEgs813 | CinE | gs | 813 | 33.5952 | 419.5804 | [30 empty] | 0 | 0 | 0
813 | Refrigeration | Misc | Institutional | New | PSC to ECM Evaporator Fan Motor (Reach-In) | 0.080069 | 0.064951 |  | 559.92 | 1 | 0.81119 | 6993.007 | 15 |  | 313 | 3909.1499 | Per Unit | GS | 1 | 1 | 1 | 1 | 1 | 1 | 1 | 1 | 1 | 1 | 1 | 1 | CinNgs813 | CinN | gs | 813 | 33.5952 | 419.5804 | [30 empty] | 0 | 0 | 0
813 | Refrigeration | Misc | Lodging/Hospitality | Existing | PSC to ECM Evaporator Fan Motor (Reach-In) | 0.083988 | 0.06663 |  | 559.92 | 1 | 0.79333 | 6666.6667 | 15 |  | 313 | 3726.7229 | Per Unit | GS | 1 | 1 | 1 | 1 | 1 | 1 | 1 | 1 | 1 | 1 | 1 | 1 | CloEgs813 | CloE | gs | 813 | 33.5952 | 400 | [30 empty] | 0 | 0 | 0
813 | Refrigeration | Misc | Lodging/Hospitality | New | PSC to ECM Evaporator Fan Motor (Reach-In) | 0.083988 | 0.06663 |  | 559.92 | 1 | 0.79333 | 6666.6667 | 15 |  | 313 | 3726.7229 | Per Unit | GS | 1 | 1 | 1 | 1 | 1 | 1 | 1 | 1 | 1 | 1 | 1 | 1 | CloNgs813 | CloN | gs | 813 | 33.5952 | 400 | [30 empty] | 0 | 0 | 0
813 | Refrigeration | Misc | Miscellaneous | Existing | PSC to ECM Evaporator Fan Motor (Reach-In) | 0.080069 | 0.064951 |  | 559.92 | 1 | 0.81119 | 6993.007 | 15 |  | 313 | 3909.1499 | Per Unit | GS | 1 | 1 | 1 | 1 | 1 | 1 | 1 | 1 | 1 | 1 | 1 | 1 | CmiEgs813 | CmiE | gs | 813 | 33.5952 | 419.5804 | [30 empty] | 0 | 0 | 0
813 | Refrigeration | Misc | Miscellaneous | New | PSC to ECM Evaporator Fan Motor (Reach-In) | 0.080069 | 0.064951 |  | 559.92 | 1 | 0.81119 | 6993.007 | 15 |  | 313 | 3909.1499 | Per Unit | GS | 1 | 1 | 1 | 1 | 1 | 1 | 1 | 1 | 1 | 1 | 1 | 1 | CmiNgs813 | CmiN | gs | 813 | 33.5952 | 419.5804 | [30 empty] | 0 | 0 | 0
813 | Refrigeration | Misc | Offices | Existing | PSC to ECM Evaporator Fan Motor (Reach-In) | 0.080069 | 0.064951 |  | 559.92 | 1 | 0.81119 | 6993.007 | 15 |  | 313 | 3909.1499 | Per Unit | GS | 1 | 1 | 1 | 1 | 1 | 1 | 1 | 1 | 1 | 1 | 1 | 1 | CofEgs813 | CofE | gs | 813 | 33.5952 | 419.5804 | [30 empty] | 0 | 0 | 0
813 | Refrigeration | Misc | Offices | New | PSC to ECM Evaporator Fan Motor (Reach-In) | 0.080069 | 0.064951 |  | 559.92 | 1 | 0.81119 | 6993.007 | 15 |  | 313 | 3909.1499 | Per Unit | GS | 1 | 1 | 1 | 1 | 1 | 1 | 1 | 1 | 1 | 1 | 1 | 1 | CofNgs813 | CofN | gs | 813 | 33.5952 | 419.5804 | [30 empty] | 0 | 0 | 0
813 | Refrigeration | Misc | Restaurants | Existing | PSC to ECM Evaporator Fan Motor (Reach-In) | 0.078949 | 0.063271 |  | 559.92 | 1 | 0.80142 | 7092.1986 | 15 |  | 313 | 3964.5988 | Per Unit | GS | 1 | 1 | 1 | 1 | 1 | 1 | 1 | 1 | 1 | 1 | 1 | 1 | CreEgs813 | CreE | gs | 813 | 33.5952 | 425.5319 | [30 empty] | 0 | 0 | 0
813 | Refrigeration | Misc | Restaurants | New | PSC to ECM Evaporator Fan Motor (Reach-In) | 0.078949 | 0.063271 |  | 559.92 | 1 | 0.80142 | 7092.1986 | 15 |  | 313 | 3964.5988 | Per Unit | GS | 1 | 1 | 1 | 1 | 1 | 1 | 1 | 1 | 1 | 1 | 1 | 1 | CreNgs813 | CreN | gs | 813 | 33.5952 | 425.5319 | [30 empty] | 0 | 0 | 0
813 | Refrigeration | Misc | Retail | Existing | PSC to ECM Evaporator Fan Motor (Reach-In) | 0.083988 | 0.06663 |  | 559.92 | 1 | 0.79333 | 6666.6667 | 15 |  | 313 | 3726.7229 | Per Unit | GS | 1 | 1 | 1 | 1 | 1 | 1 | 1 | 1 | 1 | 1 | 1 | 1 | CrtEgs813 | CrtE | gs | 813 | 33.5952 | 400 | [30 empty] | 0 | 0 | 0
813 | Refrigeration | Misc | Retail | New | PSC to ECM Evaporator Fan Motor (Reach-In) | 0.083988 | 0.06663 |  | 559.92 | 1 | 0.79333 | 6666.6667 | 15 |  | 313 | 3726.7229 | Per Unit | GS | 1 | 1 | 1 | 1 | 1 | 1 | 1 | 1 | 1 | 1 | 1 | 1 | CrtNgs813 | CrtN | gs | 813 | 33.5952 | 400 | [30 empty] | 0 | 0 | 0
813 | Refrigeration | Misc | Schools K-12 | Existing | PSC to ECM Evaporator Fan Motor (Reach-In) | 0.080069 | 0.064951 |  | 559.92 | 1 | 0.81119 | 6993.007 | 15 |  | 313 | 3909.1499 | Per Unit | GS | 1 | 1 | 1 | 1 | 1 | 1 | 1 | 1 | 1 | 1 | 1 | 1 | CscEgs813 | CscE | gs | 813 | 33.5952 | 419.5804 | [30 empty] | 0 | 0 | 0
813 | Refrigeration | Misc | Schools K-12 | New | PSC to ECM Evaporator Fan Motor (Reach-In) | 0.080069 | 0.064951 |  | 559.92 | 1 | 0.81119 | 6993.007 | 15 |  | 313 | 3909.1499 | Per Unit | GS | 1 | 1 | 1 | 1 | 1 | 1 | 1 | 1 | 1 | 1 | 1 | 1 | CscNgs813 | CscN | gs | 813 | 33.5952 | 419.5804 | [30 empty] | 0 | 0 | 0
813 | Refrigeration | Misc | Warehouse | Existing | PSC to ECM Evaporator Fan Motor (Reach-In) | 0.080069 | 0.064951 |  | 559.92 | 1 | 0.81119 | 6993.007 | 15 |  | 313 | 3909.1499 | Per Unit | GS | 1 | 1 | 1 | 1 | 1 | 1 | 1 | 1 | 1 | 1 | 1 | 1 | CwaEgs813 | CwaE | gs | 813 | 33.5952 | 419.5804 | [30 empty] | 0 | 0 | 0
813 | Refrigeration | Misc | Warehouse | New | PSC to ECM Evaporator Fan Motor (Reach-In) | 0.080069 | 0.064951 |  | 559.92 | 1 | 0.81119 | 6993.007 | 15 |  | 313 | 3909.1499 | Per Unit | GS | 1 | 1 | 1 | 1 | 1 | 1 | 1 | 1 | 1 | 1 | 1 | 1 | CwaNgs813 | CwaN | gs | 813 | 33.5952 | 419.5804 | [30 empty] | 0 | 0 | 0
814 | Refrigeration | Misc | Assembly | Existing | PSC to ECM Evaporator Fan Motor (Walk-In, Refrigerator) | 0.051945 | 0.04121 |  | 346.3 | 1 | 0.79333 | 6666.6667 | 15 |  | 313 | 6025.604 | Per Unit | GS | 0.57723 | 0.60437 | 0.83705 | 1.097 | 1.2026 | 1.2026 | 1.289 | 1.2891 | 1.2453 | 1.1192 | 0.77553 | 0.85362 | CasEgs814 | CasE | gs | 814 | 20.778 | 400 | [30 empty] | 0 | 0 | 0
814 | Refrigeration | Misc | Assembly | New | PSC to ECM Evaporator Fan Motor (Walk-In, Refrigerator) | 0.051945 | 0.04121 |  | 346.3 | 1 | 0.79333 | 6666.6667 | 15 |  | 313 | 6025.604 | Per Unit | GS | 0.57723 | 0.60437 | 0.83705 | 1.097 | 1.2026 | 1.2026 | 1.289 | 1.2891 | 1.2453 | 1.1192 | 0.77553 | 0.85362 | CasNgs814 | CasN | gs | 814 | 20.778 | 400 | [30 empty] | 0 | 0 | 0
814 | Refrigeration | Misc | College and University | Existing | PSC to ECM Evaporator Fan Motor (Walk-In, Refrigerator) | 0.051945 | 0.04121 |  | 346.3 | 1 | 0.79333 | 6666.6667 | 15 |  | 313 | 6025.604 | Per Unit | GS | 0.57723 | 0.60437 | 0.83705 | 1.097 | 1.2026 | 1.2026 | 1.289 | 1.2891 | 1.2453 | 1.1192 | 0.77553 | 0.85362 | CcoEgs814 | CcoE | gs | 814 | 20.778 | 400 | [30 empty] | 0 | 0 | 0
814 | Refrigeration | Misc | College and University | New | PSC to ECM Evaporator Fan Motor (Walk-In, Refrigerator) | 0.051945 | 0.04121 |  | 346.3 | 1 | 0.79333 | 6666.6667 | 15 |  | 313 | 6025.604 | Per Unit | GS | 0.57723 | 0.60437 | 0.83705 | 1.097 | 1.2026 | 1.2026 | 1.289 | 1.2891 | 1.2453 | 1.1192 | 0.77553 | 0.85362 | CcoNgs814 | CcoN | gs | 814 | 20.778 | 400 | [30 empty] | 0 | 0 | 0
814 | Refrigeration | Misc | Data Center | Existing | PSC to ECM Evaporator Fan Motor (Walk-In, Refrigerator) | 0.049521 | 0.040171 |  | 346.3 | 1 | 0.81119 | 6993.007 | 15 |  | 313 | 6320.5636 | Per Unit | GS | 0.57723 | 0.60437 | 0.83705 | 1.097 | 1.2026 | 1.2026 | 1.289 | 1.2891 | 1.2453 | 1.1192 | 0.77553 | 0.85362 | CdaEgs814 | CdaE | gs | 814 | 20.778 | 419.5804 | [30 empty] | 0 | 0 | 0
814 | Refrigeration | Misc | Data Center | New | PSC to ECM Evaporator Fan Motor (Walk-In, Refrigerator) | 0.049521 | 0.040171 |  | 346.3 | 1 | 0.81119 | 6993.007 | 15 |  | 313 | 6320.5636 | Per Unit | GS | 0.57723 | 0.60437 | 0.83705 | 1.097 | 1.2026 | 1.2026 | 1.289 | 1.2891 | 1.2453 | 1.1192 | 0.77553 | 0.85362 | CdaNgs814 | CdaN | gs | 814 | 20.778 | 419.5804 | [30 empty] | 0 | 0 | 0
814 | Refrigeration | Misc | Grocery | Existing | PSC to ECM Evaporator Fan Motor (Walk-In, Refrigerator) | 0.051945 | 0.04121 |  | 346.3 | 1 | 0.79333 | 6666.6667 | 15 |  | 313 | 6025.604 | Per Unit | GS | 0.57723 | 0.60437 | 0.83705 | 1.097 | 1.2026 | 1.2026 | 1.289 | 1.2891 | 1.2453 | 1.1192 | 0.77553 | 0.85362 | CgrEgs814 | CgrE | gs | 814 | 20.778 | 400 | [30 empty] | 238.0198 | 35.6611 | 28.2099
814 | Refrigeration | Misc | Grocery | New | PSC to ECM Evaporator Fan Motor (Walk-In, Refrigerator) | 0.051945 | 0.04121 |  | 346.3 | 1 | 0.79333 | 6666.6667 | 15 |  | 313 | 6025.604 | Per Unit | GS | 0.57723 | 0.60437 | 0.83705 | 1.097 | 1.2026 | 1.2026 | 1.289 | 1.2891 | 1.2453 | 1.1192 | 0.77553 | 0.85362 | CgrNgs814 | CgrN | gs | 814 | 20.778 | 400 | [30 empty] | 2.6253 | 0.39333 | 0.31115
814 | Refrigeration | Misc | Healthcare | Existing | PSC to ECM Evaporator Fan Motor (Walk-In, Refrigerator) | 0.051945 | 0.04121 |  | 346.3 | 1 | 0.79333 | 6666.6667 | 15 |  | 313 | 6025.604 | Per Unit | GS | 0.57723 | 0.60437 | 0.83705 | 1.097 | 1.2026 | 1.2026 | 1.289 | 1.2891 | 1.2453 | 1.1192 | 0.77553 | 0.85362 | CheEgs814 | CheE | gs | 814 | 20.778 | 400 | [30 empty] | 0 | 0 | 0
814 | Refrigeration | Misc | Healthcare | New | PSC to ECM Evaporator Fan Motor (Walk-In, Refrigerator) | 0.051945 | 0.04121 |  | 346.3 | 1 | 0.79333 | 6666.6667 | 15 |  | 313 | 6025.604 | Per Unit | GS | 0.57723 | 0.60437 | 0.83705 | 1.097 | 1.2026 | 1.2026 | 1.289 | 1.2891 | 1.2453 | 1.1192 | 0.77553 | 0.85362 | CheNgs814 | CheN | gs | 814 | 20.778 | 400 | [30 empty] | 0 | 0 | 0
814 | Refrigeration | Misc | Hospitals | Existing | PSC to ECM Evaporator Fan Motor (Walk-In, Refrigerator) | 0.051945 | 0.04121 |  | 346.3 | 1 | 0.79333 | 6666.6667 | 15 |  | 313 | 6025.604 | Per Unit | GS | 0.57723 | 0.60437 | 0.83705 | 1.097 | 1.2026 | 1.2026 | 1.289 | 1.2891 | 1.2453 | 1.1192 | 0.77553 | 0.85362 | ChoEgs814 | ChoE | gs | 814 | 20.778 | 400 | [30 empty] | 0 | 0 | 0
814 | Refrigeration | Misc | Hospitals | New | PSC to ECM Evaporator Fan Motor (Walk-In, Refrigerator) | 0.051945 | 0.04121 |  | 346.3 | 1 | 0.79333 | 6666.6667 | 15 |  | 313 | 6025.604 | Per Unit | GS | 0.57723 | 0.60437 | 0.83705 | 1.097 | 1.2026 | 1.2026 | 1.289 | 1.2891 | 1.2453 | 1.1192 | 0.77553 | 0.85362 | ChoNgs814 | ChoN | gs | 814 | 20.778 | 400 | [30 empty] | 0 | 0 | 0
814 | Refrigeration | Misc | Institutional | Existing | PSC to ECM Evaporator Fan Motor (Walk-In, Refrigerator) | 0.049521 | 0.040171 |  | 346.3 | 1 | 0.81119 | 6993.007 | 15 |  | 313 | 6320.5636 | Per Unit | GS | 0.57723 | 0.60437 | 0.83705 | 1.097 | 1.2026 | 1.2026 | 1.289 | 1.2891 | 1.2453 | 1.1192 | 0.77553 | 0.85362 | CinEgs814 | CinE | gs | 814 | 20.778 | 419.5804 | [30 empty] | 0 | 0 | 0
814 | Refrigeration | Misc | Institutional | New | PSC to ECM Evaporator Fan Motor (Walk-In, Refrigerator) | 0.049521 | 0.040171 |  | 346.3 | 1 | 0.81119 | 6993.007 | 15 |  | 313 | 6320.5636 | Per Unit | GS | 0.57723 | 0.60437 | 0.83705 | 1.097 | 1.2026 | 1.2026 | 1.289 | 1.2891 | 1.2453 | 1.1192 | 0.77553 | 0.85362 | CinNgs814 | CinN | gs | 814 | 20.778 | 419.5804 | [30 empty] | 0 | 0 | 0
814 | Refrigeration | Misc | Lodging/Hospitality | Existing | PSC to ECM Evaporator Fan Motor (Walk-In, Refrigerator) | 0.051945 | 0.04121 |  | 346.3 | 1 | 0.79333 | 6666.6667 | 15 |  | 313 | 6025.604 | Per Unit | GS | 0.57723 | 0.60437 | 0.83705 | 1.097 | 1.2026 | 1.2026 | 1.289 | 1.2891 | 1.2453 | 1.1192 | 0.77553 | 0.85362 | CloEgs814 | CloE | gs | 814 | 20.778 | 400 | [30 empty] | 0 | 0 | 0
814 | Refrigeration | Misc | Lodging/Hospitality | New | PSC to ECM Evaporator Fan Motor (Walk-In, Refrigerator) | 0.051945 | 0.04121 |  | 346.3 | 1 | 0.79333 | 6666.6667 | 15 |  | 313 | 6025.604 | Per Unit | GS | 0.57723 | 0.60437 | 0.83705 | 1.097 | 1.2026 | 1.2026 | 1.289 | 1.2891 | 1.2453 | 1.1192 | 0.77553 | 0.85362 | CloNgs814 | CloN | gs | 814 | 20.778 | 400 | [30 empty] | 0 | 0 | 0
814 | Refrigeration | Misc | Miscellaneous | Existing | PSC to ECM Evaporator Fan Motor (Walk-In, Refrigerator) | 0.049521 | 0.040171 |  | 346.3 | 1 | 0.81119 | 6993.007 | 15 |  | 313 | 6320.5636 | Per Unit | GS | 0.57723 | 0.60437 | 0.83705 | 1.097 | 1.2026 | 1.2026 | 1.289 | 1.2891 | 1.2453 | 1.1192 | 0.77553 | 0.85362 | CmiEgs814 | CmiE | gs | 814 | 20.778 | 419.5804 | [30 empty] | 0 | 0 | 0
814 | Refrigeration | Misc | Miscellaneous | New | PSC to ECM Evaporator Fan Motor (Walk-In, Refrigerator) | 0.049521 | 0.040171 |  | 346.3 | 1 | 0.81119 | 6993.007 | 15 |  | 313 | 6320.5636 | Per Unit | GS | 0.57723 | 0.60437 | 0.83705 | 1.097 | 1.2026 | 1.2026 | 1.289 | 1.2891 | 1.2453 | 1.1192 | 0.77553 | 0.85362 | CmiNgs814 | CmiN | gs | 814 | 20.778 | 419.5804 | [30 empty] | 0 | 0 | 0
814 | Refrigeration | Misc | Offices | Existing | PSC to ECM Evaporator Fan Motor (Walk-In, Refrigerator) | 0.049521 | 0.040171 |  | 346.3 | 1 | 0.81119 | 6993.007 | 15 |  | 313 | 6320.5636 | Per Unit | GS | 0.57723 | 0.60437 | 0.83705 | 1.097 | 1.2026 | 1.2026 | 1.289 | 1.2891 | 1.2453 | 1.1192 | 0.77553 | 0.85362 | CofEgs814 | CofE | gs | 814 | 20.778 | 419.5804 | [30 empty] | 0 | 0 | 0
814 | Refrigeration | Misc | Offices | New | PSC to ECM Evaporator Fan Motor (Walk-In, Refrigerator) | 0.049521 | 0.040171 |  | 346.3 | 1 | 0.81119 | 6993.007 | 15 |  | 313 | 6320.5636 | Per Unit | GS | 0.57723 | 0.60437 | 0.83705 | 1.097 | 1.2026 | 1.2026 | 1.289 | 1.2891 | 1.2453 | 1.1192 | 0.77553 | 0.85362 | CofNgs814 | CofN | gs | 814 | 20.778 | 419.5804 | [30 empty] | 0 | 0 | 0
814 | Refrigeration | Misc | Restaurants | Existing | PSC to ECM Evaporator Fan Motor (Walk-In, Refrigerator) | 0.048828 | 0.039132 |  | 346.3 | 1 | 0.80142 | 7092.1986 | 15 |  | 313 | 6410.217 | Per Unit | GS | 0.57723 | 0.60437 | 0.83705 | 1.097 | 1.2026 | 1.2026 | 1.289 | 1.2891 | 1.2453 | 1.1192 | 0.77553 | 0.85362 | CreEgs814 | CreE | gs | 814 | 20.778 | 425.5319 | [30 empty] | 0 | 0 | 0
814 | Refrigeration | Misc | Restaurants | New | PSC to ECM Evaporator Fan Motor (Walk-In, Refrigerator) | 0.048828 | 0.039132 |  | 346.3 | 1 | 0.80142 | 7092.1986 | 15 |  | 313 | 6410.217 | Per Unit | GS | 0.57723 | 0.60437 | 0.83705 | 1.097 | 1.2026 | 1.2026 | 1.289 | 1.2891 | 1.2453 | 1.1192 | 0.77553 | 0.85362 | CreNgs814 | CreN | gs | 814 | 20.778 | 425.5319 | [30 empty] | 0 | 0 | 0
814 | Refrigeration | Misc | Retail | Existing | PSC to ECM Evaporator Fan Motor (Walk-In, Refrigerator) | 0.051945 | 0.04121 |  | 346.3 | 1 | 0.79333 | 6666.6667 | 15 |  | 313 | 6025.604 | Per Unit | GS | 0.57723 | 0.60437 | 0.83705 | 1.097 | 1.2026 | 1.2026 | 1.289 | 1.2891 | 1.2453 | 1.1192 | 0.77553 | 0.85362 | CrtEgs814 | CrtE | gs | 814 | 20.778 | 400 | [30 empty] | 0 | 0 | 0
814 | Refrigeration | Misc | Retail | New | PSC to ECM Evaporator Fan Motor (Walk-In, Refrigerator) | 0.051945 | 0.04121 |  | 346.3 | 1 | 0.79333 | 6666.6667 | 15 |  | 313 | 6025.604 | Per Unit | GS | 0.57723 | 0.60437 | 0.83705 | 1.097 | 1.2026 | 1.2026 | 1.289 | 1.2891 | 1.2453 | 1.1192 | 0.77553 | 0.85362 | CrtNgs814 | CrtN | gs | 814 | 20.778 | 400 | [30 empty] | 0 | 0 | 0
814 | Refrigeration | Misc | Schools K-12 | Existing | PSC to ECM Evaporator Fan Motor (Walk-In, Refrigerator) | 0.049521 | 0.040171 |  | 346.3 | 1 | 0.81119 | 6993.007 | 15 |  | 313 | 6320.5636 | Per Unit | GS | 0.57723 | 0.60437 | 0.83705 | 1.097 | 1.2026 | 1.2026 | 1.289 | 1.2891 | 1.2453 | 1.1192 | 0.77553 | 0.85362 | CscEgs814 | CscE | gs | 814 | 20.778 | 419.5804 | [30 empty] | 0 | 0 | 0
814 | Refrigeration | Misc | Schools K-12 | New | PSC to ECM Evaporator Fan Motor (Walk-In, Refrigerator) | 0.049521 | 0.040171 |  | 346.3 | 1 | 0.81119 | 6993.007 | 15 |  | 313 | 6320.5636 | Per Unit | GS | 0.57723 | 0.60437 | 0.83705 | 1.097 | 1.2026 | 1.2026 | 1.289 | 1.2891 | 1.2453 | 1.1192 | 0.77553 | 0.85362 | CscNgs814 | CscN | gs | 814 | 20.778 | 419.5804 | [30 empty] | 0 | 0 | 0
814 | Refrigeration | Misc | Warehouse | Existing | PSC to ECM Evaporator Fan Motor (Walk-In, Refrigerator) | 0.049521 | 0.040171 |  | 346.3 | 1 | 0.81119 | 6993.007 | 15 |  | 313 | 6320.5636 | Per Unit | GS | 0.57723 | 0.60437 | 0.83705 | 1.097 | 1.2026 | 1.2026 | 1.289 | 1.2891 | 1.2453 | 1.1192 | 0.77553 | 0.85362 | CwaEgs814 | CwaE | gs | 814 | 20.778 | 419.5804 | [30 empty] | 0 | 0 | 0
814 | Refrigeration | Misc | Warehouse | New | PSC to ECM Evaporator Fan Motor (Walk-In, Refrigerator) | 0.049521 | 0.040171 |  | 346.3 | 1 | 0.81119 | 6993.007 | 15 |  | 313 | 6320.5636 | Per Unit | GS | 0.57723 | 0.60437 | 0.83705 | 1.097 | 1.2026 | 1.2026 | 1.289 | 1.2891 | 1.2453 | 1.1192 | 0.77553 | 0.85362 | CwaNgs814 | CwaN | gs | 814 | 20.778 | 419.5804 | [30 empty] | 0 | 0 | 0
815 | Refrigeration | Misc | Assembly | Existing | Q-Sync Evaporator Fan Motor | 0.031668 | 0.025123 |  | 211.12 | 1 | 0.79333 | 6666.6667 | 10 |  | 112.5 | 3552.482 | Per Unit | GS | 0.57723 | 0.60437 | 0.83705 | 1.097 | 1.2026 | 1.2026 | 1.289 | 1.2891 | 1.2453 | 1.1192 | 0.77553 | 0.85362 | CasEgs815 | CasE | gs | 815 | 12.6672 | 400 | [30 empty] | 0 | 0 | 0
815 | Refrigeration | Misc | Assembly | New | Q-Sync Evaporator Fan Motor | 0.031668 | 0.025123 |  | 211.12 | 1 | 0.79333 | 6666.6667 | 10 |  | 112.5 | 3552.482 | Per Unit | GS | 0.57723 | 0.60437 | 0.83705 | 1.097 | 1.2026 | 1.2026 | 1.289 | 1.2891 | 1.2453 | 1.1192 | 0.77553 | 0.85362 | CasNgs815 | CasN | gs | 815 | 12.6672 | 400 | [30 empty] | 0 | 0 | 0
815 | Refrigeration | Misc | College and University | Existing | Q-Sync Evaporator Fan Motor | 0.031668 | 0.025123 |  | 211.12 | 1 | 0.79333 | 6666.6667 | 10 |  | 112.5 | 3552.482 | Per Unit | GS | 0.57723 | 0.60437 | 0.83705 | 1.097 | 1.2026 | 1.2026 | 1.289 | 1.2891 | 1.2453 | 1.1192 | 0.77553 | 0.85362 | CcoEgs815 | CcoE | gs | 815 | 12.6672 | 400 | [30 empty] | 0 | 0 | 0
815 | Refrigeration | Misc | College and University | New | Q-Sync Evaporator Fan Motor | 0.031668 | 0.025123 |  | 211.12 | 1 | 0.79333 | 6666.6667 | 10 |  | 112.5 | 3552.482 | Per Unit | GS | 0.57723 | 0.60437 | 0.83705 | 1.097 | 1.2026 | 1.2026 | 1.289 | 1.2891 | 1.2453 | 1.1192 | 0.77553 | 0.85362 | CcoNgs815 | CcoN | gs | 815 | 12.6672 | 400 | [30 empty] | 0 | 0 | 0
815 | Refrigeration | Misc | Data Center | Existing | Q-Sync Evaporator Fan Motor | 0.03019 | 0.02449 |  | 211.12 | 1 | 0.81119 | 6993.007 | 10 |  | 112.5 | 3726.3797 | Per Unit | GS | 0.57723 | 0.60437 | 0.83705 | 1.097 | 1.2026 | 1.2026 | 1.289 | 1.2891 | 1.2453 | 1.1192 | 0.77553 | 0.85362 | CdaEgs815 | CdaE | gs | 815 | 12.6672 | 419.5804 | [30 empty] | 0 | 0 | 0
815 | Refrigeration | Misc | Data Center | New | Q-Sync Evaporator Fan Motor | 0.03019 | 0.02449 |  | 211.12 | 1 | 0.81119 | 6993.007 | 10 |  | 112.5 | 3726.3797 | Per Unit | GS | 0.57723 | 0.60437 | 0.83705 | 1.097 | 1.2026 | 1.2026 | 1.289 | 1.2891 | 1.2453 | 1.1192 | 0.77553 | 0.85362 | CdaNgs815 | CdaN | gs | 815 | 12.6672 | 419.5804 | [30 empty] | 0 | 0 | 0
815 | Refrigeration | Misc | Grocery | Existing | Q-Sync Evaporator Fan Motor | 0.031668 | 0.025123 |  | 211.12 | 1 | 0.79333 | 6666.6667 | 10 |  | 112.5 | 3552.482 | Per Unit | GS | 0.57723 | 0.60437 | 0.83705 | 1.097 | 1.2026 | 1.2026 | 1.289 | 1.2891 | 1.2453 | 1.1192 | 0.77553 | 0.85362 | CgrEgs815 | CgrE | gs | 815 | 12.6672 | 400 | [30 empty] | 163.7652 | 24.536 | 19.4093
815 | Refrigeration | Misc | Grocery | New | Q-Sync Evaporator Fan Motor | 0.031668 | 0.025123 |  | 211.12 | 1 | 0.79333 | 6666.6667 | 10 |  | 112.5 | 3552.482 | Per Unit | GS | 0.57723 | 0.60437 | 0.83705 | 1.097 | 1.2026 | 1.2026 | 1.289 | 1.2891 | 1.2453 | 1.1192 | 0.77553 | 0.85362 | CgrNgs815 | CgrN | gs | 815 | 12.6672 | 400 | [30 empty] | 1.8063 | 0.27062 | 0.21408
815 | Refrigeration | Misc | Healthcare | Existing | Q-Sync Evaporator Fan Motor | 0.031668 | 0.025123 |  | 211.12 | 1 | 0.79333 | 6666.6667 | 10 |  | 112.5 | 3552.482 | Per Unit | GS | 0.57723 | 0.60437 | 0.83705 | 1.097 | 1.2026 | 1.2026 | 1.289 | 1.2891 | 1.2453 | 1.1192 | 0.77553 | 0.85362 | CheEgs815 | CheE | gs | 815 | 12.6672 | 400 | [30 empty] | 0 | 0 | 0
815 | Refrigeration | Misc | Healthcare | New | Q-Sync Evaporator Fan Motor | 0.031668 | 0.025123 |  | 211.12 | 1 | 0.79333 | 6666.6667 | 10 |  | 112.5 | 3552.482 | Per Unit | GS | 0.57723 | 0.60437 | 0.83705 | 1.097 | 1.2026 | 1.2026 | 1.289 | 1.2891 | 1.2453 | 1.1192 | 0.77553 | 0.85362 | CheNgs815 | CheN | gs | 815 | 12.6672 | 400 | [30 empty] | 0 | 0 | 0
815 | Refrigeration | Misc | Hospitals | Existing | Q-Sync Evaporator Fan Motor | 0.031668 | 0.025123 |  | 211.12 | 1 | 0.79333 | 6666.6667 | 10 |  | 112.5 | 3552.482 | Per Unit | GS | 0.57723 | 0.60437 | 0.83705 | 1.097 | 1.2026 | 1.2026 | 1.289 | 1.2891 | 1.2453 | 1.1192 | 0.77553 | 0.85362 | ChoEgs815 | ChoE | gs | 815 | 12.6672 | 400 | [30 empty] | 0 | 0 | 0
815 | Refrigeration | Misc | Hospitals | New | Q-Sync Evaporator Fan Motor | 0.031668 | 0.025123 |  | 211.12 | 1 | 0.79333 | 6666.6667 | 10 |  | 112.5 | 3552.482 | Per Unit | GS | 0.57723 | 0.60437 | 0.83705 | 1.097 | 1.2026 | 1.2026 | 1.289 | 1.2891 | 1.2453 | 1.1192 | 0.77553 | 0.85362 | ChoNgs815 | ChoN | gs | 815 | 12.6672 | 400 | [30 empty] | 0 | 0 | 0
815 | Refrigeration | Misc | Institutional | Existing | Q-Sync Evaporator Fan Motor | 0.03019 | 0.02449 |  | 211.12 | 1 | 0.81119 | 6993.007 | 10 |  | 112.5 | 3726.3797 | Per Unit | GS | 0.57723 | 0.60437 | 0.83705 | 1.097 | 1.2026 | 1.2026 | 1.289 | 1.2891 | 1.2453 | 1.1192 | 0.77553 | 0.85362 | CinEgs815 | CinE | gs | 815 | 12.6672 | 419.5804 | [30 empty] | 0 | 0 | 0
815 | Refrigeration | Misc | Institutional | New | Q-Sync Evaporator Fan Motor | 0.03019 | 0.02449 |  | 211.12 | 1 | 0.81119 | 6993.007 | 10 |  | 112.5 | 3726.3797 | Per Unit | GS | 0.57723 | 0.60437 | 0.83705 | 1.097 | 1.2026 | 1.2026 | 1.289 | 1.2891 | 1.2453 | 1.1192 | 0.77553 | 0.85362 | CinNgs815 | CinN | gs | 815 | 12.6672 | 419.5804 | [30 empty] | 0 | 0 | 0
815 | Refrigeration | Misc | Lodging/Hospitality | Existing | Q-Sync Evaporator Fan Motor | 0.031668 | 0.025123 |  | 211.12 | 1 | 0.79333 | 6666.6667 | 10 |  | 112.5 | 3552.482 | Per Unit | GS | 0.57723 | 0.60437 | 0.83705 | 1.097 | 1.2026 | 1.2026 | 1.289 | 1.2891 | 1.2453 | 1.1192 | 0.77553 | 0.85362 | CloEgs815 | CloE | gs | 815 | 12.6672 | 400 | [30 empty] | 0 | 0 | 0
815 | Refrigeration | Misc | Lodging/Hospitality | New | Q-Sync Evaporator Fan Motor | 0.031668 | 0.025123 |  | 211.12 | 1 | 0.79333 | 6666.6667 | 10 |  | 112.5 | 3552.482 | Per Unit | GS | 0.57723 | 0.60437 | 0.83705 | 1.097 | 1.2026 | 1.2026 | 1.289 | 1.2891 | 1.2453 | 1.1192 | 0.77553 | 0.85362 | CloNgs815 | CloN | gs | 815 | 12.6672 | 400 | [30 empty] | 0 | 0 | 0
815 | Refrigeration | Misc | Miscellaneous | Existing | Q-Sync Evaporator Fan Motor | 0.03019 | 0.02449 |  | 211.12 | 1 | 0.81119 | 6993.007 | 10 |  | 112.5 | 3726.3797 | Per Unit | GS | 0.57723 | 0.60437 | 0.83705 | 1.097 | 1.2026 | 1.2026 | 1.289 | 1.2891 | 1.2453 | 1.1192 | 0.77553 | 0.85362 | CmiEgs815 | CmiE | gs | 815 | 12.6672 | 419.5804 | [30 empty] | 0 | 0 | 0
815 | Refrigeration | Misc | Miscellaneous | New | Q-Sync Evaporator Fan Motor | 0.03019 | 0.02449 |  | 211.12 | 1 | 0.81119 | 6993.007 | 10 |  | 112.5 | 3726.3797 | Per Unit | GS | 0.57723 | 0.60437 | 0.83705 | 1.097 | 1.2026 | 1.2026 | 1.289 | 1.2891 | 1.2453 | 1.1192 | 0.77553 | 0.85362 | CmiNgs815 | CmiN | gs | 815 | 12.6672 | 419.5804 | [30 empty] | 0 | 0 | 0
815 | Refrigeration | Misc | Offices | Existing | Q-Sync Evaporator Fan Motor | 0.03019 | 0.02449 |  | 211.12 | 1 | 0.81119 | 6993.007 | 10 |  | 112.5 | 3726.3797 | Per Unit | GS | 0.57723 | 0.60437 | 0.83705 | 1.097 | 1.2026 | 1.2026 | 1.289 | 1.2891 | 1.2453 | 1.1192 | 0.77553 | 0.85362 | CofEgs815 | CofE | gs | 815 | 12.6672 | 419.5804 | [30 empty] | 0 | 0 | 0
815 | Refrigeration | Misc | Offices | New | Q-Sync Evaporator Fan Motor | 0.03019 | 0.02449 |  | 211.12 | 1 | 0.81119 | 6993.007 | 10 |  | 112.5 | 3726.3797 | Per Unit | GS | 0.57723 | 0.60437 | 0.83705 | 1.097 | 1.2026 | 1.2026 | 1.289 | 1.2891 | 1.2453 | 1.1192 | 0.77553 | 0.85362 | CofNgs815 | CofN | gs | 815 | 12.6672 | 419.5804 | [30 empty] | 0 | 0 | 0
815 | Refrigeration | Misc | Restaurants | Existing | Q-Sync Evaporator Fan Motor | 0.029768 | 0.023857 |  | 211.12 | 1 | 0.80142 | 7092.1986 | 10 |  | 112.5 | 3779.2362 | Per Unit | GS | 0.57723 | 0.60437 | 0.83705 | 1.097 | 1.2026 | 1.2026 | 1.289 | 1.2891 | 1.2453 | 1.1192 | 0.77553 | 0.85362 | CreEgs815 | CreE | gs | 815 | 12.6672 | 425.5319 | [30 empty] | 0 | 0 | 0
815 | Refrigeration | Misc | Restaurants | New | Q-Sync Evaporator Fan Motor | 0.029768 | 0.023857 |  | 211.12 | 1 | 0.80142 | 7092.1986 | 10 |  | 112.5 | 3779.2362 | Per Unit | GS | 0.57723 | 0.60437 | 0.83705 | 1.097 | 1.2026 | 1.2026 | 1.289 | 1.2891 | 1.2453 | 1.1192 | 0.77553 | 0.85362 | CreNgs815 | CreN | gs | 815 | 12.6672 | 425.5319 | [30 empty] | 0 | 0 | 0
815 | Refrigeration | Misc | Retail | Existing | Q-Sync Evaporator Fan Motor | 0.031668 | 0.025123 |  | 211.12 | 1 | 0.79333 | 6666.6667 | 10 |  | 112.5 | 3552.482 | Per Unit | GS | 0.57723 | 0.60437 | 0.83705 | 1.097 | 1.2026 | 1.2026 | 1.289 | 1.2891 | 1.2453 | 1.1192 | 0.77553 | 0.85362 | CrtEgs815 | CrtE | gs | 815 | 12.6672 | 400 | [30 empty] | 0 | 0 | 0
815 | Refrigeration | Misc | Retail | New | Q-Sync Evaporator Fan Motor | 0.031668 | 0.025123 |  | 211.12 | 1 | 0.79333 | 6666.6667 | 10 |  | 112.5 | 3552.482 | Per Unit | GS | 0.57723 | 0.60437 | 0.83705 | 1.097 | 1.2026 | 1.2026 | 1.289 | 1.2891 | 1.2453 | 1.1192 | 0.77553 | 0.85362 | CrtNgs815 | CrtN | gs | 815 | 12.6672 | 400 | [30 empty] | 0 | 0 | 0
815 | Refrigeration | Misc | Schools K-12 | Existing | Q-Sync Evaporator Fan Motor | 0.03019 | 0.02449 |  | 211.12 | 1 | 0.81119 | 6993.007 | 10 |  | 112.5 | 3726.3797 | Per Unit | GS | 0.57723 | 0.60437 | 0.83705 | 1.097 | 1.2026 | 1.2026 | 1.289 | 1.2891 | 1.2453 | 1.1192 | 0.77553 | 0.85362 | CscEgs815 | CscE | gs | 815 | 12.6672 | 419.5804 | [30 empty] | 0 | 0 | 0
815 | Refrigeration | Misc | Schools K-12 | New | Q-Sync Evaporator Fan Motor | 0.03019 | 0.02449 |  | 211.12 | 1 | 0.81119 | 6993.007 | 10 |  | 112.5 | 3726.3797 | Per Unit | GS | 0.57723 | 0.60437 | 0.83705 | 1.097 | 1.2026 | 1.2026 | 1.289 | 1.2891 | 1.2453 | 1.1192 | 0.77553 | 0.85362 | CscNgs815 | CscN | gs | 815 | 12.6672 | 419.5804 | [30 empty] | 0 | 0 | 0
815 | Refrigeration | Misc | Warehouse | Existing | Q-Sync Evaporator Fan Motor | 0.03019 | 0.02449 |  | 211.12 | 1 | 0.81119 | 6993.007 | 10 |  | 112.5 | 3726.3797 | Per Unit | GS | 0.57723 | 0.60437 | 0.83705 | 1.097 | 1.2026 | 1.2026 | 1.289 | 1.2891 | 1.2453 | 1.1192 | 0.77553 | 0.85362 | CwaEgs815 | CwaE | gs | 815 | 12.6672 | 419.5804 | [30 empty] | 0 | 0 | 0
815 | Refrigeration | Misc | Warehouse | New | Q-Sync Evaporator Fan Motor | 0.03019 | 0.02449 |  | 211.12 | 1 | 0.81119 | 6993.007 | 10 |  | 112.5 | 3726.3797 | Per Unit | GS | 0.57723 | 0.60437 | 0.83705 | 1.097 | 1.2026 | 1.2026 | 1.289 | 1.2891 | 1.2453 | 1.1192 | 0.77553 | 0.85362 | CwaNgs815 | CwaN | gs | 815 | 12.6672 | 419.5804 | [30 empty] | 0 | 0 | 0
816 | Refrigeration | Sealing | Assembly | Existing | Door Gasket (Cooler) | 0.023416 | 0.018577 |  | 156.11 | 1 | 0.79333 | 6666.6667 | 4 |  | 84 | 3587.2141 | Per Door | GS | 1.0063 | 0.98564 | 1.0265 | 1.0441 | 1.0994 | 1.0901 | 1.0679 | 1.0965 | 1.0642 | 1.0547 | 1.0277 | 1.0297 | CasEgs816 | CasE | gs | 816 | 9.3666 | 400 | [30 empty] | 0 | 0 | 0
816 | Refrigeration | Sealing | Assembly | New | Door Gasket (Cooler) | 0.023416 | 0.018577 |  | 156.11 | 1 | 0.79333 | 6666.6667 | 4 |  | 84 | 3587.2141 | Per Door | GS | 1.0063 | 0.98564 | 1.0265 | 1.0441 | 1.0994 | 1.0901 | 1.0679 | 1.0965 | 1.0642 | 1.0547 | 1.0277 | 1.0297 | CasNgs816 | CasN | gs | 816 | 9.3666 | 400 | [30 empty] | 0 | 0 | 0
816 | Refrigeration | Sealing | College and University | Existing | Door Gasket (Cooler) | 0.023416 | 0.018577 |  | 156.11 | 1 | 0.79333 | 6666.6667 | 4 |  | 84 | 3587.2141 | Per Door | GS | 1.0063 | 0.98564 | 1.0265 | 1.0441 | 1.0994 | 1.0901 | 1.0679 | 1.0965 | 1.0642 | 1.0547 | 1.0277 | 1.0297 | CcoEgs816 | CcoE | gs | 816 | 9.3666 | 400 | [30 empty] | 0 | 0 | 0
816 | Refrigeration | Sealing | College and University | New | Door Gasket (Cooler) | 0.023416 | 0.018577 |  | 156.11 | 1 | 0.79333 | 6666.6667 | 4 |  | 84 | 3587.2141 | Per Door | GS | 1.0063 | 0.98564 | 1.0265 | 1.0441 | 1.0994 | 1.0901 | 1.0679 | 1.0965 | 1.0642 | 1.0547 | 1.0277 | 1.0297 | CcoNgs816 | CcoN | gs | 816 | 9.3666 | 400 | [30 empty] | 0 | 0 | 0
816 | Refrigeration | Sealing | Data Center | Existing | Door Gasket (Cooler) | 0.022324 | 0.018109 |  | 156.11 | 1 | 0.81119 | 6993.007 | 4 |  | 84 | 3762.812 | Per Door | GS | 1.0063 | 0.98564 | 1.0265 | 1.0441 | 1.0994 | 1.0901 | 1.0679 | 1.0965 | 1.0642 | 1.0547 | 1.0277 | 1.0297 | CdaEgs816 | CdaE | gs | 816 | 9.3666 | 419.5804 | [30 empty] | 0 | 0 | 0
816 | Refrigeration | Sealing | Data Center | New | Door Gasket (Cooler) | 0.022324 | 0.018109 |  | 156.11 | 1 | 0.81119 | 6993.007 | 4 |  | 84 | 3762.812 | Per Door | GS | 1.0063 | 0.98564 | 1.0265 | 1.0441 | 1.0994 | 1.0901 | 1.0679 | 1.0965 | 1.0642 | 1.0547 | 1.0277 | 1.0297 | CdaNgs816 | CdaN | gs | 816 | 9.3666 | 419.5804 | [30 empty] | 0 | 0 | 0
816 | Refrigeration | Sealing | Grocery | Existing | Door Gasket (Cooler) | 0.023416 | 0.018577 |  | 156.11 | 1 | 0.79333 | 6666.6667 | 4 |  | 84 | 3587.2141 | Per Door | GS | 1.0063 | 0.98564 | 1.0265 | 1.0441 | 1.0994 | 1.0901 | 1.0679 | 1.0965 | 1.0642 | 1.0547 | 1.0277 | 1.0297 | CgrEgs816 | CgrE | gs | 816 | 9.3666 | 400 | [30 empty] | 3.2286 | 0.48373 | 0.38265
816 | Refrigeration | Sealing | Grocery | New | Door Gasket (Cooler) | 0.023416 | 0.018577 |  | 156.11 | 1 | 0.79333 | 6666.6667 | 4 |  | 84 | 3587.2141 | Per Door | GS | 1.0063 | 0.98564 | 1.0265 | 1.0441 | 1.0994 | 1.0901 | 1.0679 | 1.0965 | 1.0642 | 1.0547 | 1.0277 | 1.0297 | CgrNgs816 | CgrN | gs | 816 | 9.3666 | 400 | [30 empty] | 0 | 0 | 0
816 | Refrigeration | Sealing | Healthcare | Existing | Door Gasket (Cooler) | 0.023416 | 0.018577 |  | 156.11 | 1 | 0.79333 | 6666.6667 | 4 |  | 84 | 3587.2141 | Per Door | GS | 1.0063 | 0.98564 | 1.0265 | 1.0441 | 1.0994 | 1.0901 | 1.0679 | 1.0965 | 1.0642 | 1.0547 | 1.0277 | 1.0297 | CheEgs816 | CheE | gs | 816 | 9.3666 | 400 | [30 empty] | 0 | 0 | 0
816 | Refrigeration | Sealing | Healthcare | New | Door Gasket (Cooler) | 0.023416 | 0.018577 |  | 156.11 | 1 | 0.79333 | 6666.6667 | 4 |  | 84 | 3587.2141 | Per Door | GS | 1.0063 | 0.98564 | 1.0265 | 1.0441 | 1.0994 | 1.0901 | 1.0679 | 1.0965 | 1.0642 | 1.0547 | 1.0277 | 1.0297 | CheNgs816 | CheN | gs | 816 | 9.3666 | 400 | [30 empty] | 0 | 0 | 0
816 | Refrigeration | Sealing | Hospitals | Existing | Door Gasket (Cooler) | 0.023416 | 0.018577 |  | 156.11 | 1 | 0.79333 | 6666.6667 | 4 |  | 84 | 3587.2141 | Per Door | GS | 1.0063 | 0.98564 | 1.0265 | 1.0441 | 1.0994 | 1.0901 | 1.0679 | 1.0965 | 1.0642 | 1.0547 | 1.0277 | 1.0297 | ChoEgs816 | ChoE | gs | 816 | 9.3666 | 400 | [30 empty] | 0 | 0 | 0
816 | Refrigeration | Sealing | Hospitals | New | Door Gasket (Cooler) | 0.023416 | 0.018577 |  | 156.11 | 1 | 0.79333 | 6666.6667 | 4 |  | 84 | 3587.2141 | Per Door | GS | 1.0063 | 0.98564 | 1.0265 | 1.0441 | 1.0994 | 1.0901 | 1.0679 | 1.0965 | 1.0642 | 1.0547 | 1.0277 | 1.0297 | ChoNgs816 | ChoN | gs | 816 | 9.3666 | 400 | [30 empty] | 0 | 0 | 0
816 | Refrigeration | Sealing | Institutional | Existing | Door Gasket (Cooler) | 0.022324 | 0.018109 |  | 156.11 | 1 | 0.81119 | 6993.007 | 4 |  | 84 | 3762.812 | Per Door | GS | 1.0063 | 0.98564 | 1.0265 | 1.0441 | 1.0994 | 1.0901 | 1.0679 | 1.0965 | 1.0642 | 1.0547 | 1.0277 | 1.0297 | CinEgs816 | CinE | gs | 816 | 9.3666 | 419.5804 | [30 empty] | 0 | 0 | 0
816 | Refrigeration | Sealing | Institutional | New | Door Gasket (Cooler) | 0.022324 | 0.018109 |  | 156.11 | 1 | 0.81119 | 6993.007 | 4 |  | 84 | 3762.812 | Per Door | GS | 1.0063 | 0.98564 | 1.0265 | 1.0441 | 1.0994 | 1.0901 | 1.0679 | 1.0965 | 1.0642 | 1.0547 | 1.0277 | 1.0297 | CinNgs816 | CinN | gs | 816 | 9.3666 | 419.5804 | [30 empty] | 0 | 0 | 0
816 | Refrigeration | Sealing | Lodging/Hospitality | Existing | Door Gasket (Cooler) | 0.023416 | 0.018577 |  | 156.11 | 1 | 0.79333 | 6666.6667 | 4 |  | 84 | 3587.2141 | Per Door | GS | 1.0063 | 0.98564 | 1.0265 | 1.0441 | 1.0994 | 1.0901 | 1.0679 | 1.0965 | 1.0642 | 1.0547 | 1.0277 | 1.0297 | CloEgs816 | CloE | gs | 816 | 9.3666 | 400 | [30 empty] | 0 | 0 | 0
816 | Refrigeration | Sealing | Lodging/Hospitality | New | Door Gasket (Cooler) | 0.023416 | 0.018577 |  | 156.11 | 1 | 0.79333 | 6666.6667 | 4 |  | 84 | 3587.2141 | Per Door | GS | 1.0063 | 0.98564 | 1.0265 | 1.0441 | 1.0994 | 1.0901 | 1.0679 | 1.0965 | 1.0642 | 1.0547 | 1.0277 | 1.0297 | CloNgs816 | CloN | gs | 816 | 9.3666 | 400 | [30 empty] | 0 | 0 | 0
816 | Refrigeration | Sealing | Miscellaneous | Existing | Door Gasket (Cooler) | 0.022324 | 0.018109 |  | 156.11 | 1 | 0.81119 | 6993.007 | 4 |  | 84 | 3762.812 | Per Door | GS | 1.0063 | 0.98564 | 1.0265 | 1.0441 | 1.0994 | 1.0901 | 1.0679 | 1.0965 | 1.0642 | 1.0547 | 1.0277 | 1.0297 | CmiEgs816 | CmiE | gs | 816 | 9.3666 | 419.5804 | [30 empty] | 0 | 0 | 0
816 | Refrigeration | Sealing | Miscellaneous | New | Door Gasket (Cooler) | 0.022324 | 0.018109 |  | 156.11 | 1 | 0.81119 | 6993.007 | 4 |  | 84 | 3762.812 | Per Door | GS | 1.0063 | 0.98564 | 1.0265 | 1.0441 | 1.0994 | 1.0901 | 1.0679 | 1.0965 | 1.0642 | 1.0547 | 1.0277 | 1.0297 | CmiNgs816 | CmiN | gs | 816 | 9.3666 | 419.5804 | [30 empty] | 0 | 0 | 0
816 | Refrigeration | Sealing | Offices | Existing | Door Gasket (Cooler) | 0.022324 | 0.018109 |  | 156.11 | 1 | 0.81119 | 6993.007 | 4 |  | 84 | 3762.812 | Per Door | GS | 1.0063 | 0.98564 | 1.0265 | 1.0441 | 1.0994 | 1.0901 | 1.0679 | 1.0965 | 1.0642 | 1.0547 | 1.0277 | 1.0297 | CofEgs816 | CofE | gs | 816 | 9.3666 | 419.5804 | [30 empty] | 0 | 0 | 0
816 | Refrigeration | Sealing | Offices | New | Door Gasket (Cooler) | 0.022324 | 0.018109 |  | 156.11 | 1 | 0.81119 | 6993.007 | 4 |  | 84 | 3762.812 | Per Door | GS | 1.0063 | 0.98564 | 1.0265 | 1.0441 | 1.0994 | 1.0901 | 1.0679 | 1.0965 | 1.0642 | 1.0547 | 1.0277 | 1.0297 | CofNgs816 | CofN | gs | 816 | 9.3666 | 419.5804 | [30 empty] | 0 | 0 | 0
816 | Refrigeration | Sealing | Restaurants | Existing | Door Gasket (Cooler) | 0.022012 | 0.01764 |  | 156.11 | 1 | 0.80142 | 7092.1986 | 4 |  | 84 | 3816.1853 | Per Door | GS | 1.0063 | 0.98564 | 1.0265 | 1.0441 | 1.0994 | 1.0901 | 1.0679 | 1.0965 | 1.0642 | 1.0547 | 1.0277 | 1.0297 | CreEgs816 | CreE | gs | 816 | 9.3666 | 425.5319 | [30 empty] | 0 | 0 | 0
816 | Refrigeration | Sealing | Restaurants | New | Door Gasket (Cooler) | 0.022012 | 0.01764 |  | 156.11 | 1 | 0.80142 | 7092.1986 | 4 |  | 84 | 3816.1853 | Per Door | GS | 1.0063 | 0.98564 | 1.0265 | 1.0441 | 1.0994 | 1.0901 | 1.0679 | 1.0965 | 1.0642 | 1.0547 | 1.0277 | 1.0297 | CreNgs816 | CreN | gs | 816 | 9.3666 | 425.5319 | [30 empty] | 0 | 0 | 0
816 | Refrigeration | Sealing | Retail | Existing | Door Gasket (Cooler) | 0.023416 | 0.018577 |  | 156.11 | 1 | 0.79333 | 6666.6667 | 4 |  | 84 | 3587.2141 | Per Door | GS | 1.0063 | 0.98564 | 1.0265 | 1.0441 | 1.0994 | 1.0901 | 1.0679 | 1.0965 | 1.0642 | 1.0547 | 1.0277 | 1.0297 | CrtEgs816 | CrtE | gs | 816 | 9.3666 | 400 | [30 empty] | 0 | 0 | 0
816 | Refrigeration | Sealing | Retail | New | Door Gasket (Cooler) | 0.023416 | 0.018577 |  | 156.11 | 1 | 0.79333 | 6666.6667 | 4 |  | 84 | 3587.2141 | Per Door | GS | 1.0063 | 0.98564 | 1.0265 | 1.0441 | 1.0994 | 1.0901 | 1.0679 | 1.0965 | 1.0642 | 1.0547 | 1.0277 | 1.0297 | CrtNgs816 | CrtN | gs | 816 | 9.3666 | 400 | [30 empty] | 0 | 0 | 0
816 | Refrigeration | Sealing | Schools K-12 | Existing | Door Gasket (Cooler) | 0.022324 | 0.018109 |  | 156.11 | 1 | 0.81119 | 6993.007 | 4 |  | 84 | 3762.812 | Per Door | GS | 1.0063 | 0.98564 | 1.0265 | 1.0441 | 1.0994 | 1.0901 | 1.0679 | 1.0965 | 1.0642 | 1.0547 | 1.0277 | 1.0297 | CscEgs816 | CscE | gs | 816 | 9.3666 | 419.5804 | [30 empty] | 0 | 0 | 0
816 | Refrigeration | Sealing | Schools K-12 | New | Door Gasket (Cooler) | 0.022324 | 0.018109 |  | 156.11 | 1 | 0.81119 | 6993.007 | 4 |  | 84 | 3762.812 | Per Door | GS | 1.0063 | 0.98564 | 1.0265 | 1.0441 | 1.0994 | 1.0901 | 1.0679 | 1.0965 | 1.0642 | 1.0547 | 1.0277 | 1.0297 | CscNgs816 | CscN | gs | 816 | 9.3666 | 419.5804 | [30 empty] | 0 | 0 | 0
816 | Refrigeration | Sealing | Warehouse | Existing | Door Gasket (Cooler) | 0.022324 | 0.018109 |  | 156.11 | 1 | 0.81119 | 6993.007 | 4 |  | 84 | 3762.812 | Per Door | GS | 1.0063 | 0.98564 | 1.0265 | 1.0441 | 1.0994 | 1.0901 | 1.0679 | 1.0965 | 1.0642 | 1.0547 | 1.0277 | 1.0297 | CwaEgs816 | CwaE | gs | 816 | 9.3666 | 419.5804 | [30 empty] | 0 | 0 | 0
816 | Refrigeration | Sealing | Warehouse | New | Door Gasket (Cooler) | 0.022324 | 0.018109 |  | 156.11 | 1 | 0.81119 | 6993.007 | 4 |  | 84 | 3762.812 | Per Door | GS | 1.0063 | 0.98564 | 1.0265 | 1.0441 | 1.0994 | 1.0901 | 1.0679 | 1.0965 | 1.0642 | 1.0547 | 1.0277 | 1.0297 | CwaNgs816 | CwaN | gs | 816 | 9.3666 | 419.5804 | [30 empty] | 0 | 0 | 0
817 | Refrigeration | Sealing | Assembly | Existing | Door Gasket (Freezer) | 0.023416 | 0.018577 |  | 156.11 | 1 | 0.79333 | 6666.6667 | 4 |  | 118 | 5039.1818 | Per Door | GS | 1.0063 | 0.98564 | 1.0265 | 1.0441 | 1.0994 | 1.0901 | 1.0679 | 1.0965 | 1.0642 | 1.0547 | 1.0277 | 1.0297 | CasEgs817 | CasE | gs | 817 | 9.3666 | 400 | [30 empty] | 0 | 0 | 0
817 | Refrigeration | Sealing | Assembly | New | Door Gasket (Freezer) | 0.023416 | 0.018577 |  | 156.11 | 1 | 0.79333 | 6666.6667 | 4 |  | 118 | 5039.1818 | Per Door | GS | 1.0063 | 0.98564 | 1.0265 | 1.0441 | 1.0994 | 1.0901 | 1.0679 | 1.0965 | 1.0642 | 1.0547 | 1.0277 | 1.0297 | CasNgs817 | CasN | gs | 817 | 9.3666 | 400 | [30 empty] | 0 | 0 | 0
817 | Refrigeration | Sealing | College and University | Existing | Door Gasket (Freezer) | 0.023416 | 0.018577 |  | 156.11 | 1 | 0.79333 | 6666.6667 | 4 |  | 118 | 5039.1818 | Per Door | GS | 1.0063 | 0.98564 | 1.0265 | 1.0441 | 1.0994 | 1.0901 | 1.0679 | 1.0965 | 1.0642 | 1.0547 | 1.0277 | 1.0297 | CcoEgs817 | CcoE | gs | 817 | 9.3666 | 400 | [30 empty] | 0 | 0 | 0
817 | Refrigeration | Sealing | College and University | New | Door Gasket (Freezer) | 0.023416 | 0.018577 |  | 156.11 | 1 | 0.79333 | 6666.6667 | 4 |  | 118 | 5039.1818 | Per Door | GS | 1.0063 | 0.98564 | 1.0265 | 1.0441 | 1.0994 | 1.0901 | 1.0679 | 1.0965 | 1.0642 | 1.0547 | 1.0277 | 1.0297 | CcoNgs817 | CcoN | gs | 817 | 9.3666 | 400 | [30 empty] | 0 | 0 | 0
817 | Refrigeration | Sealing | Data Center | Existing | Door Gasket (Freezer) | 0.022324 | 0.018109 |  | 156.11 | 1 | 0.81119 | 6993.007 | 4 |  | 118 | 5285.855 | Per Door | GS | 1.0063 | 0.98564 | 1.0265 | 1.0441 | 1.0994 | 1.0901 | 1.0679 | 1.0965 | 1.0642 | 1.0547 | 1.0277 | 1.0297 | CdaEgs817 | CdaE | gs | 817 | 9.3666 | 419.5804 | [30 empty] | 0 | 0 | 0
817 | Refrigeration | Sealing | Data Center | New | Door Gasket (Freezer) | 0.022324 | 0.018109 |  | 156.11 | 1 | 0.81119 | 6993.007 | 4 |  | 118 | 5285.855 | Per Door | GS | 1.0063 | 0.98564 | 1.0265 | 1.0441 | 1.0994 | 1.0901 | 1.0679 | 1.0965 | 1.0642 | 1.0547 | 1.0277 | 1.0297 | CdaNgs817 | CdaN | gs | 817 | 9.3666 | 419.5804 | [30 empty] | 0 | 0 | 0
817 | Refrigeration | Sealing | Grocery | Existing | Door Gasket (Freezer) | 0.023416 | 0.018577 |  | 156.11 | 1 | 0.79333 | 6666.6667 | 4 |  | 118 | 5039.1818 | Per Door | GS | 1.0063 | 0.98564 | 1.0265 | 1.0441 | 1.0994 | 1.0901 | 1.0679 | 1.0965 | 1.0642 | 1.0547 | 1.0277 | 1.0297 | CgrEgs817 | CgrE | gs | 817 | 9.3666 | 400 | [30 empty] | 3.1612 | 0.47363 | 0.37466
817 | Refrigeration | Sealing | Grocery | New | Door Gasket (Freezer) | 0.023416 | 0.018577 |  | 156.11 | 1 | 0.79333 | 6666.6667 | 4 |  | 118 | 5039.1818 | Per Door | GS | 1.0063 | 0.98564 | 1.0265 | 1.0441 | 1.0994 | 1.0901 | 1.0679 | 1.0965 | 1.0642 | 1.0547 | 1.0277 | 1.0297 | CgrNgs817 | CgrN | gs | 817 | 9.3666 | 400 | [30 empty] | 0 | 0 | 0
817 | Refrigeration | Sealing | Healthcare | Existing | Door Gasket (Freezer) | 0.023416 | 0.018577 |  | 156.11 | 1 | 0.79333 | 6666.6667 | 4 |  | 118 | 5039.1818 | Per Door | GS | 1.0063 | 0.98564 | 1.0265 | 1.0441 | 1.0994 | 1.0901 | 1.0679 | 1.0965 | 1.0642 | 1.0547 | 1.0277 | 1.0297 | CheEgs817 | CheE | gs | 817 | 9.3666 | 400 | [30 empty] | 0 | 0 | 0
817 | Refrigeration | Sealing | Healthcare | New | Door Gasket (Freezer) | 0.023416 | 0.018577 |  | 156.11 | 1 | 0.79333 | 6666.6667 | 4 |  | 118 | 5039.1818 | Per Door | GS | 1.0063 | 0.98564 | 1.0265 | 1.0441 | 1.0994 | 1.0901 | 1.0679 | 1.0965 | 1.0642 | 1.0547 | 1.0277 | 1.0297 | CheNgs817 | CheN | gs | 817 | 9.3666 | 400 | [30 empty] | 0 | 0 | 0
817 | Refrigeration | Sealing | Hospitals | Existing | Door Gasket (Freezer) | 0.023416 | 0.018577 |  | 156.11 | 1 | 0.79333 | 6666.6667 | 4 |  | 118 | 5039.1818 | Per Door | GS | 1.0063 | 0.98564 | 1.0265 | 1.0441 | 1.0994 | 1.0901 | 1.0679 | 1.0965 | 1.0642 | 1.0547 | 1.0277 | 1.0297 | ChoEgs817 | ChoE | gs | 817 | 9.3666 | 400 | [30 empty] | 0 | 0 | 0
817 | Refrigeration | Sealing | Hospitals | New | Door Gasket (Freezer) | 0.023416 | 0.018577 |  | 156.11 | 1 | 0.79333 | 6666.6667 | 4 |  | 118 | 5039.1818 | Per Door | GS | 1.0063 | 0.98564 | 1.0265 | 1.0441 | 1.0994 | 1.0901 | 1.0679 | 1.0965 | 1.0642 | 1.0547 | 1.0277 | 1.0297 | ChoNgs817 | ChoN | gs | 817 | 9.3666 | 400 | [30 empty] | 0 | 0 | 0
817 | Refrigeration | Sealing | Institutional | Existing | Door Gasket (Freezer) | 0.022324 | 0.018109 |  | 156.11 | 1 | 0.81119 | 6993.007 | 4 |  | 118 | 5285.855 | Per Door | GS | 1.0063 | 0.98564 | 1.0265 | 1.0441 | 1.0994 | 1.0901 | 1.0679 | 1.0965 | 1.0642 | 1.0547 | 1.0277 | 1.0297 | CinEgs817 | CinE | gs | 817 | 9.3666 | 419.5804 | [30 empty] | 0 | 0 | 0
817 | Refrigeration | Sealing | Institutional | New | Door Gasket (Freezer) | 0.022324 | 0.018109 |  | 156.11 | 1 | 0.81119 | 6993.007 | 4 |  | 118 | 5285.855 | Per Door | GS | 1.0063 | 0.98564 | 1.0265 | 1.0441 | 1.0994 | 1.0901 | 1.0679 | 1.0965 | 1.0642 | 1.0547 | 1.0277 | 1.0297 | CinNgs817 | CinN | gs | 817 | 9.3666 | 419.5804 | [30 empty] | 0 | 0 | 0
817 | Refrigeration | Sealing | Lodging/Hospitality | Existing | Door Gasket (Freezer) | 0.023416 | 0.018577 |  | 156.11 | 1 | 0.79333 | 6666.6667 | 4 |  | 118 | 5039.1818 | Per Door | GS | 1.0063 | 0.98564 | 1.0265 | 1.0441 | 1.0994 | 1.0901 | 1.0679 | 1.0965 | 1.0642 | 1.0547 | 1.0277 | 1.0297 | CloEgs817 | CloE | gs | 817 | 9.3666 | 400 | [30 empty] | 0 | 0 | 0
817 | Refrigeration | Sealing | Lodging/Hospitality | New | Door Gasket (Freezer) | 0.023416 | 0.018577 |  | 156.11 | 1 | 0.79333 | 6666.6667 | 4 |  | 118 | 5039.1818 | Per Door | GS | 1.0063 | 0.98564 | 1.0265 | 1.0441 | 1.0994 | 1.0901 | 1.0679 | 1.0965 | 1.0642 | 1.0547 | 1.0277 | 1.0297 | CloNgs817 | CloN | gs | 817 | 9.3666 | 400 | [30 empty] | 0 | 0 | 0
817 | Refrigeration | Sealing | Miscellaneous | Existing | Door Gasket (Freezer) | 0.022324 | 0.018109 |  | 156.11 | 1 | 0.81119 | 6993.007 | 4 |  | 118 | 5285.855 | Per Door | GS | 1.0063 | 0.98564 | 1.0265 | 1.0441 | 1.0994 | 1.0901 | 1.0679 | 1.0965 | 1.0642 | 1.0547 | 1.0277 | 1.0297 | CmiEgs817 | CmiE | gs | 817 | 9.3666 | 419.5804 | [30 empty] | 0 | 0 | 0
817 | Refrigeration | Sealing | Miscellaneous | New | Door Gasket (Freezer) | 0.022324 | 0.018109 |  | 156.11 | 1 | 0.81119 | 6993.007 | 4 |  | 118 | 5285.855 | Per Door | GS | 1.0063 | 0.98564 | 1.0265 | 1.0441 | 1.0994 | 1.0901 | 1.0679 | 1.0965 | 1.0642 | 1.0547 | 1.0277 | 1.0297 | CmiNgs817 | CmiN | gs | 817 | 9.3666 | 419.5804 | [30 empty] | 0 | 0 | 0
817 | Refrigeration | Sealing | Offices | Existing | Door Gasket (Freezer) | 0.022324 | 0.018109 |  | 156.11 | 1 | 0.81119 | 6993.007 | 4 |  | 118 | 5285.855 | Per Door | GS | 1.0063 | 0.98564 | 1.0265 | 1.0441 | 1.0994 | 1.0901 | 1.0679 | 1.0965 | 1.0642 | 1.0547 | 1.0277 | 1.0297 | CofEgs817 | CofE | gs | 817 | 9.3666 | 419.5804 | [30 empty] | 0 | 0 | 0
817 | Refrigeration | Sealing | Offices | New | Door Gasket (Freezer) | 0.022324 | 0.018109 |  | 156.11 | 1 | 0.81119 | 6993.007 | 4 |  | 118 | 5285.855 | Per Door | GS | 1.0063 | 0.98564 | 1.0265 | 1.0441 | 1.0994 | 1.0901 | 1.0679 | 1.0965 | 1.0642 | 1.0547 | 1.0277 | 1.0297 | CofNgs817 | CofN | gs | 817 | 9.3666 | 419.5804 | [30 empty] | 0 | 0 | 0
817 | Refrigeration | Sealing | Restaurants | Existing | Door Gasket (Freezer) | 0.022012 | 0.01764 |  | 156.11 | 1 | 0.80142 | 7092.1986 | 4 |  | 118 | 5360.8317 | Per Door | GS | 1.0063 | 0.98564 | 1.0265 | 1.0441 | 1.0994 | 1.0901 | 1.0679 | 1.0965 | 1.0642 | 1.0547 | 1.0277 | 1.0297 | CreEgs817 | CreE | gs | 817 | 9.3666 | 425.5319 | [30 empty] | 0 | 0 | 0
817 | Refrigeration | Sealing | Restaurants | New | Door Gasket (Freezer) | 0.022012 | 0.01764 |  | 156.11 | 1 | 0.80142 | 7092.1986 | 4 |  | 118 | 5360.8317 | Per Door | GS | 1.0063 | 0.98564 | 1.0265 | 1.0441 | 1.0994 | 1.0901 | 1.0679 | 1.0965 | 1.0642 | 1.0547 | 1.0277 | 1.0297 | CreNgs817 | CreN | gs | 817 | 9.3666 | 425.5319 | [30 empty] | 0 | 0 | 0
817 | Refrigeration | Sealing | Retail | Existing | Door Gasket (Freezer) | 0.023416 | 0.018577 |  | 156.11 | 1 | 0.79333 | 6666.6667 | 4 |  | 118 | 5039.1818 | Per Door | GS | 1.0063 | 0.98564 | 1.0265 | 1.0441 | 1.0994 | 1.0901 | 1.0679 | 1.0965 | 1.0642 | 1.0547 | 1.0277 | 1.0297 | CrtEgs817 | CrtE | gs | 817 | 9.3666 | 400 | [30 empty] | 0 | 0 | 0
817 | Refrigeration | Sealing | Retail | New | Door Gasket (Freezer) | 0.023416 | 0.018577 |  | 156.11 | 1 | 0.79333 | 6666.6667 | 4 |  | 118 | 5039.1818 | Per Door | GS | 1.0063 | 0.98564 | 1.0265 | 1.0441 | 1.0994 | 1.0901 | 1.0679 | 1.0965 | 1.0642 | 1.0547 | 1.0277 | 1.0297 | CrtNgs817 | CrtN | gs | 817 | 9.3666 | 400 | [30 empty] | 0 | 0 | 0
817 | Refrigeration | Sealing | Schools K-12 | Existing | Door Gasket (Freezer) | 0.022324 | 0.018109 |  | 156.11 | 1 | 0.81119 | 6993.007 | 4 |  | 118 | 5285.855 | Per Door | GS | 1.0063 | 0.98564 | 1.0265 | 1.0441 | 1.0994 | 1.0901 | 1.0679 | 1.0965 | 1.0642 | 1.0547 | 1.0277 | 1.0297 | CscEgs817 | CscE | gs | 817 | 9.3666 | 419.5804 | [30 empty] | 0 | 0 | 0
817 | Refrigeration | Sealing | Schools K-12 | New | Door Gasket (Freezer) | 0.022324 | 0.018109 |  | 156.11 | 1 | 0.81119 | 6993.007 | 4 |  | 118 | 5285.855 | Per Door | GS | 1.0063 | 0.98564 | 1.0265 | 1.0441 | 1.0994 | 1.0901 | 1.0679 | 1.0965 | 1.0642 | 1.0547 | 1.0277 | 1.0297 | CscNgs817 | CscN | gs | 817 | 9.3666 | 419.5804 | [30 empty] | 0 | 0 | 0
817 | Refrigeration | Sealing | Warehouse | Existing | Door Gasket (Freezer) | 0.022324 | 0.018109 |  | 156.11 | 1 | 0.81119 | 6993.007 | 4 |  | 118 | 5285.855 | Per Door | GS | 1.0063 | 0.98564 | 1.0265 | 1.0441 | 1.0994 | 1.0901 | 1.0679 | 1.0965 | 1.0642 | 1.0547 | 1.0277 | 1.0297 | CwaEgs817 | CwaE | gs | 817 | 9.3666 | 419.5804 | [30 empty] | 0 | 0 | 0
817 | Refrigeration | Sealing | Warehouse | New | Door Gasket (Freezer) | 0.022324 | 0.018109 |  | 156.11 | 1 | 0.81119 | 6993.007 | 4 |  | 118 | 5285.855 | Per Door | GS | 1.0063 | 0.98564 | 1.0265 | 1.0441 | 1.0994 | 1.0901 | 1.0679 | 1.0965 | 1.0642 | 1.0547 | 1.0277 | 1.0297 | CwaNgs817 | CwaN | gs | 817 | 9.3666 | 419.5804 | [30 empty] | 0 | 0 | 0
818 | Refrigeration | Sealing | Assembly | Existing | Night Covers for Display Cases | 0.016512 | 0.0131 |  | 110.08 | 1 | 0.79333 | 6666.6667 | 5 |  | 731 | 44270.8333 | Per End Use Consumption | GS | 1.0063 | 0.98564 | 1.0265 | 1.0441 | 1.0994 | 1.0901 | 1.0679 | 1.0965 | 1.0642 | 1.0547 | 1.0277 | 1.0297 | CasEgs818 | CasE | gs | 818 | 6.6048 | 400 | [30 empty] | 0 | 0 | 0
818 | Refrigeration | Sealing | Assembly | New | Night Covers for Display Cases | 0.016512 | 0.0131 |  | 110.08 | 1 | 0.79333 | 6666.6667 | 5 |  | 731 | 44270.8333 | Per End Use Consumption | GS | 1.0063 | 0.98564 | 1.0265 | 1.0441 | 1.0994 | 1.0901 | 1.0679 | 1.0965 | 1.0642 | 1.0547 | 1.0277 | 1.0297 | CasNgs818 | CasN | gs | 818 | 6.6048 | 400 | [30 empty] | 0 | 0 | 0
818 | Refrigeration | Sealing | College and University | Existing | Night Covers for Display Cases | 0.016512 | 0.0131 |  | 110.08 | 1 | 0.79333 | 6666.6667 | 5 |  | 731 | 44270.8333 | Per End Use Consumption | GS | 1.0063 | 0.98564 | 1.0265 | 1.0441 | 1.0994 | 1.0901 | 1.0679 | 1.0965 | 1.0642 | 1.0547 | 1.0277 | 1.0297 | CcoEgs818 | CcoE | gs | 818 | 6.6048 | 400 | [30 empty] | 0 | 0 | 0
818 | Refrigeration | Sealing | College and University | New | Night Covers for Display Cases | 0.016512 | 0.0131 |  | 110.08 | 1 | 0.79333 | 6666.6667 | 5 |  | 731 | 44270.8333 | Per End Use Consumption | GS | 1.0063 | 0.98564 | 1.0265 | 1.0441 | 1.0994 | 1.0901 | 1.0679 | 1.0965 | 1.0642 | 1.0547 | 1.0277 | 1.0297 | CcoNgs818 | CcoN | gs | 818 | 6.6048 | 400 | [30 empty] | 0 | 0 | 0
818 | Refrigeration | Sealing | Data Center | Existing | Night Covers for Display Cases | 0.015741 | 0.012769 |  | 110.08 | 1 | 0.81119 | 6993.007 | 5 |  | 731 | 46437.9371 | Per End Use Consumption | GS | 1.0063 | 0.98564 | 1.0265 | 1.0441 | 1.0994 | 1.0901 | 1.0679 | 1.0965 | 1.0642 | 1.0547 | 1.0277 | 1.0297 | CdaEgs818 | CdaE | gs | 818 | 6.6048 | 419.5804 | [30 empty] | 0 | 0 | 0
818 | Refrigeration | Sealing | Data Center | New | Night Covers for Display Cases | 0.015741 | 0.012769 |  | 110.08 | 1 | 0.81119 | 6993.007 | 5 |  | 731 | 46437.9371 | Per End Use Consumption | GS | 1.0063 | 0.98564 | 1.0265 | 1.0441 | 1.0994 | 1.0901 | 1.0679 | 1.0965 | 1.0642 | 1.0547 | 1.0277 | 1.0297 | CdaNgs818 | CdaN | gs | 818 | 6.6048 | 419.5804 | [30 empty] | 0 | 0 | 0
818 | Refrigeration | Sealing | Grocery | Existing | Night Covers for Display Cases | 0.016512 | 0.0131 |  | 110.08 | 1 | 0.79333 | 6666.6667 | 5 |  | 731 | 44270.8333 | Per End Use Consumption | GS | 1.0063 | 0.98564 | 1.0265 | 1.0441 | 1.0994 | 1.0901 | 1.0679 | 1.0965 | 1.0642 | 1.0547 | 1.0277 | 1.0297 | CgrEgs818 | CgrE | gs | 818 | 6.6048 | 400 | [30 empty] | 1.2329 | 0.18472 | 0.14613
818 | Refrigeration | Sealing | Grocery | New | Night Covers for Display Cases | 0.016512 | 0.0131 |  | 110.08 | 1 | 0.79333 | 6666.6667 | 5 |  | 731 | 44270.8333 | Per End Use Consumption | GS | 1.0063 | 0.98564 | 1.0265 | 1.0441 | 1.0994 | 1.0901 | 1.0679 | 1.0965 | 1.0642 | 1.0547 | 1.0277 | 1.0297 | CgrNgs818 | CgrN | gs | 818 | 6.6048 | 400 | [30 empty] | 0.005691 | 0.00085264 | 0.00067449
818 | Refrigeration | Sealing | Healthcare | Existing | Night Covers for Display Cases | 0.016512 | 0.0131 |  | 110.08 | 1 | 0.79333 | 6666.6667 | 5 |  | 731 | 44270.8333 | Per End Use Consumption | GS | 1.0063 | 0.98564 | 1.0265 | 1.0441 | 1.0994 | 1.0901 | 1.0679 | 1.0965 | 1.0642 | 1.0547 | 1.0277 | 1.0297 | CheEgs818 | CheE | gs | 818 | 6.6048 | 400 | [30 empty] | 0 | 0 | 0
818 | Refrigeration | Sealing | Healthcare | New | Night Covers for Display Cases | 0.016512 | 0.0131 |  | 110.08 | 1 | 0.79333 | 6666.6667 | 5 |  | 731 | 44270.8333 | Per End Use Consumption | GS | 1.0063 | 0.98564 | 1.0265 | 1.0441 | 1.0994 | 1.0901 | 1.0679 | 1.0965 | 1.0642 | 1.0547 | 1.0277 | 1.0297 | CheNgs818 | CheN | gs | 818 | 6.6048 | 400 | [30 empty] | 0 | 0 | 0
818 | Refrigeration | Sealing | Hospitals | Existing | Night Covers for Display Cases | 0.016512 | 0.0131 |  | 110.08 | 1 | 0.79333 | 6666.6667 | 5 |  | 731 | 44270.8333 | Per End Use Consumption | GS | 1.0063 | 0.98564 | 1.0265 | 1.0441 | 1.0994 | 1.0901 | 1.0679 | 1.0965 | 1.0642 | 1.0547 | 1.0277 | 1.0297 | ChoEgs818 | ChoE | gs | 818 | 6.6048 | 400 | [30 empty] | 0 | 0 | 0
818 | Refrigeration | Sealing | Hospitals | New | Night Covers for Display Cases | 0.016512 | 0.0131 |  | 110.08 | 1 | 0.79333 | 6666.6667 | 5 |  | 731 | 44270.8333 | Per End Use Consumption | GS | 1.0063 | 0.98564 | 1.0265 | 1.0441 | 1.0994 | 1.0901 | 1.0679 | 1.0965 | 1.0642 | 1.0547 | 1.0277 | 1.0297 | ChoNgs818 | ChoN | gs | 818 | 6.6048 | 400 | [30 empty] | 0 | 0 | 0
818 | Refrigeration | Sealing | Institutional | Existing | Night Covers for Display Cases | 0.015741 | 0.012769 |  | 110.08 | 1 | 0.81119 | 6993.007 | 5 |  | 731 | 46437.9371 | Per End Use Consumption | GS | 1.0063 | 0.98564 | 1.0265 | 1.0441 | 1.0994 | 1.0901 | 1.0679 | 1.0965 | 1.0642 | 1.0547 | 1.0277 | 1.0297 | CinEgs818 | CinE | gs | 818 | 6.6048 | 419.5804 | [30 empty] | 0 | 0 | 0
818 | Refrigeration | Sealing | Institutional | New | Night Covers for Display Cases | 0.015741 | 0.012769 |  | 110.08 | 1 | 0.81119 | 6993.007 | 5 |  | 731 | 46437.9371 | Per End Use Consumption | GS | 1.0063 | 0.98564 | 1.0265 | 1.0441 | 1.0994 | 1.0901 | 1.0679 | 1.0965 | 1.0642 | 1.0547 | 1.0277 | 1.0297 | CinNgs818 | CinN | gs | 818 | 6.6048 | 419.5804 | [30 empty] | 0 | 0 | 0
818 | Refrigeration | Sealing | Lodging/Hospitality | Existing | Night Covers for Display Cases | 0.016512 | 0.0131 |  | 110.08 | 1 | 0.79333 | 6666.6667 | 5 |  | 731 | 44270.8333 | Per End Use Consumption | GS | 1.0063 | 0.98564 | 1.0265 | 1.0441 | 1.0994 | 1.0901 | 1.0679 | 1.0965 | 1.0642 | 1.0547 | 1.0277 | 1.0297 | CloEgs818 | CloE | gs | 818 | 6.6048 | 400 | [30 empty] | 0 | 0 | 0
818 | Refrigeration | Sealing | Lodging/Hospitality | New | Night Covers for Display Cases | 0.016512 | 0.0131 |  | 110.08 | 1 | 0.79333 | 6666.6667 | 5 |  | 731 | 44270.8333 | Per End Use Consumption | GS | 1.0063 | 0.98564 | 1.0265 | 1.0441 | 1.0994 | 1.0901 | 1.0679 | 1.0965 | 1.0642 | 1.0547 | 1.0277 | 1.0297 | CloNgs818 | CloN | gs | 818 | 6.6048 | 400 | [30 empty] | 0 | 0 | 0
818 | Refrigeration | Sealing | Miscellaneous | Existing | Night Covers for Display Cases | 0.015741 | 0.012769 |  | 110.08 | 1 | 0.81119 | 6993.007 | 5 |  | 731 | 46437.9371 | Per End Use Consumption | GS | 1.0063 | 0.98564 | 1.0265 | 1.0441 | 1.0994 | 1.0901 | 1.0679 | 1.0965 | 1.0642 | 1.0547 | 1.0277 | 1.0297 | CmiEgs818 | CmiE | gs | 818 | 6.6048 | 419.5804 | [30 empty] | 0 | 0 | 0
818 | Refrigeration | Sealing | Miscellaneous | New | Night Covers for Display Cases | 0.015741 | 0.012769 |  | 110.08 | 1 | 0.81119 | 6993.007 | 5 |  | 731 | 46437.9371 | Per End Use Consumption | GS | 1.0063 | 0.98564 | 1.0265 | 1.0441 | 1.0994 | 1.0901 | 1.0679 | 1.0965 | 1.0642 | 1.0547 | 1.0277 | 1.0297 | CmiNgs818 | CmiN | gs | 818 | 6.6048 | 419.5804 | [30 empty] | 0 | 0 | 0
818 | Refrigeration | Sealing | Offices | Existing | Night Covers for Display Cases | 0.015741 | 0.012769 |  | 110.08 | 1 | 0.81119 | 6993.007 | 5 |  | 731 | 46437.9371 | Per End Use Consumption | GS | 1.0063 | 0.98564 | 1.0265 | 1.0441 | 1.0994 | 1.0901 | 1.0679 | 1.0965 | 1.0642 | 1.0547 | 1.0277 | 1.0297 | CofEgs818 | CofE | gs | 818 | 6.6048 | 419.5804 | [30 empty] | 0 | 0 | 0
818 | Refrigeration | Sealing | Offices | New | Night Covers for Display Cases | 0.015741 | 0.012769 |  | 110.08 | 1 | 0.81119 | 6993.007 | 5 |  | 731 | 46437.9371 | Per End Use Consumption | GS | 1.0063 | 0.98564 | 1.0265 | 1.0441 | 1.0994 | 1.0901 | 1.0679 | 1.0965 | 1.0642 | 1.0547 | 1.0277 | 1.0297 | CofNgs818 | CofN | gs | 818 | 6.6048 | 419.5804 | [30 empty] | 0 | 0 | 0
818 | Refrigeration | Sealing | Restaurants | Existing | Night Covers for Display Cases | 0.015521 | 0.012439 |  | 110.08 | 1 | 0.80142 | 7092.1986 | 5 |  | 731 | 47096.6312 | Per End Use Consumption | GS | 1.0063 | 0.98564 | 1.0265 | 1.0441 | 1.0994 | 1.0901 | 1.0679 | 1.0965 | 1.0642 | 1.0547 | 1.0277 | 1.0297 | CreEgs818 | CreE | gs | 818 | 6.6048 | 425.5319 | [30 empty] | 0 | 0 | 0
818 | Refrigeration | Sealing | Restaurants | New | Night Covers for Display Cases | 0.015521 | 0.012439 |  | 110.08 | 1 | 0.80142 | 7092.1986 | 5 |  | 731 | 47096.6312 | Per End Use Consumption | GS | 1.0063 | 0.98564 | 1.0265 | 1.0441 | 1.0994 | 1.0901 | 1.0679 | 1.0965 | 1.0642 | 1.0547 | 1.0277 | 1.0297 | CreNgs818 | CreN | gs | 818 | 6.6048 | 425.5319 | [30 empty] | 0 | 0 | 0
818 | Refrigeration | Sealing | Retail | Existing | Night Covers for Display Cases | 0.016512 | 0.0131 |  | 110.08 | 1 | 0.79333 | 6666.6667 | 5 |  | 731 | 44270.8333 | Per End Use Consumption | GS | 1.0063 | 0.98564 | 1.0265 | 1.0441 | 1.0994 | 1.0901 | 1.0679 | 1.0965 | 1.0642 | 1.0547 | 1.0277 | 1.0297 | CrtEgs818 | CrtE | gs | 818 | 6.6048 | 400 | [30 empty] | 0 | 0 | 0
818 | Refrigeration | Sealing | Retail | New | Night Covers for Display Cases | 0.016512 | 0.0131 |  | 110.08 | 1 | 0.79333 | 6666.6667 | 5 |  | 731 | 44270.8333 | Per End Use Consumption | GS | 1.0063 | 0.98564 | 1.0265 | 1.0441 | 1.0994 | 1.0901 | 1.0679 | 1.0965 | 1.0642 | 1.0547 | 1.0277 | 1.0297 | CrtNgs818 | CrtN | gs | 818 | 6.6048 | 400 | [30 empty] | 0 | 0 | 0
818 | Refrigeration | Sealing | Schools K-12 | Existing | Night Covers for Display Cases | 0.015741 | 0.012769 |  | 110.08 | 1 | 0.81119 | 6993.007 | 5 |  | 731 | 46437.9371 | Per End Use Consumption | GS | 1.0063 | 0.98564 | 1.0265 | 1.0441 | 1.0994 | 1.0901 | 1.0679 | 1.0965 | 1.0642 | 1.0547 | 1.0277 | 1.0297 | CscEgs818 | CscE | gs | 818 | 6.6048 | 419.5804 | [30 empty] | 0 | 0 | 0
818 | Refrigeration | Sealing | Schools K-12 | New | Night Covers for Display Cases | 0.015741 | 0.012769 |  | 110.08 | 1 | 0.81119 | 6993.007 | 5 |  | 731 | 46437.9371 | Per End Use Consumption | GS | 1.0063 | 0.98564 | 1.0265 | 1.0441 | 1.0994 | 1.0901 | 1.0679 | 1.0965 | 1.0642 | 1.0547 | 1.0277 | 1.0297 | CscNgs818 | CscN | gs | 818 | 6.6048 | 419.5804 | [30 empty] | 0 | 0 | 0
818 | Refrigeration | Sealing | Warehouse | Existing | Night Covers for Display Cases | 0.015741 | 0.012769 |  | 110.08 | 1 | 0.81119 | 6993.007 | 5 |  | 731 | 46437.9371 | Per End Use Consumption | GS | 1.0063 | 0.98564 | 1.0265 | 1.0441 | 1.0994 | 1.0901 | 1.0679 | 1.0965 | 1.0642 | 1.0547 | 1.0277 | 1.0297 | CwaEgs818 | CwaE | gs | 818 | 6.6048 | 419.5804 | [30 empty] | 0 | 0 | 0
818 | Refrigeration | Sealing | Warehouse | New | Night Covers for Display Cases | 0.015741 | 0.012769 |  | 110.08 | 1 | 0.81119 | 6993.007 | 5 |  | 731 | 46437.9371 | Per End Use Consumption | GS | 1.0063 | 0.98564 | 1.0265 | 1.0441 | 1.0994 | 1.0901 | 1.0679 | 1.0965 | 1.0642 | 1.0547 | 1.0277 | 1.0297 | CwaNgs818 | CwaN | gs | 818 | 6.6048 | 419.5804 | [30 empty] | 0 | 0 | 0
819 | Refrigeration | Sealing | Assembly | Existing | Strip Curtains - Freezers | 0.08505 | 0.067473 |  | 567 | 1 | 0.79333 | 6666.6667 | 4 |  | 220.71 | 2595.0617 | Per End Use Consumption | GS | 1 | 1 | 1 | 1 | 1 | 1 | 1 | 1 | 1 | 1 | 1 | 1 | CasEgs819 | CasE | gs | 819 | 34.02 | 400 | [30 empty] | 0 | 0 | 0
819 | Refrigeration | Sealing | Assembly | New | Strip Curtains - Freezers | 0.08505 | 0.067473 |  | 567 | 1 | 0.79333 | 6666.6667 | 4 |  | 220.71 | 2595.0617 | Per End Use Consumption | GS | 1 | 1 | 1 | 1 | 1 | 1 | 1 | 1 | 1 | 1 | 1 | 1 | CasNgs819 | CasN | gs | 819 | 34.02 | 400 | [30 empty] | 0 | 0 | 0
819 | Refrigeration | Sealing | College and University | Existing | Strip Curtains - Freezers | 0.08505 | 0.067473 |  | 567 | 1 | 0.79333 | 6666.6667 | 4 |  | 220.71 | 2595.0617 | Per End Use Consumption | GS | 1 | 1 | 1 | 1 | 1 | 1 | 1 | 1 | 1 | 1 | 1 | 1 | CcoEgs819 | CcoE | gs | 819 | 34.02 | 400 | [30 empty] | 0 | 0 | 0
819 | Refrigeration | Sealing | College and University | New | Strip Curtains - Freezers | 0.08505 | 0.067473 |  | 567 | 1 | 0.79333 | 6666.6667 | 4 |  | 220.71 | 2595.0617 | Per End Use Consumption | GS | 1 | 1 | 1 | 1 | 1 | 1 | 1 | 1 | 1 | 1 | 1 | 1 | CcoNgs819 | CcoN | gs | 819 | 34.02 | 400 | [30 empty] | 0 | 0 | 0
819 | Refrigeration | Sealing | Data Center | Existing | Strip Curtains - Freezers | 0.081081 | 0.065772 |  | 567 | 1 | 0.81119 | 6993.007 | 4 |  | 220.71 | 2722.0927 | Per End Use Consumption | GS | 1 | 1 | 1 | 1 | 1 | 1 | 1 | 1 | 1 | 1 | 1 | 1 | CdaEgs819 | CdaE | gs | 819 | 34.02 | 419.5804 | [30 empty] | 0 | 0 | 0
819 | Refrigeration | Sealing | Data Center | New | Strip Curtains - Freezers | 0.081081 | 0.065772 |  | 567 | 1 | 0.81119 | 6993.007 | 4 |  | 220.71 | 2722.0927 | Per End Use Consumption | GS | 1 | 1 | 1 | 1 | 1 | 1 | 1 | 1 | 1 | 1 | 1 | 1 | CdaNgs819 | CdaN | gs | 819 | 34.02 | 419.5804 | [30 empty] | 0 | 0 | 0
819 | Refrigeration | Sealing | Grocery | Existing | Strip Curtains - Freezers | 0.08505 | 0.067473 |  | 567 | 1 | 0.79333 | 6666.6667 | 4 |  | 220.71 | 2595.0617 | Per End Use Consumption | GS | 1 | 1 | 1 | 1 | 1 | 1 | 1 | 1 | 1 | 1 | 1 | 1 | CgrEgs819 | CgrE | gs | 819 | 34.02 | 400 | [30 empty] | 1.3987 | 0.20957 | 0.16578
819 | Refrigeration | Sealing | Grocery | New | Strip Curtains - Freezers | 0.08505 | 0.067473 |  | 567 | 1 | 0.79333 | 6666.6667 | 4 |  | 220.71 | 2595.0617 | Per End Use Consumption | GS | 1 | 1 | 1 | 1 | 1 | 1 | 1 | 1 | 1 | 1 | 1 | 1 | CgrNgs819 | CgrN | gs | 819 | 34.02 | 400 | [30 empty] | 0.019309 | 0.0028929 | 0.0022884
819 | Refrigeration | Sealing | Healthcare | Existing | Strip Curtains - Freezers | 0.08505 | 0.067473 |  | 567 | 1 | 0.79333 | 6666.6667 | 4 |  | 220.71 | 2595.0617 | Per End Use Consumption | GS | 1 | 1 | 1 | 1 | 1 | 1 | 1 | 1 | 1 | 1 | 1 | 1 | CheEgs819 | CheE | gs | 819 | 34.02 | 400 | [30 empty] | 0 | 0 | 0
819 | Refrigeration | Sealing | Healthcare | New | Strip Curtains - Freezers | 0.08505 | 0.067473 |  | 567 | 1 | 0.79333 | 6666.6667 | 4 |  | 220.71 | 2595.0617 | Per End Use Consumption | GS | 1 | 1 | 1 | 1 | 1 | 1 | 1 | 1 | 1 | 1 | 1 | 1 | CheNgs819 | CheN | gs | 819 | 34.02 | 400 | [30 empty] | 0 | 0 | 0
819 | Refrigeration | Sealing | Hospitals | Existing | Strip Curtains - Freezers | 0.08505 | 0.067473 |  | 567 | 1 | 0.79333 | 6666.6667 | 4 |  | 220.71 | 2595.0617 | Per End Use Consumption | GS | 1 | 1 | 1 | 1 | 1 | 1 | 1 | 1 | 1 | 1 | 1 | 1 | ChoEgs819 | ChoE | gs | 819 | 34.02 | 400 | [30 empty] | 0 | 0 | 0
819 | Refrigeration | Sealing | Hospitals | New | Strip Curtains - Freezers | 0.08505 | 0.067473 |  | 567 | 1 | 0.79333 | 6666.6667 | 4 |  | 220.71 | 2595.0617 | Per End Use Consumption | GS | 1 | 1 | 1 | 1 | 1 | 1 | 1 | 1 | 1 | 1 | 1 | 1 | ChoNgs819 | ChoN | gs | 819 | 34.02 | 400 | [30 empty] | 0 | 0 | 0
819 | Refrigeration | Sealing | Institutional | Existing | Strip Curtains - Freezers | 0.081081 | 0.065772 |  | 567 | 1 | 0.81119 | 6993.007 | 4 |  | 220.71 | 2722.0927 | Per End Use Consumption | GS | 1 | 1 | 1 | 1 | 1 | 1 | 1 | 1 | 1 | 1 | 1 | 1 | CinEgs819 | CinE | gs | 819 | 34.02 | 419.5804 | [30 empty] | 0 | 0 | 0
819 | Refrigeration | Sealing | Institutional | New | Strip Curtains - Freezers | 0.081081 | 0.065772 |  | 567 | 1 | 0.81119 | 6993.007 | 4 |  | 220.71 | 2722.0927 | Per End Use Consumption | GS | 1 | 1 | 1 | 1 | 1 | 1 | 1 | 1 | 1 | 1 | 1 | 1 | CinNgs819 | CinN | gs | 819 | 34.02 | 419.5804 | [30 empty] | 0 | 0 | 0
819 | Refrigeration | Sealing | Lodging/Hospitality | Existing | Strip Curtains - Freezers | 0.08505 | 0.067473 |  | 567 | 1 | 0.79333 | 6666.6667 | 4 |  | 220.71 | 2595.0617 | Per End Use Consumption | GS | 1 | 1 | 1 | 1 | 1 | 1 | 1 | 1 | 1 | 1 | 1 | 1 | CloEgs819 | CloE | gs | 819 | 34.02 | 400 | [30 empty] | 0 | 0 | 0
819 | Refrigeration | Sealing | Lodging/Hospitality | New | Strip Curtains - Freezers | 0.08505 | 0.067473 |  | 567 | 1 | 0.79333 | 6666.6667 | 4 |  | 220.71 | 2595.0617 | Per End Use Consumption | GS | 1 | 1 | 1 | 1 | 1 | 1 | 1 | 1 | 1 | 1 | 1 | 1 | CloNgs819 | CloN | gs | 819 | 34.02 | 400 | [30 empty] | 0 | 0 | 0
819 | Refrigeration | Sealing | Miscellaneous | Existing | Strip Curtains - Freezers | 0.081081 | 0.065772 |  | 567 | 1 | 0.81119 | 6993.007 | 4 |  | 220.71 | 2722.0927 | Per End Use Consumption | GS | 1 | 1 | 1 | 1 | 1 | 1 | 1 | 1 | 1 | 1 | 1 | 1 | CmiEgs819 | CmiE | gs | 819 | 34.02 | 419.5804 | [30 empty] | 0 | 0 | 0
819 | Refrigeration | Sealing | Miscellaneous | New | Strip Curtains - Freezers | 0.081081 | 0.065772 |  | 567 | 1 | 0.81119 | 6993.007 | 4 |  | 220.71 | 2722.0927 | Per End Use Consumption | GS | 1 | 1 | 1 | 1 | 1 | 1 | 1 | 1 | 1 | 1 | 1 | 1 | CmiNgs819 | CmiN | gs | 819 | 34.02 | 419.5804 | [30 empty] | 0 | 0 | 0
819 | Refrigeration | Sealing | Offices | Existing | Strip Curtains - Freezers | 0.081081 | 0.065772 |  | 567 | 1 | 0.81119 | 6993.007 | 4 |  | 220.71 | 2722.0927 | Per End Use Consumption | GS | 1 | 1 | 1 | 1 | 1 | 1 | 1 | 1 | 1 | 1 | 1 | 1 | CofEgs819 | CofE | gs | 819 | 34.02 | 419.5804 | [30 empty] | 0 | 0 | 0
819 | Refrigeration | Sealing | Offices | New | Strip Curtains - Freezers | 0.081081 | 0.065772 |  | 567 | 1 | 0.81119 | 6993.007 | 4 |  | 220.71 | 2722.0927 | Per End Use Consumption | GS | 1 | 1 | 1 | 1 | 1 | 1 | 1 | 1 | 1 | 1 | 1 | 1 | CofNgs819 | CofN | gs | 819 | 34.02 | 419.5804 | [30 empty] | 0 | 0 | 0
819 | Refrigeration | Sealing | Restaurants | Existing | Strip Curtains - Freezers | 0.079947 | 0.064071 |  | 567 | 1 | 0.80142 | 7092.1986 | 4 |  | 220.71 | 2760.704 | Per End Use Consumption | GS | 1 | 1 | 1 | 1 | 1 | 1 | 1 | 1 | 1 | 1 | 1 | 1 | CreEgs819 | CreE | gs | 819 | 34.02 | 425.5319 | [30 empty] | 0 | 0 | 0
819 | Refrigeration | Sealing | Restaurants | New | Strip Curtains - Freezers | 0.079947 | 0.064071 |  | 567 | 1 | 0.80142 | 7092.1986 | 4 |  | 220.71 | 2760.704 | Per End Use Consumption | GS | 1 | 1 | 1 | 1 | 1 | 1 | 1 | 1 | 1 | 1 | 1 | 1 | CreNgs819 | CreN | gs | 819 | 34.02 | 425.5319 | [30 empty] | 0 | 0 | 0
819 | Refrigeration | Sealing | Retail | Existing | Strip Curtains - Freezers | 0.08505 | 0.067473 |  | 567 | 1 | 0.79333 | 6666.6667 | 4 |  | 220.71 | 2595.0617 | Per End Use Consumption | GS | 1 | 1 | 1 | 1 | 1 | 1 | 1 | 1 | 1 | 1 | 1 | 1 | CrtEgs819 | CrtE | gs | 819 | 34.02 | 400 | [30 empty] | 0 | 0 | 0
819 | Refrigeration | Sealing | Retail | New | Strip Curtains - Freezers | 0.08505 | 0.067473 |  | 567 | 1 | 0.79333 | 6666.6667 | 4 |  | 220.71 | 2595.0617 | Per End Use Consumption | GS | 1 | 1 | 1 | 1 | 1 | 1 | 1 | 1 | 1 | 1 | 1 | 1 | CrtNgs819 | CrtN | gs | 819 | 34.02 | 400 | [30 empty] | 0 | 0 | 0
819 | Refrigeration | Sealing | Schools K-12 | Existing | Strip Curtains - Freezers | 0.081081 | 0.065772 |  | 567 | 1 | 0.81119 | 6993.007 | 4 |  | 220.71 | 2722.0927 | Per End Use Consumption | GS | 1 | 1 | 1 | 1 | 1 | 1 | 1 | 1 | 1 | 1 | 1 | 1 | CscEgs819 | CscE | gs | 819 | 34.02 | 419.5804 | [30 empty] | 0 | 0 | 0
819 | Refrigeration | Sealing | Schools K-12 | New | Strip Curtains - Freezers | 0.081081 | 0.065772 |  | 567 | 1 | 0.81119 | 6993.007 | 4 |  | 220.71 | 2722.0927 | Per End Use Consumption | GS | 1 | 1 | 1 | 1 | 1 | 1 | 1 | 1 | 1 | 1 | 1 | 1 | CscNgs819 | CscN | gs | 819 | 34.02 | 419.5804 | [30 empty] | 0 | 0 | 0
819 | Refrigeration | Sealing | Warehouse | Existing | Strip Curtains - Freezers | 0.081081 | 0.065772 |  | 567 | 1 | 0.81119 | 6993.007 | 4 |  | 220.71 | 2722.0927 | Per End Use Consumption | GS | 1 | 1 | 1 | 1 | 1 | 1 | 1 | 1 | 1 | 1 | 1 | 1 | CwaEgs819 | CwaE | gs | 819 | 34.02 | 419.5804 | [30 empty] | 0 | 0 | 0
819 | Refrigeration | Sealing | Warehouse | New | Strip Curtains - Freezers | 0.081081 | 0.065772 |  | 567 | 1 | 0.81119 | 6993.007 | 4 |  | 220.71 | 2722.0927 | Per End Use Consumption | GS | 1 | 1 | 1 | 1 | 1 | 1 | 1 | 1 | 1 | 1 | 1 | 1 | CwaNgs819 | CwaN | gs | 819 | 34.02 | 419.5804 | [30 empty] | 0 | 0 | 0
820 | Refrigeration | Sealing | Assembly | Existing | Strip Curtains - Refrigerators | 0.063 | 0.04998 |  | 420 | 1 | 0.79333 | 6666.6667 | 4 |  | 220.71 | 3503.3333 | Per End Use Consumption | GS | 1 | 1 | 1 | 1 | 1 | 1 | 1 | 1 | 1 | 1 | 1 | 1 | CasEgs820 | CasE | gs | 820 | 25.2 | 400 | [30 empty] | 0 | 0 | 0
820 | Refrigeration | Sealing | Assembly | New | Strip Curtains - Refrigerators | 0.063 | 0.04998 |  | 420 | 1 | 0.79333 | 6666.6667 | 4 |  | 220.71 | 3503.3333 | Per End Use Consumption | GS | 1 | 1 | 1 | 1 | 1 | 1 | 1 | 1 | 1 | 1 | 1 | 1 | CasNgs820 | CasN | gs | 820 | 25.2 | 400 | [30 empty] | 0 | 0 | 0
820 | Refrigeration | Sealing | College and University | Existing | Strip Curtains - Refrigerators | 0.063 | 0.04998 |  | 420 | 1 | 0.79333 | 6666.6667 | 4 |  | 220.71 | 3503.3333 | Per End Use Consumption | GS | 1 | 1 | 1 | 1 | 1 | 1 | 1 | 1 | 1 | 1 | 1 | 1 | CcoEgs820 | CcoE | gs | 820 | 25.2 | 400 | [30 empty] | 0 | 0 | 0
820 | Refrigeration | Sealing | College and University | New | Strip Curtains - Refrigerators | 0.063 | 0.04998 |  | 420 | 1 | 0.79333 | 6666.6667 | 4 |  | 220.71 | 3503.3333 | Per End Use Consumption | GS | 1 | 1 | 1 | 1 | 1 | 1 | 1 | 1 | 1 | 1 | 1 | 1 | CcoNgs820 | CcoN | gs | 820 | 25.2 | 400 | [30 empty] | 0 | 0 | 0
820 | Refrigeration | Sealing | Data Center | Existing | Strip Curtains - Refrigerators | 0.06006 | 0.04872 |  | 420 | 1 | 0.81119 | 6993.007 | 4 |  | 220.71 | 3674.8252 | Per End Use Consumption | GS | 1 | 1 | 1 | 1 | 1 | 1 | 1 | 1 | 1 | 1 | 1 | 1 | CdaEgs820 | CdaE | gs | 820 | 25.2 | 419.5804 | [30 empty] | 0 | 0 | 0
820 | Refrigeration | Sealing | Data Center | New | Strip Curtains - Refrigerators | 0.06006 | 0.04872 |  | 420 | 1 | 0.81119 | 6993.007 | 4 |  | 220.71 | 3674.8252 | Per End Use Consumption | GS | 1 | 1 | 1 | 1 | 1 | 1 | 1 | 1 | 1 | 1 | 1 | 1 | CdaNgs820 | CdaN | gs | 820 | 25.2 | 419.5804 | [30 empty] | 0 | 0 | 0
820 | Refrigeration | Sealing | Grocery | Existing | Strip Curtains - Refrigerators | 0.063 | 0.04998 |  | 420 | 1 | 0.79333 | 6666.6667 | 4 |  | 220.71 | 3503.3333 | Per End Use Consumption | GS | 1 | 1 | 1 | 1 | 1 | 1 | 1 | 1 | 1 | 1 | 1 | 1 | CgrEgs820 | CgrE | gs | 820 | 25.2 | 400 | [30 empty] | 2.2967 | 0.3441 | 0.2722
820 | Refrigeration | Sealing | Grocery | New | Strip Curtains - Refrigerators | 0.063 | 0.04998 |  | 420 | 1 | 0.79333 | 6666.6667 | 4 |  | 220.71 | 3503.3333 | Per End Use Consumption | GS | 1 | 1 | 1 | 1 | 1 | 1 | 1 | 1 | 1 | 1 | 1 | 1 | CgrNgs820 | CgrN | gs | 820 | 25.2 | 400 | [30 empty] | 0.031704 | 0.0047501 | 0.0037576
820 | Refrigeration | Sealing | Healthcare | Existing | Strip Curtains - Refrigerators | 0.063 | 0.04998 |  | 420 | 1 | 0.79333 | 6666.6667 | 4 |  | 220.71 | 3503.3333 | Per End Use Consumption | GS | 1 | 1 | 1 | 1 | 1 | 1 | 1 | 1 | 1 | 1 | 1 | 1 | CheEgs820 | CheE | gs | 820 | 25.2 | 400 | [30 empty] | 0 | 0 | 0
820 | Refrigeration | Sealing | Healthcare | New | Strip Curtains - Refrigerators | 0.063 | 0.04998 |  | 420 | 1 | 0.79333 | 6666.6667 | 4 |  | 220.71 | 3503.3333 | Per End Use Consumption | GS | 1 | 1 | 1 | 1 | 1 | 1 | 1 | 1 | 1 | 1 | 1 | 1 | CheNgs820 | CheN | gs | 820 | 25.2 | 400 | [30 empty] | 0 | 0 | 0
820 | Refrigeration | Sealing | Hospitals | Existing | Strip Curtains - Refrigerators | 0.063 | 0.04998 |  | 420 | 1 | 0.79333 | 6666.6667 | 4 |  | 220.71 | 3503.3333 | Per End Use Consumption | GS | 1 | 1 | 1 | 1 | 1 | 1 | 1 | 1 | 1 | 1 | 1 | 1 | ChoEgs820 | ChoE | gs | 820 | 25.2 | 400 | [30 empty] | 0 | 0 | 0
820 | Refrigeration | Sealing | Hospitals | New | Strip Curtains - Refrigerators | 0.063 | 0.04998 |  | 420 | 1 | 0.79333 | 6666.6667 | 4 |  | 220.71 | 3503.3333 | Per End Use Consumption | GS | 1 | 1 | 1 | 1 | 1 | 1 | 1 | 1 | 1 | 1 | 1 | 1 | ChoNgs820 | ChoN | gs | 820 | 25.2 | 400 | [30 empty] | 0 | 0 | 0
820 | Refrigeration | Sealing | Institutional | Existing | Strip Curtains - Refrigerators | 0.06006 | 0.04872 |  | 420 | 1 | 0.81119 | 6993.007 | 4 |  | 220.71 | 3674.8252 | Per End Use Consumption | GS | 1 | 1 | 1 | 1 | 1 | 1 | 1 | 1 | 1 | 1 | 1 | 1 | CinEgs820 | CinE | gs | 820 | 25.2 | 419.5804 | [30 empty] | 0 | 0 | 0
820 | Refrigeration | Sealing | Institutional | New | Strip Curtains - Refrigerators | 0.06006 | 0.04872 |  | 420 | 1 | 0.81119 | 6993.007 | 4 |  | 220.71 | 3674.8252 | Per End Use Consumption | GS | 1 | 1 | 1 | 1 | 1 | 1 | 1 | 1 | 1 | 1 | 1 | 1 | CinNgs820 | CinN | gs | 820 | 25.2 | 419.5804 | [30 empty] | 0 | 0 | 0
820 | Refrigeration | Sealing | Lodging/Hospitality | Existing | Strip Curtains - Refrigerators | 0.063 | 0.04998 |  | 420 | 1 | 0.79333 | 6666.6667 | 4 |  | 220.71 | 3503.3333 | Per End Use Consumption | GS | 1 | 1 | 1 | 1 | 1 | 1 | 1 | 1 | 1 | 1 | 1 | 1 | CloEgs820 | CloE | gs | 820 | 25.2 | 400 | [30 empty] | 0 | 0 | 0
820 | Refrigeration | Sealing | Lodging/Hospitality | New | Strip Curtains - Refrigerators | 0.063 | 0.04998 |  | 420 | 1 | 0.79333 | 6666.6667 | 4 |  | 220.71 | 3503.3333 | Per End Use Consumption | GS | 1 | 1 | 1 | 1 | 1 | 1 | 1 | 1 | 1 | 1 | 1 | 1 | CloNgs820 | CloN | gs | 820 | 25.2 | 400 | [30 empty] | 0 | 0 | 0
820 | Refrigeration | Sealing | Miscellaneous | Existing | Strip Curtains - Refrigerators | 0.06006 | 0.04872 |  | 420 | 1 | 0.81119 | 6993.007 | 4 |  | 220.71 | 3674.8252 | Per End Use Consumption | GS | 1 | 1 | 1 | 1 | 1 | 1 | 1 | 1 | 1 | 1 | 1 | 1 | CmiEgs820 | CmiE | gs | 820 | 25.2 | 419.5804 | [30 empty] | 0 | 0 | 0
820 | Refrigeration | Sealing | Miscellaneous | New | Strip Curtains - Refrigerators | 0.06006 | 0.04872 |  | 420 | 1 | 0.81119 | 6993.007 | 4 |  | 220.71 | 3674.8252 | Per End Use Consumption | GS | 1 | 1 | 1 | 1 | 1 | 1 | 1 | 1 | 1 | 1 | 1 | 1 | CmiNgs820 | CmiN | gs | 820 | 25.2 | 419.5804 | [30 empty] | 0 | 0 | 0
820 | Refrigeration | Sealing | Offices | Existing | Strip Curtains - Refrigerators | 0.06006 | 0.04872 |  | 420 | 1 | 0.81119 | 6993.007 | 4 |  | 220.71 | 3674.8252 | Per End Use Consumption | GS | 1 | 1 | 1 | 1 | 1 | 1 | 1 | 1 | 1 | 1 | 1 | 1 | CofEgs820 | CofE | gs | 820 | 25.2 | 419.5804 | [30 empty] | 0 | 0 | 0
820 | Refrigeration | Sealing | Offices | New | Strip Curtains - Refrigerators | 0.06006 | 0.04872 |  | 420 | 1 | 0.81119 | 6993.007 | 4 |  | 220.71 | 3674.8252 | Per End Use Consumption | GS | 1 | 1 | 1 | 1 | 1 | 1 | 1 | 1 | 1 | 1 | 1 | 1 | CofNgs820 | CofN | gs | 820 | 25.2 | 419.5804 | [30 empty] | 0 | 0 | 0
820 | Refrigeration | Sealing | Restaurants | Existing | Strip Curtains - Refrigerators | 0.05922 | 0.04746 |  | 420 | 1 | 0.80142 | 7092.1986 | 4 |  | 220.71 | 3726.9504 | Per End Use Consumption | GS | 1 | 1 | 1 | 1 | 1 | 1 | 1 | 1 | 1 | 1 | 1 | 1 | CreEgs820 | CreE | gs | 820 | 25.2 | 425.5319 | [30 empty] | 0 | 0 | 0
820 | Refrigeration | Sealing | Restaurants | New | Strip Curtains - Refrigerators | 0.05922 | 0.04746 |  | 420 | 1 | 0.80142 | 7092.1986 | 4 |  | 220.71 | 3726.9504 | Per End Use Consumption | GS | 1 | 1 | 1 | 1 | 1 | 1 | 1 | 1 | 1 | 1 | 1 | 1 | CreNgs820 | CreN | gs | 820 | 25.2 | 425.5319 | [30 empty] | 0 | 0 | 0
820 | Refrigeration | Sealing | Retail | Existing | Strip Curtains - Refrigerators | 0.063 | 0.04998 |  | 420 | 1 | 0.79333 | 6666.6667 | 4 |  | 220.71 | 3503.3333 | Per End Use Consumption | GS | 1 | 1 | 1 | 1 | 1 | 1 | 1 | 1 | 1 | 1 | 1 | 1 | CrtEgs820 | CrtE | gs | 820 | 25.2 | 400 | [30 empty] | 0 | 0 | 0
820 | Refrigeration | Sealing | Retail | New | Strip Curtains - Refrigerators | 0.063 | 0.04998 |  | 420 | 1 | 0.79333 | 6666.6667 | 4 |  | 220.71 | 3503.3333 | Per End Use Consumption | GS | 1 | 1 | 1 | 1 | 1 | 1 | 1 | 1 | 1 | 1 | 1 | 1 | CrtNgs820 | CrtN | gs | 820 | 25.2 | 400 | [30 empty] | 0 | 0 | 0
820 | Refrigeration | Sealing | Schools K-12 | Existing | Strip Curtains - Refrigerators | 0.06006 | 0.04872 |  | 420 | 1 | 0.81119 | 6993.007 | 4 |  | 220.71 | 3674.8252 | Per End Use Consumption | GS | 1 | 1 | 1 | 1 | 1 | 1 | 1 | 1 | 1 | 1 | 1 | 1 | CscEgs820 | CscE | gs | 820 | 25.2 | 419.5804 | [30 empty] | 0 | 0 | 0
820 | Refrigeration | Sealing | Schools K-12 | New | Strip Curtains - Refrigerators | 0.06006 | 0.04872 |  | 420 | 1 | 0.81119 | 6993.007 | 4 |  | 220.71 | 3674.8252 | Per End Use Consumption | GS | 1 | 1 | 1 | 1 | 1 | 1 | 1 | 1 | 1 | 1 | 1 | 1 | CscNgs820 | CscN | gs | 820 | 25.2 | 419.5804 | [30 empty] | 0 | 0 | 0
820 | Refrigeration | Sealing | Warehouse | Existing | Strip Curtains - Refrigerators | 0.06006 | 0.04872 |  | 420 | 1 | 0.81119 | 6993.007 | 4 |  | 220.71 | 3674.8252 | Per End Use Consumption | GS | 1 | 1 | 1 | 1 | 1 | 1 | 1 | 1 | 1 | 1 | 1 | 1 | CwaEgs820 | CwaE | gs | 820 | 25.2 | 419.5804 | [30 empty] | 0 | 0 | 0
820 | Refrigeration | Sealing | Warehouse | New | Strip Curtains - Refrigerators | 0.06006 | 0.04872 |  | 420 | 1 | 0.81119 | 6993.007 | 4 |  | 220.71 | 3674.8252 | Per End Use Consumption | GS | 1 | 1 | 1 | 1 | 1 | 1 | 1 | 1 | 1 | 1 | 1 | 1 | CwaNgs820 | CwaN | gs | 820 | 25.2 | 419.5804 | [30 empty] | 0 | 0 | 0
821 | Refrigeration | Unit | Assembly | Turnover | Energy Star Commercial Glass Door Freezer | 0.70627 | 0.56031 |  | 4708.5 | 1 | 0.79333 | 6666.6667 | 12 |  | 1154.64 | 1634.8306 | Per Unit | GS | 1 | 1 | 1 | 1 | 1 | 1 | 1 | 1 | 1 | 1 | 1 | 1 | CasTgs821 | CasT | gs | 821 | 282.51 | 400 | [30 empty] | 0 | 0 | 0
821 | Refrigeration | Unit | Assembly | New | Energy Star Commercial Glass Door Freezer | 0.70627 | 0.56031 |  | 4708.5 | 1 | 0.79333 | 6666.6667 | 12 |  | 1154.64 | 1634.8306 | Per Unit | GS | 1 | 1 | 1 | 1 | 1 | 1 | 1 | 1 | 1 | 1 | 1 | 1 | CasNgs821 | CasN | gs | 821 | 282.51 | 400 | [30 empty] | 0 | 0 | 0
821 | Refrigeration | Unit | College and University | Turnover | Energy Star Commercial Glass Door Freezer | 0.70627 | 0.56031 |  | 4708.5 | 1 | 0.79333 | 6666.6667 | 12 |  | 1154.64 | 1634.8306 | Per Unit | GS | 1 | 1 | 1 | 1 | 1 | 1 | 1 | 1 | 1 | 1 | 1 | 1 | CcoTgs821 | CcoT | gs | 821 | 282.51 | 400 | [30 empty] | 0 | 0 | 0
821 | Refrigeration | Unit | College and University | New | Energy Star Commercial Glass Door Freezer | 0.70627 | 0.56031 |  | 4708.5 | 1 | 0.79333 | 6666.6667 | 12 |  | 1154.64 | 1634.8306 | Per Unit | GS | 1 | 1 | 1 | 1 | 1 | 1 | 1 | 1 | 1 | 1 | 1 | 1 | CcoNgs821 | CcoN | gs | 821 | 282.51 | 400 | [30 empty] | 0 | 0 | 0
821 | Refrigeration | Unit | Data Center | Turnover | Energy Star Commercial Glass Door Freezer | 0.67332 | 0.54619 |  | 4708.5 | 1 | 0.81119 | 6993.007 | 12 |  | 1154.64 | 1714.8573 | Per Unit | GS | 1 | 1 | 1 | 1 | 1 | 1 | 1 | 1 | 1 | 1 | 1 | 1 | CdaTgs821 | CdaT | gs | 821 | 282.51 | 419.5804 | [30 empty] | 0 | 0 | 0
821 | Refrigeration | Unit | Data Center | New | Energy Star Commercial Glass Door Freezer | 0.67332 | 0.54619 |  | 4708.5 | 1 | 0.81119 | 6993.007 | 12 |  | 1154.64 | 1714.8573 | Per Unit | GS | 1 | 1 | 1 | 1 | 1 | 1 | 1 | 1 | 1 | 1 | 1 | 1 | CdaNgs821 | CdaN | gs | 821 | 282.51 | 419.5804 | [30 empty] | 0 | 0 | 0
821 | Refrigeration | Unit | Grocery | Turnover | Energy Star Commercial Glass Door Freezer | 0.70627 | 0.56031 |  | 4708.5 | 1 | 0.79333 | 6666.6667 | 12 |  | 1154.64 | 1634.8306 | Per Unit | GS | 1 | 1 | 1 | 1 | 1 | 1 | 1 | 1 | 1 | 1 | 1 | 1 | CgrTgs821 | CgrT | gs | 821 | 282.51 | 400 | [30 empty] | 83.2646 | 12.4751 | 9.8684
821 | Refrigeration | Unit | Grocery | New | Energy Star Commercial Glass Door Freezer | 0.70627 | 0.56031 |  | 4708.5 | 1 | 0.79333 | 6666.6667 | 12 |  | 1154.64 | 1634.8306 | Per Unit | GS | 1 | 1 | 1 | 1 | 1 | 1 | 1 | 1 | 1 | 1 | 1 | 1 | CgrNgs821 | CgrN | gs | 821 | 282.51 | 400 | [30 empty] | 0.91838 | 0.1376 | 0.10885
821 | Refrigeration | Unit | Healthcare | Turnover | Energy Star Commercial Glass Door Freezer | 0.70627 | 0.56031 |  | 4708.5 | 1 | 0.79333 | 6666.6667 | 12 |  | 1154.64 | 1634.8306 | Per Unit | GS | 1 | 1 | 1 | 1 | 1 | 1 | 1 | 1 | 1 | 1 | 1 | 1 | CheTgs821 | CheT | gs | 821 | 282.51 | 400 | [30 empty] | 0 | 0 | 0
821 | Refrigeration | Unit | Healthcare | New | Energy Star Commercial Glass Door Freezer | 0.70627 | 0.56031 |  | 4708.5 | 1 | 0.79333 | 6666.6667 | 12 |  | 1154.64 | 1634.8306 | Per Unit | GS | 1 | 1 | 1 | 1 | 1 | 1 | 1 | 1 | 1 | 1 | 1 | 1 | CheNgs821 | CheN | gs | 821 | 282.51 | 400 | [30 empty] | 0 | 0 | 0
821 | Refrigeration | Unit | Hospitals | Turnover | Energy Star Commercial Glass Door Freezer | 0.70627 | 0.56031 |  | 4708.5 | 1 | 0.79333 | 6666.6667 | 12 |  | 1154.64 | 1634.8306 | Per Unit | GS | 1 | 1 | 1 | 1 | 1 | 1 | 1 | 1 | 1 | 1 | 1 | 1 | ChoTgs821 | ChoT | gs | 821 | 282.51 | 400 | [30 empty] | 0 | 0 | 0
821 | Refrigeration | Unit | Hospitals | New | Energy Star Commercial Glass Door Freezer | 0.70627 | 0.56031 |  | 4708.5 | 1 | 0.79333 | 6666.6667 | 12 |  | 1154.64 | 1634.8306 | Per Unit | GS | 1 | 1 | 1 | 1 | 1 | 1 | 1 | 1 | 1 | 1 | 1 | 1 | ChoNgs821 | ChoN | gs | 821 | 282.51 | 400 | [30 empty] | 0 | 0 | 0
821 | Refrigeration | Unit | Institutional | Turnover | Energy Star Commercial Glass Door Freezer | 0.67332 | 0.54619 |  | 4708.5 | 1 | 0.81119 | 6993.007 | 12 |  | 1154.64 | 1714.8573 | Per Unit | GS | 1 | 1 | 1 | 1 | 1 | 1 | 1 | 1 | 1 | 1 | 1 | 1 | CinTgs821 | CinT | gs | 821 | 282.51 | 419.5804 | [30 empty] | 0 | 0 | 0
821 | Refrigeration | Unit | Institutional | New | Energy Star Commercial Glass Door Freezer | 0.67332 | 0.54619 |  | 4708.5 | 1 | 0.81119 | 6993.007 | 12 |  | 1154.64 | 1714.8573 | Per Unit | GS | 1 | 1 | 1 | 1 | 1 | 1 | 1 | 1 | 1 | 1 | 1 | 1 | CinNgs821 | CinN | gs | 821 | 282.51 | 419.5804 | [30 empty] | 0 | 0 | 0
821 | Refrigeration | Unit | Lodging/Hospitality | Turnover | Energy Star Commercial Glass Door Freezer | 0.70627 | 0.56031 |  | 4708.5 | 1 | 0.79333 | 6666.6667 | 12 |  | 1154.64 | 1634.8306 | Per Unit | GS | 1 | 1 | 1 | 1 | 1 | 1 | 1 | 1 | 1 | 1 | 1 | 1 | CloTgs821 | CloT | gs | 821 | 282.51 | 400 | [30 empty] | 0 | 0 | 0
821 | Refrigeration | Unit | Lodging/Hospitality | New | Energy Star Commercial Glass Door Freezer | 0.70627 | 0.56031 |  | 4708.5 | 1 | 0.79333 | 6666.6667 | 12 |  | 1154.64 | 1634.8306 | Per Unit | GS | 1 | 1 | 1 | 1 | 1 | 1 | 1 | 1 | 1 | 1 | 1 | 1 | CloNgs821 | CloN | gs | 821 | 282.51 | 400 | [30 empty] | 0 | 0 | 0
821 | Refrigeration | Unit | Miscellaneous | Turnover | Energy Star Commercial Glass Door Freezer | 0.67332 | 0.54619 |  | 4708.5 | 1 | 0.81119 | 6993.007 | 12 |  | 1154.64 | 1714.8573 | Per Unit | GS | 1 | 1 | 1 | 1 | 1 | 1 | 1 | 1 | 1 | 1 | 1 | 1 | CmiTgs821 | CmiT | gs | 821 | 282.51 | 419.5804 | [30 empty] | 0 | 0 | 0
821 | Refrigeration | Unit | Miscellaneous | New | Energy Star Commercial Glass Door Freezer | 0.67332 | 0.54619 |  | 4708.5 | 1 | 0.81119 | 6993.007 | 12 |  | 1154.64 | 1714.8573 | Per Unit | GS | 1 | 1 | 1 | 1 | 1 | 1 | 1 | 1 | 1 | 1 | 1 | 1 | CmiNgs821 | CmiN | gs | 821 | 282.51 | 419.5804 | [30 empty] | 0 | 0 | 0
821 | Refrigeration | Unit | Offices | Turnover | Energy Star Commercial Glass Door Freezer | 0.67332 | 0.54619 |  | 4708.5 | 1 | 0.81119 | 6993.007 | 12 |  | 1154.64 | 1714.8573 | Per Unit | GS | 1 | 1 | 1 | 1 | 1 | 1 | 1 | 1 | 1 | 1 | 1 | 1 | CofTgs821 | CofT | gs | 821 | 282.51 | 419.5804 | [30 empty] | 0 | 0 | 0
821 | Refrigeration | Unit | Offices | New | Energy Star Commercial Glass Door Freezer | 0.67332 | 0.54619 |  | 4708.5 | 1 | 0.81119 | 6993.007 | 12 |  | 1154.64 | 1714.8573 | Per Unit | GS | 1 | 1 | 1 | 1 | 1 | 1 | 1 | 1 | 1 | 1 | 1 | 1 | CofNgs821 | CofN | gs | 821 | 282.51 | 419.5804 | [30 empty] | 0 | 0 | 0
821 | Refrigeration | Unit | Restaurants | Turnover | Energy Star Commercial Glass Door Freezer | 0.6639 | 0.53206 |  | 4708.5 | 1 | 0.80142 | 7092.1986 | 12 |  | 1154.64 | 1739.1815 | Per Unit | GS | 1 | 1 | 1 | 1 | 1 | 1 | 1 | 1 | 1 | 1 | 1 | 1 | CreTgs821 | CreT | gs | 821 | 282.51 | 425.5319 | [30 empty] | 0 | 0 | 0
821 | Refrigeration | Unit | Restaurants | New | Energy Star Commercial Glass Door Freezer | 0.6639 | 0.53206 |  | 4708.5 | 1 | 0.80142 | 7092.1986 | 12 |  | 1154.64 | 1739.1815 | Per Unit | GS | 1 | 1 | 1 | 1 | 1 | 1 | 1 | 1 | 1 | 1 | 1 | 1 | CreNgs821 | CreN | gs | 821 | 282.51 | 425.5319 | [30 empty] | 0 | 0 | 0
821 | Refrigeration | Unit | Retail | Turnover | Energy Star Commercial Glass Door Freezer | 0.70627 | 0.56031 |  | 4708.5 | 1 | 0.79333 | 6666.6667 | 12 |  | 1154.64 | 1634.8306 | Per Unit | GS | 1 | 1 | 1 | 1 | 1 | 1 | 1 | 1 | 1 | 1 | 1 | 1 | CrtTgs821 | CrtT | gs | 821 | 282.51 | 400 | [30 empty] | 0 | 0 | 0
821 | Refrigeration | Unit | Retail | New | Energy Star Commercial Glass Door Freezer | 0.70627 | 0.56031 |  | 4708.5 | 1 | 0.79333 | 6666.6667 | 12 |  | 1154.64 | 1634.8306 | Per Unit | GS | 1 | 1 | 1 | 1 | 1 | 1 | 1 | 1 | 1 | 1 | 1 | 1 | CrtNgs821 | CrtN | gs | 821 | 282.51 | 400 | [30 empty] | 0 | 0 | 0
821 | Refrigeration | Unit | Schools K-12 | Turnover | Energy Star Commercial Glass Door Freezer | 0.67332 | 0.54619 |  | 4708.5 | 1 | 0.81119 | 6993.007 | 12 |  | 1154.64 | 1714.8573 | Per Unit | GS | 1 | 1 | 1 | 1 | 1 | 1 | 1 | 1 | 1 | 1 | 1 | 1 | CscTgs821 | CscT | gs | 821 | 282.51 | 419.5804 | [30 empty] | 0 | 0 | 0
821 | Refrigeration | Unit | Schools K-12 | New | Energy Star Commercial Glass Door Freezer | 0.67332 | 0.54619 |  | 4708.5 | 1 | 0.81119 | 6993.007 | 12 |  | 1154.64 | 1714.8573 | Per Unit | GS | 1 | 1 | 1 | 1 | 1 | 1 | 1 | 1 | 1 | 1 | 1 | 1 | CscNgs821 | CscN | gs | 821 | 282.51 | 419.5804 | [30 empty] | 0 | 0 | 0
821 | Refrigeration | Unit | Warehouse | Turnover | Energy Star Commercial Glass Door Freezer | 0.67332 | 0.54619 |  | 4708.5 | 1 | 0.81119 | 6993.007 | 12 |  | 1154.64 | 1714.8573 | Per Unit | GS | 1 | 1 | 1 | 1 | 1 | 1 | 1 | 1 | 1 | 1 | 1 | 1 | CwaTgs821 | CwaT | gs | 821 | 282.51 | 419.5804 | [30 empty] | 0 | 0 | 0
821 | Refrigeration | Unit | Warehouse | New | Energy Star Commercial Glass Door Freezer | 0.67332 | 0.54619 |  | 4708.5 | 1 | 0.81119 | 6993.007 | 12 |  | 1154.64 | 1714.8573 | Per Unit | GS | 1 | 1 | 1 | 1 | 1 | 1 | 1 | 1 | 1 | 1 | 1 | 1 | CwaNgs821 | CwaN | gs | 821 | 282.51 | 419.5804 | [30 empty] | 0 | 0 | 0
822 | Refrigeration | Unit | Assembly | Turnover | Energy Star Commercial Glass Door Refrigerator | 0.1314 | 0.10424 |  | 876 | 1 | 0.79333 | 6666.6667 | 12 |  | 891.8 | 6786.9102 | Per Unit | GS | 1 | 1 | 1 | 1 | 1 | 1 | 1 | 1 | 1 | 1 | 1 | 1 | CasTgs822 | CasT | gs | 822 | 52.56 | 400 | [30 empty] | 0 | 0 | 0
822 | Refrigeration | Unit | Assembly | New | Energy Star Commercial Glass Door Refrigerator | 0.1314 | 0.10424 |  | 876 | 1 | 0.79333 | 6666.6667 | 12 |  | 891.8 | 6786.9102 | Per Unit | GS | 1 | 1 | 1 | 1 | 1 | 1 | 1 | 1 | 1 | 1 | 1 | 1 | CasNgs822 | CasN | gs | 822 | 52.56 | 400 | [30 empty] | 0 | 0 | 0
822 | Refrigeration | Unit | College and University | Turnover | Energy Star Commercial Glass Door Refrigerator | 0.1314 | 0.10424 |  | 876 | 1 | 0.79333 | 6666.6667 | 12 |  | 891.8 | 6786.9102 | Per Unit | GS | 1 | 1 | 1 | 1 | 1 | 1 | 1 | 1 | 1 | 1 | 1 | 1 | CcoTgs822 | CcoT | gs | 822 | 52.56 | 400 | [30 empty] | 0 | 0 | 0
822 | Refrigeration | Unit | College and University | New | Energy Star Commercial Glass Door Refrigerator | 0.1314 | 0.10424 |  | 876 | 1 | 0.79333 | 6666.6667 | 12 |  | 891.8 | 6786.9102 | Per Unit | GS | 1 | 1 | 1 | 1 | 1 | 1 | 1 | 1 | 1 | 1 | 1 | 1 | CcoNgs822 | CcoN | gs | 822 | 52.56 | 400 | [30 empty] | 0 | 0 | 0
822 | Refrigeration | Unit | Data Center | Turnover | Energy Star Commercial Glass Door Refrigerator | 0.12527 | 0.10162 |  | 876 | 1 | 0.81119 | 6993.007 | 12 |  | 891.8 | 7119.1366 | Per Unit | GS | 1 | 1 | 1 | 1 | 1 | 1 | 1 | 1 | 1 | 1 | 1 | 1 | CdaTgs822 | CdaT | gs | 822 | 52.56 | 419.5804 | [30 empty] | 0 | 0 | 0
822 | Refrigeration | Unit | Data Center | New | Energy Star Commercial Glass Door Refrigerator | 0.12527 | 0.10162 |  | 876 | 1 | 0.81119 | 6993.007 | 12 |  | 891.8 | 7119.1366 | Per Unit | GS | 1 | 1 | 1 | 1 | 1 | 1 | 1 | 1 | 1 | 1 | 1 | 1 | CdaNgs822 | CdaN | gs | 822 | 52.56 | 419.5804 | [30 empty] | 0 | 0 | 0
822 | Refrigeration | Unit | Grocery | Turnover | Energy Star Commercial Glass Door Refrigerator | 0.1314 | 0.10424 |  | 876 | 1 | 0.79333 | 6666.6667 | 12 |  | 891.8 | 6786.9102 | Per Unit | GS | 1 | 1 | 1 | 1 | 1 | 1 | 1 | 1 | 1 | 1 | 1 | 1 | CgrTgs822 | CgrT | gs | 822 | 52.56 | 400 | [30 empty] | 31.0492 | 4.6519 | 3.6799
822 | Refrigeration | Unit | Grocery | New | Energy Star Commercial Glass Door Refrigerator | 0.1314 | 0.10424 |  | 876 | 1 | 0.79333 | 6666.6667 | 12 |  | 891.8 | 6786.9102 | Per Unit | GS | 1 | 1 | 1 | 1 | 1 | 1 | 1 | 1 | 1 | 1 | 1 | 1 | CgrNgs822 | CgrN | gs | 822 | 52.56 | 400 | [30 empty] | 0.23972 | 0.035916 | 0.028412
822 | Refrigeration | Unit | Healthcare | Turnover | Energy Star Commercial Glass Door Refrigerator | 0.1314 | 0.10424 |  | 876 | 1 | 0.79333 | 6666.6667 | 12 |  | 891.8 | 6786.9102 | Per Unit | GS | 1 | 1 | 1 | 1 | 1 | 1 | 1 | 1 | 1 | 1 | 1 | 1 | CheTgs822 | CheT | gs | 822 | 52.56 | 400 | [30 empty] | 0 | 0 | 0
822 | Refrigeration | Unit | Healthcare | New | Energy Star Commercial Glass Door Refrigerator | 0.1314 | 0.10424 |  | 876 | 1 | 0.79333 | 6666.6667 | 12 |  | 891.8 | 6786.9102 | Per Unit | GS | 1 | 1 | 1 | 1 | 1 | 1 | 1 | 1 | 1 | 1 | 1 | 1 | CheNgs822 | CheN | gs | 822 | 52.56 | 400 | [30 empty] | 0 | 0 | 0
822 | Refrigeration | Unit | Hospitals | Turnover | Energy Star Commercial Glass Door Refrigerator | 0.1314 | 0.10424 |  | 876 | 1 | 0.79333 | 6666.6667 | 12 |  | 891.8 | 6786.9102 | Per Unit | GS | 1 | 1 | 1 | 1 | 1 | 1 | 1 | 1 | 1 | 1 | 1 | 1 | ChoTgs822 | ChoT | gs | 822 | 52.56 | 400 | [30 empty] | 0 | 0 | 0
822 | Refrigeration | Unit | Hospitals | New | Energy Star Commercial Glass Door Refrigerator | 0.1314 | 0.10424 |  | 876 | 1 | 0.79333 | 6666.6667 | 12 |  | 891.8 | 6786.9102 | Per Unit | GS | 1 | 1 | 1 | 1 | 1 | 1 | 1 | 1 | 1 | 1 | 1 | 1 | ChoNgs822 | ChoN | gs | 822 | 52.56 | 400 | [30 empty] | 0 | 0 | 0
822 | Refrigeration | Unit | Institutional | Turnover | Energy Star Commercial Glass Door Refrigerator | 0.12527 | 0.10162 |  | 876 | 1 | 0.81119 | 6993.007 | 12 |  | 891.8 | 7119.1366 | Per Unit | GS | 1 | 1 | 1 | 1 | 1 | 1 | 1 | 1 | 1 | 1 | 1 | 1 | CinTgs822 | CinT | gs | 822 | 52.56 | 419.5804 | [30 empty] | 0 | 0 | 0
822 | Refrigeration | Unit | Institutional | New | Energy Star Commercial Glass Door Refrigerator | 0.12527 | 0.10162 |  | 876 | 1 | 0.81119 | 6993.007 | 12 |  | 891.8 | 7119.1366 | Per Unit | GS | 1 | 1 | 1 | 1 | 1 | 1 | 1 | 1 | 1 | 1 | 1 | 1 | CinNgs822 | CinN | gs | 822 | 52.56 | 419.5804 | [30 empty] | 0 | 0 | 0
822 | Refrigeration | Unit | Lodging/Hospitality | Turnover | Energy Star Commercial Glass Door Refrigerator | 0.1314 | 0.10424 |  | 876 | 1 | 0.79333 | 6666.6667 | 12 |  | 891.8 | 6786.9102 | Per Unit | GS | 1 | 1 | 1 | 1 | 1 | 1 | 1 | 1 | 1 | 1 | 1 | 1 | CloTgs822 | CloT | gs | 822 | 52.56 | 400 | [30 empty] | 0 | 0 | 0
822 | Refrigeration | Unit | Lodging/Hospitality | New | Energy Star Commercial Glass Door Refrigerator | 0.1314 | 0.10424 |  | 876 | 1 | 0.79333 | 6666.6667 | 12 |  | 891.8 | 6786.9102 | Per Unit | GS | 1 | 1 | 1 | 1 | 1 | 1 | 1 | 1 | 1 | 1 | 1 | 1 | CloNgs822 | CloN | gs | 822 | 52.56 | 400 | [30 empty] | 0 | 0 | 0
822 | Refrigeration | Unit | Miscellaneous | Turnover | Energy Star Commercial Glass Door Refrigerator | 0.12527 | 0.10162 |  | 876 | 1 | 0.81119 | 6993.007 | 12 |  | 891.8 | 7119.1366 | Per Unit | GS | 1 | 1 | 1 | 1 | 1 | 1 | 1 | 1 | 1 | 1 | 1 | 1 | CmiTgs822 | CmiT | gs | 822 | 52.56 | 419.5804 | [30 empty] | 0 | 0 | 0
822 | Refrigeration | Unit | Miscellaneous | New | Energy Star Commercial Glass Door Refrigerator | 0.12527 | 0.10162 |  | 876 | 1 | 0.81119 | 6993.007 | 12 |  | 891.8 | 7119.1366 | Per Unit | GS | 1 | 1 | 1 | 1 | 1 | 1 | 1 | 1 | 1 | 1 | 1 | 1 | CmiNgs822 | CmiN | gs | 822 | 52.56 | 419.5804 | [30 empty] | 0 | 0 | 0
822 | Refrigeration | Unit | Offices | Turnover | Energy Star Commercial Glass Door Refrigerator | 0.12527 | 0.10162 |  | 876 | 1 | 0.81119 | 6993.007 | 12 |  | 891.8 | 7119.1366 | Per Unit | GS | 1 | 1 | 1 | 1 | 1 | 1 | 1 | 1 | 1 | 1 | 1 | 1 | CofTgs822 | CofT | gs | 822 | 52.56 | 419.5804 | [30 empty] | 0 | 0 | 0
822 | Refrigeration | Unit | Offices | New | Energy Star Commercial Glass Door Refrigerator | 0.12527 | 0.10162 |  | 876 | 1 | 0.81119 | 6993.007 | 12 |  | 891.8 | 7119.1366 | Per Unit | GS | 1 | 1 | 1 | 1 | 1 | 1 | 1 | 1 | 1 | 1 | 1 | 1 | CofNgs822 | CofN | gs | 822 | 52.56 | 419.5804 | [30 empty] | 0 | 0 | 0
822 | Refrigeration | Unit | Restaurants | Turnover | Energy Star Commercial Glass Door Refrigerator | 0.12352 | 0.098988 |  | 876 | 1 | 0.80142 | 7092.1986 | 12 |  | 891.8 | 7220.1172 | Per Unit | GS | 1 | 1 | 1 | 1 | 1 | 1 | 1 | 1 | 1 | 1 | 1 | 1 | CreTgs822 | CreT | gs | 822 | 52.56 | 425.5319 | [30 empty] | 0 | 0 | 0
822 | Refrigeration | Unit | Restaurants | New | Energy Star Commercial Glass Door Refrigerator | 0.12352 | 0.098988 |  | 876 | 1 | 0.80142 | 7092.1986 | 12 |  | 891.8 | 7220.1172 | Per Unit | GS | 1 | 1 | 1 | 1 | 1 | 1 | 1 | 1 | 1 | 1 | 1 | 1 | CreNgs822 | CreN | gs | 822 | 52.56 | 425.5319 | [30 empty] | 0 | 0 | 0
822 | Refrigeration | Unit | Retail | Turnover | Energy Star Commercial Glass Door Refrigerator | 0.1314 | 0.10424 |  | 876 | 1 | 0.79333 | 6666.6667 | 12 |  | 891.8 | 6786.9102 | Per Unit | GS | 1 | 1 | 1 | 1 | 1 | 1 | 1 | 1 | 1 | 1 | 1 | 1 | CrtTgs822 | CrtT | gs | 822 | 52.56 | 400 | [30 empty] | 0 | 0 | 0
822 | Refrigeration | Unit | Retail | New | Energy Star Commercial Glass Door Refrigerator | 0.1314 | 0.10424 |  | 876 | 1 | 0.79333 | 6666.6667 | 12 |  | 891.8 | 6786.9102 | Per Unit | GS | 1 | 1 | 1 | 1 | 1 | 1 | 1 | 1 | 1 | 1 | 1 | 1 | CrtNgs822 | CrtN | gs | 822 | 52.56 | 400 | [30 empty] | 0 | 0 | 0
822 | Refrigeration | Unit | Schools K-12 | Turnover | Energy Star Commercial Glass Door Refrigerator | 0.12527 | 0.10162 |  | 876 | 1 | 0.81119 | 6993.007 | 12 |  | 891.8 | 7119.1366 | Per Unit | GS | 1 | 1 | 1 | 1 | 1 | 1 | 1 | 1 | 1 | 1 | 1 | 1 | CscTgs822 | CscT | gs | 822 | 52.56 | 419.5804 | [30 empty] | 0 | 0 | 0
822 | Refrigeration | Unit | Schools K-12 | New | Energy Star Commercial Glass Door Refrigerator | 0.12527 | 0.10162 |  | 876 | 1 | 0.81119 | 6993.007 | 12 |  | 891.8 | 7119.1366 | Per Unit | GS | 1 | 1 | 1 | 1 | 1 | 1 | 1 | 1 | 1 | 1 | 1 | 1 | CscNgs822 | CscN | gs | 822 | 52.56 | 419.5804 | [30 empty] | 0 | 0 | 0
822 | Refrigeration | Unit | Warehouse | Turnover | Energy Star Commercial Glass Door Refrigerator | 0.12527 | 0.10162 |  | 876 | 1 | 0.81119 | 6993.007 | 12 |  | 891.8 | 7119.1366 | Per Unit | GS | 1 | 1 | 1 | 1 | 1 | 1 | 1 | 1 | 1 | 1 | 1 | 1 | CwaTgs822 | CwaT | gs | 822 | 52.56 | 419.5804 | [30 empty] | 0 | 0 | 0
822 | Refrigeration | Unit | Warehouse | New | Energy Star Commercial Glass Door Refrigerator | 0.12527 | 0.10162 |  | 876 | 1 | 0.81119 | 6993.007 | 12 |  | 891.8 | 7119.1366 | Per Unit | GS | 1 | 1 | 1 | 1 | 1 | 1 | 1 | 1 | 1 | 1 | 1 | 1 | CwaNgs822 | CwaN | gs | 822 | 52.56 | 419.5804 | [30 empty] | 0 | 0 | 0
823 | Refrigeration | Unit | Assembly | Turnover | Energy Star Commercial Solid Door Freezer | 0.31755 | 0.25192 |  | 2117 | 1 | 0.79333 | 6666.6667 | 12 |  | 1095.15 | 3448.7482 | Per Unit | GS | 0.57723 | 0.60437 | 0.83705 | 1.097 | 1.2026 | 1.2026 | 1.289 | 1.2891 | 1.2453 | 1.1192 | 0.77553 | 0.85362 | CasTgs823 | CasT | gs | 823 | 127.02 | 400 | [30 empty] | 0 | 0 | 0
823 | Refrigeration | Unit | Assembly | New | Energy Star Commercial Solid Door Freezer | 0.31755 | 0.25192 |  | 2117 | 1 | 0.79333 | 6666.6667 | 12 |  | 1095.15 | 3448.7482 | Per Unit | GS | 0.57723 | 0.60437 | 0.83705 | 1.097 | 1.2026 | 1.2026 | 1.289 | 1.2891 | 1.2453 | 1.1192 | 0.77553 | 0.85362 | CasNgs823 | CasN | gs | 823 | 127.02 | 400 | [30 empty] | 0 | 0 | 0
823 | Refrigeration | Unit | College and University | Turnover | Energy Star Commercial Solid Door Freezer | 0.31755 | 0.25192 |  | 2117 | 1 | 0.79333 | 6666.6667 | 12 |  | 1095.15 | 3448.7482 | Per Unit | GS | 0.57723 | 0.60437 | 0.83705 | 1.097 | 1.2026 | 1.2026 | 1.289 | 1.2891 | 1.2453 | 1.1192 | 0.77553 | 0.85362 | CcoTgs823 | CcoT | gs | 823 | 127.02 | 400 | [30 empty] | 0 | 0 | 0
823 | Refrigeration | Unit | College and University | New | Energy Star Commercial Solid Door Freezer | 0.31755 | 0.25192 |  | 2117 | 1 | 0.79333 | 6666.6667 | 12 |  | 1095.15 | 3448.7482 | Per Unit | GS | 0.57723 | 0.60437 | 0.83705 | 1.097 | 1.2026 | 1.2026 | 1.289 | 1.2891 | 1.2453 | 1.1192 | 0.77553 | 0.85362 | CcoNgs823 | CcoN | gs | 823 | 127.02 | 400 | [30 empty] | 0 | 0 | 0
823 | Refrigeration | Unit | Data Center | Turnover | Energy Star Commercial Solid Door Freezer | 0.30273 | 0.24557 |  | 2117 | 1 | 0.81119 | 6993.007 | 12 |  | 1095.15 | 3617.5681 | Per Unit | GS | 0.57723 | 0.60437 | 0.83705 | 1.097 | 1.2026 | 1.2026 | 1.289 | 1.2891 | 1.2453 | 1.1192 | 0.77553 | 0.85362 | CdaTgs823 | CdaT | gs | 823 | 127.02 | 419.5804 | [30 empty] | 0 | 0 | 0
823 | Refrigeration | Unit | Data Center | New | Energy Star Commercial Solid Door Freezer | 0.30273 | 0.24557 |  | 2117 | 1 | 0.81119 | 6993.007 | 12 |  | 1095.15 | 3617.5681 | Per Unit | GS | 0.57723 | 0.60437 | 0.83705 | 1.097 | 1.2026 | 1.2026 | 1.289 | 1.2891 | 1.2453 | 1.1192 | 0.77553 | 0.85362 | CdaNgs823 | CdaN | gs | 823 | 127.02 | 419.5804 | [30 empty] | 0 | 0 | 0
823 | Refrigeration | Unit | Grocery | Turnover | Energy Star Commercial Solid Door Freezer | 0.31755 | 0.25192 |  | 2117 | 1 | 0.79333 | 6666.6667 | 12 |  | 1095.15 | 3448.7482 | Per Unit | GS | 0.57723 | 0.60437 | 0.83705 | 1.097 | 1.2026 | 1.2026 | 1.289 | 1.2891 | 1.2453 | 1.1192 | 0.77553 | 0.85362 | CgrTgs823 | CgrT | gs | 823 | 127.02 | 400 | [30 empty] | 45.0214 | 6.7453 | 5.3359
823 | Refrigeration | Unit | Grocery | New | Energy Star Commercial Solid Door Freezer | 0.31755 | 0.25192 |  | 2117 | 1 | 0.79333 | 6666.6667 | 12 |  | 1095.15 | 3448.7482 | Per Unit | GS | 0.57723 | 0.60437 | 0.83705 | 1.097 | 1.2026 | 1.2026 | 1.289 | 1.2891 | 1.2453 | 1.1192 | 0.77553 | 0.85362 | CgrNgs823 | CgrN | gs | 823 | 127.02 | 400 | [30 empty] | 0.3476 | 0.052079 | 0.041197
823 | Refrigeration | Unit | Healthcare | Turnover | Energy Star Commercial Solid Door Freezer | 0.31755 | 0.25192 |  | 2117 | 1 | 0.79333 | 6666.6667 | 12 |  | 1095.15 | 3448.7482 | Per Unit | GS | 0.57723 | 0.60437 | 0.83705 | 1.097 | 1.2026 | 1.2026 | 1.289 | 1.2891 | 1.2453 | 1.1192 | 0.77553 | 0.85362 | CheTgs823 | CheT | gs | 823 | 127.02 | 400 | [30 empty] | 0 | 0 | 0
823 | Refrigeration | Unit | Healthcare | New | Energy Star Commercial Solid Door Freezer | 0.31755 | 0.25192 |  | 2117 | 1 | 0.79333 | 6666.6667 | 12 |  | 1095.15 | 3448.7482 | Per Unit | GS | 0.57723 | 0.60437 | 0.83705 | 1.097 | 1.2026 | 1.2026 | 1.289 | 1.2891 | 1.2453 | 1.1192 | 0.77553 | 0.85362 | CheNgs823 | CheN | gs | 823 | 127.02 | 400 | [30 empty] | 0 | 0 | 0
823 | Refrigeration | Unit | Hospitals | Turnover | Energy Star Commercial Solid Door Freezer | 0.31755 | 0.25192 |  | 2117 | 1 | 0.79333 | 6666.6667 | 12 |  | 1095.15 | 3448.7482 | Per Unit | GS | 0.57723 | 0.60437 | 0.83705 | 1.097 | 1.2026 | 1.2026 | 1.289 | 1.2891 | 1.2453 | 1.1192 | 0.77553 | 0.85362 | ChoTgs823 | ChoT | gs | 823 | 127.02 | 400 | [30 empty] | 0 | 0 | 0
823 | Refrigeration | Unit | Hospitals | New | Energy Star Commercial Solid Door Freezer | 0.31755 | 0.25192 |  | 2117 | 1 | 0.79333 | 6666.6667 | 12 |  | 1095.15 | 3448.7482 | Per Unit | GS | 0.57723 | 0.60437 | 0.83705 | 1.097 | 1.2026 | 1.2026 | 1.289 | 1.2891 | 1.2453 | 1.1192 | 0.77553 | 0.85362 | ChoNgs823 | ChoN | gs | 823 | 127.02 | 400 | [30 empty] | 0 | 0 | 0
823 | Refrigeration | Unit | Institutional | Turnover | Energy Star Commercial Solid Door Freezer | 0.30273 | 0.24557 |  | 2117 | 1 | 0.81119 | 6993.007 | 12 |  | 1095.15 | 3617.5681 | Per Unit | GS | 0.57723 | 0.60437 | 0.83705 | 1.097 | 1.2026 | 1.2026 | 1.289 | 1.2891 | 1.2453 | 1.1192 | 0.77553 | 0.85362 | CinTgs823 | CinT | gs | 823 | 127.02 | 419.5804 | [30 empty] | 0 | 0 | 0
823 | Refrigeration | Unit | Institutional | New | Energy Star Commercial Solid Door Freezer | 0.30273 | 0.24557 |  | 2117 | 1 | 0.81119 | 6993.007 | 12 |  | 1095.15 | 3617.5681 | Per Unit | GS | 0.57723 | 0.60437 | 0.83705 | 1.097 | 1.2026 | 1.2026 | 1.289 | 1.2891 | 1.2453 | 1.1192 | 0.77553 | 0.85362 | CinNgs823 | CinN | gs | 823 | 127.02 | 419.5804 | [30 empty] | 0 | 0 | 0
823 | Refrigeration | Unit | Lodging/Hospitality | Turnover | Energy Star Commercial Solid Door Freezer | 0.31755 | 0.25192 |  | 2117 | 1 | 0.79333 | 6666.6667 | 12 |  | 1095.15 | 3448.7482 | Per Unit | GS | 0.57723 | 0.60437 | 0.83705 | 1.097 | 1.2026 | 1.2026 | 1.289 | 1.2891 | 1.2453 | 1.1192 | 0.77553 | 0.85362 | CloTgs823 | CloT | gs | 823 | 127.02 | 400 | [30 empty] | 0 | 0 | 0
823 | Refrigeration | Unit | Lodging/Hospitality | New | Energy Star Commercial Solid Door Freezer | 0.31755 | 0.25192 |  | 2117 | 1 | 0.79333 | 6666.6667 | 12 |  | 1095.15 | 3448.7482 | Per Unit | GS | 0.57723 | 0.60437 | 0.83705 | 1.097 | 1.2026 | 1.2026 | 1.289 | 1.2891 | 1.2453 | 1.1192 | 0.77553 | 0.85362 | CloNgs823 | CloN | gs | 823 | 127.02 | 400 | [30 empty] | 0 | 0 | 0
823 | Refrigeration | Unit | Miscellaneous | Turnover | Energy Star Commercial Solid Door Freezer | 0.30273 | 0.24557 |  | 2117 | 1 | 0.81119 | 6993.007 | 12 |  | 1095.15 | 3617.5681 | Per Unit | GS | 0.57723 | 0.60437 | 0.83705 | 1.097 | 1.2026 | 1.2026 | 1.289 | 1.2891 | 1.2453 | 1.1192 | 0.77553 | 0.85362 | CmiTgs823 | CmiT | gs | 823 | 127.02 | 419.5804 | [30 empty] | 0 | 0 | 0
823 | Refrigeration | Unit | Miscellaneous | New | Energy Star Commercial Solid Door Freezer | 0.30273 | 0.24557 |  | 2117 | 1 | 0.81119 | 6993.007 | 12 |  | 1095.15 | 3617.5681 | Per Unit | GS | 0.57723 | 0.60437 | 0.83705 | 1.097 | 1.2026 | 1.2026 | 1.289 | 1.2891 | 1.2453 | 1.1192 | 0.77553 | 0.85362 | CmiNgs823 | CmiN | gs | 823 | 127.02 | 419.5804 | [30 empty] | 0 | 0 | 0
823 | Refrigeration | Unit | Offices | Turnover | Energy Star Commercial Solid Door Freezer | 0.30273 | 0.24557 |  | 2117 | 1 | 0.81119 | 6993.007 | 12 |  | 1095.15 | 3617.5681 | Per Unit | GS | 0.57723 | 0.60437 | 0.83705 | 1.097 | 1.2026 | 1.2026 | 1.289 | 1.2891 | 1.2453 | 1.1192 | 0.77553 | 0.85362 | CofTgs823 | CofT | gs | 823 | 127.02 | 419.5804 | [30 empty] | 0 | 0 | 0
823 | Refrigeration | Unit | Offices | New | Energy Star Commercial Solid Door Freezer | 0.30273 | 0.24557 |  | 2117 | 1 | 0.81119 | 6993.007 | 12 |  | 1095.15 | 3617.5681 | Per Unit | GS | 0.57723 | 0.60437 | 0.83705 | 1.097 | 1.2026 | 1.2026 | 1.289 | 1.2891 | 1.2453 | 1.1192 | 0.77553 | 0.85362 | CofNgs823 | CofN | gs | 823 | 127.02 | 419.5804 | [30 empty] | 0 | 0 | 0
823 | Refrigeration | Unit | Restaurants | Turnover | Energy Star Commercial Solid Door Freezer | 0.2985 | 0.23922 |  | 2117 | 1 | 0.80142 | 7092.1986 | 12 |  | 1095.15 | 3668.8811 | Per Unit | GS | 0.57723 | 0.60437 | 0.83705 | 1.097 | 1.2026 | 1.2026 | 1.289 | 1.2891 | 1.2453 | 1.1192 | 0.77553 | 0.85362 | CreTgs823 | CreT | gs | 823 | 127.02 | 425.5319 | [30 empty] | 0 | 0 | 0
823 | Refrigeration | Unit | Restaurants | New | Energy Star Commercial Solid Door Freezer | 0.2985 | 0.23922 |  | 2117 | 1 | 0.80142 | 7092.1986 | 12 |  | 1095.15 | 3668.8811 | Per Unit | GS | 0.57723 | 0.60437 | 0.83705 | 1.097 | 1.2026 | 1.2026 | 1.289 | 1.2891 | 1.2453 | 1.1192 | 0.77553 | 0.85362 | CreNgs823 | CreN | gs | 823 | 127.02 | 425.5319 | [30 empty] | 0 | 0 | 0
823 | Refrigeration | Unit | Retail | Turnover | Energy Star Commercial Solid Door Freezer | 0.31755 | 0.25192 |  | 2117 | 1 | 0.79333 | 6666.6667 | 12 |  | 1095.15 | 3448.7482 | Per Unit | GS | 0.57723 | 0.60437 | 0.83705 | 1.097 | 1.2026 | 1.2026 | 1.289 | 1.2891 | 1.2453 | 1.1192 | 0.77553 | 0.85362 | CrtTgs823 | CrtT | gs | 823 | 127.02 | 400 | [30 empty] | 0 | 0 | 0
823 | Refrigeration | Unit | Retail | New | Energy Star Commercial Solid Door Freezer | 0.31755 | 0.25192 |  | 2117 | 1 | 0.79333 | 6666.6667 | 12 |  | 1095.15 | 3448.7482 | Per Unit | GS | 0.57723 | 0.60437 | 0.83705 | 1.097 | 1.2026 | 1.2026 | 1.289 | 1.2891 | 1.2453 | 1.1192 | 0.77553 | 0.85362 | CrtNgs823 | CrtN | gs | 823 | 127.02 | 400 | [30 empty] | 0 | 0 | 0
823 | Refrigeration | Unit | Schools K-12 | Turnover | Energy Star Commercial Solid Door Freezer | 0.30273 | 0.24557 |  | 2117 | 1 | 0.81119 | 6993.007 | 12 |  | 1095.15 | 3617.5681 | Per Unit | GS | 0.57723 | 0.60437 | 0.83705 | 1.097 | 1.2026 | 1.2026 | 1.289 | 1.2891 | 1.2453 | 1.1192 | 0.77553 | 0.85362 | CscTgs823 | CscT | gs | 823 | 127.02 | 419.5804 | [30 empty] | 0 | 0 | 0
823 | Refrigeration | Unit | Schools K-12 | New | Energy Star Commercial Solid Door Freezer | 0.30273 | 0.24557 |  | 2117 | 1 | 0.81119 | 6993.007 | 12 |  | 1095.15 | 3617.5681 | Per Unit | GS | 0.57723 | 0.60437 | 0.83705 | 1.097 | 1.2026 | 1.2026 | 1.289 | 1.2891 | 1.2453 | 1.1192 | 0.77553 | 0.85362 | CscNgs823 | CscN | gs | 823 | 127.02 | 419.5804 | [30 empty] | 0 | 0 | 0
823 | Refrigeration | Unit | Warehouse | Turnover | Energy Star Commercial Solid Door Freezer | 0.30273 | 0.24557 |  | 2117 | 1 | 0.81119 | 6993.007 | 12 |  | 1095.15 | 3617.5681 | Per Unit | GS | 0.57723 | 0.60437 | 0.83705 | 1.097 | 1.2026 | 1.2026 | 1.289 | 1.2891 | 1.2453 | 1.1192 | 0.77553 | 0.85362 | CwaTgs823 | CwaT | gs | 823 | 127.02 | 419.5804 | [30 empty] | 0 | 0 | 0
823 | Refrigeration | Unit | Warehouse | New | Energy Star Commercial Solid Door Freezer | 0.30273 | 0.24557 |  | 2117 | 1 | 0.81119 | 6993.007 | 12 |  | 1095.15 | 3617.5681 | Per Unit | GS | 0.57723 | 0.60437 | 0.83705 | 1.097 | 1.2026 | 1.2026 | 1.289 | 1.2891 | 1.2453 | 1.1192 | 0.77553 | 0.85362 | CwaNgs823 | CwaN | gs | 823 | 127.02 | 419.5804 | [30 empty] | 0 | 0 | 0
824 | Refrigeration | Unit | Assembly | Turnover | Energy Star Commercial Solid Door Refrigerator | 0.12045 | 0.095557 |  | 803 | 1 | 0.79333 | 6666.6667 | 12 |  | 871.85 | 7238.2731 | Per Unit | GS | 0.57723 | 0.60437 | 0.83705 | 1.097 | 1.2026 | 1.2026 | 1.289 | 1.2891 | 1.2453 | 1.1192 | 0.77553 | 0.85362 | CasTgs824 | CasT | gs | 824 | 48.18 | 400 | [30 empty] | 0 | 0 | 0
824 | Refrigeration | Unit | Assembly | New | Energy Star Commercial Solid Door Refrigerator | 0.12045 | 0.095557 |  | 803 | 1 | 0.79333 | 6666.6667 | 12 |  | 871.85 | 7238.2731 | Per Unit | GS | 0.57723 | 0.60437 | 0.83705 | 1.097 | 1.2026 | 1.2026 | 1.289 | 1.2891 | 1.2453 | 1.1192 | 0.77553 | 0.85362 | CasNgs824 | CasN | gs | 824 | 48.18 | 400 | [30 empty] | 0 | 0 | 0
824 | Refrigeration | Unit | College and University | Turnover | Energy Star Commercial Solid Door Refrigerator | 0.12045 | 0.095557 |  | 803 | 1 | 0.79333 | 6666.6667 | 12 |  | 871.85 | 7238.2731 | Per Unit | GS | 0.57723 | 0.60437 | 0.83705 | 1.097 | 1.2026 | 1.2026 | 1.289 | 1.2891 | 1.2453 | 1.1192 | 0.77553 | 0.85362 | CcoTgs824 | CcoT | gs | 824 | 48.18 | 400 | [30 empty] | 0 | 0 | 0
824 | Refrigeration | Unit | College and University | New | Energy Star Commercial Solid Door Refrigerator | 0.12045 | 0.095557 |  | 803 | 1 | 0.79333 | 6666.6667 | 12 |  | 871.85 | 7238.2731 | Per Unit | GS | 0.57723 | 0.60437 | 0.83705 | 1.097 | 1.2026 | 1.2026 | 1.289 | 1.2891 | 1.2453 | 1.1192 | 0.77553 | 0.85362 | CcoNgs824 | CcoN | gs | 824 | 48.18 | 400 | [30 empty] | 0 | 0 | 0
824 | Refrigeration | Unit | Data Center | Turnover | Energy Star Commercial Solid Door Refrigerator | 0.11483 | 0.093148 |  | 803 | 1 | 0.81119 | 6993.007 | 12 |  | 871.85 | 7592.5942 | Per Unit | GS | 0.57723 | 0.60437 | 0.83705 | 1.097 | 1.2026 | 1.2026 | 1.289 | 1.2891 | 1.2453 | 1.1192 | 0.77553 | 0.85362 | CdaTgs824 | CdaT | gs | 824 | 48.18 | 419.5804 | [30 empty] | 0 | 0 | 0
824 | Refrigeration | Unit | Data Center | New | Energy Star Commercial Solid Door Refrigerator | 0.11483 | 0.093148 |  | 803 | 1 | 0.81119 | 6993.007 | 12 |  | 871.85 | 7592.5942 | Per Unit | GS | 0.57723 | 0.60437 | 0.83705 | 1.097 | 1.2026 | 1.2026 | 1.289 | 1.2891 | 1.2453 | 1.1192 | 0.77553 | 0.85362 | CdaNgs824 | CdaN | gs | 824 | 48.18 | 419.5804 | [30 empty] | 0 | 0 | 0
824 | Refrigeration | Unit | Grocery | Turnover | Energy Star Commercial Solid Door Refrigerator | 0.12045 | 0.095557 |  | 803 | 1 | 0.79333 | 6666.6667 | 12 |  | 871.85 | 7238.2731 | Per Unit | GS | 0.57723 | 0.60437 | 0.83705 | 1.097 | 1.2026 | 1.2026 | 1.289 | 1.2891 | 1.2453 | 1.1192 | 0.77553 | 0.85362 | CgrTgs824 | CgrT | gs | 824 | 48.18 | 400 | [30 empty] | 59.7698 | 8.955 | 7.0839
824 | Refrigeration | Unit | Grocery | New | Energy Star Commercial Solid Door Refrigerator | 0.12045 | 0.095557 |  | 803 | 1 | 0.79333 | 6666.6667 | 12 |  | 871.85 | 7238.2731 | Per Unit | GS | 0.57723 | 0.60437 | 0.83705 | 1.097 | 1.2026 | 1.2026 | 1.289 | 1.2891 | 1.2453 | 1.1192 | 0.77553 | 0.85362 | CgrNgs824 | CgrN | gs | 824 | 48.18 | 400 | [30 empty] | 0.65924 | 0.09877 | 0.078132
824 | Refrigeration | Unit | Healthcare | Turnover | Energy Star Commercial Solid Door Refrigerator | 0.12045 | 0.095557 |  | 803 | 1 | 0.79333 | 6666.6667 | 12 |  | 871.85 | 7238.2731 | Per Unit | GS | 0.57723 | 0.60437 | 0.83705 | 1.097 | 1.2026 | 1.2026 | 1.289 | 1.2891 | 1.2453 | 1.1192 | 0.77553 | 0.85362 | CheTgs824 | CheT | gs | 824 | 48.18 | 400 | [30 empty] | 0 | 0 | 0
824 | Refrigeration | Unit | Healthcare | New | Energy Star Commercial Solid Door Refrigerator | 0.12045 | 0.095557 |  | 803 | 1 | 0.79333 | 6666.6667 | 12 |  | 871.85 | 7238.2731 | Per Unit | GS | 0.57723 | 0.60437 | 0.83705 | 1.097 | 1.2026 | 1.2026 | 1.289 | 1.2891 | 1.2453 | 1.1192 | 0.77553 | 0.85362 | CheNgs824 | CheN | gs | 824 | 48.18 | 400 | [30 empty] | 0 | 0 | 0
824 | Refrigeration | Unit | Hospitals | Turnover | Energy Star Commercial Solid Door Refrigerator | 0.12045 | 0.095557 |  | 803 | 1 | 0.79333 | 6666.6667 | 12 |  | 871.85 | 7238.2731 | Per Unit | GS | 0.57723 | 0.60437 | 0.83705 | 1.097 | 1.2026 | 1.2026 | 1.289 | 1.2891 | 1.2453 | 1.1192 | 0.77553 | 0.85362 | ChoTgs824 | ChoT | gs | 824 | 48.18 | 400 | [30 empty] | 0 | 0 | 0
824 | Refrigeration | Unit | Hospitals | New | Energy Star Commercial Solid Door Refrigerator | 0.12045 | 0.095557 |  | 803 | 1 | 0.79333 | 6666.6667 | 12 |  | 871.85 | 7238.2731 | Per Unit | GS | 0.57723 | 0.60437 | 0.83705 | 1.097 | 1.2026 | 1.2026 | 1.289 | 1.2891 | 1.2453 | 1.1192 | 0.77553 | 0.85362 | ChoNgs824 | ChoN | gs | 824 | 48.18 | 400 | [30 empty] | 0 | 0 | 0
824 | Refrigeration | Unit | Institutional | Turnover | Energy Star Commercial Solid Door Refrigerator | 0.11483 | 0.093148 |  | 803 | 1 | 0.81119 | 6993.007 | 12 |  | 871.85 | 7592.5942 | Per Unit | GS | 0.57723 | 0.60437 | 0.83705 | 1.097 | 1.2026 | 1.2026 | 1.289 | 1.2891 | 1.2453 | 1.1192 | 0.77553 | 0.85362 | CinTgs824 | CinT | gs | 824 | 48.18 | 419.5804 | [30 empty] | 0 | 0 | 0
824 | Refrigeration | Unit | Institutional | New | Energy Star Commercial Solid Door Refrigerator | 0.11483 | 0.093148 |  | 803 | 1 | 0.81119 | 6993.007 | 12 |  | 871.85 | 7592.5942 | Per Unit | GS | 0.57723 | 0.60437 | 0.83705 | 1.097 | 1.2026 | 1.2026 | 1.289 | 1.2891 | 1.2453 | 1.1192 | 0.77553 | 0.85362 | CinNgs824 | CinN | gs | 824 | 48.18 | 419.5804 | [30 empty] | 0 | 0 | 0
824 | Refrigeration | Unit | Lodging/Hospitality | Turnover | Energy Star Commercial Solid Door Refrigerator | 0.12045 | 0.095557 |  | 803 | 1 | 0.79333 | 6666.6667 | 12 |  | 871.85 | 7238.2731 | Per Unit | GS | 0.57723 | 0.60437 | 0.83705 | 1.097 | 1.2026 | 1.2026 | 1.289 | 1.2891 | 1.2453 | 1.1192 | 0.77553 | 0.85362 | CloTgs824 | CloT | gs | 824 | 48.18 | 400 | [30 empty] | 0 | 0 | 0
824 | Refrigeration | Unit | Lodging/Hospitality | New | Energy Star Commercial Solid Door Refrigerator | 0.12045 | 0.095557 |  | 803 | 1 | 0.79333 | 6666.6667 | 12 |  | 871.85 | 7238.2731 | Per Unit | GS | 0.57723 | 0.60437 | 0.83705 | 1.097 | 1.2026 | 1.2026 | 1.289 | 1.2891 | 1.2453 | 1.1192 | 0.77553 | 0.85362 | CloNgs824 | CloN | gs | 824 | 48.18 | 400 | [30 empty] | 0 | 0 | 0
824 | Refrigeration | Unit | Miscellaneous | Turnover | Energy Star Commercial Solid Door Refrigerator | 0.11483 | 0.093148 |  | 803 | 1 | 0.81119 | 6993.007 | 12 |  | 871.85 | 7592.5942 | Per Unit | GS | 0.57723 | 0.60437 | 0.83705 | 1.097 | 1.2026 | 1.2026 | 1.289 | 1.2891 | 1.2453 | 1.1192 | 0.77553 | 0.85362 | CmiTgs824 | CmiT | gs | 824 | 48.18 | 419.5804 | [30 empty] | 0 | 0 | 0
824 | Refrigeration | Unit | Miscellaneous | New | Energy Star Commercial Solid Door Refrigerator | 0.11483 | 0.093148 |  | 803 | 1 | 0.81119 | 6993.007 | 12 |  | 871.85 | 7592.5942 | Per Unit | GS | 0.57723 | 0.60437 | 0.83705 | 1.097 | 1.2026 | 1.2026 | 1.289 | 1.2891 | 1.2453 | 1.1192 | 0.77553 | 0.85362 | CmiNgs824 | CmiN | gs | 824 | 48.18 | 419.5804 | [30 empty] | 0 | 0 | 0
824 | Refrigeration | Unit | Offices | Turnover | Energy Star Commercial Solid Door Refrigerator | 0.11483 | 0.093148 |  | 803 | 1 | 0.81119 | 6993.007 | 12 |  | 871.85 | 7592.5942 | Per Unit | GS | 0.57723 | 0.60437 | 0.83705 | 1.097 | 1.2026 | 1.2026 | 1.289 | 1.2891 | 1.2453 | 1.1192 | 0.77553 | 0.85362 | CofTgs824 | CofT | gs | 824 | 48.18 | 419.5804 | [30 empty] | 0 | 0 | 0
824 | Refrigeration | Unit | Offices | New | Energy Star Commercial Solid Door Refrigerator | 0.11483 | 0.093148 |  | 803 | 1 | 0.81119 | 6993.007 | 12 |  | 871.85 | 7592.5942 | Per Unit | GS | 0.57723 | 0.60437 | 0.83705 | 1.097 | 1.2026 | 1.2026 | 1.289 | 1.2891 | 1.2453 | 1.1192 | 0.77553 | 0.85362 | CofNgs824 | CofN | gs | 824 | 48.18 | 419.5804 | [30 empty] | 0 | 0 | 0
824 | Refrigeration | Unit | Restaurants | Turnover | Energy Star Commercial Solid Door Refrigerator | 0.11322 | 0.090739 |  | 803 | 1 | 0.80142 | 7092.1986 | 12 |  | 871.85 | 7700.2906 | Per Unit | GS | 0.57723 | 0.60437 | 0.83705 | 1.097 | 1.2026 | 1.2026 | 1.289 | 1.2891 | 1.2453 | 1.1192 | 0.77553 | 0.85362 | CreTgs824 | CreT | gs | 824 | 48.18 | 425.5319 | [30 empty] | 0 | 0 | 0
824 | Refrigeration | Unit | Restaurants | New | Energy Star Commercial Solid Door Refrigerator | 0.11322 | 0.090739 |  | 803 | 1 | 0.80142 | 7092.1986 | 12 |  | 871.85 | 7700.2906 | Per Unit | GS | 0.57723 | 0.60437 | 0.83705 | 1.097 | 1.2026 | 1.2026 | 1.289 | 1.2891 | 1.2453 | 1.1192 | 0.77553 | 0.85362 | CreNgs824 | CreN | gs | 824 | 48.18 | 425.5319 | [30 empty] | 0 | 0 | 0
824 | Refrigeration | Unit | Retail | Turnover | Energy Star Commercial Solid Door Refrigerator | 0.12045 | 0.095557 |  | 803 | 1 | 0.79333 | 6666.6667 | 12 |  | 871.85 | 7238.2731 | Per Unit | GS | 0.57723 | 0.60437 | 0.83705 | 1.097 | 1.2026 | 1.2026 | 1.289 | 1.2891 | 1.2453 | 1.1192 | 0.77553 | 0.85362 | CrtTgs824 | CrtT | gs | 824 | 48.18 | 400 | [30 empty] | 0 | 0 | 0
824 | Refrigeration | Unit | Retail | New | Energy Star Commercial Solid Door Refrigerator | 0.12045 | 0.095557 |  | 803 | 1 | 0.79333 | 6666.6667 | 12 |  | 871.85 | 7238.2731 | Per Unit | GS | 0.57723 | 0.60437 | 0.83705 | 1.097 | 1.2026 | 1.2026 | 1.289 | 1.2891 | 1.2453 | 1.1192 | 0.77553 | 0.85362 | CrtNgs824 | CrtN | gs | 824 | 48.18 | 400 | [30 empty] | 0 | 0 | 0
824 | Refrigeration | Unit | Schools K-12 | Turnover | Energy Star Commercial Solid Door Refrigerator | 0.11483 | 0.093148 |  | 803 | 1 | 0.81119 | 6993.007 | 12 |  | 871.85 | 7592.5942 | Per Unit | GS | 0.57723 | 0.60437 | 0.83705 | 1.097 | 1.2026 | 1.2026 | 1.289 | 1.2891 | 1.2453 | 1.1192 | 0.77553 | 0.85362 | CscTgs824 | CscT | gs | 824 | 48.18 | 419.5804 | [30 empty] | 0 | 0 | 0
824 | Refrigeration | Unit | Schools K-12 | New | Energy Star Commercial Solid Door Refrigerator | 0.11483 | 0.093148 |  | 803 | 1 | 0.81119 | 6993.007 | 12 |  | 871.85 | 7592.5942 | Per Unit | GS | 0.57723 | 0.60437 | 0.83705 | 1.097 | 1.2026 | 1.2026 | 1.289 | 1.2891 | 1.2453 | 1.1192 | 0.77553 | 0.85362 | CscNgs824 | CscN | gs | 824 | 48.18 | 419.5804 | [30 empty] | 0 | 0 | 0
824 | Refrigeration | Unit | Warehouse | Turnover | Energy Star Commercial Solid Door Refrigerator | 0.11483 | 0.093148 |  | 803 | 1 | 0.81119 | 6993.007 | 12 |  | 871.85 | 7592.5942 | Per Unit | GS | 0.57723 | 0.60437 | 0.83705 | 1.097 | 1.2026 | 1.2026 | 1.289 | 1.2891 | 1.2453 | 1.1192 | 0.77553 | 0.85362 | CwaTgs824 | CwaT | gs | 824 | 48.18 | 419.5804 | [30 empty] | 0 | 0 | 0
824 | Refrigeration | Unit | Warehouse | New | Energy Star Commercial Solid Door Refrigerator | 0.11483 | 0.093148 |  | 803 | 1 | 0.81119 | 6993.007 | 12 |  | 871.85 | 7592.5942 | Per Unit | GS | 0.57723 | 0.60437 | 0.83705 | 1.097 | 1.2026 | 1.2026 | 1.289 | 1.2891 | 1.2453 | 1.1192 | 0.77553 | 0.85362 | CwaNgs824 | CwaN | gs | 824 | 48.18 | 419.5804 | [30 empty] | 0 | 0 | 0
825 | Refrigeration | Unit | Assembly | Turnover | Energy Star Ice Maker | 0.0162 | 0.012852 |  | 108 | 1 | 0.79333 | 6666.6667 | 9 |  | 0.01 | 0.61728 | Per Unit | GS | 1 | 1 | 1 | 1 | 1 | 1 | 1 | 1 | 1 | 1 | 1 | 1 | CasTgs825 | CasT | gs | 825 | 6.48 | 400 | [30 empty] | 0.12096 | 0.018123 | 0.014336
825 | Refrigeration | Unit | Assembly | New | Energy Star Ice Maker | 0.0162 | 0.012852 |  | 108 | 1 | 0.79333 | 6666.6667 | 9 |  | 0.01 | 0.61728 | Per Unit | GS | 1 | 1 | 1 | 1 | 1 | 1 | 1 | 1 | 1 | 1 | 1 | 1 | CasNgs825 | CasN | gs | 825 | 6.48 | 400 | [30 empty] | 0.00093549 | 0.00014016 | 0.00011087
825 | Refrigeration | Unit | College and University | Turnover | Energy Star Ice Maker | 0.0162 | 0.012852 |  | 108 | 1 | 0.79333 | 6666.6667 | 9 |  | 0.01 | 0.61728 | Per Unit | GS | 1 | 1 | 1 | 1 | 1 | 1 | 1 | 1 | 1 | 1 | 1 | 1 | CcoTgs825 | CcoT | gs | 825 | 6.48 | 400 | [30 empty] | 0.18927 | 0.028357 | 0.022432
825 | Refrigeration | Unit | College and University | New | Energy Star Ice Maker | 0.0162 | 0.012852 |  | 108 | 1 | 0.79333 | 6666.6667 | 9 |  | 0.01 | 0.61728 | Per Unit | GS | 1 | 1 | 1 | 1 | 1 | 1 | 1 | 1 | 1 | 1 | 1 | 1 | CcoNgs825 | CcoN | gs | 825 | 6.48 | 400 | [30 empty] | 0.0014638 | 0.00021931 | 0.00017349
825 | Refrigeration | Unit | Data Center | Turnover | Energy Star Ice Maker | 0.015444 | 0.012528 |  | 108 | 1 | 0.81119 | 6993.007 | 9 |  | 0.01 | 0.6475 | Per Unit | GS | 1 | 1 | 1 | 1 | 1 | 1 | 1 | 1 | 1 | 1 | 1 | 1 | CdaTgs825 | CdaT | gs | 825 | 6.48 | 419.5804 | [30 empty] | 0 | 0 | 0
825 | Refrigeration | Unit | Data Center | New | Energy Star Ice Maker | 0.015444 | 0.012528 |  | 108 | 1 | 0.81119 | 6993.007 | 9 |  | 0.01 | 0.6475 | Per Unit | GS | 1 | 1 | 1 | 1 | 1 | 1 | 1 | 1 | 1 | 1 | 1 | 1 | CdaNgs825 | CdaN | gs | 825 | 6.48 | 419.5804 | [30 empty] | 0 | 0 | 0
825 | Refrigeration | Unit | Grocery | Turnover | Energy Star Ice Maker | 0.0162 | 0.012852 |  | 108 | 1 | 0.79333 | 6666.6667 | 9 |  | 0.01 | 0.61728 | Per Unit | GS | 1 | 1 | 1 | 1 | 1 | 1 | 1 | 1 | 1 | 1 | 1 | 1 | CgrTgs825 | CgrT | gs | 825 | 6.48 | 400 | [30 empty] | 3.482 | 0.52169 | 0.41269
825 | Refrigeration | Unit | Grocery | New | Energy Star Ice Maker | 0.0162 | 0.012852 |  | 108 | 1 | 0.79333 | 6666.6667 | 9 |  | 0.01 | 0.61728 | Per Unit | GS | 1 | 1 | 1 | 1 | 1 | 1 | 1 | 1 | 1 | 1 | 1 | 1 | CgrNgs825 | CgrN | gs | 825 | 6.48 | 400 | [30 empty] | 0.02693 | 0.0040348 | 0.0031917
825 | Refrigeration | Unit | Healthcare | Turnover | Energy Star Ice Maker | 0.0162 | 0.012852 |  | 108 | 1 | 0.79333 | 6666.6667 | 9 |  | 0.01 | 0.61728 | Per Unit | GS | 1 | 1 | 1 | 1 | 1 | 1 | 1 | 1 | 1 | 1 | 1 | 1 | CheTgs825 | CheT | gs | 825 | 6.48 | 400 | [30 empty] | 0.019151 | 0.0028693 | 0.0022698
825 | Refrigeration | Unit | Healthcare | New | Energy Star Ice Maker | 0.0162 | 0.012852 |  | 108 | 1 | 0.79333 | 6666.6667 | 9 |  | 0.01 | 0.61728 | Per Unit | GS | 1 | 1 | 1 | 1 | 1 | 1 | 1 | 1 | 1 | 1 | 1 | 1 | CheNgs825 | CheN | gs | 825 | 6.48 | 400 | [30 empty] | 0.00014811 | 2.2191e-05 | 1.7554e-05
825 | Refrigeration | Unit | Hospitals | Turnover | Energy Star Ice Maker | 0.0162 | 0.012852 |  | 108 | 1 | 0.79333 | 6666.6667 | 9 |  | 0.01 | 0.61728 | Per Unit | GS | 1 | 1 | 1 | 1 | 1 | 1 | 1 | 1 | 1 | 1 | 1 | 1 | ChoTgs825 | ChoT | gs | 825 | 6.48 | 400 | [30 empty] | 0.034892 | 0.0052277 | 0.0041354
825 | Refrigeration | Unit | Hospitals | New | Energy Star Ice Maker | 0.0162 | 0.012852 |  | 108 | 1 | 0.79333 | 6666.6667 | 9 |  | 0.01 | 0.61728 | Per Unit | GS | 1 | 1 | 1 | 1 | 1 | 1 | 1 | 1 | 1 | 1 | 1 | 1 | ChoNgs825 | ChoN | gs | 825 | 6.48 | 400 | [30 empty] | 0.00026986 | 4.0431e-05 | 3.1983e-05
825 | Refrigeration | Unit | Institutional | Turnover | Energy Star Ice Maker | 0.015444 | 0.012528 |  | 108 | 1 | 0.81119 | 6993.007 | 9 |  | 0.01 | 0.6475 | Per Unit | GS | 1 | 1 | 1 | 1 | 1 | 1 | 1 | 1 | 1 | 1 | 1 | 1 | CinTgs825 | CinT | gs | 825 | 6.48 | 419.5804 | [30 empty] | 0 | 0 | 0
825 | Refrigeration | Unit | Institutional | New | Energy Star Ice Maker | 0.015444 | 0.012528 |  | 108 | 1 | 0.81119 | 6993.007 | 9 |  | 0.01 | 0.6475 | Per Unit | GS | 1 | 1 | 1 | 1 | 1 | 1 | 1 | 1 | 1 | 1 | 1 | 1 | CinNgs825 | CinN | gs | 825 | 6.48 | 419.5804 | [30 empty] | 0 | 0 | 0
825 | Refrigeration | Unit | Lodging/Hospitality | Turnover | Energy Star Ice Maker | 0.0162 | 0.012852 |  | 108 | 1 | 0.79333 | 6666.6667 | 9 |  | 0.01 | 0.61728 | Per Unit | GS | 1 | 1 | 1 | 1 | 1 | 1 | 1 | 1 | 1 | 1 | 1 | 1 | CloTgs825 | CloT | gs | 825 | 6.48 | 400 | [30 empty] | 0.11883 | 0.017804 | 0.014084
825 | Refrigeration | Unit | Lodging/Hospitality | New | Energy Star Ice Maker | 0.0162 | 0.012852 |  | 108 | 1 | 0.79333 | 6666.6667 | 9 |  | 0.01 | 0.61728 | Per Unit | GS | 1 | 1 | 1 | 1 | 1 | 1 | 1 | 1 | 1 | 1 | 1 | 1 | CloNgs825 | CloN | gs | 825 | 6.48 | 400 | [30 empty] | 0.00091906 | 0.0001377 | 0.00010893
825 | Refrigeration | Unit | Miscellaneous | Turnover | Energy Star Ice Maker | 0.015444 | 0.012528 |  | 108 | 1 | 0.81119 | 6993.007 | 9 |  | 0.01 | 0.6475 | Per Unit | GS | 1 | 1 | 1 | 1 | 1 | 1 | 1 | 1 | 1 | 1 | 1 | 1 | CmiTgs825 | CmiT | gs | 825 | 6.48 | 419.5804 | [30 empty] | 0 | 0 | 0
825 | Refrigeration | Unit | Miscellaneous | New | Energy Star Ice Maker | 0.015444 | 0.012528 |  | 108 | 1 | 0.81119 | 6993.007 | 9 |  | 0.01 | 0.6475 | Per Unit | GS | 1 | 1 | 1 | 1 | 1 | 1 | 1 | 1 | 1 | 1 | 1 | 1 | CmiNgs825 | CmiN | gs | 825 | 6.48 | 419.5804 | [30 empty] | 0 | 0 | 0
825 | Refrigeration | Unit | Offices | Turnover | Energy Star Ice Maker | 0.015444 | 0.012528 |  | 108 | 1 | 0.81119 | 6993.007 | 9 |  | 0.01 | 0.6475 | Per Unit | GS | 1 | 1 | 1 | 1 | 1 | 1 | 1 | 1 | 1 | 1 | 1 | 1 | CofTgs825 | CofT | gs | 825 | 6.48 | 419.5804 | [30 empty] | 0 | 0 | 0
825 | Refrigeration | Unit | Offices | New | Energy Star Ice Maker | 0.015444 | 0.012528 |  | 108 | 1 | 0.81119 | 6993.007 | 9 |  | 0.01 | 0.6475 | Per Unit | GS | 1 | 1 | 1 | 1 | 1 | 1 | 1 | 1 | 1 | 1 | 1 | 1 | CofNgs825 | CofN | gs | 825 | 6.48 | 419.5804 | [30 empty] | 0 | 0 | 0
825 | Refrigeration | Unit | Restaurants | Turnover | Energy Star Ice Maker | 0.015228 | 0.012204 |  | 108 | 1 | 0.80142 | 7092.1986 | 9 |  | 0.01 | 0.65669 | Per Unit | GS | 1 | 1 | 1 | 1 | 1 | 1 | 1 | 1 | 1 | 1 | 1 | 1 | CreTgs825 | CreT | gs | 825 | 6.48 | 425.5319 | [30 empty] | 1.3341 | 0.18854 | 0.151
825 | Refrigeration | Unit | Restaurants | New | Energy Star Ice Maker | 0.015228 | 0.012204 |  | 108 | 1 | 0.80142 | 7092.1986 | 9 |  | 0.01 | 0.65669 | Per Unit | GS | 1 | 1 | 1 | 1 | 1 | 1 | 1 | 1 | 1 | 1 | 1 | 1 | CreNgs825 | CreN | gs | 825 | 6.48 | 425.5319 | [30 empty] | 0.010318 | 0.0014582 | 0.0011678
825 | Refrigeration | Unit | Retail | Turnover | Energy Star Ice Maker | 0.0162 | 0.012852 |  | 108 | 1 | 0.79333 | 6666.6667 | 9 |  | 0.01 | 0.61728 | Per Unit | GS | 1 | 1 | 1 | 1 | 1 | 1 | 1 | 1 | 1 | 1 | 1 | 1 | CrtTgs825 | CrtT | gs | 825 | 6.48 | 400 | [30 empty] | 0.40077 | 0.060045 | 0.047499
825 | Refrigeration | Unit | Retail | New | Energy Star Ice Maker | 0.0162 | 0.012852 |  | 108 | 1 | 0.79333 | 6666.6667 | 9 |  | 0.01 | 0.61728 | Per Unit | GS | 1 | 1 | 1 | 1 | 1 | 1 | 1 | 1 | 1 | 1 | 1 | 1 | CrtNgs825 | CrtN | gs | 825 | 6.48 | 400 | [30 empty] | 0.0030995 | 0.00046439 | 0.00036735
825 | Refrigeration | Unit | Schools K-12 | Turnover | Energy Star Ice Maker | 0.015444 | 0.012528 |  | 108 | 1 | 0.81119 | 6993.007 | 9 |  | 0.01 | 0.6475 | Per Unit | GS | 1 | 1 | 1 | 1 | 1 | 1 | 1 | 1 | 1 | 1 | 1 | 1 | CscTgs825 | CscT | gs | 825 | 6.48 | 419.5804 | [30 empty] | 0.0038922 | 0.00055692 | 0.00045235
825 | Refrigeration | Unit | Schools K-12 | New | Energy Star Ice Maker | 0.015444 | 0.012528 |  | 108 | 1 | 0.81119 | 6993.007 | 9 |  | 0.01 | 0.6475 | Per Unit | GS | 1 | 1 | 1 | 1 | 1 | 1 | 1 | 1 | 1 | 1 | 1 | 1 | CscNgs825 | CscN | gs | 825 | 6.48 | 419.5804 | [30 empty] | 3.0102e-05 | 4.3072e-06 | 3.4985e-06
825 | Refrigeration | Unit | Warehouse | Turnover | Energy Star Ice Maker | 0.015444 | 0.012528 |  | 108 | 1 | 0.81119 | 6993.007 | 9 |  | 0.01 | 0.6475 | Per Unit | GS | 1 | 1 | 1 | 1 | 1 | 1 | 1 | 1 | 1 | 1 | 1 | 1 | CwaTgs825 | CwaT | gs | 825 | 6.48 | 419.5804 | [30 empty] | 0 | 0 | 0
825 | Refrigeration | Unit | Warehouse | New | Energy Star Ice Maker | 0.015444 | 0.012528 |  | 108 | 1 | 0.81119 | 6993.007 | 9 |  | 0.01 | 0.6475 | Per Unit | GS | 1 | 1 | 1 | 1 | 1 | 1 | 1 | 1 | 1 | 1 | 1 | 1 | CwaNgs825 | CwaN | gs | 825 | 6.48 | 419.5804 | [30 empty] | 0 | 0 | 0
826 | Refrigeration | Unit | Assembly | Existing | High Efficiency Refrigeration Compressor_Discus | 0.020325 | 0.016124 |  | 135.5 | 1 | 0.79333 | 6666.6667 | 16 |  | 315 | 15498.155 | Per Unit | GS | 0.57723 | 0.60437 | 0.83705 | 1.097 | 1.2026 | 1.2026 | 1.289 | 1.2891 | 1.2453 | 1.1192 | 0.77553 | 0.85362 | CasEgs826 | CasE | gs | 826 | 6.8134 | 335.2213 | [30 empty] | 0 | 0 | 0
826 | Refrigeration | Unit | Assembly | New | High Efficiency Refrigeration Compressor_Discus | 0.020325 | 0.016124 |  | 135.5 | 1 | 0.79333 | 6666.6667 | 16 |  | 315 | 15498.155 | Per Unit | GS | 0.57723 | 0.60437 | 0.83705 | 1.097 | 1.2026 | 1.2026 | 1.289 | 1.2891 | 1.2453 | 1.1192 | 0.77553 | 0.85362 | CasNgs826 | CasN | gs | 826 | 6.8134 | 335.2213 | [30 empty] | 0 | 0 | 0
826 | Refrigeration | Unit | College and University | Existing | High Efficiency Refrigeration Compressor_Discus | 0.020325 | 0.016124 |  | 135.5 | 1 | 0.79333 | 6666.6667 | 16 |  | 315 | 15498.155 | Per Unit | GS | 0.57723 | 0.60437 | 0.83705 | 1.097 | 1.2026 | 1.2026 | 1.289 | 1.2891 | 1.2453 | 1.1192 | 0.77553 | 0.85362 | CcoEgs826 | CcoE | gs | 826 | 6.8134 | 335.2213 | [30 empty] | 0 | 0 | 0
826 | Refrigeration | Unit | College and University | New | High Efficiency Refrigeration Compressor_Discus | 0.020325 | 0.016124 |  | 135.5 | 1 | 0.79333 | 6666.6667 | 16 |  | 315 | 15498.155 | Per Unit | GS | 0.57723 | 0.60437 | 0.83705 | 1.097 | 1.2026 | 1.2026 | 1.289 | 1.2891 | 1.2453 | 1.1192 | 0.77553 | 0.85362 | CcoNgs826 | CcoN | gs | 826 | 6.8134 | 335.2213 | [30 empty] | 0 | 0 | 0
826 | Refrigeration | Unit | Data Center | Existing | High Efficiency Refrigeration Compressor_Discus | 0.019377 | 0.015718 |  | 135.5 | 1 | 0.81119 | 6993.007 | 16 |  | 315 | 16256.8059 | Per Unit | GS | 0.57723 | 0.60437 | 0.83705 | 1.097 | 1.2026 | 1.2026 | 1.289 | 1.2891 | 1.2453 | 1.1192 | 0.77553 | 0.85362 | CdaEgs826 | CdaE | gs | 826 | 6.8134 | 351.6308 | [30 empty] | 0 | 0 | 0
826 | Refrigeration | Unit | Data Center | New | High Efficiency Refrigeration Compressor_Discus | 0.019377 | 0.015718 |  | 135.5 | 1 | 0.81119 | 6993.007 | 16 |  | 315 | 16256.8059 | Per Unit | GS | 0.57723 | 0.60437 | 0.83705 | 1.097 | 1.2026 | 1.2026 | 1.289 | 1.2891 | 1.2453 | 1.1192 | 0.77553 | 0.85362 | CdaNgs826 | CdaN | gs | 826 | 6.8134 | 351.6308 | [30 empty] | 0 | 0 | 0
826 | Refrigeration | Unit | Grocery | Existing | High Efficiency Refrigeration Compressor_Discus | 0.020325 | 0.016124 |  | 135.5 | 1 | 0.79333 | 6666.6667 | 16 |  | 315 | 15498.155 | Per Unit | GS | 0.57723 | 0.60437 | 0.83705 | 1.097 | 1.2026 | 1.2026 | 1.289 | 1.2891 | 1.2453 | 1.1192 | 0.77553 | 0.85362 | CgrEgs826 | CgrE | gs | 826 | 6.8134 | 335.2213 | [30 empty] | 8.8427 | 1.3249 | 1.048
826 | Refrigeration | Unit | Grocery | New | High Efficiency Refrigeration Compressor_Discus | 0.020325 | 0.016124 |  | 135.5 | 1 | 0.79333 | 6666.6667 | 16 |  | 315 | 15498.155 | Per Unit | GS | 0.57723 | 0.60437 | 0.83705 | 1.097 | 1.2026 | 1.2026 | 1.289 | 1.2891 | 1.2453 | 1.1192 | 0.77553 | 0.85362 | CgrNgs826 | CgrN | gs | 826 | 6.8134 | 335.2213 | [30 empty] | 0.041607 | 0.0062337 | 0.0049312
826 | Refrigeration | Unit | Healthcare | Existing | High Efficiency Refrigeration Compressor_Discus | 0.020325 | 0.016124 |  | 135.5 | 1 | 0.79333 | 6666.6667 | 16 |  | 315 | 15498.155 | Per Unit | GS | 0.57723 | 0.60437 | 0.83705 | 1.097 | 1.2026 | 1.2026 | 1.289 | 1.2891 | 1.2453 | 1.1192 | 0.77553 | 0.85362 | CheEgs826 | CheE | gs | 826 | 6.8134 | 335.2213 | [30 empty] | 0 | 0 | 0
826 | Refrigeration | Unit | Healthcare | New | High Efficiency Refrigeration Compressor_Discus | 0.020325 | 0.016124 |  | 135.5 | 1 | 0.79333 | 6666.6667 | 16 |  | 315 | 15498.155 | Per Unit | GS | 0.57723 | 0.60437 | 0.83705 | 1.097 | 1.2026 | 1.2026 | 1.289 | 1.2891 | 1.2453 | 1.1192 | 0.77553 | 0.85362 | CheNgs826 | CheN | gs | 826 | 6.8134 | 335.2213 | [30 empty] | 0 | 0 | 0
826 | Refrigeration | Unit | Hospitals | Existing | High Efficiency Refrigeration Compressor_Discus | 0.020325 | 0.016124 |  | 135.5 | 1 | 0.79333 | 6666.6667 | 16 |  | 315 | 15498.155 | Per Unit | GS | 0.57723 | 0.60437 | 0.83705 | 1.097 | 1.2026 | 1.2026 | 1.289 | 1.2891 | 1.2453 | 1.1192 | 0.77553 | 0.85362 | ChoEgs826 | ChoE | gs | 826 | 6.8134 | 335.2213 | [30 empty] | 0 | 0 | 0
826 | Refrigeration | Unit | Hospitals | New | High Efficiency Refrigeration Compressor_Discus | 0.020325 | 0.016124 |  | 135.5 | 1 | 0.79333 | 6666.6667 | 16 |  | 315 | 15498.155 | Per Unit | GS | 0.57723 | 0.60437 | 0.83705 | 1.097 | 1.2026 | 1.2026 | 1.289 | 1.2891 | 1.2453 | 1.1192 | 0.77553 | 0.85362 | ChoNgs826 | ChoN | gs | 826 | 6.8134 | 335.2213 | [30 empty] | 0 | 0 | 0
826 | Refrigeration | Unit | Institutional | Existing | High Efficiency Refrigeration Compressor_Discus | 0.019377 | 0.015718 |  | 135.5 | 1 | 0.81119 | 6993.007 | 16 |  | 315 | 16256.8059 | Per Unit | GS | 0.57723 | 0.60437 | 0.83705 | 1.097 | 1.2026 | 1.2026 | 1.289 | 1.2891 | 1.2453 | 1.1192 | 0.77553 | 0.85362 | CinEgs826 | CinE | gs | 826 | 6.8134 | 351.6308 | [30 empty] | 0 | 0 | 0
826 | Refrigeration | Unit | Institutional | New | High Efficiency Refrigeration Compressor_Discus | 0.019377 | 0.015718 |  | 135.5 | 1 | 0.81119 | 6993.007 | 16 |  | 315 | 16256.8059 | Per Unit | GS | 0.57723 | 0.60437 | 0.83705 | 1.097 | 1.2026 | 1.2026 | 1.289 | 1.2891 | 1.2453 | 1.1192 | 0.77553 | 0.85362 | CinNgs826 | CinN | gs | 826 | 6.8134 | 351.6308 | [30 empty] | 0 | 0 | 0
826 | Refrigeration | Unit | Lodging/Hospitality | Existing | High Efficiency Refrigeration Compressor_Discus | 0.020325 | 0.016124 |  | 135.5 | 1 | 0.79333 | 6666.6667 | 16 |  | 315 | 15498.155 | Per Unit | GS | 0.57723 | 0.60437 | 0.83705 | 1.097 | 1.2026 | 1.2026 | 1.289 | 1.2891 | 1.2453 | 1.1192 | 0.77553 | 0.85362 | CloEgs826 | CloE | gs | 826 | 6.8134 | 335.2213 | [30 empty] | 0 | 0 | 0
826 | Refrigeration | Unit | Lodging/Hospitality | New | High Efficiency Refrigeration Compressor_Discus | 0.020325 | 0.016124 |  | 135.5 | 1 | 0.79333 | 6666.6667 | 16 |  | 315 | 15498.155 | Per Unit | GS | 0.57723 | 0.60437 | 0.83705 | 1.097 | 1.2026 | 1.2026 | 1.289 | 1.2891 | 1.2453 | 1.1192 | 0.77553 | 0.85362 | CloNgs826 | CloN | gs | 826 | 6.8134 | 335.2213 | [30 empty] | 0 | 0 | 0
826 | Refrigeration | Unit | Miscellaneous | Existing | High Efficiency Refrigeration Compressor_Discus | 0.019377 | 0.015718 |  | 135.5 | 1 | 0.81119 | 6993.007 | 16 |  | 315 | 16256.8059 | Per Unit | GS | 0.57723 | 0.60437 | 0.83705 | 1.097 | 1.2026 | 1.2026 | 1.289 | 1.2891 | 1.2453 | 1.1192 | 0.77553 | 0.85362 | CmiEgs826 | CmiE | gs | 826 | 6.8134 | 351.6308 | [30 empty] | 0 | 0 | 0
826 | Refrigeration | Unit | Miscellaneous | New | High Efficiency Refrigeration Compressor_Discus | 0.019377 | 0.015718 |  | 135.5 | 1 | 0.81119 | 6993.007 | 16 |  | 315 | 16256.8059 | Per Unit | GS | 0.57723 | 0.60437 | 0.83705 | 1.097 | 1.2026 | 1.2026 | 1.289 | 1.2891 | 1.2453 | 1.1192 | 0.77553 | 0.85362 | CmiNgs826 | CmiN | gs | 826 | 6.8134 | 351.6308 | [30 empty] | 0 | 0 | 0
826 | Refrigeration | Unit | Offices | Existing | High Efficiency Refrigeration Compressor_Discus | 0.019377 | 0.015718 |  | 135.5 | 1 | 0.81119 | 6993.007 | 16 |  | 315 | 16256.8059 | Per Unit | GS | 0.57723 | 0.60437 | 0.83705 | 1.097 | 1.2026 | 1.2026 | 1.289 | 1.2891 | 1.2453 | 1.1192 | 0.77553 | 0.85362 | CofEgs826 | CofE | gs | 826 | 6.8134 | 351.6308 | [30 empty] | 0 | 0 | 0
826 | Refrigeration | Unit | Offices | New | High Efficiency Refrigeration Compressor_Discus | 0.019377 | 0.015718 |  | 135.5 | 1 | 0.81119 | 6993.007 | 16 |  | 315 | 16256.8059 | Per Unit | GS | 0.57723 | 0.60437 | 0.83705 | 1.097 | 1.2026 | 1.2026 | 1.289 | 1.2891 | 1.2453 | 1.1192 | 0.77553 | 0.85362 | CofNgs826 | CofN | gs | 826 | 6.8134 | 351.6308 | [30 empty] | 0 | 0 | 0
826 | Refrigeration | Unit | Restaurants | Existing | High Efficiency Refrigeration Compressor_Discus | 0.019106 | 0.015312 |  | 135.5 | 1 | 0.80142 | 7092.1986 | 16 |  | 315 | 16487.3989 | Per Unit | GS | 0.57723 | 0.60437 | 0.83705 | 1.097 | 1.2026 | 1.2026 | 1.289 | 1.2891 | 1.2453 | 1.1192 | 0.77553 | 0.85362 | CreEgs826 | CreE | gs | 826 | 6.8134 | 356.6184 | [30 empty] | 0 | 0 | 0
826 | Refrigeration | Unit | Restaurants | New | High Efficiency Refrigeration Compressor_Discus | 0.019106 | 0.015312 |  | 135.5 | 1 | 0.80142 | 7092.1986 | 16 |  | 315 | 16487.3989 | Per Unit | GS | 0.57723 | 0.60437 | 0.83705 | 1.097 | 1.2026 | 1.2026 | 1.289 | 1.2891 | 1.2453 | 1.1192 | 0.77553 | 0.85362 | CreNgs826 | CreN | gs | 826 | 6.8134 | 356.6184 | [30 empty] | 0 | 0 | 0
826 | Refrigeration | Unit | Retail | Existing | High Efficiency Refrigeration Compressor_Discus | 0.020325 | 0.016124 |  | 135.5 | 1 | 0.79333 | 6666.6667 | 16 |  | 315 | 15498.155 | Per Unit | GS | 0.57723 | 0.60437 | 0.83705 | 1.097 | 1.2026 | 1.2026 | 1.289 | 1.2891 | 1.2453 | 1.1192 | 0.77553 | 0.85362 | CrtEgs826 | CrtE | gs | 826 | 6.8134 | 335.2213 | [30 empty] | 0 | 0 | 0
826 | Refrigeration | Unit | Retail | New | High Efficiency Refrigeration Compressor_Discus | 0.020325 | 0.016124 |  | 135.5 | 1 | 0.79333 | 6666.6667 | 16 |  | 315 | 15498.155 | Per Unit | GS | 0.57723 | 0.60437 | 0.83705 | 1.097 | 1.2026 | 1.2026 | 1.289 | 1.2891 | 1.2453 | 1.1192 | 0.77553 | 0.85362 | CrtNgs826 | CrtN | gs | 826 | 6.8134 | 335.2213 | [30 empty] | 0 | 0 | 0
826 | Refrigeration | Unit | Schools K-12 | Existing | High Efficiency Refrigeration Compressor_Discus | 0.019377 | 0.015718 |  | 135.5 | 1 | 0.81119 | 6993.007 | 16 |  | 315 | 16256.8059 | Per Unit | GS | 0.57723 | 0.60437 | 0.83705 | 1.097 | 1.2026 | 1.2026 | 1.289 | 1.2891 | 1.2453 | 1.1192 | 0.77553 | 0.85362 | CscEgs826 | CscE | gs | 826 | 6.8134 | 351.6308 | [30 empty] | 0 | 0 | 0
826 | Refrigeration | Unit | Schools K-12 | New | High Efficiency Refrigeration Compressor_Discus | 0.019377 | 0.015718 |  | 135.5 | 1 | 0.81119 | 6993.007 | 16 |  | 315 | 16256.8059 | Per Unit | GS | 0.57723 | 0.60437 | 0.83705 | 1.097 | 1.2026 | 1.2026 | 1.289 | 1.2891 | 1.2453 | 1.1192 | 0.77553 | 0.85362 | CscNgs826 | CscN | gs | 826 | 6.8134 | 351.6308 | [30 empty] | 0 | 0 | 0
826 | Refrigeration | Unit | Warehouse | Existing | High Efficiency Refrigeration Compressor_Discus | 0.019377 | 0.015718 |  | 135.5 | 1 | 0.81119 | 6993.007 | 16 |  | 315 | 16256.8059 | Per Unit | GS | 0.57723 | 0.60437 | 0.83705 | 1.097 | 1.2026 | 1.2026 | 1.289 | 1.2891 | 1.2453 | 1.1192 | 0.77553 | 0.85362 | CwaEgs826 | CwaE | gs | 826 | 6.8134 | 351.6308 | [30 empty] | 0 | 0 | 0
826 | Refrigeration | Unit | Warehouse | New | High Efficiency Refrigeration Compressor_Discus | 0.019377 | 0.015718 |  | 135.5 | 1 | 0.81119 | 6993.007 | 16 |  | 315 | 16256.8059 | Per Unit | GS | 0.57723 | 0.60437 | 0.83705 | 1.097 | 1.2026 | 1.2026 | 1.289 | 1.2891 | 1.2453 | 1.1192 | 0.77553 | 0.85362 | CwaNgs826 | CwaN | gs | 826 | 6.8134 | 351.6308 | [30 empty] | 0 | 0 | 0
827 | Refrigeration | Unit | Assembly | Existing | High Efficiency Refrigeration Compressor_Scroll | 0.020355 | 0.016148 |  | 135.7 | 1 | 0.79333 | 6666.6667 | 16 |  | 315 | 15475.3132 | Per Unit | GS | 0.57723 | 0.60437 | 0.83705 | 1.097 | 1.2026 | 1.2026 | 1.289 | 1.2891 | 1.2453 | 1.1192 | 0.77553 | 0.85362 | CasEgs827 | CasE | gs | 827 | 6.8234 | 335.2213 | [30 empty] | 0 | 0 | 0
827 | Refrigeration | Unit | Assembly | New | High Efficiency Refrigeration Compressor_Scroll | 0.020355 | 0.016148 |  | 135.7 | 1 | 0.79333 | 6666.6667 | 16 |  | 315 | 15475.3132 | Per Unit | GS | 0.57723 | 0.60437 | 0.83705 | 1.097 | 1.2026 | 1.2026 | 1.289 | 1.2891 | 1.2453 | 1.1192 | 0.77553 | 0.85362 | CasNgs827 | CasN | gs | 827 | 6.8234 | 335.2213 | [30 empty] | 0 | 0 | 0
827 | Refrigeration | Unit | College and University | Existing | High Efficiency Refrigeration Compressor_Scroll | 0.020355 | 0.016148 |  | 135.7 | 1 | 0.79333 | 6666.6667 | 16 |  | 315 | 15475.3132 | Per Unit | GS | 0.57723 | 0.60437 | 0.83705 | 1.097 | 1.2026 | 1.2026 | 1.289 | 1.2891 | 1.2453 | 1.1192 | 0.77553 | 0.85362 | CcoEgs827 | CcoE | gs | 827 | 6.8234 | 335.2213 | [30 empty] | 0 | 0 | 0
827 | Refrigeration | Unit | College and University | New | High Efficiency Refrigeration Compressor_Scroll | 0.020355 | 0.016148 |  | 135.7 | 1 | 0.79333 | 6666.6667 | 16 |  | 315 | 15475.3132 | Per Unit | GS | 0.57723 | 0.60437 | 0.83705 | 1.097 | 1.2026 | 1.2026 | 1.289 | 1.2891 | 1.2453 | 1.1192 | 0.77553 | 0.85362 | CcoNgs827 | CcoN | gs | 827 | 6.8234 | 335.2213 | [30 empty] | 0 | 0 | 0
827 | Refrigeration | Unit | Data Center | Existing | High Efficiency Refrigeration Compressor_Scroll | 0.019405 | 0.015741 |  | 135.7 | 1 | 0.81119 | 6993.007 | 16 |  | 315 | 16232.846 | Per Unit | GS | 0.57723 | 0.60437 | 0.83705 | 1.097 | 1.2026 | 1.2026 | 1.289 | 1.2891 | 1.2453 | 1.1192 | 0.77553 | 0.85362 | CdaEgs827 | CdaE | gs | 827 | 6.8234 | 351.6308 | [30 empty] | 0 | 0 | 0
827 | Refrigeration | Unit | Data Center | New | High Efficiency Refrigeration Compressor_Scroll | 0.019405 | 0.015741 |  | 135.7 | 1 | 0.81119 | 6993.007 | 16 |  | 315 | 16232.846 | Per Unit | GS | 0.57723 | 0.60437 | 0.83705 | 1.097 | 1.2026 | 1.2026 | 1.289 | 1.2891 | 1.2453 | 1.1192 | 0.77553 | 0.85362 | CdaNgs827 | CdaN | gs | 827 | 6.8234 | 351.6308 | [30 empty] | 0 | 0 | 0
827 | Refrigeration | Unit | Grocery | Existing | High Efficiency Refrigeration Compressor_Scroll | 0.020355 | 0.016148 |  | 135.7 | 1 | 0.79333 | 6666.6667 | 16 |  | 315 | 15475.3132 | Per Unit | GS | 0.57723 | 0.60437 | 0.83705 | 1.097 | 1.2026 | 1.2026 | 1.289 | 1.2891 | 1.2453 | 1.1192 | 0.77553 | 0.85362 | CgrEgs827 | CgrE | gs | 827 | 6.8234 | 335.2213 | [30 empty] | 9.3415 | 1.3996 | 1.1071
827 | Refrigeration | Unit | Grocery | New | High Efficiency Refrigeration Compressor_Scroll | 0.020355 | 0.016148 |  | 135.7 | 1 | 0.79333 | 6666.6667 | 16 |  | 315 | 15475.3132 | Per Unit | GS | 0.57723 | 0.60437 | 0.83705 | 1.097 | 1.2026 | 1.2026 | 1.289 | 1.2891 | 1.2453 | 1.1192 | 0.77553 | 0.85362 | CgrNgs827 | CgrN | gs | 827 | 6.8234 | 335.2213 | [30 empty] | 0.043954 | 0.0065853 | 0.0052094
827 | Refrigeration | Unit | Healthcare | Existing | High Efficiency Refrigeration Compressor_Scroll | 0.020355 | 0.016148 |  | 135.7 | 1 | 0.79333 | 6666.6667 | 16 |  | 315 | 15475.3132 | Per Unit | GS | 0.57723 | 0.60437 | 0.83705 | 1.097 | 1.2026 | 1.2026 | 1.289 | 1.2891 | 1.2453 | 1.1192 | 0.77553 | 0.85362 | CheEgs827 | CheE | gs | 827 | 6.8234 | 335.2213 | [30 empty] | 0 | 0 | 0
827 | Refrigeration | Unit | Healthcare | New | High Efficiency Refrigeration Compressor_Scroll | 0.020355 | 0.016148 |  | 135.7 | 1 | 0.79333 | 6666.6667 | 16 |  | 315 | 15475.3132 | Per Unit | GS | 0.57723 | 0.60437 | 0.83705 | 1.097 | 1.2026 | 1.2026 | 1.289 | 1.2891 | 1.2453 | 1.1192 | 0.77553 | 0.85362 | CheNgs827 | CheN | gs | 827 | 6.8234 | 335.2213 | [30 empty] | 0 | 0 | 0
827 | Refrigeration | Unit | Hospitals | Existing | High Efficiency Refrigeration Compressor_Scroll | 0.020355 | 0.016148 |  | 135.7 | 1 | 0.79333 | 6666.6667 | 16 |  | 315 | 15475.3132 | Per Unit | GS | 0.57723 | 0.60437 | 0.83705 | 1.097 | 1.2026 | 1.2026 | 1.289 | 1.2891 | 1.2453 | 1.1192 | 0.77553 | 0.85362 | ChoEgs827 | ChoE | gs | 827 | 6.8234 | 335.2213 | [30 empty] | 0 | 0 | 0
827 | Refrigeration | Unit | Hospitals | New | High Efficiency Refrigeration Compressor_Scroll | 0.020355 | 0.016148 |  | 135.7 | 1 | 0.79333 | 6666.6667 | 16 |  | 315 | 15475.3132 | Per Unit | GS | 0.57723 | 0.60437 | 0.83705 | 1.097 | 1.2026 | 1.2026 | 1.289 | 1.2891 | 1.2453 | 1.1192 | 0.77553 | 0.85362 | ChoNgs827 | ChoN | gs | 827 | 6.8234 | 335.2213 | [30 empty] | 0 | 0 | 0
827 | Refrigeration | Unit | Institutional | Existing | High Efficiency Refrigeration Compressor_Scroll | 0.019405 | 0.015741 |  | 135.7 | 1 | 0.81119 | 6993.007 | 16 |  | 315 | 16232.846 | Per Unit | GS | 0.57723 | 0.60437 | 0.83705 | 1.097 | 1.2026 | 1.2026 | 1.289 | 1.2891 | 1.2453 | 1.1192 | 0.77553 | 0.85362 | CinEgs827 | CinE | gs | 827 | 6.8234 | 351.6308 | [30 empty] | 0 | 0 | 0
827 | Refrigeration | Unit | Institutional | New | High Efficiency Refrigeration Compressor_Scroll | 0.019405 | 0.015741 |  | 135.7 | 1 | 0.81119 | 6993.007 | 16 |  | 315 | 16232.846 | Per Unit | GS | 0.57723 | 0.60437 | 0.83705 | 1.097 | 1.2026 | 1.2026 | 1.289 | 1.2891 | 1.2453 | 1.1192 | 0.77553 | 0.85362 | CinNgs827 | CinN | gs | 827 | 6.8234 | 351.6308 | [30 empty] | 0 | 0 | 0
827 | Refrigeration | Unit | Lodging/Hospitality | Existing | High Efficiency Refrigeration Compressor_Scroll | 0.020355 | 0.016148 |  | 135.7 | 1 | 0.79333 | 6666.6667 | 16 |  | 315 | 15475.3132 | Per Unit | GS | 0.57723 | 0.60437 | 0.83705 | 1.097 | 1.2026 | 1.2026 | 1.289 | 1.2891 | 1.2453 | 1.1192 | 0.77553 | 0.85362 | CloEgs827 | CloE | gs | 827 | 6.8234 | 335.2213 | [30 empty] | 0 | 0 | 0
827 | Refrigeration | Unit | Lodging/Hospitality | New | High Efficiency Refrigeration Compressor_Scroll | 0.020355 | 0.016148 |  | 135.7 | 1 | 0.79333 | 6666.6667 | 16 |  | 315 | 15475.3132 | Per Unit | GS | 0.57723 | 0.60437 | 0.83705 | 1.097 | 1.2026 | 1.2026 | 1.289 | 1.2891 | 1.2453 | 1.1192 | 0.77553 | 0.85362 | CloNgs827 | CloN | gs | 827 | 6.8234 | 335.2213 | [30 empty] | 0 | 0 | 0
827 | Refrigeration | Unit | Miscellaneous | Existing | High Efficiency Refrigeration Compressor_Scroll | 0.019405 | 0.015741 |  | 135.7 | 1 | 0.81119 | 6993.007 | 16 |  | 315 | 16232.846 | Per Unit | GS | 0.57723 | 0.60437 | 0.83705 | 1.097 | 1.2026 | 1.2026 | 1.289 | 1.2891 | 1.2453 | 1.1192 | 0.77553 | 0.85362 | CmiEgs827 | CmiE | gs | 827 | 6.8234 | 351.6308 | [30 empty] | 0 | 0 | 0
827 | Refrigeration | Unit | Miscellaneous | New | High Efficiency Refrigeration Compressor_Scroll | 0.019405 | 0.015741 |  | 135.7 | 1 | 0.81119 | 6993.007 | 16 |  | 315 | 16232.846 | Per Unit | GS | 0.57723 | 0.60437 | 0.83705 | 1.097 | 1.2026 | 1.2026 | 1.289 | 1.2891 | 1.2453 | 1.1192 | 0.77553 | 0.85362 | CmiNgs827 | CmiN | gs | 827 | 6.8234 | 351.6308 | [30 empty] | 0 | 0 | 0
827 | Refrigeration | Unit | Offices | Existing | High Efficiency Refrigeration Compressor_Scroll | 0.019405 | 0.015741 |  | 135.7 | 1 | 0.81119 | 6993.007 | 16 |  | 315 | 16232.846 | Per Unit | GS | 0.57723 | 0.60437 | 0.83705 | 1.097 | 1.2026 | 1.2026 | 1.289 | 1.2891 | 1.2453 | 1.1192 | 0.77553 | 0.85362 | CofEgs827 | CofE | gs | 827 | 6.8234 | 351.6308 | [30 empty] | 0 | 0 | 0
827 | Refrigeration | Unit | Offices | New | High Efficiency Refrigeration Compressor_Scroll | 0.019405 | 0.015741 |  | 135.7 | 1 | 0.81119 | 6993.007 | 16 |  | 315 | 16232.846 | Per Unit | GS | 0.57723 | 0.60437 | 0.83705 | 1.097 | 1.2026 | 1.2026 | 1.289 | 1.2891 | 1.2453 | 1.1192 | 0.77553 | 0.85362 | CofNgs827 | CofN | gs | 827 | 6.8234 | 351.6308 | [30 empty] | 0 | 0 | 0
827 | Refrigeration | Unit | Restaurants | Existing | High Efficiency Refrigeration Compressor_Scroll | 0.019134 | 0.015334 |  | 135.7 | 1 | 0.80142 | 7092.1986 | 16 |  | 315 | 16463.0991 | Per Unit | GS | 0.57723 | 0.60437 | 0.83705 | 1.097 | 1.2026 | 1.2026 | 1.289 | 1.2891 | 1.2453 | 1.1192 | 0.77553 | 0.85362 | CreEgs827 | CreE | gs | 827 | 6.8234 | 356.6184 | [30 empty] | 0 | 0 | 0
827 | Refrigeration | Unit | Restaurants | New | High Efficiency Refrigeration Compressor_Scroll | 0.019134 | 0.015334 |  | 135.7 | 1 | 0.80142 | 7092.1986 | 16 |  | 315 | 16463.0991 | Per Unit | GS | 0.57723 | 0.60437 | 0.83705 | 1.097 | 1.2026 | 1.2026 | 1.289 | 1.2891 | 1.2453 | 1.1192 | 0.77553 | 0.85362 | CreNgs827 | CreN | gs | 827 | 6.8234 | 356.6184 | [30 empty] | 0 | 0 | 0
827 | Refrigeration | Unit | Retail | Existing | High Efficiency Refrigeration Compressor_Scroll | 0.020355 | 0.016148 |  | 135.7 | 1 | 0.79333 | 6666.6667 | 16 |  | 315 | 15475.3132 | Per Unit | GS | 0.57723 | 0.60437 | 0.83705 | 1.097 | 1.2026 | 1.2026 | 1.289 | 1.2891 | 1.2453 | 1.1192 | 0.77553 | 0.85362 | CrtEgs827 | CrtE | gs | 827 | 6.8234 | 335.2213 | [30 empty] | 0 | 0 | 0
827 | Refrigeration | Unit | Retail | New | High Efficiency Refrigeration Compressor_Scroll | 0.020355 | 0.016148 |  | 135.7 | 1 | 0.79333 | 6666.6667 | 16 |  | 315 | 15475.3132 | Per Unit | GS | 0.57723 | 0.60437 | 0.83705 | 1.097 | 1.2026 | 1.2026 | 1.289 | 1.2891 | 1.2453 | 1.1192 | 0.77553 | 0.85362 | CrtNgs827 | CrtN | gs | 827 | 6.8234 | 335.2213 | [30 empty] | 0 | 0 | 0
827 | Refrigeration | Unit | Schools K-12 | Existing | High Efficiency Refrigeration Compressor_Scroll | 0.019405 | 0.015741 |  | 135.7 | 1 | 0.81119 | 6993.007 | 16 |  | 315 | 16232.846 | Per Unit | GS | 0.57723 | 0.60437 | 0.83705 | 1.097 | 1.2026 | 1.2026 | 1.289 | 1.2891 | 1.2453 | 1.1192 | 0.77553 | 0.85362 | CscEgs827 | CscE | gs | 827 | 6.8234 | 351.6308 | [30 empty] | 0 | 0 | 0
827 | Refrigeration | Unit | Schools K-12 | New | High Efficiency Refrigeration Compressor_Scroll | 0.019405 | 0.015741 |  | 135.7 | 1 | 0.81119 | 6993.007 | 16 |  | 315 | 16232.846 | Per Unit | GS | 0.57723 | 0.60437 | 0.83705 | 1.097 | 1.2026 | 1.2026 | 1.289 | 1.2891 | 1.2453 | 1.1192 | 0.77553 | 0.85362 | CscNgs827 | CscN | gs | 827 | 6.8234 | 351.6308 | [30 empty] | 0 | 0 | 0
827 | Refrigeration | Unit | Warehouse | Existing | High Efficiency Refrigeration Compressor_Scroll | 0.019405 | 0.015741 |  | 135.7 | 1 | 0.81119 | 6993.007 | 16 |  | 315 | 16232.846 | Per Unit | GS | 0.57723 | 0.60437 | 0.83705 | 1.097 | 1.2026 | 1.2026 | 1.289 | 1.2891 | 1.2453 | 1.1192 | 0.77553 | 0.85362 | CwaEgs827 | CwaE | gs | 827 | 6.8234 | 351.6308 | [30 empty] | 0 | 0 | 0
827 | Refrigeration | Unit | Warehouse | New | High Efficiency Refrigeration Compressor_Scroll | 0.019405 | 0.015741 |  | 135.7 | 1 | 0.81119 | 6993.007 | 16 |  | 315 | 16232.846 | Per Unit | GS | 0.57723 | 0.60437 | 0.83705 | 1.097 | 1.2026 | 1.2026 | 1.289 | 1.2891 | 1.2453 | 1.1192 | 0.77553 | 0.85362 | CwaNgs827 | CwaN | gs | 827 | 6.8234 | 351.6308 | [30 empty] | 0 | 0 | 0
828 | Refrigeration | Unit | Assembly | Existing | Water Cooled Refrigeration Heat Recovery | 0.019378 | 0.029512 |  | 155.85 | 1 | 1.523 | 8042.7228 | 15 |  | 12.47 | 643.521 | Per End Use Consumption | GS | 1 | 1 | 1 | 1 | 1 | 1 | 1 | 1 | 1 | 1 | 1 | 1 | CasEgs828 | CasE | gs | 828 | 7.8366 | 404.4138 | [30 empty] | 1.1599 | 0.14422 | 0.21964
828 | Refrigeration | Unit | Assembly | New | Water Cooled Refrigeration Heat Recovery | 0.019378 | 0.029512 |  | 155.85 | 1 | 1.523 | 8042.7228 | 15 |  | 12.47 | 643.521 | Per End Use Consumption | GS | 1 | 1 | 1 | 1 | 1 | 1 | 1 | 1 | 1 | 1 | 1 | 1 | CasNgs828 | CasN | gs | 828 | 7.8366 | 404.4138 | [30 empty] | 0.0064501 | 0.00080198 | 0.0012214
828 | Refrigeration | Unit | College and University | Existing | Water Cooled Refrigeration Heat Recovery | 0.062617 | 0.076047 |  | 682.86 | 1 | 1.2145 | 10905.4227 | 15 |  | 54.63 | 872.453 | Per End Use Consumption | GS | 1 | 1 | 1 | 1 | 1 | 1 | 1 | 1 | 1 | 1 | 1 | 1 | CcoEgs828 | CcoE | gs | 828 | 34.3364 | 548.3596 | [30 empty] | 0.45634 | 0.041845 | 0.05082
828 | Refrigeration | Unit | College and University | New | Water Cooled Refrigeration Heat Recovery | 0.062617 | 0.076047 |  | 682.86 | 1 | 1.2145 | 10905.4227 | 15 |  | 54.63 | 872.453 | Per End Use Consumption | GS | 1 | 1 | 1 | 1 | 1 | 1 | 1 | 1 | 1 | 1 | 1 | 1 | CcoNgs828 | CcoN | gs | 828 | 34.3364 | 548.3596 | [30 empty] | 0.0025377 | 0.0002327 | 0.00028261
828 | Refrigeration | Unit | Data Center | Existing | Water Cooled Refrigeration Heat Recovery | 1.9737 | 2.3971 |  | 21524.32 | 1 | 1.2145 | 10905.4227 | 15 |  | 1721.95 | 872.436 | Per End Use Consumption | GS | 1 | 1 | 1 | 1 | 1 | 1 | 1 | 1 | 1 | 1 | 1 | 1 | CdaEgs828 | CdaE | gs | 828 | 1082.3117 | 548.3596 | [30 empty] | 0.031539 | 0.002892 | 0.0035123
828 | Refrigeration | Unit | Data Center | New | Water Cooled Refrigeration Heat Recovery | 1.9737 | 2.3971 |  | 21524.32 | 1 | 1.2145 | 10905.4227 | 15 |  | 1721.95 | 872.436 | Per End Use Consumption | GS | 1 | 1 | 1 | 1 | 1 | 1 | 1 | 1 | 1 | 1 | 1 | 1 | CdaNgs828 | CdaN | gs | 828 | 1082.3117 | 548.3596 | [30 empty] | 0.00017539 | 1.6083e-05 | 1.9532e-05
828 | Refrigeration | Unit | Grocery | Existing | Water Cooled Refrigeration Heat Recovery | 0.0062914 | 0.0095818 |  | 50.6 | 1 | 1.523 | 8042.7224 | 15 |  | 4.05 | 643.7357 | Per End Use Consumption | GS | 1 | 1 | 1 | 1 | 1 | 1 | 1 | 1 | 1 | 1 | 1 | 1 | CgrEgs828 | CgrE | gs | 828 | 2.5443 | 404.4138 | [30 empty] | 0.24487 | 0.030447 | 0.04637
828 | Refrigeration | Unit | Grocery | New | Water Cooled Refrigeration Heat Recovery | 0.0062914 | 0.0095818 |  | 50.6 | 1 | 1.523 | 8042.7224 | 15 |  | 4.05 | 643.7357 | Per End Use Consumption | GS | 1 | 1 | 1 | 1 | 1 | 1 | 1 | 1 | 1 | 1 | 1 | 1 | CgrNgs828 | CgrN | gs | 828 | 2.5443 | 404.4138 | [30 empty] | 0.0013617 | 0.00016931 | 0.00025787
828 | Refrigeration | Unit | Healthcare | Existing | Water Cooled Refrigeration Heat Recovery | 0.0096136 | 0.011676 |  | 104.84 | 1 | 1.2145 | 10905.4226 | 15 |  | 8.39 | 872.7251 | Per End Use Consumption | GS | 1 | 1 | 1 | 1 | 1 | 1 | 1 | 1 | 1 | 1 | 1 | 1 | CheEgs828 | CheE | gs | 828 | 5.2717 | 548.3596 | [30 empty] | 0.43236 | 0.039646 | 0.048149
828 | Refrigeration | Unit | Healthcare | New | Water Cooled Refrigeration Heat Recovery | 0.0096136 | 0.011676 |  | 104.84 | 1 | 1.2145 | 10905.4226 | 15 |  | 8.39 | 872.7251 | Per End Use Consumption | GS | 1 | 1 | 1 | 1 | 1 | 1 | 1 | 1 | 1 | 1 | 1 | 1 | CheNgs828 | CheN | gs | 828 | 5.2717 | 548.3596 | [30 empty] | 0.0027745 | 0.00025442 | 0.00030898
828 | Refrigeration | Unit | Hospitals | Existing | Water Cooled Refrigeration Heat Recovery | 2.0228 | 2.4567 |  | 22059.53 | 1 | 1.2145 | 10905.4227 | 15 |  | 1764.76 | 872.4326 | Per End Use Consumption | GS | 1 | 1 | 1 | 1 | 1 | 1 | 1 | 1 | 1 | 1 | 1 | 1 | ChoEgs828 | ChoE | gs | 828 | 1109.2238 | 548.3596 | [30 empty] | 0.2528 | 0.023181 | 0.028153
828 | Refrigeration | Unit | Hospitals | New | Water Cooled Refrigeration Heat Recovery | 2.0228 | 2.4567 |  | 22059.53 | 1 | 1.2145 | 10905.4227 | 15 |  | 1764.76 | 872.4326 | Per End Use Consumption | GS | 1 | 1 | 1 | 1 | 1 | 1 | 1 | 1 | 1 | 1 | 1 | 1 | ChoNgs828 | ChoN | gs | 828 | 1109.2238 | 548.3596 | [30 empty] | 0.0014058 | 0.00012891 | 0.00015656
828 | Refrigeration | Unit | Institutional | Existing | Water Cooled Refrigeration Heat Recovery | 0.0079905 | 0.0097043 |  | 87.14 | 1 | 1.2145 | 10905.4229 | 15 |  | 6.97 | 872.2837 | Per End Use Consumption | GS | 1 | 1 | 1 | 1 | 1 | 1 | 1 | 1 | 1 | 1 | 1 | 1 | CinEgs828 | CinE | gs | 828 | 4.3817 | 548.3596 | [30 empty] | 0.40869 | 0.037476 | 0.045514
828 | Refrigeration | Unit | Institutional | New | Water Cooled Refrigeration Heat Recovery | 0.0079905 | 0.0097043 |  | 87.14 | 1 | 1.2145 | 10905.4229 | 15 |  | 6.97 | 872.2837 | Per End Use Consumption | GS | 1 | 1 | 1 | 1 | 1 | 1 | 1 | 1 | 1 | 1 | 1 | 1 | CinNgs828 | CinN | gs | 828 | 4.3817 | 548.3596 | [30 empty] | 0.0022727 | 0.0002084 | 0.0002531
828 | Refrigeration | Unit | Lodging/Hospitality | Existing | Water Cooled Refrigeration Heat Recovery | 0.1897 | 0.76062 |  | 4820.95 | 1 | 4.0096 | 25413.8002 | 15 |  | 385.68 | 2033.1251 | Per End Use Consumption | GS | 1 | 1 | 1 | 1 | 1 | 1 | 1 | 1 | 1 | 1 | 1 | 1 | CloEgs828 | CloE | gs | 828 | 242.4128 | 1277.8872 | [30 empty] | 6.7896 | 0.26716 | 1.0712
828 | Refrigeration | Unit | Lodging/Hospitality | New | Water Cooled Refrigeration Heat Recovery | 0.1897 | 0.76062 |  | 4820.95 | 1 | 4.0096 | 25413.8002 | 15 |  | 385.68 | 2033.1251 | Per End Use Consumption | GS | 1 | 1 | 1 | 1 | 1 | 1 | 1 | 1 | 1 | 1 | 1 | 1 | CloNgs828 | CloN | gs | 828 | 242.4128 | 1277.8872 | [30 empty] | 0.037757 | 0.0014857 | 0.005957
828 | Refrigeration | Unit | Miscellaneous | Existing | Water Cooled Refrigeration Heat Recovery | 0.021015 | 0.032006 |  | 169.02 | 1 | 1.523 | 8042.7228 | 15 |  | 13.52 | 643.3417 | Per End Use Consumption | GS | 1 | 1 | 1 | 1 | 1 | 1 | 1 | 1 | 1 | 1 | 1 | 1 | CmiEgs828 | CmiE | gs | 828 | 8.4989 | 404.4138 | [30 empty] | 1.5091 | 0.18763 | 0.28576
828 | Refrigeration | Unit | Miscellaneous | New | Water Cooled Refrigeration Heat Recovery | 0.021015 | 0.032006 |  | 169.02 | 1 | 1.523 | 8042.7228 | 15 |  | 13.52 | 643.3417 | Per End Use Consumption | GS | 1 | 1 | 1 | 1 | 1 | 1 | 1 | 1 | 1 | 1 | 1 | 1 | CmiNgs828 | CmiN | gs | 828 | 8.4989 | 404.4138 | [30 empty] | 0.0083919 | 0.0010434 | 0.0015891
828 | Refrigeration | Unit | Offices | Existing | Water Cooled Refrigeration Heat Recovery | 0.024241 | 0.036918 |  | 194.96 | 1 | 1.523 | 8042.7228 | 15 |  | 15.6 | 643.5498 | Per End Use Consumption | GS | 1 | 1 | 1 | 1 | 1 | 1 | 1 | 1 | 1 | 1 | 1 | 1 | CofEgs828 | CofE | gs | 828 | 9.8032 | 404.4138 | [30 empty] | 4.0947 | 0.50912 | 0.77539
828 | Refrigeration | Unit | Offices | New | Water Cooled Refrigeration Heat Recovery | 0.024241 | 0.036918 |  | 194.96 | 1 | 1.523 | 8042.7228 | 15 |  | 15.6 | 643.5498 | Per End Use Consumption | GS | 1 | 1 | 1 | 1 | 1 | 1 | 1 | 1 | 1 | 1 | 1 | 1 | CofNgs828 | CofN | gs | 828 | 9.8032 | 404.4138 | [30 empty] | 0.02277 | 0.0028312 | 0.0043119
828 | Refrigeration | Unit | Restaurants | Existing | Water Cooled Refrigeration Heat Recovery | 0.28974 | 0.44128 |  | 2330.33 | 1 | 1.523 | 8042.7229 | 15 |  | 186.43 | 643.4303 | Per End Use Consumption | GS | 1 | 1 | 1 | 1 | 1 | 1 | 1 | 1 | 1 | 1 | 1 | 1 | CreEgs828 | CreE | gs | 828 | 117.1765 | 404.4139 | [30 empty] | 13.1276 | 1.6322 | 2.4859
828 | Refrigeration | Unit | Restaurants | New | Water Cooled Refrigeration Heat Recovery | 0.28974 | 0.44128 |  | 2330.33 | 1 | 1.523 | 8042.7229 | 15 |  | 186.43 | 643.4303 | Per End Use Consumption | GS | 1 | 1 | 1 | 1 | 1 | 1 | 1 | 1 | 1 | 1 | 1 | 1 | CreNgs828 | CreN | gs | 828 | 117.1765 | 404.4139 | [30 empty] | 0.073002 | 0.0090768 | 0.013824
828 | Refrigeration | Unit | Retail | Existing | Water Cooled Refrigeration Heat Recovery | 0.11315 | 0.17233 |  | 910.03 | 1 | 1.523 | 8042.7229 | 15 |  | 72.8 | 643.3966 | Per End Use Consumption | GS | 1 | 1 | 1 | 1 | 1 | 1 | 1 | 1 | 1 | 1 | 1 | 1 | CrtEgs828 | CrtE | gs | 828 | 45.7592 | 404.4139 | [30 empty] | 2.0623 | 0.25642 | 0.39052
828 | Refrigeration | Unit | Retail | New | Water Cooled Refrigeration Heat Recovery | 0.11315 | 0.17233 |  | 910.03 | 1 | 1.523 | 8042.7229 | 15 |  | 72.8 | 643.3966 | Per End Use Consumption | GS | 1 | 1 | 1 | 1 | 1 | 1 | 1 | 1 | 1 | 1 | 1 | 1 | CrtNgs828 | CrtN | gs | 828 | 45.7592 | 404.4139 | [30 empty] | 0.011468 | 0.0014259 | 0.0021717
828 | Refrigeration | Unit | Schools K-12 | Existing | Water Cooled Refrigeration Heat Recovery | 0.31703 | 0.48284 |  | 2549.78 | 1 | 1.523 | 8042.7229 | 15 |  | 203.98 | 643.4103 | Per End Use Consumption | GS | 1 | 1 | 1 | 1 | 1 | 1 | 1 | 1 | 1 | 1 | 1 | 1 | CscEgs828 | CscE | gs | 828 | 128.2111 | 404.4139 | [30 empty] | 2.8367 | 0.3527 | 0.53716
828 | Refrigeration | Unit | Schools K-12 | New | Water Cooled Refrigeration Heat Recovery | 0.31703 | 0.48284 |  | 2549.78 | 1 | 1.523 | 8042.7229 | 15 |  | 203.98 | 643.4103 | Per End Use Consumption | GS | 1 | 1 | 1 | 1 | 1 | 1 | 1 | 1 | 1 | 1 | 1 | 1 | CscNgs828 | CscN | gs | 828 | 128.2111 | 404.4139 | [30 empty] | 0.015775 | 0.0019613 | 0.0029871
828 | Refrigeration | Unit | Warehouse | Existing | Water Cooled Refrigeration Heat Recovery | 0.0098487 | 0.015 |  | 79.21 | 1 | 1.523 | 8042.7226 | 15 |  | 6.34 | 643.7427 | Per End Use Consumption | GS | 1 | 1 | 1 | 1 | 1 | 1 | 1 | 1 | 1 | 1 | 1 | 1 | CwaEgs828 | CwaE | gs | 828 | 3.9829 | 404.4138 | [30 empty] | 0.44549 | 0.05539 | 0.084359
828 | Refrigeration | Unit | Warehouse | New | Water Cooled Refrigeration Heat Recovery | 0.0098487 | 0.015 |  | 79.21 | 1 | 1.523 | 8042.7226 | 15 |  | 6.34 | 643.7427 | Per End Use Consumption | GS | 1 | 1 | 1 | 1 | 1 | 1 | 1 | 1 | 1 | 1 | 1 | 1 | CwaNgs828 | CwaN | gs | 828 | 3.9829 | 404.4138 | [30 empty] | 0.0024774 | 0.00030802 | 0.00046912
829 | Refrigeration | Unit | Assembly | Existing | Zero Energy Doors | 0.28196 | 0.22368 |  | 1879.7 | 1 | 0.79333 | 6666.6667 | 11 |  | 170 | 602.9331 | Per Unit | GS | 1 | 1 | 1 | 1 | 1 | 1 | 1 | 1 | 1 | 1 | 1 | 1 | CasEgs829 | CasE | gs | 829 | 112.782 | 400 | [30 empty] | 1.2191 | 0.18265 | 0.14449
829 | Refrigeration | Unit | Assembly | New | Zero Energy Doors | 0.28196 | 0.22368 |  | 1879.7 | 1 | 0.79333 | 6666.6667 | 11 |  | 170 | 602.9331 | Per Unit | GS | 1 | 1 | 1 | 1 | 1 | 1 | 1 | 1 | 1 | 1 | 1 | 1 | CasNgs829 | CasN | gs | 829 | 112.782 | 400 | [30 empty] | 0.013446 | 0.0020146 | 0.0015936
829 | Refrigeration | Unit | College and University | Existing | Zero Energy Doors | 0.28196 | 0.22368 |  | 1879.7 | 1 | 0.79333 | 6666.6667 | 11 |  | 170 | 602.9331 | Per Unit | GS | 1 | 1 | 1 | 1 | 1 | 1 | 1 | 1 | 1 | 1 | 1 | 1 | CcoEgs829 | CcoE | gs | 829 | 112.782 | 400 | [30 empty] | 0.090105 | 0.0135 | 0.010679
829 | Refrigeration | Unit | College and University | New | Zero Energy Doors | 0.28196 | 0.22368 |  | 1879.7 | 1 | 0.79333 | 6666.6667 | 11 |  | 170 | 602.9331 | Per Unit | GS | 1 | 1 | 1 | 1 | 1 | 1 | 1 | 1 | 1 | 1 | 1 | 1 | CcoNgs829 | CcoN | gs | 829 | 112.782 | 400 | [30 empty] | 0.00099382 | 0.0001489 | 0.00011779
829 | Refrigeration | Unit | Data Center | Existing | Zero Energy Doors | 0.2688 | 0.21805 |  | 1879.7 | 1 | 0.81119 | 6993.007 | 11 |  | 170 | 632.4473 | Per Unit | GS | 1 | 1 | 1 | 1 | 1 | 1 | 1 | 1 | 1 | 1 | 1 | 1 | CdaEgs829 | CdaE | gs | 829 | 112.782 | 419.5804 | [30 empty] | 0.003216 | 0.00046017 | 0.00037377
829 | Refrigeration | Unit | Data Center | New | Zero Energy Doors | 0.2688 | 0.21805 |  | 1879.7 | 1 | 0.81119 | 6993.007 | 11 |  | 170 | 632.4473 | Per Unit | GS | 1 | 1 | 1 | 1 | 1 | 1 | 1 | 1 | 1 | 1 | 1 | 1 | CdaNgs829 | CdaN | gs | 829 | 112.782 | 419.5804 | [30 empty] | 3.5472e-05 | 5.0756e-06 | 4.1226e-06
829 | Refrigeration | Unit | Grocery | Existing | Zero Energy Doors | 0.28196 | 0.22368 |  | 1879.7 | 1 | 0.79333 | 6666.6667 | 11 |  | 170 | 602.9331 | Per Unit | GS | 1 | 1 | 1 | 1 | 1 | 1 | 1 | 1 | 1 | 1 | 1 | 1 | CgrEgs829 | CgrE | gs | 829 | 112.782 | 400 | [30 empty] | 32.7446 | 4.9059 | 3.8809
829 | Refrigeration | Unit | Grocery | New | Zero Energy Doors | 0.28196 | 0.22368 |  | 1879.7 | 1 | 0.79333 | 6666.6667 | 11 |  | 170 | 602.9331 | Per Unit | GS | 1 | 1 | 1 | 1 | 1 | 1 | 1 | 1 | 1 | 1 | 1 | 1 | CgrNgs829 | CgrN | gs | 829 | 112.782 | 400 | [30 empty] | 0.15407 | 0.023083 | 0.01826
829 | Refrigeration | Unit | Healthcare | Existing | Zero Energy Doors | 0.28196 | 0.22368 |  | 1879.7 | 1 | 0.79333 | 6666.6667 | 11 |  | 170 | 602.9331 | Per Unit | GS | 1 | 1 | 1 | 1 | 1 | 1 | 1 | 1 | 1 | 1 | 1 | 1 | CheEgs829 | CheE | gs | 829 | 112.782 | 400 | [30 empty] | 0.0099119 | 0.001485 | 0.0011747
829 | Refrigeration | Unit | Healthcare | New | Zero Energy Doors | 0.28196 | 0.22368 |  | 1879.7 | 1 | 0.79333 | 6666.6667 | 11 |  | 170 | 602.9331 | Per Unit | GS | 1 | 1 | 1 | 1 | 1 | 1 | 1 | 1 | 1 | 1 | 1 | 1 | CheNgs829 | CheN | gs | 829 | 112.782 | 400 | [30 empty] | 0.00010932 | 1.6379e-05 | 1.2957e-05
829 | Refrigeration | Unit | Hospitals | Existing | Zero Energy Doors | 0.28196 | 0.22368 |  | 1879.7 | 1 | 0.79333 | 6666.6667 | 11 |  | 170 | 602.9331 | Per Unit | GS | 1 | 1 | 1 | 1 | 1 | 1 | 1 | 1 | 1 | 1 | 1 | 1 | ChoEgs829 | ChoE | gs | 829 | 112.782 | 400 | [30 empty] | 0.086856 | 0.013013 | 0.010294
829 | Refrigeration | Unit | Hospitals | New | Zero Energy Doors | 0.28196 | 0.22368 |  | 1879.7 | 1 | 0.79333 | 6666.6667 | 11 |  | 170 | 602.9331 | Per Unit | GS | 1 | 1 | 1 | 1 | 1 | 1 | 1 | 1 | 1 | 1 | 1 | 1 | ChoNgs829 | ChoN | gs | 829 | 112.782 | 400 | [30 empty] | 0.00095799 | 0.00014353 | 0.00011354
829 | Refrigeration | Unit | Institutional | Existing | Zero Energy Doors | 0.2688 | 0.21805 |  | 1879.7 | 1 | 0.81119 | 6993.007 | 11 |  | 170 | 632.4473 | Per Unit | GS | 1 | 1 | 1 | 1 | 1 | 1 | 1 | 1 | 1 | 1 | 1 | 1 | CinEgs829 | CinE | gs | 829 | 112.782 | 419.5804 | [30 empty] | 0 | 0 | 0
829 | Refrigeration | Unit | Institutional | New | Zero Energy Doors | 0.2688 | 0.21805 |  | 1879.7 | 1 | 0.81119 | 6993.007 | 11 |  | 170 | 632.4473 | Per Unit | GS | 1 | 1 | 1 | 1 | 1 | 1 | 1 | 1 | 1 | 1 | 1 | 1 | CinNgs829 | CinN | gs | 829 | 112.782 | 419.5804 | [30 empty] | 0 | 0 | 0
829 | Refrigeration | Unit | Lodging/Hospitality | Existing | Zero Energy Doors | 0.28196 | 0.22368 |  | 1879.7 | 1 | 0.79333 | 6666.6667 | 11 |  | 170 | 602.9331 | Per Unit | GS | 1 | 1 | 1 | 1 | 1 | 1 | 1 | 1 | 1 | 1 | 1 | 1 | CloEgs829 | CloE | gs | 829 | 112.782 | 400 | [30 empty] | 0.65064 | 0.097481 | 0.077113
829 | Refrigeration | Unit | Lodging/Hospitality | New | Zero Energy Doors | 0.28196 | 0.22368 |  | 1879.7 | 1 | 0.79333 | 6666.6667 | 11 |  | 170 | 602.9331 | Per Unit | GS | 1 | 1 | 1 | 1 | 1 | 1 | 1 | 1 | 1 | 1 | 1 | 1 | CloNgs829 | CloN | gs | 829 | 112.782 | 400 | [30 empty] | 0.0071763 | 0.0010752 | 0.00085053
829 | Refrigeration | Unit | Miscellaneous | Existing | Zero Energy Doors | 0.2688 | 0.21805 |  | 1879.7 | 1 | 0.81119 | 6993.007 | 11 |  | 170 | 632.4473 | Per Unit | GS | 1 | 1 | 1 | 1 | 1 | 1 | 1 | 1 | 1 | 1 | 1 | 1 | CmiEgs829 | CmiE | gs | 829 | 112.782 | 419.5804 | [30 empty] | 0 | 0 | 0
829 | Refrigeration | Unit | Miscellaneous | New | Zero Energy Doors | 0.2688 | 0.21805 |  | 1879.7 | 1 | 0.81119 | 6993.007 | 11 |  | 170 | 632.4473 | Per Unit | GS | 1 | 1 | 1 | 1 | 1 | 1 | 1 | 1 | 1 | 1 | 1 | 1 | CmiNgs829 | CmiN | gs | 829 | 112.782 | 419.5804 | [30 empty] | 0 | 0 | 0
829 | Refrigeration | Unit | Offices | Existing | Zero Energy Doors | 0.2688 | 0.21805 |  | 1879.7 | 1 | 0.81119 | 6993.007 | 11 |  | 170 | 632.4473 | Per Unit | GS | 1 | 1 | 1 | 1 | 1 | 1 | 1 | 1 | 1 | 1 | 1 | 1 | CofEgs829 | CofE | gs | 829 | 112.782 | 419.5804 | [30 empty] | 0 | 0 | 0
829 | Refrigeration | Unit | Offices | New | Zero Energy Doors | 0.2688 | 0.21805 |  | 1879.7 | 1 | 0.81119 | 6993.007 | 11 |  | 170 | 632.4473 | Per Unit | GS | 1 | 1 | 1 | 1 | 1 | 1 | 1 | 1 | 1 | 1 | 1 | 1 | CofNgs829 | CofN | gs | 829 | 112.782 | 419.5804 | [30 empty] | 0 | 0 | 0
829 | Refrigeration | Unit | Restaurants | Existing | Zero Energy Doors | 0.26504 | 0.21241 |  | 1879.7 | 1 | 0.80142 | 7092.1986 | 11 |  | 170 | 641.4182 | Per Unit | GS | 1 | 1 | 1 | 1 | 1 | 1 | 1 | 1 | 1 | 1 | 1 | 1 | CreEgs829 | CreE | gs | 829 | 112.782 | 425.5319 | [30 empty] | 20.1261 | 2.8444 | 2.278
829 | Refrigeration | Unit | Restaurants | New | Zero Energy Doors | 0.26504 | 0.21241 |  | 1879.7 | 1 | 0.80142 | 7092.1986 | 11 |  | 170 | 641.4182 | Per Unit | GS | 1 | 1 | 1 | 1 | 1 | 1 | 1 | 1 | 1 | 1 | 1 | 1 | CreNgs829 | CreN | gs | 829 | 112.782 | 425.5319 | [30 empty] | 0.22198 | 0.031372 | 0.025126
829 | Refrigeration | Unit | Retail | Existing | Zero Energy Doors | 0.28196 | 0.22368 |  | 1879.7 | 1 | 0.79333 | 6666.6667 | 11 |  | 170 | 602.9331 | Per Unit | GS | 1 | 1 | 1 | 1 | 1 | 1 | 1 | 1 | 1 | 1 | 1 | 1 | CrtEgs829 | CrtE | gs | 829 | 112.782 | 400 | [30 empty] | 13.1328 | 1.9676 | 1.5565
829 | Refrigeration | Unit | Retail | New | Zero Energy Doors | 0.28196 | 0.22368 |  | 1879.7 | 1 | 0.79333 | 6666.6667 | 11 |  | 170 | 602.9331 | Per Unit | GS | 1 | 1 | 1 | 1 | 1 | 1 | 1 | 1 | 1 | 1 | 1 | 1 | CrtNgs829 | CrtN | gs | 829 | 112.782 | 400 | [30 empty] | 0.14485 | 0.021702 | 0.017167
829 | Refrigeration | Unit | Schools K-12 | Existing | Zero Energy Doors | 0.2688 | 0.21805 |  | 1879.7 | 1 | 0.81119 | 6993.007 | 11 |  | 170 | 632.4473 | Per Unit | GS | 1 | 1 | 1 | 1 | 1 | 1 | 1 | 1 | 1 | 1 | 1 | 1 | CscEgs829 | CscE | gs | 829 | 112.782 | 419.5804 | [30 empty] | 0.015865 | 0.0022701 | 0.0018439
829 | Refrigeration | Unit | Schools K-12 | New | Zero Energy Doors | 0.2688 | 0.21805 |  | 1879.7 | 1 | 0.81119 | 6993.007 | 11 |  | 170 | 632.4473 | Per Unit | GS | 1 | 1 | 1 | 1 | 1 | 1 | 1 | 1 | 1 | 1 | 1 | 1 | CscNgs829 | CscN | gs | 829 | 112.782 | 419.5804 | [30 empty] | 0.00017499 | 2.5039e-05 | 2.0337e-05
829 | Refrigeration | Unit | Warehouse | Existing | Zero Energy Doors | 0.2688 | 0.21805 |  | 1879.7 | 1 | 0.81119 | 6993.007 | 11 |  | 170 | 632.4473 | Per Unit | GS | 1 | 1 | 1 | 1 | 1 | 1 | 1 | 1 | 1 | 1 | 1 | 1 | CwaEgs829 | CwaE | gs | 829 | 112.782 | 419.5804 | [30 empty] | 0.0075458 | 0.0010797 | 0.00087698
829 | Refrigeration | Unit | Warehouse | New | Zero Energy Doors | 0.2688 | 0.21805 |  | 1879.7 | 1 | 0.81119 | 6993.007 | 11 |  | 170 | 632.4473 | Per Unit | GS | 1 | 1 | 1 | 1 | 1 | 1 | 1 | 1 | 1 | 1 | 1 | 1 | CwaNgs829 | CwaN | gs | 829 | 112.782 | 419.5804 | [30 empty] | 8.3227e-05 | 1.1909e-05 | 9.6728e-06
901 | Water Heating | Ancillary | Assembly | Existing | Drain water heat recovery | 0.13488 | 0.20542 |  | 1084.79 | 1 | 1.523 | 8042.723 | 30 |  | 763.41 | 5659.985 | Per End Use Consumption | GS | 1.0063 | 0.98564 | 1.0265 | 1.0441 | 1.0994 | 1.0901 | 1.0679 | 1.0965 | 1.0642 | 1.0547 | 1.0277 | 1.0297 | CasEgs901 | CasE | gs | 901 | 54.5467 | 404.4139 | [30 empty] | 0 | 0 | 0
901 | Water Heating | Ancillary | Assembly | New | Drain water heat recovery | 0.13488 | 0.20542 |  | 1084.79 | 1 | 1.523 | 8042.723 | 30 |  | 763.41 | 5659.985 | Per End Use Consumption | GS | 1.0063 | 0.98564 | 1.0265 | 1.0441 | 1.0994 | 1.0901 | 1.0679 | 1.0965 | 1.0642 | 1.0547 | 1.0277 | 1.0297 | CasNgs901 | CasN | gs | 901 | 54.5467 | 404.4139 | [30 empty] | 0 | 0 | 0
901 | Water Heating | Ancillary | College and University | Existing | Drain water heat recovery | 2.2879 | 2.7786 |  | 24950.34 | 1 | 1.2145 | 10905.4227 | 30 |  | 7634.1 | 3336.7516 | Per End Use Consumption | GS | 1.0063 | 0.98564 | 1.0265 | 1.0441 | 1.0994 | 1.0901 | 1.0679 | 1.0965 | 1.0642 | 1.0547 | 1.0277 | 1.0297 | CcoEgs901 | CcoE | gs | 901 | 1254.583 | 548.3596 | [30 empty] | 0 | 0 | 0
901 | Water Heating | Ancillary | College and University | New | Drain water heat recovery | 2.2879 | 2.7786 |  | 24950.34 | 1 | 1.2145 | 10905.4227 | 30 |  | 7634.1 | 3336.7516 | Per End Use Consumption | GS | 1.0063 | 0.98564 | 1.0265 | 1.0441 | 1.0994 | 1.0901 | 1.0679 | 1.0965 | 1.0642 | 1.0547 | 1.0277 | 1.0297 | CcoNgs901 | CcoN | gs | 901 | 1254.583 | 548.3596 | [30 empty] | 0 | 0 | 0
901 | Water Heating | Ancillary | Data Center | Existing | Drain water heat recovery | 0.19895 | 0.24162 |  | 2169.6 | 1 | 1.2145 | 10905.4227 | 30 |  | 15268.2 | 76745.1029 | Per End Use Consumption | GS | 1.0063 | 0.98564 | 1.0265 | 1.0441 | 1.0994 | 1.0901 | 1.0679 | 1.0965 | 1.0642 | 1.0547 | 1.0277 | 1.0297 | CdaEgs901 | CdaE | gs | 901 | 109.0944 | 548.3596 | [30 empty] | 0 | 0 | 0
901 | Water Heating | Ancillary | Data Center | New | Drain water heat recovery | 0.19895 | 0.24162 |  | 2169.6 | 1 | 1.2145 | 10905.4227 | 30 |  | 15268.2 | 76745.1029 | Per End Use Consumption | GS | 1.0063 | 0.98564 | 1.0265 | 1.0441 | 1.0994 | 1.0901 | 1.0679 | 1.0965 | 1.0642 | 1.0547 | 1.0277 | 1.0297 | CdaNgs901 | CdaN | gs | 901 | 109.0944 | 548.3596 | [30 empty] | 0 | 0 | 0
901 | Water Heating | Ancillary | Grocery | Existing | Drain water heat recovery | 0.17984 | 0.2739 |  | 1446.4 | 1 | 1.523 | 8042.723 | 30 |  | 763.41 | 4244.9496 | Per End Use Consumption | GS | 1.0063 | 0.98564 | 1.0265 | 1.0441 | 1.0994 | 1.0901 | 1.0679 | 1.0965 | 1.0642 | 1.0547 | 1.0277 | 1.0297 | CgrEgs901 | CgrE | gs | 901 | 72.7296 | 404.4139 | [30 empty] | 0 | 0 | 0
901 | Water Heating | Ancillary | Grocery | New | Drain water heat recovery | 0.17984 | 0.2739 |  | 1446.4 | 1 | 1.523 | 8042.723 | 30 |  | 763.41 | 4244.9496 | Per End Use Consumption | GS | 1.0063 | 0.98564 | 1.0265 | 1.0441 | 1.0994 | 1.0901 | 1.0679 | 1.0965 | 1.0642 | 1.0547 | 1.0277 | 1.0297 | CgrNgs901 | CgrN | gs | 901 | 72.7296 | 404.4139 | [30 empty] | 0 | 0 | 0
901 | Water Heating | Ancillary | Healthcare | Existing | Drain water heat recovery | 4.0121 | 4.8726 |  | 43753.5 | 1 | 1.2145 | 10905.4227 | 30 |  | 763.41 | 190.2775 | Per End Use Consumption | GS | 1.0063 | 0.98564 | 1.0265 | 1.0441 | 1.0994 | 1.0901 | 1.0679 | 1.0965 | 1.0642 | 1.0547 | 1.0277 | 1.0297 | CheEgs901 | CheE | gs | 901 | 2200.066 | 548.3596 | [30 empty] | 0 | 0 | 0
901 | Water Heating | Ancillary | Healthcare | New | Drain water heat recovery | 4.0121 | 4.8726 |  | 43753.5 | 1 | 1.2145 | 10905.4227 | 30 |  | 763.41 | 190.2775 | Per End Use Consumption | GS | 1.0063 | 0.98564 | 1.0265 | 1.0441 | 1.0994 | 1.0901 | 1.0679 | 1.0965 | 1.0642 | 1.0547 | 1.0277 | 1.0297 | CheNgs901 | CheN | gs | 901 | 2200.066 | 548.3596 | [30 empty] | 0 | 0 | 0
901 | Water Heating | Ancillary | Hospitals | Existing | Drain water heat recovery | 7.9579 | 9.6647 |  | 86783.79 | 1 | 1.2145 | 10905.4227 | 30 |  | 11451.15 | 1438.9742 | Per End Use Consumption | GS | 1.0063 | 0.98564 | 1.0265 | 1.0441 | 1.0994 | 1.0901 | 1.0679 | 1.0965 | 1.0642 | 1.0547 | 1.0277 | 1.0297 | ChoEgs901 | ChoE | gs | 901 | 4363.7667 | 548.3596 | [30 empty] | 0 | 0 | 0
901 | Water Heating | Ancillary | Hospitals | New | Drain water heat recovery | 7.9579 | 9.6647 |  | 86783.79 | 1 | 1.2145 | 10905.4227 | 30 |  | 11451.15 | 1438.9742 | Per End Use Consumption | GS | 1.0063 | 0.98564 | 1.0265 | 1.0441 | 1.0994 | 1.0901 | 1.0679 | 1.0965 | 1.0642 | 1.0547 | 1.0277 | 1.0297 | ChoNgs901 | ChoN | gs | 901 | 4363.7667 | 548.3596 | [30 empty] | 0 | 0 | 0
901 | Water Heating | Ancillary | Institutional | Existing | Drain water heat recovery | 0.95494 | 1.1598 |  | 10414.06 | 1 | 1.2145 | 10905.4227 | 30 |  | 19085.25 | 19985.7423 | Per End Use Consumption | GS | 1.0063 | 0.98564 | 1.0265 | 1.0441 | 1.0994 | 1.0901 | 1.0679 | 1.0965 | 1.0642 | 1.0547 | 1.0277 | 1.0297 | CinEgs901 | CinE | gs | 901 | 523.6523 | 548.3596 | [30 empty] | 0 | 0 | 0
901 | Water Heating | Ancillary | Institutional | New | Drain water heat recovery | 0.95494 | 1.1598 |  | 10414.06 | 1 | 1.2145 | 10905.4227 | 30 |  | 19085.25 | 19985.7423 | Per End Use Consumption | GS | 1.0063 | 0.98564 | 1.0265 | 1.0441 | 1.0994 | 1.0901 | 1.0679 | 1.0965 | 1.0642 | 1.0547 | 1.0277 | 1.0297 | CinNgs901 | CinN | gs | 901 | 523.6523 | 548.3596 | [30 empty] | 0 | 0 | 0
901 | Water Heating | Ancillary | Lodging/Hospitality | Existing | Drain water heat recovery | 2.5611 | 10.2691 |  | 65087.85 | 1 | 4.0096 | 25413.8002 | 30 |  | 2290.23 | 894.2291 | Per End Use Consumption | GS | 1.0063 | 0.98564 | 1.0265 | 1.0441 | 1.0994 | 1.0901 | 1.0679 | 1.0965 | 1.0642 | 1.0547 | 1.0277 | 1.0297 | CloEgs901 | CloE | gs | 901 | 3272.8254 | 1277.8872 | [30 empty] | 0 | 0 | 0
901 | Water Heating | Ancillary | Lodging/Hospitality | New | Drain water heat recovery | 2.5611 | 10.2691 |  | 65087.85 | 1 | 4.0096 | 25413.8002 | 30 |  | 2290.23 | 894.2291 | Per End Use Consumption | GS | 1.0063 | 0.98564 | 1.0265 | 1.0441 | 1.0994 | 1.0901 | 1.0679 | 1.0965 | 1.0642 | 1.0547 | 1.0277 | 1.0297 | CloNgs901 | CloN | gs | 901 | 3272.8254 | 1277.8872 | [30 empty] | 0 | 0 | 0
901 | Water Heating | Ancillary | Miscellaneous | Existing | Drain water heat recovery | 1.124 | 1.7118 |  | 9039.98 | 1 | 1.523 | 8042.7229 | 30 |  | 15268.2 | 13583.8688 | Per End Use Consumption | GS | 1.0063 | 0.98564 | 1.0265 | 1.0441 | 1.0994 | 1.0901 | 1.0679 | 1.0965 | 1.0642 | 1.0547 | 1.0277 | 1.0297 | CmiEgs901 | CmiE | gs | 901 | 454.5591 | 404.4139 | [30 empty] | 0 | 0 | 0
901 | Water Heating | Ancillary | Miscellaneous | New | Drain water heat recovery | 1.124 | 1.7118 |  | 9039.98 | 1 | 1.523 | 8042.7229 | 30 |  | 15268.2 | 13583.8688 | Per End Use Consumption | GS | 1.0063 | 0.98564 | 1.0265 | 1.0441 | 1.0994 | 1.0901 | 1.0679 | 1.0965 | 1.0642 | 1.0547 | 1.0277 | 1.0297 | CmiNgs901 | CmiN | gs | 901 | 454.5591 | 404.4139 | [30 empty] | 0 | 0 | 0
901 | Water Heating | Ancillary | Offices | Existing | Drain water heat recovery | 0.4496 | 0.68474 |  | 3615.99 | 1 | 1.523 | 8042.7229 | 30 |  | 2290.23 | 5093.9536 | Per End Use Consumption | GS | 1.0063 | 0.98564 | 1.0265 | 1.0441 | 1.0994 | 1.0901 | 1.0679 | 1.0965 | 1.0642 | 1.0547 | 1.0277 | 1.0297 | CofEgs901 | CofE | gs | 901 | 181.8236 | 404.4139 | [30 empty] | 0 | 0 | 0
901 | Water Heating | Ancillary | Offices | New | Drain water heat recovery | 0.4496 | 0.68474 |  | 3615.99 | 1 | 1.523 | 8042.7229 | 30 |  | 2290.23 | 5093.9536 | Per End Use Consumption | GS | 1.0063 | 0.98564 | 1.0265 | 1.0441 | 1.0994 | 1.0901 | 1.0679 | 1.0965 | 1.0642 | 1.0547 | 1.0277 | 1.0297 | CofNgs901 | CofN | gs | 901 | 181.8236 | 404.4139 | [30 empty] | 0 | 0 | 0
901 | Water Heating | Ancillary | Restaurants | Existing | Drain water heat recovery | 0.80118 | 1.2202 |  | 6443.7 | 1 | 1.523 | 8042.7229 | 30 |  | 1526.82 | 1905.7048 | Per End Use Consumption | GS | 1.0063 | 0.98564 | 1.0265 | 1.0441 | 1.0994 | 1.0901 | 1.0679 | 1.0965 | 1.0642 | 1.0547 | 1.0277 | 1.0297 | CreEgs901 | CreE | gs | 901 | 324.0099 | 404.4139 | [30 empty] | 0 | 0 | 0
901 | Water Heating | Ancillary | Restaurants | New | Drain water heat recovery | 0.80118 | 1.2202 |  | 6443.7 | 1 | 1.523 | 8042.7229 | 30 |  | 1526.82 | 1905.7048 | Per End Use Consumption | GS | 1.0063 | 0.98564 | 1.0265 | 1.0441 | 1.0994 | 1.0901 | 1.0679 | 1.0965 | 1.0642 | 1.0547 | 1.0277 | 1.0297 | CreNgs901 | CreN | gs | 901 | 324.0099 | 404.4139 | [30 empty] | 0 | 0 | 0
901 | Water Heating | Ancillary | Retail | Existing | Drain water heat recovery | 0.056201 | 0.085594 |  | 452.01 | 1 | 1.523 | 8042.723 | 30 |  | 2290.23 | 40750.615 | Per End Use Consumption | GS | 1.0063 | 0.98564 | 1.0265 | 1.0441 | 1.0994 | 1.0901 | 1.0679 | 1.0965 | 1.0642 | 1.0547 | 1.0277 | 1.0297 | CrtEgs901 | CrtE | gs | 901 | 22.7285 | 404.4139 | [30 empty] | 0 | 0 | 0
901 | Water Heating | Ancillary | Retail | New | Drain water heat recovery | 0.056201 | 0.085594 |  | 452.01 | 1 | 1.523 | 8042.723 | 30 |  | 2290.23 | 40750.615 | Per End Use Consumption | GS | 1.0063 | 0.98564 | 1.0265 | 1.0441 | 1.0994 | 1.0901 | 1.0679 | 1.0965 | 1.0642 | 1.0547 | 1.0277 | 1.0297 | CrtNgs901 | CrtN | gs | 901 | 22.7285 | 404.4139 | [30 empty] | 0 | 0 | 0
901 | Water Heating | Ancillary | Schools K-12 | Existing | Drain water heat recovery | 0.26976 | 0.41084 |  | 2169.6 | 1 | 1.523 | 8042.7229 | 30 |  | 763.41 | 2829.9664 | Per End Use Consumption | GS | 1.0063 | 0.98564 | 1.0265 | 1.0441 | 1.0994 | 1.0901 | 1.0679 | 1.0965 | 1.0642 | 1.0547 | 1.0277 | 1.0297 | CscEgs901 | CscE | gs | 901 | 109.0944 | 404.4139 | [30 empty] | 0 | 0 | 0
901 | Water Heating | Ancillary | Schools K-12 | New | Drain water heat recovery | 0.26976 | 0.41084 |  | 2169.6 | 1 | 1.523 | 8042.7229 | 30 |  | 763.41 | 2829.9664 | Per End Use Consumption | GS | 1.0063 | 0.98564 | 1.0265 | 1.0441 | 1.0994 | 1.0901 | 1.0679 | 1.0965 | 1.0642 | 1.0547 | 1.0277 | 1.0297 | CscNgs901 | CscN | gs | 901 | 109.0944 | 404.4139 | [30 empty] | 0 | 0 | 0
901 | Water Heating | Ancillary | Warehouse | Existing | Drain water heat recovery | 0.08992 | 0.13695 |  | 723.2 | 1 | 1.523 | 8042.723 | 30 |  | 763.41 | 8489.8992 | Per End Use Consumption | GS | 1.0063 | 0.98564 | 1.0265 | 1.0441 | 1.0994 | 1.0901 | 1.0679 | 1.0965 | 1.0642 | 1.0547 | 1.0277 | 1.0297 | CwaEgs901 | CwaE | gs | 901 | 36.3648 | 404.4139 | [30 empty] | 0 | 0 | 0
901 | Water Heating | Ancillary | Warehouse | New | Drain water heat recovery | 0.08992 | 0.13695 |  | 723.2 | 1 | 1.523 | 8042.723 | 30 |  | 763.41 | 8489.8992 | Per End Use Consumption | GS | 1.0063 | 0.98564 | 1.0265 | 1.0441 | 1.0994 | 1.0901 | 1.0679 | 1.0965 | 1.0642 | 1.0547 | 1.0277 | 1.0297 | CwaNgs901 | CwaN | gs | 901 | 36.3648 | 404.4139 | [30 empty] | 0 | 0 | 0
902 | Water Heating | Ancillary | Assembly | Existing | Faucet Aerator | 0.032828 | 0.049998 |  | 264.03 | 1 | 1.523 | 8042.723 | 10 |  | 9.27 | 282.3772 | Per Unit | GS | 1.4643 | 1.391 | 1.4253 | 1.4319 | 1.4238 | 1.3901 | 1.2504 | 1.3782 | 1.4309 | 1.4735 | 1.4117 | 1.4938 | CasEgs902 | CasE | gs | 902 | 15.8418 | 482.5634 | [30 empty] | 2.4392 | 0.30328 | 0.4619
902 | Water Heating | Ancillary | Assembly | New | Faucet Aerator | 0.032828 | 0.049998 |  | 264.03 | 1 | 1.523 | 8042.723 | 10 |  | 9.27 | 282.3772 | Per Unit | GS | 1.4643 | 1.391 | 1.4253 | 1.4319 | 1.4238 | 1.3901 | 1.2504 | 1.3782 | 1.4309 | 1.4735 | 1.4117 | 1.4938 | CasNgs902 | CasN | gs | 902 | 15.8418 | 482.5634 | [30 empty] | 0.013564 | 0.0016865 | 0.0025686
902 | Water Heating | Ancillary | College and University | Existing | Faucet Aerator | 0.024211 | 0.029404 |  | 264.03 | 1 | 1.2145 | 10905.4227 | 10 |  | 105.06 | 4339.3694 | Per Unit | GS | 1.4643 | 1.391 | 1.4253 | 1.4319 | 1.4238 | 1.3901 | 1.2504 | 1.3782 | 1.4309 | 1.4735 | 1.4117 | 1.4938 | CcoEgs902 | CcoE | gs | 902 | 15.8418 | 654.3254 | [30 empty] | 2.0399 | 0.18705 | 0.22717
902 | Water Heating | Ancillary | College and University | New | Faucet Aerator | 0.024211 | 0.029404 |  | 264.03 | 1 | 1.2145 | 10905.4227 | 10 |  | 105.06 | 4339.3694 | Per Unit | GS | 1.4643 | 1.391 | 1.4253 | 1.4319 | 1.4238 | 1.3901 | 1.2504 | 1.3782 | 1.4309 | 1.4735 | 1.4117 | 1.4938 | CcoNgs902 | CcoN | gs | 902 | 15.8418 | 654.3254 | [30 empty] | 0.011344 | 0.0010402 | 0.0012633
902 | Water Heating | Ancillary | Data Center | Existing | Faucet Aerator | 0.024211 | 0.029404 |  | 264.03 | 1 | 1.2145 | 10905.4227 | 10 |  | 74.16 | 3063.0843 | Per Unit | GS | 1.4643 | 1.391 | 1.4253 | 1.4319 | 1.4238 | 1.3901 | 1.2504 | 1.3782 | 1.4309 | 1.4735 | 1.4117 | 1.4938 | CdaEgs902 | CdaE | gs | 902 | 15.8418 | 654.3254 | [30 empty] | 0.088433 | 0.0081091 | 0.0098484
902 | Water Heating | Ancillary | Data Center | New | Faucet Aerator | 0.024211 | 0.029404 |  | 264.03 | 1 | 1.2145 | 10905.4227 | 10 |  | 74.16 | 3063.0843 | Per Unit | GS | 1.4643 | 1.391 | 1.4253 | 1.4319 | 1.4238 | 1.3901 | 1.2504 | 1.3782 | 1.4309 | 1.4735 | 1.4117 | 1.4938 | CdaNgs902 | CdaN | gs | 902 | 15.8418 | 654.3254 | [30 empty] | 0.00049178 | 4.5095e-05 | 5.4767e-05
902 | Water Heating | Ancillary | Grocery | Existing | Faucet Aerator | 0.032828 | 0.049998 |  | 264.03 | 1 | 1.523 | 8042.723 | 10 |  | 9.27 | 282.3772 | Per Unit | GS | 1.4643 | 1.391 | 1.4253 | 1.4319 | 1.4238 | 1.3901 | 1.2504 | 1.3782 | 1.4309 | 1.4735 | 1.4117 | 1.4938 | CgrEgs902 | CgrE | gs | 902 | 15.8418 | 482.5634 | [30 empty] | 0.57463 | 0.071447 | 0.10881
902 | Water Heating | Ancillary | Grocery | New | Faucet Aerator | 0.032828 | 0.049998 |  | 264.03 | 1 | 1.523 | 8042.723 | 10 |  | 9.27 | 282.3772 | Per Unit | GS | 1.4643 | 1.391 | 1.4253 | 1.4319 | 1.4238 | 1.3901 | 1.2504 | 1.3782 | 1.4309 | 1.4735 | 1.4117 | 1.4938 | CgrNgs902 | CgrN | gs | 902 | 15.8418 | 482.5634 | [30 empty] | 0.0031955 | 0.00039732 | 0.00060512
902 | Water Heating | Ancillary | Healthcare | Existing | Faucet Aerator | 0.024211 | 0.029404 |  | 264.03 | 1 | 1.2145 | 10905.4227 | 10 |  | 9.27 | 382.8855 | Per Unit | GS | 1.4643 | 1.391 | 1.4253 | 1.4319 | 1.4238 | 1.3901 | 1.2504 | 1.3782 | 1.4309 | 1.4735 | 1.4117 | 1.4938 | CheEgs902 | CheE | gs | 902 | 15.8418 | 654.3254 | [30 empty] | 1.499 | 0.13746 | 0.16694
902 | Water Heating | Ancillary | Healthcare | New | Faucet Aerator | 0.024211 | 0.029404 |  | 264.03 | 1 | 1.2145 | 10905.4227 | 10 |  | 9.27 | 382.8855 | Per Unit | GS | 1.4643 | 1.391 | 1.4253 | 1.4319 | 1.4238 | 1.3901 | 1.2504 | 1.3782 | 1.4309 | 1.4735 | 1.4117 | 1.4938 | CheNgs902 | CheN | gs | 902 | 15.8418 | 654.3254 | [30 empty] | 0.008336 | 0.00076439 | 0.00092834
902 | Water Heating | Ancillary | Hospitals | Existing | Faucet Aerator | 0.024211 | 0.029404 |  | 264.03 | 1 | 1.2145 | 10905.4227 | 10 |  | 120.51 | 4977.512 | Per Unit | GS | 1.4643 | 1.391 | 1.4253 | 1.4319 | 1.4238 | 1.3901 | 1.2504 | 1.3782 | 1.4309 | 1.4735 | 1.4117 | 1.4938 | ChoEgs902 | ChoE | gs | 902 | 15.8418 | 654.3254 | [30 empty] | 1.1171 | 0.10243 | 0.1244
902 | Water Heating | Ancillary | Hospitals | New | Faucet Aerator | 0.024211 | 0.029404 |  | 264.03 | 1 | 1.2145 | 10905.4227 | 10 |  | 120.51 | 4977.512 | Per Unit | GS | 1.4643 | 1.391 | 1.4253 | 1.4319 | 1.4238 | 1.3901 | 1.2504 | 1.3782 | 1.4309 | 1.4735 | 1.4117 | 1.4938 | ChoNgs902 | ChoN | gs | 902 | 15.8418 | 654.3254 | [30 empty] | 0.006212 | 0.00056963 | 0.0006918
902 | Water Heating | Ancillary | Institutional | Existing | Faucet Aerator | 0.024211 | 0.029404 |  | 264.03 | 1 | 1.2145 | 10905.4227 | 10 |  | 500.58 | 20675.819 | Per Unit | GS | 1.4643 | 1.391 | 1.4253 | 1.4319 | 1.4238 | 1.3901 | 1.2504 | 1.3782 | 1.4309 | 1.4735 | 1.4117 | 1.4938 | CinEgs902 | CinE | gs | 902 | 15.8418 | 654.3254 | [30 empty] | 1.1459 | 0.10508 | 0.12761
902 | Water Heating | Ancillary | Institutional | New | Faucet Aerator | 0.024211 | 0.029404 |  | 264.03 | 1 | 1.2145 | 10905.4227 | 10 |  | 500.58 | 20675.819 | Per Unit | GS | 1.4643 | 1.391 | 1.4253 | 1.4319 | 1.4238 | 1.3901 | 1.2504 | 1.3782 | 1.4309 | 1.4735 | 1.4117 | 1.4938 | CinNgs902 | CinN | gs | 902 | 15.8418 | 654.3254 | [30 empty] | 0.0063723 | 0.00058433 | 0.00070965
902 | Water Heating | Ancillary | Lodging/Hospitality | Existing | Faucet Aerator | 0.010389 | 0.041657 |  | 264.03 | 1 | 4.0096 | 25413.8008 | 10 |  | 24.72 | 2379.3855 | Per Unit | GS | 1.4643 | 1.391 | 1.4253 | 1.4319 | 1.4238 | 1.3901 | 1.2504 | 1.3782 | 1.4309 | 1.4735 | 1.4117 | 1.4938 | CloEgs902 | CloE | gs | 902 | 15.8418 | 1524.8281 | [30 empty] | 22.7624 | 0.89567 | 3.5913
902 | Water Heating | Ancillary | Lodging/Hospitality | New | Faucet Aerator | 0.010389 | 0.041657 |  | 264.03 | 1 | 4.0096 | 25413.8008 | 10 |  | 24.72 | 2379.3855 | Per Unit | GS | 1.4643 | 1.391 | 1.4253 | 1.4319 | 1.4238 | 1.3901 | 1.2504 | 1.3782 | 1.4309 | 1.4735 | 1.4117 | 1.4938 | CloNgs902 | CloN | gs | 902 | 15.8418 | 1524.8281 | [30 empty] | 0.12658 | 0.0049808 | 0.019971
902 | Water Heating | Ancillary | Miscellaneous | Existing | Faucet Aerator | 0.032828 | 0.049998 |  | 264.03 | 1 | 1.523 | 8042.723 | 10 |  | 74.16 | 2259.0173 | Per Unit | GS | 1.4643 | 1.391 | 1.4253 | 1.4319 | 1.4238 | 1.3901 | 1.2504 | 1.3782 | 1.4309 | 1.4735 | 1.4117 | 1.4938 | CmiEgs902 | CmiE | gs | 902 | 15.8418 | 482.5634 | [30 empty] | 3.1736 | 0.39459 | 0.60097
902 | Water Heating | Ancillary | Miscellaneous | New | Faucet Aerator | 0.032828 | 0.049998 |  | 264.03 | 1 | 1.523 | 8042.723 | 10 |  | 74.16 | 2259.0173 | Per Unit | GS | 1.4643 | 1.391 | 1.4253 | 1.4319 | 1.4238 | 1.3901 | 1.2504 | 1.3782 | 1.4309 | 1.4735 | 1.4117 | 1.4938 | CmiNgs902 | CmiN | gs | 902 | 15.8418 | 482.5634 | [30 empty] | 0.017648 | 0.0021943 | 0.003342
902 | Water Heating | Ancillary | Offices | Existing | Faucet Aerator | 0.032828 | 0.049998 |  | 264.03 | 1 | 1.523 | 8042.723 | 10 |  | 9.27 | 282.3772 | Per Unit | GS | 1.4643 | 1.391 | 1.4253 | 1.4319 | 1.4238 | 1.3901 | 1.2504 | 1.3782 | 1.4309 | 1.4735 | 1.4117 | 1.4938 | CofEgs902 | CofE | gs | 902 | 15.8418 | 482.5634 | [30 empty] | 11.4815 | 1.4276 | 2.1742
902 | Water Heating | Ancillary | Offices | New | Faucet Aerator | 0.032828 | 0.049998 |  | 264.03 | 1 | 1.523 | 8042.723 | 10 |  | 9.27 | 282.3772 | Per Unit | GS | 1.4643 | 1.391 | 1.4253 | 1.4319 | 1.4238 | 1.3901 | 1.2504 | 1.3782 | 1.4309 | 1.4735 | 1.4117 | 1.4938 | CofNgs902 | CofN | gs | 902 | 15.8418 | 482.5634 | [30 empty] | 0.063849 | 0.0079387 | 0.012091
902 | Water Heating | Ancillary | Restaurants | Existing | Faucet Aerator | 0.032828 | 0.049998 |  | 264.03 | 1 | 1.523 | 8042.723 | 10 |  | 3.09 | 94.1257 | Per Unit | GS | 1.4643 | 1.391 | 1.4253 | 1.4319 | 1.4238 | 1.3901 | 1.2504 | 1.3782 | 1.4309 | 1.4735 | 1.4117 | 1.4938 | CreEgs902 | CreE | gs | 902 | 15.8418 | 482.5634 | [30 empty] | 30.4543 | 3.7866 | 5.767
902 | Water Heating | Ancillary | Restaurants | New | Faucet Aerator | 0.032828 | 0.049998 |  | 264.03 | 1 | 1.523 | 8042.723 | 10 |  | 3.09 | 94.1257 | Per Unit | GS | 1.4643 | 1.391 | 1.4253 | 1.4319 | 1.4238 | 1.3901 | 1.2504 | 1.3782 | 1.4309 | 1.4735 | 1.4117 | 1.4938 | CreNgs902 | CreN | gs | 902 | 15.8418 | 482.5634 | [30 empty] | 0.16936 | 0.021057 | 0.03207
902 | Water Heating | Ancillary | Retail | Existing | Faucet Aerator | 0.032828 | 0.049998 |  | 264.03 | 1 | 1.523 | 8042.723 | 10 |  | 6.18 | 188.2514 | Per Unit | GS | 1.4643 | 1.391 | 1.4253 | 1.4319 | 1.4238 | 1.3901 | 1.2504 | 1.3782 | 1.4309 | 1.4735 | 1.4117 | 1.4938 | CrtEgs902 | CrtE | gs | 902 | 15.8418 | 482.5634 | [30 empty] | 4.3369 | 0.53923 | 0.82125
902 | Water Heating | Ancillary | Retail | New | Faucet Aerator | 0.032828 | 0.049998 |  | 264.03 | 1 | 1.523 | 8042.723 | 10 |  | 6.18 | 188.2514 | Per Unit | GS | 1.4643 | 1.391 | 1.4253 | 1.4319 | 1.4238 | 1.3901 | 1.2504 | 1.3782 | 1.4309 | 1.4735 | 1.4117 | 1.4938 | CrtNgs902 | CrtN | gs | 902 | 15.8418 | 482.5634 | [30 empty] | 0.024117 | 0.0029987 | 0.004567
902 | Water Heating | Ancillary | Schools K-12 | Existing | Faucet Aerator | 0.032828 | 0.049998 |  | 264.03 | 1 | 1.523 | 8042.723 | 10 |  | 3.09 | 94.1257 | Per Unit | GS | 1.4643 | 1.391 | 1.4253 | 1.4319 | 1.4238 | 1.3901 | 1.2504 | 1.3782 | 1.4309 | 1.4735 | 1.4117 | 1.4938 | CscEgs902 | CscE | gs | 902 | 15.8418 | 482.5634 | [30 empty] | 5.9654 | 0.74171 | 1.1296
902 | Water Heating | Ancillary | Schools K-12 | New | Faucet Aerator | 0.032828 | 0.049998 |  | 264.03 | 1 | 1.523 | 8042.723 | 10 |  | 3.09 | 94.1257 | Per Unit | GS | 1.4643 | 1.391 | 1.4253 | 1.4319 | 1.4238 | 1.3901 | 1.2504 | 1.3782 | 1.4309 | 1.4735 | 1.4117 | 1.4938 | CscNgs902 | CscN | gs | 902 | 15.8418 | 482.5634 | [30 empty] | 0.033173 | 0.0041246 | 0.0062818
902 | Water Heating | Ancillary | Warehouse | Existing | Faucet Aerator | 0.032828 | 0.049998 |  | 264.03 | 1 | 1.523 | 8042.723 | 10 |  | 3.09 | 94.1257 | Per Unit | GS | 1.4643 | 1.391 | 1.4253 | 1.4319 | 1.4238 | 1.3901 | 1.2504 | 1.3782 | 1.4309 | 1.4735 | 1.4117 | 1.4938 | CwaEgs902 | CwaE | gs | 902 | 15.8418 | 482.5634 | [30 empty] | 0.93682 | 0.11648 | 0.1774
902 | Water Heating | Ancillary | Warehouse | New | Faucet Aerator | 0.032828 | 0.049998 |  | 264.03 | 1 | 1.523 | 8042.723 | 10 |  | 3.09 | 94.1257 | Per Unit | GS | 1.4643 | 1.391 | 1.4253 | 1.4319 | 1.4238 | 1.3901 | 1.2504 | 1.3782 | 1.4309 | 1.4735 | 1.4117 | 1.4938 | CwaNgs902 | CwaN | gs | 902 | 15.8418 | 482.5634 | [30 empty] | 0.0052097 | 0.00064775 | 0.00098652
903 | Water Heating | Ancillary | Assembly | Existing | Low Flow Shower Head | 0.0044574 | 0.0067887 |  | 35.85 | 1 | 1.523 | 8042.7222 | 10 |  | 12.34 | 2768.4015 | Per Unit | GS | 1 | 1 | 1 | 1 | 1 | 1 | 1 | 1 | 1 | 1 | 1 | 1 | CasEgs903 | CasE | gs | 903 | 2.151 | 482.5633 | [30 empty] | 0 | 0 | 0
903 | Water Heating | Ancillary | Assembly | New | Low Flow Shower Head | 0.0044574 | 0.0067887 |  | 35.85 | 1 | 1.523 | 8042.7222 | 10 |  | 12.34 | 2768.4015 | Per Unit | GS | 1 | 1 | 1 | 1 | 1 | 1 | 1 | 1 | 1 | 1 | 1 | 1 | CasNgs903 | CasN | gs | 903 | 2.151 | 482.5633 | [30 empty] | 0 | 0 | 0
903 | Water Heating | Ancillary | College and University | Existing | Low Flow Shower Head | 0.026293 | 0.031933 |  | 286.74 | 1 | 1.2145 | 10905.4228 | 10 |  | 481.26 | 18303.4936 | Per Unit | GS | 1 | 1 | 1 | 1 | 1 | 1 | 1 | 1 | 1 | 1 | 1 | 1 | CcoEgs903 | CcoE | gs | 903 | 17.2044 | 654.3254 | [30 empty] | 4.1119 | 0.37705 | 0.45792
903 | Water Heating | Ancillary | College and University | New | Low Flow Shower Head | 0.026293 | 0.031933 |  | 286.74 | 1 | 1.2145 | 10905.4228 | 10 |  | 481.26 | 18303.4936 | Per Unit | GS | 1 | 1 | 1 | 1 | 1 | 1 | 1 | 1 | 1 | 1 | 1 | 1 | CcoNgs903 | CcoN | gs | 903 | 17.2044 | 654.3254 | [30 empty] | 0.022866 | 0.0020968 | 0.0025465
903 | Water Heating | Ancillary | Data Center | Existing | Low Flow Shower Head | 0.0032874 | 0.0039924 |  | 35.85 | 1 | 1.2145 | 10905.424 | 10 |  | 209.78 | 63814.2215 | Per Unit | GS | 1 | 1 | 1 | 1 | 1 | 1 | 1 | 1 | 1 | 1 | 1 | 1 | CdaEgs903 | CdaE | gs | 903 | 2.151 | 654.3254 | [30 empty] | 0 | 0 | 0
903 | Water Heating | Ancillary | Data Center | New | Low Flow Shower Head | 0.0032874 | 0.0039924 |  | 35.85 | 1 | 1.2145 | 10905.424 | 10 |  | 209.78 | 63814.2215 | Per Unit | GS | 1 | 1 | 1 | 1 | 1 | 1 | 1 | 1 | 1 | 1 | 1 | 1 | CdaNgs903 | CdaN | gs | 903 | 2.151 | 654.3254 | [30 empty] | 0 | 0 | 0
903 | Water Heating | Ancillary | Grocery | Existing | Low Flow Shower Head | 0.0044574 | 0.0067887 |  | 35.85 | 1 | 1.523 | 8042.7222 | 10 |  | 12.34 | 2768.4015 | Per Unit | GS | 1 | 1 | 1 | 1 | 1 | 1 | 1 | 1 | 1 | 1 | 1 | 1 | CgrEgs903 | CgrE | gs | 903 | 2.151 | 482.5633 | [30 empty] | 0 | 0 | 0
903 | Water Heating | Ancillary | Grocery | New | Low Flow Shower Head | 0.0044574 | 0.0067887 |  | 35.85 | 1 | 1.523 | 8042.7222 | 10 |  | 12.34 | 2768.4015 | Per Unit | GS | 1 | 1 | 1 | 1 | 1 | 1 | 1 | 1 | 1 | 1 | 1 | 1 | CgrNgs903 | CgrN | gs | 903 | 2.151 | 482.5633 | [30 empty] | 0 | 0 | 0
903 | Water Heating | Ancillary | Healthcare | Existing | Low Flow Shower Head | 0.0032874 | 0.0039924 |  | 35.85 | 1 | 1.2145 | 10905.424 | 10 |  | 12.34 | 3753.7777 | Per Unit | GS | 1 | 1 | 1 | 1 | 1 | 1 | 1 | 1 | 1 | 1 | 1 | 1 | CheEgs903 | CheE | gs | 903 | 2.151 | 654.3254 | [30 empty] | 3.0222 | 0.27712 | 0.33656
903 | Water Heating | Ancillary | Healthcare | New | Low Flow Shower Head | 0.0032874 | 0.0039924 |  | 35.85 | 1 | 1.2145 | 10905.424 | 10 |  | 12.34 | 3753.7777 | Per Unit | GS | 1 | 1 | 1 | 1 | 1 | 1 | 1 | 1 | 1 | 1 | 1 | 1 | CheNgs903 | CheN | gs | 903 | 2.151 | 654.3254 | [30 empty] | 0.016806 | 0.0015411 | 0.0018716
903 | Water Heating | Ancillary | Hospitals | Existing | Low Flow Shower Head | 0.026293 | 0.031933 |  | 286.74 | 1 | 1.2145 | 10905.4228 | 10 |  | 320.84 | 12202.3291 | Per Unit | GS | 1 | 1 | 1 | 1 | 1 | 1 | 1 | 1 | 1 | 1 | 1 | 1 | ChoEgs903 | ChoE | gs | 903 | 17.2044 | 654.3254 | [30 empty] | 2.2518 | 0.20648 | 0.25077
903 | Water Heating | Ancillary | Hospitals | New | Low Flow Shower Head | 0.026293 | 0.031933 |  | 286.74 | 1 | 1.2145 | 10905.4228 | 10 |  | 320.84 | 12202.3291 | Per Unit | GS | 1 | 1 | 1 | 1 | 1 | 1 | 1 | 1 | 1 | 1 | 1 | 1 | ChoNgs903 | ChoN | gs | 903 | 17.2044 | 654.3254 | [30 empty] | 0.012522 | 0.0011482 | 0.0013945
903 | Water Heating | Ancillary | Institutional | Existing | Low Flow Shower Head | 0.0032874 | 0.0039924 |  | 35.85 | 1 | 1.2145 | 10905.424 | 10 |  | 271.48 | 82583.1101 | Per Unit | GS | 1 | 1 | 1 | 1 | 1 | 1 | 1 | 1 | 1 | 1 | 1 | 1 | CinEgs903 | CinE | gs | 903 | 2.151 | 654.3254 | [30 empty] | 0 | 0 | 0
903 | Water Heating | Ancillary | Institutional | New | Low Flow Shower Head | 0.0032874 | 0.0039924 |  | 35.85 | 1 | 1.2145 | 10905.424 | 10 |  | 271.48 | 82583.1101 | Per Unit | GS | 1 | 1 | 1 | 1 | 1 | 1 | 1 | 1 | 1 | 1 | 1 | 1 | CinNgs903 | CinN | gs | 903 | 2.151 | 654.3254 | [30 empty] | 0 | 0 | 0
903 | Water Heating | Ancillary | Lodging/Hospitality | Existing | Low Flow Shower Head | 0.018335 | 0.073514 |  | 465.95 | 1 | 4.0096 | 25413.7999 | 10 |  | 135.74 | 7403.518 | Per Unit | GS | 1 | 1 | 1 | 1 | 1 | 1 | 1 | 1 | 1 | 1 | 1 | 1 | CloEgs903 | CloE | gs | 903 | 27.957 | 1524.828 | [30 empty] | 45.8835 | 1.8055 | 7.2392
903 | Water Heating | Ancillary | Lodging/Hospitality | New | Low Flow Shower Head | 0.018335 | 0.073514 |  | 465.95 | 1 | 4.0096 | 25413.7999 | 10 |  | 135.74 | 7403.518 | Per Unit | GS | 1 | 1 | 1 | 1 | 1 | 1 | 1 | 1 | 1 | 1 | 1 | 1 | CloNgs903 | CloN | gs | 903 | 27.957 | 1524.828 | [30 empty] | 0.25516 | 0.01004 | 0.040257
903 | Water Heating | Ancillary | Miscellaneous | Existing | Low Flow Shower Head | 0.0044574 | 0.0067887 |  | 35.85 | 1 | 1.523 | 8042.7222 | 10 |  | 209.78 | 47062.8248 | Per Unit | GS | 1 | 1 | 1 | 1 | 1 | 1 | 1 | 1 | 1 | 1 | 1 | 1 | CmiEgs903 | CmiE | gs | 903 | 2.151 | 482.5633 | [30 empty] | 0 | 0 | 0
903 | Water Heating | Ancillary | Miscellaneous | New | Low Flow Shower Head | 0.0044574 | 0.0067887 |  | 35.85 | 1 | 1.523 | 8042.7222 | 10 |  | 209.78 | 47062.8248 | Per Unit | GS | 1 | 1 | 1 | 1 | 1 | 1 | 1 | 1 | 1 | 1 | 1 | 1 | CmiNgs903 | CmiN | gs | 903 | 2.151 | 482.5633 | [30 empty] | 0 | 0 | 0
903 | Water Heating | Ancillary | Offices | Existing | Low Flow Shower Head | 0.0044574 | 0.0067887 |  | 35.85 | 1 | 1.523 | 8042.7222 | 10 |  | 24.68 | 5536.8029 | Per Unit | GS | 1 | 1 | 1 | 1 | 1 | 1 | 1 | 1 | 1 | 1 | 1 | 1 | CofEgs903 | CofE | gs | 903 | 2.151 | 482.5633 | [30 empty] | 0 | 0 | 0
903 | Water Heating | Ancillary | Offices | New | Low Flow Shower Head | 0.0044574 | 0.0067887 |  | 35.85 | 1 | 1.523 | 8042.7222 | 10 |  | 24.68 | 5536.8029 | Per Unit | GS | 1 | 1 | 1 | 1 | 1 | 1 | 1 | 1 | 1 | 1 | 1 | 1 | CofNgs903 | CofN | gs | 903 | 2.151 | 482.5633 | [30 empty] | 0 | 0 | 0
903 | Water Heating | Ancillary | Restaurants | Existing | Low Flow Shower Head | 0.0044574 | 0.0067887 |  | 35.85 | 1 | 1.523 | 8042.7222 | 10 |  | 12.34 | 2768.4015 | Per Unit | GS | 1 | 1 | 1 | 1 | 1 | 1 | 1 | 1 | 1 | 1 | 1 | 1 | CreEgs903 | CreE | gs | 903 | 2.151 | 482.5633 | [30 empty] | 0 | 0 | 0
903 | Water Heating | Ancillary | Restaurants | New | Low Flow Shower Head | 0.0044574 | 0.0067887 |  | 35.85 | 1 | 1.523 | 8042.7222 | 10 |  | 12.34 | 2768.4015 | Per Unit | GS | 1 | 1 | 1 | 1 | 1 | 1 | 1 | 1 | 1 | 1 | 1 | 1 | CreNgs903 | CreN | gs | 903 | 2.151 | 482.5633 | [30 empty] | 0 | 0 | 0
903 | Water Heating | Ancillary | Retail | Existing | Low Flow Shower Head | 0.0044574 | 0.0067887 |  | 35.85 | 1 | 1.523 | 8042.7222 | 10 |  | 24.68 | 5536.8029 | Per Unit | GS | 1 | 1 | 1 | 1 | 1 | 1 | 1 | 1 | 1 | 1 | 1 | 1 | CrtEgs903 | CrtE | gs | 903 | 2.151 | 482.5633 | [30 empty] | 0 | 0 | 0
903 | Water Heating | Ancillary | Retail | New | Low Flow Shower Head | 0.0044574 | 0.0067887 |  | 35.85 | 1 | 1.523 | 8042.7222 | 10 |  | 24.68 | 5536.8029 | Per Unit | GS | 1 | 1 | 1 | 1 | 1 | 1 | 1 | 1 | 1 | 1 | 1 | 1 | CrtNgs903 | CrtN | gs | 903 | 2.151 | 482.5633 | [30 empty] | 0 | 0 | 0
903 | Water Heating | Ancillary | Schools K-12 | Existing | Low Flow Shower Head | 0.0044574 | 0.0067887 |  | 35.85 | 1 | 1.523 | 8042.7222 | 10 |  | 12.34 | 2768.4015 | Per Unit | GS | 1 | 1 | 1 | 1 | 1 | 1 | 1 | 1 | 1 | 1 | 1 | 1 | CscEgs903 | CscE | gs | 903 | 2.151 | 482.5633 | [30 empty] | 0 | 0 | 0
903 | Water Heating | Ancillary | Schools K-12 | New | Low Flow Shower Head | 0.0044574 | 0.0067887 |  | 35.85 | 1 | 1.523 | 8042.7222 | 10 |  | 12.34 | 2768.4015 | Per Unit | GS | 1 | 1 | 1 | 1 | 1 | 1 | 1 | 1 | 1 | 1 | 1 | 1 | CscNgs903 | CscN | gs | 903 | 2.151 | 482.5633 | [30 empty] | 0 | 0 | 0
903 | Water Heating | Ancillary | Warehouse | Existing | Low Flow Shower Head | 0.0044574 | 0.0067887 |  | 35.85 | 1 | 1.523 | 8042.7222 | 10 |  | 12.34 | 2768.4015 | Per Unit | GS | 1 | 1 | 1 | 1 | 1 | 1 | 1 | 1 | 1 | 1 | 1 | 1 | CwaEgs903 | CwaE | gs | 903 | 2.151 | 482.5633 | [30 empty] | 0 | 0 | 0
903 | Water Heating | Ancillary | Warehouse | New | Low Flow Shower Head | 0.0044574 | 0.0067887 |  | 35.85 | 1 | 1.523 | 8042.7222 | 10 |  | 12.34 | 2768.4015 | Per Unit | GS | 1 | 1 | 1 | 1 | 1 | 1 | 1 | 1 | 1 | 1 | 1 | 1 | CwaNgs903 | CwaN | gs | 903 | 2.151 | 482.5633 | [30 empty] | 0 | 0 | 0
904 | Water Heating | Controls | Assembly | Existing | Demand Controlled Circulating Systems | 0.046507 | 0.07083 |  | 374.04 | 1 | 1.523 | 8042.723 | 20 |  | 2274 | 48896.2468 | Per Hot Water Circulation Pump | GS | 1 | 1 | 1 | 1 | 1 | 1 | 1 | 1 | 1 | 1 | 1 | 1 | CasEgs904 | CasE | gs | 904 | 18.8079 | 404.4139 | [30 empty] | 0.92437 | 0.11493 | 0.17504
904 | Water Heating | Controls | Assembly | New | Demand Controlled Circulating Systems | 0.046507 | 0.07083 |  | 374.04 | 1 | 1.523 | 8042.723 | 20 |  | 2274 | 48896.2468 | Per Hot Water Circulation Pump | GS | 1 | 1 | 1 | 1 | 1 | 1 | 1 | 1 | 1 | 1 | 1 | 1 | CasNgs904 | CasN | gs | 904 | 18.8079 | 404.4139 | [30 empty] | 0.0051404 | 0.00063914 | 0.00097341
904 | Water Heating | Controls | College and University | Existing | Demand Controlled Circulating Systems | 0.15028 | 0.18251 |  | 1638.87 | 1 | 1.2145 | 10905.4227 | 20 |  | 6822 | 45395.177 | Per Hot Water Circulation Pump | GS | 1 | 1 | 1 | 1 | 1 | 1 | 1 | 1 | 1 | 1 | 1 | 1 | CcoEgs904 | CcoE | gs | 904 | 82.4076 | 548.3596 | [30 empty] | 0.48491 | 0.044465 | 0.054001
904 | Water Heating | Controls | College and University | New | Demand Controlled Circulating Systems | 0.15028 | 0.18251 |  | 1638.87 | 1 | 1.2145 | 10905.4227 | 20 |  | 6822 | 45395.177 | Per Hot Water Circulation Pump | GS | 1 | 1 | 1 | 1 | 1 | 1 | 1 | 1 | 1 | 1 | 1 | 1 | CcoNgs904 | CcoN | gs | 904 | 82.4076 | 548.3596 | [30 empty] | 0.0026966 | 0.00024727 | 0.0003003
904 | Water Heating | Controls | Data Center | Existing | Demand Controlled Circulating Systems | 4.7369 | 5.7529 |  | 51658.37 | 1 | 1.2145 | 10905.4227 | 20 |  | 4548 | 960.1128 | Per Hot Water Circulation Pump | GS | 1 | 1 | 1 | 1 | 1 | 1 | 1 | 1 | 1 | 1 | 1 | 1 | CdaEgs904 | CdaE | gs | 904 | 2597.5482 | 548.3596 | [30 empty] | 0.033513 | 0.0030731 | 0.0037322
904 | Water Heating | Controls | Data Center | New | Demand Controlled Circulating Systems | 4.7369 | 5.7529 |  | 51658.37 | 1 | 1.2145 | 10905.4227 | 20 |  | 4548 | 960.1128 | Per Hot Water Circulation Pump | GS | 1 | 1 | 1 | 1 | 1 | 1 | 1 | 1 | 1 | 1 | 1 | 1 | CdaNgs904 | CdaN | gs | 904 | 2597.5482 | 548.3596 | [30 empty] | 0.00018637 | 1.7089e-05 | 2.0755e-05
904 | Water Heating | Controls | Grocery | Existing | Demand Controlled Circulating Systems | 0.015098 | 0.022994 |  | 121.43 | 1 | 1.523 | 8042.7232 | 20 |  | 2274 | 150614.7785 | Per Hot Water Circulation Pump | GS | 1 | 1 | 1 | 1 | 1 | 1 | 1 | 1 | 1 | 1 | 1 | 1 | CgrEgs904 | CgrE | gs | 904 | 6.1059 | 404.4139 | [30 empty] | 0.19514 | 0.024262 | 0.036952
904 | Water Heating | Controls | Grocery | New | Demand Controlled Circulating Systems | 0.015098 | 0.022994 |  | 121.43 | 1 | 1.523 | 8042.7232 | 20 |  | 2274 | 150614.7785 | Per Hot Water Circulation Pump | GS | 1 | 1 | 1 | 1 | 1 | 1 | 1 | 1 | 1 | 1 | 1 | 1 | CgrNgs904 | CgrN | gs | 904 | 6.1059 | 404.4139 | [30 empty] | 0.0010851 | 0.00013492 | 0.00020549
904 | Water Heating | Controls | Healthcare | Existing | Demand Controlled Circulating Systems | 0.023073 | 0.028022 |  | 251.62 | 1 | 1.2145 | 10905.4227 | 20 |  | 2274 | 98557.075 | Per Hot Water Circulation Pump | GS | 1 | 1 | 1 | 1 | 1 | 1 | 1 | 1 | 1 | 1 | 1 | 1 | CheEgs904 | CheE | gs | 904 | 12.6523 | 548.3596 | [30 empty] | 0.39762 | 0.036461 | 0.044281
904 | Water Heating | Controls | Healthcare | New | Demand Controlled Circulating Systems | 0.023073 | 0.028022 |  | 251.62 | 1 | 1.2145 | 10905.4227 | 20 |  | 2274 | 98557.075 | Per Hot Water Circulation Pump | GS | 1 | 1 | 1 | 1 | 1 | 1 | 1 | 1 | 1 | 1 | 1 | 1 | CheNgs904 | CheN | gs | 904 | 12.6523 | 548.3596 | [30 empty] | 0.0022112 | 0.00020276 | 0.00024625
904 | Water Heating | Controls | Hospitals | Existing | Demand Controlled Circulating Systems | 4.8547 | 5.896 |  | 52942.87 | 1 | 1.2145 | 10905.4227 | 20 |  | 22740 | 4684.0927 | Per Hot Water Circulation Pump | GS | 1 | 1 | 1 | 1 | 1 | 1 | 1 | 1 | 1 | 1 | 1 | 1 | ChoEgs904 | ChoE | gs | 904 | 2662.137 | 548.3596 | [30 empty] | 0.26862 | 0.024632 | 0.029915
904 | Water Heating | Controls | Hospitals | New | Demand Controlled Circulating Systems | 4.8547 | 5.896 |  | 52942.87 | 1 | 1.2145 | 10905.4227 | 20 |  | 22740 | 4684.0927 | Per Hot Water Circulation Pump | GS | 1 | 1 | 1 | 1 | 1 | 1 | 1 | 1 | 1 | 1 | 1 | 1 | ChoNgs904 | ChoN | gs | 904 | 2662.137 | 548.3596 | [30 empty] | 0.0014938 | 0.00013698 | 0.00016636
904 | Water Heating | Controls | Institutional | Existing | Demand Controlled Circulating Systems | 0.019177 | 0.02329 |  | 209.13 | 1 | 1.2145 | 10905.4228 | 20 |  | 4548 | 237162.8317 | Per Hot Water Circulation Pump | GS | 1 | 1 | 1 | 1 | 1 | 1 | 1 | 1 | 1 | 1 | 1 | 1 | CinEgs904 | CinE | gs | 904 | 10.5157 | 548.3596 | [30 empty] | 0.43426 | 0.039821 | 0.048361
904 | Water Heating | Controls | Institutional | New | Demand Controlled Circulating Systems | 0.019177 | 0.02329 |  | 209.13 | 1 | 1.2145 | 10905.4228 | 20 |  | 4548 | 237162.8317 | Per Hot Water Circulation Pump | GS | 1 | 1 | 1 | 1 | 1 | 1 | 1 | 1 | 1 | 1 | 1 | 1 | CinNgs904 | CinN | gs | 904 | 10.5157 | 548.3596 | [30 empty] | 0.0024149 | 0.00022144 | 0.00026894
904 | Water Heating | Controls | Lodging/Hospitality | Existing | Demand Controlled Circulating Systems | 0.45528 | 1.8255 |  | 11570.28 | 1 | 4.0096 | 25413.8002 | 20 |  | 4548 | 9989.5563 | Per Hot Water Circulation Pump | GS | 1 | 1 | 1 | 1 | 1 | 1 | 1 | 1 | 1 | 1 | 1 | 1 | CloEgs904 | CloE | gs | 904 | 581.7907 | 1277.8872 | [30 empty] | 5.411 | 0.21291 | 0.85371
904 | Water Heating | Controls | Lodging/Hospitality | New | Demand Controlled Circulating Systems | 0.45528 | 1.8255 |  | 11570.28 | 1 | 4.0096 | 25413.8002 | 20 |  | 4548 | 9989.5563 | Per Hot Water Circulation Pump | GS | 1 | 1 | 1 | 1 | 1 | 1 | 1 | 1 | 1 | 1 | 1 | 1 | CloNgs904 | CloN | gs | 904 | 581.7907 | 1277.8872 | [30 empty] | 0.03009 | 0.001184 | 0.0047474
904 | Water Heating | Controls | Miscellaneous | Existing | Demand Controlled Circulating Systems | 0.050438 | 0.076817 |  | 405.66 | 1 | 1.523 | 8042.7229 | 20 |  | 6822 | 135254.784 | Per Hot Water Circulation Pump | GS | 1 | 1 | 1 | 1 | 1 | 1 | 1 | 1 | 1 | 1 | 1 | 1 | CmiEgs904 | CmiE | gs | 904 | 20.3979 | 404.4139 | [30 empty] | 1.2027 | 0.14954 | 0.22775
904 | Water Heating | Controls | Miscellaneous | New | Demand Controlled Circulating Systems | 0.050438 | 0.076817 |  | 405.66 | 1 | 1.523 | 8042.7229 | 20 |  | 6822 | 135254.784 | Per Hot Water Circulation Pump | GS | 1 | 1 | 1 | 1 | 1 | 1 | 1 | 1 | 1 | 1 | 1 | 1 | CmiNgs904 | CmiN | gs | 904 | 20.3979 | 404.4139 | [30 empty] | 0.0066881 | 0.00083157 | 0.0012665
904 | Water Heating | Controls | Offices | Existing | Demand Controlled Circulating Systems | 0.058178 | 0.088605 |  | 467.91 | 1 | 1.523 | 8042.7229 | 20 |  | 2274 | 39086.9011 | Per Hot Water Circulation Pump | GS | 1 | 1 | 1 | 1 | 1 | 1 | 1 | 1 | 1 | 1 | 1 | 1 | CofEgs904 | CofE | gs | 904 | 23.528 | 404.4139 | [30 empty] | 4.3511 | 0.54099 | 0.82393
904 | Water Heating | Controls | Offices | New | Demand Controlled Circulating Systems | 0.058178 | 0.088605 |  | 467.91 | 1 | 1.523 | 8042.7229 | 20 |  | 2274 | 39086.9011 | Per Hot Water Circulation Pump | GS | 1 | 1 | 1 | 1 | 1 | 1 | 1 | 1 | 1 | 1 | 1 | 1 | CofNgs904 | CofN | gs | 904 | 23.528 | 404.4139 | [30 empty] | 0.024196 | 0.0030084 | 0.0045819
904 | Water Heating | Controls | Restaurants | Existing | Demand Controlled Circulating Systems | 0.69539 | 1.0591 |  | 5592.79 | 1 | 1.523 | 8042.7229 | 20 |  | 2274 | 3270.1303 | Per Hot Water Circulation Pump | GS | 1 | 1 | 1 | 1 | 1 | 1 | 1 | 1 | 1 | 1 | 1 | 1 | CreEgs904 | CreE | gs | 904 | 281.2234 | 404.4139 | [30 empty] | 10.462 | 1.3008 | 1.9811
904 | Water Heating | Controls | Restaurants | New | Demand Controlled Circulating Systems | 0.69539 | 1.0591 |  | 5592.79 | 1 | 1.523 | 8042.7229 | 20 |  | 2274 | 3270.1303 | Per Hot Water Circulation Pump | GS | 1 | 1 | 1 | 1 | 1 | 1 | 1 | 1 | 1 | 1 | 1 | 1 | CreNgs904 | CreN | gs | 904 | 281.2234 | 404.4139 | [30 empty] | 0.058179 | 0.0072337 | 0.011017
904 | Water Heating | Controls | Retail | Existing | Demand Controlled Circulating Systems | 0.27156 | 0.41358 |  | 2184.06 | 1 | 1.523 | 8042.7229 | 20 |  | 2274 | 8373.9238 | Per Hot Water Circulation Pump | GS | 1 | 1 | 1 | 1 | 1 | 1 | 1 | 1 | 1 | 1 | 1 | 1 | CrtEgs904 | CrtE | gs | 904 | 109.8215 | 404.4139 | [30 empty] | 1.6435 | 0.20435 | 0.31122
904 | Water Heating | Controls | Retail | New | Demand Controlled Circulating Systems | 0.27156 | 0.41358 |  | 2184.06 | 1 | 1.523 | 8042.7229 | 20 |  | 2274 | 8373.9238 | Per Hot Water Circulation Pump | GS | 1 | 1 | 1 | 1 | 1 | 1 | 1 | 1 | 1 | 1 | 1 | 1 | CrtNgs904 | CrtN | gs | 904 | 109.8215 | 404.4139 | [30 empty] | 0.0091396 | 0.0011364 | 0.0017307
904 | Water Heating | Controls | Schools K-12 | Existing | Demand Controlled Circulating Systems | 0.76087 | 1.1588 |  | 6119.47 | 1 | 1.523 | 8042.7229 | 20 |  | 4548 | 5977.3647 | Per Hot Water Circulation Pump | GS | 1 | 1 | 1 | 1 | 1 | 1 | 1 | 1 | 1 | 1 | 1 | 1 | CscEgs904 | CscE | gs | 904 | 307.7065 | 404.4139 | [30 empty] | 2.2607 | 0.28108 | 0.42809
904 | Water Heating | Controls | Schools K-12 | New | Demand Controlled Circulating Systems | 0.76087 | 1.1588 |  | 6119.47 | 1 | 1.523 | 8042.7229 | 20 |  | 4548 | 5977.3647 | Per Hot Water Circulation Pump | GS | 1 | 1 | 1 | 1 | 1 | 1 | 1 | 1 | 1 | 1 | 1 | 1 | CscNgs904 | CscN | gs | 904 | 307.7065 | 404.4139 | [30 empty] | 0.012572 | 0.0015631 | 0.0023806
904 | Water Heating | Controls | Warehouse | Existing | Demand Controlled Circulating Systems | 0.023636 | 0.035998 |  | 190.1 | 1 | 1.523 | 8042.7228 | 20 |  | 2274 | 96208.0572 | Per Hot Water Circulation Pump | GS | 1 | 1 | 1 | 1 | 1 | 1 | 1 | 1 | 1 | 1 | 1 | 1 | CwaEgs904 | CwaE | gs | 904 | 9.5588 | 404.4138 | [30 empty] | 0.35502 | 0.044142 | 0.067229
904 | Water Heating | Controls | Warehouse | New | Demand Controlled Circulating Systems | 0.023636 | 0.035998 |  | 190.1 | 1 | 1.523 | 8042.7228 | 20 |  | 2274 | 96208.0572 | Per Hot Water Circulation Pump | GS | 1 | 1 | 1 | 1 | 1 | 1 | 1 | 1 | 1 | 1 | 1 | 1 | CwaNgs904 | CwaN | gs | 904 | 9.5588 | 404.4138 | [30 empty] | 0.0019743 | 0.00024547 | 0.00037386
905 | Water Heating | Controls | Assembly | Existing | Water Heater Setback | 0.010974 | 0.016713 |  | 88.26 | 1 | 1.523 | 8042.7232 | 2 |  | 5.14 | 468.3843 | Per End Use Consumption | GS | 1 | 1 | 1 | 1 | 1 | 1 | 1 | 1 | 1 | 1 | 1 | 1 | CasEgs905 | CasE | gs | 905 | 5.2956 | 482.5634 | [30 empty] | 0 | 0 | 0
905 | Water Heating | Controls | Assembly | New | Water Heater Setback | 0.010974 | 0.016713 |  | 88.26 | 1 | 1.523 | 8042.7232 | 2 |  | 5.14 | 468.3843 | Per End Use Consumption | GS | 1 | 1 | 1 | 1 | 1 | 1 | 1 | 1 | 1 | 1 | 1 | 1 | CasNgs905 | CasN | gs | 905 | 5.2956 | 482.5634 | [30 empty] | 0 | 0 | 0
905 | Water Heating | Controls | College and University | Existing | Water Heater Setback | 0.0080932 | 0.0098291 |  | 88.26 | 1 | 1.2145 | 10905.4232 | 2 |  | 5.14 | 635.0994 | Per End Use Consumption | GS | 1 | 1 | 1 | 1 | 1 | 1 | 1 | 1 | 1 | 1 | 1 | 1 | CcoEgs905 | CcoE | gs | 905 | 5.2956 | 654.3254 | [30 empty] | 0 | 0 | 0
905 | Water Heating | Controls | College and University | New | Water Heater Setback | 0.0080932 | 0.0098291 |  | 88.26 | 1 | 1.2145 | 10905.4232 | 2 |  | 5.14 | 635.0994 | Per End Use Consumption | GS | 1 | 1 | 1 | 1 | 1 | 1 | 1 | 1 | 1 | 1 | 1 | 1 | CcoNgs905 | CcoN | gs | 905 | 5.2956 | 654.3254 | [30 empty] | 0 | 0 | 0
905 | Water Heating | Controls | Data Center | Existing | Water Heater Setback | 0.0080932 | 0.0098291 |  | 88.26 | 1 | 1.2145 | 10905.4232 | 2 |  | 5.14 | 635.0994 | Per End Use Consumption | GS | 1 | 1 | 1 | 1 | 1 | 1 | 1 | 1 | 1 | 1 | 1 | 1 | CdaEgs905 | CdaE | gs | 905 | 5.2956 | 654.3254 | [30 empty] | 0 | 0 | 0
905 | Water Heating | Controls | Data Center | New | Water Heater Setback | 0.0080932 | 0.0098291 |  | 88.26 | 1 | 1.2145 | 10905.4232 | 2 |  | 5.14 | 635.0994 | Per End Use Consumption | GS | 1 | 1 | 1 | 1 | 1 | 1 | 1 | 1 | 1 | 1 | 1 | 1 | CdaNgs905 | CdaN | gs | 905 | 5.2956 | 654.3254 | [30 empty] | 0 | 0 | 0
905 | Water Heating | Controls | Grocery | Existing | Water Heater Setback | 0.010974 | 0.016713 |  | 88.26 | 1 | 1.523 | 8042.7232 | 2 |  | 5.14 | 468.3843 | Per End Use Consumption | GS | 1 | 1 | 1 | 1 | 1 | 1 | 1 | 1 | 1 | 1 | 1 | 1 | CgrEgs905 | CgrE | gs | 905 | 5.2956 | 482.5634 | [30 empty] | 0 | 0 | 0
905 | Water Heating | Controls | Grocery | New | Water Heater Setback | 0.010974 | 0.016713 |  | 88.26 | 1 | 1.523 | 8042.7232 | 2 |  | 5.14 | 468.3843 | Per End Use Consumption | GS | 1 | 1 | 1 | 1 | 1 | 1 | 1 | 1 | 1 | 1 | 1 | 1 | CgrNgs905 | CgrN | gs | 905 | 5.2956 | 482.5634 | [30 empty] | 0 | 0 | 0
905 | Water Heating | Controls | Healthcare | Existing | Water Heater Setback | 0.0080932 | 0.0098291 |  | 88.26 | 1 | 1.2145 | 10905.4232 | 2 |  | 5.14 | 635.0994 | Per End Use Consumption | GS | 1 | 1 | 1 | 1 | 1 | 1 | 1 | 1 | 1 | 1 | 1 | 1 | CheEgs905 | CheE | gs | 905 | 5.2956 | 654.3254 | [30 empty] | 0 | 0 | 0
905 | Water Heating | Controls | Healthcare | New | Water Heater Setback | 0.0080932 | 0.0098291 |  | 88.26 | 1 | 1.2145 | 10905.4232 | 2 |  | 5.14 | 635.0994 | Per End Use Consumption | GS | 1 | 1 | 1 | 1 | 1 | 1 | 1 | 1 | 1 | 1 | 1 | 1 | CheNgs905 | CheN | gs | 905 | 5.2956 | 654.3254 | [30 empty] | 0 | 0 | 0
905 | Water Heating | Controls | Hospitals | Existing | Water Heater Setback | 0.0080932 | 0.0098291 |  | 88.26 | 1 | 1.2145 | 10905.4232 | 2 |  | 5.14 | 635.0994 | Per End Use Consumption | GS | 1 | 1 | 1 | 1 | 1 | 1 | 1 | 1 | 1 | 1 | 1 | 1 | ChoEgs905 | ChoE | gs | 905 | 5.2956 | 654.3254 | [30 empty] | 0 | 0 | 0
905 | Water Heating | Controls | Hospitals | New | Water Heater Setback | 0.0080932 | 0.0098291 |  | 88.26 | 1 | 1.2145 | 10905.4232 | 2 |  | 5.14 | 635.0994 | Per End Use Consumption | GS | 1 | 1 | 1 | 1 | 1 | 1 | 1 | 1 | 1 | 1 | 1 | 1 | ChoNgs905 | ChoN | gs | 905 | 5.2956 | 654.3254 | [30 empty] | 0 | 0 | 0
905 | Water Heating | Controls | Institutional | Existing | Water Heater Setback | 0.0080932 | 0.0098291 |  | 88.26 | 1 | 1.2145 | 10905.4232 | 2 |  | 5.14 | 635.0994 | Per End Use Consumption | GS | 1 | 1 | 1 | 1 | 1 | 1 | 1 | 1 | 1 | 1 | 1 | 1 | CinEgs905 | CinE | gs | 905 | 5.2956 | 654.3254 | [30 empty] | 0 | 0 | 0
905 | Water Heating | Controls | Institutional | New | Water Heater Setback | 0.0080932 | 0.0098291 |  | 88.26 | 1 | 1.2145 | 10905.4232 | 2 |  | 5.14 | 635.0994 | Per End Use Consumption | GS | 1 | 1 | 1 | 1 | 1 | 1 | 1 | 1 | 1 | 1 | 1 | 1 | CinNgs905 | CinN | gs | 905 | 5.2956 | 654.3254 | [30 empty] | 0 | 0 | 0
905 | Water Heating | Controls | Lodging/Hospitality | Existing | Water Heater Setback | 0.0034729 | 0.013925 |  | 88.26 | 1 | 4.0096 | 25413.8021 | 2 |  | 5.14 | 1480.0243 | Per End Use Consumption | GS | 1 | 1 | 1 | 1 | 1 | 1 | 1 | 1 | 1 | 1 | 1 | 1 | CloEgs905 | CloE | gs | 905 | 5.2956 | 1524.8281 | [30 empty] | 0 | 0 | 0
905 | Water Heating | Controls | Lodging/Hospitality | New | Water Heater Setback | 0.0034729 | 0.013925 |  | 88.26 | 1 | 4.0096 | 25413.8021 | 2 |  | 5.14 | 1480.0243 | Per End Use Consumption | GS | 1 | 1 | 1 | 1 | 1 | 1 | 1 | 1 | 1 | 1 | 1 | 1 | CloNgs905 | CloN | gs | 905 | 5.2956 | 1524.8281 | [30 empty] | 0 | 0 | 0
905 | Water Heating | Controls | Miscellaneous | Existing | Water Heater Setback | 0.010974 | 0.016713 |  | 88.26 | 1 | 1.523 | 8042.7232 | 2 |  | 5.14 | 468.3843 | Per End Use Consumption | GS | 1 | 1 | 1 | 1 | 1 | 1 | 1 | 1 | 1 | 1 | 1 | 1 | CmiEgs905 | CmiE | gs | 905 | 5.2956 | 482.5634 | [30 empty] | 0 | 0 | 0
905 | Water Heating | Controls | Miscellaneous | New | Water Heater Setback | 0.010974 | 0.016713 |  | 88.26 | 1 | 1.523 | 8042.7232 | 2 |  | 5.14 | 468.3843 | Per End Use Consumption | GS | 1 | 1 | 1 | 1 | 1 | 1 | 1 | 1 | 1 | 1 | 1 | 1 | CmiNgs905 | CmiN | gs | 905 | 5.2956 | 482.5634 | [30 empty] | 0 | 0 | 0
905 | Water Heating | Controls | Offices | Existing | Water Heater Setback | 0.010974 | 0.016713 |  | 88.26 | 1 | 1.523 | 8042.7232 | 2 |  | 5.14 | 468.3843 | Per End Use Consumption | GS | 1 | 1 | 1 | 1 | 1 | 1 | 1 | 1 | 1 | 1 | 1 | 1 | CofEgs905 | CofE | gs | 905 | 5.2956 | 482.5634 | [30 empty] | 0 | 0 | 0
905 | Water Heating | Controls | Offices | New | Water Heater Setback | 0.010974 | 0.016713 |  | 88.26 | 1 | 1.523 | 8042.7232 | 2 |  | 5.14 | 468.3843 | Per End Use Consumption | GS | 1 | 1 | 1 | 1 | 1 | 1 | 1 | 1 | 1 | 1 | 1 | 1 | CofNgs905 | CofN | gs | 905 | 5.2956 | 482.5634 | [30 empty] | 0 | 0 | 0
905 | Water Heating | Controls | Restaurants | Existing | Water Heater Setback | 0.010974 | 0.016713 |  | 88.26 | 1 | 1.523 | 8042.7232 | 2 |  | 5.14 | 468.3843 | Per End Use Consumption | GS | 1 | 1 | 1 | 1 | 1 | 1 | 1 | 1 | 1 | 1 | 1 | 1 | CreEgs905 | CreE | gs | 905 | 5.2956 | 482.5634 | [30 empty] | 0 | 0 | 0
905 | Water Heating | Controls | Restaurants | New | Water Heater Setback | 0.010974 | 0.016713 |  | 88.26 | 1 | 1.523 | 8042.7232 | 2 |  | 5.14 | 468.3843 | Per End Use Consumption | GS | 1 | 1 | 1 | 1 | 1 | 1 | 1 | 1 | 1 | 1 | 1 | 1 | CreNgs905 | CreN | gs | 905 | 5.2956 | 482.5634 | [30 empty] | 0 | 0 | 0
905 | Water Heating | Controls | Retail | Existing | Water Heater Setback | 0.010974 | 0.016713 |  | 88.26 | 1 | 1.523 | 8042.7232 | 2 |  | 5.14 | 468.3843 | Per End Use Consumption | GS | 1 | 1 | 1 | 1 | 1 | 1 | 1 | 1 | 1 | 1 | 1 | 1 | CrtEgs905 | CrtE | gs | 905 | 5.2956 | 482.5634 | [30 empty] | 0 | 0 | 0
905 | Water Heating | Controls | Retail | New | Water Heater Setback | 0.010974 | 0.016713 |  | 88.26 | 1 | 1.523 | 8042.7232 | 2 |  | 5.14 | 468.3843 | Per End Use Consumption | GS | 1 | 1 | 1 | 1 | 1 | 1 | 1 | 1 | 1 | 1 | 1 | 1 | CrtNgs905 | CrtN | gs | 905 | 5.2956 | 482.5634 | [30 empty] | 0 | 0 | 0
905 | Water Heating | Controls | Schools K-12 | Existing | Water Heater Setback | 0.010974 | 0.016713 |  | 88.26 | 1 | 1.523 | 8042.7232 | 2 |  | 5.14 | 468.3843 | Per End Use Consumption | GS | 1 | 1 | 1 | 1 | 1 | 1 | 1 | 1 | 1 | 1 | 1 | 1 | CscEgs905 | CscE | gs | 905 | 5.2956 | 482.5634 | [30 empty] | 0 | 0 | 0
905 | Water Heating | Controls | Schools K-12 | New | Water Heater Setback | 0.010974 | 0.016713 |  | 88.26 | 1 | 1.523 | 8042.7232 | 2 |  | 5.14 | 468.3843 | Per End Use Consumption | GS | 1 | 1 | 1 | 1 | 1 | 1 | 1 | 1 | 1 | 1 | 1 | 1 | CscNgs905 | CscN | gs | 905 | 5.2956 | 482.5634 | [30 empty] | 0 | 0 | 0
905 | Water Heating | Controls | Warehouse | Existing | Water Heater Setback | 0.010974 | 0.016713 |  | 88.26 | 1 | 1.523 | 8042.7232 | 2 |  | 5.14 | 468.3843 | Per End Use Consumption | GS | 1 | 1 | 1 | 1 | 1 | 1 | 1 | 1 | 1 | 1 | 1 | 1 | CwaEgs905 | CwaE | gs | 905 | 5.2956 | 482.5634 | [30 empty] | 0 | 0 | 0
905 | Water Heating | Controls | Warehouse | New | Water Heater Setback | 0.010974 | 0.016713 |  | 88.26 | 1 | 1.523 | 8042.7232 | 2 |  | 5.14 | 468.3843 | Per End Use Consumption | GS | 1 | 1 | 1 | 1 | 1 | 1 | 1 | 1 | 1 | 1 | 1 | 1 | CwaNgs905 | CwaN | gs | 905 | 5.2956 | 482.5634 | [30 empty] | 0 | 0 | 0
906 | Water Heating | Insulation | Assembly | Existing | Hot water pipe insulation | 0.005814 | 0.0088547 |  | 46.76 | 1 | 1.523 | 8042.7234 | 15 |  | 1111.2 | 191126.4818 | Per End Use Consumption | GS | 1 | 1 | 1 | 1 | 1 | 1 | 1 | 1 | 1 | 1 | 1 | 1 | CasEgs906 | CasE | gs | 906 | 2.8056 | 482.5634 | [30 empty] | 0.22533 | 0.028017 | 0.04267
906 | Water Heating | Insulation | Assembly | New | Hot water pipe insulation | 0.005814 | 0.0088547 |  | 46.76 | 1 | 1.523 | 8042.7234 | 15 |  | 1111.2 | 191126.4818 | Per End Use Consumption | GS | 1 | 1 | 1 | 1 | 1 | 1 | 1 | 1 | 1 | 1 | 1 | 1 | CasNgs906 | CasN | gs | 906 | 2.8056 | 482.5634 | [30 empty] | 0.00050221 | 6.2443e-05 | 9.5101e-05
906 | Water Heating | Insulation | College and University | Existing | Hot water pipe insulation | 0.018785 | 0.022814 |  | 204.86 | 1 | 1.2145 | 10905.4226 | 15 |  | 11112 | 591531.0764 | Per End Use Consumption | GS | 1 | 1 | 1 | 1 | 1 | 1 | 1 | 1 | 1 | 1 | 1 | 1 | CcoEgs906 | CcoE | gs | 906 | 12.2916 | 654.3254 | [30 empty] | 0.12059 | 0.011058 | 0.013429
906 | Water Heating | Insulation | College and University | New | Hot water pipe insulation | 0.018785 | 0.022814 |  | 204.86 | 1 | 1.2145 | 10905.4226 | 15 |  | 11112 | 591531.0764 | Per End Use Consumption | GS | 1 | 1 | 1 | 1 | 1 | 1 | 1 | 1 | 1 | 1 | 1 | 1 | CcoNgs906 | CcoN | gs | 906 | 12.2916 | 654.3254 | [30 empty] | 0.00026876 | 2.4645e-05 | 2.9931e-05
906 | Water Heating | Insulation | Data Center | Existing | Hot water pipe insulation | 0.59212 | 0.71912 |  | 6457.3 | 1 | 1.2145 | 10905.4227 | 15 |  | 22224 | 37533.0424 | Per End Use Consumption | GS | 1 | 1 | 1 | 1 | 1 | 1 | 1 | 1 | 1 | 1 | 1 | 1 | CdaEgs906 | CdaE | gs | 906 | 387.438 | 654.3254 | [30 empty] | 0.0083341 | 0.00076422 | 0.00092813
906 | Water Heating | Insulation | Data Center | New | Hot water pipe insulation | 0.59212 | 0.71912 |  | 6457.3 | 1 | 1.2145 | 10905.4227 | 15 |  | 22224 | 37533.0424 | Per End Use Consumption | GS | 1 | 1 | 1 | 1 | 1 | 1 | 1 | 1 | 1 | 1 | 1 | 1 | CdaNgs906 | CdaN | gs | 906 | 387.438 | 654.3254 | [30 empty] | 1.8575e-05 | 1.7033e-06 | 2.0686e-06
906 | Water Heating | Insulation | Grocery | Existing | Hot water pipe insulation | 0.0018874 | 0.0028745 |  | 15.18 | 1 | 1.523 | 8042.725 | 15 |  | 1111.2 | 588740.185 | Per End Use Consumption | GS | 1 | 1 | 1 | 1 | 1 | 1 | 1 | 1 | 1 | 1 | 1 | 1 | CgrEgs906 | CgrE | gs | 906 | 0.9108 | 482.5635 | [30 empty] | 0.047567 | 0.0059142 | 0.0090074
906 | Water Heating | Insulation | Grocery | New | Hot water pipe insulation | 0.0018874 | 0.0028745 |  | 15.18 | 1 | 1.523 | 8042.725 | 15 |  | 1111.2 | 588740.185 | Per End Use Consumption | GS | 1 | 1 | 1 | 1 | 1 | 1 | 1 | 1 | 1 | 1 | 1 | 1 | CgrNgs906 | CgrN | gs | 906 | 0.9108 | 482.5635 | [30 empty] | 0.00010602 | 1.3181e-05 | 2.0075e-05
906 | Water Heating | Insulation | Healthcare | Existing | Hot water pipe insulation | 0.0028839 | 0.0035024 |  | 31.45 | 1 | 1.2145 | 10905.4241 | 15 |  | 1111.2 | 385313.4278 | Per End Use Consumption | GS | 1 | 1 | 1 | 1 | 1 | 1 | 1 | 1 | 1 | 1 | 1 | 1 | CheEgs906 | CheE | gs | 906 | 1.887 | 654.3254 | [30 empty] | 0.08398 | 0.0077008 | 0.0093524
906 | Water Heating | Insulation | Healthcare | New | Hot water pipe insulation | 0.0028839 | 0.0035024 |  | 31.45 | 1 | 1.2145 | 10905.4241 | 15 |  | 1111.2 | 385313.4278 | Per End Use Consumption | GS | 1 | 1 | 1 | 1 | 1 | 1 | 1 | 1 | 1 | 1 | 1 | 1 | CheNgs906 | CheN | gs | 906 | 1.887 | 654.3254 | [30 empty] | 0.00021599 | 1.9806e-05 | 2.4054e-05
906 | Water Heating | Insulation | Hospitals | Existing | Hot water pipe insulation | 0.60684 | 0.737 |  | 6617.86 | 1 | 1.2145 | 10905.4227 | 15 |  | 16668 | 27466.8225 | Per End Use Consumption | GS | 1 | 1 | 1 | 1 | 1 | 1 | 1 | 1 | 1 | 1 | 1 | 1 | ChoEgs906 | ChoE | gs | 906 | 397.0716 | 654.3254 | [30 empty] | 0.066802 | 0.0061256 | 0.0074394
906 | Water Heating | Insulation | Hospitals | New | Hot water pipe insulation | 0.60684 | 0.737 |  | 6617.86 | 1 | 1.2145 | 10905.4227 | 15 |  | 16668 | 27466.8225 | Per End Use Consumption | GS | 1 | 1 | 1 | 1 | 1 | 1 | 1 | 1 | 1 | 1 | 1 | 1 | ChoNgs906 | ChoN | gs | 906 | 397.0716 | 654.3254 | [30 empty] | 0.00014889 | 1.3652e-05 | 1.6581e-05
906 | Water Heating | Insulation | Institutional | Existing | Hot water pipe insulation | 0.002397 | 0.0029111 |  | 26.14 | 1 | 1.2145 | 10905.4211 | 15 |  | 27780 | 11589617.405 | Per End Use Consumption | GS | 1 | 1 | 1 | 1 | 1 | 1 | 1 | 1 | 1 | 1 | 1 | 1 | CinEgs906 | CinE | gs | 906 | 1.5684 | 654.3253 | [30 empty] | 0.087933 | 0.0080632 | 0.0097926
906 | Water Heating | Insulation | Institutional | New | Hot water pipe insulation | 0.002397 | 0.0029111 |  | 26.14 | 1 | 1.2145 | 10905.4211 | 15 |  | 27780 | 11589617.405 | Per End Use Consumption | GS | 1 | 1 | 1 | 1 | 1 | 1 | 1 | 1 | 1 | 1 | 1 | 1 | CinNgs906 | CinN | gs | 906 | 1.5684 | 654.3253 | [30 empty] | 0.00045729 | 4.1932e-05 | 5.0926e-05
906 | Water Heating | Insulation | Lodging/Hospitality | Existing | Hot water pipe insulation | 0.05691 | 0.22819 |  | 1446.29 | 1 | 4.0096 | 25413.8003 | 15 |  | 3333.6 | 58577.0799 | Per End Use Consumption | GS | 1 | 1 | 1 | 1 | 1 | 1 | 1 | 1 | 1 | 1 | 1 | 1 | CloEgs906 | CloE | gs | 906 | 86.7774 | 1524.828 | [30 empty] | 1.3189 | 0.051897 | 0.20809
906 | Water Heating | Insulation | Lodging/Hospitality | New | Hot water pipe insulation | 0.05691 | 0.22819 |  | 1446.29 | 1 | 4.0096 | 25413.8003 | 15 |  | 3333.6 | 58577.0799 | Per End Use Consumption | GS | 1 | 1 | 1 | 1 | 1 | 1 | 1 | 1 | 1 | 1 | 1 | 1 | CloNgs906 | CloN | gs | 906 | 86.7774 | 1524.828 | [30 empty] | 0.0029395 | 0.00011567 | 0.00046377
906 | Water Heating | Insulation | Miscellaneous | Existing | Hot water pipe insulation | 0.0063051 | 0.0096026 |  | 50.71 | 1 | 1.523 | 8042.7224 | 15 |  | 22224 | 3524777.4056 | Per End Use Consumption | GS | 1 | 1 | 1 | 1 | 1 | 1 | 1 | 1 | 1 | 1 | 1 | 1 | CmiEgs906 | CmiE | gs | 906 | 3.0426 | 482.5633 | [30 empty] | 0.23872 | 0.029681 | 0.045204
906 | Water Heating | Insulation | Miscellaneous | New | Hot water pipe insulation | 0.0063051 | 0.0096026 |  | 50.71 | 1 | 1.523 | 8042.7224 | 15 |  | 22224 | 3524777.4056 | Per End Use Consumption | GS | 1 | 1 | 1 | 1 | 1 | 1 | 1 | 1 | 1 | 1 | 1 | 1 | CmiNgs906 | CmiN | gs | 906 | 3.0426 | 482.5633 | [30 empty] | 0.0012414 | 0.00015436 | 0.00023508
906 | Water Heating | Insulation | Offices | Existing | Hot water pipe insulation | 0.0072724 | 0.011076 |  | 58.49 | 1 | 1.523 | 8042.7225 | 15 |  | 3333.6 | 458389.8082 | Per End Use Consumption | GS | 1 | 1 | 1 | 1 | 1 | 1 | 1 | 1 | 1 | 1 | 1 | 1 | CofEgs906 | CofE | gs | 906 | 3.5094 | 482.5634 | [30 empty] | 1.0821 | 0.13454 | 0.2049
906 | Water Heating | Insulation | Offices | New | Hot water pipe insulation | 0.0072724 | 0.011076 |  | 58.49 | 1 | 1.523 | 8042.7225 | 15 |  | 3333.6 | 458389.8082 | Per End Use Consumption | GS | 1 | 1 | 1 | 1 | 1 | 1 | 1 | 1 | 1 | 1 | 1 | 1 | CofNgs906 | CofN | gs | 906 | 3.5094 | 482.5634 | [30 empty] | 0.0024117 | 0.00029986 | 0.00045668
906 | Water Heating | Insulation | Restaurants | Existing | Hot water pipe insulation | 0.086923 | 0.13238 |  | 699.1 | 1 | 1.523 | 8042.7229 | 15 |  | 2222.4 | 25567.3686 | Per End Use Consumption | GS | 1 | 1 | 1 | 1 | 1 | 1 | 1 | 1 | 1 | 1 | 1 | 1 | CreEgs906 | CreE | gs | 906 | 41.946 | 482.5634 | [30 empty] | 2.55 | 0.31706 | 0.48288
906 | Water Heating | Insulation | Restaurants | New | Hot water pipe insulation | 0.086923 | 0.13238 |  | 699.1 | 1 | 1.523 | 8042.7229 | 15 |  | 2222.4 | 25567.3686 | Per End Use Consumption | GS | 1 | 1 | 1 | 1 | 1 | 1 | 1 | 1 | 1 | 1 | 1 | 1 | CreNgs906 | CreN | gs | 906 | 41.946 | 482.5634 | [30 empty] | 0.0056834 | 0.00070665 | 0.0010762
906 | Water Heating | Insulation | Retail | Existing | Hot water pipe insulation | 0.033945 | 0.051698 |  | 273.01 | 1 | 1.523 | 8042.723 | 15 |  | 3333.6 | 98206.0052 | Per End Use Consumption | GS | 1 | 1 | 1 | 1 | 1 | 1 | 1 | 1 | 1 | 1 | 1 | 1 | CrtEgs906 | CrtE | gs | 906 | 16.3806 | 482.5634 | [30 empty] | 0.4006 | 0.049809 | 0.075859
906 | Water Heating | Insulation | Retail | New | Hot water pipe insulation | 0.033945 | 0.051698 |  | 273.01 | 1 | 1.523 | 8042.723 | 15 |  | 3333.6 | 98206.0052 | Per End Use Consumption | GS | 1 | 1 | 1 | 1 | 1 | 1 | 1 | 1 | 1 | 1 | 1 | 1 | CrtNgs906 | CrtN | gs | 906 | 16.3806 | 482.5634 | [30 empty] | 0.00089284 | 0.00011101 | 0.00016907
906 | Water Heating | Insulation | Schools K-12 | Existing | Hot water pipe insulation | 0.095108 | 0.14485 |  | 764.93 | 1 | 1.523 | 8042.723 | 15 |  | 1111.2 | 11683.5185 | Per End Use Consumption | GS | 1 | 1 | 1 | 1 | 1 | 1 | 1 | 1 | 1 | 1 | 1 | 1 | CscEgs906 | CscE | gs | 906 | 45.8958 | 482.5634 | [30 empty] | 0.55102 | 0.068511 | 0.10434
906 | Water Heating | Insulation | Schools K-12 | New | Hot water pipe insulation | 0.095108 | 0.14485 |  | 764.93 | 1 | 1.523 | 8042.723 | 15 |  | 1111.2 | 11683.5185 | Per End Use Consumption | GS | 1 | 1 | 1 | 1 | 1 | 1 | 1 | 1 | 1 | 1 | 1 | 1 | CscNgs906 | CscN | gs | 906 | 45.8958 | 482.5634 | [30 empty] | 0.0012281 | 0.0001527 | 0.00023256
906 | Water Heating | Insulation | Warehouse | Existing | Hot water pipe insulation | 0.0029542 | 0.0044993 |  | 23.76 | 1 | 1.523 | 8042.7239 | 15 |  | 1111.2 | 376139.5128 | Per End Use Consumption | GS | 1 | 1 | 1 | 1 | 1 | 1 | 1 | 1 | 1 | 1 | 1 | 1 | CwaEgs906 | CwaE | gs | 906 | 1.4256 | 482.5634 | [30 empty] | 0.086525 | 0.010758 | 0.016385
906 | Water Heating | Insulation | Warehouse | New | Hot water pipe insulation | 0.0029542 | 0.0044993 |  | 23.76 | 1 | 1.523 | 8042.7239 | 15 |  | 1111.2 | 376139.5128 | Per End Use Consumption | GS | 1 | 1 | 1 | 1 | 1 | 1 | 1 | 1 | 1 | 1 | 1 | 1 | CwaNgs906 | CwaN | gs | 906 | 1.4256 | 482.5634 | [30 empty] | 0.00019284 | 2.3977e-05 | 3.6518e-05
907 | Water Heating | Insulation | Assembly | Existing | Thermostatic Shower Restriction Valve Commercial | 0.0097641 | 0.014871 |  | 78.53 | 1 | 1.523 | 8042.723 | 10 |  | 51.45 | 5269.2996 | Per Valve | GS | 1 | 1 | 1 | 1 | 1 | 1 | 1 | 1 | 1 | 1 | 1 | 1 | CasEgs907 | CasE | gs | 907 | 4.7118 | 482.5634 | [30 empty] | 0 | 0 | 0
907 | Water Heating | Insulation | Assembly | New | Thermostatic Shower Restriction Valve Commercial | 0.0097641 | 0.014871 |  | 78.53 | 1 | 1.523 | 8042.723 | 10 |  | 51.45 | 5269.2996 | Per Valve | GS | 1 | 1 | 1 | 1 | 1 | 1 | 1 | 1 | 1 | 1 | 1 | 1 | CasNgs907 | CasN | gs | 907 | 4.7118 | 482.5634 | [30 empty] | 0 | 0 | 0
907 | Water Heating | Insulation | College and University | Existing | Thermostatic Shower Restriction Valve Commercial | 0.002363 | 0.0028699 |  | 25.77 | 1 | 1.2145 | 10905.4208 | 10 |  | 2006.55 | 849137.4477 | Per Valve | GS | 1 | 1 | 1 | 1 | 1 | 1 | 1 | 1 | 1 | 1 | 1 | 1 | CcoEgs907 | CcoE | gs | 907 | 1.5462 | 654.3252 | [30 empty] | 0.021329 | 0.0019558 | 0.0023753
907 | Water Heating | Insulation | College and University | New | Thermostatic Shower Restriction Valve Commercial | 0.002363 | 0.0028699 |  | 25.77 | 1 | 1.2145 | 10905.4208 | 10 |  | 2006.55 | 849137.4477 | Per Valve | GS | 1 | 1 | 1 | 1 | 1 | 1 | 1 | 1 | 1 | 1 | 1 | 1 | CcoNgs907 | CcoN | gs | 907 | 1.5462 | 654.3252 | [30 empty] | 0 | 0 | 0
907 | Water Heating | Insulation | Data Center | Existing | Thermostatic Shower Restriction Valve Commercial | 0.12782 | 0.15523 |  | 1393.88 | 1 | 1.2145 | 10905.4227 | 10 |  | 874.65 | 6843.0769 | Per Valve | GS | 1 | 1 | 1 | 1 | 1 | 1 | 1 | 1 | 1 | 1 | 1 | 1 | CdaEgs907 | CdaE | gs | 907 | 83.6328 | 654.3254 | [30 empty] | 0 | 0 | 0
907 | Water Heating | Insulation | Data Center | New | Thermostatic Shower Restriction Valve Commercial | 0.12782 | 0.15523 |  | 1393.88 | 1 | 1.2145 | 10905.4227 | 10 |  | 874.65 | 6843.0769 | Per Valve | GS | 1 | 1 | 1 | 1 | 1 | 1 | 1 | 1 | 1 | 1 | 1 | 1 | CdaNgs907 | CdaN | gs | 907 | 83.6328 | 654.3254 | [30 empty] | 0 | 0 | 0
907 | Water Heating | Insulation | Grocery | Existing | Thermostatic Shower Restriction Valve Commercial | 0.0048814 | 0.0074344 |  | 39.26 | 1 | 1.523 | 8042.7235 | 10 |  | 51.45 | 10539.9421 | Per Valve | GS | 1 | 1 | 1 | 1 | 1 | 1 | 1 | 1 | 1 | 1 | 1 | 1 | CgrEgs907 | CgrE | gs | 907 | 2.3556 | 482.5634 | [30 empty] | 0 | 0 | 0
907 | Water Heating | Insulation | Grocery | New | Thermostatic Shower Restriction Valve Commercial | 0.0048814 | 0.0074344 |  | 39.26 | 1 | 1.523 | 8042.7235 | 10 |  | 51.45 | 10539.9421 | Per Valve | GS | 1 | 1 | 1 | 1 | 1 | 1 | 1 | 1 | 1 | 1 | 1 | 1 | CgrNgs907 | CgrN | gs | 907 | 2.3556 | 482.5634 | [30 empty] | 0 | 0 | 0
907 | Water Heating | Insulation | Healthcare | Existing | Thermostatic Shower Restriction Valve Commercial | 0.017103 | 0.020771 |  | 186.51 | 1 | 1.2145 | 10905.4225 | 10 |  | 51.45 | 3008.3319 | Per Valve | GS | 1 | 1 | 1 | 1 | 1 | 1 | 1 | 1 | 1 | 1 | 1 | 1 | CheEgs907 | CheE | gs | 907 | 11.1906 | 654.3254 | [30 empty] | 0.88759 | 0.08139 | 0.098846
907 | Water Heating | Insulation | Healthcare | New | Thermostatic Shower Restriction Valve Commercial | 0.017103 | 0.020771 |  | 186.51 | 1 | 1.2145 | 10905.4225 | 10 |  | 51.45 | 3008.3319 | Per Valve | GS | 1 | 1 | 1 | 1 | 1 | 1 | 1 | 1 | 1 | 1 | 1 | 1 | CheNgs907 | CheN | gs | 907 | 11.1906 | 654.3254 | [30 empty] | 0 | 0 | 0
907 | Water Heating | Insulation | Hospitals | Existing | Thermostatic Shower Restriction Valve Commercial | 0.037579 | 0.04564 |  | 409.82 | 1 | 1.2145 | 10905.4229 | 10 |  | 1337.7 | 35596.5647 | Per Valve | GS | 1 | 1 | 1 | 1 | 1 | 1 | 1 | 1 | 1 | 1 | 1 | 1 | ChoEgs907 | ChoE | gs | 907 | 24.5892 | 654.3254 | [30 empty] | 0.0058166 | 0.00053337 | 0.00064777
907 | Water Heating | Insulation | Hospitals | New | Thermostatic Shower Restriction Valve Commercial | 0.037579 | 0.04564 |  | 409.82 | 1 | 1.2145 | 10905.4229 | 10 |  | 1337.7 | 35596.5647 | Per Valve | GS | 1 | 1 | 1 | 1 | 1 | 1 | 1 | 1 | 1 | 1 | 1 | 1 | ChoNgs907 | ChoN | gs | 907 | 24.5892 | 654.3254 | [30 empty] | 0 | 0 | 0
907 | Water Heating | Insulation | Institutional | Existing | Thermostatic Shower Restriction Valve Commercial | 0.0045005 | 0.0054658 |  | 49.08 | 1 | 1.2145 | 10905.4234 | 10 |  | 1131.9 | 251504.6618 | Per Valve | GS | 1 | 1 | 1 | 1 | 1 | 1 | 1 | 1 | 1 | 1 | 1 | 1 | CinEgs907 | CinE | gs | 907 | 2.9448 | 654.3254 | [30 empty] | 0 | 0 | 0
907 | Water Heating | Insulation | Institutional | New | Thermostatic Shower Restriction Valve Commercial | 0.0045005 | 0.0054658 |  | 49.08 | 1 | 1.2145 | 10905.4234 | 10 |  | 1131.9 | 251504.6618 | Per Valve | GS | 1 | 1 | 1 | 1 | 1 | 1 | 1 | 1 | 1 | 1 | 1 | 1 | CinNgs907 | CinN | gs | 907 | 2.9448 | 654.3254 | [30 empty] | 0 | 0 | 0
907 | Water Heating | Insulation | Lodging/Hospitality | Existing | Thermostatic Shower Restriction Valve Commercial | 0.0003864 | 0.0015493 |  | 9.82 | 1 | 4.0096 | 25413.8156 | 10 |  | 565.95 | 1464658.7509 | Per Valve | GS | 1 | 1 | 1 | 1 | 1 | 1 | 1 | 1 | 1 | 1 | 1 | 1 | CloEgs907 | CloE | gs | 907 | 0.5892 | 1524.8289 | [30 empty] | 0.012591 | 0.00049545 | 0.0019866
907 | Water Heating | Insulation | Lodging/Hospitality | New | Thermostatic Shower Restriction Valve Commercial | 0.0003864 | 0.0015493 |  | 9.82 | 1 | 4.0096 | 25413.8156 | 10 |  | 565.95 | 1464658.7509 | Per Valve | GS | 1 | 1 | 1 | 1 | 1 | 1 | 1 | 1 | 1 | 1 | 1 | 1 | CloNgs907 | CloN | gs | 907 | 0.5892 | 1524.8289 | [30 empty] | 0 | 0 | 0
907 | Water Heating | Insulation | Miscellaneous | Existing | Thermostatic Shower Restriction Valve Commercial | 0.02441 | 0.037176 |  | 196.32 | 1 | 1.523 | 8042.7228 | 10 |  | 874.65 | 35832.149 | Per Valve | GS | 1 | 1 | 1 | 1 | 1 | 1 | 1 | 1 | 1 | 1 | 1 | 1 | CmiEgs907 | CmiE | gs | 907 | 11.7792 | 482.5634 | [30 empty] | 0 | 0 | 0
907 | Water Heating | Insulation | Miscellaneous | New | Thermostatic Shower Restriction Valve Commercial | 0.02441 | 0.037176 |  | 196.32 | 1 | 1.523 | 8042.7228 | 10 |  | 874.65 | 35832.149 | Per Valve | GS | 1 | 1 | 1 | 1 | 1 | 1 | 1 | 1 | 1 | 1 | 1 | 1 | CmiNgs907 | CmiN | gs | 907 | 11.7792 | 482.5634 | [30 empty] | 0 | 0 | 0
907 | Water Heating | Insulation | Offices | Existing | Thermostatic Shower Restriction Valve Commercial | 0.042717 | 0.065058 |  | 343.56 | 1 | 1.523 | 8042.723 | 10 |  | 102.9 | 2408.884 | Per Valve | GS | 1 | 1 | 1 | 1 | 1 | 1 | 1 | 1 | 1 | 1 | 1 | 1 | CofEgs907 | CofE | gs | 907 | 20.6136 | 482.5634 | [30 empty] | 0 | 0 | 0
907 | Water Heating | Insulation | Offices | New | Thermostatic Shower Restriction Valve Commercial | 0.042717 | 0.065058 |  | 343.56 | 1 | 1.523 | 8042.723 | 10 |  | 102.9 | 2408.884 | Per Valve | GS | 1 | 1 | 1 | 1 | 1 | 1 | 1 | 1 | 1 | 1 | 1 | 1 | CofNgs907 | CofN | gs | 907 | 20.6136 | 482.5634 | [30 empty] | 0 | 0 | 0
907 | Water Heating | Insulation | Restaurants | Existing | Thermostatic Shower Restriction Valve Commercial | 0.014646 | 0.022305 |  | 117.79 | 1 | 1.523 | 8042.7232 | 10 |  | 51.45 | 3513.0156 | Per Valve | GS | 1 | 1 | 1 | 1 | 1 | 1 | 1 | 1 | 1 | 1 | 1 | 1 | CreEgs907 | CreE | gs | 907 | 7.0674 | 482.5634 | [30 empty] | 0 | 0 | 0
907 | Water Heating | Insulation | Restaurants | New | Thermostatic Shower Restriction Valve Commercial | 0.014646 | 0.022305 |  | 117.79 | 1 | 1.523 | 8042.7232 | 10 |  | 51.45 | 3513.0156 | Per Valve | GS | 1 | 1 | 1 | 1 | 1 | 1 | 1 | 1 | 1 | 1 | 1 | 1 | CreNgs907 | CreN | gs | 907 | 7.0674 | 482.5634 | [30 empty] | 0 | 0 | 0
907 | Water Heating | Insulation | Retail | Existing | Thermostatic Shower Restriction Valve Commercial | 0.021969 | 0.033459 |  | 176.69 | 1 | 1.523 | 8042.7229 | 10 |  | 102.9 | 4683.8881 | Per Valve | GS | 1 | 1 | 1 | 1 | 1 | 1 | 1 | 1 | 1 | 1 | 1 | 1 | CrtEgs907 | CrtE | gs | 907 | 10.6014 | 482.5634 | [30 empty] | 0 | 0 | 0
907 | Water Heating | Insulation | Retail | New | Thermostatic Shower Restriction Valve Commercial | 0.021969 | 0.033459 |  | 176.69 | 1 | 1.523 | 8042.7229 | 10 |  | 102.9 | 4683.8881 | Per Valve | GS | 1 | 1 | 1 | 1 | 1 | 1 | 1 | 1 | 1 | 1 | 1 | 1 | CrtNgs907 | CrtN | gs | 907 | 10.6014 | 482.5634 | [30 empty] | 0 | 0 | 0
907 | Water Heating | Insulation | Schools K-12 | Existing | Thermostatic Shower Restriction Valve Commercial | 0.037835 | 0.057623 |  | 304.3 | 1 | 1.523 | 8042.7229 | 10 |  | 51.45 | 1359.836 | Per Valve | GS | 1 | 1 | 1 | 1 | 1 | 1 | 1 | 1 | 1 | 1 | 1 | 1 | CscEgs907 | CscE | gs | 907 | 18.258 | 482.5634 | [30 empty] | 0 | 0 | 0
907 | Water Heating | Insulation | Schools K-12 | New | Thermostatic Shower Restriction Valve Commercial | 0.037835 | 0.057623 |  | 304.3 | 1 | 1.523 | 8042.7229 | 10 |  | 51.45 | 1359.836 | Per Valve | GS | 1 | 1 | 1 | 1 | 1 | 1 | 1 | 1 | 1 | 1 | 1 | 1 | CscNgs907 | CscN | gs | 907 | 18.258 | 482.5634 | [30 empty] | 0 | 0 | 0
907 | Water Heating | Insulation | Warehouse | Existing | Thermostatic Shower Restriction Valve Commercial | 0.0085431 | 0.013011 |  | 68.71 | 1 | 1.523 | 8042.7225 | 10 |  | 51.45 | 6022.385 | Per Valve | GS | 1 | 1 | 1 | 1 | 1 | 1 | 1 | 1 | 1 | 1 | 1 | 1 | CwaEgs907 | CwaE | gs | 907 | 4.1226 | 482.5634 | [30 empty] | 0 | 0 | 0
907 | Water Heating | Insulation | Warehouse | New | Thermostatic Shower Restriction Valve Commercial | 0.0085431 | 0.013011 |  | 68.71 | 1 | 1.523 | 8042.7225 | 10 |  | 51.45 | 6022.385 | Per Valve | GS | 1 | 1 | 1 | 1 | 1 | 1 | 1 | 1 | 1 | 1 | 1 | 1 | CwaNgs907 | CwaN | gs | 907 | 4.1226 | 482.5634 | [30 empty] | 0 | 0 | 0
908 | Water Heating | Solar | Assembly | Turnover | Solar Pool Heater Commercial | 0.51964 | 0.22487 |  | 3038.82 | 1 | 0.43275 | 5847.9532 | 15 |  | 3266.72 | 6286.5276 | Per Unit | GS | 0.57723 | 0.60437 | 0.83705 | 1.097 | 1.2026 | 1.2026 | 1.289 | 1.2891 | 1.2453 | 1.1192 | 0.77553 | 0.85362 | CasTgs908 | CasT | gs | 908 | 182.3292 | 350.8772 | [30 empty] | 0.006362 | 0.0010867 | 0.00046919
908 | Water Heating | Solar | Assembly | New | Solar Pool Heater Commercial | 0.51964 | 0.22487 |  | 3038.82 | 1 | 0.43275 | 5847.9532 | 15 |  | 3266.72 | 6286.5276 | Per Unit | GS | 0.57723 | 0.60437 | 0.83705 | 1.097 | 1.2026 | 1.2026 | 1.289 | 1.2891 | 1.2453 | 1.1192 | 0.77553 | 0.85362 | CasNgs908 | CasN | gs | 908 | 182.3292 | 350.8772 | [30 empty] | 7.017e-05 | 1.1986e-05 | 5.175e-06
908 | Water Heating | Solar | College and University | Turnover | Solar Pool Heater Commercial | 0.30692 | 0.30996 |  | 3038.82 | 1 | 1.0099 | 9900.9901 | 15 |  | 3266.72 | 10643.5269 | Per Unit | GS | 0.57723 | 0.60437 | 0.83705 | 1.097 | 1.2026 | 1.2026 | 1.289 | 1.2891 | 1.2453 | 1.1192 | 0.77553 | 0.85362 | CcoTgs908 | CcoT | gs | 908 | 182.3292 | 594.0594 | [30 empty] | 0 | 0 | 0
908 | Water Heating | Solar | College and University | New | Solar Pool Heater Commercial | 0.30692 | 0.30996 |  | 3038.82 | 1 | 1.0099 | 9900.9901 | 15 |  | 3266.72 | 10643.5269 | Per Unit | GS | 0.57723 | 0.60437 | 0.83705 | 1.097 | 1.2026 | 1.2026 | 1.289 | 1.2891 | 1.2453 | 1.1192 | 0.77553 | 0.85362 | CcoNgs908 | CcoN | gs | 908 | 182.3292 | 594.0594 | [30 empty] | 0 | 0 | 0
908 | Water Heating | Solar | Data Center | Turnover | Solar Pool Heater Commercial | 0.33731 | 0.35858 |  | 3038.82 | 1 | 1.0631 | 9009.009 | 15 |  | 3266.72 | 9684.6506 | Per Unit | GS | 0.57723 | 0.60437 | 0.83705 | 1.097 | 1.2026 | 1.2026 | 1.289 | 1.2891 | 1.2453 | 1.1192 | 0.77553 | 0.85362 | CdaTgs908 | CdaT | gs | 908 | 182.3292 | 540.5405 | [30 empty] | 0 | 0 | 0
908 | Water Heating | Solar | Data Center | New | Solar Pool Heater Commercial | 0.33731 | 0.35858 |  | 3038.82 | 1 | 1.0631 | 9009.009 | 15 |  | 3266.72 | 9684.6506 | Per Unit | GS | 0.57723 | 0.60437 | 0.83705 | 1.097 | 1.2026 | 1.2026 | 1.289 | 1.2891 | 1.2453 | 1.1192 | 0.77553 | 0.85362 | CdaNgs908 | CdaN | gs | 908 | 182.3292 | 540.5405 | [30 empty] | 0 | 0 | 0
908 | Water Heating | Solar | Grocery | Turnover | Solar Pool Heater Commercial | 0.41024 | 0.24614 |  | 3038.82 | 1 | 0.6 | 7407.4074 | 15 |  | 3266.72 | 7962.9349 | Per Unit | GS | 0.57723 | 0.60437 | 0.83705 | 1.097 | 1.2026 | 1.2026 | 1.289 | 1.2891 | 1.2453 | 1.1192 | 0.77553 | 0.85362 | CgrTgs908 | CgrT | gs | 908 | 182.3292 | 444.4444 | [30 empty] | 0 | 0 | 0
908 | Water Heating | Solar | Grocery | New | Solar Pool Heater Commercial | 0.41024 | 0.24614 |  | 3038.82 | 1 | 0.6 | 7407.4074 | 15 |  | 3266.72 | 7962.9349 | Per Unit | GS | 0.57723 | 0.60437 | 0.83705 | 1.097 | 1.2026 | 1.2026 | 1.289 | 1.2891 | 1.2453 | 1.1192 | 0.77553 | 0.85362 | CgrNgs908 | CgrN | gs | 908 | 182.3292 | 444.4444 | [30 empty] | 0 | 0 | 0
908 | Water Heating | Solar | Healthcare | Turnover | Solar Pool Heater Commercial | 0.43759 | 0.45278 |  | 3038.82 | 1 | 1.0347 | 6944.4444 | 15 |  | 3266.72 | 7465.2515 | Per Unit | GS | 0.57723 | 0.60437 | 0.83705 | 1.097 | 1.2026 | 1.2026 | 1.289 | 1.2891 | 1.2453 | 1.1192 | 0.77553 | 0.85362 | CheTgs908 | CheT | gs | 908 | 182.3292 | 416.6667 | [30 empty] | 0 | 0 | 0
908 | Water Heating | Solar | Healthcare | New | Solar Pool Heater Commercial | 0.43759 | 0.45278 |  | 3038.82 | 1 | 1.0347 | 6944.4444 | 15 |  | 3266.72 | 7465.2515 | Per Unit | GS | 0.57723 | 0.60437 | 0.83705 | 1.097 | 1.2026 | 1.2026 | 1.289 | 1.2891 | 1.2453 | 1.1192 | 0.77553 | 0.85362 | CheNgs908 | CheN | gs | 908 | 182.3292 | 416.6667 | [30 empty] | 0 | 0 | 0
908 | Water Heating | Solar | Hospitals | Turnover | Solar Pool Heater Commercial | 0.30692 | 0.30996 |  | 3038.82 | 1 | 1.0099 | 9900.9901 | 15 |  | 3266.72 | 10643.5269 | Per Unit | GS | 0.57723 | 0.60437 | 0.83705 | 1.097 | 1.2026 | 1.2026 | 1.289 | 1.2891 | 1.2453 | 1.1192 | 0.77553 | 0.85362 | ChoTgs908 | ChoT | gs | 908 | 182.3292 | 594.0594 | [30 empty] | 0 | 0 | 0
908 | Water Heating | Solar | Hospitals | New | Solar Pool Heater Commercial | 0.30692 | 0.30996 |  | 3038.82 | 1 | 1.0099 | 9900.9901 | 15 |  | 3266.72 | 10643.5269 | Per Unit | GS | 0.57723 | 0.60437 | 0.83705 | 1.097 | 1.2026 | 1.2026 | 1.289 | 1.2891 | 1.2453 | 1.1192 | 0.77553 | 0.85362 | ChoNgs908 | ChoN | gs | 908 | 182.3292 | 594.0594 | [30 empty] | 0 | 0 | 0
908 | Water Heating | Solar | Institutional | Turnover | Solar Pool Heater Commercial | 0.33731 | 0.36466 |  | 3038.82 | 1 | 1.0811 | 9009.009 | 15 |  | 3266.72 | 9684.6506 | Per Unit | GS | 0.57723 | 0.60437 | 0.83705 | 1.097 | 1.2026 | 1.2026 | 1.289 | 1.2891 | 1.2453 | 1.1192 | 0.77553 | 0.85362 | CinTgs908 | CinT | gs | 908 | 182.3292 | 540.5405 | [30 empty] | 0 | 0 | 0
908 | Water Heating | Solar | Institutional | New | Solar Pool Heater Commercial | 0.33731 | 0.36466 |  | 3038.82 | 1 | 1.0811 | 9009.009 | 15 |  | 3266.72 | 9684.6506 | Per Unit | GS | 0.57723 | 0.60437 | 0.83705 | 1.097 | 1.2026 | 1.2026 | 1.289 | 1.2891 | 1.2453 | 1.1192 | 0.77553 | 0.85362 | CinNgs908 | CinN | gs | 908 | 182.3292 | 540.5405 | [30 empty] | 0 | 0 | 0
908 | Water Heating | Solar | Lodging/Hospitality | Turnover | Solar Pool Heater Commercial | 0.32515 | 0.37985 |  | 3038.82 | 1 | 1.1682 | 9345.7944 | 15 |  | 3266.72 | 10046.6936 | Per Unit | GS | 0.57723 | 0.60437 | 0.83705 | 1.097 | 1.2026 | 1.2026 | 1.289 | 1.2891 | 1.2453 | 1.1192 | 0.77553 | 0.85362 | CloTgs908 | CloT | gs | 908 | 182.3292 | 560.7477 | [30 empty] | 0.41156 | 0.044067 | 0.051243
908 | Water Heating | Solar | Lodging/Hospitality | New | Solar Pool Heater Commercial | 0.32515 | 0.37985 |  | 3038.82 | 1 | 1.1682 | 9345.7944 | 15 |  | 3266.72 | 10046.6936 | Per Unit | GS | 0.57723 | 0.60437 | 0.83705 | 1.097 | 1.2026 | 1.2026 | 1.289 | 1.2891 | 1.2453 | 1.1192 | 0.77553 | 0.85362 | CloNgs908 | CloN | gs | 908 | 182.3292 | 560.7477 | [30 empty] | 0.0045393 | 0.00048604 | 0.00056519
908 | Water Heating | Solar | Miscellaneous | Turnover | Solar Pool Heater Commercial | 0.33731 | 0.35858 |  | 3038.82 | 1 | 1.0631 | 9009.009 | 15 |  | 3266.72 | 9684.6506 | Per Unit | GS | 0.57723 | 0.60437 | 0.83705 | 1.097 | 1.2026 | 1.2026 | 1.289 | 1.2891 | 1.2453 | 1.1192 | 0.77553 | 0.85362 | CmiTgs908 | CmiT | gs | 908 | 182.3292 | 540.5405 | [30 empty] | 0 | 0 | 0
908 | Water Heating | Solar | Miscellaneous | New | Solar Pool Heater Commercial | 0.33731 | 0.35858 |  | 3038.82 | 1 | 1.0631 | 9009.009 | 15 |  | 3266.72 | 9684.6506 | Per Unit | GS | 0.57723 | 0.60437 | 0.83705 | 1.097 | 1.2026 | 1.2026 | 1.289 | 1.2891 | 1.2453 | 1.1192 | 0.77553 | 0.85362 | CmiNgs908 | CmiN | gs | 908 | 182.3292 | 540.5405 | [30 empty] | 0 | 0 | 0
908 | Water Heating | Solar | Offices | Turnover | Solar Pool Heater Commercial | 0.33731 | 0.35858 |  | 3038.82 | 1 | 1.0631 | 9009.009 | 15 |  | 3266.72 | 9684.6506 | Per Unit | GS | 0.57723 | 0.60437 | 0.83705 | 1.097 | 1.2026 | 1.2026 | 1.289 | 1.2891 | 1.2453 | 1.1192 | 0.77553 | 0.85362 | CofTgs908 | CofT | gs | 908 | 182.3292 | 540.5405 | [30 empty] | 0 | 0 | 0
908 | Water Heating | Solar | Offices | New | Solar Pool Heater Commercial | 0.33731 | 0.35858 |  | 3038.82 | 1 | 1.0631 | 9009.009 | 15 |  | 3266.72 | 9684.6506 | Per Unit | GS | 0.57723 | 0.60437 | 0.83705 | 1.097 | 1.2026 | 1.2026 | 1.289 | 1.2891 | 1.2453 | 1.1192 | 0.77553 | 0.85362 | CofNgs908 | CofN | gs | 908 | 182.3292 | 540.5405 | [30 empty] | 0 | 0 | 0
908 | Water Heating | Solar | Restaurants | Turnover | Solar Pool Heater Commercial | 0.4072 | 0.15194 |  | 3038.82 | 1 | 0.37313 | 7462.6866 | 15 |  | 3266.72 | 8022.3598 | Per Unit | GS | 0.57723 | 0.60437 | 0.83705 | 1.097 | 1.2026 | 1.2026 | 1.289 | 1.2891 | 1.2453 | 1.1192 | 0.77553 | 0.85362 | CreTgs908 | CreT | gs | 908 | 182.3292 | 447.7612 | [30 empty] | 0 | 0 | 0
908 | Water Heating | Solar | Restaurants | New | Solar Pool Heater Commercial | 0.4072 | 0.15194 |  | 3038.82 | 1 | 0.37313 | 7462.6866 | 15 |  | 3266.72 | 8022.3598 | Per Unit | GS | 0.57723 | 0.60437 | 0.83705 | 1.097 | 1.2026 | 1.2026 | 1.289 | 1.2891 | 1.2453 | 1.1192 | 0.77553 | 0.85362 | CreNgs908 | CreN | gs | 908 | 182.3292 | 447.7612 | [30 empty] | 0 | 0 | 0
908 | Water Heating | Solar | Retail | Turnover | Solar Pool Heater Commercial | 0.43455 | 0.24007 |  | 3038.82 | 1 | 0.55245 | 6993.007 | 15 |  | 3266.72 | 7517.4561 | Per Unit | GS | 0.57723 | 0.60437 | 0.83705 | 1.097 | 1.2026 | 1.2026 | 1.289 | 1.2891 | 1.2453 | 1.1192 | 0.77553 | 0.85362 | CrtTgs908 | CrtT | gs | 908 | 182.3292 | 419.5804 | [30 empty] | 0 | 0 | 0
908 | Water Heating | Solar | Retail | New | Solar Pool Heater Commercial | 0.43455 | 0.24007 |  | 3038.82 | 1 | 0.55245 | 6993.007 | 15 |  | 3266.72 | 7517.4561 | Per Unit | GS | 0.57723 | 0.60437 | 0.83705 | 1.097 | 1.2026 | 1.2026 | 1.289 | 1.2891 | 1.2453 | 1.1192 | 0.77553 | 0.85362 | CrtNgs908 | CrtN | gs | 908 | 182.3292 | 419.5804 | [30 empty] | 0 | 0 | 0
908 | Water Heating | Solar | Schools K-12 | Turnover | Solar Pool Heater Commercial | 0.313 | 0.32515 |  | 3038.82 | 1 | 1.0388 | 9708.7379 | 15 |  | 3266.72 | 10436.8565 | Per Unit | GS | 0.57723 | 0.60437 | 0.83705 | 1.097 | 1.2026 | 1.2026 | 1.289 | 1.2891 | 1.2453 | 1.1192 | 0.77553 | 0.85362 | CscTgs908 | CscT | gs | 908 | 182.3292 | 582.5243 | [30 empty] | 0 | 0 | 0
908 | Water Heating | Solar | Schools K-12 | New | Solar Pool Heater Commercial | 0.313 | 0.32515 |  | 3038.82 | 1 | 1.0388 | 9708.7379 | 15 |  | 3266.72 | 10436.8565 | Per Unit | GS | 0.57723 | 0.60437 | 0.83705 | 1.097 | 1.2026 | 1.2026 | 1.289 | 1.2891 | 1.2453 | 1.1192 | 0.77553 | 0.85362 | CscNgs908 | CscN | gs | 908 | 182.3292 | 582.5243 | [30 empty] | 0 | 0 | 0
908 | Water Heating | Solar | Warehouse | Turnover | Solar Pool Heater Commercial | 0.46494 | 0.33731 |  | 3038.82 | 1 | 0.72549 | 6535.9477 | 15 |  | 3266.72 | 7026.1191 | Per Unit | GS | 0.57723 | 0.60437 | 0.83705 | 1.097 | 1.2026 | 1.2026 | 1.289 | 1.2891 | 1.2453 | 1.1192 | 0.77553 | 0.85362 | CwaTgs908 | CwaT | gs | 908 | 182.3292 | 392.1569 | [30 empty] | 0 | 0 | 0
908 | Water Heating | Solar | Warehouse | New | Solar Pool Heater Commercial | 0.46494 | 0.33731 |  | 3038.82 | 1 | 0.72549 | 6535.9477 | 15 |  | 3266.72 | 7026.1191 | Per Unit | GS | 0.57723 | 0.60437 | 0.83705 | 1.097 | 1.2026 | 1.2026 | 1.289 | 1.2891 | 1.2453 | 1.1192 | 0.77553 | 0.85362 | CwaNgs908 | CwaN | gs | 908 | 182.3292 | 392.1569 | [30 empty] | 0 | 0 | 0
909 | Water Heating | Solar | Assembly | Turnover | Solar Thermal Water Heating System Commercial | 0.55934 | 0.85188 |  | 4498.63 | 1 | 1.523 | 8042.7229 | 20 |  | 8990.02 | 16072.5021 | Per Unit | GS | 1 | 1 | 1 | 1 | 1 | 1 | 1 | 1 | 1 | 1 | 1 | 1 | CasTgs909 | CasT | gs | 909 | 269.9178 | 482.5634 | [30 empty] | 4.2269 | 0.52555 | 0.80042
909 | Water Heating | Solar | Assembly | New | Solar Thermal Water Heating System Commercial | 0.55934 | 0.85188 |  | 4498.63 | 1 | 1.523 | 8042.7229 | 20 |  | 8990.02 | 16072.5021 | Per Unit | GS | 1 | 1 | 1 | 1 | 1 | 1 | 1 | 1 | 1 | 1 | 1 | 1 | CasNgs909 | CasN | gs | 909 | 269.9178 | 482.5634 | [30 empty] | 0.046621 | 0.0057966 | 0.0088283
909 | Water Heating | Solar | College and University | Turnover | Solar Thermal Water Heating System Commercial | 9.4878 | 11.5228 |  | 103468.58 | 1 | 1.2145 | 10905.4227 | 20 |  | 89900.2 | 9475.3372 | Per Unit | GS | 1 | 1 | 1 | 1 | 1 | 1 | 1 | 1 | 1 | 1 | 1 | 1 | CcoTgs909 | CcoT | gs | 909 | 6208.1148 | 654.3254 | [30 empty] | 3.5349 | 0.32414 | 0.39366
909 | Water Heating | Solar | College and University | New | Solar Thermal Water Heating System Commercial | 9.4878 | 11.5228 |  | 103468.58 | 1 | 1.2145 | 10905.4227 | 20 |  | 89900.2 | 9475.3372 | Per Unit | GS | 1 | 1 | 1 | 1 | 1 | 1 | 1 | 1 | 1 | 1 | 1 | 1 | CcoNgs909 | CcoN | gs | 909 | 6208.1148 | 654.3254 | [30 empty] | 0.038988 | 0.0035751 | 0.0043419
909 | Water Heating | Solar | Data Center | Turnover | Solar Thermal Water Heating System Commercial | 0.82503 | 1.002 |  | 8997.27 | 1 | 1.2145 | 10905.4227 | 20 |  | 179800.4 | 217932.7026 | Per Unit | GS | 1 | 1 | 1 | 1 | 1 | 1 | 1 | 1 | 1 | 1 | 1 | 1 | CdaTgs909 | CdaT | gs | 909 | 539.8362 | 654.3254 | [30 empty] | 0.15324 | 0.014052 | 0.017066
909 | Water Heating | Solar | Data Center | New | Solar Thermal Water Heating System Commercial | 0.82503 | 1.002 |  | 8997.27 | 1 | 1.2145 | 10905.4227 | 20 |  | 179800.4 | 217932.7026 | Per Unit | GS | 1 | 1 | 1 | 1 | 1 | 1 | 1 | 1 | 1 | 1 | 1 | 1 | CdaNgs909 | CdaN | gs | 909 | 539.8362 | 654.3254 | [30 empty] | 0.0016902 | 0.00015499 | 0.00018823
909 | Water Heating | Solar | Grocery | Turnover | Solar Thermal Water Heating System Commercial | 0.74579 | 1.1358 |  | 5998.18 | 1 | 1.523 | 8042.7229 | 20 |  | 8990.02 | 12054.3632 | Per Unit | GS | 1 | 1 | 1 | 1 | 1 | 1 | 1 | 1 | 1 | 1 | 1 | 1 | CgrTgs909 | CgrT | gs | 909 | 359.8908 | 482.5634 | [30 empty] | 0.99577 | 0.12381 | 0.18856
909 | Water Heating | Solar | Grocery | New | Solar Thermal Water Heating System Commercial | 0.74579 | 1.1358 |  | 5998.18 | 1 | 1.523 | 8042.7229 | 20 |  | 8990.02 | 12054.3632 | Per Unit | GS | 1 | 1 | 1 | 1 | 1 | 1 | 1 | 1 | 1 | 1 | 1 | 1 | CgrNgs909 | CgrN | gs | 909 | 359.8908 | 482.5634 | [30 empty] | 0.010983 | 0.0013656 | 0.0020798
909 | Water Heating | Solar | Healthcare | Turnover | Solar Thermal Water Heating System Commercial | 16.638 | 20.2066 |  | 181444.91 | 1 | 1.2145 | 10905.4227 | 20 |  | 8990.02 | 540.3291 | Per Unit | GS | 1 | 1 | 1 | 1 | 1 | 1 | 1 | 1 | 1 | 1 | 1 | 1 | CheTgs909 | CheT | gs | 909 | 10886.6946 | 654.3254 | [30 empty] | 2.5976 | 0.23819 | 0.28928
909 | Water Heating | Solar | Healthcare | New | Solar Thermal Water Heating System Commercial | 16.638 | 20.2066 |  | 181444.91 | 1 | 1.2145 | 10905.4227 | 20 |  | 8990.02 | 540.3291 | Per Unit | GS | 1 | 1 | 1 | 1 | 1 | 1 | 1 | 1 | 1 | 1 | 1 | 1 | CheNgs909 | CheN | gs | 909 | 10886.6946 | 654.3254 | [30 empty] | 0.028651 | 0.0026272 | 0.0031907
909 | Water Heating | Solar | Hospitals | Turnover | Solar Thermal Water Heating System Commercial | 33.0011 | 40.0792 |  | 359890.71 | 1 | 1.2145 | 10905.4227 | 20 |  | 134850.3 | 4086.2392 | Per Unit | GS | 1 | 1 | 1 | 1 | 1 | 1 | 1 | 1 | 1 | 1 | 1 | 1 | ChoTgs909 | ChoT | gs | 909 | 21593.4426 | 654.3254 | [30 empty] | 1.9358 | 0.1775 | 0.21557
909 | Water Heating | Solar | Hospitals | New | Solar Thermal Water Heating System Commercial | 33.0011 | 40.0792 |  | 359890.71 | 1 | 1.2145 | 10905.4227 | 20 |  | 134850.3 | 4086.2392 | Per Unit | GS | 1 | 1 | 1 | 1 | 1 | 1 | 1 | 1 | 1 | 1 | 1 | 1 | ChoNgs909 | ChoN | gs | 909 | 21593.4426 | 654.3254 | [30 empty] | 0.021351 | 0.0019578 | 0.0023777
909 | Water Heating | Solar | Institutional | Turnover | Solar Thermal Water Heating System Commercial | 3.9601 | 4.8095 |  | 43186.89 | 1 | 1.2145 | 10905.4227 | 20 |  | 224750.5 | 56753.3159 | Per Unit | GS | 1 | 1 | 1 | 1 | 1 | 1 | 1 | 1 | 1 | 1 | 1 | 1 | CinTgs909 | CinT | gs | 909 | 2591.2134 | 654.3254 | [30 empty] | 1.9857 | 0.18208 | 0.22114
909 | Water Heating | Solar | Institutional | New | Solar Thermal Water Heating System Commercial | 3.9601 | 4.8095 |  | 43186.89 | 1 | 1.2145 | 10905.4227 | 20 |  | 224750.5 | 56753.3159 | Per Unit | GS | 1 | 1 | 1 | 1 | 1 | 1 | 1 | 1 | 1 | 1 | 1 | 1 | CinNgs909 | CinN | gs | 909 | 2591.2134 | 654.3254 | [30 empty] | 0.021902 | 0.0020083 | 0.0024391
909 | Water Heating | Solar | Lodging/Hospitality | Turnover | Solar Thermal Water Heating System Commercial | 10.6209 | 42.5858 |  | 269918.04 | 1 | 4.0096 | 25413.8002 | 20 |  | 26970.06 | 2539.3327 | Per Unit | GS | 1 | 1 | 1 | 1 | 1 | 1 | 1 | 1 | 1 | 1 | 1 | 1 | CloTgs909 | CloT | gs | 909 | 16195.0824 | 1524.828 | [30 empty] | 39.4447 | 1.5521 | 6.2233
909 | Water Heating | Solar | Lodging/Hospitality | New | Solar Thermal Water Heating System Commercial | 10.6209 | 42.5858 |  | 269918.04 | 1 | 4.0096 | 25413.8002 | 20 |  | 26970.06 | 2539.3327 | Per Unit | GS | 1 | 1 | 1 | 1 | 1 | 1 | 1 | 1 | 1 | 1 | 1 | 1 | CloNgs909 | CloN | gs | 909 | 16195.0824 | 1524.828 | [30 empty] | 0.43506 | 0.017119 | 0.068641
909 | Water Heating | Solar | Miscellaneous | Turnover | Solar Thermal Water Heating System Commercial | 4.6612 | 7.099 |  | 37488.61 | 1 | 1.523 | 8042.7229 | 20 |  | 179800.4 | 38573.9776 | Per Unit | GS | 1 | 1 | 1 | 1 | 1 | 1 | 1 | 1 | 1 | 1 | 1 | 1 | CmiTgs909 | CmiT | gs | 909 | 2249.3166 | 482.5634 | [30 empty] | 5.4995 | 0.68379 | 1.0414
909 | Water Heating | Solar | Miscellaneous | New | Solar Thermal Water Heating System Commercial | 4.6612 | 7.099 |  | 37488.61 | 1 | 1.523 | 8042.7229 | 20 |  | 179800.4 | 38573.9776 | Per Unit | GS | 1 | 1 | 1 | 1 | 1 | 1 | 1 | 1 | 1 | 1 | 1 | 1 | CmiNgs909 | CmiN | gs | 909 | 2249.3166 | 482.5634 | [30 empty] | 0.060658 | 0.0075419 | 0.011486
909 | Water Heating | Solar | Offices | Turnover | Solar Thermal Water Heating System Commercial | 1.8645 | 2.8396 |  | 14995.45 | 1 | 1.523 | 8042.7229 | 20 |  | 26970.06 | 14465.2358 | Per Unit | GS | 1 | 1 | 1 | 1 | 1 | 1 | 1 | 1 | 1 | 1 | 1 | 1 | CofTgs909 | CofT | gs | 909 | 899.727 | 482.5634 | [30 empty] | 19.8962 | 2.4738 | 3.7676
909 | Water Heating | Solar | Offices | New | Solar Thermal Water Heating System Commercial | 1.8645 | 2.8396 |  | 14995.45 | 1 | 1.523 | 8042.7229 | 20 |  | 26970.06 | 14465.2358 | Per Unit | GS | 1 | 1 | 1 | 1 | 1 | 1 | 1 | 1 | 1 | 1 | 1 | 1 | CofNgs909 | CofN | gs | 909 | 899.727 | 482.5634 | [30 empty] | 0.21945 | 0.027285 | 0.041556
909 | Water Heating | Solar | Restaurants | Turnover | Solar Thermal Water Heating System Commercial | 3.3225 | 5.0602 |  | 26721.89 | 1 | 1.523 | 8042.7229 | 20 |  | 17980.04 | 5411.6112 | Per Unit | GS | 1 | 1 | 1 | 1 | 1 | 1 | 1 | 1 | 1 | 1 | 1 | 1 | CreTgs909 | CreT | gs | 909 | 1603.3134 | 482.5634 | [30 empty] | 52.7738 | 6.5617 | 9.9935
909 | Water Heating | Solar | Restaurants | New | Solar Thermal Water Heating System Commercial | 3.3225 | 5.0602 |  | 26721.89 | 1 | 1.523 | 8042.7229 | 20 |  | 17980.04 | 5411.6112 | Per Unit | GS | 1 | 1 | 1 | 1 | 1 | 1 | 1 | 1 | 1 | 1 | 1 | 1 | CreNgs909 | CreN | gs | 909 | 1603.3134 | 482.5634 | [30 empty] | 0.58208 | 0.072373 | 0.11022
909 | Water Heating | Solar | Retail | Turnover | Solar Thermal Water Heating System Commercial | 0.23306 | 0.35496 |  | 1874.47 | 1 | 1.523 | 8042.7229 | 20 |  | 26970.06 | 115719.4942 | Per Unit | GS | 1 | 1 | 1 | 1 | 1 | 1 | 1 | 1 | 1 | 1 | 1 | 1 | CrtTgs909 | CrtT | gs | 909 | 112.4682 | 482.5634 | [30 empty] | 7.5153 | 0.93442 | 1.4231
909 | Water Heating | Solar | Retail | New | Solar Thermal Water Heating System Commercial | 0.23306 | 0.35496 |  | 1874.47 | 1 | 1.523 | 8042.7229 | 20 |  | 26970.06 | 115719.4942 | Per Unit | GS | 1 | 1 | 1 | 1 | 1 | 1 | 1 | 1 | 1 | 1 | 1 | 1 | CrtNgs909 | CrtN | gs | 909 | 112.4682 | 482.5634 | [30 empty] | 0.082891 | 0.010306 | 0.015697
909 | Water Heating | Solar | Schools K-12 | Turnover | Solar Thermal Water Heating System Commercial | 1.1187 | 1.7038 |  | 8997.27 | 1 | 1.523 | 8042.7229 | 20 |  | 8990.02 | 8036.2421 | Per Unit | GS | 1 | 1 | 1 | 1 | 1 | 1 | 1 | 1 | 1 | 1 | 1 | 1 | CscTgs909 | CscT | gs | 909 | 539.8362 | 482.5634 | [30 empty] | 10.3373 | 1.2853 | 1.9575
909 | Water Heating | Solar | Schools K-12 | New | Solar Thermal Water Heating System Commercial | 1.1187 | 1.7038 |  | 8997.27 | 1 | 1.523 | 8042.7229 | 20 |  | 8990.02 | 8036.2421 | Per Unit | GS | 1 | 1 | 1 | 1 | 1 | 1 | 1 | 1 | 1 | 1 | 1 | 1 | CscNgs909 | CscN | gs | 909 | 539.8362 | 482.5634 | [30 empty] | 0.11402 | 0.014176 | 0.021591
909 | Water Heating | Solar | Warehouse | Turnover | Solar Thermal Water Heating System Commercial | 0.37289 | 0.56792 |  | 2999.09 | 1 | 1.523 | 8042.7229 | 20 |  | 8990.02 | 24108.7264 | Per Unit | GS | 1 | 1 | 1 | 1 | 1 | 1 | 1 | 1 | 1 | 1 | 1 | 1 | CwaTgs909 | CwaT | gs | 909 | 179.9454 | 482.5634 | [30 empty] | 1.6234 | 0.20185 | 0.30741
909 | Water Heating | Solar | Warehouse | New | Solar Thermal Water Heating System Commercial | 0.37289 | 0.56792 |  | 2999.09 | 1 | 1.523 | 8042.7229 | 20 |  | 8990.02 | 24108.7264 | Per Unit | GS | 1 | 1 | 1 | 1 | 1 | 1 | 1 | 1 | 1 | 1 | 1 | 1 | CwaNgs909 | CwaN | gs | 909 | 179.9454 | 482.5634 | [30 empty] | 0.017906 | 0.0022263 | 0.0033907
910 | Water Heating | Unit | Assembly | Turnover | Heat Pump Pool Heater Commercial | 0.48282 | 0.20894 |  | 2823.53 | 1 | 0.43275 | 5847.9532 | 15 |  | 3153.89 | 6532.1782 | Per Unit | GS | 0.57723 | 0.60437 | 0.83705 | 1.097 | 1.2026 | 1.2026 | 1.289 | 1.2891 | 1.2453 | 1.1192 | 0.77553 | 0.85362 | CasTgs910 | CasT | gs | 910 | 169.4118 | 350.8772 | [30 empty] | 0.036002 | 0.0061499 | 0.0026551
910 | Water Heating | Unit | Assembly | New | Heat Pump Pool Heater Commercial | 0.48282 | 0.20894 |  | 2823.53 | 1 | 0.43275 | 5847.9532 | 15 |  | 3153.89 | 6532.1782 | Per Unit | GS | 0.57723 | 0.60437 | 0.83705 | 1.097 | 1.2026 | 1.2026 | 1.289 | 1.2891 | 1.2453 | 1.1192 | 0.77553 | 0.85362 | CasNgs910 | CasN | gs | 910 | 169.4118 | 350.8772 | [30 empty] | 0.00039709 | 6.7831e-05 | 2.9285e-05
910 | Water Heating | Unit | College and University | Turnover | Heat Pump Pool Heater Commercial | 0.28518 | 0.288 |  | 2823.53 | 1 | 1.0099 | 9900.9901 | 15 |  | 3153.89 | 11059.4305 | Per Unit | GS | 0.57723 | 0.60437 | 0.83705 | 1.097 | 1.2026 | 1.2026 | 1.289 | 1.2891 | 1.2453 | 1.1192 | 0.77553 | 0.85362 | CcoTgs910 | CcoT | gs | 910 | 169.4118 | 594.0594 | [30 empty] | 0 | 0 | 0
910 | Water Heating | Unit | College and University | New | Heat Pump Pool Heater Commercial | 0.28518 | 0.288 |  | 2823.53 | 1 | 1.0099 | 9900.9901 | 15 |  | 3153.89 | 11059.4305 | Per Unit | GS | 0.57723 | 0.60437 | 0.83705 | 1.097 | 1.2026 | 1.2026 | 1.289 | 1.2891 | 1.2453 | 1.1192 | 0.77553 | 0.85362 | CcoNgs910 | CcoN | gs | 910 | 169.4118 | 594.0594 | [30 empty] | 0 | 0 | 0
910 | Water Heating | Unit | Data Center | Turnover | Heat Pump Pool Heater Commercial | 0.31341 | 0.33318 |  | 2823.53 | 1 | 1.0631 | 9009.009 | 15 |  | 3153.89 | 10063.0854 | Per Unit | GS | 0.57723 | 0.60437 | 0.83705 | 1.097 | 1.2026 | 1.2026 | 1.289 | 1.2891 | 1.2453 | 1.1192 | 0.77553 | 0.85362 | CdaTgs910 | CdaT | gs | 910 | 169.4118 | 540.5405 | [30 empty] | 0 | 0 | 0
910 | Water Heating | Unit | Data Center | New | Heat Pump Pool Heater Commercial | 0.31341 | 0.33318 |  | 2823.53 | 1 | 1.0631 | 9009.009 | 15 |  | 3153.89 | 10063.0854 | Per Unit | GS | 0.57723 | 0.60437 | 0.83705 | 1.097 | 1.2026 | 1.2026 | 1.289 | 1.2891 | 1.2453 | 1.1192 | 0.77553 | 0.85362 | CdaNgs910 | CdaN | gs | 910 | 169.4118 | 540.5405 | [30 empty] | 0 | 0 | 0
910 | Water Heating | Unit | Grocery | Turnover | Heat Pump Pool Heater Commercial | 0.38118 | 0.22871 |  | 2823.53 | 1 | 0.6 | 7407.4074 | 15 |  | 3153.89 | 8274.0924 | Per Unit | GS | 0.57723 | 0.60437 | 0.83705 | 1.097 | 1.2026 | 1.2026 | 1.289 | 1.2891 | 1.2453 | 1.1192 | 0.77553 | 0.85362 | CgrTgs910 | CgrT | gs | 910 | 169.4118 | 444.4444 | [30 empty] | 0 | 0 | 0
910 | Water Heating | Unit | Grocery | New | Heat Pump Pool Heater Commercial | 0.38118 | 0.22871 |  | 2823.53 | 1 | 0.6 | 7407.4074 | 15 |  | 3153.89 | 8274.0924 | Per Unit | GS | 0.57723 | 0.60437 | 0.83705 | 1.097 | 1.2026 | 1.2026 | 1.289 | 1.2891 | 1.2453 | 1.1192 | 0.77553 | 0.85362 | CgrNgs910 | CgrN | gs | 910 | 169.4118 | 444.4444 | [30 empty] | 0 | 0 | 0
910 | Water Heating | Unit | Healthcare | Turnover | Heat Pump Pool Heater Commercial | 0.40659 | 0.42071 |  | 2823.53 | 1 | 1.0347 | 6944.4444 | 15 |  | 3153.89 | 7756.9616 | Per Unit | GS | 0.57723 | 0.60437 | 0.83705 | 1.097 | 1.2026 | 1.2026 | 1.289 | 1.2891 | 1.2453 | 1.1192 | 0.77553 | 0.85362 | CheTgs910 | CheT | gs | 910 | 169.4118 | 416.6667 | [30 empty] | 0 | 0 | 0
910 | Water Heating | Unit | Healthcare | New | Heat Pump Pool Heater Commercial | 0.40659 | 0.42071 |  | 2823.53 | 1 | 1.0347 | 6944.4444 | 15 |  | 3153.89 | 7756.9616 | Per Unit | GS | 0.57723 | 0.60437 | 0.83705 | 1.097 | 1.2026 | 1.2026 | 1.289 | 1.2891 | 1.2453 | 1.1192 | 0.77553 | 0.85362 | CheNgs910 | CheN | gs | 910 | 169.4118 | 416.6667 | [30 empty] | 0 | 0 | 0
910 | Water Heating | Unit | Hospitals | Turnover | Heat Pump Pool Heater Commercial | 0.28518 | 0.288 |  | 2823.53 | 1 | 1.0099 | 9900.9901 | 15 |  | 3153.89 | 11059.4305 | Per Unit | GS | 0.57723 | 0.60437 | 0.83705 | 1.097 | 1.2026 | 1.2026 | 1.289 | 1.2891 | 1.2453 | 1.1192 | 0.77553 | 0.85362 | ChoTgs910 | ChoT | gs | 910 | 169.4118 | 594.0594 | [30 empty] | 0 | 0 | 0
910 | Water Heating | Unit | Hospitals | New | Heat Pump Pool Heater Commercial | 0.28518 | 0.288 |  | 2823.53 | 1 | 1.0099 | 9900.9901 | 15 |  | 3153.89 | 11059.4305 | Per Unit | GS | 0.57723 | 0.60437 | 0.83705 | 1.097 | 1.2026 | 1.2026 | 1.289 | 1.2891 | 1.2453 | 1.1192 | 0.77553 | 0.85362 | ChoNgs910 | ChoN | gs | 910 | 169.4118 | 594.0594 | [30 empty] | 0 | 0 | 0
910 | Water Heating | Unit | Institutional | Turnover | Heat Pump Pool Heater Commercial | 0.31341 | 0.33882 |  | 2823.53 | 1 | 1.0811 | 9009.009 | 15 |  | 3153.89 | 10063.0854 | Per Unit | GS | 0.57723 | 0.60437 | 0.83705 | 1.097 | 1.2026 | 1.2026 | 1.289 | 1.2891 | 1.2453 | 1.1192 | 0.77553 | 0.85362 | CinTgs910 | CinT | gs | 910 | 169.4118 | 540.5405 | [30 empty] | 0 | 0 | 0
910 | Water Heating | Unit | Institutional | New | Heat Pump Pool Heater Commercial | 0.31341 | 0.33882 |  | 2823.53 | 1 | 1.0811 | 9009.009 | 15 |  | 3153.89 | 10063.0854 | Per Unit | GS | 0.57723 | 0.60437 | 0.83705 | 1.097 | 1.2026 | 1.2026 | 1.289 | 1.2891 | 1.2453 | 1.1192 | 0.77553 | 0.85362 | CinNgs910 | CinN | gs | 910 | 169.4118 | 540.5405 | [30 empty] | 0 | 0 | 0
910 | Water Heating | Unit | Lodging/Hospitality | Turnover | Heat Pump Pool Heater Commercial | 0.30212 | 0.35294 |  | 2823.53 | 1 | 1.1682 | 9345.7944 | 15 |  | 3153.89 | 10439.2755 | Per Unit | GS | 0.57723 | 0.60437 | 0.83705 | 1.097 | 1.2026 | 1.2026 | 1.289 | 1.2891 | 1.2453 | 1.1192 | 0.77553 | 0.85362 | CloTgs910 | CloT | gs | 910 | 169.4118 | 560.7477 | [30 empty] | 5.7888 | 0.61983 | 0.72077
910 | Water Heating | Unit | Lodging/Hospitality | New | Heat Pump Pool Heater Commercial | 0.30212 | 0.35294 |  | 2823.53 | 1 | 1.1682 | 9345.7944 | 15 |  | 3153.89 | 10439.2755 | Per Unit | GS | 0.57723 | 0.60437 | 0.83705 | 1.097 | 1.2026 | 1.2026 | 1.289 | 1.2891 | 1.2453 | 1.1192 | 0.77553 | 0.85362 | CloNgs910 | CloN | gs | 910 | 169.4118 | 560.7477 | [30 empty] | 0.063848 | 0.0068365 | 0.0079498
910 | Water Heating | Unit | Miscellaneous | Turnover | Heat Pump Pool Heater Commercial | 0.31341 | 0.33318 |  | 2823.53 | 1 | 1.0631 | 9009.009 | 15 |  | 3153.89 | 10063.0854 | Per Unit | GS | 0.57723 | 0.60437 | 0.83705 | 1.097 | 1.2026 | 1.2026 | 1.289 | 1.2891 | 1.2453 | 1.1192 | 0.77553 | 0.85362 | CmiTgs910 | CmiT | gs | 910 | 169.4118 | 540.5405 | [30 empty] | 0 | 0 | 0
910 | Water Heating | Unit | Miscellaneous | New | Heat Pump Pool Heater Commercial | 0.31341 | 0.33318 |  | 2823.53 | 1 | 1.0631 | 9009.009 | 15 |  | 3153.89 | 10063.0854 | Per Unit | GS | 0.57723 | 0.60437 | 0.83705 | 1.097 | 1.2026 | 1.2026 | 1.289 | 1.2891 | 1.2453 | 1.1192 | 0.77553 | 0.85362 | CmiNgs910 | CmiN | gs | 910 | 169.4118 | 540.5405 | [30 empty] | 0 | 0 | 0
910 | Water Heating | Unit | Offices | Turnover | Heat Pump Pool Heater Commercial | 0.31341 | 0.33318 |  | 2823.53 | 1 | 1.0631 | 9009.009 | 15 |  | 3153.89 | 10063.0854 | Per Unit | GS | 0.57723 | 0.60437 | 0.83705 | 1.097 | 1.2026 | 1.2026 | 1.289 | 1.2891 | 1.2453 | 1.1192 | 0.77553 | 0.85362 | CofTgs910 | CofT | gs | 910 | 169.4118 | 540.5405 | [30 empty] | 0 | 0 | 0
910 | Water Heating | Unit | Offices | New | Heat Pump Pool Heater Commercial | 0.31341 | 0.33318 |  | 2823.53 | 1 | 1.0631 | 9009.009 | 15 |  | 3153.89 | 10063.0854 | Per Unit | GS | 0.57723 | 0.60437 | 0.83705 | 1.097 | 1.2026 | 1.2026 | 1.289 | 1.2891 | 1.2453 | 1.1192 | 0.77553 | 0.85362 | CofNgs910 | CofN | gs | 910 | 169.4118 | 540.5405 | [30 empty] | 0 | 0 | 0
910 | Water Heating | Unit | Restaurants | Turnover | Heat Pump Pool Heater Commercial | 0.37835 | 0.14118 |  | 2823.53 | 1 | 0.37313 | 7462.6866 | 15 |  | 3153.89 | 8335.8394 | Per Unit | GS | 0.57723 | 0.60437 | 0.83705 | 1.097 | 1.2026 | 1.2026 | 1.289 | 1.2891 | 1.2453 | 1.1192 | 0.77553 | 0.85362 | CreTgs910 | CreT | gs | 910 | 169.4118 | 447.7612 | [30 empty] | 0 | 0 | 0
910 | Water Heating | Unit | Restaurants | New | Heat Pump Pool Heater Commercial | 0.37835 | 0.14118 |  | 2823.53 | 1 | 0.37313 | 7462.6866 | 15 |  | 3153.89 | 8335.8394 | Per Unit | GS | 0.57723 | 0.60437 | 0.83705 | 1.097 | 1.2026 | 1.2026 | 1.289 | 1.2891 | 1.2453 | 1.1192 | 0.77553 | 0.85362 | CreNgs910 | CreN | gs | 910 | 169.4118 | 447.7612 | [30 empty] | 0 | 0 | 0
910 | Water Heating | Unit | Retail | Turnover | Heat Pump Pool Heater Commercial | 0.40376 | 0.22306 |  | 2823.53 | 1 | 0.55245 | 6993.007 | 15 |  | 3153.89 | 7811.2061 | Per Unit | GS | 0.57723 | 0.60437 | 0.83705 | 1.097 | 1.2026 | 1.2026 | 1.289 | 1.2891 | 1.2453 | 1.1192 | 0.77553 | 0.85362 | CrtTgs910 | CrtT | gs | 910 | 169.4118 | 419.5804 | [30 empty] | 0 | 0 | 0
910 | Water Heating | Unit | Retail | New | Heat Pump Pool Heater Commercial | 0.40376 | 0.22306 |  | 2823.53 | 1 | 0.55245 | 6993.007 | 15 |  | 3153.89 | 7811.2061 | Per Unit | GS | 0.57723 | 0.60437 | 0.83705 | 1.097 | 1.2026 | 1.2026 | 1.289 | 1.2891 | 1.2453 | 1.1192 | 0.77553 | 0.85362 | CrtNgs910 | CrtN | gs | 910 | 169.4118 | 419.5804 | [30 empty] | 0 | 0 | 0
910 | Water Heating | Unit | Schools K-12 | Turnover | Heat Pump Pool Heater Commercial | 0.29082 | 0.30212 |  | 2823.53 | 1 | 1.0388 | 9708.7379 | 15 |  | 3153.89 | 10844.6842 | Per Unit | GS | 0.57723 | 0.60437 | 0.83705 | 1.097 | 1.2026 | 1.2026 | 1.289 | 1.2891 | 1.2453 | 1.1192 | 0.77553 | 0.85362 | CscTgs910 | CscT | gs | 910 | 169.4118 | 582.5243 | [30 empty] | 0 | 0 | 0
910 | Water Heating | Unit | Schools K-12 | New | Heat Pump Pool Heater Commercial | 0.29082 | 0.30212 |  | 2823.53 | 1 | 1.0388 | 9708.7379 | 15 |  | 3153.89 | 10844.6842 | Per Unit | GS | 0.57723 | 0.60437 | 0.83705 | 1.097 | 1.2026 | 1.2026 | 1.289 | 1.2891 | 1.2453 | 1.1192 | 0.77553 | 0.85362 | CscNgs910 | CscN | gs | 910 | 169.4118 | 582.5243 | [30 empty] | 0 | 0 | 0
910 | Water Heating | Unit | Warehouse | Turnover | Heat Pump Pool Heater Commercial | 0.432 | 0.31341 |  | 2823.53 | 1 | 0.72549 | 6535.9477 | 15 |  | 3153.89 | 7300.6698 | Per Unit | GS | 0.57723 | 0.60437 | 0.83705 | 1.097 | 1.2026 | 1.2026 | 1.289 | 1.2891 | 1.2453 | 1.1192 | 0.77553 | 0.85362 | CwaTgs910 | CwaT | gs | 910 | 169.4118 | 392.1569 | [30 empty] | 0 | 0 | 0
910 | Water Heating | Unit | Warehouse | New | Heat Pump Pool Heater Commercial | 0.432 | 0.31341 |  | 2823.53 | 1 | 0.72549 | 6535.9477 | 15 |  | 3153.89 | 7300.6698 | Per Unit | GS | 0.57723 | 0.60437 | 0.83705 | 1.097 | 1.2026 | 1.2026 | 1.289 | 1.2891 | 1.2453 | 1.1192 | 0.77553 | 0.85362 | CwaNgs910 | CwaN | gs | 910 | 169.4118 | 392.1569 | [30 empty] | 0 | 0 | 0
911 | Water Heating | Unit | Assembly | Turnover | Heat Pump Water Heater | 0.57087 | 0.86944 |  | 4591.36 | 1 | 1.523 | 8042.7229 | 15 |  | 1389.5 | 2433.9985 | Per Water Heater | GS | 0.57723 | 0.60437 | 0.83705 | 1.097 | 1.2026 | 1.2026 | 1.289 | 1.2891 | 1.2453 | 1.1192 | 0.77553 | 0.85362 | CasTgs911 | CasT | gs | 911 | 275.4816 | 482.5634 | [30 empty] | 5.1087 | 0.6352 | 0.96741
911 | Water Heating | Unit | Assembly | New | Heat Pump Water Heater | 0.57087 | 0.86944 |  | 4591.36 | 1 | 1.523 | 8042.7229 | 15 |  | 1389.5 | 2433.9985 | Per Water Heater | GS | 0.57723 | 0.60437 | 0.83705 | 1.097 | 1.2026 | 1.2026 | 1.289 | 1.2891 | 1.2453 | 1.1192 | 0.77553 | 0.85362 | CasNgs911 | CasN | gs | 911 | 275.4816 | 482.5634 | [30 empty] | 0.056347 | 0.007006 | 0.01067
911 | Water Heating | Unit | College and University | Turnover | Heat Pump Water Heater | 1.1052 | 1.3422 |  | 12052.32 | 1 | 1.2145 | 10905.4227 | 15 |  | 13895 | 12572.7535 | Per Water Heater | GS | 0.57723 | 0.60437 | 0.83705 | 1.097 | 1.2026 | 1.2026 | 1.289 | 1.2891 | 1.2453 | 1.1192 | 0.77553 | 0.85362 | CcoTgs911 | CcoT | gs | 911 | 723.1392 | 654.3254 | [30 empty] | 4.2723 | 0.39176 | 0.47579
911 | Water Heating | Unit | College and University | New | Heat Pump Water Heater | 1.1052 | 1.3422 |  | 12052.32 | 1 | 1.2145 | 10905.4227 | 15 |  | 13895 | 12572.7535 | Per Water Heater | GS | 0.57723 | 0.60437 | 0.83705 | 1.097 | 1.2026 | 1.2026 | 1.289 | 1.2891 | 1.2453 | 1.1192 | 0.77553 | 0.85362 | CcoNgs911 | CcoN | gs | 911 | 723.1392 | 654.3254 | [30 empty] | 0.047122 | 0.004321 | 0.0052478
911 | Water Heating | Unit | Data Center | Turnover | Heat Pump Water Heater | 7.473 | 9.0759 |  | 81496.62 | 1 | 1.2145 | 10905.4227 | 15 |  | 27790 | 3718.7027 | Per Water Heater | GS | 0.57723 | 0.60437 | 0.83705 | 1.097 | 1.2026 | 1.2026 | 1.289 | 1.2891 | 1.2453 | 1.1192 | 0.77553 | 0.85362 | CdaTgs911 | CdaT | gs | 911 | 4889.7972 | 654.3254 | [30 empty] | 0.18522 | 0.016984 | 0.020627
911 | Water Heating | Unit | Data Center | New | Heat Pump Water Heater | 7.473 | 9.0759 |  | 81496.62 | 1 | 1.2145 | 10905.4227 | 15 |  | 27790 | 3718.7027 | Per Water Heater | GS | 0.57723 | 0.60437 | 0.83705 | 1.097 | 1.2026 | 1.2026 | 1.289 | 1.2891 | 1.2453 | 1.1192 | 0.77553 | 0.85362 | CdaNgs911 | CdaN | gs | 911 | 4889.7972 | 654.3254 | [30 empty] | 0.0020429 | 0.00018733 | 0.0002275
911 | Water Heating | Unit | Grocery | Turnover | Heat Pump Water Heater | 0.28544 | 0.43472 |  | 2295.68 | 1 | 1.523 | 8042.723 | 15 |  | 1389.5 | 4867.9971 | Per Water Heater | GS | 0.57723 | 0.60437 | 0.83705 | 1.097 | 1.2026 | 1.2026 | 1.289 | 1.2891 | 1.2453 | 1.1192 | 0.77553 | 0.85362 | CgrTgs911 | CgrT | gs | 911 | 137.7408 | 482.5634 | [30 empty] | 1.2035 | 0.14964 | 0.2279
911 | Water Heating | Unit | Grocery | New | Heat Pump Water Heater | 0.28544 | 0.43472 |  | 2295.68 | 1 | 1.523 | 8042.723 | 15 |  | 1389.5 | 4867.9971 | Per Water Heater | GS | 0.57723 | 0.60437 | 0.83705 | 1.097 | 1.2026 | 1.2026 | 1.289 | 1.2891 | 1.2453 | 1.1192 | 0.77553 | 0.85362 | CgrNgs911 | CgrN | gs | 911 | 137.7408 | 482.5634 | [30 empty] | 0.013274 | 0.0016505 | 0.0025137
911 | Water Heating | Unit | Healthcare | Turnover | Heat Pump Water Heater | 0.99991 | 1.2144 |  | 10904.48 | 1 | 1.2145 | 10905.4227 | 15 |  | 1389.5 | 1389.6201 | Per Water Heater | GS | 0.57723 | 0.60437 | 0.83705 | 1.097 | 1.2026 | 1.2026 | 1.289 | 1.2891 | 1.2453 | 1.1192 | 0.77553 | 0.85362 | CheTgs911 | CheT | gs | 911 | 654.2688 | 654.3254 | [30 empty] | 3.1396 | 0.28789 | 0.34964
911 | Water Heating | Unit | Healthcare | New | Heat Pump Water Heater | 0.99991 | 1.2144 |  | 10904.48 | 1 | 1.2145 | 10905.4227 | 15 |  | 1389.5 | 1389.6201 | Per Water Heater | GS | 0.57723 | 0.60437 | 0.83705 | 1.097 | 1.2026 | 1.2026 | 1.289 | 1.2891 | 1.2453 | 1.1192 | 0.77553 | 0.85362 | CheNgs911 | CheN | gs | 911 | 654.2688 | 654.3254 | [30 empty] | 0.034628 | 0.0031753 | 0.0038564
911 | Water Heating | Unit | Hospitals | Turnover | Heat Pump Water Heater | 17.5774 | 21.3475 |  | 191689.24 | 1 | 1.2145 | 10905.4227 | 15 |  | 20842.5 | 1185.7539 | Per Water Heater | GS | 0.57723 | 0.60437 | 0.83705 | 1.097 | 1.2026 | 1.2026 | 1.289 | 1.2891 | 1.2453 | 1.1192 | 0.77553 | 0.85362 | ChoTgs911 | ChoT | gs | 911 | 11501.3544 | 654.3254 | [30 empty] | 2.3396 | 0.21454 | 0.26055
911 | Water Heating | Unit | Hospitals | New | Heat Pump Water Heater | 17.5774 | 21.3475 |  | 191689.24 | 1 | 1.2145 | 10905.4227 | 15 |  | 20842.5 | 1185.7539 | Per Water Heater | GS | 0.57723 | 0.60437 | 0.83705 | 1.097 | 1.2026 | 1.2026 | 1.289 | 1.2891 | 1.2453 | 1.1192 | 0.77553 | 0.85362 | ChoNgs911 | ChoN | gs | 911 | 11501.3544 | 654.3254 | [30 empty] | 0.025805 | 0.0023663 | 0.0028738
911 | Water Heating | Unit | Institutional | Turnover | Heat Pump Water Heater | 0.26314 | 0.31957 |  | 2869.6 | 1 | 1.2145 | 10905.4227 | 15 |  | 34737.5 | 132013.912 | Per Water Heater | GS | 0.57723 | 0.60437 | 0.83705 | 1.097 | 1.2026 | 1.2026 | 1.289 | 1.2891 | 1.2453 | 1.1192 | 0.77553 | 0.85362 | CinTgs911 | CinT | gs | 911 | 172.176 | 654.3254 | [30 empty] | 2.4 | 0.22007 | 0.26727
911 | Water Heating | Unit | Institutional | New | Heat Pump Water Heater | 0.26314 | 0.31957 |  | 2869.6 | 1 | 1.2145 | 10905.4227 | 15 |  | 34737.5 | 132013.912 | Per Water Heater | GS | 0.57723 | 0.60437 | 0.83705 | 1.097 | 1.2026 | 1.2026 | 1.289 | 1.2891 | 1.2453 | 1.1192 | 0.77553 | 0.85362 | CinNgs911 | CinN | gs | 911 | 172.176 | 654.3254 | [30 empty] | 0.026471 | 0.0024273 | 0.0029479
911 | Water Heating | Unit | Lodging/Hospitality | Turnover | Heat Pump Water Heater | 0.29358 | 1.1771 |  | 7460.96 | 1 | 4.0096 | 25413.8002 | 15 |  | 4168.5 | 14198.9001 | Per Water Heater | GS | 0.57723 | 0.60437 | 0.83705 | 1.097 | 1.2026 | 1.2026 | 1.289 | 1.2891 | 1.2453 | 1.1192 | 0.77553 | 0.85362 | CloTgs911 | CloT | gs | 911 | 447.6576 | 1524.828 | [30 empty] | 47.6741 | 1.8759 | 7.5217
911 | Water Heating | Unit | Lodging/Hospitality | New | Heat Pump Water Heater | 0.29358 | 1.1771 |  | 7460.96 | 1 | 4.0096 | 25413.8002 | 15 |  | 4168.5 | 14198.9001 | Per Water Heater | GS | 0.57723 | 0.60437 | 0.83705 | 1.097 | 1.2026 | 1.2026 | 1.289 | 1.2891 | 1.2453 | 1.1192 | 0.77553 | 0.85362 | CloNgs911 | CloN | gs | 911 | 447.6576 | 1524.828 | [30 empty] | 0.52583 | 0.020691 | 0.082961
911 | Water Heating | Unit | Miscellaneous | Turnover | Heat Pump Water Heater | 1.4272 | 2.1736 |  | 11478.39 | 1 | 1.523 | 8042.7229 | 15 |  | 27790 | 19472.0053 | Per Water Heater | GS | 0.57723 | 0.60437 | 0.83705 | 1.097 | 1.2026 | 1.2026 | 1.289 | 1.2891 | 1.2453 | 1.1192 | 0.77553 | 0.85362 | CmiTgs911 | CmiT | gs | 911 | 688.7034 | 482.5634 | [30 empty] | 6.6469 | 0.82645 | 1.2587
911 | Water Heating | Unit | Miscellaneous | New | Heat Pump Water Heater | 1.4272 | 2.1736 |  | 11478.39 | 1 | 1.523 | 8042.7229 | 15 |  | 27790 | 19472.0053 | Per Water Heater | GS | 0.57723 | 0.60437 | 0.83705 | 1.097 | 1.2026 | 1.2026 | 1.289 | 1.2891 | 1.2453 | 1.1192 | 0.77553 | 0.85362 | CmiNgs911 | CmiN | gs | 911 | 688.7034 | 482.5634 | [30 empty] | 0.073313 | 0.0091154 | 0.013883
911 | Water Heating | Unit | Offices | Turnover | Heat Pump Water Heater | 2.4976 | 3.8038 |  | 20087.2 | 1 | 1.523 | 8042.7229 | 15 |  | 4168.5 | 1669.0276 | Per Water Heater | GS | 0.57723 | 0.60437 | 0.83705 | 1.097 | 1.2026 | 1.2026 | 1.289 | 1.2891 | 1.2453 | 1.1192 | 0.77553 | 0.85362 | CofTgs911 | CofT | gs | 911 | 1205.232 | 482.5634 | [30 empty] | 24.0472 | 2.9899 | 4.5537
911 | Water Heating | Unit | Offices | New | Heat Pump Water Heater | 2.4976 | 3.8038 |  | 20087.2 | 1 | 1.523 | 8042.7229 | 15 |  | 4168.5 | 1669.0276 | Per Water Heater | GS | 0.57723 | 0.60437 | 0.83705 | 1.097 | 1.2026 | 1.2026 | 1.289 | 1.2891 | 1.2453 | 1.1192 | 0.77553 | 0.85362 | CofNgs911 | CofN | gs | 911 | 1205.232 | 482.5634 | [30 empty] | 0.26523 | 0.032978 | 0.050225
911 | Water Heating | Unit | Restaurants | Turnover | Heat Pump Water Heater | 0.85631 | 1.3042 |  | 6887.04 | 1 | 1.523 | 8042.7229 | 15 |  | 2779 | 3245.3314 | Per Water Heater | GS | 0.57723 | 0.60437 | 0.83705 | 1.097 | 1.2026 | 1.2026 | 1.289 | 1.2891 | 1.2453 | 1.1192 | 0.77553 | 0.85362 | CreTgs911 | CreT | gs | 911 | 413.2224 | 482.5634 | [30 empty] | 63.7841 | 7.9306 | 12.0784
911 | Water Heating | Unit | Restaurants | New | Heat Pump Water Heater | 0.85631 | 1.3042 |  | 6887.04 | 1 | 1.523 | 8042.7229 | 15 |  | 2779 | 3245.3314 | Per Water Heater | GS | 0.57723 | 0.60437 | 0.83705 | 1.097 | 1.2026 | 1.2026 | 1.289 | 1.2891 | 1.2453 | 1.1192 | 0.77553 | 0.85362 | CreNgs911 | CreN | gs | 911 | 413.2224 | 482.5634 | [30 empty] | 0.70352 | 0.087472 | 0.13322
911 | Water Heating | Unit | Retail | Turnover | Heat Pump Water Heater | 1.2845 | 1.9562 |  | 10330.56 | 1 | 1.523 | 8042.7229 | 15 |  | 4168.5 | 3245.3314 | Per Water Heater | GS | 0.57723 | 0.60437 | 0.83705 | 1.097 | 1.2026 | 1.2026 | 1.289 | 1.2891 | 1.2453 | 1.1192 | 0.77553 | 0.85362 | CrtTgs911 | CrtT | gs | 911 | 619.8336 | 482.5634 | [30 empty] | 9.0833 | 1.1294 | 1.72
911 | Water Heating | Unit | Retail | New | Heat Pump Water Heater | 1.2845 | 1.9562 |  | 10330.56 | 1 | 1.523 | 8042.7229 | 15 |  | 4168.5 | 3245.3314 | Per Water Heater | GS | 0.57723 | 0.60437 | 0.83705 | 1.097 | 1.2026 | 1.2026 | 1.289 | 1.2891 | 1.2453 | 1.1192 | 0.77553 | 0.85362 | CrtNgs911 | CrtN | gs | 911 | 619.8336 | 482.5634 | [30 empty] | 0.10019 | 0.012457 | 0.018971
911 | Water Heating | Unit | Schools K-12 | Turnover | Heat Pump Water Heater | 2.2121 | 3.3691 |  | 17791.52 | 1 | 1.523 | 8042.7229 | 15 |  | 1389.5 | 628.1287 | Per Water Heater | GS | 0.57723 | 0.60437 | 0.83705 | 1.097 | 1.2026 | 1.2026 | 1.289 | 1.2891 | 1.2453 | 1.1192 | 0.77553 | 0.85362 | CscTgs911 | CscT | gs | 911 | 1067.4912 | 482.5634 | [30 empty] | 12.494 | 1.5535 | 2.3659
911 | Water Heating | Unit | Schools K-12 | New | Heat Pump Water Heater | 2.2121 | 3.3691 |  | 17791.52 | 1 | 1.523 | 8042.7229 | 15 |  | 1389.5 | 628.1287 | Per Water Heater | GS | 0.57723 | 0.60437 | 0.83705 | 1.097 | 1.2026 | 1.2026 | 1.289 | 1.2891 | 1.2453 | 1.1192 | 0.77553 | 0.85362 | CscNgs911 | CscN | gs | 911 | 1067.4912 | 482.5634 | [30 empty] | 0.1378 | 0.017134 | 0.026095
911 | Water Heating | Unit | Warehouse | Turnover | Heat Pump Water Heater | 0.49951 | 0.76076 |  | 4017.44 | 1 | 1.523 | 8042.7229 | 15 |  | 1389.5 | 2781.7126 | Per Water Heater | GS | 0.57723 | 0.60437 | 0.83705 | 1.097 | 1.2026 | 1.2026 | 1.289 | 1.2891 | 1.2453 | 1.1192 | 0.77553 | 0.85362 | CwaTgs911 | CwaT | gs | 911 | 241.0464 | 482.5634 | [30 empty] | 1.9621 | 0.24396 | 0.37155
911 | Water Heating | Unit | Warehouse | New | Heat Pump Water Heater | 0.49951 | 0.76076 |  | 4017.44 | 1 | 1.523 | 8042.7229 | 15 |  | 1389.5 | 2781.7126 | Per Water Heater | GS | 0.57723 | 0.60437 | 0.83705 | 1.097 | 1.2026 | 1.2026 | 1.289 | 1.2891 | 1.2453 | 1.1192 | 0.77553 | 0.85362 | CwaNgs911 | CwaN | gs | 911 | 241.0464 | 482.5634 | [30 empty] | 0.021641 | 0.0026908 | 0.0040981
912 | Water Heating | Unit | Assembly | Turnover | Instantaneous Hot Water System Commercial | 0.053989 | 0.082226 |  | 434.22 | 1 | 1.523 | 8042.7229 | 5 |  | 3118.5 | 57761.5758 | Per Water Heater | GS | 1.0063 | 0.98564 | 1.0265 | 1.0441 | 1.0994 | 1.0901 | 1.0679 | 1.0965 | 1.0642 | 1.0547 | 1.0277 | 1.0297 | CasTgs912 | CasT | gs | 912 | 26.0532 | 482.5634 | [30 empty] | 0.61547 | 0.076525 | 0.11655
912 | Water Heating | Unit | Assembly | New | Instantaneous Hot Water System Commercial | 0.053989 | 0.082226 |  | 434.22 | 1 | 1.523 | 8042.7229 | 5 |  | 3118.5 | 57761.5758 | Per Water Heater | GS | 1.0063 | 0.98564 | 1.0265 | 1.0441 | 1.0994 | 1.0901 | 1.0679 | 1.0965 | 1.0642 | 1.0547 | 1.0277 | 1.0297 | CasNgs912 | CasN | gs | 912 | 26.0532 | 482.5634 | [30 empty] | 0.0051576 | 0.00064127 | 0.00097666
912 | Water Heating | Unit | College and University | Turnover | Instantaneous Hot Water System Commercial | 0.10452 | 0.12693 |  | 1139.81 | 1 | 1.2145 | 10905.4228 | 5 |  | 31185 | 298370.4382 | Per Water Heater | GS | 1.0063 | 0.98564 | 1.0265 | 1.0441 | 1.0994 | 1.0901 | 1.0679 | 1.0965 | 1.0642 | 1.0547 | 1.0277 | 1.0297 | CcoTgs912 | CcoT | gs | 912 | 68.3886 | 654.3254 | [30 empty] | 0.5147 | 0.047197 | 0.057319
912 | Water Heating | Unit | College and University | New | Instantaneous Hot Water System Commercial | 0.10452 | 0.12693 |  | 1139.81 | 1 | 1.2145 | 10905.4228 | 5 |  | 31185 | 298370.4382 | Per Water Heater | GS | 1.0063 | 0.98564 | 1.0265 | 1.0441 | 1.0994 | 1.0901 | 1.0679 | 1.0965 | 1.0642 | 1.0547 | 1.0277 | 1.0297 | CcoNgs912 | CcoN | gs | 912 | 68.3886 | 654.3254 | [30 empty] | 0.0027603 | 0.00025312 | 0.00030741
912 | Water Heating | Unit | Data Center | Turnover | Instantaneous Hot Water System Commercial | 0.70674 | 0.85832 |  | 7707.26 | 1 | 1.2145 | 10905.4227 | 5 |  | 62370 | 88250.7162 | Per Water Heater | GS | 1.0063 | 0.98564 | 1.0265 | 1.0441 | 1.0994 | 1.0901 | 1.0679 | 1.0965 | 1.0642 | 1.0547 | 1.0277 | 1.0297 | CdaTgs912 | CdaT | gs | 912 | 462.4356 | 654.3254 | [30 empty] | 0.022313 | 0.0020461 | 0.0024849
912 | Water Heating | Unit | Data Center | New | Instantaneous Hot Water System Commercial | 0.70674 | 0.85832 |  | 7707.26 | 1 | 1.2145 | 10905.4227 | 5 |  | 62370 | 88250.7162 | Per Water Heater | GS | 1.0063 | 0.98564 | 1.0265 | 1.0441 | 1.0994 | 1.0901 | 1.0679 | 1.0965 | 1.0642 | 1.0547 | 1.0277 | 1.0297 | CdaNgs912 | CdaN | gs | 912 | 462.4356 | 654.3254 | [30 empty] | 0.00019077 | 1.7493e-05 | 2.1245e-05
912 | Water Heating | Unit | Grocery | Turnover | Instantaneous Hot Water System Commercial | 0.026993 | 0.041111 |  | 217.1 | 1 | 1.523 | 8042.7228 | 5 |  | 3118.5 | 115528.4713 | Per Water Heater | GS | 1.0063 | 0.98564 | 1.0265 | 1.0441 | 1.0994 | 1.0901 | 1.0679 | 1.0965 | 1.0642 | 1.0547 | 1.0277 | 1.0297 | CgrTgs912 | CgrT | gs | 912 | 13.026 | 482.5634 | [30 empty] | 0.14499 | 0.018027 | 0.027455
912 | Water Heating | Unit | Grocery | New | Instantaneous Hot Water System Commercial | 0.026993 | 0.041111 |  | 217.1 | 1 | 1.523 | 8042.7228 | 5 |  | 3118.5 | 115528.4713 | Per Water Heater | GS | 1.0063 | 0.98564 | 1.0265 | 1.0441 | 1.0994 | 1.0901 | 1.0679 | 1.0965 | 1.0642 | 1.0547 | 1.0277 | 1.0297 | CgrNgs912 | CgrN | gs | 912 | 13.026 | 482.5634 | [30 empty] | 0.0010887 | 0.00013537 | 0.00020617
912 | Water Heating | Unit | Healthcare | Turnover | Instantaneous Hot Water System Commercial | 0.094563 | 0.11485 |  | 1031.25 | 1 | 1.2145 | 10905.4227 | 5 |  | 3118.5 | 32977.9983 | Per Water Heater | GS | 1.0063 | 0.98564 | 1.0265 | 1.0441 | 1.0994 | 1.0901 | 1.0679 | 1.0965 | 1.0642 | 1.0547 | 1.0277 | 1.0297 | CheTgs912 | CheT | gs | 912 | 61.875 | 654.3254 | [30 empty] | 0.37823 | 0.034683 | 0.042121
912 | Water Heating | Unit | Healthcare | New | Instantaneous Hot Water System Commercial | 0.094563 | 0.11485 |  | 1031.25 | 1 | 1.2145 | 10905.4227 | 5 |  | 3118.5 | 32977.9983 | Per Water Heater | GS | 1.0063 | 0.98564 | 1.0265 | 1.0441 | 1.0994 | 1.0901 | 1.0679 | 1.0965 | 1.0642 | 1.0547 | 1.0277 | 1.0297 | CheNgs912 | CheN | gs | 912 | 61.875 | 654.3254 | [30 empty] | 0.0022185 | 0.00020343 | 0.00024706
912 | Water Heating | Unit | Hospitals | Turnover | Instantaneous Hot Water System Commercial | 1.6623 | 2.0189 |  | 18128.37 | 1 | 1.2145 | 10905.4227 | 5 |  | 46777.5 | 28139.7837 | Per Water Heater | GS | 1.0063 | 0.98564 | 1.0265 | 1.0441 | 1.0994 | 1.0901 | 1.0679 | 1.0965 | 1.0642 | 1.0547 | 1.0277 | 1.0297 | ChoTgs912 | ChoT | gs | 912 | 1087.7022 | 654.3254 | [30 empty] | 0.28186 | 0.025846 | 0.031389
912 | Water Heating | Unit | Hospitals | New | Instantaneous Hot Water System Commercial | 1.6623 | 2.0189 |  | 18128.37 | 1 | 1.2145 | 10905.4227 | 5 |  | 46777.5 | 28139.7837 | Per Water Heater | GS | 1.0063 | 0.98564 | 1.0265 | 1.0441 | 1.0994 | 1.0901 | 1.0679 | 1.0965 | 1.0642 | 1.0547 | 1.0277 | 1.0297 | ChoNgs912 | ChoN | gs | 912 | 1087.7022 | 654.3254 | [30 empty] | 0.0015291 | 0.00014022 | 0.00017029
912 | Water Heating | Unit | Institutional | Turnover | Instantaneous Hot Water System Commercial | 0.024886 | 0.030223 |  | 271.39 | 1 | 1.2145 | 10905.4225 | 5 |  | 77962.5 | 3132812.5675 | Per Water Heater | GS | 1.0063 | 0.98564 | 1.0265 | 1.0441 | 1.0994 | 1.0901 | 1.0679 | 1.0965 | 1.0642 | 1.0547 | 1.0277 | 1.0297 | CinTgs912 | CinT | gs | 912 | 16.2834 | 654.3254 | [30 empty] | 0.28914 | 0.026513 | 0.0322
912 | Water Heating | Unit | Institutional | New | Instantaneous Hot Water System Commercial | 0.024886 | 0.030223 |  | 271.39 | 1 | 1.2145 | 10905.4225 | 5 |  | 77962.5 | 3132812.5675 | Per Water Heater | GS | 1.0063 | 0.98564 | 1.0265 | 1.0441 | 1.0994 | 1.0901 | 1.0679 | 1.0965 | 1.0642 | 1.0547 | 1.0277 | 1.0297 | CinNgs912 | CinN | gs | 912 | 16.2834 | 654.3254 | [30 empty] | 0.0024721 | 0.00022668 | 0.0002753
912 | Water Heating | Unit | Lodging/Hospitality | Turnover | Instantaneous Hot Water System Commercial | 0.027764 | 0.11132 |  | 705.59 | 1 | 4.0096 | 25413.8004 | 5 |  | 9355.5 | 336964.54 | Per Water Heater | GS | 1.0063 | 0.98564 | 1.0265 | 1.0441 | 1.0994 | 1.0901 | 1.0679 | 1.0965 | 1.0642 | 1.0547 | 1.0277 | 1.0297 | CloTgs912 | CloT | gs | 912 | 42.3354 | 1524.828 | [30 empty] | 5.7434 | 0.22599 | 0.90615
912 | Water Heating | Unit | Lodging/Hospitality | New | Instantaneous Hot Water System Commercial | 0.027764 | 0.11132 |  | 705.59 | 1 | 4.0096 | 25413.8004 | 5 |  | 9355.5 | 336964.54 | Per Water Heater | GS | 1.0063 | 0.98564 | 1.0265 | 1.0441 | 1.0994 | 1.0901 | 1.0679 | 1.0965 | 1.0642 | 1.0547 | 1.0277 | 1.0297 | CloNgs912 | CloN | gs | 912 | 42.3354 | 1524.828 | [30 empty] | 0.03019 | 0.0011879 | 0.0047632
912 | Water Heating | Unit | Miscellaneous | Turnover | Instantaneous Hot Water System Commercial | 0.13497 | 0.20556 |  | 1085.53 | 1 | 1.523 | 8042.7229 | 5 |  | 62370 | 462101.1214 | Per Water Heater | GS | 1.0063 | 0.98564 | 1.0265 | 1.0441 | 1.0994 | 1.0901 | 1.0679 | 1.0965 | 1.0642 | 1.0547 | 1.0277 | 1.0297 | CmiTgs912 | CmiT | gs | 912 | 65.1318 | 482.5634 | [30 empty] | 0.80077 | 0.099564 | 0.15164
912 | Water Heating | Unit | Miscellaneous | New | Instantaneous Hot Water System Commercial | 0.13497 | 0.20556 |  | 1085.53 | 1 | 1.523 | 8042.7229 | 5 |  | 62370 | 462101.1214 | Per Water Heater | GS | 1.0063 | 0.98564 | 1.0265 | 1.0441 | 1.0994 | 1.0901 | 1.0679 | 1.0965 | 1.0642 | 1.0547 | 1.0277 | 1.0297 | CmiNgs912 | CmiN | gs | 912 | 65.1318 | 482.5634 | [30 empty] | 0.0067103 | 0.00083433 | 0.0012707
912 | Water Heating | Unit | Offices | Turnover | Instantaneous Hot Water System Commercial | 0.2362 | 0.35973 |  | 1899.68 | 1 | 1.523 | 8042.723 | 5 |  | 9355.5 | 39608.6155 | Per Water Heater | GS | 1.0063 | 0.98564 | 1.0265 | 1.0441 | 1.0994 | 1.0901 | 1.0679 | 1.0965 | 1.0642 | 1.0547 | 1.0277 | 1.0297 | CofTgs912 | CofT | gs | 912 | 113.9808 | 482.5634 | [30 empty] | 2.897 | 0.3602 | 0.54859
912 | Water Heating | Unit | Offices | New | Instantaneous Hot Water System Commercial | 0.2362 | 0.35973 |  | 1899.68 | 1 | 1.523 | 8042.723 | 5 |  | 9355.5 | 39608.6155 | Per Water Heater | GS | 1.0063 | 0.98564 | 1.0265 | 1.0441 | 1.0994 | 1.0901 | 1.0679 | 1.0965 | 1.0642 | 1.0547 | 1.0277 | 1.0297 | CofNgs912 | CofN | gs | 912 | 113.9808 | 482.5634 | [30 empty] | 0.024769 | 0.0030796 | 0.0046903
912 | Water Heating | Unit | Restaurants | Turnover | Instantaneous Hot Water System Commercial | 0.080983 | 0.12334 |  | 651.32 | 1 | 1.523 | 8042.7229 | 5 |  | 6237 | 77016.6166 | Per Water Heater | GS | 1.0063 | 0.98564 | 1.0265 | 1.0441 | 1.0994 | 1.0901 | 1.0679 | 1.0965 | 1.0642 | 1.0547 | 1.0277 | 1.0297 | CreTgs912 | CreT | gs | 912 | 39.0792 | 482.5634 | [30 empty] | 7.6842 | 0.95542 | 1.4551
912 | Water Heating | Unit | Restaurants | New | Instantaneous Hot Water System Commercial | 0.080983 | 0.12334 |  | 651.32 | 1 | 1.523 | 8042.7229 | 5 |  | 6237 | 77016.6166 | Per Water Heater | GS | 1.0063 | 0.98564 | 1.0265 | 1.0441 | 1.0994 | 1.0901 | 1.0679 | 1.0965 | 1.0642 | 1.0547 | 1.0277 | 1.0297 | CreNgs912 | CreN | gs | 912 | 39.0792 | 482.5634 | [30 empty] | 0.058372 | 0.0072577 | 0.011054
912 | Water Heating | Unit | Retail | Turnover | Instantaneous Hot Water System Commercial | 0.12147 | 0.185 |  | 976.98 | 1 | 1.523 | 8042.723 | 5 |  | 9355.5 | 77016.6172 | Per Water Heater | GS | 1.0063 | 0.98564 | 1.0265 | 1.0441 | 1.0994 | 1.0901 | 1.0679 | 1.0965 | 1.0642 | 1.0547 | 1.0277 | 1.0297 | CrtTgs912 | CrtT | gs | 912 | 58.6188 | 482.5634 | [30 empty] | 1.0943 | 0.13606 | 0.20722
912 | Water Heating | Unit | Retail | New | Instantaneous Hot Water System Commercial | 0.12147 | 0.185 |  | 976.98 | 1 | 1.523 | 8042.723 | 5 |  | 9355.5 | 77016.6172 | Per Water Heater | GS | 1.0063 | 0.98564 | 1.0265 | 1.0441 | 1.0994 | 1.0901 | 1.0679 | 1.0965 | 1.0642 | 1.0547 | 1.0277 | 1.0297 | CrtNgs912 | CrtN | gs | 912 | 58.6188 | 482.5634 | [30 empty] | 0.0091699 | 0.0011402 | 0.0017365
912 | Water Heating | Unit | Schools K-12 | Turnover | Instantaneous Hot Water System Commercial | 0.20921 | 0.31862 |  | 1682.58 | 1 | 1.523 | 8042.7229 | 5 |  | 3118.5 | 14906.4125 | Per Water Heater | GS | 1.0063 | 0.98564 | 1.0265 | 1.0441 | 1.0994 | 1.0901 | 1.0679 | 1.0965 | 1.0642 | 1.0547 | 1.0277 | 1.0297 | CscTgs912 | CscT | gs | 912 | 100.9548 | 482.5634 | [30 empty] | 1.5052 | 0.18715 | 0.28503
912 | Water Heating | Unit | Schools K-12 | New | Instantaneous Hot Water System Commercial | 0.20921 | 0.31862 |  | 1682.58 | 1 | 1.523 | 8042.7229 | 5 |  | 3118.5 | 14906.4125 | Per Water Heater | GS | 1.0063 | 0.98564 | 1.0265 | 1.0441 | 1.0994 | 1.0901 | 1.0679 | 1.0965 | 1.0642 | 1.0547 | 1.0277 | 1.0297 | CscNgs912 | CscN | gs | 912 | 100.9548 | 482.5634 | [30 empty] | 0.012613 | 0.0015683 | 0.0023885
912 | Water Heating | Unit | Warehouse | Turnover | Instantaneous Hot Water System Commercial | 0.047239 | 0.071945 |  | 379.93 | 1 | 1.523 | 8042.723 | 5 |  | 3118.5 | 66015.4022 | Per Water Heater | GS | 1.0063 | 0.98564 | 1.0265 | 1.0441 | 1.0994 | 1.0901 | 1.0679 | 1.0965 | 1.0642 | 1.0547 | 1.0277 | 1.0297 | CwaTgs912 | CwaT | gs | 912 | 22.7958 | 482.5634 | [30 empty] | 0.23637 | 0.02939 | 0.044761
912 | Water Heating | Unit | Warehouse | New | Instantaneous Hot Water System Commercial | 0.047239 | 0.071945 |  | 379.93 | 1 | 1.523 | 8042.723 | 5 |  | 3118.5 | 66015.4022 | Per Water Heater | GS | 1.0063 | 0.98564 | 1.0265 | 1.0441 | 1.0994 | 1.0901 | 1.0679 | 1.0965 | 1.0642 | 1.0547 | 1.0277 | 1.0297 | CwaNgs912 | CwaN | gs | 912 | 22.7958 | 482.5634 | [30 empty] | 0.0019808 | 0.00024628 | 0.00037509
1001 | Whole Building | Controls | Assembly | Existing | Commercial Strategic Energy Management | 0.93449 | 0.72217 |  | 3937.39 | 1 | 0.7728 | 4213.4043 | 10 |  | 15000 | 16051.5123 | per facility | GS | 1 | 1 | 1 | 1 | 1 | 1 | 1 | 1 | 1 | 1 | 1 | 1 | CasEgs1001 | CasE | gs | 1001 | 197.9846 | 211.8635 | [30 empty] | 0 | 0 | 0
1001 | Whole Building | Controls | Assembly | New | Commercial Strategic Energy Management | 0.93449 | 0.72217 |  | 3937.39 | 1 | 0.7728 | 4213.4043 | 10 |  | 15000 | 16051.5123 | per facility | GS | 1 | 1 | 1 | 1 | 1 | 1 | 1 | 1 | 1 | 1 | 1 | 1 | CasNgs1001 | CasN | gs | 1001 | 197.9846 | 211.8635 | [30 empty] | 0 | 0 | 0
1001 | Whole Building | Controls | College and University | Existing | Commercial Strategic Energy Management | 0.5021 | 0.35315 |  | 4113.2013 | 1 | 0.70334 | 8192.0077 | 10 |  | 15001.5 | 29877.5566 | per facility | GS | 1 | 1 | 1 | 1 | 1 | 1 | 1 | 1 | 1 | 1 | 1 | 1 | CcoEgs1001 | CcoE | gs | 1001 | 206.8249 | 411.9204 | [30 empty] | 0 | 0 | 0
1001 | Whole Building | Controls | College and University | New | Commercial Strategic Energy Management | 0.5021 | 0.35315 |  | 4113.2013 | 1 | 0.70334 | 8192.0077 | 10 |  | 15001.5 | 29877.5566 | per facility | GS | 1 | 1 | 1 | 1 | 1 | 1 | 1 | 1 | 1 | 1 | 1 | 1 | CcoNgs1001 | CcoN | gs | 1001 | 206.8249 | 411.9204 | [30 empty] | 0 | 0 | 0
1001 | Whole Building | Controls | Data Center | Existing | Commercial Strategic Energy Management | 2.7602 | 2.0453 |  | 20211.97 | 1 | 0.74099 | 7322.6205 | 10 |  | 15000 | 5434.3692 | per facility | GS | 1 | 1 | 1 | 1 | 1 | 1 | 1 | 1 | 1 | 1 | 1 | 1 | CdaEgs1001 | CdaE | gs | 1001 | 1016.3225 | 368.2048 | [30 empty] | 0 | 0 | 0
1001 | Whole Building | Controls | Data Center | New | Commercial Strategic Energy Management | 2.7602 | 2.0453 |  | 20211.97 | 1 | 0.74099 | 7322.6205 | 10 |  | 15000 | 5434.3692 | per facility | GS | 1 | 1 | 1 | 1 | 1 | 1 | 1 | 1 | 1 | 1 | 1 | 1 | CdaNgs1001 | CdaN | gs | 1001 | 1016.3225 | 368.2048 | [30 empty] | 0 | 0 | 0
1001 | Whole Building | Controls | Grocery | Existing | Commercial Strategic Energy Management | 0.37884 | 0.31498 |  | 2470.84 | 1 | 0.83144 | 6522.1439 | 10 |  | 15000 | 39594.6962 | per facility | GS | 1 | 1 | 1 | 1 | 1 | 1 | 1 | 1 | 1 | 1 | 1 | 1 | CgrEgs1001 | CgrE | gs | 1001 | 124.2417 | 327.9543 | [30 empty] | 0 | 0 | 0
1001 | Whole Building | Controls | Grocery | New | Commercial Strategic Energy Management | 0.37884 | 0.31498 |  | 2470.84 | 1 | 0.83144 | 6522.1439 | 10 |  | 15000 | 39594.6962 | per facility | GS | 1 | 1 | 1 | 1 | 1 | 1 | 1 | 1 | 1 | 1 | 1 | 1 | CgrNgs1001 | CgrN | gs | 1001 | 124.2417 | 327.9543 | [30 empty] | 0 | 0 | 0
1001 | Whole Building | Controls | Healthcare | Existing | Commercial Strategic Energy Management | 0.37328 | 0.31972 |  | 2635.13 | 1 | 0.85651 | 7059.3003 | 10 |  | 15000 | 40183.7876 | per facility | GS | 1 | 1 | 1 | 1 | 1 | 1 | 1 | 1 | 1 | 1 | 1 | 1 | CheEgs1001 | CheE | gs | 1001 | 132.5028 | 354.9642 | [30 empty] | 0 | 0 | 0
1001 | Whole Building | Controls | Healthcare | New | Commercial Strategic Energy Management | 0.37328 | 0.31972 |  | 2635.13 | 1 | 0.85651 | 7059.3003 | 10 |  | 15000 | 40183.7876 | per facility | GS | 1 | 1 | 1 | 1 | 1 | 1 | 1 | 1 | 1 | 1 | 1 | 1 | CheNgs1001 | CheN | gs | 1001 | 132.5028 | 354.9642 | [30 empty] | 0 | 0 | 0
1001 | Whole Building | Controls | Hospitals | Existing | Commercial Strategic Energy Management | 14.5136 | 8.6807 |  | 109815.6425 | 1 | 0.59811 | 7566.3978 | 10 |  | 14997 | 1033.307 | per facility | GS | 1 | 1 | 1 | 1 | 1 | 1 | 1 | 1 | 1 | 1 | 1 | 1 | ChoEgs1001 | ChoE | gs | 1001 | 5521.882 | 380.4627 | [30 empty] | 0 | 0 | 0
1001 | Whole Building | Controls | Hospitals | New | Commercial Strategic Energy Management | 14.5136 | 8.6807 |  | 109815.6425 | 1 | 0.59811 | 7566.3978 | 10 |  | 14997 | 1033.307 | per facility | GS | 1 | 1 | 1 | 1 | 1 | 1 | 1 | 1 | 1 | 1 | 1 | 1 | ChoNgs1001 | ChoN | gs | 1001 | 5521.882 | 380.4627 | [30 empty] | 0 | 0 | 0
1001 | Whole Building | Controls | Institutional | Existing | Commercial Strategic Energy Management | 0.16589 | 0.11475 |  | 1238.9439 | 1 | 0.69176 | 7468.5535 | 10 |  | 15001.5 | 90431.4605 | per facility | GS | 1 | 1 | 1 | 1 | 1 | 1 | 1 | 1 | 1 | 1 | 1 | 1 | CinEgs1001 | CinE | gs | 1001 | 62.2981 | 375.5428 | [30 empty] | 0 | 0 | 0
1001 | Whole Building | Controls | Institutional | New | Commercial Strategic Energy Management | 0.16589 | 0.11475 |  | 1238.9439 | 1 | 0.69176 | 7468.5535 | 10 |  | 15001.5 | 90431.4605 | per facility | GS | 1 | 1 | 1 | 1 | 1 | 1 | 1 | 1 | 1 | 1 | 1 | 1 | CinNgs1001 | CinN | gs | 1001 | 62.2981 | 375.5428 | [30 empty] | 0 | 0 | 0
1001 | Whole Building | Controls | Lodging/Hospitality | Existing | Commercial Strategic Energy Management | 1.694 | 1.3817 |  | 13044.8044 | 1 | 0.81563 | 7700.5006 | 10 |  | 15001.5 | 8855.561 | per facility | GS | 1 | 1 | 1 | 1 | 1 | 1 | 1 | 1 | 1 | 1 | 1 | 1 | CloEgs1001 | CloE | gs | 1001 | 655.9345 | 387.2058 | [30 empty] | 0 | 0 | 0
1001 | Whole Building | Controls | Lodging/Hospitality | New | Commercial Strategic Energy Management | 1.694 | 1.3817 |  | 13044.8044 | 1 | 0.81563 | 7700.5006 | 10 |  | 15001.5 | 8855.561 | per facility | GS | 1 | 1 | 1 | 1 | 1 | 1 | 1 | 1 | 1 | 1 | 1 | 1 | CloNgs1001 | CloN | gs | 1001 | 655.9345 | 387.2058 | [30 empty] | 0 | 0 | 0
1001 | Whole Building | Controls | Miscellaneous | Existing | Commercial Strategic Energy Management | 0.84075 | 1.5405 |  | 6354.0689 | 1 | 1.8323 | 7557.6125 | 10 |  | 14997 | 17837.6275 | per facility | GS | 1 | 1 | 1 | 1 | 1 | 1 | 1 | 1 | 1 | 1 | 1 | 1 | CmiEgs1001 | CmiE | gs | 1001 | 319.5029 | 380.0209 | [30 empty] | 0 | 0 | 0
1001 | Whole Building | Controls | Miscellaneous | New | Commercial Strategic Energy Management | 0.84075 | 1.5405 |  | 6354.0689 | 1 | 1.8323 | 7557.6125 | 10 |  | 14997 | 17837.6275 | per facility | GS | 1 | 1 | 1 | 1 | 1 | 1 | 1 | 1 | 1 | 1 | 1 | 1 | CmiNgs1001 | CmiN | gs | 1001 | 319.5029 | 380.0209 | [30 empty] | 0 | 0 | 0
1001 | Whole Building | Controls | Offices | Existing | Commercial Strategic Energy Management | 0.68752 | 1.4099 |  | 4321.3878 | 1 | 2.0506 | 6285.4714 | 10 |  | 14998.5 | 21815.3627 | per facility | GS | 1 | 1 | 1 | 1 | 1 | 1 | 1 | 1 | 1 | 1 | 1 | 1 | CofEgs1001 | CofE | gs | 1001 | 217.2932 | 316.0536 | [30 empty] | 0 | 0 | 0
1001 | Whole Building | Controls | Offices | New | Commercial Strategic Energy Management | 0.68752 | 1.4099 |  | 4321.3878 | 1 | 2.0506 | 6285.4714 | 10 |  | 14998.5 | 21815.3627 | per facility | GS | 1 | 1 | 1 | 1 | 1 | 1 | 1 | 1 | 1 | 1 | 1 | 1 | CofNgs1001 | CofN | gs | 1001 | 217.2932 | 316.0536 | [30 empty] | 0 | 0 | 0
1001 | Whole Building | Controls | Restaurants | Existing | Commercial Strategic Energy Management | 0.77848 | 0.60502 |  | 4775.23 | 1 | 0.77718 | 6134.0578 | 10 |  | 15000 | 19268.3636 | per facility | GS | 1 | 1 | 1 | 1 | 1 | 1 | 1 | 1 | 1 | 1 | 1 | 1 | CreEgs1001 | CreE | gs | 1001 | 240.1138 | 308.4401 | [30 empty] | 0 | 0 | 0
1001 | Whole Building | Controls | Restaurants | New | Commercial Strategic Energy Management | 0.77848 | 0.60502 |  | 4775.23 | 1 | 0.77718 | 6134.0578 | 10 |  | 15000 | 19268.3636 | per facility | GS | 1 | 1 | 1 | 1 | 1 | 1 | 1 | 1 | 1 | 1 | 1 | 1 | CreNgs1001 | CreN | gs | 1001 | 240.1138 | 308.4401 | [30 empty] | 0 | 0 | 0
1001 | Whole Building | Controls | Retail | Existing | Commercial Strategic Energy Management | 1.0489 | 1.3805 |  | 6223.64 | 1 | 1.3161 | 5933.2815 | 10 |  | 15000 | 14300.1881 | per facility | GS | 1 | 1 | 1 | 1 | 1 | 1 | 1 | 1 | 1 | 1 | 1 | 1 | CrtEgs1001 | CrtE | gs | 1001 | 312.9445 | 298.3444 | [30 empty] | 0 | 0 | 0
1001 | Whole Building | Controls | Retail | New | Commercial Strategic Energy Management | 1.0489 | 1.3805 |  | 6223.64 | 1 | 1.3161 | 5933.2815 | 10 |  | 15000 | 14300.1881 | per facility | GS | 1 | 1 | 1 | 1 | 1 | 1 | 1 | 1 | 1 | 1 | 1 | 1 | CrtNgs1001 | CrtN | gs | 1001 | 312.9445 | 298.3444 | [30 empty] | 0 | 0 | 0
1001 | Whole Building | Controls | Schools K-12 | Existing | Commercial Strategic Energy Management | 1.3551 | 2.3282 |  | 7565.89 | 1 | 1.7181 | 5583.3431 | 10 |  | 15000 | 11069.4374 | per facility | GS | 1 | 1 | 1 | 1 | 1 | 1 | 1 | 1 | 1 | 1 | 1 | 1 | CscEgs1001 | CscE | gs | 1001 | 380.4372 | 280.7484 | [30 empty] | 0 | 0 | 0
1001 | Whole Building | Controls | Schools K-12 | New | Commercial Strategic Energy Management | 1.3551 | 2.3282 |  | 7565.89 | 1 | 1.7181 | 5583.3431 | 10 |  | 15000 | 11069.4374 | per facility | GS | 1 | 1 | 1 | 1 | 1 | 1 | 1 | 1 | 1 | 1 | 1 | 1 | CscNgs1001 | CscN | gs | 1001 | 380.4372 | 280.7484 | [30 empty] | 0 | 0 | 0
1001 | Whole Building | Controls | Warehouse | Existing | Commercial Strategic Energy Management | 0.26504 | 0.4325 |  | 1485.94 | 1 | 1.6318 | 5606.3705 | 10 |  | 15000 | 56594.1812 | per facility | GS | 1 | 1 | 1 | 1 | 1 | 1 | 1 | 1 | 1 | 1 | 1 | 1 | CwaEgs1001 | CwaE | gs | 1001 | 74.7178 | 281.9063 | [30 empty] | 0 | 0 | 0
1001 | Whole Building | Controls | Warehouse | New | Commercial Strategic Energy Management | 0.26504 | 0.4325 |  | 1485.94 | 1 | 1.6318 | 5606.3705 | 10 |  | 15000 | 56594.1812 | per facility | GS | 1 | 1 | 1 | 1 | 1 | 1 | 1 | 1 | 1 | 1 | 1 | 1 | CwaNgs1001 | CwaN | gs | 1001 | 74.7178 | 281.9063 | [30 empty] | 0 | 0 | 0
1002 | Whole Building | Controls | Assembly | Existing | Retro-Commissioning (Existing Construction)_SC | 6.6525 | 0 |  | 19973.74 | 1 | 0 | 3002.444 | 5 |  | 5821.362 | 875.0646 | Per End Use Consumption | GS | 0.57723 | 0.60437 | 0.83705 | 1.097 | 1.2026 | 1.2026 | 1.289 | 1.2891 | 1.2453 | 1.1192 | 0.77553 | 0.85362 | CasEgs1002 | CasE | gs | 1002 | 1004.3436 | 150.9725 | [30 empty] | 1.5972 | 0.53198 | 0
1002 | Whole Building | Controls | College and University | Existing | Retro-Commissioning (Existing Construction)_SC | 1.6298 | 0 |  | 8038.28 | 1 | 0 | 4932.1338 | 5 |  | 6077.3276 | 3728.9312 | Per End Use Consumption | GS | 0.57723 | 0.60437 | 0.83705 | 1.097 | 1.2026 | 1.2026 | 1.289 | 1.2891 | 1.2453 | 1.1192 | 0.77553 | 0.85362 | CcoEgs1002 | CcoE | gs | 1002 | 404.1904 | 248.0035 | [30 empty] | 0.14403 | 0.029202 | 0
1002 | Whole Building | Controls | Data Center | Existing | Retro-Commissioning (Existing Construction)_SC | 7.9994 | 0 |  | 39454.29 | 1 | 0 | 4932.1338 | 5 |  | 22553.9023 | 2819.4365 | Per End Use Consumption | GS | 0.57723 | 0.60437 | 0.83705 | 1.097 | 1.2026 | 1.2026 | 1.289 | 1.2891 | 1.2453 | 1.1192 | 0.77553 | 0.85362 | CdaEgs1002 | CdaE | gs | 1002 | 1983.888 | 248.0035 | [30 empty] | 0.020511 | 0.0041586 | 0
1002 | Whole Building | Controls | Grocery | Existing | Retro-Commissioning (Existing Construction)_SC | 0.46035 | 0 |  | 1623.36 | 1 | 0 | 3526.3542 | 5 |  | 439.8555 | 955.479 | Per End Use Consumption | GS | 0.57723 | 0.60437 | 0.83705 | 1.097 | 1.2026 | 1.2026 | 1.289 | 1.2891 | 1.2453 | 1.1192 | 0.77553 | 0.85362 | CgrEgs1002 | CgrE | gs | 1002 | 81.6277 | 177.3164 | [30 empty] | 0.47686 | 0.13523 | 0
1002 | Whole Building | Controls | Healthcare | Existing | Retro-Commissioning (Existing Construction)_SC | 0.68331 | 0 |  | 3370.16 | 1 | 0 | 4932.1338 | 5 |  | 1312.8222 | 1921.2781 | Per End Use Consumption | GS | 0.57723 | 0.60437 | 0.83705 | 1.097 | 1.2026 | 1.2026 | 1.289 | 1.2891 | 1.2453 | 1.1192 | 0.77553 | 0.85362 | CheEgs1002 | CheE | gs | 1002 | 169.4624 | 248.0035 | [30 empty] | 0 | 0 | 0
1002 | Whole Building | Controls | Hospitals | Existing | Retro-Commissioning (Existing Construction)_SC | 60.1242 | 0 |  | 296540.43 | 1 | 0 | 4932.1338 | 5 |  | 45253.3889 | 752.6656 | Per End Use Consumption | GS | 0.57723 | 0.60437 | 0.83705 | 1.097 | 1.2026 | 1.2026 | 1.289 | 1.2891 | 1.2453 | 1.1192 | 0.77553 | 0.85362 | ChoEgs1002 | ChoE | gs | 1002 | 14911.002 | 248.0035 | [30 empty] | 0 | 0 | 0
1002 | Whole Building | Controls | Institutional | Existing | Retro-Commissioning (Existing Construction)_SC | 0.79956 | 0 |  | 3943.53 | 1 | 0 | 4932.1338 | 5 |  | 3509.8658 | 4389.7544 | Per End Use Consumption | GS | 0.57723 | 0.60437 | 0.83705 | 1.097 | 1.2026 | 1.2026 | 1.289 | 1.2891 | 1.2453 | 1.1192 | 0.77553 | 0.85362 | CinEgs1002 | CinE | gs | 1002 | 198.2933 | 248.0035 | [30 empty] | 0.96885 | 0.19644 | 0
1002 | Whole Building | Controls | Lodging/Hospitality | Existing | Retro-Commissioning (Existing Construction)_SC | 6.1484 | 0 |  | 32104.93 | 1 | 0 | 5221.6594 | 5 |  | 11286.8915 | 1835.74 | Per End Use Consumption | GS | 0.57723 | 0.60437 | 0.83705 | 1.097 | 1.2026 | 1.2026 | 1.289 | 1.2891 | 1.2453 | 1.1192 | 0.77553 | 0.85362 | CloEgs1002 | CloE | gs | 1002 | 1614.3386 | 262.5618 | [30 empty] | 1.0577 | 0.20255 | 0
1002 | Whole Building | Controls | Miscellaneous | Existing | Retro-Commissioning (Existing Construction)_SC | 2.3779 | 0 |  | 7139.62 | 1 | 0 | 3002.444 | 5 |  | 7464.7524 | 3139.1728 | Per End Use Consumption | GS | 0.57723 | 0.60437 | 0.83705 | 1.097 | 1.2026 | 1.2026 | 1.289 | 1.2891 | 1.2453 | 1.1192 | 0.77553 | 0.85362 | CmiEgs1002 | CmiE | gs | 1002 | 359.0029 | 150.9725 | [30 empty] | 0 | 0 | 0
1002 | Whole Building | Controls | Offices | Existing | Retro-Commissioning (Existing Construction)_SC | 3.013 | 0 |  | 9046.33 | 1 | 0 | 3002.444 | 5 |  | 3378.8591 | 1121.431 | Per End Use Consumption | GS | 0.57723 | 0.60437 | 0.83705 | 1.097 | 1.2026 | 1.2026 | 1.289 | 1.2891 | 1.2453 | 1.1192 | 0.77553 | 0.85362 | CofEgs1002 | CofE | gs | 1002 | 454.8784 | 150.9725 | [30 empty] | 8.432 | 2.8084 | 0
1002 | Whole Building | Controls | Restaurants | Existing | Retro-Commissioning (Existing Construction)_SC | 2.2007 | 0 |  | 7760.45 | 1 | 0 | 3526.3542 | 5 |  | 1157.8921 | 526.147 | Per End Use Consumption | GS | 0.57723 | 0.60437 | 0.83705 | 1.097 | 1.2026 | 1.2026 | 1.289 | 1.2891 | 1.2453 | 1.1192 | 0.77553 | 0.85362 | CreEgs1002 | CreE | gs | 1002 | 390.2203 | 177.3164 | [30 empty] | 0.78728 | 0.22325 | 0
1002 | Whole Building | Controls | Retail | Existing | Retro-Commissioning (Existing Construction)_SC | 3.8174 | 0 |  | 11461.66 | 1 | 0 | 3002.444 | 5 |  | 5060.5844 | 1325.6475 | Per End Use Consumption | GS | 0.57723 | 0.60437 | 0.83705 | 1.097 | 1.2026 | 1.2026 | 1.289 | 1.2891 | 1.2453 | 1.1192 | 0.77553 | 0.85362 | CrtEgs1002 | CrtE | gs | 1002 | 576.329 | 150.9725 | [30 empty] | 2.9299 | 0.97585 | 0
1002 | Whole Building | Controls | Schools K-12 | Existing | Retro-Commissioning (Existing Construction)_SC | 8.5585 | 0 |  | 25696.46 | 1 | 0 | 3002.444 | 5 |  | 9398.0889 | 1098.0982 | Per End Use Consumption | GS | 0.57723 | 0.60437 | 0.83705 | 1.097 | 1.2026 | 1.2026 | 1.289 | 1.2891 | 1.2453 | 1.1192 | 0.77553 | 0.85362 | CscEgs1002 | CscE | gs | 1002 | 1292.1003 | 150.9725 | [30 empty] | 0.44271 | 0.14745 | 0
1002 | Whole Building | Controls | Warehouse | Existing | Retro-Commissioning (Existing Construction)_SC | 1.0341 | 0 |  | 3104.95 | 1 | 0 | 3002.444 | 5 |  | 5292.5264 | 5117.8003 | Per End Use Consumption | GS | 0.57723 | 0.60437 | 0.83705 | 1.097 | 1.2026 | 1.2026 | 1.289 | 1.2891 | 1.2453 | 1.1192 | 0.77553 | 0.85362 | CwaEgs1002 | CwaE | gs | 1002 | 156.1268 | 150.9725 | [30 empty] | 0.014927 | 0.0049716 | 0
1003 | Whole Building | Controls | Assembly | Existing | Retro-Commissioning (Existing Construction)_SH | 0 | 5.7944 |  | 2543.47 | 0 | 5.7944 | 2543.47 | 5 |  | 741.2963 | 741.2963 | Per End Use Consumption | GS | 0.57723 | 0.60437 | 0.83705 | 1.097 | 1.2026 | 1.2026 | 1.289 | 1.2891 | 1.2453 | 1.1192 | 0.77553 | 0.85362 | CasEgs1003 | CasE | gs | 1003 | 127.8938 | 127.8938 | [30 empty] | 5.3499 | 0 | 12.1879
1003 | Whole Building | Controls | College and University | Existing | Retro-Commissioning (Existing Construction)_SH | 0 | 0.24023 |  | 1248.67 | 0 | 0.24023 | 1248.67 | 5 |  | 944.0548 | 944.0548 | Per End Use Consumption | GS | 0.57723 | 0.60437 | 0.83705 | 1.097 | 1.2026 | 1.2026 | 1.289 | 1.2891 | 1.2453 | 1.1192 | 0.77553 | 0.85362 | CcoEgs1003 | CcoE | gs | 1003 | 62.7871 | 62.7871 | [30 empty] | 0 | 0 | 0
1003 | Whole Building | Controls | Data Center | Existing | Retro-Commissioning (Existing Construction)_SH | 0 | 1.8333 |  | 9529.21 | 0 | 1.8333 | 9529.21 | 5 |  | 5447.3385 | 5447.3385 | Per End Use Consumption | GS | 0.57723 | 0.60437 | 0.83705 | 1.097 | 1.2026 | 1.2026 | 1.289 | 1.2891 | 1.2453 | 1.1192 | 0.77553 | 0.85362 | CdaEgs1003 | CdaE | gs | 1003 | 479.1592 | 479.1592 | [30 empty] | 0 | 0 | 0
1003 | Whole Building | Controls | Grocery | Existing | Retro-Commissioning (Existing Construction)_SH | 0 | 0.84812 |  | 1103.55 | 0 | 0.84812 | 1103.55 | 5 |  | 299.011 | 299.011 | Per End Use Consumption | GS | 0.57723 | 0.60437 | 0.83705 | 1.097 | 1.2026 | 1.2026 | 1.289 | 1.2891 | 1.2453 | 1.1192 | 0.77553 | 0.85362 | CgrEgs1003 | CgrE | gs | 1003 | 55.49 | 55.49 | [30 empty] | 0.47558 | 0 | 0.3655
1003 | Whole Building | Controls | Healthcare | Existing | Retro-Commissioning (Existing Construction)_SH | 0 | 0.32859 |  | 1707.96 | 0 | 0.32859 | 1707.96 | 5 |  | 665.3238 | 665.3238 | Per End Use Consumption | GS | 0.57723 | 0.60437 | 0.83705 | 1.097 | 1.2026 | 1.2026 | 1.289 | 1.2891 | 1.2453 | 1.1192 | 0.77553 | 0.85362 | CheEgs1003 | CheE | gs | 1003 | 85.8817 | 85.8817 | [30 empty] | 0.05914 | 0 | 0.011378
1003 | Whole Building | Controls | Hospitals | Existing | Retro-Commissioning (Existing Construction)_SH | 0 | 6.7324 |  | 34993.58 | 0 | 6.7324 | 34993.58 | 5 |  | 5340.176 | 5340.176 | Per End Use Consumption | GS | 0.57723 | 0.60437 | 0.83705 | 1.097 | 1.2026 | 1.2026 | 1.289 | 1.2891 | 1.2453 | 1.1192 | 0.77553 | 0.85362 | ChoEgs1003 | ChoE | gs | 1003 | 1759.5892 | 1759.5892 | [30 empty] | 0 | 0 | 0
1003 | Whole Building | Controls | Institutional | Existing | Retro-Commissioning (Existing Construction)_SH | 0 | 0.22608 |  | 1175.09 | 0 | 0.22608 | 1175.09 | 5 |  | 1045.8671 | 1045.8671 | Per End Use Consumption | GS | 0.57723 | 0.60437 | 0.83705 | 1.097 | 1.2026 | 1.2026 | 1.289 | 1.2891 | 1.2453 | 1.1192 | 0.77553 | 0.85362 | CinEgs1003 | CinE | gs | 1003 | 59.0873 | 59.0873 | [30 empty] | 0.28541 | 0 | 0.054909
1003 | Whole Building | Controls | Lodging/Hospitality | Existing | Retro-Commissioning (Existing Construction)_SH | 0 | 2.426 |  | 3683.03 | 0 | 2.426 | 3683.03 | 5 |  | 1294.8155 | 1294.8155 | Per End Use Consumption | GS | 0.57723 | 0.60437 | 0.83705 | 1.097 | 1.2026 | 1.2026 | 1.289 | 1.2891 | 1.2453 | 1.1192 | 0.77553 | 0.85362 | CloEgs1003 | CloE | gs | 1003 | 185.1945 | 185.1945 | [30 empty] | 0.0020491 | 0 | 0.0013497
1003 | Whole Building | Controls | Miscellaneous | Existing | Retro-Commissioning (Existing Construction)_SH | 0 | 9.1183 |  | 4002.51 | 0 | 9.1183 | 4002.51 | 5 |  | 4184.781 | 4184.781 | Per End Use Consumption | GS | 0.57723 | 0.60437 | 0.83705 | 1.097 | 1.2026 | 1.2026 | 1.289 | 1.2891 | 1.2453 | 1.1192 | 0.77553 | 0.85362 | CmiEgs1003 | CmiE | gs | 1003 | 201.259 | 201.259 | [30 empty] | 0 | 0 | 0
1003 | Whole Building | Controls | Offices | Existing | Retro-Commissioning (Existing Construction)_SH | 0 | 10.466 |  | 4594.06 | 0 | 10.466 | 4594.06 | 5 |  | 1715.9093 | 1715.9093 | Per End Use Consumption | GS | 0.57723 | 0.60437 | 0.83705 | 1.097 | 1.2026 | 1.2026 | 1.289 | 1.2891 | 1.2453 | 1.1192 | 0.77553 | 0.85362 | CofEgs1003 | CofE | gs | 1003 | 231.004 | 231.004 | [30 empty] | 4.2833 | 0 | 9.758
1003 | Whole Building | Controls | Restaurants | Existing | Retro-Commissioning (Existing Construction)_SH | 0 | 2.1783 |  | 2834.32 | 0 | 2.1783 | 2834.32 | 5 |  | 422.8926 | 422.8926 | Per End Use Consumption | GS | 0.57723 | 0.60437 | 0.83705 | 1.097 | 1.2026 | 1.2026 | 1.289 | 1.2891 | 1.2453 | 1.1192 | 0.77553 | 0.85362 | CreEgs1003 | CreE | gs | 1003 | 142.5187 | 142.5187 | [30 empty] | 0 | 0 | 0
1003 | Whole Building | Controls | Retail | Existing | Retro-Commissioning (Existing Construction)_SH | 0 | 9.2708 |  | 4069.45 | 0 | 9.2708 | 4069.45 | 5 |  | 1796.755 | 1796.755 | Per End Use Consumption | GS | 0.57723 | 0.60437 | 0.83705 | 1.097 | 1.2026 | 1.2026 | 1.289 | 1.2891 | 1.2453 | 1.1192 | 0.77553 | 0.85362 | CrtEgs1003 | CrtE | gs | 1003 | 204.625 | 204.625 | [30 empty] | 0 | 0 | 0
1003 | Whole Building | Controls | Schools K-12 | Existing | Retro-Commissioning (Existing Construction)_SH | 0 | 18.226 |  | 8000.34 | 0 | 18.226 | 8000.34 | 5 |  | 2926.0025 | 2926.0025 | Per End Use Consumption | GS | 0.57723 | 0.60437 | 0.83705 | 1.097 | 1.2026 | 1.2026 | 1.289 | 1.2891 | 1.2453 | 1.1192 | 0.77553 | 0.85362 | CscEgs1003 | CscE | gs | 1003 | 402.2827 | 402.2827 | [30 empty] | 1.487 | 0 | 3.3875
1003 | Whole Building | Controls | Warehouse | Existing | Retro-Commissioning (Existing Construction)_SH | 0 | 3.1037 |  | 1362.38 | 0 | 3.1037 | 1362.38 | 5 |  | 2322.2377 | 2322.2377 | Per End Use Consumption | GS | 0.57723 | 0.60437 | 0.83705 | 1.097 | 1.2026 | 1.2026 | 1.289 | 1.2891 | 1.2453 | 1.1192 | 0.77553 | 0.85362 | CwaEgs1003 | CwaE | gs | 1003 | 68.5048 | 68.5048 | [30 empty] | 0.21991 | 0 | 0.50098
1004 | Whole Building | Controls | Assembly | Existing | Retro-Commissioning (Existing Construction)_VT | 0.43605 | 0.31051 |  | 1546.03 | 1 | 0.7121 | 3545.5611 | 5 |  | 450.5916 | 1033.3565 | Per End Use Consumption | GS | 0.57723 | 0.60437 | 0.83705 | 1.097 | 1.2026 | 1.2026 | 1.289 | 1.2891 | 1.2453 | 1.1192 | 0.77553 | 0.85362 | CasEgs1004 | CasE | gs | 1004 | 77.7393 | 178.2822 | [30 empty] | 4.8932 | 1.3801 | 0.98276
1004 | Whole Building | Controls | College and University | Existing | Retro-Commissioning (Existing Construction)_VT | 0.76313 | 0.60257 |  | 5228.79 | 1 | 0.7896 | 6851.7404 | 5 |  | 3953.2176 | 5180.2465 | Per End Use Consumption | GS | 0.57723 | 0.60437 | 0.83705 | 1.097 | 1.2026 | 1.2026 | 1.289 | 1.2891 | 1.2453 | 1.1192 | 0.77553 | 0.85362 | CcoEgs1004 | CcoE | gs | 1004 | 262.9203 | 344.5274 | [30 empty] | 2.4071 | 0.35132 | 0.2774
1004 | Whole Building | Controls | Data Center | Existing | Retro-Commissioning (Existing Construction)_VT | 4.8555 | 3.8339 |  | 33268.66 | 1 | 0.7896 | 6851.7404 | 5 |  | 19017.9093 | 3916.7727 | Per End Use Consumption | GS | 0.57723 | 0.60437 | 0.83705 | 1.097 | 1.2026 | 1.2026 | 1.289 | 1.2891 | 1.2453 | 1.1192 | 0.77553 | 0.85362 | CdaEgs1004 | CdaE | gs | 1004 | 1672.8547 | 344.5274 | [30 empty] | 0.15641 | 0.022828 | 0.018025
1004 | Whole Building | Controls | Grocery | Existing | Retro-Commissioning (Existing Construction)_VT | 0.37628 | 0.28026 |  | 1695.8 | 1 | 0.74481 | 4506.7038 | 5 |  | 459.4834 | 1221.1084 | Per End Use Consumption | GS | 0.57723 | 0.60437 | 0.83705 | 1.097 | 1.2026 | 1.2026 | 1.289 | 1.2891 | 1.2453 | 1.1192 | 0.77553 | 0.85362 | CgrEgs1004 | CgrE | gs | 1004 | 85.2703 | 226.6115 | [30 empty] | 5.56 | 1.2337 | 0.9189
1004 | Whole Building | Controls | Healthcare | Existing | Retro-Commissioning (Existing Construction)_VT | 0.86578 | 0.68361 |  | 5932.09 | 1 | 0.7896 | 6851.7404 | 5 |  | 2310.804 | 2669.0474 | Per End Use Consumption | GS | 0.57723 | 0.60437 | 0.83705 | 1.097 | 1.2026 | 1.2026 | 1.289 | 1.2891 | 1.2453 | 1.1192 | 0.77553 | 0.85362 | CheEgs1004 | CheE | gs | 1004 | 298.2845 | 344.5274 | [30 empty] | 13.4172 | 1.9582 | 1.5462
1004 | Whole Building | Controls | Hospitals | Existing | Retro-Commissioning (Existing Construction)_VT | 32.7569 | 25.8647 |  | 224441.59 | 1 | 0.7896 | 6851.7404 | 5 |  | 34250.7851 | 1045.6061 | Per End Use Consumption | GS | 0.57723 | 0.60437 | 0.83705 | 1.097 | 1.2026 | 1.2026 | 1.289 | 1.2891 | 1.2453 | 1.1192 | 0.77553 | 0.85362 | ChoEgs1004 | ChoE | gs | 1004 | 11285.6415 | 344.5274 | [30 empty] | 7.2732 | 1.0615 | 0.83817
1004 | Whole Building | Controls | Institutional | Existing | Retro-Commissioning (Existing Construction)_VT | 0.1715 | 0.13542 |  | 1175.09 | 1 | 0.7896 | 6851.7404 | 5 |  | 1045.8671 | 6098.2647 | Per End Use Consumption | GS | 0.57723 | 0.60437 | 0.83705 | 1.097 | 1.2026 | 1.2026 | 1.289 | 1.2891 | 1.2453 | 1.1192 | 0.77553 | 0.85362 | CinEgs1004 | CinE | gs | 1004 | 59.0873 | 344.5274 | [30 empty] | 1.9206 | 0.28031 | 0.22134
1004 | Whole Building | Controls | Lodging/Hospitality | Existing | Retro-Commissioning (Existing Construction)_VT | 3.5861 | 1.4722 |  | 19804.99 | 1 | 0.41054 | 5522.7016 | 5 |  | 6962.693 | 1941.5751 | Per End Use Consumption | GS | 0.57723 | 0.60437 | 0.83705 | 1.097 | 1.2026 | 1.2026 | 1.289 | 1.2891 | 1.2453 | 1.1192 | 0.77553 | 0.85362 | CloEgs1004 | CloE | gs | 1004 | 995.8583 | 277.6991 | [30 empty] | 13.9574 | 2.5273 | 1.0375
1004 | Whole Building | Controls | Miscellaneous | Existing | Retro-Commissioning (Existing Construction)_VT | 0.96107 | 0.68438 |  | 3407.54 | 1 | 0.7121 | 3545.5611 | 5 |  | 3562.7166 | 3707.0231 | Per End Use Consumption | GS | 0.57723 | 0.60437 | 0.83705 | 1.097 | 1.2026 | 1.2026 | 1.289 | 1.2891 | 1.2453 | 1.1192 | 0.77553 | 0.85362 | CmiEgs1004 | CmiE | gs | 1004 | 171.342 | 178.2822 | [30 empty] | 8.6142 | 2.4296 | 1.7301
1004 | Whole Building | Controls | Offices | Existing | Retro-Commissioning (Existing Construction)_VT | 2.1755 | 1.5492 |  | 7713.48 | 1 | 0.7121 | 3545.5611 | 5 |  | 2881.0316 | 1324.2886 | Per End Use Consumption | GS | 0.57723 | 0.60437 | 0.83705 | 1.097 | 1.2026 | 1.2026 | 1.289 | 1.2891 | 1.2453 | 1.1192 | 0.77553 | 0.85362 | CofEgs1004 | CofE | gs | 1004 | 387.8585 | 178.2822 | [30 empty] | 91.8312 | 25.9003 | 18.4436
1004 | Whole Building | Controls | Restaurants | Existing | Retro-Commissioning (Existing Construction)_VT | 0.98854 | 0.73628 |  | 4455.07 | 1 | 0.74481 | 4506.7038 | 5 |  | 664.7154 | 672.4193 | Per End Use Consumption | GS | 0.57723 | 0.60437 | 0.83705 | 1.097 | 1.2026 | 1.2026 | 1.289 | 1.2891 | 1.2453 | 1.1192 | 0.77553 | 0.85362 | CreEgs1004 | CreE | gs | 1004 | 224.0152 | 226.6115 | [30 empty] | 11.1388 | 2.4716 | 1.8409
1004 | Whole Building | Controls | Retail | Existing | Retro-Commissioning (Existing Construction)_VT | 2.3271 | 1.6571 |  | 8250.9 | 1 | 0.7121 | 3545.5611 | 5 |  | 3642.9606 | 1565.4461 | Per End Use Consumption | GS | 0.57723 | 0.60437 | 0.83705 | 1.097 | 1.2026 | 1.2026 | 1.289 | 1.2891 | 1.2453 | 1.1192 | 0.77553 | 0.85362 | CrtEgs1004 | CrtE | gs | 1004 | 414.8817 | 178.2822 | [30 empty] | 25.16 | 7.0962 | 5.0532
1004 | Whole Building | Controls | Schools K-12 | Existing | Retro-Commissioning (Existing Construction)_VT | 1.9875 | 1.4153 |  | 7046.66 | 1 | 0.7121 | 3545.5611 | 5 |  | 2577.2086 | 1296.735 | Per End Use Consumption | GS | 0.57723 | 0.60437 | 0.83705 | 1.097 | 1.2026 | 1.2026 | 1.289 | 1.2891 | 1.2453 | 1.1192 | 0.77553 | 0.85362 | CscEgs1004 | CscE | gs | 1004 | 354.3286 | 178.2822 | [30 empty] | 2.4739 | 0.69776 | 0.49687
1004 | Whole Building | Controls | Warehouse | Existing | Retro-Commissioning (Existing Construction)_VT | 0.21447 | 0.15272 |  | 760.4 | 1 | 0.7121 | 3545.5611 | 5 |  | 1296.1359 | 6043.5678 | Per End Use Consumption | GS | 0.57723 | 0.60437 | 0.83705 | 1.097 | 1.2026 | 1.2026 | 1.289 | 1.2891 | 1.2453 | 1.1192 | 0.77553 | 0.85362 | CwaEgs1004 | CwaE | gs | 1004 | 38.2353 | 178.2822 | [30 empty] | 0.70136 | 0.19781 | 0.14086
1005 | Whole Building | LEED | Assembly | New | LEED New Construction Whole Building | 14.5523 | 12.6753 |  | 49256.39 | 1 | 0.87101 | 3384.7773 | 20 |  | 125734 | 8640.1296 | Per End Use Consumption | GS | 0.57723 | 0.60437 | 0.83705 | 1.097 | 1.2026 | 1.2026 | 1.289 | 1.2891 | 1.2453 | 1.1192 | 0.77553 | 0.85362 | CasNgs1005 | CasN | gs | 1005 | 2476.7689 | 170.1974 | [30 empty] | 0.89535 | 0.039155 | 1.7719
1005 | Whole Building | LEED | College and University | New | LEED New Construction Whole Building | 3.5651 | 0.52551 |  | 20315.21 | 1 | 0.1474 | 5698.2916 | 20 |  | 125734 | 35267.6145 | Per End Use Consumption | GS | 0.57723 | 0.60437 | 0.83705 | 1.097 | 1.2026 | 1.2026 | 1.289 | 1.2891 | 1.2453 | 1.1192 | 0.77553 | 0.85362 | CcoNgs1005 | CcoN | gs | 1005 | 1021.5138 | 286.5283 | [30 empty] | 0.02159 | 0.0029311 | 0.0013725
1005 | Whole Building | LEED | Data Center | New | LEED New Construction Whole Building | 17.4988 | 4.0104 |  | 107151.42 | 1 | 0.22918 | 6123.3698 | 20 |  | 125734 | 7185.3063 | Per End Use Consumption | GS | 0.57723 | 0.60437 | 0.83705 | 1.097 | 1.2026 | 1.2026 | 1.289 | 1.2891 | 1.2453 | 1.1192 | 0.77553 | 0.85362 | CdaNgs1005 | CdaN | gs | 1005 | 5387.9164 | 307.9026 | [30 empty] | 0.002588 | 0.00030896 | 0.00020474
1005 | Whole Building | LEED | Grocery | New | LEED New Construction Whole Building | 1.007 | 1.8553 |  | 5965.12 | 1 | 1.8423 | 5923.5355 | 20 |  | 125734 | 124857.4727 | Per End Use Consumption | GS | 0.57723 | 0.60437 | 0.83705 | 1.097 | 1.2026 | 1.2026 | 1.289 | 1.2891 | 1.2453 | 1.1192 | 0.77553 | 0.85362 | CgrNgs1005 | CgrN | gs | 1005 | 299.9453 | 297.8543 | [30 empty] | 0.15437 | 0.0099336 | 0.091718
1005 | Whole Building | LEED | Healthcare | New | LEED New Construction Whole Building | 1.4947 | 0.7188 |  | 11108.38 | 1 | 0.48089 | 7431.6749 | 20 |  | 125734 | 84117.9556 | Per End Use Consumption | GS | 0.57723 | 0.60437 | 0.83705 | 1.097 | 1.2026 | 1.2026 | 1.289 | 1.2891 | 1.2453 | 1.1192 | 0.77553 | 0.85362 | CheNgs1005 | CheN | gs | 1005 | 558.5649 | 373.6884 | [30 empty] | 0.13902 | 0 | 0.026745
1005 | Whole Building | LEED | Hospitals | New | LEED New Construction Whole Building | 131.5216 | 14.7272 |  | 725230.65 | 1 | 0.11198 | 5514.1558 | 20 |  | 125734 | 955.995 | Per End Use Consumption | GS | 0.57723 | 0.60437 | 0.83705 | 1.097 | 1.2026 | 1.2026 | 1.289 | 1.2891 | 1.2453 | 1.1192 | 0.77553 | 0.85362 | ChoNgs1005 | ChoN | gs | 1005 | 36466.9184 | 277.2694 | [30 empty] | 0.046416 | 0 | 0.0089301
1005 | Whole Building | LEED | Institutional | New | LEED New Construction Whole Building | 1.749 | 0.49454 |  | 11196.97 | 1 | 0.28275 | 6401.8096 | 20 |  | 125734 | 71887.7635 | Per End Use Consumption | GS | 0.57723 | 0.60437 | 0.83705 | 1.097 | 1.2026 | 1.2026 | 1.289 | 1.2891 | 1.2453 | 1.1192 | 0.77553 | 0.85362 | CinNgs1005 | CinN | gs | 1005 | 563.0195 | 321.9035 | [30 empty] | 0.19151 | 0.02075 | 0.017154
1005 | Whole Building | LEED | Lodging/Hospitality | New | LEED New Construction Whole Building | 13.4497 | 5.3069 |  | 78286.18 | 1 | 0.39458 | 5820.6813 | 20 |  | 125734 | 9348.4897 | Per End Use Consumption | GS | 0.57723 | 0.60437 | 0.83705 | 1.097 | 1.2026 | 1.2026 | 1.289 | 1.2891 | 1.2453 | 1.1192 | 0.77553 | 0.85362 | CloNgs1005 | CloN | gs | 1005 | 3936.4797 | 292.6825 | [30 empty] | 0.16243 | 0.014971 | 0.055501
1005 | Whole Building | LEED | Miscellaneous | New | LEED New Construction Whole Building | 5.2017 | 19.9463 |  | 24373.4 | 1 | 3.8346 | 4685.6313 | 20 |  | 125734 | 24171.5628 | Per End Use Consumption | GS | 0.57723 | 0.60437 | 0.83705 | 1.097 | 1.2026 | 1.2026 | 1.289 | 1.2891 | 1.2453 | 1.1192 | 0.77553 | 0.85362 | CmiNgs1005 | CmiN | gs | 1005 | 1225.5726 | 235.6085 | [30 empty] | 0.40437 | 0 | 0.92121
1005 | Whole Building | LEED | Offices | New | LEED New Construction Whole Building | 6.5909 | 22.8943 |  | 29838.36 | 1 | 3.4736 | 4527.1961 | 20 |  | 125734 | 19076.8687 | Per End Use Consumption | GS | 0.57723 | 0.60437 | 0.83705 | 1.097 | 1.2026 | 1.2026 | 1.289 | 1.2891 | 1.2453 | 1.1192 | 0.77553 | 0.85362 | CofNgs1005 | CofN | gs | 1005 | 1500.3682 | 227.6419 | [30 empty] | 2.544 | 0.26631 | 3.9741
1005 | Whole Building | LEED | Restaurants | New | LEED New Construction Whole Building | 4.814 | 4.765 |  | 23176.05 | 1 | 0.98981 | 4814.2706 | 20 |  | 125734 | 26118.2341 | Per End Use Consumption | GS | 0.57723 | 0.60437 | 0.83705 | 1.097 | 1.2026 | 1.2026 | 1.289 | 1.2891 | 1.2453 | 1.1192 | 0.77553 | 0.85362 | CreNgs1005 | CreN | gs | 1005 | 1165.366 | 242.0769 | [30 empty] | 0.48795 | 0.018775 | 0.32413
1005 | Whole Building | LEED | Retail | New | LEED New Construction Whole Building | 8.3507 | 20.2799 |  | 33974.3 | 1 | 2.4285 | 4068.4583 | 20 |  | 125734 | 15056.7793 | Per End Use Consumption | GS | 0.57723 | 0.60437 | 0.83705 | 1.097 | 1.2026 | 1.2026 | 1.289 | 1.2891 | 1.2453 | 1.1192 | 0.77553 | 0.85362 | CrtNgs1005 | CrtN | gs | 1005 | 1708.3365 | 204.5751 | [30 empty] | 0.90802 | 0.090392 | 1.4503
1005 | Whole Building | LEED | Schools K-12 | New | LEED New Construction Whole Building | 18.7218 | 39.8694 |  | 73711.77 | 1 | 2.1296 | 3937.2255 | 20 |  | 125734 | 6715.9303 | Per End Use Consumption | GS | 0.57723 | 0.60437 | 0.83705 | 1.097 | 1.2026 | 1.2026 | 1.289 | 1.2891 | 1.2453 | 1.1192 | 0.77553 | 0.85362 | CscNgs1005 | CscN | gs | 1005 | 3706.4637 | 197.9763 | [30 empty] | 0.068287 | 0.010898 | 0.081025
1005 | Whole Building | LEED | Warehouse | New | LEED New Construction Whole Building | 2.2622 | 6.7893 |  | 9772.29 | 1 | 3.0012 | 4319.8417 | 20 |  | 125734 | 55580.7259 | Per End Use Consumption | GS | 0.57723 | 0.60437 | 0.83705 | 1.097 | 1.2026 | 1.2026 | 1.289 | 1.2891 | 1.2453 | 1.1192 | 0.77553 | 0.85362 | CwaNgs1005 | CwaN | gs | 1005 | 491.382 | 217.2155 | [30 empty] | 0.018663 | 0.00036657 | 0.04001
101 | Appliances | Cooking | Assembly | Existing | Efficient Exhaust Hood | 0.73122 | 0.26916 |  | 4486 | 1 | 0.3681 | 6134.9693 | 20 |  | 2050 | 2803.5415 | Per Unit | GSD | 1 | 1 | 1 | 1 | 1 | 1 | 1 | 1 | 1 | 1 | 1 | 1 | CasEgsd101 | CasE | gsd | 101 | 269.16 | 368.0982 | [30 empty] | 0 | 0 | 0
101 | Appliances | Cooking | Assembly | New | Efficient Exhaust Hood | 0.73122 | 0.26916 |  | 4486 | 1 | 0.3681 | 6134.9693 | 20 |  | 2050 | 2803.5415 | Per Unit | GSD | 1 | 1 | 1 | 1 | 1 | 1 | 1 | 1 | 1 | 1 | 1 | 1 | CasNgsd101 | CasN | gsd | 101 | 269.16 | 368.0982 | [30 empty] | 0 | 0 | 0
101 | Appliances | Cooking | College and University | Existing | Efficient Exhaust Hood | 0.73122 | 0.26916 |  | 4486 | 1 | 0.3681 | 6134.9693 | 20 |  | 2050 | 2803.5415 | Per Unit | GSD | 1 | 1 | 1 | 1 | 1 | 1 | 1 | 1 | 1 | 1 | 1 | 1 | CcoEgsd101 | CcoE | gsd | 101 | 269.16 | 368.0982 | [30 empty] | 0 | 0 | 0
101 | Appliances | Cooking | College and University | New | Efficient Exhaust Hood | 0.73122 | 0.26916 |  | 4486 | 1 | 0.3681 | 6134.9693 | 20 |  | 2050 | 2803.5415 | Per Unit | GSD | 1 | 1 | 1 | 1 | 1 | 1 | 1 | 1 | 1 | 1 | 1 | 1 | CcoNgsd101 | CcoN | gsd | 101 | 269.16 | 368.0982 | [30 empty] | 0 | 0 | 0
101 | Appliances | Cooking | Data Center | Existing | Efficient Exhaust Hood | 0.26467 | 0.48 |  | 4486 | 1 | 1.8136 | 16949.1525 | 20 |  | 2050 | 7745.3773 | Per Unit | GSD | 1 | 1 | 1 | 1 | 1 | 1 | 1 | 1 | 1 | 1 | 1 | 1 | CdaEgsd101 | CdaE | gsd | 101 | 269.16 | 1016.9492 | [30 empty] | 0 | 0 | 0
101 | Appliances | Cooking | Data Center | New | Efficient Exhaust Hood | 0.26467 | 0.48 |  | 4486 | 1 | 1.8136 | 16949.1525 | 20 |  | 2050 | 7745.3773 | Per Unit | GSD | 1 | 1 | 1 | 1 | 1 | 1 | 1 | 1 | 1 | 1 | 1 | 1 | CdaNgsd101 | CdaN | gsd | 101 | 269.16 | 1016.9492 | [30 empty] | 0 | 0 | 0
101 | Appliances | Cooking | Grocery | Existing | Efficient Exhaust Hood | 0.73122 | 0.26916 |  | 4486 | 1 | 0.3681 | 6134.9693 | 20 |  | 2050 | 2803.5415 | Per Unit | GSD | 1 | 1 | 1 | 1 | 1 | 1 | 1 | 1 | 1 | 1 | 1 | 1 | CgrEgsd101 | CgrE | gsd | 101 | 269.16 | 368.0982 | [30 empty] | 1.5663 | 0.25568 | 0.094035
101 | Appliances | Cooking | Grocery | New | Efficient Exhaust Hood | 0.73122 | 0.26916 |  | 4486 | 1 | 0.3681 | 6134.9693 | 20 |  | 2050 | 2803.5415 | Per Unit | GSD | 1 | 1 | 1 | 1 | 1 | 1 | 1 | 1 | 1 | 1 | 1 | 1 | CgrNgsd101 | CgrN | gsd | 101 | 269.16 | 368.0982 | [30 empty] | 0.017276 | 0.0028201 | 0.0010372
101 | Appliances | Cooking | Healthcare | Existing | Efficient Exhaust Hood | 0.52935 | 0.59215 |  | 4486 | 1 | 1.1186 | 8474.5763 | 20 |  | 2050 | 3872.6887 | Per Unit | GSD | 1 | 1 | 1 | 1 | 1 | 1 | 1 | 1 | 1 | 1 | 1 | 1 | CheEgsd101 | CheE | gsd | 101 | 269.16 | 508.4746 | [30 empty] | 0 | 0 | 0
101 | Appliances | Cooking | Healthcare | New | Efficient Exhaust Hood | 0.52935 | 0.59215 |  | 4486 | 1 | 1.1186 | 8474.5763 | 20 |  | 2050 | 3872.6887 | Per Unit | GSD | 1 | 1 | 1 | 1 | 1 | 1 | 1 | 1 | 1 | 1 | 1 | 1 | CheNgsd101 | CheN | gsd | 101 | 269.16 | 508.4746 | [30 empty] | 0 | 0 | 0
101 | Appliances | Cooking | Hospitals | Existing | Efficient Exhaust Hood | 0.73122 | 0.26916 |  | 4486 | 1 | 0.3681 | 6134.9693 | 20 |  | 2050 | 2803.5415 | Per Unit | GSD | 1 | 1 | 1 | 1 | 1 | 1 | 1 | 1 | 1 | 1 | 1 | 1 | ChoEgsd101 | ChoE | gsd | 101 | 269.16 | 368.0982 | [30 empty] | 0 | 0 | 0
101 | Appliances | Cooking | Hospitals | New | Efficient Exhaust Hood | 0.73122 | 0.26916 |  | 4486 | 1 | 0.3681 | 6134.9693 | 20 |  | 2050 | 2803.5415 | Per Unit | GSD | 1 | 1 | 1 | 1 | 1 | 1 | 1 | 1 | 1 | 1 | 1 | 1 | ChoNgsd101 | ChoN | gsd | 101 | 269.16 | 368.0982 | [30 empty] | 0 | 0 | 0
101 | Appliances | Cooking | Institutional | Existing | Efficient Exhaust Hood | 0.26467 | 0.48 |  | 4486 | 1 | 1.8136 | 16949.1525 | 20 |  | 2050 | 7745.3773 | Per Unit | GSD | 1 | 1 | 1 | 1 | 1 | 1 | 1 | 1 | 1 | 1 | 1 | 1 | CinEgsd101 | CinE | gsd | 101 | 269.16 | 1016.9492 | [30 empty] | 0 | 0 | 0
101 | Appliances | Cooking | Institutional | New | Efficient Exhaust Hood | 0.26467 | 0.48 |  | 4486 | 1 | 1.8136 | 16949.1525 | 20 |  | 2050 | 7745.3773 | Per Unit | GSD | 1 | 1 | 1 | 1 | 1 | 1 | 1 | 1 | 1 | 1 | 1 | 1 | CinNgsd101 | CinN | gsd | 101 | 269.16 | 1016.9492 | [30 empty] | 0 | 0 | 0
101 | Appliances | Cooking | Lodging/Hospitality | Existing | Efficient Exhaust Hood | 0.81645 | 0.36337 |  | 4486 | 1 | 0.44505 | 5494.5055 | 20 |  | 2050 | 2510.8641 | Per Unit | GSD | 1 | 1 | 1 | 1 | 1 | 1 | 1 | 1 | 1 | 1 | 1 | 1 | CloEgsd101 | CloE | gsd | 101 | 269.16 | 329.6703 | [30 empty] | 0 | 0 | 0
101 | Appliances | Cooking | Lodging/Hospitality | New | Efficient Exhaust Hood | 0.81645 | 0.36337 |  | 4486 | 1 | 0.44505 | 5494.5055 | 20 |  | 2050 | 2510.8641 | Per Unit | GSD | 1 | 1 | 1 | 1 | 1 | 1 | 1 | 1 | 1 | 1 | 1 | 1 | CloNgsd101 | CloN | gsd | 101 | 269.16 | 329.6703 | [30 empty] | 0 | 0 | 0
101 | Appliances | Cooking | Miscellaneous | Existing | Efficient Exhaust Hood | 0.26467 | 0.48 |  | 4486 | 1 | 1.8136 | 16949.1525 | 20 |  | 2050 | 7745.3773 | Per Unit | GSD | 1 | 1 | 1 | 1 | 1 | 1 | 1 | 1 | 1 | 1 | 1 | 1 | CmiEgsd101 | CmiE | gsd | 101 | 269.16 | 1016.9492 | [30 empty] | 0 | 0 | 0
101 | Appliances | Cooking | Miscellaneous | New | Efficient Exhaust Hood | 0.26467 | 0.48 |  | 4486 | 1 | 1.8136 | 16949.1525 | 20 |  | 2050 | 7745.3773 | Per Unit | GSD | 1 | 1 | 1 | 1 | 1 | 1 | 1 | 1 | 1 | 1 | 1 | 1 | CmiNgsd101 | CmiN | gsd | 101 | 269.16 | 1016.9492 | [30 empty] | 0 | 0 | 0
101 | Appliances | Cooking | Offices | Existing | Efficient Exhaust Hood | 0.26467 | 0.48 |  | 4486 | 1 | 1.8136 | 16949.1525 | 20 |  | 2050 | 7745.3773 | Per Unit | GSD | 1 | 1 | 1 | 1 | 1 | 1 | 1 | 1 | 1 | 1 | 1 | 1 | CofEgsd101 | CofE | gsd | 101 | 269.16 | 1016.9492 | [30 empty] | 0 | 0 | 0
101 | Appliances | Cooking | Offices | New | Efficient Exhaust Hood | 0.26467 | 0.48 |  | 4486 | 1 | 1.8136 | 16949.1525 | 20 |  | 2050 | 7745.3773 | Per Unit | GSD | 1 | 1 | 1 | 1 | 1 | 1 | 1 | 1 | 1 | 1 | 1 | 1 | CofNgsd101 | CofN | gsd | 101 | 269.16 | 1016.9492 | [30 empty] | 0 | 0 | 0
101 | Appliances | Cooking | Restaurants | Existing | Efficient Exhaust Hood | 0.85683 | 0.45309 |  | 4486 | 1 | 0.5288 | 5235.6021 | 20 |  | 2050 | 2392.5511 | Per Unit | GSD | 1 | 1 | 1 | 1 | 1 | 1 | 1 | 1 | 1 | 1 | 1 | 1 | CreEgsd101 | CreE | gsd | 101 | 269.16 | 314.1361 | [30 empty] | 64.2976 | 12.2808 | 6.4888
101 | Appliances | Cooking | Restaurants | New | Efficient Exhaust Hood | 0.85683 | 0.45309 |  | 4486 | 1 | 0.5288 | 5235.6021 | 20 |  | 2050 | 2392.5511 | Per Unit | GSD | 1 | 1 | 1 | 1 | 1 | 1 | 1 | 1 | 1 | 1 | 1 | 1 | CreNgsd101 | CreN | gsd | 101 | 269.16 | 314.1361 | [30 empty] | 0.70918 | 0.13545 | 0.071569
101 | Appliances | Cooking | Retail | Existing | Efficient Exhaust Hood | 0.73122 | 0.26916 |  | 4486 | 1 | 0.3681 | 6134.9693 | 20 |  | 2050 | 2803.5415 | Per Unit | GSD | 1 | 1 | 1 | 1 | 1 | 1 | 1 | 1 | 1 | 1 | 1 | 1 | CrtEgsd101 | CrtE | gsd | 101 | 269.16 | 368.0982 | [30 empty] | 0 | 0 | 0
101 | Appliances | Cooking | Retail | New | Efficient Exhaust Hood | 0.73122 | 0.26916 |  | 4486 | 1 | 0.3681 | 6134.9693 | 20 |  | 2050 | 2803.5415 | Per Unit | GSD | 1 | 1 | 1 | 1 | 1 | 1 | 1 | 1 | 1 | 1 | 1 | 1 | CrtNgsd101 | CrtN | gsd | 101 | 269.16 | 368.0982 | [30 empty] | 0 | 0 | 0
101 | Appliances | Cooking | Schools K-12 | Existing | Efficient Exhaust Hood | 0.26467 | 0.48 |  | 4486 | 1 | 1.8136 | 16949.1525 | 20 |  | 2050 | 7745.3773 | Per Unit | GSD | 1 | 1 | 1 | 1 | 1 | 1 | 1 | 1 | 1 | 1 | 1 | 1 | CscEgsd101 | CscE | gsd | 101 | 269.16 | 1016.9492 | [30 empty] | 0 | 0 | 0
101 | Appliances | Cooking | Schools K-12 | New | Efficient Exhaust Hood | 0.26467 | 0.48 |  | 4486 | 1 | 1.8136 | 16949.1525 | 20 |  | 2050 | 7745.3773 | Per Unit | GSD | 1 | 1 | 1 | 1 | 1 | 1 | 1 | 1 | 1 | 1 | 1 | 1 | CscNgsd101 | CscN | gsd | 101 | 269.16 | 1016.9492 | [30 empty] | 0 | 0 | 0
101 | Appliances | Cooking | Warehouse | Existing | Efficient Exhaust Hood | 0.26467 | 0.48 |  | 4486 | 1 | 1.8136 | 16949.1525 | 20 |  | 2050 | 7745.3773 | Per Unit | GSD | 1 | 1 | 1 | 1 | 1 | 1 | 1 | 1 | 1 | 1 | 1 | 1 | CwaEgsd101 | CwaE | gsd | 101 | 269.16 | 1016.9492 | [30 empty] | 0 | 0 | 0
101 | Appliances | Cooking | Warehouse | New | Efficient Exhaust Hood | 0.26467 | 0.48 |  | 4486 | 1 | 1.8136 | 16949.1525 | 20 |  | 2050 | 7745.3773 | Per Unit | GSD | 1 | 1 | 1 | 1 | 1 | 1 | 1 | 1 | 1 | 1 | 1 | 1 | CwaNgsd101 | CwaN | gsd | 101 | 269.16 | 1016.9492 | [30 empty] | 0 | 0 | 0
102 | Appliances | Cooking | Assembly | Turnover | Energy Star Combination Oven | 1.038 | 0.38208 |  | 6368 | 1 | 0.3681 | 6134.9693 | 12 |  | 1580 | 1522.1815 | Per Unit | GSD | 0.57723 | 0.60437 | 0.83705 | 1.097 | 1.2026 | 1.2026 | 1.289 | 1.2891 | 1.2453 | 1.1192 | 0.77553 | 0.85362 | CasTgsd102 | CasT | gsd | 102 | 382.08 | 368.0982 | [30 empty] | 1.5711 | 0.25645 | 0.094319
102 | Appliances | Cooking | Assembly | New | Energy Star Combination Oven | 1.038 | 0.38208 |  | 6368 | 1 | 0.3681 | 6134.9693 | 12 |  | 1580 | 1522.1815 | Per Unit | GSD | 0.57723 | 0.60437 | 0.83705 | 1.097 | 1.2026 | 1.2026 | 1.289 | 1.2891 | 1.2453 | 1.1192 | 0.77553 | 0.85362 | CasNgsd102 | CasN | gsd | 102 | 382.08 | 368.0982 | [30 empty] | 0.017328 | 0.0028286 | 0.0010403
102 | Appliances | Cooking | College and University | Turnover | Energy Star Combination Oven | 1.038 | 0.38208 |  | 6368 | 1 | 0.3681 | 6134.9693 | 12 |  | 1580 | 1522.1815 | Per Unit | GSD | 0.57723 | 0.60437 | 0.83705 | 1.097 | 1.2026 | 1.2026 | 1.289 | 1.2891 | 1.2453 | 1.1192 | 0.77553 | 0.85362 | CcoTgsd102 | CcoT | gsd | 102 | 382.08 | 368.0982 | [30 empty] | 0.01325 | 0.0021628 | 0.00079546
102 | Appliances | Cooking | College and University | New | Energy Star Combination Oven | 1.038 | 0.38208 |  | 6368 | 1 | 0.3681 | 6134.9693 | 12 |  | 1580 | 1522.1815 | Per Unit | GSD | 0.57723 | 0.60437 | 0.83705 | 1.097 | 1.2026 | 1.2026 | 1.289 | 1.2891 | 1.2453 | 1.1192 | 0.77553 | 0.85362 | CcoNgsd102 | CcoN | gsd | 102 | 382.08 | 368.0982 | [30 empty] | 0.00014614 | 2.3855e-05 | 8.7736e-06
102 | Appliances | Cooking | Data Center | Turnover | Energy Star Combination Oven | 0.37571 | 0.68138 |  | 6368 | 1 | 1.8136 | 16949.1525 | 12 |  | 1580 | 4205.3488 | Per Unit | GSD | 0.57723 | 0.60437 | 0.83705 | 1.097 | 1.2026 | 1.2026 | 1.289 | 1.2891 | 1.2453 | 1.1192 | 0.77553 | 0.85362 | CdaTgsd102 | CdaT | gsd | 102 | 382.08 | 1016.9492 | [30 empty] | 0.011293 | 0.0006608 | 0.001207
102 | Appliances | Cooking | Data Center | New | Energy Star Combination Oven | 0.37571 | 0.68138 |  | 6368 | 1 | 1.8136 | 16949.1525 | 12 |  | 1580 | 4205.3488 | Per Unit | GSD | 0.57723 | 0.60437 | 0.83705 | 1.097 | 1.2026 | 1.2026 | 1.289 | 1.2891 | 1.2453 | 1.1192 | 0.77553 | 0.85362 | CdaNgsd102 | CdaN | gsd | 102 | 382.08 | 1016.9492 | [30 empty] | 0.00012456 | 7.2883e-06 | 1.3313e-05
102 | Appliances | Cooking | Grocery | Turnover | Energy Star Combination Oven | 1.038 | 0.38208 |  | 6368 | 1 | 0.3681 | 6134.9693 | 12 |  | 1580 | 1522.1815 | Per Unit | GSD | 0.57723 | 0.60437 | 0.83705 | 1.097 | 1.2026 | 1.2026 | 1.289 | 1.2891 | 1.2453 | 1.1192 | 0.77553 | 0.85362 | CgrTgsd102 | CgrT | gsd | 102 | 382.08 | 368.0982 | [30 empty] | 3.5902 | 0.58604 | 0.21554
102 | Appliances | Cooking | Grocery | New | Energy Star Combination Oven | 1.038 | 0.38208 |  | 6368 | 1 | 0.3681 | 6134.9693 | 12 |  | 1580 | 1522.1815 | Per Unit | GSD | 0.57723 | 0.60437 | 0.83705 | 1.097 | 1.2026 | 1.2026 | 1.289 | 1.2891 | 1.2453 | 1.1192 | 0.77553 | 0.85362 | CgrNgsd102 | CgrN | gsd | 102 | 382.08 | 368.0982 | [30 empty] | 0.039598 | 0.0064638 | 0.0023773
102 | Appliances | Cooking | Healthcare | Turnover | Energy Star Combination Oven | 0.75142 | 0.84058 |  | 6368 | 1 | 1.1186 | 8474.5763 | 12 |  | 1580 | 2102.6744 | Per Unit | GSD | 0.57723 | 0.60437 | 0.83705 | 1.097 | 1.2026 | 1.2026 | 1.289 | 1.2891 | 1.2453 | 1.1192 | 0.77553 | 0.85362 | CheTgsd102 | CheT | gsd | 102 | 382.08 | 508.4746 | [30 empty] | 0.16243 | 0.019101 | 0.021403
102 | Appliances | Cooking | Healthcare | New | Energy Star Combination Oven | 0.75142 | 0.84058 |  | 6368 | 1 | 1.1186 | 8474.5763 | 12 |  | 1580 | 2102.6744 | Per Unit | GSD | 0.57723 | 0.60437 | 0.83705 | 1.097 | 1.2026 | 1.2026 | 1.289 | 1.2891 | 1.2453 | 1.1192 | 0.77553 | 0.85362 | CheNgsd102 | CheN | gsd | 102 | 382.08 | 508.4746 | [30 empty] | 0.0017916 | 0.00021067 | 0.00023607
102 | Appliances | Cooking | Hospitals | Turnover | Energy Star Combination Oven | 1.038 | 0.38208 |  | 6368 | 1 | 0.3681 | 6134.9693 | 12 |  | 1580 | 1522.1815 | Per Unit | GSD | 0.57723 | 0.60437 | 0.83705 | 1.097 | 1.2026 | 1.2026 | 1.289 | 1.2891 | 1.2453 | 1.1192 | 0.77553 | 0.85362 | ChoTgsd102 | ChoT | gsd | 102 | 382.08 | 368.0982 | [30 empty] | 0.7735 | 0.12626 | 0.046437
102 | Appliances | Cooking | Hospitals | New | Energy Star Combination Oven | 1.038 | 0.38208 |  | 6368 | 1 | 0.3681 | 6134.9693 | 12 |  | 1580 | 1522.1815 | Per Unit | GSD | 0.57723 | 0.60437 | 0.83705 | 1.097 | 1.2026 | 1.2026 | 1.289 | 1.2891 | 1.2453 | 1.1192 | 0.77553 | 0.85362 | ChoNgsd102 | ChoN | gsd | 102 | 382.08 | 368.0982 | [30 empty] | 0.0085315 | 0.0013926 | 0.00051219
102 | Appliances | Cooking | Institutional | Turnover | Energy Star Combination Oven | 0.37571 | 0.68138 |  | 6368 | 1 | 1.8136 | 16949.1525 | 12 |  | 1580 | 4205.3488 | Per Unit | GSD | 0.57723 | 0.60437 | 0.83705 | 1.097 | 1.2026 | 1.2026 | 1.289 | 1.2891 | 1.2453 | 1.1192 | 0.77553 | 0.85362 | CinTgsd102 | CinT | gsd | 102 | 382.08 | 1016.9492 | [30 empty] | 0.45776 | 0.026785 | 0.048925
102 | Appliances | Cooking | Institutional | New | Energy Star Combination Oven | 0.37571 | 0.68138 |  | 6368 | 1 | 1.8136 | 16949.1525 | 12 |  | 1580 | 4205.3488 | Per Unit | GSD | 0.57723 | 0.60437 | 0.83705 | 1.097 | 1.2026 | 1.2026 | 1.289 | 1.2891 | 1.2453 | 1.1192 | 0.77553 | 0.85362 | CinNgsd102 | CinN | gsd | 102 | 382.08 | 1016.9492 | [30 empty] | 0.0050489 | 0.00029543 | 0.00053963
102 | Appliances | Cooking | Lodging/Hospitality | Turnover | Energy Star Combination Oven | 1.159 | 0.51581 |  | 6368 | 1 | 0.44505 | 5494.5055 | 12 |  | 1580 | 1363.2724 | Per Unit | GSD | 0.57723 | 0.60437 | 0.83705 | 1.097 | 1.2026 | 1.2026 | 1.289 | 1.2891 | 1.2453 | 1.1192 | 0.77553 | 0.85362 | CloTgsd102 | CloT | gsd | 102 | 382.08 | 329.6703 | [30 empty] | 2.4452 | 0.4457 | 0.19905
102 | Appliances | Cooking | Lodging/Hospitality | New | Energy Star Combination Oven | 1.159 | 0.51581 |  | 6368 | 1 | 0.44505 | 5494.5055 | 12 |  | 1580 | 1363.2724 | Per Unit | GSD | 0.57723 | 0.60437 | 0.83705 | 1.097 | 1.2026 | 1.2026 | 1.289 | 1.2891 | 1.2453 | 1.1192 | 0.77553 | 0.85362 | CloNgsd102 | CloN | gsd | 102 | 382.08 | 329.6703 | [30 empty] | 0.02697 | 0.0049159 | 0.0021954
102 | Appliances | Cooking | Miscellaneous | Turnover | Energy Star Combination Oven | 0.37571 | 0.68138 |  | 6368 | 1 | 1.8136 | 16949.1525 | 12 |  | 1580 | 4205.3488 | Per Unit | GSD | 0.57723 | 0.60437 | 0.83705 | 1.097 | 1.2026 | 1.2026 | 1.289 | 1.2891 | 1.2453 | 1.1192 | 0.77553 | 0.85362 | CmiTgsd102 | CmiT | gsd | 102 | 382.08 | 1016.9492 | [30 empty] | 0 | 0 | 0
102 | Appliances | Cooking | Miscellaneous | New | Energy Star Combination Oven | 0.37571 | 0.68138 |  | 6368 | 1 | 1.8136 | 16949.1525 | 12 |  | 1580 | 4205.3488 | Per Unit | GSD | 0.57723 | 0.60437 | 0.83705 | 1.097 | 1.2026 | 1.2026 | 1.289 | 1.2891 | 1.2453 | 1.1192 | 0.77553 | 0.85362 | CmiNgsd102 | CmiN | gsd | 102 | 382.08 | 1016.9492 | [30 empty] | 0 | 0 | 0
102 | Appliances | Cooking | Offices | Turnover | Energy Star Combination Oven | 0.37571 | 0.68138 |  | 6368 | 1 | 1.8136 | 16949.1525 | 12 |  | 1580 | 4205.3488 | Per Unit | GSD | 0.57723 | 0.60437 | 0.83705 | 1.097 | 1.2026 | 1.2026 | 1.289 | 1.2891 | 1.2453 | 1.1192 | 0.77553 | 0.85362 | CofTgsd102 | CofT | gsd | 102 | 382.08 | 1016.9492 | [30 empty] | 0.87209 | 0.051029 | 0.093209
102 | Appliances | Cooking | Offices | New | Energy Star Combination Oven | 0.37571 | 0.68138 |  | 6368 | 1 | 1.8136 | 16949.1525 | 12 |  | 1580 | 4205.3488 | Per Unit | GSD | 0.57723 | 0.60437 | 0.83705 | 1.097 | 1.2026 | 1.2026 | 1.289 | 1.2891 | 1.2453 | 1.1192 | 0.77553 | 0.85362 | CofNgsd102 | CofN | gsd | 102 | 382.08 | 1016.9492 | [30 empty] | 0.0096188 | 0.00056283 | 0.0010281
102 | Appliances | Cooking | Restaurants | Turnover | Energy Star Combination Oven | 1.2163 | 0.64317 |  | 6368 | 1 | 0.5288 | 5235.6021 | 12 |  | 1580 | 1299.0344 | Per Unit | GSD | 0.57723 | 0.60437 | 0.83705 | 1.097 | 1.2026 | 1.2026 | 1.289 | 1.2891 | 1.2453 | 1.1192 | 0.77553 | 0.85362 | CreTgsd102 | CreT | gsd | 102 | 382.08 | 314.1361 | [30 empty] | 15.5131 | 2.963 | 1.5656
102 | Appliances | Cooking | Restaurants | New | Energy Star Combination Oven | 1.2163 | 0.64317 |  | 6368 | 1 | 0.5288 | 5235.6021 | 12 |  | 1580 | 1299.0344 | Per Unit | GSD | 0.57723 | 0.60437 | 0.83705 | 1.097 | 1.2026 | 1.2026 | 1.289 | 1.2891 | 1.2453 | 1.1192 | 0.77553 | 0.85362 | CreNgsd102 | CreN | gsd | 102 | 382.08 | 314.1361 | [30 empty] | 0.1711 | 0.032681 | 0.017268
102 | Appliances | Cooking | Retail | Turnover | Energy Star Combination Oven | 1.038 | 0.38208 |  | 6368 | 1 | 0.3681 | 6134.9693 | 12 |  | 1580 | 1522.1815 | Per Unit | GSD | 0.57723 | 0.60437 | 0.83705 | 1.097 | 1.2026 | 1.2026 | 1.289 | 1.2891 | 1.2453 | 1.1192 | 0.77553 | 0.85362 | CrtTgsd102 | CrtT | gsd | 102 | 382.08 | 368.0982 | [30 empty] | 0.62528 | 0.10207 | 0.037538
102 | Appliances | Cooking | Retail | New | Energy Star Combination Oven | 1.038 | 0.38208 |  | 6368 | 1 | 0.3681 | 6134.9693 | 12 |  | 1580 | 1522.1815 | Per Unit | GSD | 0.57723 | 0.60437 | 0.83705 | 1.097 | 1.2026 | 1.2026 | 1.289 | 1.2891 | 1.2453 | 1.1192 | 0.77553 | 0.85362 | CrtNgsd102 | CrtN | gsd | 102 | 382.08 | 368.0982 | [30 empty] | 0.0068966 | 0.0011258 | 0.00041404
102 | Appliances | Cooking | Schools K-12 | Turnover | Energy Star Combination Oven | 0.37571 | 0.68138 |  | 6368 | 1 | 1.8136 | 16949.1525 | 12 |  | 1580 | 4205.3488 | Per Unit | GSD | 0.57723 | 0.60437 | 0.83705 | 1.097 | 1.2026 | 1.2026 | 1.289 | 1.2891 | 1.2453 | 1.1192 | 0.77553 | 0.85362 | CscTgsd102 | CscT | gsd | 102 | 382.08 | 1016.9492 | [30 empty] | 0.076946 | 0.0045023 | 0.008224
102 | Appliances | Cooking | Schools K-12 | New | Energy Star Combination Oven | 0.37571 | 0.68138 |  | 6368 | 1 | 1.8136 | 16949.1525 | 12 |  | 1580 | 4205.3488 | Per Unit | GSD | 0.57723 | 0.60437 | 0.83705 | 1.097 | 1.2026 | 1.2026 | 1.289 | 1.2891 | 1.2453 | 1.1192 | 0.77553 | 0.85362 | CscNgsd102 | CscN | gsd | 102 | 382.08 | 1016.9492 | [30 empty] | 0.00084868 | 4.9659e-05 | 9.0708e-05
102 | Appliances | Cooking | Warehouse | Turnover | Energy Star Combination Oven | 0.37571 | 0.68138 |  | 6368 | 1 | 1.8136 | 16949.1525 | 12 |  | 1580 | 4205.3488 | Per Unit | GSD | 0.57723 | 0.60437 | 0.83705 | 1.097 | 1.2026 | 1.2026 | 1.289 | 1.2891 | 1.2453 | 1.1192 | 0.77553 | 0.85362 | CwaTgsd102 | CwaT | gsd | 102 | 382.08 | 1016.9492 | [30 empty] | 0.00039205 | 2.294e-05 | 4.1903e-05
102 | Appliances | Cooking | Warehouse | New | Energy Star Combination Oven | 0.37571 | 0.68138 |  | 6368 | 1 | 1.8136 | 16949.1525 | 12 |  | 1580 | 4205.3488 | Per Unit | GSD | 0.57723 | 0.60437 | 0.83705 | 1.097 | 1.2026 | 1.2026 | 1.289 | 1.2891 | 1.2453 | 1.1192 | 0.77553 | 0.85362 | CwaNgsd102 | CwaN | gsd | 102 | 382.08 | 1016.9492 | [30 empty] | 4.3242e-06 | 2.5302e-07 | 4.6217e-07
103 | Appliances | Cooking | Assembly | Turnover | Energy Star Commercial Dishwasher | 1.474 | 2.2449 |  | 11854.97 | 1 | 1.523 | 8042.7229 | 13 |  | 1099 | 745.5905 | Per appliance | GSD | 0.57723 | 0.60437 | 0.83705 | 1.097 | 1.2026 | 1.2026 | 1.289 | 1.2891 | 1.2453 | 1.1192 | 0.77553 | 0.85362 | CasTgsd103 | CasT | gsd | 103 | 711.2982 | 482.5634 | [30 empty] | 0 | 0 | 0
103 | Appliances | Cooking | Assembly | New | Energy Star Commercial Dishwasher | 1.474 | 2.2449 |  | 11854.97 | 1 | 1.523 | 8042.7229 | 13 |  | 1099 | 745.5905 | Per appliance | GSD | 0.57723 | 0.60437 | 0.83705 | 1.097 | 1.2026 | 1.2026 | 1.289 | 1.2891 | 1.2453 | 1.1192 | 0.77553 | 0.85362 | CasNgsd103 | CasN | gsd | 103 | 711.2982 | 482.5634 | [30 empty] | 0 | 0 | 0
103 | Appliances | Cooking | College and University | Turnover | Energy Star Commercial Dishwasher | 1.0871 | 1.3202 |  | 11854.97 | 1 | 1.2145 | 10905.4227 | 13 |  | 1099 | 1010.9734 | Per appliance | GSD | 0.57723 | 0.60437 | 0.83705 | 1.097 | 1.2026 | 1.2026 | 1.289 | 1.2891 | 1.2453 | 1.1192 | 0.77553 | 0.85362 | CcoTgsd103 | CcoT | gsd | 103 | 711.2982 | 654.3254 | [30 empty] | 0 | 0 | 0
103 | Appliances | Cooking | College and University | New | Energy Star Commercial Dishwasher | 1.0871 | 1.3202 |  | 11854.97 | 1 | 1.2145 | 10905.4227 | 13 |  | 1099 | 1010.9734 | Per appliance | GSD | 0.57723 | 0.60437 | 0.83705 | 1.097 | 1.2026 | 1.2026 | 1.289 | 1.2891 | 1.2453 | 1.1192 | 0.77553 | 0.85362 | CcoNgsd103 | CcoN | gsd | 103 | 711.2982 | 654.3254 | [30 empty] | 0 | 0 | 0
103 | Appliances | Cooking | Data Center | Turnover | Energy Star Commercial Dishwasher | 1.0871 | 1.3202 |  | 11854.97 | 1 | 1.2145 | 10905.4227 | 13 |  | 1099 | 1010.9734 | Per appliance | GSD | 0.57723 | 0.60437 | 0.83705 | 1.097 | 1.2026 | 1.2026 | 1.289 | 1.2891 | 1.2453 | 1.1192 | 0.77553 | 0.85362 | CdaTgsd103 | CdaT | gsd | 103 | 711.2982 | 654.3254 | [30 empty] | 0 | 0 | 0
103 | Appliances | Cooking | Data Center | New | Energy Star Commercial Dishwasher | 1.0871 | 1.3202 |  | 11854.97 | 1 | 1.2145 | 10905.4227 | 13 |  | 1099 | 1010.9734 | Per appliance | GSD | 0.57723 | 0.60437 | 0.83705 | 1.097 | 1.2026 | 1.2026 | 1.289 | 1.2891 | 1.2453 | 1.1192 | 0.77553 | 0.85362 | CdaNgsd103 | CdaN | gsd | 103 | 711.2982 | 654.3254 | [30 empty] | 0 | 0 | 0
103 | Appliances | Cooking | Grocery | Turnover | Energy Star Commercial Dishwasher | 1.474 | 2.2449 |  | 11854.97 | 1 | 1.523 | 8042.7229 | 13 |  | 1099 | 745.5905 | Per appliance | GSD | 0.57723 | 0.60437 | 0.83705 | 1.097 | 1.2026 | 1.2026 | 1.289 | 1.2891 | 1.2453 | 1.1192 | 0.77553 | 0.85362 | CgrTgsd103 | CgrT | gsd | 103 | 711.2982 | 482.5634 | [30 empty] | 0 | 0 | 0
103 | Appliances | Cooking | Grocery | New | Energy Star Commercial Dishwasher | 1.474 | 2.2449 |  | 11854.97 | 1 | 1.523 | 8042.7229 | 13 |  | 1099 | 745.5905 | Per appliance | GSD | 0.57723 | 0.60437 | 0.83705 | 1.097 | 1.2026 | 1.2026 | 1.289 | 1.2891 | 1.2453 | 1.1192 | 0.77553 | 0.85362 | CgrNgsd103 | CgrN | gsd | 103 | 711.2982 | 482.5634 | [30 empty] | 0 | 0 | 0
103 | Appliances | Cooking | Healthcare | Turnover | Energy Star Commercial Dishwasher | 1.0871 | 1.3202 |  | 11854.97 | 1 | 1.2145 | 10905.4227 | 13 |  | 1099 | 1010.9734 | Per appliance | GSD | 0.57723 | 0.60437 | 0.83705 | 1.097 | 1.2026 | 1.2026 | 1.289 | 1.2891 | 1.2453 | 1.1192 | 0.77553 | 0.85362 | CheTgsd103 | CheT | gsd | 103 | 711.2982 | 654.3254 | [30 empty] | 0 | 0 | 0
103 | Appliances | Cooking | Healthcare | New | Energy Star Commercial Dishwasher | 1.0871 | 1.3202 |  | 11854.97 | 1 | 1.2145 | 10905.4227 | 13 |  | 1099 | 1010.9734 | Per appliance | GSD | 0.57723 | 0.60437 | 0.83705 | 1.097 | 1.2026 | 1.2026 | 1.289 | 1.2891 | 1.2453 | 1.1192 | 0.77553 | 0.85362 | CheNgsd103 | CheN | gsd | 103 | 711.2982 | 654.3254 | [30 empty] | 0 | 0 | 0
103 | Appliances | Cooking | Hospitals | Turnover | Energy Star Commercial Dishwasher | 1.0871 | 1.3202 |  | 11854.97 | 1 | 1.2145 | 10905.4227 | 13 |  | 1099 | 1010.9734 | Per appliance | GSD | 0.57723 | 0.60437 | 0.83705 | 1.097 | 1.2026 | 1.2026 | 1.289 | 1.2891 | 1.2453 | 1.1192 | 0.77553 | 0.85362 | ChoTgsd103 | ChoT | gsd | 103 | 711.2982 | 654.3254 | [30 empty] | 0 | 0 | 0
103 | Appliances | Cooking | Hospitals | New | Energy Star Commercial Dishwasher | 1.0871 | 1.3202 |  | 11854.97 | 1 | 1.2145 | 10905.4227 | 13 |  | 1099 | 1010.9734 | Per appliance | GSD | 0.57723 | 0.60437 | 0.83705 | 1.097 | 1.2026 | 1.2026 | 1.289 | 1.2891 | 1.2453 | 1.1192 | 0.77553 | 0.85362 | ChoNgsd103 | ChoN | gsd | 103 | 711.2982 | 654.3254 | [30 empty] | 0 | 0 | 0
103 | Appliances | Cooking | Institutional | Turnover | Energy Star Commercial Dishwasher | 1.0871 | 1.3202 |  | 11854.97 | 1 | 1.2145 | 10905.4227 | 13 |  | 1099 | 1010.9734 | Per appliance | GSD | 0.57723 | 0.60437 | 0.83705 | 1.097 | 1.2026 | 1.2026 | 1.289 | 1.2891 | 1.2453 | 1.1192 | 0.77553 | 0.85362 | CinTgsd103 | CinT | gsd | 103 | 711.2982 | 654.3254 | [30 empty] | 0 | 0 | 0
103 | Appliances | Cooking | Institutional | New | Energy Star Commercial Dishwasher | 1.0871 | 1.3202 |  | 11854.97 | 1 | 1.2145 | 10905.4227 | 13 |  | 1099 | 1010.9734 | Per appliance | GSD | 0.57723 | 0.60437 | 0.83705 | 1.097 | 1.2026 | 1.2026 | 1.289 | 1.2891 | 1.2453 | 1.1192 | 0.77553 | 0.85362 | CinNgsd103 | CinN | gsd | 103 | 711.2982 | 654.3254 | [30 empty] | 0 | 0 | 0
103 | Appliances | Cooking | Lodging/Hospitality | Turnover | Energy Star Commercial Dishwasher | 0.46648 | 1.8704 |  | 11854.97 | 1 | 4.0096 | 25413.8002 | 13 |  | 1099 | 2355.9542 | Per appliance | GSD | 0.57723 | 0.60437 | 0.83705 | 1.097 | 1.2026 | 1.2026 | 1.289 | 1.2891 | 1.2453 | 1.1192 | 0.77553 | 0.85362 | CloTgsd103 | CloT | gsd | 103 | 711.2982 | 1524.828 | [30 empty] | 0 | 0 | 0
103 | Appliances | Cooking | Lodging/Hospitality | New | Energy Star Commercial Dishwasher | 0.46648 | 1.8704 |  | 11854.97 | 1 | 4.0096 | 25413.8002 | 13 |  | 1099 | 2355.9542 | Per appliance | GSD | 0.57723 | 0.60437 | 0.83705 | 1.097 | 1.2026 | 1.2026 | 1.289 | 1.2891 | 1.2453 | 1.1192 | 0.77553 | 0.85362 | CloNgsd103 | CloN | gsd | 103 | 711.2982 | 1524.828 | [30 empty] | 0 | 0 | 0
103 | Appliances | Cooking | Miscellaneous | Turnover | Energy Star Commercial Dishwasher | 1.474 | 2.2449 |  | 11854.97 | 1 | 1.523 | 8042.7229 | 13 |  | 1099 | 745.5905 | Per appliance | GSD | 0.57723 | 0.60437 | 0.83705 | 1.097 | 1.2026 | 1.2026 | 1.289 | 1.2891 | 1.2453 | 1.1192 | 0.77553 | 0.85362 | CmiTgsd103 | CmiT | gsd | 103 | 711.2982 | 482.5634 | [30 empty] | 0 | 0 | 0
103 | Appliances | Cooking | Miscellaneous | New | Energy Star Commercial Dishwasher | 1.474 | 2.2449 |  | 11854.97 | 1 | 1.523 | 8042.7229 | 13 |  | 1099 | 745.5905 | Per appliance | GSD | 0.57723 | 0.60437 | 0.83705 | 1.097 | 1.2026 | 1.2026 | 1.289 | 1.2891 | 1.2453 | 1.1192 | 0.77553 | 0.85362 | CmiNgsd103 | CmiN | gsd | 103 | 711.2982 | 482.5634 | [30 empty] | 0 | 0 | 0
103 | Appliances | Cooking | Offices | Turnover | Energy Star Commercial Dishwasher | 1.474 | 2.2449 |  | 11854.97 | 1 | 1.523 | 8042.7229 | 13 |  | 1099 | 745.5905 | Per appliance | GSD | 0.57723 | 0.60437 | 0.83705 | 1.097 | 1.2026 | 1.2026 | 1.289 | 1.2891 | 1.2453 | 1.1192 | 0.77553 | 0.85362 | CofTgsd103 | CofT | gsd | 103 | 711.2982 | 482.5634 | [30 empty] | 0 | 0 | 0
103 | Appliances | Cooking | Offices | New | Energy Star Commercial Dishwasher | 1.474 | 2.2449 |  | 11854.97 | 1 | 1.523 | 8042.7229 | 13 |  | 1099 | 745.5905 | Per appliance | GSD | 0.57723 | 0.60437 | 0.83705 | 1.097 | 1.2026 | 1.2026 | 1.289 | 1.2891 | 1.2453 | 1.1192 | 0.77553 | 0.85362 | CofNgsd103 | CofN | gsd | 103 | 711.2982 | 482.5634 | [30 empty] | 0 | 0 | 0
103 | Appliances | Cooking | Restaurants | Turnover | Energy Star Commercial Dishwasher | 1.474 | 2.2449 |  | 11854.97 | 1 | 1.523 | 8042.7229 | 13 |  | 1099 | 745.5905 | Per appliance | GSD | 0.57723 | 0.60437 | 0.83705 | 1.097 | 1.2026 | 1.2026 | 1.289 | 1.2891 | 1.2453 | 1.1192 | 0.77553 | 0.85362 | CreTgsd103 | CreT | gsd | 103 | 711.2982 | 482.5634 | [30 empty] | 0 | 0 | 0
103 | Appliances | Cooking | Restaurants | New | Energy Star Commercial Dishwasher | 1.474 | 2.2449 |  | 11854.97 | 1 | 1.523 | 8042.7229 | 13 |  | 1099 | 745.5905 | Per appliance | GSD | 0.57723 | 0.60437 | 0.83705 | 1.097 | 1.2026 | 1.2026 | 1.289 | 1.2891 | 1.2453 | 1.1192 | 0.77553 | 0.85362 | CreNgsd103 | CreN | gsd | 103 | 711.2982 | 482.5634 | [30 empty] | 0 | 0 | 0
103 | Appliances | Cooking | Retail | Turnover | Energy Star Commercial Dishwasher | 1.474 | 2.2449 |  | 11854.97 | 1 | 1.523 | 8042.7229 | 13 |  | 1099 | 745.5905 | Per appliance | GSD | 0.57723 | 0.60437 | 0.83705 | 1.097 | 1.2026 | 1.2026 | 1.289 | 1.2891 | 1.2453 | 1.1192 | 0.77553 | 0.85362 | CrtTgsd103 | CrtT | gsd | 103 | 711.2982 | 482.5634 | [30 empty] | 0 | 0 | 0
103 | Appliances | Cooking | Retail | New | Energy Star Commercial Dishwasher | 1.474 | 2.2449 |  | 11854.97 | 1 | 1.523 | 8042.7229 | 13 |  | 1099 | 745.5905 | Per appliance | GSD | 0.57723 | 0.60437 | 0.83705 | 1.097 | 1.2026 | 1.2026 | 1.289 | 1.2891 | 1.2453 | 1.1192 | 0.77553 | 0.85362 | CrtNgsd103 | CrtN | gsd | 103 | 711.2982 | 482.5634 | [30 empty] | 0 | 0 | 0
103 | Appliances | Cooking | Schools K-12 | Turnover | Energy Star Commercial Dishwasher | 1.474 | 2.2449 |  | 11854.97 | 1 | 1.523 | 8042.7229 | 13 |  | 1099 | 745.5905 | Per appliance | GSD | 0.57723 | 0.60437 | 0.83705 | 1.097 | 1.2026 | 1.2026 | 1.289 | 1.2891 | 1.2453 | 1.1192 | 0.77553 | 0.85362 | CscTgsd103 | CscT | gsd | 103 | 711.2982 | 482.5634 | [30 empty] | 0 | 0 | 0
103 | Appliances | Cooking | Schools K-12 | New | Energy Star Commercial Dishwasher | 1.474 | 2.2449 |  | 11854.97 | 1 | 1.523 | 8042.7229 | 13 |  | 1099 | 745.5905 | Per appliance | GSD | 0.57723 | 0.60437 | 0.83705 | 1.097 | 1.2026 | 1.2026 | 1.289 | 1.2891 | 1.2453 | 1.1192 | 0.77553 | 0.85362 | CscNgsd103 | CscN | gsd | 103 | 711.2982 | 482.5634 | [30 empty] | 0 | 0 | 0
103 | Appliances | Cooking | Warehouse | Turnover | Energy Star Commercial Dishwasher | 1.474 | 2.2449 |  | 11854.97 | 1 | 1.523 | 8042.7229 | 13 |  | 1099 | 745.5905 | Per appliance | GSD | 0.57723 | 0.60437 | 0.83705 | 1.097 | 1.2026 | 1.2026 | 1.289 | 1.2891 | 1.2453 | 1.1192 | 0.77553 | 0.85362 | CwaTgsd103 | CwaT | gsd | 103 | 711.2982 | 482.5634 | [30 empty] | 0 | 0 | 0
103 | Appliances | Cooking | Warehouse | New | Energy Star Commercial Dishwasher | 1.474 | 2.2449 |  | 11854.97 | 1 | 1.523 | 8042.7229 | 13 |  | 1099 | 745.5905 | Per appliance | GSD | 0.57723 | 0.60437 | 0.83705 | 1.097 | 1.2026 | 1.2026 | 1.289 | 1.2891 | 1.2453 | 1.1192 | 0.77553 | 0.85362 | CwaNgsd103 | CwaN | gsd | 103 | 711.2982 | 482.5634 | [30 empty] | 0 | 0 | 0
104 | Appliances | Cooking | Assembly | Turnover | Energy Star convection oven | 0.31573 | 0.11622 |  | 1937 | 1 | 0.3681 | 6134.9693 | 17 |  | 631.37 | 1999.7086 | Per Unit | GSD | 0.57723 | 0.60437 | 0.83705 | 1.097 | 1.2026 | 1.2026 | 1.289 | 1.2891 | 1.2453 | 1.1192 | 0.77553 | 0.85362 | CasTgsd104 | CasT | gsd | 104 | 116.22 | 368.0982 | [30 empty] | 0.60588 | 0.098901 | 0.036374
104 | Appliances | Cooking | Assembly | New | Energy Star convection oven | 0.31573 | 0.11622 |  | 1937 | 1 | 0.3681 | 6134.9693 | 17 |  | 631.37 | 1999.7086 | Per Unit | GSD | 0.57723 | 0.60437 | 0.83705 | 1.097 | 1.2026 | 1.2026 | 1.289 | 1.2891 | 1.2453 | 1.1192 | 0.77553 | 0.85362 | CasNgsd104 | CasN | gsd | 104 | 116.22 | 368.0982 | [30 empty] | 0.0066827 | 0.0010908 | 0.00040119
104 | Appliances | Cooking | College and University | Turnover | Energy Star convection oven | 0.31573 | 0.11622 |  | 1937 | 1 | 0.3681 | 6134.9693 | 17 |  | 631.37 | 1999.7086 | Per Unit | GSD | 0.57723 | 0.60437 | 0.83705 | 1.097 | 1.2026 | 1.2026 | 1.289 | 1.2891 | 1.2453 | 1.1192 | 0.77553 | 0.85362 | CcoTgsd104 | CcoT | gsd | 104 | 116.22 | 368.0982 | [30 empty] | 0.0050642 | 0.00082664 | 0.00030403
104 | Appliances | Cooking | College and University | New | Energy Star convection oven | 0.31573 | 0.11622 |  | 1937 | 1 | 0.3681 | 6134.9693 | 17 |  | 631.37 | 1999.7086 | Per Unit | GSD | 0.57723 | 0.60437 | 0.83705 | 1.097 | 1.2026 | 1.2026 | 1.289 | 1.2891 | 1.2453 | 1.1192 | 0.77553 | 0.85362 | CcoNgsd104 | CcoN | gsd | 104 | 116.22 | 368.0982 | [30 empty] | 5.5856e-05 | 9.1176e-06 | 3.3533e-06
104 | Appliances | Cooking | Data Center | Turnover | Energy Star convection oven | 0.11428 | 0.20726 |  | 1937 | 1 | 1.8136 | 16949.1525 | 17 |  | 631.37 | 5524.6187 | Per Unit | GSD | 0.57723 | 0.60437 | 0.83705 | 1.097 | 1.2026 | 1.2026 | 1.289 | 1.2891 | 1.2453 | 1.1192 | 0.77553 | 0.85362 | CdaTgsd104 | CdaT | gsd | 104 | 116.22 | 1016.9492 | [30 empty] | 0.0043552 | 0.00025484 | 0.00046549
104 | Appliances | Cooking | Data Center | New | Energy Star convection oven | 0.11428 | 0.20726 |  | 1937 | 1 | 1.8136 | 16949.1525 | 17 |  | 631.37 | 5524.6187 | Per Unit | GSD | 0.57723 | 0.60437 | 0.83705 | 1.097 | 1.2026 | 1.2026 | 1.289 | 1.2891 | 1.2453 | 1.1192 | 0.77553 | 0.85362 | CdaNgsd104 | CdaN | gsd | 104 | 116.22 | 1016.9492 | [30 empty] | 4.8036e-05 | 2.8108e-06 | 5.1341e-06
104 | Appliances | Cooking | Grocery | Turnover | Energy Star convection oven | 0.31573 | 0.11622 |  | 1937 | 1 | 0.3681 | 6134.9693 | 17 |  | 631.37 | 1999.7086 | Per Unit | GSD | 0.57723 | 0.60437 | 0.83705 | 1.097 | 1.2026 | 1.2026 | 1.289 | 1.2891 | 1.2453 | 1.1192 | 0.77553 | 0.85362 | CgrTgsd104 | CgrT | gsd | 104 | 116.22 | 368.0982 | [30 empty] | 1.3846 | 0.22601 | 0.083122
104 | Appliances | Cooking | Grocery | New | Energy Star convection oven | 0.31573 | 0.11622 |  | 1937 | 1 | 0.3681 | 6134.9693 | 17 |  | 631.37 | 1999.7086 | Per Unit | GSD | 0.57723 | 0.60437 | 0.83705 | 1.097 | 1.2026 | 1.2026 | 1.289 | 1.2891 | 1.2453 | 1.1192 | 0.77553 | 0.85362 | CgrNgsd104 | CgrN | gsd | 104 | 116.22 | 368.0982 | [30 empty] | 0.015271 | 0.0024928 | 0.0009168
104 | Appliances | Cooking | Healthcare | Turnover | Energy Star convection oven | 0.22857 | 0.25568 |  | 1937 | 1 | 1.1186 | 8474.5763 | 17 |  | 631.37 | 2762.3094 | Per Unit | GSD | 0.57723 | 0.60437 | 0.83705 | 1.097 | 1.2026 | 1.2026 | 1.289 | 1.2891 | 1.2453 | 1.1192 | 0.77553 | 0.85362 | CheTgsd104 | CheT | gsd | 104 | 116.22 | 508.4746 | [30 empty] | 0.060976 | 0.0071701 | 0.0080346
104 | Appliances | Cooking | Healthcare | New | Energy Star convection oven | 0.22857 | 0.25568 |  | 1937 | 1 | 1.1186 | 8474.5763 | 17 |  | 631.37 | 2762.3094 | Per Unit | GSD | 0.57723 | 0.60437 | 0.83705 | 1.097 | 1.2026 | 1.2026 | 1.289 | 1.2891 | 1.2453 | 1.1192 | 0.77553 | 0.85362 | CheNgsd104 | CheN | gsd | 104 | 116.22 | 508.4746 | [30 empty] | 0.00067254 | 7.9084e-05 | 8.8619e-05
104 | Appliances | Cooking | Hospitals | Turnover | Energy Star convection oven | 0.31573 | 0.11622 |  | 1937 | 1 | 0.3681 | 6134.9693 | 17 |  | 631.37 | 1999.7086 | Per Unit | GSD | 0.57723 | 0.60437 | 0.83705 | 1.097 | 1.2026 | 1.2026 | 1.289 | 1.2891 | 1.2453 | 1.1192 | 0.77553 | 0.85362 | ChoTgsd104 | ChoT | gsd | 104 | 116.22 | 368.0982 | [30 empty] | 0.29564 | 0.048258 | 0.017749
104 | Appliances | Cooking | Hospitals | New | Energy Star convection oven | 0.31573 | 0.11622 |  | 1937 | 1 | 0.3681 | 6134.9693 | 17 |  | 631.37 | 1999.7086 | Per Unit | GSD | 0.57723 | 0.60437 | 0.83705 | 1.097 | 1.2026 | 1.2026 | 1.289 | 1.2891 | 1.2453 | 1.1192 | 0.77553 | 0.85362 | ChoNgsd104 | ChoN | gsd | 104 | 116.22 | 368.0982 | [30 empty] | 0.0032608 | 0.00053227 | 0.00019576
104 | Appliances | Cooking | Institutional | Turnover | Energy Star convection oven | 0.11428 | 0.20726 |  | 1937 | 1 | 1.8136 | 16949.1525 | 17 |  | 631.37 | 5524.6187 | Per Unit | GSD | 0.57723 | 0.60437 | 0.83705 | 1.097 | 1.2026 | 1.2026 | 1.289 | 1.2891 | 1.2453 | 1.1192 | 0.77553 | 0.85362 | CinTgsd104 | CinT | gsd | 104 | 116.22 | 1016.9492 | [30 empty] | 0.17653 | 0.01033 | 0.018868
104 | Appliances | Cooking | Institutional | New | Energy Star convection oven | 0.11428 | 0.20726 |  | 1937 | 1 | 1.8136 | 16949.1525 | 17 |  | 631.37 | 5524.6187 | Per Unit | GSD | 0.57723 | 0.60437 | 0.83705 | 1.097 | 1.2026 | 1.2026 | 1.289 | 1.2891 | 1.2453 | 1.1192 | 0.77553 | 0.85362 | CinNgsd104 | CinN | gsd | 104 | 116.22 | 1016.9492 | [30 empty] | 0.0019471 | 0.00011393 | 0.00020811
104 | Appliances | Cooking | Lodging/Hospitality | Turnover | Energy Star convection oven | 0.35253 | 0.1569 |  | 1937 | 1 | 0.44505 | 5494.5055 | 17 |  | 631.37 | 1790.9478 | Per Unit | GSD | 0.57723 | 0.60437 | 0.83705 | 1.097 | 1.2026 | 1.2026 | 1.289 | 1.2891 | 1.2453 | 1.1192 | 0.77553 | 0.85362 | CloTgsd104 | CloT | gsd | 104 | 116.22 | 329.6703 | [30 empty] | 0.9179 | 0.16731 | 0.074721
104 | Appliances | Cooking | Lodging/Hospitality | New | Energy Star convection oven | 0.35253 | 0.1569 |  | 1937 | 1 | 0.44505 | 5494.5055 | 17 |  | 631.37 | 1790.9478 | Per Unit | GSD | 0.57723 | 0.60437 | 0.83705 | 1.097 | 1.2026 | 1.2026 | 1.289 | 1.2891 | 1.2453 | 1.1192 | 0.77553 | 0.85362 | CloNgsd104 | CloN | gsd | 104 | 116.22 | 329.6703 | [30 empty] | 0.010124 | 0.0018454 | 0.00082415
104 | Appliances | Cooking | Miscellaneous | Turnover | Energy Star convection oven | 0.11428 | 0.20726 |  | 1937 | 1 | 1.8136 | 16949.1525 | 17 |  | 631.37 | 5524.6187 | Per Unit | GSD | 0.57723 | 0.60437 | 0.83705 | 1.097 | 1.2026 | 1.2026 | 1.289 | 1.2891 | 1.2453 | 1.1192 | 0.77553 | 0.85362 | CmiTgsd104 | CmiT | gsd | 104 | 116.22 | 1016.9492 | [30 empty] | 0 | 0 | 0
104 | Appliances | Cooking | Miscellaneous | New | Energy Star convection oven | 0.11428 | 0.20726 |  | 1937 | 1 | 1.8136 | 16949.1525 | 17 |  | 631.37 | 5524.6187 | Per Unit | GSD | 0.57723 | 0.60437 | 0.83705 | 1.097 | 1.2026 | 1.2026 | 1.289 | 1.2891 | 1.2453 | 1.1192 | 0.77553 | 0.85362 | CmiNgsd104 | CmiN | gsd | 104 | 116.22 | 1016.9492 | [30 empty] | 0 | 0 | 0
104 | Appliances | Cooking | Offices | Turnover | Energy Star convection oven | 0.11428 | 0.20726 |  | 1937 | 1 | 1.8136 | 16949.1525 | 17 |  | 631.37 | 5524.6187 | Per Unit | GSD | 0.57723 | 0.60437 | 0.83705 | 1.097 | 1.2026 | 1.2026 | 1.289 | 1.2891 | 1.2453 | 1.1192 | 0.77553 | 0.85362 | CofTgsd104 | CofT | gsd | 104 | 116.22 | 1016.9492 | [30 empty] | 0.33632 | 0.019679 | 0.035946
104 | Appliances | Cooking | Offices | New | Energy Star convection oven | 0.11428 | 0.20726 |  | 1937 | 1 | 1.8136 | 16949.1525 | 17 |  | 631.37 | 5524.6187 | Per Unit | GSD | 0.57723 | 0.60437 | 0.83705 | 1.097 | 1.2026 | 1.2026 | 1.289 | 1.2891 | 1.2453 | 1.1192 | 0.77553 | 0.85362 | CofNgsd104 | CofN | gsd | 104 | 116.22 | 1016.9492 | [30 empty] | 0.0037095 | 0.00021706 | 0.00039648
104 | Appliances | Cooking | Restaurants | Turnover | Energy Star convection oven | 0.36997 | 0.19564 |  | 1937 | 1 | 0.5288 | 5235.6021 | 17 |  | 631.37 | 1706.5576 | Per Unit | GSD | 0.57723 | 0.60437 | 0.83705 | 1.097 | 1.2026 | 1.2026 | 1.289 | 1.2891 | 1.2453 | 1.1192 | 0.77553 | 0.85362 | CreTgsd104 | CreT | gsd | 104 | 116.22 | 314.1361 | [30 empty] | 5.9292 | 1.1325 | 0.59836
104 | Appliances | Cooking | Restaurants | New | Energy Star convection oven | 0.36997 | 0.19564 |  | 1937 | 1 | 0.5288 | 5235.6021 | 17 |  | 631.37 | 1706.5576 | Per Unit | GSD | 0.57723 | 0.60437 | 0.83705 | 1.097 | 1.2026 | 1.2026 | 1.289 | 1.2891 | 1.2453 | 1.1192 | 0.77553 | 0.85362 | CreNgsd104 | CreN | gsd | 104 | 116.22 | 314.1361 | [30 empty] | 0.060087 | 0.011477 | 0.0060638
104 | Appliances | Cooking | Retail | Turnover | Energy Star convection oven | 0.31573 | 0.11622 |  | 1937 | 1 | 0.3681 | 6134.9693 | 17 |  | 631.37 | 1999.7086 | Per Unit | GSD | 0.57723 | 0.60437 | 0.83705 | 1.097 | 1.2026 | 1.2026 | 1.289 | 1.2891 | 1.2453 | 1.1192 | 0.77553 | 0.85362 | CrtTgsd104 | CrtT | gsd | 104 | 116.22 | 368.0982 | [30 empty] | 0.24114 | 0.039362 | 0.014477
104 | Appliances | Cooking | Retail | New | Energy Star convection oven | 0.31573 | 0.11622 |  | 1937 | 1 | 0.3681 | 6134.9693 | 17 |  | 631.37 | 1999.7086 | Per Unit | GSD | 0.57723 | 0.60437 | 0.83705 | 1.097 | 1.2026 | 1.2026 | 1.289 | 1.2891 | 1.2453 | 1.1192 | 0.77553 | 0.85362 | CrtNgsd104 | CrtN | gsd | 104 | 116.22 | 368.0982 | [30 empty] | 0.0026597 | 0.00043415 | 0.00015967
104 | Appliances | Cooking | Schools K-12 | Turnover | Energy Star convection oven | 0.11428 | 0.20726 |  | 1937 | 1 | 1.8136 | 16949.1525 | 17 |  | 631.37 | 5524.6187 | Per Unit | GSD | 0.57723 | 0.60437 | 0.83705 | 1.097 | 1.2026 | 1.2026 | 1.289 | 1.2891 | 1.2453 | 1.1192 | 0.77553 | 0.85362 | CscTgsd104 | CscT | gsd | 104 | 116.22 | 1016.9492 | [30 empty] | 0.029409 | 0.0017208 | 0.0031432
104 | Appliances | Cooking | Schools K-12 | New | Energy Star convection oven | 0.11428 | 0.20726 |  | 1937 | 1 | 1.8136 | 16949.1525 | 17 |  | 631.37 | 5524.6187 | Per Unit | GSD | 0.57723 | 0.60437 | 0.83705 | 1.097 | 1.2026 | 1.2026 | 1.289 | 1.2891 | 1.2453 | 1.1192 | 0.77553 | 0.85362 | CscNgsd104 | CscN | gsd | 104 | 116.22 | 1016.9492 | [30 empty] | 0.00032437 | 1.898e-05 | 3.4669e-05
104 | Appliances | Cooking | Warehouse | Turnover | Energy Star convection oven | 0.11428 | 0.20726 |  | 1937 | 1 | 1.8136 | 16949.1525 | 17 |  | 631.37 | 5524.6187 | Per Unit | GSD | 0.57723 | 0.60437 | 0.83705 | 1.097 | 1.2026 | 1.2026 | 1.289 | 1.2891 | 1.2453 | 1.1192 | 0.77553 | 0.85362 | CwaTgsd104 | CwaT | gsd | 104 | 116.22 | 1016.9492 | [30 empty] | 0.0001512 | 8.847e-06 | 1.616e-05
104 | Appliances | Cooking | Warehouse | New | Energy Star convection oven | 0.11428 | 0.20726 |  | 1937 | 1 | 1.8136 | 16949.1525 | 17 |  | 631.37 | 5524.6187 | Per Unit | GSD | 0.57723 | 0.60437 | 0.83705 | 1.097 | 1.2026 | 1.2026 | 1.289 | 1.2891 | 1.2453 | 1.1192 | 0.77553 | 0.85362 | CwaNgsd104 | CwaN | gsd | 104 | 116.22 | 1016.9492 | [30 empty] | 1.6676e-06 | 9.7579e-08 | 1.7824e-07
105 | Appliances | Cooking | Assembly | Turnover | Energy Star Fryer | 0.15501 | 0.05706 |  | 951 | 1 | 0.3681 | 6134.9693 | 12 |  | 1543 | 9954.0039 | Per Unit | GSD | 1.0063 | 0.98564 | 1.0265 | 1.0441 | 1.0994 | 1.0901 | 1.0679 | 1.0965 | 1.0642 | 1.0547 | 1.0277 | 1.0297 | CasTgsd105 | CasT | gsd | 105 | 57.06 | 368.0982 | [30 empty] | 0.64057 | 0.10456 | 0.038457
105 | Appliances | Cooking | Assembly | New | Energy Star Fryer | 0.15501 | 0.05706 |  | 951 | 1 | 0.3681 | 6134.9693 | 12 |  | 1543 | 9954.0039 | Per Unit | GSD | 1.0063 | 0.98564 | 1.0265 | 1.0441 | 1.0994 | 1.0901 | 1.0679 | 1.0965 | 1.0642 | 1.0547 | 1.0277 | 1.0297 | CasNgsd105 | CasN | gsd | 105 | 57.06 | 368.0982 | [30 empty] | 0.0070653 | 0.0011533 | 0.00042417
105 | Appliances | Cooking | College and University | Turnover | Energy Star Fryer | 0.15501 | 0.05706 |  | 951 | 1 | 0.3681 | 6134.9693 | 12 |  | 1543 | 9954.0039 | Per Unit | GSD | 1.0063 | 0.98564 | 1.0265 | 1.0441 | 1.0994 | 1.0901 | 1.0679 | 1.0965 | 1.0642 | 1.0547 | 1.0277 | 1.0297 | CcoTgsd105 | CcoT | gsd | 105 | 57.06 | 368.0982 | [30 empty] | 0.0054024 | 0.00088186 | 0.00032433
105 | Appliances | Cooking | College and University | New | Energy Star Fryer | 0.15501 | 0.05706 |  | 951 | 1 | 0.3681 | 6134.9693 | 12 |  | 1543 | 9954.0039 | Per Unit | GSD | 1.0063 | 0.98564 | 1.0265 | 1.0441 | 1.0994 | 1.0901 | 1.0679 | 1.0965 | 1.0642 | 1.0547 | 1.0277 | 1.0297 | CcoNgsd105 | CcoN | gsd | 105 | 57.06 | 368.0982 | [30 empty] | 5.9587e-05 | 9.7266e-06 | 3.5773e-06
105 | Appliances | Cooking | Data Center | Turnover | Energy Star Fryer | 0.056109 | 0.10176 |  | 951 | 1 | 1.8136 | 16949.1525 | 12 |  | 1543 | 27500.0446 | Per Unit | GSD | 1.0063 | 0.98564 | 1.0265 | 1.0441 | 1.0994 | 1.0901 | 1.0679 | 1.0965 | 1.0642 | 1.0547 | 1.0277 | 1.0297 | CdaTgsd105 | CdaT | gsd | 105 | 57.06 | 1016.9492 | [30 empty] | 0.0046046 | 0.00026943 | 0.00049214
105 | Appliances | Cooking | Data Center | New | Energy Star Fryer | 0.056109 | 0.10176 |  | 951 | 1 | 1.8136 | 16949.1525 | 12 |  | 1543 | 27500.0446 | Per Unit | GSD | 1.0063 | 0.98564 | 1.0265 | 1.0441 | 1.0994 | 1.0901 | 1.0679 | 1.0965 | 1.0642 | 1.0547 | 1.0277 | 1.0297 | CdaNgsd105 | CdaN | gsd | 105 | 57.06 | 1016.9492 | [30 empty] | 5.0787e-05 | 2.9717e-06 | 5.4281e-06
105 | Appliances | Cooking | Grocery | Turnover | Energy Star Fryer | 0.15501 | 0.05706 |  | 951 | 1 | 0.3681 | 6134.9693 | 12 |  | 1543 | 9954.0039 | Per Unit | GSD | 1.0063 | 0.98564 | 1.0265 | 1.0441 | 1.0994 | 1.0901 | 1.0679 | 1.0965 | 1.0642 | 1.0547 | 1.0277 | 1.0297 | CgrTgsd105 | CgrT | gsd | 105 | 57.06 | 368.0982 | [30 empty] | 1.4638 | 0.23895 | 0.087881
105 | Appliances | Cooking | Grocery | New | Energy Star Fryer | 0.15501 | 0.05706 |  | 951 | 1 | 0.3681 | 6134.9693 | 12 |  | 1543 | 9954.0039 | Per Unit | GSD | 1.0063 | 0.98564 | 1.0265 | 1.0441 | 1.0994 | 1.0901 | 1.0679 | 1.0965 | 1.0642 | 1.0547 | 1.0277 | 1.0297 | CgrNgsd105 | CgrN | gsd | 105 | 57.06 | 368.0982 | [30 empty] | 0.016145 | 0.0026355 | 0.0009693
105 | Appliances | Cooking | Healthcare | Turnover | Energy Star Fryer | 0.11222 | 0.12553 |  | 951 | 1 | 1.1186 | 8474.5763 | 12 |  | 1543 | 13750.0223 | Per Unit | GSD | 1.0063 | 0.98564 | 1.0265 | 1.0441 | 1.0994 | 1.0901 | 1.0679 | 1.0965 | 1.0642 | 1.0547 | 1.0277 | 1.0297 | CheTgsd105 | CheT | gsd | 105 | 57.06 | 508.4746 | [30 empty] | 0.066229 | 0.0077879 | 0.0087269
105 | Appliances | Cooking | Healthcare | New | Energy Star Fryer | 0.11222 | 0.12553 |  | 951 | 1 | 1.1186 | 8474.5763 | 12 |  | 1543 | 13750.0223 | Per Unit | GSD | 1.0063 | 0.98564 | 1.0265 | 1.0441 | 1.0994 | 1.0901 | 1.0679 | 1.0965 | 1.0642 | 1.0547 | 1.0277 | 1.0297 | CheNgsd105 | CheN | gsd | 105 | 57.06 | 508.4746 | [30 empty] | 0.00073049 | 8.5898e-05 | 9.6254e-05
105 | Appliances | Cooking | Hospitals | Turnover | Energy Star Fryer | 0.15501 | 0.05706 |  | 951 | 1 | 0.3681 | 6134.9693 | 12 |  | 1543 | 9954.0039 | Per Unit | GSD | 1.0063 | 0.98564 | 1.0265 | 1.0441 | 1.0994 | 1.0901 | 1.0679 | 1.0965 | 1.0642 | 1.0547 | 1.0277 | 1.0297 | ChoTgsd105 | ChoT | gsd | 105 | 57.06 | 368.0982 | [30 empty] | 0.31538 | 0.051481 | 0.018934
105 | Appliances | Cooking | Hospitals | New | Energy Star Fryer | 0.15501 | 0.05706 |  | 951 | 1 | 0.3681 | 6134.9693 | 12 |  | 1543 | 9954.0039 | Per Unit | GSD | 1.0063 | 0.98564 | 1.0265 | 1.0441 | 1.0994 | 1.0901 | 1.0679 | 1.0965 | 1.0642 | 1.0547 | 1.0277 | 1.0297 | ChoNgsd105 | ChoN | gsd | 105 | 57.06 | 368.0982 | [30 empty] | 0.0034786 | 0.00056782 | 0.00020884
105 | Appliances | Cooking | Institutional | Turnover | Energy Star Fryer | 0.056109 | 0.10176 |  | 951 | 1 | 1.8136 | 16949.1525 | 12 |  | 1543 | 27500.0446 | Per Unit | GSD | 1.0063 | 0.98564 | 1.0265 | 1.0441 | 1.0994 | 1.0901 | 1.0679 | 1.0965 | 1.0642 | 1.0547 | 1.0277 | 1.0297 | CinTgsd105 | CinT | gsd | 105 | 57.06 | 1016.9492 | [30 empty] | 0.18664 | 0.010921 | 0.019948
105 | Appliances | Cooking | Institutional | New | Energy Star Fryer | 0.056109 | 0.10176 |  | 951 | 1 | 1.8136 | 16949.1525 | 12 |  | 1543 | 27500.0446 | Per Unit | GSD | 1.0063 | 0.98564 | 1.0265 | 1.0441 | 1.0994 | 1.0901 | 1.0679 | 1.0965 | 1.0642 | 1.0547 | 1.0277 | 1.0297 | CinNgsd105 | CinN | gsd | 105 | 57.06 | 1016.9492 | [30 empty] | 0.0020586 | 0.00012046 | 0.00022002
105 | Appliances | Cooking | Lodging/Hospitality | Turnover | Energy Star Fryer | 0.17308 | 0.077031 |  | 951 | 1 | 0.44505 | 5494.5055 | 12 |  | 1543 | 8914.8496 | Per Unit | GSD | 1.0063 | 0.98564 | 1.0265 | 1.0441 | 1.0994 | 1.0901 | 1.0679 | 1.0965 | 1.0642 | 1.0547 | 1.0277 | 1.0297 | CloTgsd105 | CloT | gsd | 105 | 57.06 | 329.6703 | [30 empty] | 0.99699 | 0.18173 | 0.081159
105 | Appliances | Cooking | Lodging/Hospitality | New | Energy Star Fryer | 0.17308 | 0.077031 |  | 951 | 1 | 0.44505 | 5494.5055 | 12 |  | 1543 | 8914.8496 | Per Unit | GSD | 1.0063 | 0.98564 | 1.0265 | 1.0441 | 1.0994 | 1.0901 | 1.0679 | 1.0965 | 1.0642 | 1.0547 | 1.0277 | 1.0297 | CloNgsd105 | CloN | gsd | 105 | 57.06 | 329.6703 | [30 empty] | 0.010996 | 0.0020044 | 0.00089516
105 | Appliances | Cooking | Miscellaneous | Turnover | Energy Star Fryer | 0.056109 | 0.10176 |  | 951 | 1 | 1.8136 | 16949.1525 | 12 |  | 1543 | 27500.0446 | Per Unit | GSD | 1.0063 | 0.98564 | 1.0265 | 1.0441 | 1.0994 | 1.0901 | 1.0679 | 1.0965 | 1.0642 | 1.0547 | 1.0277 | 1.0297 | CmiTgsd105 | CmiT | gsd | 105 | 57.06 | 1016.9492 | [30 empty] | 0 | 0 | 0
105 | Appliances | Cooking | Miscellaneous | New | Energy Star Fryer | 0.056109 | 0.10176 |  | 951 | 1 | 1.8136 | 16949.1525 | 12 |  | 1543 | 27500.0446 | Per Unit | GSD | 1.0063 | 0.98564 | 1.0265 | 1.0441 | 1.0994 | 1.0901 | 1.0679 | 1.0965 | 1.0642 | 1.0547 | 1.0277 | 1.0297 | CmiNgsd105 | CmiN | gsd | 105 | 57.06 | 1016.9492 | [30 empty] | 0 | 0 | 0
105 | Appliances | Cooking | Offices | Turnover | Energy Star Fryer | 0.056109 | 0.10176 |  | 951 | 1 | 1.8136 | 16949.1525 | 12 |  | 1543 | 27500.0446 | Per Unit | GSD | 1.0063 | 0.98564 | 1.0265 | 1.0441 | 1.0994 | 1.0901 | 1.0679 | 1.0965 | 1.0642 | 1.0547 | 1.0277 | 1.0297 | CofTgsd105 | CofT | gsd | 105 | 57.06 | 1016.9492 | [30 empty] | 0.35558 | 0.020806 | 0.038005
105 | Appliances | Cooking | Offices | New | Energy Star Fryer | 0.056109 | 0.10176 |  | 951 | 1 | 1.8136 | 16949.1525 | 12 |  | 1543 | 27500.0446 | Per Unit | GSD | 1.0063 | 0.98564 | 1.0265 | 1.0441 | 1.0994 | 1.0901 | 1.0679 | 1.0965 | 1.0642 | 1.0547 | 1.0277 | 1.0297 | CofNgsd105 | CofN | gsd | 105 | 57.06 | 1016.9492 | [30 empty] | 0.0039219 | 0.00022948 | 0.00041918
105 | Appliances | Cooking | Restaurants | Turnover | Energy Star Fryer | 0.18164 | 0.096051 |  | 951 | 1 | 0.5288 | 5235.6021 | 12 |  | 1543 | 8494.7782 | Per Unit | GSD | 1.0063 | 0.98564 | 1.0265 | 1.0441 | 1.0994 | 1.0901 | 1.0679 | 1.0965 | 1.0642 | 1.0547 | 1.0277 | 1.0297 | CreTgsd105 | CreT | gsd | 105 | 57.06 | 314.1361 | [30 empty] | 6.3252 | 1.2081 | 0.63833
105 | Appliances | Cooking | Restaurants | New | Energy Star Fryer | 0.18164 | 0.096051 |  | 951 | 1 | 0.5288 | 5235.6021 | 12 |  | 1543 | 8494.7782 | Per Unit | GSD | 1.0063 | 0.98564 | 1.0265 | 1.0441 | 1.0994 | 1.0901 | 1.0679 | 1.0965 | 1.0642 | 1.0547 | 1.0277 | 1.0297 | CreNgsd105 | CreN | gsd | 105 | 57.06 | 314.1361 | [30 empty] | 0.069765 | 0.013325 | 0.0070405
105 | Appliances | Cooking | Retail | Turnover | Energy Star Fryer | 0.15501 | 0.05706 |  | 951 | 1 | 0.3681 | 6134.9693 | 12 |  | 1543 | 9954.0039 | Per Unit | GSD | 1.0063 | 0.98564 | 1.0265 | 1.0441 | 1.0994 | 1.0901 | 1.0679 | 1.0965 | 1.0642 | 1.0547 | 1.0277 | 1.0297 | CrtTgsd105 | CrtT | gsd | 105 | 57.06 | 368.0982 | [30 empty] | 0.25495 | 0.041616 | 0.015306
105 | Appliances | Cooking | Retail | New | Energy Star Fryer | 0.15501 | 0.05706 |  | 951 | 1 | 0.3681 | 6134.9693 | 12 |  | 1543 | 9954.0039 | Per Unit | GSD | 1.0063 | 0.98564 | 1.0265 | 1.0441 | 1.0994 | 1.0901 | 1.0679 | 1.0965 | 1.0642 | 1.0547 | 1.0277 | 1.0297 | CrtNgsd105 | CrtN | gsd | 105 | 57.06 | 368.0982 | [30 empty] | 0.002812 | 0.00045901 | 0.00016882
105 | Appliances | Cooking | Schools K-12 | Turnover | Energy Star Fryer | 0.056109 | 0.10176 |  | 951 | 1 | 1.8136 | 16949.1525 | 12 |  | 1543 | 27500.0446 | Per Unit | GSD | 1.0063 | 0.98564 | 1.0265 | 1.0441 | 1.0994 | 1.0901 | 1.0679 | 1.0965 | 1.0642 | 1.0547 | 1.0277 | 1.0297 | CscTgsd105 | CscT | gsd | 105 | 57.06 | 1016.9492 | [30 empty] | 0.031373 | 0.0018358 | 0.0033532
105 | Appliances | Cooking | Schools K-12 | New | Energy Star Fryer | 0.056109 | 0.10176 |  | 951 | 1 | 1.8136 | 16949.1525 | 12 |  | 1543 | 27500.0446 | Per Unit | GSD | 1.0063 | 0.98564 | 1.0265 | 1.0441 | 1.0994 | 1.0901 | 1.0679 | 1.0965 | 1.0642 | 1.0547 | 1.0277 | 1.0297 | CscNgsd105 | CscN | gsd | 105 | 57.06 | 1016.9492 | [30 empty] | 0.00034604 | 2.0248e-05 | 3.6985e-05
105 | Appliances | Cooking | Warehouse | Turnover | Energy Star Fryer | 0.056109 | 0.10176 |  | 951 | 1 | 1.8136 | 16949.1525 | 12 |  | 1543 | 27500.0446 | Per Unit | GSD | 1.0063 | 0.98564 | 1.0265 | 1.0441 | 1.0994 | 1.0901 | 1.0679 | 1.0965 | 1.0642 | 1.0547 | 1.0277 | 1.0297 | CwaTgsd105 | CwaT | gsd | 105 | 57.06 | 1016.9492 | [30 empty] | 0.00015985 | 9.3535e-06 | 1.7085e-05
105 | Appliances | Cooking | Warehouse | New | Energy Star Fryer | 0.056109 | 0.10176 |  | 951 | 1 | 1.8136 | 16949.1525 | 12 |  | 1543 | 27500.0446 | Per Unit | GSD | 1.0063 | 0.98564 | 1.0265 | 1.0441 | 1.0994 | 1.0901 | 1.0679 | 1.0965 | 1.0642 | 1.0547 | 1.0277 | 1.0297 | CwaNgsd105 | CwaN | gsd | 105 | 57.06 | 1016.9492 | [30 empty] | 1.7631e-06 | 1.0317e-07 | 1.8844e-07
106 | Appliances | Cooking | Assembly | Turnover | Energy Star Griddle | 0.23502 | 0.086511 |  | 1441.85 | 1 | 0.3681 | 6134.9693 | 12 |  | 0.01 | 0.042549 | Per Unit | GSD | 1.0063 | 0.98564 | 1.0265 | 1.0441 | 1.0994 | 1.0901 | 1.0679 | 1.0965 | 1.0642 | 1.0547 | 1.0277 | 1.0297 | CasTgsd106 | CasT | gsd | 106 | 86.511 | 368.0982 | [30 empty] | 0 | 0 | 0
106 | Appliances | Cooking | Assembly | New | Energy Star Griddle | 0.23502 | 0.086511 |  | 1441.85 | 1 | 0.3681 | 6134.9693 | 12 |  | 0.01 | 0.042549 | Per Unit | GSD | 1.0063 | 0.98564 | 1.0265 | 1.0441 | 1.0994 | 1.0901 | 1.0679 | 1.0965 | 1.0642 | 1.0547 | 1.0277 | 1.0297 | CasNgsd106 | CasN | gsd | 106 | 86.511 | 368.0982 | [30 empty] | 0 | 0 | 0
106 | Appliances | Cooking | College and University | Turnover | Energy Star Griddle | 0.23502 | 0.086511 |  | 1441.85 | 1 | 0.3681 | 6134.9693 | 12 |  | 0.01 | 0.042549 | Per Unit | GSD | 1.0063 | 0.98564 | 1.0265 | 1.0441 | 1.0994 | 1.0901 | 1.0679 | 1.0965 | 1.0642 | 1.0547 | 1.0277 | 1.0297 | CcoTgsd106 | CcoT | gsd | 106 | 86.511 | 368.0982 | [30 empty] | 0.0031133 | 0.00050819 | 0.00018691
106 | Appliances | Cooking | College and University | New | Energy Star Griddle | 0.23502 | 0.086511 |  | 1441.85 | 1 | 0.3681 | 6134.9693 | 12 |  | 0.01 | 0.042549 | Per Unit | GSD | 1.0063 | 0.98564 | 1.0265 | 1.0441 | 1.0994 | 1.0901 | 1.0679 | 1.0965 | 1.0642 | 1.0547 | 1.0277 | 1.0297 | CcoNgsd106 | CcoN | gsd | 106 | 86.511 | 368.0982 | [30 empty] | 3.4338e-05 | 5.6052e-06 | 2.0615e-06
106 | Appliances | Cooking | Data Center | Turnover | Energy Star Griddle | 0.085069 | 0.15428 |  | 1441.85 | 1 | 1.8136 | 16949.1525 | 12 |  | 0.01 | 0.11755 | Per Unit | GSD | 1.0063 | 0.98564 | 1.0265 | 1.0441 | 1.0994 | 1.0901 | 1.0679 | 1.0965 | 1.0642 | 1.0547 | 1.0277 | 1.0297 | CdaTgsd106 | CdaT | gsd | 106 | 86.511 | 1016.9492 | [30 empty] | 0 | 0 | 0
106 | Appliances | Cooking | Data Center | New | Energy Star Griddle | 0.085069 | 0.15428 |  | 1441.85 | 1 | 1.8136 | 16949.1525 | 12 |  | 0.01 | 0.11755 | Per Unit | GSD | 1.0063 | 0.98564 | 1.0265 | 1.0441 | 1.0994 | 1.0901 | 1.0679 | 1.0965 | 1.0642 | 1.0547 | 1.0277 | 1.0297 | CdaNgsd106 | CdaN | gsd | 106 | 86.511 | 1016.9492 | [30 empty] | 0 | 0 | 0
106 | Appliances | Cooking | Grocery | Turnover | Energy Star Griddle | 0.23502 | 0.086511 |  | 1441.85 | 1 | 0.3681 | 6134.9693 | 12 |  | 0.01 | 0.042549 | Per Unit | GSD | 1.0063 | 0.98564 | 1.0265 | 1.0441 | 1.0994 | 1.0901 | 1.0679 | 1.0965 | 1.0642 | 1.0547 | 1.0277 | 1.0297 | CgrTgsd106 | CgrT | gsd | 106 | 86.511 | 368.0982 | [30 empty] | 0 | 0 | 0
106 | Appliances | Cooking | Grocery | New | Energy Star Griddle | 0.23502 | 0.086511 |  | 1441.85 | 1 | 0.3681 | 6134.9693 | 12 |  | 0.01 | 0.042549 | Per Unit | GSD | 1.0063 | 0.98564 | 1.0265 | 1.0441 | 1.0994 | 1.0901 | 1.0679 | 1.0965 | 1.0642 | 1.0547 | 1.0277 | 1.0297 | CgrNgsd106 | CgrN | gsd | 106 | 86.511 | 368.0982 | [30 empty] | 0 | 0 | 0
106 | Appliances | Cooking | Healthcare | Turnover | Energy Star Griddle | 0.17014 | 0.19032 |  | 1441.85 | 1 | 1.1186 | 8474.5763 | 12 |  | 0.01 | 0.058776 | Per Unit | GSD | 1.0063 | 0.98564 | 1.0265 | 1.0441 | 1.0994 | 1.0901 | 1.0679 | 1.0965 | 1.0642 | 1.0547 | 1.0277 | 1.0297 | CheTgsd106 | CheT | gsd | 106 | 86.511 | 508.4746 | [30 empty] | 0.038166 | 0.004488 | 0.0050291
106 | Appliances | Cooking | Healthcare | New | Energy Star Griddle | 0.17014 | 0.19032 |  | 1441.85 | 1 | 1.1186 | 8474.5763 | 12 |  | 0.01 | 0.058776 | Per Unit | GSD | 1.0063 | 0.98564 | 1.0265 | 1.0441 | 1.0994 | 1.0901 | 1.0679 | 1.0965 | 1.0642 | 1.0547 | 1.0277 | 1.0297 | CheNgsd106 | CheN | gsd | 106 | 86.511 | 508.4746 | [30 empty] | 0.00042096 | 4.9501e-05 | 5.5469e-05
106 | Appliances | Cooking | Hospitals | Turnover | Energy Star Griddle | 0.23502 | 0.086511 |  | 1441.85 | 1 | 0.3681 | 6134.9693 | 12 |  | 0.01 | 0.042549 | Per Unit | GSD | 1.0063 | 0.98564 | 1.0265 | 1.0441 | 1.0994 | 1.0901 | 1.0679 | 1.0965 | 1.0642 | 1.0547 | 1.0277 | 1.0297 | ChoTgsd106 | ChoT | gsd | 106 | 86.511 | 368.0982 | [30 empty] | 0.18175 | 0.029667 | 0.010911
106 | Appliances | Cooking | Hospitals | New | Energy Star Griddle | 0.23502 | 0.086511 |  | 1441.85 | 1 | 0.3681 | 6134.9693 | 12 |  | 0.01 | 0.042549 | Per Unit | GSD | 1.0063 | 0.98564 | 1.0265 | 1.0441 | 1.0994 | 1.0901 | 1.0679 | 1.0965 | 1.0642 | 1.0547 | 1.0277 | 1.0297 | ChoNgsd106 | ChoN | gsd | 106 | 86.511 | 368.0982 | [30 empty] | 0.0020046 | 0.00032722 | 0.00012035
106 | Appliances | Cooking | Institutional | Turnover | Energy Star Griddle | 0.085069 | 0.15428 |  | 1441.85 | 1 | 1.8136 | 16949.1525 | 12 |  | 0.01 | 0.11755 | Per Unit | GSD | 1.0063 | 0.98564 | 1.0265 | 1.0441 | 1.0994 | 1.0901 | 1.0679 | 1.0965 | 1.0642 | 1.0547 | 1.0277 | 1.0297 | CinTgsd106 | CinT | gsd | 106 | 86.511 | 1016.9492 | [30 empty] | 0 | 0 | 0
106 | Appliances | Cooking | Institutional | New | Energy Star Griddle | 0.085069 | 0.15428 |  | 1441.85 | 1 | 1.8136 | 16949.1525 | 12 |  | 0.01 | 0.11755 | Per Unit | GSD | 1.0063 | 0.98564 | 1.0265 | 1.0441 | 1.0994 | 1.0901 | 1.0679 | 1.0965 | 1.0642 | 1.0547 | 1.0277 | 1.0297 | CinNgsd106 | CinN | gsd | 106 | 86.511 | 1016.9492 | [30 empty] | 0 | 0 | 0
106 | Appliances | Cooking | Lodging/Hospitality | Turnover | Energy Star Griddle | 0.26242 | 0.11679 |  | 1441.85 | 1 | 0.44505 | 5494.5055 | 12 |  | 0.01 | 0.038107 | Per Unit | GSD | 1.0063 | 0.98564 | 1.0265 | 1.0441 | 1.0994 | 1.0901 | 1.0679 | 1.0965 | 1.0642 | 1.0547 | 1.0277 | 1.0297 | CloTgsd106 | CloT | gsd | 106 | 86.511 | 329.6703 | [30 empty] | 0.57454 | 0.10472 | 0.04677
106 | Appliances | Cooking | Lodging/Hospitality | New | Energy Star Griddle | 0.26242 | 0.11679 |  | 1441.85 | 1 | 0.44505 | 5494.5055 | 12 |  | 0.01 | 0.038107 | Per Unit | GSD | 1.0063 | 0.98564 | 1.0265 | 1.0441 | 1.0994 | 1.0901 | 1.0679 | 1.0965 | 1.0642 | 1.0547 | 1.0277 | 1.0297 | CloNgsd106 | CloN | gsd | 106 | 86.511 | 329.6703 | [30 empty] | 0.006337 | 0.0011551 | 0.00051586
106 | Appliances | Cooking | Miscellaneous | Turnover | Energy Star Griddle | 0.085069 | 0.15428 |  | 1441.85 | 1 | 1.8136 | 16949.1525 | 12 |  | 0.01 | 0.11755 | Per Unit | GSD | 1.0063 | 0.98564 | 1.0265 | 1.0441 | 1.0994 | 1.0901 | 1.0679 | 1.0965 | 1.0642 | 1.0547 | 1.0277 | 1.0297 | CmiTgsd106 | CmiT | gsd | 106 | 86.511 | 1016.9492 | [30 empty] | 0 | 0 | 0
106 | Appliances | Cooking | Miscellaneous | New | Energy Star Griddle | 0.085069 | 0.15428 |  | 1441.85 | 1 | 1.8136 | 16949.1525 | 12 |  | 0.01 | 0.11755 | Per Unit | GSD | 1.0063 | 0.98564 | 1.0265 | 1.0441 | 1.0994 | 1.0901 | 1.0679 | 1.0965 | 1.0642 | 1.0547 | 1.0277 | 1.0297 | CmiNgsd106 | CmiN | gsd | 106 | 86.511 | 1016.9492 | [30 empty] | 0 | 0 | 0
106 | Appliances | Cooking | Offices | Turnover | Energy Star Griddle | 0.085069 | 0.15428 |  | 1441.85 | 1 | 1.8136 | 16949.1525 | 12 |  | 0.01 | 0.11755 | Per Unit | GSD | 1.0063 | 0.98564 | 1.0265 | 1.0441 | 1.0994 | 1.0901 | 1.0679 | 1.0965 | 1.0642 | 1.0547 | 1.0277 | 1.0297 | CofTgsd106 | CofT | gsd | 106 | 86.511 | 1016.9492 | [30 empty] | 0 | 0 | 0
106 | Appliances | Cooking | Offices | New | Energy Star Griddle | 0.085069 | 0.15428 |  | 1441.85 | 1 | 1.8136 | 16949.1525 | 12 |  | 0.01 | 0.11755 | Per Unit | GSD | 1.0063 | 0.98564 | 1.0265 | 1.0441 | 1.0994 | 1.0901 | 1.0679 | 1.0965 | 1.0642 | 1.0547 | 1.0277 | 1.0297 | CofNgsd106 | CofN | gsd | 106 | 86.511 | 1016.9492 | [30 empty] | 0 | 0 | 0
106 | Appliances | Cooking | Restaurants | Turnover | Energy Star Griddle | 0.27539 | 0.14563 |  | 1441.85 | 1 | 0.5288 | 5235.6021 | 12 |  | 0.01 | 0.036312 | Per Unit | GSD | 1.0063 | 0.98564 | 1.0265 | 1.0441 | 1.0994 | 1.0901 | 1.0679 | 1.0965 | 1.0642 | 1.0547 | 1.0277 | 1.0297 | CreTgsd106 | CreT | gsd | 106 | 86.511 | 314.1361 | [30 empty] | 3.6451 | 0.69621 | 0.36785
106 | Appliances | Cooking | Restaurants | New | Energy Star Griddle | 0.27539 | 0.14563 |  | 1441.85 | 1 | 0.5288 | 5235.6021 | 12 |  | 0.01 | 0.036312 | Per Unit | GSD | 1.0063 | 0.98564 | 1.0265 | 1.0441 | 1.0994 | 1.0901 | 1.0679 | 1.0965 | 1.0642 | 1.0547 | 1.0277 | 1.0297 | CreNgsd106 | CreN | gsd | 106 | 86.511 | 314.1361 | [30 empty] | 0.017778 | 0.0033955 | 0.0017941
106 | Appliances | Cooking | Retail | Turnover | Energy Star Griddle | 0.23502 | 0.086511 |  | 1441.85 | 1 | 0.3681 | 6134.9693 | 12 |  | 0.01 | 0.042549 | Per Unit | GSD | 1.0063 | 0.98564 | 1.0265 | 1.0441 | 1.0994 | 1.0901 | 1.0679 | 1.0965 | 1.0642 | 1.0547 | 1.0277 | 1.0297 | CrtTgsd106 | CrtT | gsd | 106 | 86.511 | 368.0982 | [30 empty] | 0 | 0 | 0
106 | Appliances | Cooking | Retail | New | Energy Star Griddle | 0.23502 | 0.086511 |  | 1441.85 | 1 | 0.3681 | 6134.9693 | 12 |  | 0.01 | 0.042549 | Per Unit | GSD | 1.0063 | 0.98564 | 1.0265 | 1.0441 | 1.0994 | 1.0901 | 1.0679 | 1.0965 | 1.0642 | 1.0547 | 1.0277 | 1.0297 | CrtNgsd106 | CrtN | gsd | 106 | 86.511 | 368.0982 | [30 empty] | 0 | 0 | 0
106 | Appliances | Cooking | Schools K-12 | Turnover | Energy Star Griddle | 0.085069 | 0.15428 |  | 1441.85 | 1 | 1.8136 | 16949.1525 | 12 |  | 0.01 | 0.11755 | Per Unit | GSD | 1.0063 | 0.98564 | 1.0265 | 1.0441 | 1.0994 | 1.0901 | 1.0679 | 1.0965 | 1.0642 | 1.0547 | 1.0277 | 1.0297 | CscTgsd106 | CscT | gsd | 106 | 86.511 | 1016.9492 | [30 empty] | 0.01808 | 0.0010579 | 0.0019324
106 | Appliances | Cooking | Schools K-12 | New | Energy Star Griddle | 0.085069 | 0.15428 |  | 1441.85 | 1 | 1.8136 | 16949.1525 | 12 |  | 0.01 | 0.11755 | Per Unit | GSD | 1.0063 | 0.98564 | 1.0265 | 1.0441 | 1.0994 | 1.0901 | 1.0679 | 1.0965 | 1.0642 | 1.0547 | 1.0277 | 1.0297 | CscNgsd106 | CscN | gsd | 106 | 86.511 | 1016.9492 | [30 empty] | 0.00019941 | 1.1668e-05 | 2.1313e-05
106 | Appliances | Cooking | Warehouse | Turnover | Energy Star Griddle | 0.085069 | 0.15428 |  | 1441.85 | 1 | 1.8136 | 16949.1525 | 12 |  | 0.01 | 0.11755 | Per Unit | GSD | 1.0063 | 0.98564 | 1.0265 | 1.0441 | 1.0994 | 1.0901 | 1.0679 | 1.0965 | 1.0642 | 1.0547 | 1.0277 | 1.0297 | CwaTgsd106 | CwaT | gsd | 106 | 86.511 | 1016.9492 | [30 empty] | 0 | 0 | 0
106 | Appliances | Cooking | Warehouse | New | Energy Star Griddle | 0.085069 | 0.15428 |  | 1441.85 | 1 | 1.8136 | 16949.1525 | 12 |  | 0.01 | 0.11755 | Per Unit | GSD | 1.0063 | 0.98564 | 1.0265 | 1.0441 | 1.0994 | 1.0901 | 1.0679 | 1.0965 | 1.0642 | 1.0547 | 1.0277 | 1.0297 | CwaNgsd106 | CwaN | gsd | 106 | 86.511 | 1016.9492 | [30 empty] | 0 | 0 | 0
107 | Appliances | Cooking | Assembly | Turnover | Energy Star Hot Food Holding Cabinet | 0.28201 | 0.10381 |  | 1730.1 | 1 | 0.3681 | 6134.9693 | 12 |  | 2788 | 9886.304 | Per Unit | GSD | 1 | 1 | 1 | 1 | 1 | 1 | 1 | 1 | 1 | 1 | 1 | 1 | CasTgsd107 | CasT | gsd | 107 | 103.806 | 368.0982 | [30 empty] | 0 | 0 | 0
107 | Appliances | Cooking | Assembly | New | Energy Star Hot Food Holding Cabinet | 0.28201 | 0.10381 |  | 1730.1 | 1 | 0.3681 | 6134.9693 | 12 |  | 2788 | 9886.304 | Per Unit | GSD | 1 | 1 | 1 | 1 | 1 | 1 | 1 | 1 | 1 | 1 | 1 | 1 | CasNgsd107 | CasN | gsd | 107 | 103.806 | 368.0982 | [30 empty] | 0 | 0 | 0
107 | Appliances | Cooking | College and University | Turnover | Energy Star Hot Food Holding Cabinet | 0.28201 | 0.10381 |  | 1730.1 | 1 | 0.3681 | 6134.9693 | 12 |  | 2788 | 9886.304 | Per Unit | GSD | 1 | 1 | 1 | 1 | 1 | 1 | 1 | 1 | 1 | 1 | 1 | 1 | CcoTgsd107 | CcoT | gsd | 107 | 103.806 | 368.0982 | [30 empty] | 0.015607 | 0.0025476 | 0.00093697
107 | Appliances | Cooking | College and University | New | Energy Star Hot Food Holding Cabinet | 0.28201 | 0.10381 |  | 1730.1 | 1 | 0.3681 | 6134.9693 | 12 |  | 2788 | 9886.304 | Per Unit | GSD | 1 | 1 | 1 | 1 | 1 | 1 | 1 | 1 | 1 | 1 | 1 | 1 | CcoNgsd107 | CcoN | gsd | 107 | 103.806 | 368.0982 | [30 empty] | 0.00017214 | 2.8099e-05 | 1.0334e-05
107 | Appliances | Cooking | Data Center | Turnover | Energy Star Hot Food Holding Cabinet | 0.10208 | 0.18512 |  | 1730.1 | 1 | 1.8136 | 16949.1525 | 12 |  | 2788 | 27313.0092 | Per Unit | GSD | 1 | 1 | 1 | 1 | 1 | 1 | 1 | 1 | 1 | 1 | 1 | 1 | CdaTgsd107 | CdaT | gsd | 107 | 103.806 | 1016.9492 | [30 empty] | 0 | 0 | 0
107 | Appliances | Cooking | Data Center | New | Energy Star Hot Food Holding Cabinet | 0.10208 | 0.18512 |  | 1730.1 | 1 | 1.8136 | 16949.1525 | 12 |  | 2788 | 27313.0092 | Per Unit | GSD | 1 | 1 | 1 | 1 | 1 | 1 | 1 | 1 | 1 | 1 | 1 | 1 | CdaNgsd107 | CdaN | gsd | 107 | 103.806 | 1016.9492 | [30 empty] | 0 | 0 | 0
107 | Appliances | Cooking | Grocery | Turnover | Energy Star Hot Food Holding Cabinet | 0.28201 | 0.10381 |  | 1730.1 | 1 | 0.3681 | 6134.9693 | 12 |  | 2788 | 9886.304 | Per Unit | GSD | 1 | 1 | 1 | 1 | 1 | 1 | 1 | 1 | 1 | 1 | 1 | 1 | CgrTgsd107 | CgrT | gsd | 107 | 103.806 | 368.0982 | [30 empty] | 0 | 0 | 0
107 | Appliances | Cooking | Grocery | New | Energy Star Hot Food Holding Cabinet | 0.28201 | 0.10381 |  | 1730.1 | 1 | 0.3681 | 6134.9693 | 12 |  | 2788 | 9886.304 | Per Unit | GSD | 1 | 1 | 1 | 1 | 1 | 1 | 1 | 1 | 1 | 1 | 1 | 1 | CgrNgsd107 | CgrN | gsd | 107 | 103.806 | 368.0982 | [30 empty] | 0 | 0 | 0
107 | Appliances | Cooking | Healthcare | Turnover | Energy Star Hot Food Holding Cabinet | 0.20415 | 0.22837 |  | 1730.1 | 1 | 1.1186 | 8474.5763 | 12 |  | 2788 | 13656.5046 | Per Unit | GSD | 1 | 1 | 1 | 1 | 1 | 1 | 1 | 1 | 1 | 1 | 1 | 1 | CheTgsd107 | CheT | gsd | 107 | 103.806 | 508.4746 | [30 empty] | 0.19133 | 0.022498 | 0.025211
107 | Appliances | Cooking | Healthcare | New | Energy Star Hot Food Holding Cabinet | 0.20415 | 0.22837 |  | 1730.1 | 1 | 1.1186 | 8474.5763 | 12 |  | 2788 | 13656.5046 | Per Unit | GSD | 1 | 1 | 1 | 1 | 1 | 1 | 1 | 1 | 1 | 1 | 1 | 1 | CheNgsd107 | CheN | gsd | 107 | 103.806 | 508.4746 | [30 empty] | 0.0021103 | 0.00024815 | 0.00027807
107 | Appliances | Cooking | Hospitals | Turnover | Energy Star Hot Food Holding Cabinet | 0.28201 | 0.10381 |  | 1730.1 | 1 | 0.3681 | 6134.9693 | 12 |  | 2788 | 9886.304 | Per Unit | GSD | 1 | 1 | 1 | 1 | 1 | 1 | 1 | 1 | 1 | 1 | 1 | 1 | ChoTgsd107 | ChoT | gsd | 107 | 103.806 | 368.0982 | [30 empty] | 0.91111 | 0.14872 | 0.054698
107 | Appliances | Cooking | Hospitals | New | Energy Star Hot Food Holding Cabinet | 0.28201 | 0.10381 |  | 1730.1 | 1 | 0.3681 | 6134.9693 | 12 |  | 2788 | 9886.304 | Per Unit | GSD | 1 | 1 | 1 | 1 | 1 | 1 | 1 | 1 | 1 | 1 | 1 | 1 | ChoNgsd107 | ChoN | gsd | 107 | 103.806 | 368.0982 | [30 empty] | 0.010049 | 0.0016404 | 0.0006033
107 | Appliances | Cooking | Institutional | Turnover | Energy Star Hot Food Holding Cabinet | 0.10208 | 0.18512 |  | 1730.1 | 1 | 1.8136 | 16949.1525 | 12 |  | 2788 | 27313.0092 | Per Unit | GSD | 1 | 1 | 1 | 1 | 1 | 1 | 1 | 1 | 1 | 1 | 1 | 1 | CinTgsd107 | CinT | gsd | 107 | 103.806 | 1016.9492 | [30 empty] | 0 | 0 | 0
107 | Appliances | Cooking | Institutional | New | Energy Star Hot Food Holding Cabinet | 0.10208 | 0.18512 |  | 1730.1 | 1 | 1.8136 | 16949.1525 | 12 |  | 2788 | 27313.0092 | Per Unit | GSD | 1 | 1 | 1 | 1 | 1 | 1 | 1 | 1 | 1 | 1 | 1 | 1 | CinNgsd107 | CinN | gsd | 107 | 103.806 | 1016.9492 | [30 empty] | 0 | 0 | 0
107 | Appliances | Cooking | Lodging/Hospitality | Turnover | Energy Star Hot Food Holding Cabinet | 0.31488 | 0.14014 |  | 1730.1 | 1 | 0.44505 | 5494.5055 | 12 |  | 2788 | 8854.2173 | Per Unit | GSD | 1 | 1 | 1 | 1 | 1 | 1 | 1 | 1 | 1 | 1 | 1 | 1 | CloTgsd107 | CloT | gsd | 107 | 103.806 | 329.6703 | [30 empty] | 2.8802 | 0.52499 | 0.23446
107 | Appliances | Cooking | Lodging/Hospitality | New | Energy Star Hot Food Holding Cabinet | 0.31488 | 0.14014 |  | 1730.1 | 1 | 0.44505 | 5494.5055 | 12 |  | 2788 | 8854.2173 | Per Unit | GSD | 1 | 1 | 1 | 1 | 1 | 1 | 1 | 1 | 1 | 1 | 1 | 1 | CloNgsd107 | CloN | gsd | 107 | 103.806 | 329.6703 | [30 empty] | 0.031768 | 0.0057904 | 0.002586
107 | Appliances | Cooking | Miscellaneous | Turnover | Energy Star Hot Food Holding Cabinet | 0.10208 | 0.18512 |  | 1730.1 | 1 | 1.8136 | 16949.1525 | 12 |  | 2788 | 27313.0092 | Per Unit | GSD | 1 | 1 | 1 | 1 | 1 | 1 | 1 | 1 | 1 | 1 | 1 | 1 | CmiTgsd107 | CmiT | gsd | 107 | 103.806 | 1016.9492 | [30 empty] | 0 | 0 | 0
107 | Appliances | Cooking | Miscellaneous | New | Energy Star Hot Food Holding Cabinet | 0.10208 | 0.18512 |  | 1730.1 | 1 | 1.8136 | 16949.1525 | 12 |  | 2788 | 27313.0092 | Per Unit | GSD | 1 | 1 | 1 | 1 | 1 | 1 | 1 | 1 | 1 | 1 | 1 | 1 | CmiNgsd107 | CmiN | gsd | 107 | 103.806 | 1016.9492 | [30 empty] | 0 | 0 | 0
107 | Appliances | Cooking | Offices | Turnover | Energy Star Hot Food Holding Cabinet | 0.10208 | 0.18512 |  | 1730.1 | 1 | 1.8136 | 16949.1525 | 12 |  | 2788 | 27313.0092 | Per Unit | GSD | 1 | 1 | 1 | 1 | 1 | 1 | 1 | 1 | 1 | 1 | 1 | 1 | CofTgsd107 | CofT | gsd | 107 | 103.806 | 1016.9492 | [30 empty] | 0 | 0 | 0
107 | Appliances | Cooking | Offices | New | Energy Star Hot Food Holding Cabinet | 0.10208 | 0.18512 |  | 1730.1 | 1 | 1.8136 | 16949.1525 | 12 |  | 2788 | 27313.0092 | Per Unit | GSD | 1 | 1 | 1 | 1 | 1 | 1 | 1 | 1 | 1 | 1 | 1 | 1 | CofNgsd107 | CofN | gsd | 107 | 103.806 | 1016.9492 | [30 empty] | 0 | 0 | 0
107 | Appliances | Cooking | Restaurants | Turnover | Energy Star Hot Food Holding Cabinet | 0.33045 | 0.17474 |  | 1730.1 | 1 | 0.5288 | 5235.6021 | 12 |  | 2788 | 8437.0029 | Per Unit | GSD | 1 | 1 | 1 | 1 | 1 | 1 | 1 | 1 | 1 | 1 | 1 | 1 | CreTgsd107 | CreT | gsd | 107 | 103.806 | 314.1361 | [30 empty] | 18.2729 | 3.4901 | 1.8441
107 | Appliances | Cooking | Restaurants | New | Energy Star Hot Food Holding Cabinet | 0.33045 | 0.17474 |  | 1730.1 | 1 | 0.5288 | 5235.6021 | 12 |  | 2788 | 8437.0029 | Per Unit | GSD | 1 | 1 | 1 | 1 | 1 | 1 | 1 | 1 | 1 | 1 | 1 | 1 | CreNgsd107 | CreN | gsd | 107 | 103.806 | 314.1361 | [30 empty] | 0.08912 | 0.017022 | 0.0089938
107 | Appliances | Cooking | Retail | Turnover | Energy Star Hot Food Holding Cabinet | 0.28201 | 0.10381 |  | 1730.1 | 1 | 0.3681 | 6134.9693 | 12 |  | 2788 | 9886.304 | Per Unit | GSD | 1 | 1 | 1 | 1 | 1 | 1 | 1 | 1 | 1 | 1 | 1 | 1 | CrtTgsd107 | CrtT | gsd | 107 | 103.806 | 368.0982 | [30 empty] | 0 | 0 | 0
107 | Appliances | Cooking | Retail | New | Energy Star Hot Food Holding Cabinet | 0.28201 | 0.10381 |  | 1730.1 | 1 | 0.3681 | 6134.9693 | 12 |  | 2788 | 9886.304 | Per Unit | GSD | 1 | 1 | 1 | 1 | 1 | 1 | 1 | 1 | 1 | 1 | 1 | 1 | CrtNgsd107 | CrtN | gsd | 107 | 103.806 | 368.0982 | [30 empty] | 0 | 0 | 0
107 | Appliances | Cooking | Schools K-12 | Turnover | Energy Star Hot Food Holding Cabinet | 0.10208 | 0.18512 |  | 1730.1 | 1 | 1.8136 | 16949.1525 | 12 |  | 2788 | 27313.0092 | Per Unit | GSD | 1 | 1 | 1 | 1 | 1 | 1 | 1 | 1 | 1 | 1 | 1 | 1 | CscTgsd107 | CscT | gsd | 107 | 103.806 | 1016.9492 | [30 empty] | 0.090634 | 0.0053033 | 0.009687
107 | Appliances | Cooking | Schools K-12 | New | Energy Star Hot Food Holding Cabinet | 0.10208 | 0.18512 |  | 1730.1 | 1 | 1.8136 | 16949.1525 | 12 |  | 2788 | 27313.0092 | Per Unit | GSD | 1 | 1 | 1 | 1 | 1 | 1 | 1 | 1 | 1 | 1 | 1 | 1 | CscNgsd107 | CscN | gsd | 107 | 103.806 | 1016.9492 | [30 empty] | 0.00099966 | 5.8494e-05 | 0.00010684
107 | Appliances | Cooking | Warehouse | Turnover | Energy Star Hot Food Holding Cabinet | 0.10208 | 0.18512 |  | 1730.1 | 1 | 1.8136 | 16949.1525 | 12 |  | 2788 | 27313.0092 | Per Unit | GSD | 1 | 1 | 1 | 1 | 1 | 1 | 1 | 1 | 1 | 1 | 1 | 1 | CwaTgsd107 | CwaT | gsd | 107 | 103.806 | 1016.9492 | [30 empty] | 0 | 0 | 0
107 | Appliances | Cooking | Warehouse | New | Energy Star Hot Food Holding Cabinet | 0.10208 | 0.18512 |  | 1730.1 | 1 | 1.8136 | 16949.1525 | 12 |  | 2788 | 27313.0092 | Per Unit | GSD | 1 | 1 | 1 | 1 | 1 | 1 | 1 | 1 | 1 | 1 | 1 | 1 | CwaNgsd107 | CwaN | gsd | 107 | 103.806 | 1016.9492 | [30 empty] | 0 | 0 | 0
108 | Appliances | Cooking | Assembly | Turnover | Energy Star Steamer | 1.9822 | 0.72963 |  | 12160.5 | 1 | 0.3681 | 6134.9693 | 12 |  | 3109.44 | 1568.7117 | Per Unit | GSD | 1 | 1 | 1 | 1 | 1 | 1 | 1 | 1 | 1 | 1 | 1 | 1 | CasTgsd108 | CasT | gsd | 108 | 729.63 | 368.0982 | [30 empty] | 0 | 0 | 0
108 | Appliances | Cooking | Assembly | New | Energy Star Steamer | 1.9822 | 0.72963 |  | 12160.5 | 1 | 0.3681 | 6134.9693 | 12 |  | 3109.44 | 1568.7117 | Per Unit | GSD | 1 | 1 | 1 | 1 | 1 | 1 | 1 | 1 | 1 | 1 | 1 | 1 | CasNgsd108 | CasN | gsd | 108 | 729.63 | 368.0982 | [30 empty] | 0 | 0 | 0
108 | Appliances | Cooking | College and University | Turnover | Energy Star Steamer | 1.9822 | 0.72963 |  | 12160.5 | 1 | 0.3681 | 6134.9693 | 12 |  | 3109.44 | 1568.7117 | Per Unit | GSD | 1 | 1 | 1 | 1 | 1 | 1 | 1 | 1 | 1 | 1 | 1 | 1 | CcoTgsd108 | CcoT | gsd | 108 | 729.63 | 368.0982 | [30 empty] | 0.0017343 | 0.0002831 | 0.00010412
108 | Appliances | Cooking | College and University | New | Energy Star Steamer | 1.9822 | 0.72963 |  | 12160.5 | 1 | 0.3681 | 6134.9693 | 12 |  | 3109.44 | 1568.7117 | Per Unit | GSD | 1 | 1 | 1 | 1 | 1 | 1 | 1 | 1 | 1 | 1 | 1 | 1 | CcoNgsd108 | CcoN | gsd | 108 | 729.63 | 368.0982 | [30 empty] | 1.9129e-05 | 3.1225e-06 | 1.1484e-06
108 | Appliances | Cooking | Data Center | Turnover | Energy Star Steamer | 0.71747 | 1.3012 |  | 12160.5 | 1 | 1.8136 | 16949.1525 | 12 |  | 3109.44 | 4333.8985 | Per Unit | GSD | 1 | 1 | 1 | 1 | 1 | 1 | 1 | 1 | 1 | 1 | 1 | 1 | CdaTgsd108 | CdaT | gsd | 108 | 729.63 | 1016.9492 | [30 empty] | 0 | 0 | 0
108 | Appliances | Cooking | Data Center | New | Energy Star Steamer | 0.71747 | 1.3012 |  | 12160.5 | 1 | 1.8136 | 16949.1525 | 12 |  | 3109.44 | 4333.8985 | Per Unit | GSD | 1 | 1 | 1 | 1 | 1 | 1 | 1 | 1 | 1 | 1 | 1 | 1 | CdaNgsd108 | CdaN | gsd | 108 | 729.63 | 1016.9492 | [30 empty] | 0 | 0 | 0
108 | Appliances | Cooking | Grocery | Turnover | Energy Star Steamer | 1.9822 | 0.72963 |  | 12160.5 | 1 | 0.3681 | 6134.9693 | 12 |  | 3109.44 | 1568.7117 | Per Unit | GSD | 1 | 1 | 1 | 1 | 1 | 1 | 1 | 1 | 1 | 1 | 1 | 1 | CgrTgsd108 | CgrT | gsd | 108 | 729.63 | 368.0982 | [30 empty] | 0 | 0 | 0
108 | Appliances | Cooking | Grocery | New | Energy Star Steamer | 1.9822 | 0.72963 |  | 12160.5 | 1 | 0.3681 | 6134.9693 | 12 |  | 3109.44 | 1568.7117 | Per Unit | GSD | 1 | 1 | 1 | 1 | 1 | 1 | 1 | 1 | 1 | 1 | 1 | 1 | CgrNgsd108 | CgrN | gsd | 108 | 729.63 | 368.0982 | [30 empty] | 0 | 0 | 0
108 | Appliances | Cooking | Healthcare | Turnover | Energy Star Steamer | 1.4349 | 1.6052 |  | 12160.5 | 1 | 1.1186 | 8474.5763 | 12 |  | 3109.44 | 2166.9493 | Per Unit | GSD | 1 | 1 | 1 | 1 | 1 | 1 | 1 | 1 | 1 | 1 | 1 | 1 | CheTgsd108 | CheT | gsd | 108 | 729.63 | 508.4746 | [30 empty] | 0.07402 | 0.008704 | 0.0097534
108 | Appliances | Cooking | Healthcare | New | Energy Star Steamer | 1.4349 | 1.6052 |  | 12160.5 | 1 | 1.1186 | 8474.5763 | 12 |  | 3109.44 | 2166.9493 | Per Unit | GSD | 1 | 1 | 1 | 1 | 1 | 1 | 1 | 1 | 1 | 1 | 1 | 1 | CheNgsd108 | CheN | gsd | 108 | 729.63 | 508.4746 | [30 empty] | 0.00081641 | 9.6002e-05 | 0.00010758
108 | Appliances | Cooking | Hospitals | Turnover | Energy Star Steamer | 1.9822 | 0.72963 |  | 12160.5 | 1 | 0.3681 | 6134.9693 | 12 |  | 3109.44 | 1568.7117 | Per Unit | GSD | 1 | 1 | 1 | 1 | 1 | 1 | 1 | 1 | 1 | 1 | 1 | 1 | ChoTgsd108 | ChoT | gsd | 108 | 729.63 | 368.0982 | [30 empty] | 0.43622 | 0.071207 | 0.026189
108 | Appliances | Cooking | Hospitals | New | Energy Star Steamer | 1.9822 | 0.72963 |  | 12160.5 | 1 | 0.3681 | 6134.9693 | 12 |  | 3109.44 | 1568.7117 | Per Unit | GSD | 1 | 1 | 1 | 1 | 1 | 1 | 1 | 1 | 1 | 1 | 1 | 1 | ChoNgsd108 | ChoN | gsd | 108 | 729.63 | 368.0982 | [30 empty] | 0.0048114 | 0.00078538 | 0.00028885
108 | Appliances | Cooking | Institutional | Turnover | Energy Star Steamer | 0.71747 | 1.3012 |  | 12160.5 | 1 | 1.8136 | 16949.1525 | 12 |  | 3109.44 | 4333.8985 | Per Unit | GSD | 1 | 1 | 1 | 1 | 1 | 1 | 1 | 1 | 1 | 1 | 1 | 1 | CinTgsd108 | CinT | gsd | 108 | 729.63 | 1016.9492 | [30 empty] | 0 | 0 | 0
108 | Appliances | Cooking | Institutional | New | Energy Star Steamer | 0.71747 | 1.3012 |  | 12160.5 | 1 | 1.8136 | 16949.1525 | 12 |  | 3109.44 | 4333.8985 | Per Unit | GSD | 1 | 1 | 1 | 1 | 1 | 1 | 1 | 1 | 1 | 1 | 1 | 1 | CinNgsd108 | CinN | gsd | 108 | 729.63 | 1016.9492 | [30 empty] | 0 | 0 | 0
108 | Appliances | Cooking | Lodging/Hospitality | Turnover | Energy Star Steamer | 2.2132 | 0.985 |  | 12160.5 | 1 | 0.44505 | 5494.5055 | 12 |  | 3109.44 | 1404.9451 | Per Unit | GSD | 1 | 1 | 1 | 1 | 1 | 1 | 1 | 1 | 1 | 1 | 1 | 1 | CloTgsd108 | CloT | gsd | 108 | 729.63 | 329.6703 | [30 empty] | 1.9085 | 0.34786 | 0.15536
108 | Appliances | Cooking | Lodging/Hospitality | New | Energy Star Steamer | 2.2132 | 0.985 |  | 12160.5 | 1 | 0.44505 | 5494.5055 | 12 |  | 3109.44 | 1404.9451 | Per Unit | GSD | 1 | 1 | 1 | 1 | 1 | 1 | 1 | 1 | 1 | 1 | 1 | 1 | CloNgsd108 | CloN | gsd | 108 | 729.63 | 329.6703 | [30 empty] | 0.02105 | 0.0038368 | 0.0017135
108 | Appliances | Cooking | Miscellaneous | Turnover | Energy Star Steamer | 0.71747 | 1.3012 |  | 12160.5 | 1 | 1.8136 | 16949.1525 | 12 |  | 3109.44 | 4333.8985 | Per Unit | GSD | 1 | 1 | 1 | 1 | 1 | 1 | 1 | 1 | 1 | 1 | 1 | 1 | CmiTgsd108 | CmiT | gsd | 108 | 729.63 | 1016.9492 | [30 empty] | 0 | 0 | 0
108 | Appliances | Cooking | Miscellaneous | New | Energy Star Steamer | 0.71747 | 1.3012 |  | 12160.5 | 1 | 1.8136 | 16949.1525 | 12 |  | 3109.44 | 4333.8985 | Per Unit | GSD | 1 | 1 | 1 | 1 | 1 | 1 | 1 | 1 | 1 | 1 | 1 | 1 | CmiNgsd108 | CmiN | gsd | 108 | 729.63 | 1016.9492 | [30 empty] | 0 | 0 | 0
108 | Appliances | Cooking | Offices | Turnover | Energy Star Steamer | 0.71747 | 1.3012 |  | 12160.5 | 1 | 1.8136 | 16949.1525 | 12 |  | 3109.44 | 4333.8985 | Per Unit | GSD | 1 | 1 | 1 | 1 | 1 | 1 | 1 | 1 | 1 | 1 | 1 | 1 | CofTgsd108 | CofT | gsd | 108 | 729.63 | 1016.9492 | [30 empty] | 0 | 0 | 0
108 | Appliances | Cooking | Offices | New | Energy Star Steamer | 0.71747 | 1.3012 |  | 12160.5 | 1 | 1.8136 | 16949.1525 | 12 |  | 3109.44 | 4333.8985 | Per Unit | GSD | 1 | 1 | 1 | 1 | 1 | 1 | 1 | 1 | 1 | 1 | 1 | 1 | CofNgsd108 | CofN | gsd | 108 | 729.63 | 1016.9492 | [30 empty] | 0 | 0 | 0
108 | Appliances | Cooking | Restaurants | Turnover | Energy Star Steamer | 2.3227 | 1.2282 |  | 12160.5 | 1 | 0.5288 | 5235.6021 | 12 |  | 3109.44 | 1338.7435 | Per Unit | GSD | 1 | 1 | 1 | 1 | 1 | 1 | 1 | 1 | 1 | 1 | 1 | 1 | CreTgsd108 | CreT | gsd | 108 | 729.63 | 314.1361 | [30 empty] | 17.1465 | 3.275 | 1.7304
108 | Appliances | Cooking | Restaurants | New | Energy Star Steamer | 2.3227 | 1.2282 |  | 12160.5 | 1 | 0.5288 | 5235.6021 | 12 |  | 3109.44 | 1338.7435 | Per Unit | GSD | 1 | 1 | 1 | 1 | 1 | 1 | 1 | 1 | 1 | 1 | 1 | 1 | CreNgsd108 | CreN | gsd | 108 | 729.63 | 314.1361 | [30 empty] | 0.18912 | 0.036122 | 0.019086
108 | Appliances | Cooking | Retail | Turnover | Energy Star Steamer | 1.9822 | 0.72963 |  | 12160.5 | 1 | 0.3681 | 6134.9693 | 12 |  | 3109.44 | 1568.7117 | Per Unit | GSD | 1 | 1 | 1 | 1 | 1 | 1 | 1 | 1 | 1 | 1 | 1 | 1 | CrtTgsd108 | CrtT | gsd | 108 | 729.63 | 368.0982 | [30 empty] | 0 | 0 | 0
108 | Appliances | Cooking | Retail | New | Energy Star Steamer | 1.9822 | 0.72963 |  | 12160.5 | 1 | 0.3681 | 6134.9693 | 12 |  | 3109.44 | 1568.7117 | Per Unit | GSD | 1 | 1 | 1 | 1 | 1 | 1 | 1 | 1 | 1 | 1 | 1 | 1 | CrtNgsd108 | CrtN | gsd | 108 | 729.63 | 368.0982 | [30 empty] | 0 | 0 | 0
108 | Appliances | Cooking | Schools K-12 | Turnover | Energy Star Steamer | 0.71747 | 1.3012 |  | 12160.5 | 1 | 1.8136 | 16949.1525 | 12 |  | 3109.44 | 4333.8985 | Per Unit | GSD | 1 | 1 | 1 | 1 | 1 | 1 | 1 | 1 | 1 | 1 | 1 | 1 | CscTgsd108 | CscT | gsd | 108 | 729.63 | 1016.9492 | [30 empty] | 0.10171 | 0.0059513 | 0.010871
108 | Appliances | Cooking | Schools K-12 | New | Energy Star Steamer | 0.71747 | 1.3012 |  | 12160.5 | 1 | 1.8136 | 16949.1525 | 12 |  | 3109.44 | 4333.8985 | Per Unit | GSD | 1 | 1 | 1 | 1 | 1 | 1 | 1 | 1 | 1 | 1 | 1 | 1 | CscNgsd108 | CscN | gsd | 108 | 729.63 | 1016.9492 | [30 empty] | 0.0011218 | 6.5641e-05 | 0.0001199
108 | Appliances | Cooking | Warehouse | Turnover | Energy Star Steamer | 0.71747 | 1.3012 |  | 12160.5 | 1 | 1.8136 | 16949.1525 | 12 |  | 3109.44 | 4333.8985 | Per Unit | GSD | 1 | 1 | 1 | 1 | 1 | 1 | 1 | 1 | 1 | 1 | 1 | 1 | CwaTgsd108 | CwaT | gsd | 108 | 729.63 | 1016.9492 | [30 empty] | 0 | 0 | 0
108 | Appliances | Cooking | Warehouse | New | Energy Star Steamer | 0.71747 | 1.3012 |  | 12160.5 | 1 | 1.8136 | 16949.1525 | 12 |  | 3109.44 | 4333.8985 | Per Unit | GSD | 1 | 1 | 1 | 1 | 1 | 1 | 1 | 1 | 1 | 1 | 1 | 1 | CwaNgsd108 | CwaN | gsd | 108 | 729.63 | 1016.9492 | [30 empty] | 0 | 0 | 0
109 | Appliances | Cooking | Assembly | Turnover | Induction Cooktops | 0.55366 | 0.2038 |  | 3396.71 | 1 | 0.3681 | 6134.9693 | 16 |  | 442 | 798.3185 | Per Unit | GSD | 0.57723 | 0.60437 | 0.83705 | 1.097 | 1.2026 | 1.2026 | 1.289 | 1.2891 | 1.2453 | 1.1192 | 0.77553 | 0.85362 | CasTgsd109 | CasT | gsd | 109 | 203.8026 | 368.0982 | [30 empty] | 0 | 0 | 0
109 | Appliances | Cooking | Assembly | New | Induction Cooktops | 0.55366 | 0.2038 |  | 3396.71 | 1 | 0.3681 | 6134.9693 | 16 |  | 442 | 798.3185 | Per Unit | GSD | 0.57723 | 0.60437 | 0.83705 | 1.097 | 1.2026 | 1.2026 | 1.289 | 1.2891 | 1.2453 | 1.1192 | 0.77553 | 0.85362 | CasNgsd109 | CasN | gsd | 109 | 203.8026 | 368.0982 | [30 empty] | 0 | 0 | 0
109 | Appliances | Cooking | College and University | Turnover | Induction Cooktops | 0.55366 | 0.2038 |  | 3396.71 | 1 | 0.3681 | 6134.9693 | 16 |  | 442 | 798.3185 | Per Unit | GSD | 0.57723 | 0.60437 | 0.83705 | 1.097 | 1.2026 | 1.2026 | 1.289 | 1.2891 | 1.2453 | 1.1192 | 0.77553 | 0.85362 | CcoTgsd109 | CcoT | gsd | 109 | 203.8026 | 368.0982 | [30 empty] | 0.00060518 | 9.8786e-05 | 3.6332e-05
109 | Appliances | Cooking | College and University | New | Induction Cooktops | 0.55366 | 0.2038 |  | 3396.71 | 1 | 0.3681 | 6134.9693 | 16 |  | 442 | 798.3185 | Per Unit | GSD | 0.57723 | 0.60437 | 0.83705 | 1.097 | 1.2026 | 1.2026 | 1.289 | 1.2891 | 1.2453 | 1.1192 | 0.77553 | 0.85362 | CcoNgsd109 | CcoN | gsd | 109 | 203.8026 | 368.0982 | [30 empty] | 6.6749e-06 | 1.0896e-06 | 4.0073e-07
109 | Appliances | Cooking | Data Center | Turnover | Induction Cooktops | 0.20041 | 0.36345 |  | 3396.71 | 1 | 1.8136 | 16949.1525 | 16 |  | 442 | 2205.524 | Per Unit | GSD | 0.57723 | 0.60437 | 0.83705 | 1.097 | 1.2026 | 1.2026 | 1.289 | 1.2891 | 1.2453 | 1.1192 | 0.77553 | 0.85362 | CdaTgsd109 | CdaT | gsd | 109 | 203.8026 | 1016.9492 | [30 empty] | 0 | 0 | 0
109 | Appliances | Cooking | Data Center | New | Induction Cooktops | 0.20041 | 0.36345 |  | 3396.71 | 1 | 1.8136 | 16949.1525 | 16 |  | 442 | 2205.524 | Per Unit | GSD | 0.57723 | 0.60437 | 0.83705 | 1.097 | 1.2026 | 1.2026 | 1.289 | 1.2891 | 1.2453 | 1.1192 | 0.77553 | 0.85362 | CdaNgsd109 | CdaN | gsd | 109 | 203.8026 | 1016.9492 | [30 empty] | 0 | 0 | 0
109 | Appliances | Cooking | Grocery | Turnover | Induction Cooktops | 0.55366 | 0.2038 |  | 3396.71 | 1 | 0.3681 | 6134.9693 | 16 |  | 442 | 798.3185 | Per Unit | GSD | 0.57723 | 0.60437 | 0.83705 | 1.097 | 1.2026 | 1.2026 | 1.289 | 1.2891 | 1.2453 | 1.1192 | 0.77553 | 0.85362 | CgrTgsd109 | CgrT | gsd | 109 | 203.8026 | 368.0982 | [30 empty] | 0 | 0 | 0
109 | Appliances | Cooking | Grocery | New | Induction Cooktops | 0.55366 | 0.2038 |  | 3396.71 | 1 | 0.3681 | 6134.9693 | 16 |  | 442 | 798.3185 | Per Unit | GSD | 0.57723 | 0.60437 | 0.83705 | 1.097 | 1.2026 | 1.2026 | 1.289 | 1.2891 | 1.2453 | 1.1192 | 0.77553 | 0.85362 | CgrNgsd109 | CgrN | gsd | 109 | 203.8026 | 368.0982 | [30 empty] | 0 | 0 | 0
109 | Appliances | Cooking | Healthcare | Turnover | Induction Cooktops | 0.40081 | 0.44837 |  | 3396.71 | 1 | 1.1186 | 8474.5763 | 16 |  | 442 | 1102.762 | Per Unit | GSD | 0.57723 | 0.60437 | 0.83705 | 1.097 | 1.2026 | 1.2026 | 1.289 | 1.2891 | 1.2453 | 1.1192 | 0.77553 | 0.85362 | CheTgsd109 | CheT | gsd | 109 | 203.8026 | 508.4746 | [30 empty] | 0.022081 | 0.0025966 | 0.0029096
109 | Appliances | Cooking | Healthcare | New | Induction Cooktops | 0.40081 | 0.44837 |  | 3396.71 | 1 | 1.1186 | 8474.5763 | 16 |  | 442 | 1102.762 | Per Unit | GSD | 0.57723 | 0.60437 | 0.83705 | 1.097 | 1.2026 | 1.2026 | 1.289 | 1.2891 | 1.2453 | 1.1192 | 0.77553 | 0.85362 | CheNgsd109 | CheN | gsd | 109 | 203.8026 | 508.4746 | [30 empty] | 0.00024355 | 2.8639e-05 | 3.2092e-05
109 | Appliances | Cooking | Hospitals | Turnover | Induction Cooktops | 0.55366 | 0.2038 |  | 3396.71 | 1 | 0.3681 | 6134.9693 | 16 |  | 442 | 798.3185 | Per Unit | GSD | 0.57723 | 0.60437 | 0.83705 | 1.097 | 1.2026 | 1.2026 | 1.289 | 1.2891 | 1.2453 | 1.1192 | 0.77553 | 0.85362 | ChoTgsd109 | ChoT | gsd | 109 | 203.8026 | 368.0982 | [30 empty] | 0.035329 | 0.005767 | 0.002121
109 | Appliances | Cooking | Hospitals | New | Induction Cooktops | 0.55366 | 0.2038 |  | 3396.71 | 1 | 0.3681 | 6134.9693 | 16 |  | 442 | 798.3185 | Per Unit | GSD | 0.57723 | 0.60437 | 0.83705 | 1.097 | 1.2026 | 1.2026 | 1.289 | 1.2891 | 1.2453 | 1.1192 | 0.77553 | 0.85362 | ChoNgsd109 | ChoN | gsd | 109 | 203.8026 | 368.0982 | [30 empty] | 0.00038967 | 6.3607e-05 | 2.3394e-05
109 | Appliances | Cooking | Institutional | Turnover | Induction Cooktops | 0.20041 | 0.36345 |  | 3396.71 | 1 | 1.8136 | 16949.1525 | 16 |  | 442 | 2205.524 | Per Unit | GSD | 0.57723 | 0.60437 | 0.83705 | 1.097 | 1.2026 | 1.2026 | 1.289 | 1.2891 | 1.2453 | 1.1192 | 0.77553 | 0.85362 | CinTgsd109 | CinT | gsd | 109 | 203.8026 | 1016.9492 | [30 empty] | 0 | 0 | 0
109 | Appliances | Cooking | Institutional | New | Induction Cooktops | 0.20041 | 0.36345 |  | 3396.71 | 1 | 1.8136 | 16949.1525 | 16 |  | 442 | 2205.524 | Per Unit | GSD | 0.57723 | 0.60437 | 0.83705 | 1.097 | 1.2026 | 1.2026 | 1.289 | 1.2891 | 1.2453 | 1.1192 | 0.77553 | 0.85362 | CinNgsd109 | CinN | gsd | 109 | 203.8026 | 1016.9492 | [30 empty] | 0 | 0 | 0
109 | Appliances | Cooking | Lodging/Hospitality | Turnover | Induction Cooktops | 0.6182 | 0.27513 |  | 3396.71 | 1 | 0.44505 | 5494.5055 | 16 |  | 442 | 714.9776 | Per Unit | GSD | 0.57723 | 0.60437 | 0.83705 | 1.097 | 1.2026 | 1.2026 | 1.289 | 1.2891 | 1.2453 | 1.1192 | 0.77553 | 0.85362 | CloTgsd109 | CloT | gsd | 109 | 203.8026 | 329.6703 | [30 empty] | 0.33241 | 0.060589 | 0.027059
109 | Appliances | Cooking | Lodging/Hospitality | New | Induction Cooktops | 0.6182 | 0.27513 |  | 3396.71 | 1 | 0.44505 | 5494.5055 | 16 |  | 442 | 714.9776 | Per Unit | GSD | 0.57723 | 0.60437 | 0.83705 | 1.097 | 1.2026 | 1.2026 | 1.289 | 1.2891 | 1.2453 | 1.1192 | 0.77553 | 0.85362 | CloNgsd109 | CloN | gsd | 109 | 203.8026 | 329.6703 | [30 empty] | 0.0036663 | 0.00066828 | 0.00029845
109 | Appliances | Cooking | Miscellaneous | Turnover | Induction Cooktops | 0.20041 | 0.36345 |  | 3396.71 | 1 | 1.8136 | 16949.1525 | 16 |  | 442 | 2205.524 | Per Unit | GSD | 0.57723 | 0.60437 | 0.83705 | 1.097 | 1.2026 | 1.2026 | 1.289 | 1.2891 | 1.2453 | 1.1192 | 0.77553 | 0.85362 | CmiTgsd109 | CmiT | gsd | 109 | 203.8026 | 1016.9492 | [30 empty] | 0 | 0 | 0
109 | Appliances | Cooking | Miscellaneous | New | Induction Cooktops | 0.20041 | 0.36345 |  | 3396.71 | 1 | 1.8136 | 16949.1525 | 16 |  | 442 | 2205.524 | Per Unit | GSD | 0.57723 | 0.60437 | 0.83705 | 1.097 | 1.2026 | 1.2026 | 1.289 | 1.2891 | 1.2453 | 1.1192 | 0.77553 | 0.85362 | CmiNgsd109 | CmiN | gsd | 109 | 203.8026 | 1016.9492 | [30 empty] | 0 | 0 | 0
109 | Appliances | Cooking | Offices | Turnover | Induction Cooktops | 0.20041 | 0.36345 |  | 3396.71 | 1 | 1.8136 | 16949.1525 | 16 |  | 442 | 2205.524 | Per Unit | GSD | 0.57723 | 0.60437 | 0.83705 | 1.097 | 1.2026 | 1.2026 | 1.289 | 1.2891 | 1.2453 | 1.1192 | 0.77553 | 0.85362 | CofTgsd109 | CofT | gsd | 109 | 203.8026 | 1016.9492 | [30 empty] | 0 | 0 | 0
109 | Appliances | Cooking | Offices | New | Induction Cooktops | 0.20041 | 0.36345 |  | 3396.71 | 1 | 1.8136 | 16949.1525 | 16 |  | 442 | 2205.524 | Per Unit | GSD | 0.57723 | 0.60437 | 0.83705 | 1.097 | 1.2026 | 1.2026 | 1.289 | 1.2891 | 1.2453 | 1.1192 | 0.77553 | 0.85362 | CofNgsd109 | CofN | gsd | 109 | 203.8026 | 1016.9492 | [30 empty] | 0 | 0 | 0
109 | Appliances | Cooking | Restaurants | Turnover | Induction Cooktops | 0.64877 | 0.34307 |  | 3396.71 | 1 | 0.5288 | 5235.6021 | 16 |  | 442 | 681.2875 | Per Unit | GSD | 0.57723 | 0.60437 | 0.83705 | 1.097 | 1.2026 | 1.2026 | 1.289 | 1.2891 | 1.2453 | 1.1192 | 0.77553 | 0.85362 | CreTgsd109 | CreT | gsd | 109 | 203.8026 | 314.1361 | [30 empty] | 0.70855 | 0.13533 | 0.071506
109 | Appliances | Cooking | Restaurants | New | Induction Cooktops | 0.64877 | 0.34307 |  | 3396.71 | 1 | 0.5288 | 5235.6021 | 16 |  | 442 | 681.2875 | Per Unit | GSD | 0.57723 | 0.60437 | 0.83705 | 1.097 | 1.2026 | 1.2026 | 1.289 | 1.2891 | 1.2453 | 1.1192 | 0.77553 | 0.85362 | CreNgsd109 | CreN | gsd | 109 | 203.8026 | 314.1361 | [30 empty] | 0.078151 | 0.014927 | 0.0078868
109 | Appliances | Cooking | Retail | Turnover | Induction Cooktops | 0.55366 | 0.2038 |  | 3396.71 | 1 | 0.3681 | 6134.9693 | 16 |  | 442 | 798.3185 | Per Unit | GSD | 0.57723 | 0.60437 | 0.83705 | 1.097 | 1.2026 | 1.2026 | 1.289 | 1.2891 | 1.2453 | 1.1192 | 0.77553 | 0.85362 | CrtTgsd109 | CrtT | gsd | 109 | 203.8026 | 368.0982 | [30 empty] | 0 | 0 | 0
109 | Appliances | Cooking | Retail | New | Induction Cooktops | 0.55366 | 0.2038 |  | 3396.71 | 1 | 0.3681 | 6134.9693 | 16 |  | 442 | 798.3185 | Per Unit | GSD | 0.57723 | 0.60437 | 0.83705 | 1.097 | 1.2026 | 1.2026 | 1.289 | 1.2891 | 1.2453 | 1.1192 | 0.77553 | 0.85362 | CrtNgsd109 | CrtN | gsd | 109 | 203.8026 | 368.0982 | [30 empty] | 0 | 0 | 0
109 | Appliances | Cooking | Schools K-12 | Turnover | Induction Cooktops | 0.20041 | 0.36345 |  | 3396.71 | 1 | 1.8136 | 16949.1525 | 16 |  | 442 | 2205.524 | Per Unit | GSD | 0.57723 | 0.60437 | 0.83705 | 1.097 | 1.2026 | 1.2026 | 1.289 | 1.2891 | 1.2453 | 1.1192 | 0.77553 | 0.85362 | CscTgsd109 | CscT | gsd | 109 | 203.8026 | 1016.9492 | [30 empty] | 0.0035144 | 0.00020564 | 0.00037563
109 | Appliances | Cooking | Schools K-12 | New | Induction Cooktops | 0.20041 | 0.36345 |  | 3396.71 | 1 | 1.8136 | 16949.1525 | 16 |  | 442 | 2205.524 | Per Unit | GSD | 0.57723 | 0.60437 | 0.83705 | 1.097 | 1.2026 | 1.2026 | 1.289 | 1.2891 | 1.2453 | 1.1192 | 0.77553 | 0.85362 | CscNgsd109 | CscN | gsd | 109 | 203.8026 | 1016.9492 | [30 empty] | 3.8763e-05 | 2.2682e-06 | 4.143e-06
109 | Appliances | Cooking | Warehouse | Turnover | Induction Cooktops | 0.20041 | 0.36345 |  | 3396.71 | 1 | 1.8136 | 16949.1525 | 16 |  | 442 | 2205.524 | Per Unit | GSD | 0.57723 | 0.60437 | 0.83705 | 1.097 | 1.2026 | 1.2026 | 1.289 | 1.2891 | 1.2453 | 1.1192 | 0.77553 | 0.85362 | CwaTgsd109 | CwaT | gsd | 109 | 203.8026 | 1016.9492 | [30 empty] | 0 | 0 | 0
109 | Appliances | Cooking | Warehouse | New | Induction Cooktops | 0.20041 | 0.36345 |  | 3396.71 | 1 | 1.8136 | 16949.1525 | 16 |  | 442 | 2205.524 | Per Unit | GSD | 0.57723 | 0.60437 | 0.83705 | 1.097 | 1.2026 | 1.2026 | 1.289 | 1.2891 | 1.2453 | 1.1192 | 0.77553 | 0.85362 | CwaNgsd109 | CwaN | gsd | 109 | 203.8026 | 1016.9492 | [30 empty] | 0 | 0 | 0
110 | Appliances | Cooking | Assembly | Existing | Low-Flow Pre-Rinse Sprayers | 0.024627 | 0.037507 |  | 198.07 | 1 | 1.523 | 8042.7228 | 5 |  | 56 | 2273.9056 | Per End Use Consumption | GSD | 0.57723 | 0.60437 | 0.83705 | 1.097 | 1.2026 | 1.2026 | 1.289 | 1.2891 | 1.2453 | 1.1192 | 0.77553 | 0.85362 | CasEgsd110 | CasE | gsd | 110 | 11.8842 | 482.5634 | [30 empty] | 0 | 0 | 0
110 | Appliances | Cooking | Assembly | New | Low-Flow Pre-Rinse Sprayers | 0.024627 | 0.037507 |  | 198.07 | 1 | 1.523 | 8042.7228 | 5 |  | 56 | 2273.9056 | Per End Use Consumption | GSD | 0.57723 | 0.60437 | 0.83705 | 1.097 | 1.2026 | 1.2026 | 1.289 | 1.2891 | 1.2453 | 1.1192 | 0.77553 | 0.85362 | CasNgsd110 | CasN | gsd | 110 | 11.8842 | 482.5634 | [30 empty] | 0 | 0 | 0
110 | Appliances | Cooking | College and University | Existing | Low-Flow Pre-Rinse Sprayers | 0.018163 | 0.022058 |  | 198.07 | 1 | 1.2145 | 10905.4226 | 5 |  | 56 | 3083.2719 | Per End Use Consumption | GSD | 0.57723 | 0.60437 | 0.83705 | 1.097 | 1.2026 | 1.2026 | 1.289 | 1.2891 | 1.2453 | 1.1192 | 0.77553 | 0.85362 | CcoEgsd110 | CcoE | gsd | 110 | 11.8842 | 654.3254 | [30 empty] | 0.99678 | 0.091402 | 0.11101
110 | Appliances | Cooking | College and University | New | Low-Flow Pre-Rinse Sprayers | 0.018163 | 0.022058 |  | 198.07 | 1 | 1.2145 | 10905.4226 | 5 |  | 56 | 3083.2719 | Per End Use Consumption | GSD | 0.57723 | 0.60437 | 0.83705 | 1.097 | 1.2026 | 1.2026 | 1.289 | 1.2891 | 1.2453 | 1.1192 | 0.77553 | 0.85362 | CcoNgsd110 | CcoN | gsd | 110 | 11.8842 | 654.3254 | [30 empty] | 0.0055431 | 0.00050829 | 0.0006173
110 | Appliances | Cooking | Data Center | Existing | Low-Flow Pre-Rinse Sprayers | 0.018163 | 0.022058 |  | 198.07 | 1 | 1.2145 | 10905.4226 | 5 |  | 56 | 3083.2719 | Per End Use Consumption | GSD | 0.57723 | 0.60437 | 0.83705 | 1.097 | 1.2026 | 1.2026 | 1.289 | 1.2891 | 1.2453 | 1.1192 | 0.77553 | 0.85362 | CdaEgsd110 | CdaE | gsd | 110 | 11.8842 | 654.3254 | [30 empty] | 0 | 0 | 0
110 | Appliances | Cooking | Data Center | New | Low-Flow Pre-Rinse Sprayers | 0.018163 | 0.022058 |  | 198.07 | 1 | 1.2145 | 10905.4226 | 5 |  | 56 | 3083.2719 | Per End Use Consumption | GSD | 0.57723 | 0.60437 | 0.83705 | 1.097 | 1.2026 | 1.2026 | 1.289 | 1.2891 | 1.2453 | 1.1192 | 0.77553 | 0.85362 | CdaNgsd110 | CdaN | gsd | 110 | 11.8842 | 654.3254 | [30 empty] | 0 | 0 | 0
110 | Appliances | Cooking | Grocery | Existing | Low-Flow Pre-Rinse Sprayers | 0.024627 | 0.037507 |  | 198.07 | 1 | 1.523 | 8042.7228 | 5 |  | 56 | 2273.9056 | Per End Use Consumption | GSD | 0.57723 | 0.60437 | 0.83705 | 1.097 | 1.2026 | 1.2026 | 1.289 | 1.2891 | 1.2453 | 1.1192 | 0.77553 | 0.85362 | CgrEgsd110 | CgrE | gsd | 110 | 11.8842 | 482.5634 | [30 empty] | 0.40113 | 0.049875 | 0.07596
110 | Appliances | Cooking | Grocery | New | Low-Flow Pre-Rinse Sprayers | 0.024627 | 0.037507 |  | 198.07 | 1 | 1.523 | 8042.7228 | 5 |  | 56 | 2273.9056 | Per End Use Consumption | GSD | 0.57723 | 0.60437 | 0.83705 | 1.097 | 1.2026 | 1.2026 | 1.289 | 1.2891 | 1.2453 | 1.1192 | 0.77553 | 0.85362 | CgrNgsd110 | CgrN | gsd | 110 | 11.8842 | 482.5634 | [30 empty] | 0.0022307 | 0.00027735 | 0.00042241
110 | Appliances | Cooking | Healthcare | Existing | Low-Flow Pre-Rinse Sprayers | 0.018163 | 0.022058 |  | 198.07 | 1 | 1.2145 | 10905.4226 | 5 |  | 56 | 3083.2719 | Per End Use Consumption | GSD | 0.57723 | 0.60437 | 0.83705 | 1.097 | 1.2026 | 1.2026 | 1.289 | 1.2891 | 1.2453 | 1.1192 | 0.77553 | 0.85362 | CheEgsd110 | CheE | gsd | 110 | 11.8842 | 654.3254 | [30 empty] | 0 | 0 | 0
110 | Appliances | Cooking | Healthcare | New | Low-Flow Pre-Rinse Sprayers | 0.018163 | 0.022058 |  | 198.07 | 1 | 1.2145 | 10905.4226 | 5 |  | 56 | 3083.2719 | Per End Use Consumption | GSD | 0.57723 | 0.60437 | 0.83705 | 1.097 | 1.2026 | 1.2026 | 1.289 | 1.2891 | 1.2453 | 1.1192 | 0.77553 | 0.85362 | CheNgsd110 | CheN | gsd | 110 | 11.8842 | 654.3254 | [30 empty] | 0 | 0 | 0
110 | Appliances | Cooking | Hospitals | Existing | Low-Flow Pre-Rinse Sprayers | 0.018163 | 0.022058 |  | 198.07 | 1 | 1.2145 | 10905.4226 | 5 |  | 56 | 3083.2719 | Per End Use Consumption | GSD | 0.57723 | 0.60437 | 0.83705 | 1.097 | 1.2026 | 1.2026 | 1.289 | 1.2891 | 1.2453 | 1.1192 | 0.77553 | 0.85362 | ChoEgsd110 | ChoE | gsd | 110 | 11.8842 | 654.3254 | [30 empty] | 0.49127 | 0.045048 | 0.05471
110 | Appliances | Cooking | Hospitals | New | Low-Flow Pre-Rinse Sprayers | 0.018163 | 0.022058 |  | 198.07 | 1 | 1.2145 | 10905.4226 | 5 |  | 56 | 3083.2719 | Per End Use Consumption | GSD | 0.57723 | 0.60437 | 0.83705 | 1.097 | 1.2026 | 1.2026 | 1.289 | 1.2891 | 1.2453 | 1.1192 | 0.77553 | 0.85362 | ChoNgsd110 | ChoN | gsd | 110 | 11.8842 | 654.3254 | [30 empty] | 0.0027319 | 0.00025051 | 0.00030424
110 | Appliances | Cooking | Institutional | Existing | Low-Flow Pre-Rinse Sprayers | 0.018163 | 0.022058 |  | 198.07 | 1 | 1.2145 | 10905.4226 | 5 |  | 56 | 3083.2719 | Per End Use Consumption | GSD | 0.57723 | 0.60437 | 0.83705 | 1.097 | 1.2026 | 1.2026 | 1.289 | 1.2891 | 1.2453 | 1.1192 | 0.77553 | 0.85362 | CinEgsd110 | CinE | gsd | 110 | 11.8842 | 654.3254 | [30 empty] | 0 | 0 | 0
110 | Appliances | Cooking | Institutional | New | Low-Flow Pre-Rinse Sprayers | 0.018163 | 0.022058 |  | 198.07 | 1 | 1.2145 | 10905.4226 | 5 |  | 56 | 3083.2719 | Per End Use Consumption | GSD | 0.57723 | 0.60437 | 0.83705 | 1.097 | 1.2026 | 1.2026 | 1.289 | 1.2891 | 1.2453 | 1.1192 | 0.77553 | 0.85362 | CinNgsd110 | CinN | gsd | 110 | 11.8842 | 654.3254 | [30 empty] | 0 | 0 | 0
110 | Appliances | Cooking | Lodging/Hospitality | Existing | Low-Flow Pre-Rinse Sprayers | 0.0077938 | 0.03125 |  | 198.07 | 1 | 4.0096 | 25413.8002 | 5 |  | 56 | 7185.2013 | Per End Use Consumption | GSD | 0.57723 | 0.60437 | 0.83705 | 1.097 | 1.2026 | 1.2026 | 1.289 | 1.2891 | 1.2453 | 1.1192 | 0.77553 | 0.85362 | CloEgsd110 | CloE | gsd | 110 | 11.8842 | 1524.828 | [30 empty] | 11.1229 | 0.43767 | 1.7549
110 | Appliances | Cooking | Lodging/Hospitality | New | Low-Flow Pre-Rinse Sprayers | 0.0077938 | 0.03125 |  | 198.07 | 1 | 4.0096 | 25413.8002 | 5 |  | 56 | 7185.2013 | Per End Use Consumption | GSD | 0.57723 | 0.60437 | 0.83705 | 1.097 | 1.2026 | 1.2026 | 1.289 | 1.2891 | 1.2453 | 1.1192 | 0.77553 | 0.85362 | CloNgsd110 | CloN | gsd | 110 | 11.8842 | 1524.828 | [30 empty] | 0.061854 | 0.0024339 | 0.0097589
110 | Appliances | Cooking | Miscellaneous | Existing | Low-Flow Pre-Rinse Sprayers | 0.024627 | 0.037507 |  | 198.07 | 1 | 1.523 | 8042.7228 | 5 |  | 56 | 2273.9056 | Per End Use Consumption | GSD | 0.57723 | 0.60437 | 0.83705 | 1.097 | 1.2026 | 1.2026 | 1.289 | 1.2891 | 1.2453 | 1.1192 | 0.77553 | 0.85362 | CmiEgsd110 | CmiE | gsd | 110 | 11.8842 | 482.5634 | [30 empty] | 0 | 0 | 0
110 | Appliances | Cooking | Miscellaneous | New | Low-Flow Pre-Rinse Sprayers | 0.024627 | 0.037507 |  | 198.07 | 1 | 1.523 | 8042.7228 | 5 |  | 56 | 2273.9056 | Per End Use Consumption | GSD | 0.57723 | 0.60437 | 0.83705 | 1.097 | 1.2026 | 1.2026 | 1.289 | 1.2891 | 1.2453 | 1.1192 | 0.77553 | 0.85362 | CmiNgsd110 | CmiN | gsd | 110 | 11.8842 | 482.5634 | [30 empty] | 0 | 0 | 0
110 | Appliances | Cooking | Offices | Existing | Low-Flow Pre-Rinse Sprayers | 0.024627 | 0.037507 |  | 198.07 | 1 | 1.523 | 8042.7228 | 5 |  | 56 | 2273.9056 | Per End Use Consumption | GSD | 0.57723 | 0.60437 | 0.83705 | 1.097 | 1.2026 | 1.2026 | 1.289 | 1.2891 | 1.2453 | 1.1192 | 0.77553 | 0.85362 | CofEgsd110 | CofE | gsd | 110 | 11.8842 | 482.5634 | [30 empty] | 0 | 0 | 0
110 | Appliances | Cooking | Offices | New | Low-Flow Pre-Rinse Sprayers | 0.024627 | 0.037507 |  | 198.07 | 1 | 1.523 | 8042.7228 | 5 |  | 56 | 2273.9056 | Per End Use Consumption | GSD | 0.57723 | 0.60437 | 0.83705 | 1.097 | 1.2026 | 1.2026 | 1.289 | 1.2891 | 1.2453 | 1.1192 | 0.77553 | 0.85362 | CofNgsd110 | CofN | gsd | 110 | 11.8842 | 482.5634 | [30 empty] | 0 | 0 | 0
110 | Appliances | Cooking | Restaurants | Existing | Low-Flow Pre-Rinse Sprayers | 0.024627 | 0.037507 |  | 198.07 | 1 | 1.523 | 8042.7228 | 5 |  | 56 | 2273.9056 | Per End Use Consumption | GSD | 0.57723 | 0.60437 | 0.83705 | 1.097 | 1.2026 | 1.2026 | 1.289 | 1.2891 | 1.2453 | 1.1192 | 0.77553 | 0.85362 | CreEgsd110 | CreE | gsd | 110 | 11.8842 | 482.5634 | [30 empty] | 19.1333 | 2.379 | 3.6232
110 | Appliances | Cooking | Restaurants | New | Low-Flow Pre-Rinse Sprayers | 0.024627 | 0.037507 |  | 198.07 | 1 | 1.523 | 8042.7228 | 5 |  | 56 | 2273.9056 | Per End Use Consumption | GSD | 0.57723 | 0.60437 | 0.83705 | 1.097 | 1.2026 | 1.2026 | 1.289 | 1.2891 | 1.2453 | 1.1192 | 0.77553 | 0.85362 | CreNgsd110 | CreN | gsd | 110 | 11.8842 | 482.5634 | [30 empty] | 0.1064 | 0.013229 | 0.020148
110 | Appliances | Cooking | Retail | Existing | Low-Flow Pre-Rinse Sprayers | 0.024627 | 0.037507 |  | 198.07 | 1 | 1.523 | 8042.7228 | 5 |  | 56 | 2273.9056 | Per End Use Consumption | GSD | 0.57723 | 0.60437 | 0.83705 | 1.097 | 1.2026 | 1.2026 | 1.289 | 1.2891 | 1.2453 | 1.1192 | 0.77553 | 0.85362 | CrtEgsd110 | CrtE | gsd | 110 | 11.8842 | 482.5634 | [30 empty] | 0 | 0 | 0
110 | Appliances | Cooking | Retail | New | Low-Flow Pre-Rinse Sprayers | 0.024627 | 0.037507 |  | 198.07 | 1 | 1.523 | 8042.7228 | 5 |  | 56 | 2273.9056 | Per End Use Consumption | GSD | 0.57723 | 0.60437 | 0.83705 | 1.097 | 1.2026 | 1.2026 | 1.289 | 1.2891 | 1.2453 | 1.1192 | 0.77553 | 0.85362 | CrtNgsd110 | CrtN | gsd | 110 | 11.8842 | 482.5634 | [30 empty] | 0 | 0 | 0
110 | Appliances | Cooking | Schools K-12 | Existing | Low-Flow Pre-Rinse Sprayers | 0.024627 | 0.037507 |  | 198.07 | 1 | 1.523 | 8042.7228 | 5 |  | 56 | 2273.9056 | Per End Use Consumption | GSD | 0.57723 | 0.60437 | 0.83705 | 1.097 | 1.2026 | 1.2026 | 1.289 | 1.2891 | 1.2453 | 1.1192 | 0.77553 | 0.85362 | CscEgsd110 | CscE | gsd | 110 | 11.8842 | 482.5634 | [30 empty] | 0 | 0 | 0
110 | Appliances | Cooking | Schools K-12 | New | Low-Flow Pre-Rinse Sprayers | 0.024627 | 0.037507 |  | 198.07 | 1 | 1.523 | 8042.7228 | 5 |  | 56 | 2273.9056 | Per End Use Consumption | GSD | 0.57723 | 0.60437 | 0.83705 | 1.097 | 1.2026 | 1.2026 | 1.289 | 1.2891 | 1.2453 | 1.1192 | 0.77553 | 0.85362 | CscNgsd110 | CscN | gsd | 110 | 11.8842 | 482.5634 | [30 empty] | 0 | 0 | 0
110 | Appliances | Cooking | Warehouse | Existing | Low-Flow Pre-Rinse Sprayers | 0.024627 | 0.037507 |  | 198.07 | 1 | 1.523 | 8042.7228 | 5 |  | 56 | 2273.9056 | Per End Use Consumption | GSD | 0.57723 | 0.60437 | 0.83705 | 1.097 | 1.2026 | 1.2026 | 1.289 | 1.2891 | 1.2453 | 1.1192 | 0.77553 | 0.85362 | CwaEgsd110 | CwaE | gsd | 110 | 11.8842 | 482.5634 | [30 empty] | 0 | 0 | 0
110 | Appliances | Cooking | Warehouse | New | Low-Flow Pre-Rinse Sprayers | 0.024627 | 0.037507 |  | 198.07 | 1 | 1.523 | 8042.7228 | 5 |  | 56 | 2273.9056 | Per End Use Consumption | GSD | 0.57723 | 0.60437 | 0.83705 | 1.097 | 1.2026 | 1.2026 | 1.289 | 1.2891 | 1.2453 | 1.1192 | 0.77553 | 0.85362 | CwaNgsd110 | CwaN | gsd | 110 | 11.8842 | 482.5634 | [30 empty] | 0 | 0 | 0
111 | Appliances | Misc | Assembly | Existing | Air Compressor Optimization | 0.67304 | 0.29126 |  | 3935.9 | 1 | 0.43275 | 5847.9532 | 3 |  | 1334.25 | 1982.4263 | Per End Use Consumption | GSD | 1 | 1 | 1 | 1 | 1 | 1 | 1 | 1 | 1 | 1 | 1 | 1 | CasEgsd111 | CasE | gsd | 111 | 197.9096 | 294.0538 | [30 empty] | 99.9598 | 17.0751 | 7.372
111 | Appliances | Misc | Assembly | New | Air Compressor Optimization | 0.67304 | 0.29126 |  | 3935.9 | 1 | 0.43275 | 5847.9532 | 3 |  | 1334.25 | 1982.4263 | Per End Use Consumption | GSD | 1 | 1 | 1 | 1 | 1 | 1 | 1 | 1 | 1 | 1 | 1 | 1 | CasNgsd111 | CasN | gsd | 111 | 197.9096 | 294.0538 | [30 empty] | 1.0682 | 0.18247 | 0.078782
111 | Appliances | Misc | College and University | Existing | Air Compressor Optimization | 0.53902 | 0.54436 |  | 5336.88 | 1 | 1.0099 | 9900.9901 | 3 |  | 1334.25 | 2475.3032 | Per End Use Consumption | GSD | 1 | 1 | 1 | 1 | 1 | 1 | 1 | 1 | 1 | 1 | 1 | 1 | CcoEgsd111 | CcoE | gsd | 111 | 268.3554 | 497.8535 | [30 empty] | 10.6144 | 1.0766 | 1.0785
111 | Appliances | Misc | College and University | New | Air Compressor Optimization | 0.53902 | 0.54436 |  | 5336.88 | 1 | 1.0099 | 9900.9901 | 3 |  | 1334.25 | 2475.3032 | Per End Use Consumption | GSD | 1 | 1 | 1 | 1 | 1 | 1 | 1 | 1 | 1 | 1 | 1 | 1 | CcoNgsd111 | CcoN | gsd | 111 | 268.3554 | 497.8535 | [30 empty] | 0.10372 | 0.010521 | 0.010539
111 | Appliances | Misc | Data Center | Existing | Air Compressor Optimization | 0.61889 | 0.65792 |  | 5575.6 | 1 | 1.0631 | 9009.009 | 3 |  | 1334.25 | 2155.8703 | Per End Use Consumption | GSD | 1 | 1 | 1 | 1 | 1 | 1 | 1 | 1 | 1 | 1 | 1 | 1 | CdaEgsd111 | CdaE | gsd | 111 | 280.359 | 453.0018 | [30 empty] | 0.29951 | 0.033313 | 0.035283
111 | Appliances | Misc | Data Center | New | Air Compressor Optimization | 0.61889 | 0.65792 |  | 5575.6 | 1 | 1.0631 | 9009.009 | 3 |  | 1334.25 | 2155.8703 | Per End Use Consumption | GSD | 1 | 1 | 1 | 1 | 1 | 1 | 1 | 1 | 1 | 1 | 1 | 1 | CdaNgsd111 | CdaN | gsd | 111 | 280.359 | 453.0018 | [30 empty] | 0.0032008 | 0.000356 | 0.00037706
111 | Appliances | Misc | Grocery | Existing | Air Compressor Optimization | 1.3898 | 0.83388 |  | 10294.8 | 1 | 0.6 | 7407.4074 | 3 |  | 1334.25 | 960.0316 | Per End Use Consumption | GSD | 1 | 1 | 1 | 1 | 1 | 1 | 1 | 1 | 1 | 1 | 1 | 1 | CgrEgsd111 | CgrE | gsd | 111 | 517.6555 | 372.4682 | [30 empty] | 39.5886 | 5.3276 | 3.2127
111 | Appliances | Misc | Grocery | New | Air Compressor Optimization | 1.3898 | 0.83388 |  | 10294.8 | 1 | 0.6 | 7407.4074 | 3 |  | 1334.25 | 960.0316 | Per End Use Consumption | GSD | 1 | 1 | 1 | 1 | 1 | 1 | 1 | 1 | 1 | 1 | 1 | 1 | CgrNgsd111 | CgrN | gsd | 111 | 517.6555 | 372.4682 | [30 empty] | 0.42307 | 0.056934 | 0.034333
111 | Appliances | Misc | Healthcare | Existing | Air Compressor Optimization | 0.72748 | 0.75273 |  | 5051.91 | 1 | 1.0347 | 6944.4444 | 3 |  | 1334.25 | 1834.0835 | Per End Use Consumption | GSD | 1 | 1 | 1 | 1 | 1 | 1 | 1 | 1 | 1 | 1 | 1 | 1 | CheEgsd111 | CheE | gsd | 111 | 254.0262 | 349.1889 | [30 empty] | 20.2842 | 2.918 | 3.0246
111 | Appliances | Misc | Healthcare | New | Air Compressor Optimization | 0.72748 | 0.75273 |  | 5051.91 | 1 | 1.0347 | 6944.4444 | 3 |  | 1334.25 | 1834.0835 | Per End Use Consumption | GSD | 1 | 1 | 1 | 1 | 1 | 1 | 1 | 1 | 1 | 1 | 1 | 1 | CheNgsd111 | CheN | gsd | 111 | 254.0262 | 349.1889 | [30 empty] | 0.19334 | 0.027813 | 0.028829
111 | Appliances | Misc | Hospitals | Existing | Air Compressor Optimization | 0.86347 | 0.87201 |  | 8549.16 | 1 | 1.0099 | 9900.9901 | 3 |  | 1334.25 | 1545.2274 | Per End Use Consumption | GSD | 1 | 1 | 1 | 1 | 1 | 1 | 1 | 1 | 1 | 1 | 1 | 1 | ChoEgsd111 | ChoE | gsd | 111 | 429.8791 | 497.8535 | [30 empty] | 9.2975 | 0.94306 | 0.94471
111 | Appliances | Misc | Hospitals | New | Air Compressor Optimization | 0.86347 | 0.87201 |  | 8549.16 | 1 | 1.0099 | 9900.9901 | 3 |  | 1334.25 | 1545.2274 | Per End Use Consumption | GSD | 1 | 1 | 1 | 1 | 1 | 1 | 1 | 1 | 1 | 1 | 1 | 1 | ChoNgsd111 | ChoN | gsd | 111 | 429.8791 | 497.8535 | [30 empty] | 0.08862 | 0.0089889 | 0.0090046
111 | Appliances | Misc | Institutional | Existing | Air Compressor Optimization | 0.575 | 0.62163 |  | 5180.22 | 1 | 1.0811 | 9009.009 | 3 |  | 1334.25 | 2320.4169 | Per End Use Consumption | GSD | 1 | 1 | 1 | 1 | 1 | 1 | 1 | 1 | 1 | 1 | 1 | 1 | CinEgsd111 | CinE | gsd | 111 | 260.478 | 453.0018 | [30 empty] | 12.8617 | 1.4249 | 1.5469
111 | Appliances | Misc | Institutional | New | Air Compressor Optimization | 0.575 | 0.62163 |  | 5180.22 | 1 | 1.0811 | 9009.009 | 3 |  | 1334.25 | 2320.4169 | Per End Use Consumption | GSD | 1 | 1 | 1 | 1 | 1 | 1 | 1 | 1 | 1 | 1 | 1 | 1 | CinNgsd111 | CinN | gsd | 111 | 260.478 | 453.0018 | [30 empty] | 0.13745 | 0.015228 | 0.016531
111 | Appliances | Misc | Lodging/Hospitality | Existing | Air Compressor Optimization | 0.773 | 0.90303 |  | 7224.26 | 1 | 1.1682 | 9345.7944 | 3 |  | 1334.25 | 1726.0766 | Per End Use Consumption | GSD | 1 | 1 | 1 | 1 | 1 | 1 | 1 | 1 | 1 | 1 | 1 | 1 | CloEgsd111 | CloE | gsd | 111 | 363.2589 | 469.9365 | [30 empty] | 58.1027 | 6.2213 | 7.2344
111 | Appliances | Misc | Lodging/Hospitality | New | Air Compressor Optimization | 0.773 | 0.90303 |  | 7224.26 | 1 | 1.1682 | 9345.7944 | 3 |  | 1334.25 | 1726.0766 | Per End Use Consumption | GSD | 1 | 1 | 1 | 1 | 1 | 1 | 1 | 1 | 1 | 1 | 1 | 1 | CloNgsd111 | CloN | gsd | 111 | 363.2589 | 469.9365 | [30 empty] | 0.55381 | 0.059299 | 0.068956
111 | Appliances | Misc | Miscellaneous | Existing | Air Compressor Optimization | 0.68017 | 0.72306 |  | 6127.64 | 1 | 1.0631 | 9009.009 | 3 |  | 1334.25 | 1961.6476 | Per End Use Consumption | GSD | 1 | 1 | 1 | 1 | 1 | 1 | 1 | 1 | 1 | 1 | 1 | 1 | CmiEgsd111 | CmiE | gsd | 111 | 308.1174 | 453.0018 | [30 empty] | 206.9266 | 23.0151 | 24.3765
111 | Appliances | Misc | Miscellaneous | New | Air Compressor Optimization | 0.68017 | 0.72306 |  | 6127.64 | 1 | 1.0631 | 9009.009 | 3 |  | 1334.25 | 1961.6476 | Per End Use Consumption | GSD | 1 | 1 | 1 | 1 | 1 | 1 | 1 | 1 | 1 | 1 | 1 | 1 | CmiNgsd111 | CmiN | gsd | 111 | 308.1174 | 453.0018 | [30 empty] | 2.2671 | 0.25216 | 0.26708
111 | Appliances | Misc | Offices | Existing | Air Compressor Optimization | 0.61939 | 0.65845 |  | 5580.08 | 1 | 1.0631 | 9009.009 | 3 |  | 1334.25 | 2154.1394 | Per End Use Consumption | GSD | 1 | 1 | 1 | 1 | 1 | 1 | 1 | 1 | 1 | 1 | 1 | 1 | CofEgsd111 | CofE | gsd | 111 | 280.5843 | 453.0018 | [30 empty] | 259.1413 | 28.8226 | 30.5275
111 | Appliances | Misc | Offices | New | Air Compressor Optimization | 0.61939 | 0.65845 |  | 5580.08 | 1 | 1.0631 | 9009.009 | 3 |  | 1334.25 | 2154.1394 | Per End Use Consumption | GSD | 1 | 1 | 1 | 1 | 1 | 1 | 1 | 1 | 1 | 1 | 1 | 1 | CofNgsd111 | CofN | gsd | 111 | 280.5843 | 453.0018 | [30 empty] | 2.7693 | 0.30801 | 0.32623
111 | Appliances | Misc | Restaurants | Existing | Air Compressor Optimization | 1.0552 | 0.39374 |  | 7874.78 | 1 | 0.37313 | 7462.6866 | 3 |  | 1334.25 | 1264.4276 | Per End Use Consumption | GSD | 1 | 1 | 1 | 1 | 1 | 1 | 1 | 1 | 1 | 1 | 1 | 1 | CreEgsd111 | CreE | gsd | 111 | 395.9691 | 375.2478 | [30 empty] | 54.5209 | 7.3022 | 2.7348
111 | Appliances | Misc | Restaurants | New | Air Compressor Optimization | 1.0552 | 0.39374 |  | 7874.78 | 1 | 0.37313 | 7462.6866 | 3 |  | 1334.25 | 1264.4276 | Per End Use Consumption | GSD | 1 | 1 | 1 | 1 | 1 | 1 | 1 | 1 | 1 | 1 | 1 | 1 | CreNgsd111 | CreN | gsd | 111 | 395.9691 | 375.2478 | [30 empty] | 0.54944 | 0.073588 | 0.02756
111 | Appliances | Misc | Retail | Existing | Air Compressor Optimization | 0.78259 | 0.43234 |  | 5472.66 | 1 | 0.55245 | 6993.007 | 3 |  | 1334.25 | 1704.9149 | Per End Use Consumption | GSD | 1 | 1 | 1 | 1 | 1 | 1 | 1 | 1 | 1 | 1 | 1 | 1 | CrtEgsd111 | CrtE | gsd | 111 | 275.1829 | 351.6308 | [30 empty] | 89.0041 | 12.7661 | 7.0619
111 | Appliances | Misc | Retail | New | Air Compressor Optimization | 0.78259 | 0.43234 |  | 5472.66 | 1 | 0.55245 | 6993.007 | 3 |  | 1334.25 | 1704.9149 | Per End Use Consumption | GSD | 1 | 1 | 1 | 1 | 1 | 1 | 1 | 1 | 1 | 1 | 1 | 1 | CrtNgsd111 | CrtN | gsd | 111 | 275.1829 | 351.6308 | [30 empty] | 0.95115 | 0.13643 | 0.075467
111 | Appliances | Misc | Schools K-12 | Existing | Air Compressor Optimization | 0.42676 | 0.44333 |  | 4143.28 | 1 | 1.0388 | 9708.7379 | 3 |  | 1334.25 | 3126.4803 | Per End Use Consumption | GSD | 1 | 1 | 1 | 1 | 1 | 1 | 1 | 1 | 1 | 1 | 1 | 1 | CscEgsd111 | CscE | gsd | 111 | 208.3374 | 488.1864 | [30 empty] | 17.2367 | 1.7771 | 1.8515
111 | Appliances | Misc | Schools K-12 | New | Air Compressor Optimization | 0.42676 | 0.44333 |  | 4143.28 | 1 | 1.0388 | 9708.7379 | 3 |  | 1334.25 | 3126.4803 | Per End Use Consumption | GSD | 1 | 1 | 1 | 1 | 1 | 1 | 1 | 1 | 1 | 1 | 1 | 1 | CscNgsd111 | CscN | gsd | 111 | 208.3374 | 488.1864 | [30 empty] | 0.1737 | 0.017909 | 0.018659
111 | Appliances | Misc | Warehouse | Existing | Air Compressor Optimization | 0.83298 | 0.60432 |  | 5444.31 | 1 | 0.72549 | 6535.9477 | 3 |  | 1334.25 | 1601.7803 | Per End Use Consumption | GSD | 1 | 1 | 1 | 1 | 1 | 1 | 1 | 1 | 1 | 1 | 1 | 1 | CwaEgsd111 | CwaE | gsd | 111 | 273.7573 | 328.6484 | [30 empty] | 19.7227 | 3.0091 | 2.1867
111 | Appliances | Misc | Warehouse | New | Air Compressor Optimization | 0.83298 | 0.60432 |  | 5444.31 | 1 | 0.72549 | 6535.9477 | 3 |  | 1334.25 | 1601.7803 | Per End Use Consumption | GSD | 1 | 1 | 1 | 1 | 1 | 1 | 1 | 1 | 1 | 1 | 1 | 1 | CwaNgsd111 | CwaN | gsd | 111 | 273.7573 | 328.6484 | [30 empty] | 0.21077 | 0.032157 | 0.023368
112 | Appliances | Misc | Assembly | Turnover | Energy Star EV Chargers | 0.003603 | 0.0015592 |  | 21.07 | 1 | 0.43275 | 5847.9532 | 10 | 4882.6385 | 58.64 | 16275.4616 | Per charging system | GSD | 1 | 1 | 1 | 1 | 1 | 1 | 1 | 1 | 1 | 1 | 1 | 1 | CasTgsd112 | CasT | gsd | 112 | 1.2642 | 350.8772 | [30 empty] | 6.6481 | 1.1356 | 0.4903
112 | Appliances | Misc | Assembly | New | Energy Star EV Chargers | 0.003603 | 0.0015592 |  | 21.07 | 1 | 0.43275 | 5847.9532 | 10 | 4882.6385 | 58.64 | 16275.4616 | Per charging system | GSD | 1 | 1 | 1 | 1 | 1 | 1 | 1 | 1 | 1 | 1 | 1 | 1 | CasNgsd112 | CasN | gsd | 112 | 1.2642 | 350.8772 | [30 empty] | 0.073326 | 0.012526 | 0.0054078
112 | Appliances | Misc | College and University | Turnover | Energy Star EV Chargers | 0.0021281 | 0.0021491 |  | 21.07 | 1 | 1.0099 | 9900.9901 | 10 | 8266.6454 | 58.64 | 27555.4845 | Per charging system | GSD | 1 | 1 | 1 | 1 | 1 | 1 | 1 | 1 | 1 | 1 | 1 | 1 | CcoTgsd112 | CcoT | gsd | 112 | 1.2642 | 594.0594 | [30 empty] | 0.79726 | 0.080867 | 0.081009
112 | Appliances | Misc | College and University | New | Energy Star EV Chargers | 0.0021281 | 0.0021491 |  | 21.07 | 1 | 1.0099 | 9900.9901 | 10 | 8266.6454 | 58.64 | 27555.4845 | Per charging system | GSD | 1 | 1 | 1 | 1 | 1 | 1 | 1 | 1 | 1 | 1 | 1 | 1 | CcoNgsd112 | CcoN | gsd | 112 | 1.2642 | 594.0594 | [30 empty] | 0.0084418 | 0.00085626 | 0.00085776
112 | Appliances | Misc | Data Center | Turnover | Energy Star EV Chargers | 0.0023388 | 0.0024863 |  | 21.07 | 1 | 1.0631 | 9009.009 | 10 | 7521.9025 | 58.64 | 25073.0085 | Per charging system | GSD | 1 | 1 | 1 | 1 | 1 | 1 | 1 | 1 | 1 | 1 | 1 | 1 | CdaTgsd112 | CdaT | gsd | 112 | 1.2642 | 540.5405 | [30 empty] | 0.020718 | 0.0023043 | 0.0024406
112 | Appliances | Misc | Data Center | New | Energy Star EV Chargers | 0.0023388 | 0.0024863 |  | 21.07 | 1 | 1.0631 | 9009.009 | 10 | 7521.9025 | 58.64 | 25073.0085 | Per charging system | GSD | 1 | 1 | 1 | 1 | 1 | 1 | 1 | 1 | 1 | 1 | 1 | 1 | CdaNgsd112 | CdaN | gsd | 112 | 1.2642 | 540.5405 | [30 empty] | 0.00021971 | 2.4437e-05 | 2.5882e-05
112 | Appliances | Misc | Grocery | Turnover | Energy Star EV Chargers | 0.0028445 | 0.0017067 |  | 21.07 | 1 | 0.6 | 7407.4074 | 10 | 6184.6754 | 58.64 | 20615.5847 | Per charging system | GSD | 1 | 1 | 1 | 1 | 1 | 1 | 1 | 1 | 1 | 1 | 1 | 1 | CgrTgsd112 | CgrT | gsd | 112 | 1.2642 | 444.4444 | [30 empty] | 2.633 | 0.35433 | 0.21367
112 | Appliances | Misc | Grocery | New | Energy Star EV Chargers | 0.0028445 | 0.0017067 |  | 21.07 | 1 | 0.6 | 7407.4074 | 10 | 6184.6754 | 58.64 | 20615.5847 | Per charging system | GSD | 1 | 1 | 1 | 1 | 1 | 1 | 1 | 1 | 1 | 1 | 1 | 1 | CgrNgsd112 | CgrN | gsd | 112 | 1.2642 | 444.4444 | [30 empty] | 0.029041 | 0.0039081 | 0.0023567
112 | Appliances | Misc | Healthcare | Turnover | Energy Star EV Chargers | 0.0030341 | 0.0031394 |  | 21.07 | 1 | 1.0347 | 6944.4444 | 10 | 5798.1332 | 58.64 | 19327.1107 | Per charging system | GSD | 1 | 1 | 1 | 1 | 1 | 1 | 1 | 1 | 1 | 1 | 1 | 1 | CheTgsd112 | CheT | gsd | 112 | 1.2642 | 416.6667 | [30 empty] | 1.3627 | 0.19603 | 0.20319
112 | Appliances | Misc | Healthcare | New | Energy Star EV Chargers | 0.0030341 | 0.0031394 |  | 21.07 | 1 | 1.0347 | 6944.4444 | 10 | 5798.1332 | 58.64 | 19327.1107 | Per charging system | GSD | 1 | 1 | 1 | 1 | 1 | 1 | 1 | 1 | 1 | 1 | 1 | 1 | CheNgsd112 | CheN | gsd | 112 | 1.2642 | 416.6667 | [30 empty] | 0.014429 | 0.0020757 | 0.0021515
112 | Appliances | Misc | Hospitals | Turnover | Energy Star EV Chargers | 0.0021281 | 0.0021491 |  | 21.07 | 1 | 1.0099 | 9900.9901 | 10 | 8266.6454 | 58.64 | 27555.4845 | Per charging system | GSD | 1 | 1 | 1 | 1 | 1 | 1 | 1 | 1 | 1 | 1 | 1 | 1 | ChoTgsd112 | ChoT | gsd | 112 | 1.2642 | 594.0594 | [30 empty] | 0.69835 | 0.070835 | 0.070959
112 | Appliances | Misc | Hospitals | New | Energy Star EV Chargers | 0.0021281 | 0.0021491 |  | 21.07 | 1 | 1.0099 | 9900.9901 | 10 | 8266.6454 | 58.64 | 27555.4845 | Per charging system | GSD | 1 | 1 | 1 | 1 | 1 | 1 | 1 | 1 | 1 | 1 | 1 | 1 | ChoNgsd112 | ChoN | gsd | 112 | 1.2642 | 594.0594 | [30 empty] | 0.0073944 | 0.00075003 | 0.00075134
112 | Appliances | Misc | Institutional | Turnover | Energy Star EV Chargers | 0.0023388 | 0.0025284 |  | 21.07 | 1 | 1.0811 | 9009.009 | 10 | 7521.9025 | 58.64 | 25073.0085 | Per charging system | GSD | 1 | 1 | 1 | 1 | 1 | 1 | 1 | 1 | 1 | 1 | 1 | 1 | CinTgsd112 | CinT | gsd | 112 | 1.2642 | 540.5405 | [30 empty] | 0.99471 | 0.1102 | 0.11963
112 | Appliances | Misc | Institutional | New | Energy Star EV Chargers | 0.0023388 | 0.0025284 |  | 21.07 | 1 | 1.0811 | 9009.009 | 10 | 7521.9025 | 58.64 | 25073.0085 | Per charging system | GSD | 1 | 1 | 1 | 1 | 1 | 1 | 1 | 1 | 1 | 1 | 1 | 1 | CinNgsd112 | CinN | gsd | 112 | 1.2642 | 540.5405 | [30 empty] | 0.010549 | 0.0011687 | 0.0012687
112 | Appliances | Misc | Lodging/Hospitality | Turnover | Energy Star EV Chargers | 0.0022545 | 0.0026337 |  | 21.07 | 1 | 1.1682 | 9345.7944 | 10 | 7803.0952 | 58.64 | 26010.3172 | Per charging system | GSD | 1 | 1 | 1 | 1 | 1 | 1 | 1 | 1 | 1 | 1 | 1 | 1 | CloTgsd112 | CloT | gsd | 112 | 1.2642 | 560.7477 | [30 empty] | 3.9033 | 0.41794 | 0.48601
112 | Appliances | Misc | Lodging/Hospitality | New | Energy Star EV Chargers | 0.0022545 | 0.0026337 |  | 21.07 | 1 | 1.1682 | 9345.7944 | 10 | 7803.0952 | 58.64 | 26010.3172 | Per charging system | GSD | 1 | 1 | 1 | 1 | 1 | 1 | 1 | 1 | 1 | 1 | 1 | 1 | CloNgsd112 | CloN | gsd | 112 | 1.2642 | 560.7477 | [30 empty] | 0.04133 | 0.0044254 | 0.0051461
112 | Appliances | Misc | Miscellaneous | Turnover | Energy Star EV Chargers | 0.0023388 | 0.0024863 |  | 21.07 | 1 | 1.0631 | 9009.009 | 10 | 7521.9025 | 58.64 | 25073.0085 | Per charging system | GSD | 1 | 1 | 1 | 1 | 1 | 1 | 1 | 1 | 1 | 1 | 1 | 1 | CmiTgsd112 | CmiT | gsd | 112 | 1.2642 | 540.5405 | [30 empty] | 13.7622 | 1.5307 | 1.6212
112 | Appliances | Misc | Miscellaneous | New | Energy Star EV Chargers | 0.0023388 | 0.0024863 |  | 21.07 | 1 | 1.0631 | 9009.009 | 10 | 7521.9025 | 58.64 | 25073.0085 | Per charging system | GSD | 1 | 1 | 1 | 1 | 1 | 1 | 1 | 1 | 1 | 1 | 1 | 1 | CmiNgsd112 | CmiN | gsd | 112 | 1.2642 | 540.5405 | [30 empty] | 0.15179 | 0.016883 | 0.017882
112 | Appliances | Misc | Offices | Turnover | Energy Star EV Chargers | 0.0023388 | 0.0024863 |  | 21.07 | 1 | 1.0631 | 9009.009 | 10 | 7521.9025 | 58.64 | 25073.0085 | Per charging system | GSD | 1 | 1 | 1 | 1 | 1 | 1 | 1 | 1 | 1 | 1 | 1 | 1 | CofTgsd112 | CofT | gsd | 112 | 1.2642 | 540.5405 | [30 empty] | 20.0418 | 2.2291 | 2.361
112 | Appliances | Misc | Offices | New | Energy Star EV Chargers | 0.0023388 | 0.0024863 |  | 21.07 | 1 | 1.0631 | 9009.009 | 10 | 7521.9025 | 58.64 | 25073.0085 | Per charging system | GSD | 1 | 1 | 1 | 1 | 1 | 1 | 1 | 1 | 1 | 1 | 1 | 1 | CofNgsd112 | CofN | gsd | 112 | 1.2642 | 540.5405 | [30 empty] | 0.21254 | 0.023639 | 0.025038
112 | Appliances | Misc | Restaurants | Turnover | Energy Star EV Chargers | 0.0028234 | 0.0010535 |  | 21.07 | 1 | 0.37313 | 7462.6866 | 10 | 6230.8297 | 58.64 | 20769.4324 | Per charging system | GSD | 1 | 1 | 1 | 1 | 1 | 1 | 1 | 1 | 1 | 1 | 1 | 1 | CreTgsd112 | CreT | gsd | 112 | 1.2642 | 447.7612 | [30 empty] | 3.6261 | 0.48565 | 0.18189
112 | Appliances | Misc | Restaurants | New | Energy Star EV Chargers | 0.0028234 | 0.0010535 |  | 21.07 | 1 | 0.37313 | 7462.6866 | 10 | 6230.8297 | 58.64 | 20769.4324 | Per charging system | GSD | 1 | 1 | 1 | 1 | 1 | 1 | 1 | 1 | 1 | 1 | 1 | 1 | CreNgsd112 | CreN | gsd | 112 | 1.2642 | 447.7612 | [30 empty] | 0.039994 | 0.0053566 | 0.0020062
112 | Appliances | Misc | Retail | Turnover | Energy Star EV Chargers | 0.003013 | 0.0016645 |  | 21.07 | 1 | 0.55245 | 6993.007 | 10 | 5838.6796 | 58.64 | 19462.2653 | Per charging system | GSD | 1 | 1 | 1 | 1 | 1 | 1 | 1 | 1 | 1 | 1 | 1 | 1 | CrtTgsd112 | CrtT | gsd | 112 | 1.2642 | 419.5804 | [30 empty] | 5.9195 | 0.84905 | 0.46967
112 | Appliances | Misc | Retail | New | Energy Star EV Chargers | 0.003013 | 0.0016645 |  | 21.07 | 1 | 0.55245 | 6993.007 | 10 | 5838.6796 | 58.64 | 19462.2653 | Per charging system | GSD | 1 | 1 | 1 | 1 | 1 | 1 | 1 | 1 | 1 | 1 | 1 | 1 | CrtNgsd112 | CrtN | gsd | 112 | 1.2642 | 419.5804 | [30 empty] | 0.06529 | 0.0093647 | 0.0051803
112 | Appliances | Misc | Schools K-12 | Turnover | Energy Star EV Chargers | 0.0021702 | 0.0022545 |  | 21.07 | 1 | 1.0388 | 9708.7379 | 10 | 8106.128 | 58.64 | 27020.4266 | Per charging system | GSD | 1 | 1 | 1 | 1 | 1 | 1 | 1 | 1 | 1 | 1 | 1 | 1 | CscTgsd112 | CscT | gsd | 112 | 1.2642 | 582.5243 | [30 empty] | 1.1464 | 0.11819 | 0.12314
112 | Appliances | Misc | Schools K-12 | New | Energy Star EV Chargers | 0.0021702 | 0.0022545 |  | 21.07 | 1 | 1.0388 | 9708.7379 | 10 | 8106.128 | 58.64 | 27020.4266 | Per charging system | GSD | 1 | 1 | 1 | 1 | 1 | 1 | 1 | 1 | 1 | 1 | 1 | 1 | CscNgsd112 | CscN | gsd | 112 | 1.2642 | 582.5243 | [30 empty] | 0.012644 | 0.0013036 | 0.0013582
112 | Appliances | Misc | Warehouse | Turnover | Energy Star EV Chargers | 0.0032237 | 0.0023388 |  | 21.07 | 1 | 0.72549 | 6535.9477 | 10 | 5457.0665 | 58.64 | 18190.2218 | Per charging system | GSD | 1 | 1 | 1 | 1 | 1 | 1 | 1 | 1 | 1 | 1 | 1 | 1 | CwaTgsd112 | CwaT | gsd | 112 | 1.2642 | 392.1569 | [30 empty] | 1.7165 | 0.26188 | 0.19031
112 | Appliances | Misc | Warehouse | New | Energy Star EV Chargers | 0.0032237 | 0.0023388 |  | 21.07 | 1 | 0.72549 | 6535.9477 | 10 | 5457.0665 | 58.64 | 18190.2218 | Per charging system | GSD | 1 | 1 | 1 | 1 | 1 | 1 | 1 | 1 | 1 | 1 | 1 | 1 | CwaNgsd112 | CwaN | gsd | 112 | 1.2642 | 392.1569 | [30 empty] | 0.018932 | 0.0028884 | 0.002099
113 | Appliances | Office Equipment | Assembly | Turnover | ENERGY STAR Imaging Equipment | 0.071273 | 0.030843 |  | 416.8 | 1 | 0.43275 | 5847.9532 | 6 |  | 164 | 2301.0181 | Per Unit | GSD | 0.57723 | 0.60437 | 0.83705 | 1.097 | 1.2026 | 1.2026 | 1.289 | 1.2891 | 1.2453 | 1.1192 | 0.77553 | 0.85362 | CasTgsd113 | CasT | gsd | 113 | 25.008 | 350.8772 | [30 empty] | 0.89149 | 0.15228 | 0.065747
113 | Appliances | Office Equipment | Assembly | New | ENERGY STAR Imaging Equipment | 0.071273 | 0.030843 |  | 416.8 | 1 | 0.43275 | 5847.9532 | 6 |  | 164 | 2301.0181 | Per Unit | GSD | 0.57723 | 0.60437 | 0.83705 | 1.097 | 1.2026 | 1.2026 | 1.289 | 1.2891 | 1.2453 | 1.1192 | 0.77553 | 0.85362 | CasNgsd113 | CasN | gsd | 113 | 25.008 | 350.8772 | [30 empty] | 0.0098328 | 0.0016796 | 0.00072517
113 | Appliances | Office Equipment | College and University | Turnover | ENERGY STAR Imaging Equipment | 0.042097 | 0.042514 |  | 416.8 | 1 | 1.0099 | 9900.9901 | 6 |  | 164 | 3895.7831 | Per Unit | GSD | 0.57723 | 0.60437 | 0.83705 | 1.097 | 1.2026 | 1.2026 | 1.289 | 1.2891 | 1.2453 | 1.1192 | 0.77553 | 0.85362 | CcoTgsd113 | CcoT | gsd | 113 | 25.008 | 594.0594 | [30 empty] | 0.057327 | 0.0058148 | 0.005825
113 | Appliances | Office Equipment | College and University | New | ENERGY STAR Imaging Equipment | 0.042097 | 0.042514 |  | 416.8 | 1 | 1.0099 | 9900.9901 | 6 |  | 164 | 3895.7831 | Per Unit | GSD | 0.57723 | 0.60437 | 0.83705 | 1.097 | 1.2026 | 1.2026 | 1.289 | 1.2891 | 1.2453 | 1.1192 | 0.77553 | 0.85362 | CcoNgsd113 | CcoN | gsd | 113 | 25.008 | 594.0594 | [30 empty] | 0.0006323 | 6.4136e-05 | 6.4248e-05
113 | Appliances | Office Equipment | Data Center | Turnover | ENERGY STAR Imaging Equipment | 0.046265 | 0.049182 |  | 416.8 | 1 | 1.0631 | 9009.009 | 6 |  | 164 | 3544.8116 | Per Unit | GSD | 0.57723 | 0.60437 | 0.83705 | 1.097 | 1.2026 | 1.2026 | 1.289 | 1.2891 | 1.2453 | 1.1192 | 0.77553 | 0.85362 | CdaTgsd113 | CdaT | gsd | 113 | 25.008 | 540.5405 | [30 empty] | 0.0096207 | 0.00107 | 0.0011333
113 | Appliances | Office Equipment | Data Center | New | ENERGY STAR Imaging Equipment | 0.046265 | 0.049182 |  | 416.8 | 1 | 1.0631 | 9009.009 | 6 |  | 164 | 3544.8116 | Per Unit | GSD | 0.57723 | 0.60437 | 0.83705 | 1.097 | 1.2026 | 1.2026 | 1.289 | 1.2891 | 1.2453 | 1.1192 | 0.77553 | 0.85362 | CdaNgsd113 | CdaN | gsd | 113 | 25.008 | 540.5405 | [30 empty] | 0.00010611 | 1.1802e-05 | 1.25e-05
113 | Appliances | Office Equipment | Grocery | Turnover | ENERGY STAR Imaging Equipment | 0.056268 | 0.033761 |  | 416.8 | 1 | 0.6 | 7407.4074 | 6 |  | 164 | 2914.6229 | Per Unit | GSD | 0.57723 | 0.60437 | 0.83705 | 1.097 | 1.2026 | 1.2026 | 1.289 | 1.2891 | 1.2453 | 1.1192 | 0.77553 | 0.85362 | CgrTgsd113 | CgrT | gsd | 113 | 25.008 | 444.4444 | [30 empty] | 0.0015971 | 0.00021493 | 0.00012961
113 | Appliances | Office Equipment | Grocery | New | ENERGY STAR Imaging Equipment | 0.056268 | 0.033761 |  | 416.8 | 1 | 0.6 | 7407.4074 | 6 |  | 164 | 2914.6229 | Per Unit | GSD | 0.57723 | 0.60437 | 0.83705 | 1.097 | 1.2026 | 1.2026 | 1.289 | 1.2891 | 1.2453 | 1.1192 | 0.77553 | 0.85362 | CgrNgsd113 | CgrN | gsd | 113 | 25.008 | 444.4444 | [30 empty] | 1.7615e-05 | 2.3706e-06 | 1.4295e-06
113 | Appliances | Office Equipment | Healthcare | Turnover | ENERGY STAR Imaging Equipment | 0.060019 | 0.062103 |  | 416.8 | 1 | 1.0347 | 6944.4444 | 6 |  | 164 | 2732.4589 | Per Unit | GSD | 0.57723 | 0.60437 | 0.83705 | 1.097 | 1.2026 | 1.2026 | 1.289 | 1.2891 | 1.2453 | 1.1192 | 0.77553 | 0.85362 | CheTgsd113 | CheT | gsd | 113 | 25.008 | 416.6667 | [30 empty] | 0.72243 | 0.10393 | 0.10772
113 | Appliances | Office Equipment | Healthcare | New | ENERGY STAR Imaging Equipment | 0.060019 | 0.062103 |  | 416.8 | 1 | 1.0347 | 6944.4444 | 6 |  | 164 | 2732.4589 | Per Unit | GSD | 0.57723 | 0.60437 | 0.83705 | 1.097 | 1.2026 | 1.2026 | 1.289 | 1.2891 | 1.2453 | 1.1192 | 0.77553 | 0.85362 | CheNgsd113 | CheN | gsd | 113 | 25.008 | 416.6667 | [30 empty] | 0.0079682 | 0.0011463 | 0.0011881
113 | Appliances | Office Equipment | Hospitals | Turnover | ENERGY STAR Imaging Equipment | 0.042097 | 0.042514 |  | 416.8 | 1 | 1.0099 | 9900.9901 | 6 |  | 164 | 3895.7831 | Per Unit | GSD | 0.57723 | 0.60437 | 0.83705 | 1.097 | 1.2026 | 1.2026 | 1.289 | 1.2891 | 1.2453 | 1.1192 | 0.77553 | 0.85362 | ChoTgsd113 | ChoT | gsd | 113 | 25.008 | 594.0594 | [30 empty] | 0.39094 | 0.039653 | 0.039723
113 | Appliances | Office Equipment | Hospitals | New | ENERGY STAR Imaging Equipment | 0.042097 | 0.042514 |  | 416.8 | 1 | 1.0099 | 9900.9901 | 6 |  | 164 | 3895.7831 | Per Unit | GSD | 0.57723 | 0.60437 | 0.83705 | 1.097 | 1.2026 | 1.2026 | 1.289 | 1.2891 | 1.2453 | 1.1192 | 0.77553 | 0.85362 | ChoNgsd113 | ChoN | gsd | 113 | 25.008 | 594.0594 | [30 empty] | 0.0043119 | 0.00043736 | 0.00043813
113 | Appliances | Office Equipment | Institutional | Turnover | ENERGY STAR Imaging Equipment | 0.046265 | 0.050016 |  | 416.8 | 1 | 1.0811 | 9009.009 | 6 |  | 164 | 3544.8116 | Per Unit | GSD | 0.57723 | 0.60437 | 0.83705 | 1.097 | 1.2026 | 1.2026 | 1.289 | 1.2891 | 1.2453 | 1.1192 | 0.77553 | 0.85362 | CinTgsd113 | CinT | gsd | 113 | 25.008 | 540.5405 | [30 empty] | 0.27218 | 0.030155 | 0.032735
113 | Appliances | Office Equipment | Institutional | New | ENERGY STAR Imaging Equipment | 0.046265 | 0.050016 |  | 416.8 | 1 | 1.0811 | 9009.009 | 6 |  | 164 | 3544.8116 | Per Unit | GSD | 0.57723 | 0.60437 | 0.83705 | 1.097 | 1.2026 | 1.2026 | 1.289 | 1.2891 | 1.2453 | 1.1192 | 0.77553 | 0.85362 | CinNgsd113 | CinN | gsd | 113 | 25.008 | 540.5405 | [30 empty] | 0.0030021 | 0.0003326 | 0.00036106
113 | Appliances | Office Equipment | Lodging/Hospitality | Turnover | ENERGY STAR Imaging Equipment | 0.044598 | 0.0521 |  | 416.8 | 1 | 1.1682 | 9345.7944 | 6 |  | 164 | 3677.3279 | Per Unit | GSD | 0.57723 | 0.60437 | 0.83705 | 1.097 | 1.2026 | 1.2026 | 1.289 | 1.2891 | 1.2453 | 1.1192 | 0.77553 | 0.85362 | CloTgsd113 | CloT | gsd | 113 | 25.008 | 560.7477 | [30 empty] | 0.028414 | 0.0030424 | 0.0035378
113 | Appliances | Office Equipment | Lodging/Hospitality | New | ENERGY STAR Imaging Equipment | 0.044598 | 0.0521 |  | 416.8 | 1 | 1.1682 | 9345.7944 | 6 |  | 164 | 3677.3279 | Per Unit | GSD | 0.57723 | 0.60437 | 0.83705 | 1.097 | 1.2026 | 1.2026 | 1.289 | 1.2891 | 1.2453 | 1.1192 | 0.77553 | 0.85362 | CloNgsd113 | CloN | gsd | 113 | 25.008 | 560.7477 | [30 empty] | 0.00031339 | 3.3556e-05 | 3.9021e-05
113 | Appliances | Office Equipment | Miscellaneous | Turnover | ENERGY STAR Imaging Equipment | 0.046265 | 0.049182 |  | 416.8 | 1 | 1.0631 | 9009.009 | 6 |  | 164 | 3544.8116 | Per Unit | GSD | 0.57723 | 0.60437 | 0.83705 | 1.097 | 1.2026 | 1.2026 | 1.289 | 1.2891 | 1.2453 | 1.1192 | 0.77553 | 0.85362 | CmiTgsd113 | CmiT | gsd | 113 | 25.008 | 540.5405 | [30 empty] | 3.1933 | 0.35517 | 0.37618
113 | Appliances | Office Equipment | Miscellaneous | New | ENERGY STAR Imaging Equipment | 0.046265 | 0.049182 |  | 416.8 | 1 | 1.0631 | 9009.009 | 6 |  | 164 | 3544.8116 | Per Unit | GSD | 0.57723 | 0.60437 | 0.83705 | 1.097 | 1.2026 | 1.2026 | 1.289 | 1.2891 | 1.2453 | 1.1192 | 0.77553 | 0.85362 | CmiNgsd113 | CmiN | gsd | 113 | 25.008 | 540.5405 | [30 empty] | 0.035221 | 0.0039174 | 0.0041491
113 | Appliances | Office Equipment | Offices | Turnover | ENERGY STAR Imaging Equipment | 0.046265 | 0.049182 |  | 416.8 | 1 | 1.0631 | 9009.009 | 6 |  | 164 | 3544.8116 | Per Unit | GSD | 0.57723 | 0.60437 | 0.83705 | 1.097 | 1.2026 | 1.2026 | 1.289 | 1.2891 | 1.2453 | 1.1192 | 0.77553 | 0.85362 | CofTgsd113 | CofT | gsd | 113 | 25.008 | 540.5405 | [30 empty] | 8.7543 | 0.97368 | 1.0313
113 | Appliances | Office Equipment | Offices | New | ENERGY STAR Imaging Equipment | 0.046265 | 0.049182 |  | 416.8 | 1 | 1.0631 | 9009.009 | 6 |  | 164 | 3544.8116 | Per Unit | GSD | 0.57723 | 0.60437 | 0.83705 | 1.097 | 1.2026 | 1.2026 | 1.289 | 1.2891 | 1.2453 | 1.1192 | 0.77553 | 0.85362 | CofNgsd113 | CofN | gsd | 113 | 25.008 | 540.5405 | [30 empty] | 0.096557 | 0.010739 | 0.011375
113 | Appliances | Office Equipment | Restaurants | Turnover | ENERGY STAR Imaging Equipment | 0.055851 | 0.02084 |  | 416.8 | 1 | 0.37313 | 7462.6866 | 6 |  | 164 | 2936.3738 | Per Unit | GSD | 0.57723 | 0.60437 | 0.83705 | 1.097 | 1.2026 | 1.2026 | 1.289 | 1.2891 | 1.2453 | 1.1192 | 0.77553 | 0.85362 | CreTgsd113 | CreT | gsd | 113 | 25.008 | 447.7612 | [30 empty] | 0.60512 | 0.081046 | 0.030354
113 | Appliances | Office Equipment | Restaurants | New | ENERGY STAR Imaging Equipment | 0.055851 | 0.02084 |  | 416.8 | 1 | 0.37313 | 7462.6866 | 6 |  | 164 | 2936.3738 | Per Unit | GSD | 0.57723 | 0.60437 | 0.83705 | 1.097 | 1.2026 | 1.2026 | 1.289 | 1.2891 | 1.2453 | 1.1192 | 0.77553 | 0.85362 | CreNgsd113 | CreN | gsd | 113 | 25.008 | 447.7612 | [30 empty] | 0.0066743 | 0.00089391 | 0.00033479
113 | Appliances | Office Equipment | Retail | Turnover | ENERGY STAR Imaging Equipment | 0.059602 | 0.032927 |  | 416.8 | 1 | 0.55245 | 6993.007 | 6 |  | 164 | 2751.5671 | Per Unit | GSD | 0.57723 | 0.60437 | 0.83705 | 1.097 | 1.2026 | 1.2026 | 1.289 | 1.2891 | 1.2453 | 1.1192 | 0.77553 | 0.85362 | CrtTgsd113 | CrtT | gsd | 113 | 25.008 | 419.5804 | [30 empty] | 1.259 | 0.18058 | 0.099895
113 | Appliances | Office Equipment | Retail | New | ENERGY STAR Imaging Equipment | 0.059602 | 0.032927 |  | 416.8 | 1 | 0.55245 | 6993.007 | 6 |  | 164 | 2751.5671 | Per Unit | GSD | 0.57723 | 0.60437 | 0.83705 | 1.097 | 1.2026 | 1.2026 | 1.289 | 1.2891 | 1.2453 | 1.1192 | 0.77553 | 0.85362 | CrtNgsd113 | CrtN | gsd | 113 | 25.008 | 419.5804 | [30 empty] | 0.013886 | 0.0019918 | 0.0011018
113 | Appliances | Office Equipment | Schools K-12 | Turnover | ENERGY STAR Imaging Equipment | 0.04293 | 0.044598 |  | 416.8 | 1 | 1.0388 | 9708.7379 | 6 |  | 164 | 3820.1368 | Per Unit | GSD | 0.57723 | 0.60437 | 0.83705 | 1.097 | 1.2026 | 1.2026 | 1.289 | 1.2891 | 1.2453 | 1.1192 | 0.77553 | 0.85362 | CscTgsd113 | CscT | gsd | 113 | 25.008 | 582.5243 | [30 empty] | 0.042396 | 0.004371 | 0.0045541
113 | Appliances | Office Equipment | Schools K-12 | New | ENERGY STAR Imaging Equipment | 0.04293 | 0.044598 |  | 416.8 | 1 | 1.0388 | 9708.7379 | 6 |  | 164 | 3820.1368 | Per Unit | GSD | 0.57723 | 0.60437 | 0.83705 | 1.097 | 1.2026 | 1.2026 | 1.289 | 1.2891 | 1.2453 | 1.1192 | 0.77553 | 0.85362 | CscNgsd113 | CscN | gsd | 113 | 25.008 | 582.5243 | [30 empty] | 0.00046761 | 4.821e-05 | 5.023e-05
113 | Appliances | Office Equipment | Warehouse | Turnover | ENERGY STAR Imaging Equipment | 0.06377 | 0.046265 |  | 416.8 | 1 | 0.72549 | 6535.9477 | 6 |  | 164 | 2571.7261 | Per Unit | GSD | 0.57723 | 0.60437 | 0.83705 | 1.097 | 1.2026 | 1.2026 | 1.289 | 1.2891 | 1.2453 | 1.1192 | 0.77553 | 0.85362 | CwaTgsd113 | CwaT | gsd | 113 | 25.008 | 392.1569 | [30 empty] | 1.1387 | 0.17373 | 0.12625
113 | Appliances | Office Equipment | Warehouse | New | ENERGY STAR Imaging Equipment | 0.06377 | 0.046265 |  | 416.8 | 1 | 0.72549 | 6535.9477 | 6 |  | 164 | 2571.7261 | Per Unit | GSD | 0.57723 | 0.60437 | 0.83705 | 1.097 | 1.2026 | 1.2026 | 1.289 | 1.2891 | 1.2453 | 1.1192 | 0.77553 | 0.85362 | CwaNgsd113 | CwaN | gsd | 113 | 25.008 | 392.1569 | [30 empty] | 0.012559 | 0.0019162 | 0.0013925
114 | Appliances | Office Equipment | Assembly | Turnover | Energy Star Monitors | 0.001368 | 0.000592 |  | 8 | 1 | 0.43275 | 5847.9532 | 4 |  | 2.24 | 1637.4269 | Per Unit | GSD | 0.57723 | 0.60437 | 0.83705 | 1.097 | 1.2026 | 1.2026 | 1.289 | 1.2891 | 1.2453 | 1.1192 | 0.77553 | 0.85362 | CasTgsd114 | CasT | gsd | 114 | 0.48 | 350.8772 | [30 empty] | 6.6784 | 1.1408 | 0.49253
114 | Appliances | Office Equipment | Assembly | New | Energy Star Monitors | 0.001368 | 0.000592 |  | 8 | 1 | 0.43275 | 5847.9532 | 4 |  | 2.24 | 1637.4269 | Per Unit | GSD | 0.57723 | 0.60437 | 0.83705 | 1.097 | 1.2026 | 1.2026 | 1.289 | 1.2891 | 1.2453 | 1.1192 | 0.77553 | 0.85362 | CasNgsd114 | CasN | gsd | 114 | 0.48 | 350.8772 | [30 empty] | 0.07366 | 0.012583 | 0.0054324
114 | Appliances | Office Equipment | College and University | Turnover | Energy Star Monitors | 0.000808 | 0.000816 |  | 8 | 1 | 1.0099 | 9900.9901 | 4 |  | 2.24 | 2772.2772 | Per Unit | GSD | 0.57723 | 0.60437 | 0.83705 | 1.097 | 1.2026 | 1.2026 | 1.289 | 1.2891 | 1.2453 | 1.1192 | 0.77553 | 0.85362 | CcoTgsd114 | CcoT | gsd | 114 | 0.48 | 594.0594 | [30 empty] | 2.9063 | 0.2948 | 0.29531
114 | Appliances | Office Equipment | College and University | New | Energy Star Monitors | 0.000808 | 0.000816 |  | 8 | 1 | 1.0099 | 9900.9901 | 4 |  | 2.24 | 2772.2772 | Per Unit | GSD | 0.57723 | 0.60437 | 0.83705 | 1.097 | 1.2026 | 1.2026 | 1.289 | 1.2891 | 1.2453 | 1.1192 | 0.77553 | 0.85362 | CcoNgsd114 | CcoN | gsd | 114 | 0.48 | 594.0594 | [30 empty] | 0.027981 | 0.0028382 | 0.0028431
114 | Appliances | Office Equipment | Data Center | Turnover | Energy Star Monitors | 0.000888 | 0.000944 |  | 8 | 1 | 1.0631 | 9009.009 | 4 |  | 2.24 | 2522.5225 | Per Unit | GSD | 0.57723 | 0.60437 | 0.83705 | 1.097 | 1.2026 | 1.2026 | 1.289 | 1.2891 | 1.2453 | 1.1192 | 0.77553 | 0.85362 | CdaTgsd114 | CdaT | gsd | 114 | 0.48 | 540.5405 | [30 empty] | 0.17178 | 0.019105 | 0.020236
114 | Appliances | Office Equipment | Data Center | New | Energy Star Monitors | 0.000888 | 0.000944 |  | 8 | 1 | 1.0631 | 9009.009 | 4 |  | 2.24 | 2522.5225 | Per Unit | GSD | 0.57723 | 0.60437 | 0.83705 | 1.097 | 1.2026 | 1.2026 | 1.289 | 1.2891 | 1.2453 | 1.1192 | 0.77553 | 0.85362 | CdaNgsd114 | CdaN | gsd | 114 | 0.48 | 540.5405 | [30 empty] | 0.0016538 | 0.00018394 | 0.00019482
114 | Appliances | Office Equipment | Grocery | Turnover | Energy Star Monitors | 0.00108 | 0.000648 |  | 8 | 1 | 0.6 | 7407.4074 | 4 |  | 2.24 | 2074.0741 | Per Unit | GSD | 0.57723 | 0.60437 | 0.83705 | 1.097 | 1.2026 | 1.2026 | 1.289 | 1.2891 | 1.2453 | 1.1192 | 0.77553 | 0.85362 | CgrTgsd114 | CgrT | gsd | 114 | 0.48 | 444.4444 | [30 empty] | 1.046 | 0.14077 | 0.084889
114 | Appliances | Office Equipment | Grocery | New | Energy Star Monitors | 0.00108 | 0.000648 |  | 8 | 1 | 0.6 | 7407.4074 | 4 |  | 2.24 | 2074.0741 | Per Unit | GSD | 0.57723 | 0.60437 | 0.83705 | 1.097 | 1.2026 | 1.2026 | 1.289 | 1.2891 | 1.2453 | 1.1192 | 0.77553 | 0.85362 | CgrNgsd114 | CgrN | gsd | 114 | 0.48 | 444.4444 | [30 empty] | 0.011537 | 0.0015527 | 0.0009363
114 | Appliances | Office Equipment | Healthcare | Turnover | Energy Star Monitors | 0.001152 | 0.001192 |  | 8 | 1 | 1.0347 | 6944.4444 | 4 |  | 2.24 | 1944.4444 | Per Unit | GSD | 0.57723 | 0.60437 | 0.83705 | 1.097 | 1.2026 | 1.2026 | 1.289 | 1.2891 | 1.2453 | 1.1192 | 0.77553 | 0.85362 | CheTgsd114 | CheT | gsd | 114 | 0.48 | 416.6667 | [30 empty] | 9.3997 | 1.3522 | 1.4016
114 | Appliances | Office Equipment | Healthcare | New | Energy Star Monitors | 0.001152 | 0.001192 |  | 8 | 1 | 1.0347 | 6944.4444 | 4 |  | 2.24 | 1944.4444 | Per Unit | GSD | 0.57723 | 0.60437 | 0.83705 | 1.097 | 1.2026 | 1.2026 | 1.289 | 1.2891 | 1.2453 | 1.1192 | 0.77553 | 0.85362 | CheNgsd114 | CheN | gsd | 114 | 0.48 | 416.6667 | [30 empty] | 0.090496 | 0.013019 | 0.013494
114 | Appliances | Office Equipment | Hospitals | Turnover | Energy Star Monitors | 0.000808 | 0.000816 |  | 8 | 1 | 1.0099 | 9900.9901 | 4 |  | 2.24 | 2772.2772 | Per Unit | GSD | 0.57723 | 0.60437 | 0.83705 | 1.097 | 1.2026 | 1.2026 | 1.289 | 1.2891 | 1.2453 | 1.1192 | 0.77553 | 0.85362 | ChoTgsd114 | ChoT | gsd | 114 | 0.48 | 594.0594 | [30 empty] | 1.4222 | 0.14426 | 0.14451
114 | Appliances | Office Equipment | Hospitals | New | Energy Star Monitors | 0.000808 | 0.000816 |  | 8 | 1 | 1.0099 | 9900.9901 | 4 |  | 2.24 | 2772.2772 | Per Unit | GSD | 0.57723 | 0.60437 | 0.83705 | 1.097 | 1.2026 | 1.2026 | 1.289 | 1.2891 | 1.2453 | 1.1192 | 0.77553 | 0.85362 | ChoNgsd114 | ChoN | gsd | 114 | 0.48 | 594.0594 | [30 empty] | 0.013693 | 0.0013889 | 0.0013913
114 | Appliances | Office Equipment | Institutional | Turnover | Energy Star Monitors | 0.000888 | 0.00096 |  | 8 | 1 | 1.0811 | 9009.009 | 4 |  | 2.24 | 2522.5225 | Per Unit | GSD | 0.57723 | 0.60437 | 0.83705 | 1.097 | 1.2026 | 1.2026 | 1.289 | 1.2891 | 1.2453 | 1.1192 | 0.77553 | 0.85362 | CinTgsd114 | CinT | gsd | 114 | 0.48 | 540.5405 | [30 empty] | 1.1637 | 0.12892 | 0.13995
114 | Appliances | Office Equipment | Institutional | New | Energy Star Monitors | 0.000888 | 0.00096 |  | 8 | 1 | 1.0811 | 9009.009 | 4 |  | 2.24 | 2522.5225 | Per Unit | GSD | 0.57723 | 0.60437 | 0.83705 | 1.097 | 1.2026 | 1.2026 | 1.289 | 1.2891 | 1.2453 | 1.1192 | 0.77553 | 0.85362 | CinNgsd114 | CinN | gsd | 114 | 0.48 | 540.5405 | [30 empty] | 0.011203 | 0.0012412 | 0.0013474
114 | Appliances | Office Equipment | Lodging/Hospitality | Turnover | Energy Star Monitors | 0.000856 | 0.001 |  | 8 | 1 | 1.1682 | 9345.7944 | 4 |  | 2.24 | 2616.8224 | Per Unit | GSD | 0.57723 | 0.60437 | 0.83705 | 1.097 | 1.2026 | 1.2026 | 1.289 | 1.2891 | 1.2453 | 1.1192 | 0.77553 | 0.85362 | CloTgsd114 | CloT | gsd | 114 | 0.48 | 560.7477 | [30 empty] | 3.4721 | 0.37177 | 0.43232
114 | Appliances | Office Equipment | Lodging/Hospitality | New | Energy Star Monitors | 0.000856 | 0.001 |  | 8 | 1 | 1.1682 | 9345.7944 | 4 |  | 2.24 | 2616.8224 | Per Unit | GSD | 0.57723 | 0.60437 | 0.83705 | 1.097 | 1.2026 | 1.2026 | 1.289 | 1.2891 | 1.2453 | 1.1192 | 0.77553 | 0.85362 | CloNgsd114 | CloN | gsd | 114 | 0.48 | 560.7477 | [30 empty] | 0.033428 | 0.0035793 | 0.0041622
114 | Appliances | Office Equipment | Miscellaneous | Turnover | Energy Star Monitors | 0.000888 | 0.000944 |  | 8 | 1 | 1.0631 | 9009.009 | 4 |  | 2.24 | 2522.5225 | Per Unit | GSD | 0.57723 | 0.60437 | 0.83705 | 1.097 | 1.2026 | 1.2026 | 1.289 | 1.2891 | 1.2453 | 1.1192 | 0.77553 | 0.85362 | CmiTgsd114 | CmiT | gsd | 114 | 0.48 | 540.5405 | [30 empty] | 20.2389 | 2.251 | 2.3842
114 | Appliances | Office Equipment | Miscellaneous | New | Energy Star Monitors | 0.000888 | 0.000944 |  | 8 | 1 | 1.0631 | 9009.009 | 4 |  | 2.24 | 2522.5225 | Per Unit | GSD | 0.57723 | 0.60437 | 0.83705 | 1.097 | 1.2026 | 1.2026 | 1.289 | 1.2891 | 1.2453 | 1.1192 | 0.77553 | 0.85362 | CmiNgsd114 | CmiN | gsd | 114 | 0.48 | 540.5405 | [30 empty] | 0.22323 | 0.024828 | 0.026297
114 | Appliances | Office Equipment | Offices | Turnover | Energy Star Monitors | 0.000888 | 0.000944 |  | 8 | 1 | 1.0631 | 9009.009 | 4 |  | 2.24 | 2522.5225 | Per Unit | GSD | 0.57723 | 0.60437 | 0.83705 | 1.097 | 1.2026 | 1.2026 | 1.289 | 1.2891 | 1.2453 | 1.1192 | 0.77553 | 0.85362 | CofTgsd114 | CofT | gsd | 114 | 0.48 | 540.5405 | [30 empty] | 88.1567 | 9.8051 | 10.3851
114 | Appliances | Office Equipment | Offices | New | Energy Star Monitors | 0.000888 | 0.000944 |  | 8 | 1 | 1.0631 | 9009.009 | 4 |  | 2.24 | 2522.5225 | Per Unit | GSD | 0.57723 | 0.60437 | 0.83705 | 1.097 | 1.2026 | 1.2026 | 1.289 | 1.2891 | 1.2453 | 1.1192 | 0.77553 | 0.85362 | CofNgsd114 | CofN | gsd | 114 | 0.48 | 540.5405 | [30 empty] | 0.84874 | 0.094399 | 0.099983
114 | Appliances | Office Equipment | Restaurants | Turnover | Energy Star Monitors | 0.001072 | 0.0004 |  | 8 | 1 | 0.37313 | 7462.6866 | 4 |  | 2.24 | 2089.5522 | Per Unit | GSD | 0.57723 | 0.60437 | 0.83705 | 1.097 | 1.2026 | 1.2026 | 1.289 | 1.2891 | 1.2453 | 1.1192 | 0.77553 | 0.85362 | CreTgsd114 | CreT | gsd | 114 | 0.48 | 447.7612 | [30 empty] | 2.9384 | 0.39355 | 0.14739
114 | Appliances | Office Equipment | Restaurants | New | Energy Star Monitors | 0.001072 | 0.0004 |  | 8 | 1 | 0.37313 | 7462.6866 | 4 |  | 2.24 | 2089.5522 | Per Unit | GSD | 0.57723 | 0.60437 | 0.83705 | 1.097 | 1.2026 | 1.2026 | 1.289 | 1.2891 | 1.2453 | 1.1192 | 0.77553 | 0.85362 | CreNgsd114 | CreN | gsd | 114 | 0.48 | 447.7612 | [30 empty] | 0.03241 | 0.0043407 | 0.0016257
114 | Appliances | Office Equipment | Retail | Turnover | Energy Star Monitors | 0.001144 | 0.000632 |  | 8 | 1 | 0.55245 | 6993.007 | 4 |  | 2.24 | 1958.042 | Per Unit | GSD | 0.57723 | 0.60437 | 0.83705 | 1.097 | 1.2026 | 1.2026 | 1.289 | 1.2891 | 1.2453 | 1.1192 | 0.77553 | 0.85362 | CrtTgsd114 | CrtT | gsd | 114 | 0.48 | 419.5804 | [30 empty] | 14.9129 | 2.139 | 1.1832
114 | Appliances | Office Equipment | Retail | New | Energy Star Monitors | 0.001144 | 0.000632 |  | 8 | 1 | 0.55245 | 6993.007 | 4 |  | 2.24 | 1958.042 | Per Unit | GSD | 0.57723 | 0.60437 | 0.83705 | 1.097 | 1.2026 | 1.2026 | 1.289 | 1.2891 | 1.2453 | 1.1192 | 0.77553 | 0.85362 | CrtNgsd114 | CrtN | gsd | 114 | 0.48 | 419.5804 | [30 empty] | 0.14357 | 0.020593 | 0.011392
114 | Appliances | Office Equipment | Schools K-12 | Turnover | Energy Star Monitors | 0.000824 | 0.000856 |  | 8 | 1 | 1.0388 | 9708.7379 | 4 |  | 2.24 | 2718.4466 | Per Unit | GSD | 0.57723 | 0.60437 | 0.83705 | 1.097 | 1.2026 | 1.2026 | 1.289 | 1.2891 | 1.2453 | 1.1192 | 0.77553 | 0.85362 | CscTgsd114 | CscT | gsd | 114 | 0.48 | 582.5243 | [30 empty] | 2.7305 | 0.28151 | 0.2933
114 | Appliances | Office Equipment | Schools K-12 | New | Energy Star Monitors | 0.000824 | 0.000856 |  | 8 | 1 | 1.0388 | 9708.7379 | 4 |  | 2.24 | 2718.4466 | Per Unit | GSD | 0.57723 | 0.60437 | 0.83705 | 1.097 | 1.2026 | 1.2026 | 1.289 | 1.2891 | 1.2453 | 1.1192 | 0.77553 | 0.85362 | CscNgsd114 | CscN | gsd | 114 | 0.48 | 582.5243 | [30 empty] | 0.026288 | 0.0027102 | 0.0028238
114 | Appliances | Office Equipment | Warehouse | Turnover | Energy Star Monitors | 0.001224 | 0.000888 |  | 8 | 1 | 0.72549 | 6535.9477 | 4 |  | 2.24 | 1830.0654 | Per Unit | GSD | 0.57723 | 0.60437 | 0.83705 | 1.097 | 1.2026 | 1.2026 | 1.289 | 1.2891 | 1.2453 | 1.1192 | 0.77553 | 0.85362 | CwaTgsd114 | CwaT | gsd | 114 | 0.48 | 392.1569 | [30 empty] | 2.5157 | 0.38381 | 0.27892
114 | Appliances | Office Equipment | Warehouse | New | Energy Star Monitors | 0.001224 | 0.000888 |  | 8 | 1 | 0.72549 | 6535.9477 | 4 |  | 2.24 | 1830.0654 | Per Unit | GSD | 0.57723 | 0.60437 | 0.83705 | 1.097 | 1.2026 | 1.2026 | 1.289 | 1.2891 | 1.2453 | 1.1192 | 0.77553 | 0.85362 | CwaNgsd114 | CwaN | gsd | 114 | 0.48 | 392.1569 | [30 empty] | 0.027747 | 0.0042333 | 0.0030764
115 | Appliances | Office Equipment | Assembly | Turnover | Energy Star PCs | 0.021122 | 0.0091405 |  | 123.52 | 1 | 0.43275 | 5847.9532 | 4 |  | 21 | 994.2278 | Per Unit | GSD | 0.57723 | 0.60437 | 0.83705 | 1.097 | 1.2026 | 1.2026 | 1.289 | 1.2891 | 1.2453 | 1.1192 | 0.77553 | 0.85362 | CasTgsd115 | CasT | gsd | 115 | 7.4112 | 350.8772 | [30 empty] | 7.3119 | 1.249 | 0.53925
115 | Appliances | Office Equipment | Assembly | New | Energy Star PCs | 0.021122 | 0.0091405 |  | 123.52 | 1 | 0.43275 | 5847.9532 | 4 |  | 21 | 994.2278 | Per Unit | GSD | 0.57723 | 0.60437 | 0.83705 | 1.097 | 1.2026 | 1.2026 | 1.289 | 1.2891 | 1.2453 | 1.1192 | 0.77553 | 0.85362 | CasNgsd115 | CasN | gsd | 115 | 7.4112 | 350.8772 | [30 empty] | 0.080648 | 0.013776 | 0.0059478
115 | Appliances | Office Equipment | College and University | Turnover | Energy Star PCs | 0.012476 | 0.012599 |  | 123.52 | 1 | 1.0099 | 9900.9901 | 4 |  | 21 | 1683.2966 | Per Unit | GSD | 0.57723 | 0.60437 | 0.83705 | 1.097 | 1.2026 | 1.2026 | 1.289 | 1.2891 | 1.2453 | 1.1192 | 0.77553 | 0.85362 | CcoTgsd115 | CcoT | gsd | 115 | 7.4112 | 594.0594 | [30 empty] | 3.1821 | 0.32276 | 0.32333
115 | Appliances | Office Equipment | College and University | New | Energy Star PCs | 0.012476 | 0.012599 |  | 123.52 | 1 | 1.0099 | 9900.9901 | 4 |  | 21 | 1683.2966 | Per Unit | GSD | 0.57723 | 0.60437 | 0.83705 | 1.097 | 1.2026 | 1.2026 | 1.289 | 1.2891 | 1.2453 | 1.1192 | 0.77553 | 0.85362 | CcoNgsd115 | CcoN | gsd | 115 | 7.4112 | 594.0594 | [30 empty] | 0.030636 | 0.0031074 | 0.0031128
115 | Appliances | Office Equipment | Data Center | Turnover | Energy Star PCs | 0.013711 | 0.014575 |  | 123.52 | 1 | 1.0631 | 9009.009 | 4 |  | 21 | 1531.6482 | Per Unit | GSD | 0.57723 | 0.60437 | 0.83705 | 1.097 | 1.2026 | 1.2026 | 1.289 | 1.2891 | 1.2453 | 1.1192 | 0.77553 | 0.85362 | CdaTgsd115 | CdaT | gsd | 115 | 7.4112 | 540.5405 | [30 empty] | 0.18807 | 0.020918 | 0.022155
115 | Appliances | Office Equipment | Data Center | New | Energy Star PCs | 0.013711 | 0.014575 |  | 123.52 | 1 | 1.0631 | 9009.009 | 4 |  | 21 | 1531.6482 | Per Unit | GSD | 0.57723 | 0.60437 | 0.83705 | 1.097 | 1.2026 | 1.2026 | 1.289 | 1.2891 | 1.2453 | 1.1192 | 0.77553 | 0.85362 | CdaNgsd115 | CdaN | gsd | 115 | 7.4112 | 540.5405 | [30 empty] | 0.0018107 | 0.00020139 | 0.0002133
115 | Appliances | Office Equipment | Grocery | Turnover | Energy Star PCs | 0.016675 | 0.010005 |  | 123.52 | 1 | 0.6 | 7407.4074 | 4 |  | 21 | 1259.3552 | Per Unit | GSD | 0.57723 | 0.60437 | 0.83705 | 1.097 | 1.2026 | 1.2026 | 1.289 | 1.2891 | 1.2453 | 1.1192 | 0.77553 | 0.85362 | CgrTgsd115 | CgrT | gsd | 115 | 7.4112 | 444.4444 | [30 empty] | 1.1453 | 0.15413 | 0.092942
115 | Appliances | Office Equipment | Grocery | New | Energy Star PCs | 0.016675 | 0.010005 |  | 123.52 | 1 | 0.6 | 7407.4074 | 4 |  | 21 | 1259.3552 | Per Unit | GSD | 0.57723 | 0.60437 | 0.83705 | 1.097 | 1.2026 | 1.2026 | 1.289 | 1.2891 | 1.2453 | 1.1192 | 0.77553 | 0.85362 | CgrNgsd115 | CgrN | gsd | 115 | 7.4112 | 444.4444 | [30 empty] | 0.012632 | 0.0016999 | 0.0010251
115 | Appliances | Office Equipment | Healthcare | Turnover | Energy Star PCs | 0.017787 | 0.018404 |  | 123.52 | 1 | 1.0347 | 6944.4444 | 4 |  | 21 | 1180.6455 | Per Unit | GSD | 0.57723 | 0.60437 | 0.83705 | 1.097 | 1.2026 | 1.2026 | 1.289 | 1.2891 | 1.2453 | 1.1192 | 0.77553 | 0.85362 | CheTgsd115 | CheT | gsd | 115 | 7.4112 | 416.6667 | [30 empty] | 10.2914 | 1.4805 | 1.5346
115 | Appliances | Office Equipment | Healthcare | New | Energy Star PCs | 0.017787 | 0.018404 |  | 123.52 | 1 | 1.0347 | 6944.4444 | 4 |  | 21 | 1180.6455 | Per Unit | GSD | 0.57723 | 0.60437 | 0.83705 | 1.097 | 1.2026 | 1.2026 | 1.289 | 1.2891 | 1.2453 | 1.1192 | 0.77553 | 0.85362 | CheNgsd115 | CheN | gsd | 115 | 7.4112 | 416.6667 | [30 empty] | 0.099081 | 0.014254 | 0.014774
115 | Appliances | Office Equipment | Hospitals | Turnover | Energy Star PCs | 0.012476 | 0.012599 |  | 123.52 | 1 | 1.0099 | 9900.9901 | 4 |  | 21 | 1683.2966 | Per Unit | GSD | 0.57723 | 0.60437 | 0.83705 | 1.097 | 1.2026 | 1.2026 | 1.289 | 1.2891 | 1.2453 | 1.1192 | 0.77553 | 0.85362 | ChoTgsd115 | ChoT | gsd | 115 | 7.4112 | 594.0594 | [30 empty] | 1.5572 | 0.15795 | 0.15822
115 | Appliances | Office Equipment | Hospitals | New | Energy Star PCs | 0.012476 | 0.012599 |  | 123.52 | 1 | 1.0099 | 9900.9901 | 4 |  | 21 | 1683.2966 | Per Unit | GSD | 0.57723 | 0.60437 | 0.83705 | 1.097 | 1.2026 | 1.2026 | 1.289 | 1.2891 | 1.2453 | 1.1192 | 0.77553 | 0.85362 | ChoNgsd115 | ChoN | gsd | 115 | 7.4112 | 594.0594 | [30 empty] | 0.014992 | 0.0015206 | 0.0015233
115 | Appliances | Office Equipment | Institutional | Turnover | Energy Star PCs | 0.013711 | 0.014822 |  | 123.52 | 1 | 1.0811 | 9009.009 | 4 |  | 21 | 1531.6482 | Per Unit | GSD | 0.57723 | 0.60437 | 0.83705 | 1.097 | 1.2026 | 1.2026 | 1.289 | 1.2891 | 1.2453 | 1.1192 | 0.77553 | 0.85362 | CinTgsd115 | CinT | gsd | 115 | 7.4112 | 540.5405 | [30 empty] | 1.2741 | 0.14115 | 0.15323
115 | Appliances | Office Equipment | Institutional | New | Energy Star PCs | 0.013711 | 0.014822 |  | 123.52 | 1 | 1.0811 | 9009.009 | 4 |  | 21 | 1531.6482 | Per Unit | GSD | 0.57723 | 0.60437 | 0.83705 | 1.097 | 1.2026 | 1.2026 | 1.289 | 1.2891 | 1.2453 | 1.1192 | 0.77553 | 0.85362 | CinNgsd115 | CinN | gsd | 115 | 7.4112 | 540.5405 | [30 empty] | 0.012266 | 0.001359 | 0.0014752
115 | Appliances | Office Equipment | Lodging/Hospitality | Turnover | Energy Star PCs | 0.013217 | 0.01544 |  | 123.52 | 1 | 1.1682 | 9345.7944 | 4 |  | 21 | 1588.9061 | Per Unit | GSD | 0.57723 | 0.60437 | 0.83705 | 1.097 | 1.2026 | 1.2026 | 1.289 | 1.2891 | 1.2453 | 1.1192 | 0.77553 | 0.85362 | CloTgsd115 | CloT | gsd | 115 | 7.4112 | 560.7477 | [30 empty] | 3.8015 | 0.40704 | 0.47333
115 | Appliances | Office Equipment | Lodging/Hospitality | New | Energy Star PCs | 0.013217 | 0.01544 |  | 123.52 | 1 | 1.1682 | 9345.7944 | 4 |  | 21 | 1588.9061 | Per Unit | GSD | 0.57723 | 0.60437 | 0.83705 | 1.097 | 1.2026 | 1.2026 | 1.289 | 1.2891 | 1.2453 | 1.1192 | 0.77553 | 0.85362 | CloNgsd115 | CloN | gsd | 115 | 7.4112 | 560.7477 | [30 empty] | 0.036599 | 0.0039188 | 0.004557
115 | Appliances | Office Equipment | Miscellaneous | Turnover | Energy Star PCs | 0.013711 | 0.014575 |  | 123.52 | 1 | 1.0631 | 9009.009 | 4 |  | 21 | 1531.6482 | Per Unit | GSD | 0.57723 | 0.60437 | 0.83705 | 1.097 | 1.2026 | 1.2026 | 1.289 | 1.2891 | 1.2453 | 1.1192 | 0.77553 | 0.85362 | CmiTgsd115 | CmiT | gsd | 115 | 7.4112 | 540.5405 | [30 empty] | 22.1589 | 2.4646 | 2.6104
115 | Appliances | Office Equipment | Miscellaneous | New | Energy Star PCs | 0.013711 | 0.014575 |  | 123.52 | 1 | 1.0631 | 9009.009 | 4 |  | 21 | 1531.6482 | Per Unit | GSD | 0.57723 | 0.60437 | 0.83705 | 1.097 | 1.2026 | 1.2026 | 1.289 | 1.2891 | 1.2453 | 1.1192 | 0.77553 | 0.85362 | CmiNgsd115 | CmiN | gsd | 115 | 7.4112 | 540.5405 | [30 empty] | 0.24441 | 0.027184 | 0.028792
115 | Appliances | Office Equipment | Offices | Turnover | Energy Star PCs | 0.013711 | 0.014575 |  | 123.52 | 1 | 1.0631 | 9009.009 | 4 |  | 21 | 1531.6482 | Per Unit | GSD | 0.57723 | 0.60437 | 0.83705 | 1.097 | 1.2026 | 1.2026 | 1.289 | 1.2891 | 1.2453 | 1.1192 | 0.77553 | 0.85362 | CofTgsd115 | CofT | gsd | 115 | 7.4112 | 540.5405 | [30 empty] | 96.5198 | 10.7353 | 11.3703
115 | Appliances | Office Equipment | Offices | New | Energy Star PCs | 0.013711 | 0.014575 |  | 123.52 | 1 | 1.0631 | 9009.009 | 4 |  | 21 | 1531.6482 | Per Unit | GSD | 0.57723 | 0.60437 | 0.83705 | 1.097 | 1.2026 | 1.2026 | 1.289 | 1.2891 | 1.2453 | 1.1192 | 0.77553 | 0.85362 | CofNgsd115 | CofN | gsd | 115 | 7.4112 | 540.5405 | [30 empty] | 0.92925 | 0.10335 | 0.10947
115 | Appliances | Office Equipment | Restaurants | Turnover | Energy Star PCs | 0.016552 | 0.006176 |  | 123.52 | 1 | 0.37313 | 7462.6866 | 4 |  | 21 | 1268.7534 | Per Unit | GSD | 0.57723 | 0.60437 | 0.83705 | 1.097 | 1.2026 | 1.2026 | 1.289 | 1.2891 | 1.2453 | 1.1192 | 0.77553 | 0.85362 | CreTgsd115 | CreT | gsd | 115 | 7.4112 | 447.7612 | [30 empty] | 3.2172 | 0.43089 | 0.16138
115 | Appliances | Office Equipment | Restaurants | New | Energy Star PCs | 0.016552 | 0.006176 |  | 123.52 | 1 | 0.37313 | 7462.6866 | 4 |  | 21 | 1268.7534 | Per Unit | GSD | 0.57723 | 0.60437 | 0.83705 | 1.097 | 1.2026 | 1.2026 | 1.289 | 1.2891 | 1.2453 | 1.1192 | 0.77553 | 0.85362 | CreNgsd115 | CreN | gsd | 115 | 7.4112 | 447.7612 | [30 empty] | 0.035484 | 0.0047525 | 0.0017799
115 | Appliances | Office Equipment | Retail | Turnover | Energy Star PCs | 0.017663 | 0.0097581 |  | 123.52 | 1 | 0.55245 | 6993.007 | 4 |  | 21 | 1188.9018 | Per Unit | GSD | 0.57723 | 0.60437 | 0.83705 | 1.097 | 1.2026 | 1.2026 | 1.289 | 1.2891 | 1.2453 | 1.1192 | 0.77553 | 0.85362 | CrtTgsd115 | CrtT | gsd | 115 | 7.4112 | 419.5804 | [30 empty] | 16.3276 | 2.3419 | 1.2955
115 | Appliances | Office Equipment | Retail | New | Energy Star PCs | 0.017663 | 0.0097581 |  | 123.52 | 1 | 0.55245 | 6993.007 | 4 |  | 21 | 1188.9018 | Per Unit | GSD | 0.57723 | 0.60437 | 0.83705 | 1.097 | 1.2026 | 1.2026 | 1.289 | 1.2891 | 1.2453 | 1.1192 | 0.77553 | 0.85362 | CrtNgsd115 | CrtN | gsd | 115 | 7.4112 | 419.5804 | [30 empty] | 0.1572 | 0.022547 | 0.012472
115 | Appliances | Office Equipment | Schools K-12 | Turnover | Energy Star PCs | 0.012723 | 0.013217 |  | 123.52 | 1 | 1.0388 | 9708.7379 | 4 |  | 21 | 1650.6112 | Per Unit | GSD | 0.57723 | 0.60437 | 0.83705 | 1.097 | 1.2026 | 1.2026 | 1.289 | 1.2891 | 1.2453 | 1.1192 | 0.77553 | 0.85362 | CscTgsd115 | CscT | gsd | 115 | 7.4112 | 582.5243 | [30 empty] | 2.9895 | 0.30821 | 0.32112
115 | Appliances | Office Equipment | Schools K-12 | New | Energy Star PCs | 0.012723 | 0.013217 |  | 123.52 | 1 | 1.0388 | 9708.7379 | 4 |  | 21 | 1650.6112 | Per Unit | GSD | 0.57723 | 0.60437 | 0.83705 | 1.097 | 1.2026 | 1.2026 | 1.289 | 1.2891 | 1.2453 | 1.1192 | 0.77553 | 0.85362 | CscNgsd115 | CscN | gsd | 115 | 7.4112 | 582.5243 | [30 empty] | 0.028781 | 0.0029673 | 0.0030916
115 | Appliances | Office Equipment | Warehouse | Turnover | Energy Star PCs | 0.018899 | 0.013711 |  | 123.52 | 1 | 0.72549 | 6535.9477 | 4 |  | 21 | 1111.1958 | Per Unit | GSD | 0.57723 | 0.60437 | 0.83705 | 1.097 | 1.2026 | 1.2026 | 1.289 | 1.2891 | 1.2453 | 1.1192 | 0.77553 | 0.85362 | CwaTgsd115 | CwaT | gsd | 115 | 7.4112 | 392.1569 | [30 empty] | 2.7543 | 0.42022 | 0.30538
115 | Appliances | Office Equipment | Warehouse | New | Energy Star PCs | 0.018899 | 0.013711 |  | 123.52 | 1 | 0.72549 | 6535.9477 | 4 |  | 21 | 1111.1958 | Per Unit | GSD | 0.57723 | 0.60437 | 0.83705 | 1.097 | 1.2026 | 1.2026 | 1.289 | 1.2891 | 1.2453 | 1.1192 | 0.77553 | 0.85362 | CwaNgsd115 | CwaN | gsd | 115 | 7.4112 | 392.1569 | [30 empty] | 0.030379 | 0.0046349 | 0.0033682
116 | Appliances | Office Equipment | Assembly | Turnover | Energy Star Servers | 0.19507 | 0.084418 |  | 1140.78 | 1 | 0.43275 | 5847.9532 | 4 |  | 412 | 2112.0257 | Per Unit | GSD | 1 | 1 | 1 | 1 | 1 | 1 | 1 | 1 | 1 | 1 | 1 | 1 | CasTgsd116 | CasT | gsd | 116 | 68.4468 | 350.8772 | [30 empty] | 0 | 0 | 0
116 | Appliances | Office Equipment | Assembly | New | Energy Star Servers | 0.19507 | 0.084418 |  | 1140.78 | 1 | 0.43275 | 5847.9532 | 4 |  | 412 | 2112.0257 | Per Unit | GSD | 1 | 1 | 1 | 1 | 1 | 1 | 1 | 1 | 1 | 1 | 1 | 1 | CasNgsd116 | CasN | gsd | 116 | 68.4468 | 350.8772 | [30 empty] | 0 | 0 | 0
116 | Appliances | Office Equipment | College and University | Turnover | Energy Star Servers | 0.11522 | 0.11636 |  | 1140.78 | 1 | 1.0099 | 9900.9901 | 4 |  | 412 | 3575.806 | Per Unit | GSD | 1 | 1 | 1 | 1 | 1 | 1 | 1 | 1 | 1 | 1 | 1 | 1 | CcoTgsd116 | CcoT | gsd | 116 | 68.4468 | 594.0594 | [30 empty] | 0.070043 | 0.0071046 | 0.007117
116 | Appliances | Office Equipment | College and University | New | Energy Star Servers | 0.11522 | 0.11636 |  | 1140.78 | 1 | 1.0099 | 9900.9901 | 4 |  | 412 | 3575.806 | Per Unit | GSD | 1 | 1 | 1 | 1 | 1 | 1 | 1 | 1 | 1 | 1 | 1 | 1 | CcoNgsd116 | CcoN | gsd | 116 | 68.4468 | 594.0594 | [30 empty] | 0.00077255 | 7.8361e-05 | 7.8498e-05
116 | Appliances | Office Equipment | Data Center | Turnover | Energy Star Servers | 0.12663 | 0.13461 |  | 1140.78 | 1 | 1.0631 | 9009.009 | 4 |  | 412 | 3253.6613 | Per Unit | GSD | 1 | 1 | 1 | 1 | 1 | 1 | 1 | 1 | 1 | 1 | 1 | 1 | CdaTgsd116 | CdaT | gsd | 116 | 68.4468 | 540.5405 | [30 empty] | 0.027297 | 0.003036 | 0.0032156
116 | Appliances | Office Equipment | Data Center | New | Energy Star Servers | 0.12663 | 0.13461 |  | 1140.78 | 1 | 1.0631 | 9009.009 | 4 |  | 412 | 3253.6613 | Per Unit | GSD | 1 | 1 | 1 | 1 | 1 | 1 | 1 | 1 | 1 | 1 | 1 | 1 | CdaNgsd116 | CdaN | gsd | 116 | 68.4468 | 540.5405 | [30 empty] | 0.00029641 | 3.2967e-05 | 3.4917e-05
116 | Appliances | Office Equipment | Grocery | Turnover | Energy Star Servers | 0.15401 | 0.092403 |  | 1140.78 | 1 | 0.6 | 7407.4074 | 4 |  | 412 | 2675.2326 | Per Unit | GSD | 1 | 1 | 1 | 1 | 1 | 1 | 1 | 1 | 1 | 1 | 1 | 1 | CgrTgsd116 | CgrT | gsd | 116 | 68.4468 | 444.4444 | [30 empty] | 0 | 0 | 0
116 | Appliances | Office Equipment | Grocery | New | Energy Star Servers | 0.15401 | 0.092403 |  | 1140.78 | 1 | 0.6 | 7407.4074 | 4 |  | 412 | 2675.2326 | Per Unit | GSD | 1 | 1 | 1 | 1 | 1 | 1 | 1 | 1 | 1 | 1 | 1 | 1 | CgrNgsd116 | CgrN | gsd | 116 | 68.4468 | 444.4444 | [30 empty] | 0 | 0 | 0
116 | Appliances | Office Equipment | Healthcare | Turnover | Energy Star Servers | 0.16427 | 0.16998 |  | 1140.78 | 1 | 1.0347 | 6944.4444 | 4 |  | 412 | 2508.0306 | Per Unit | GSD | 1 | 1 | 1 | 1 | 1 | 1 | 1 | 1 | 1 | 1 | 1 | 1 | CheTgsd116 | CheT | gsd | 116 | 68.4468 | 416.6667 | [30 empty] | 0.23358 | 0.033602 | 0.034829
116 | Appliances | Office Equipment | Healthcare | New | Energy Star Servers | 0.16427 | 0.16998 |  | 1140.78 | 1 | 1.0347 | 6944.4444 | 4 |  | 412 | 2508.0306 | Per Unit | GSD | 1 | 1 | 1 | 1 | 1 | 1 | 1 | 1 | 1 | 1 | 1 | 1 | CheNgsd116 | CheN | gsd | 116 | 68.4468 | 416.6667 | [30 empty] | 0.0025364 | 0.00036488 | 0.0003782
116 | Appliances | Office Equipment | Hospitals | Turnover | Energy Star Servers | 0.11522 | 0.11636 |  | 1140.78 | 1 | 1.0099 | 9900.9901 | 4 |  | 412 | 3575.806 | Per Unit | GSD | 1 | 1 | 1 | 1 | 1 | 1 | 1 | 1 | 1 | 1 | 1 | 1 | ChoTgsd116 | ChoT | gsd | 116 | 68.4468 | 594.0594 | [30 empty] | 0.28453 | 0.028861 | 0.028911
116 | Appliances | Office Equipment | Hospitals | New | Energy Star Servers | 0.11522 | 0.11636 |  | 1140.78 | 1 | 1.0099 | 9900.9901 | 4 |  | 412 | 3575.806 | Per Unit | GSD | 1 | 1 | 1 | 1 | 1 | 1 | 1 | 1 | 1 | 1 | 1 | 1 | ChoNgsd116 | ChoN | gsd | 116 | 68.4468 | 594.0594 | [30 empty] | 0.0030897 | 0.00031339 | 0.00031394
116 | Appliances | Office Equipment | Institutional | Turnover | Energy Star Servers | 0.12663 | 0.13689 |  | 1140.78 | 1 | 1.0811 | 9009.009 | 4 |  | 412 | 3253.6613 | Per Unit | GSD | 1 | 1 | 1 | 1 | 1 | 1 | 1 | 1 | 1 | 1 | 1 | 1 | CinTgsd116 | CinT | gsd | 116 | 68.4468 | 540.5405 | [30 empty] | 0.047515 | 0.0052642 | 0.0057146
116 | Appliances | Office Equipment | Institutional | New | Energy Star Servers | 0.12663 | 0.13689 |  | 1140.78 | 1 | 1.0811 | 9009.009 | 4 |  | 412 | 3253.6613 | Per Unit | GSD | 1 | 1 | 1 | 1 | 1 | 1 | 1 | 1 | 1 | 1 | 1 | 1 | CinNgsd116 | CinN | gsd | 116 | 68.4468 | 540.5405 | [30 empty] | 0.00052408 | 5.8062e-05 | 6.3031e-05
116 | Appliances | Office Equipment | Lodging/Hospitality | Turnover | Energy Star Servers | 0.12206 | 0.1426 |  | 1140.78 | 1 | 1.1682 | 9345.7944 | 4 |  | 412 | 3375.2935 | Per Unit | GSD | 1 | 1 | 1 | 1 | 1 | 1 | 1 | 1 | 1 | 1 | 1 | 1 | CloTgsd116 | CloT | gsd | 116 | 68.4468 | 560.7477 | [30 empty] | 0.01895 | 0.002029 | 0.0023595
116 | Appliances | Office Equipment | Lodging/Hospitality | New | Energy Star Servers | 0.12206 | 0.1426 |  | 1140.78 | 1 | 1.1682 | 9345.7944 | 4 |  | 412 | 3375.2935 | Per Unit | GSD | 1 | 1 | 1 | 1 | 1 | 1 | 1 | 1 | 1 | 1 | 1 | 1 | CloNgsd116 | CloN | gsd | 116 | 68.4468 | 560.7477 | [30 empty] | 0.00020577 | 2.2033e-05 | 2.5621e-05
116 | Appliances | Office Equipment | Miscellaneous | Turnover | Energy Star Servers | 0.12663 | 0.13461 |  | 1140.78 | 1 | 1.0631 | 9009.009 | 4 |  | 412 | 3253.6613 | Per Unit | GSD | 1 | 1 | 1 | 1 | 1 | 1 | 1 | 1 | 1 | 1 | 1 | 1 | CmiTgsd116 | CmiT | gsd | 116 | 68.4468 | 540.5405 | [30 empty] | 6.2512 | 0.69528 | 0.73641
116 | Appliances | Office Equipment | Miscellaneous | New | Energy Star Servers | 0.12663 | 0.13461 |  | 1140.78 | 1 | 1.0631 | 9009.009 | 4 |  | 412 | 3253.6613 | Per Unit | GSD | 1 | 1 | 1 | 1 | 1 | 1 | 1 | 1 | 1 | 1 | 1 | 1 | CmiNgsd116 | CmiN | gsd | 116 | 68.4468 | 540.5405 | [30 empty] | 0.068949 | 0.0076687 | 0.0081223
116 | Appliances | Office Equipment | Offices | Turnover | Energy Star Servers | 0.12663 | 0.13461 |  | 1140.78 | 1 | 1.0631 | 9009.009 | 4 |  | 412 | 3253.6613 | Per Unit | GSD | 1 | 1 | 1 | 1 | 1 | 1 | 1 | 1 | 1 | 1 | 1 | 1 | CofTgsd116 | CofT | gsd | 116 | 68.4468 | 540.5405 | [30 empty] | 8.3199 | 0.92537 | 0.98011
116 | Appliances | Office Equipment | Offices | New | Energy Star Servers | 0.12663 | 0.13461 |  | 1140.78 | 1 | 1.0631 | 9009.009 | 4 |  | 412 | 3253.6613 | Per Unit | GSD | 1 | 1 | 1 | 1 | 1 | 1 | 1 | 1 | 1 | 1 | 1 | 1 | CofNgsd116 | CofN | gsd | 116 | 68.4468 | 540.5405 | [30 empty] | 0.090343 | 0.010048 | 0.010643
116 | Appliances | Office Equipment | Restaurants | Turnover | Energy Star Servers | 0.15286 | 0.057039 |  | 1140.78 | 1 | 0.37313 | 7462.6866 | 4 |  | 412 | 2695.197 | Per Unit | GSD | 1 | 1 | 1 | 1 | 1 | 1 | 1 | 1 | 1 | 1 | 1 | 1 | CreTgsd116 | CreT | gsd | 116 | 68.4468 | 447.7612 | [30 empty] | 0 | 0 | 0
116 | Appliances | Office Equipment | Restaurants | New | Energy Star Servers | 0.15286 | 0.057039 |  | 1140.78 | 1 | 0.37313 | 7462.6866 | 4 |  | 412 | 2695.197 | Per Unit | GSD | 1 | 1 | 1 | 1 | 1 | 1 | 1 | 1 | 1 | 1 | 1 | 1 | CreNgsd116 | CreN | gsd | 116 | 68.4468 | 447.7612 | [30 empty] | 0 | 0 | 0
116 | Appliances | Office Equipment | Retail | Turnover | Energy Star Servers | 0.16313 | 0.090122 |  | 1140.78 | 1 | 0.55245 | 6993.007 | 4 |  | 412 | 2525.5692 | Per Unit | GSD | 1 | 1 | 1 | 1 | 1 | 1 | 1 | 1 | 1 | 1 | 1 | 1 | CrtTgsd116 | CrtT | gsd | 116 | 68.4468 | 419.5804 | [30 empty] | 1.5792 | 0.22651 | 0.1253
116 | Appliances | Office Equipment | Retail | New | Energy Star Servers | 0.16313 | 0.090122 |  | 1140.78 | 1 | 0.55245 | 6993.007 | 4 |  | 412 | 2525.5692 | Per Unit | GSD | 1 | 1 | 1 | 1 | 1 | 1 | 1 | 1 | 1 | 1 | 1 | 1 | CrtNgsd116 | CrtN | gsd | 116 | 68.4468 | 419.5804 | [30 empty] | 0.017148 | 0.0024596 | 0.0013606
116 | Appliances | Office Equipment | Schools K-12 | Turnover | Energy Star Servers | 0.1175 | 0.12206 |  | 1140.78 | 1 | 1.0388 | 9708.7379 | 4 |  | 412 | 3506.3728 | Per Unit | GSD | 1 | 1 | 1 | 1 | 1 | 1 | 1 | 1 | 1 | 1 | 1 | 1 | CscTgsd116 | CscT | gsd | 116 | 68.4468 | 582.5243 | [30 empty] | 0.024231 | 0.0024982 | 0.0026028
116 | Appliances | Office Equipment | Schools K-12 | New | Energy Star Servers | 0.1175 | 0.12206 |  | 1140.78 | 1 | 1.0388 | 9708.7379 | 4 |  | 412 | 3506.3728 | Per Unit | GSD | 1 | 1 | 1 | 1 | 1 | 1 | 1 | 1 | 1 | 1 | 1 | 1 | CscNgsd116 | CscN | gsd | 116 | 68.4468 | 582.5243 | [30 empty] | 0.00026726 | 2.7554e-05 | 2.8708e-05
116 | Appliances | Office Equipment | Warehouse | Turnover | Energy Star Servers | 0.17454 | 0.12663 |  | 1140.78 | 1 | 0.72549 | 6535.9477 | 4 |  | 412 | 2360.4994 | Per Unit | GSD | 1 | 1 | 1 | 1 | 1 | 1 | 1 | 1 | 1 | 1 | 1 | 1 | CwaTgsd116 | CwaT | gsd | 116 | 68.4468 | 392.1569 | [30 empty] | 0 | 0 | 0
116 | Appliances | Office Equipment | Warehouse | New | Energy Star Servers | 0.17454 | 0.12663 |  | 1140.78 | 1 | 0.72549 | 6535.9477 | 4 |  | 412 | 2360.4994 | Per Unit | GSD | 1 | 1 | 1 | 1 | 1 | 1 | 1 | 1 | 1 | 1 | 1 | 1 | CwaNgsd116 | CwaN | gsd | 116 | 68.4468 | 392.1569 | [30 empty] | 0 | 0 | 0
117 | Appliances | Office Equipment | Assembly | Turnover | Energy Star Uninterruptable Power Supply | 0.0009747 | 0.0004218 |  | 5.7 | 1 | 0.43275 | 5847.9532 | 15 |  | 61 | 62583.359 | Per Unit | GSD | 1 | 1 | 1 | 1 | 1 | 1 | 1 | 1 | 1 | 1 | 1 | 1 | CasTgsd117 | CasT | gsd | 117 | 0.342 | 350.8772 | [30 empty] | 0.38586 | 0.065912 | 0.028457
117 | Appliances | Office Equipment | Assembly | New | Energy Star Uninterruptable Power Supply | 0.0009747 | 0.0004218 |  | 5.7 | 1 | 0.43275 | 5847.9532 | 15 |  | 61 | 62583.359 | Per Unit | GSD | 1 | 1 | 1 | 1 | 1 | 1 | 1 | 1 | 1 | 1 | 1 | 1 | CasNgsd117 | CasN | gsd | 117 | 0.342 | 350.8772 | [30 empty] | 0.0042559 | 0.00072699 | 0.00031387
117 | Appliances | Office Equipment | College and University | Turnover | Energy Star Uninterruptable Power Supply | 0.0005757 | 0.0005814 |  | 5.7 | 1 | 1.0099 | 9900.9901 | 15 |  | 61 | 105957.9642 | Per Unit | GSD | 1 | 1 | 1 | 1 | 1 | 1 | 1 | 1 | 1 | 1 | 1 | 1 | CcoTgsd117 | CcoT | gsd | 117 | 0.342 | 594.0594 | [30 empty] | 0.097242 | 0.0098635 | 0.0098807
117 | Appliances | Office Equipment | College and University | New | Energy Star Uninterruptable Power Supply | 0.0005757 | 0.0005814 |  | 5.7 | 1 | 1.0099 | 9900.9901 | 15 |  | 61 | 105957.9642 | Per Unit | GSD | 1 | 1 | 1 | 1 | 1 | 1 | 1 | 1 | 1 | 1 | 1 | 1 | CcoNgsd117 | CcoN | gsd | 117 | 0.342 | 594.0594 | [30 empty] | 0.0010725 | 0.00010879 | 0.00010898
117 | Appliances | Office Equipment | Data Center | Turnover | Energy Star Uninterruptable Power Supply | 0.0006327 | 0.0006726 |  | 5.7 | 1 | 1.0631 | 9009.009 | 15 |  | 61 | 96412.2017 | Per Unit | GSD | 1 | 1 | 1 | 1 | 1 | 1 | 1 | 1 | 1 | 1 | 1 | 1 | CdaTgsd117 | CdaT | gsd | 117 | 0.342 | 540.5405 | [30 empty] | 0.0034725 | 0.00038623 | 0.00040907
117 | Appliances | Office Equipment | Data Center | New | Energy Star Uninterruptable Power Supply | 0.0006327 | 0.0006726 |  | 5.7 | 1 | 1.0631 | 9009.009 | 15 |  | 61 | 96412.2017 | Per Unit | GSD | 1 | 1 | 1 | 1 | 1 | 1 | 1 | 1 | 1 | 1 | 1 | 1 | CdaNgsd117 | CdaN | gsd | 117 | 0.342 | 540.5405 | [30 empty] | 3.8301e-05 | 4.26e-06 | 4.5119e-06
117 | Appliances | Office Equipment | Grocery | Turnover | Energy Star Uninterruptable Power Supply | 0.0007695 | 0.0004617 |  | 5.7 | 1 | 0.6 | 7407.4074 | 15 |  | 61 | 79272.2547 | Per Unit | GSD | 1 | 1 | 1 | 1 | 1 | 1 | 1 | 1 | 1 | 1 | 1 | 1 | CgrTgsd117 | CgrT | gsd | 117 | 0.342 | 444.4444 | [30 empty] | 0.16206 | 0.02181 | 0.013152
117 | Appliances | Office Equipment | Grocery | New | Energy Star Uninterruptable Power Supply | 0.0007695 | 0.0004617 |  | 5.7 | 1 | 0.6 | 7407.4074 | 15 |  | 61 | 79272.2547 | Per Unit | GSD | 1 | 1 | 1 | 1 | 1 | 1 | 1 | 1 | 1 | 1 | 1 | 1 | CgrNgsd117 | CgrN | gsd | 117 | 0.342 | 444.4444 | [30 empty] | 0.0017875 | 0.00024055 | 0.00014506
117 | Appliances | Office Equipment | Healthcare | Turnover | Energy Star Uninterruptable Power Supply | 0.0008208 | 0.0008493 |  | 5.7 | 1 | 1.0347 | 6944.4444 | 15 |  | 61 | 74317.7388 | Per Unit | GSD | 1 | 1 | 1 | 1 | 1 | 1 | 1 | 1 | 1 | 1 | 1 | 1 | CheTgsd117 | CheT | gsd | 117 | 0.342 | 416.6667 | [30 empty] | 0.15296 | 0.022004 | 0.022807
117 | Appliances | Office Equipment | Healthcare | New | Energy Star Uninterruptable Power Supply | 0.0008208 | 0.0008493 |  | 5.7 | 1 | 1.0347 | 6944.4444 | 15 |  | 61 | 74317.7388 | Per Unit | GSD | 1 | 1 | 1 | 1 | 1 | 1 | 1 | 1 | 1 | 1 | 1 | 1 | CheNgsd117 | CheN | gsd | 117 | 0.342 | 416.6667 | [30 empty] | 0.001687 | 0.00024269 | 0.00025156
117 | Appliances | Office Equipment | Hospitals | Turnover | Energy Star Uninterruptable Power Supply | 0.0005757 | 0.0005814 |  | 5.7 | 1 | 1.0099 | 9900.9901 | 15 |  | 61 | 105957.9642 | Per Unit | GSD | 1 | 1 | 1 | 1 | 1 | 1 | 1 | 1 | 1 | 1 | 1 | 1 | ChoTgsd117 | ChoT | gsd | 117 | 0.342 | 594.0594 | [30 empty] | 0.12851 | 0.013035 | 0.013058
117 | Appliances | Office Equipment | Hospitals | New | Energy Star Uninterruptable Power Supply | 0.0005757 | 0.0005814 |  | 5.7 | 1 | 1.0099 | 9900.9901 | 15 |  | 61 | 105957.9642 | Per Unit | GSD | 1 | 1 | 1 | 1 | 1 | 1 | 1 | 1 | 1 | 1 | 1 | 1 | ChoNgsd117 | ChoN | gsd | 117 | 0.342 | 594.0594 | [30 empty] | 0.0014175 | 0.00014378 | 0.00014403
117 | Appliances | Office Equipment | Institutional | Turnover | Energy Star Uninterruptable Power Supply | 0.0006327 | 0.000684 |  | 5.7 | 1 | 1.0811 | 9009.009 | 15 |  | 61 | 96412.2017 | Per Unit | GSD | 1 | 1 | 1 | 1 | 1 | 1 | 1 | 1 | 1 | 1 | 1 | 1 | CinTgsd117 | CinT | gsd | 117 | 0.342 | 540.5405 | [30 empty] | 0.026383 | 0.0029229 | 0.0031731
117 | Appliances | Office Equipment | Institutional | New | Energy Star Uninterruptable Power Supply | 0.0006327 | 0.000684 |  | 5.7 | 1 | 1.0811 | 9009.009 | 15 |  | 61 | 96412.2017 | Per Unit | GSD | 1 | 1 | 1 | 1 | 1 | 1 | 1 | 1 | 1 | 1 | 1 | 1 | CinNgsd117 | CinN | gsd | 117 | 0.342 | 540.5405 | [30 empty] | 0.00029099 | 3.2239e-05 | 3.4998e-05
117 | Appliances | Office Equipment | Lodging/Hospitality | Turnover | Energy Star Uninterruptable Power Supply | 0.0006099 | 0.0007125 |  | 5.7 | 1 | 1.1682 | 9345.7944 | 15 |  | 61 | 100016.3961 | Per Unit | GSD | 1 | 1 | 1 | 1 | 1 | 1 | 1 | 1 | 1 | 1 | 1 | 1 | CloTgsd117 | CloT | gsd | 117 | 0.342 | 560.7477 | [30 empty] | 0.096358 | 0.010317 | 0.011998
117 | Appliances | Office Equipment | Lodging/Hospitality | New | Energy Star Uninterruptable Power Supply | 0.0006099 | 0.0007125 |  | 5.7 | 1 | 1.1682 | 9345.7944 | 15 |  | 61 | 100016.3961 | Per Unit | GSD | 1 | 1 | 1 | 1 | 1 | 1 | 1 | 1 | 1 | 1 | 1 | 1 | CloNgsd117 | CloN | gsd | 117 | 0.342 | 560.7477 | [30 empty] | 0.0010628 | 0.0001138 | 0.00013233
117 | Appliances | Office Equipment | Miscellaneous | Turnover | Energy Star Uninterruptable Power Supply | 0.0006327 | 0.0006726 |  | 5.7 | 1 | 1.0631 | 9009.009 | 15 |  | 61 | 96412.2017 | Per Unit | GSD | 1 | 1 | 1 | 1 | 1 | 1 | 1 | 1 | 1 | 1 | 1 | 1 | CmiTgsd117 | CmiT | gsd | 117 | 0.342 | 540.5405 | [30 empty] | 0.43723 | 0.04863 | 0.051507
117 | Appliances | Office Equipment | Miscellaneous | New | Energy Star Uninterruptable Power Supply | 0.0006327 | 0.0006726 |  | 5.7 | 1 | 1.0631 | 9009.009 | 15 |  | 61 | 96412.2017 | Per Unit | GSD | 1 | 1 | 1 | 1 | 1 | 1 | 1 | 1 | 1 | 1 | 1 | 1 | CmiNgsd117 | CmiN | gsd | 117 | 0.342 | 540.5405 | [30 empty] | 0.0048225 | 0.00053637 | 0.0005681
117 | Appliances | Office Equipment | Offices | Turnover | Energy Star Uninterruptable Power Supply | 0.0006327 | 0.0006726 |  | 5.7 | 1 | 1.0631 | 9009.009 | 15 |  | 61 | 96412.2017 | Per Unit | GSD | 1 | 1 | 1 | 1 | 1 | 1 | 1 | 1 | 1 | 1 | 1 | 1 | CofTgsd117 | CofT | gsd | 117 | 0.342 | 540.5405 | [30 empty] | 1.5345 | 0.17067 | 0.18076
117 | Appliances | Office Equipment | Offices | New | Energy Star Uninterruptable Power Supply | 0.0006327 | 0.0006726 |  | 5.7 | 1 | 1.0631 | 9009.009 | 15 |  | 61 | 96412.2017 | Per Unit | GSD | 1 | 1 | 1 | 1 | 1 | 1 | 1 | 1 | 1 | 1 | 1 | 1 | CofNgsd117 | CofN | gsd | 117 | 0.342 | 540.5405 | [30 empty] | 0.016925 | 0.0018824 | 0.0019938
117 | Appliances | Office Equipment | Restaurants | Turnover | Energy Star Uninterruptable Power Supply | 0.0007638 | 0.000285 |  | 5.7 | 1 | 0.37313 | 7462.6866 | 15 |  | 61 | 79863.8387 | Per Unit | GSD | 1 | 1 | 1 | 1 | 1 | 1 | 1 | 1 | 1 | 1 | 1 | 1 | CreTgsd117 | CreT | gsd | 117 | 0.342 | 447.7612 | [30 empty] | 0.18641 | 0.024967 | 0.0093508
117 | Appliances | Office Equipment | Restaurants | New | Energy Star Uninterruptable Power Supply | 0.0007638 | 0.000285 |  | 5.7 | 1 | 0.37313 | 7462.6866 | 15 |  | 61 | 79863.8387 | Per Unit | GSD | 1 | 1 | 1 | 1 | 1 | 1 | 1 | 1 | 1 | 1 | 1 | 1 | CreNgsd117 | CreN | gsd | 117 | 0.342 | 447.7612 | [30 empty] | 0.0020561 | 0.00027538 | 0.00010314
117 | Appliances | Office Equipment | Retail | Turnover | Energy Star Uninterruptable Power Supply | 0.0008151 | 0.0004503 |  | 5.7 | 1 | 0.55245 | 6993.007 | 15 |  | 61 | 74837.4433 | Per Unit | GSD | 1 | 1 | 1 | 1 | 1 | 1 | 1 | 1 | 1 | 1 | 1 | 1 | CrtTgsd117 | CrtT | gsd | 117 | 0.342 | 419.5804 | [30 empty] | 1.3849 | 0.19865 | 0.10989
117 | Appliances | Office Equipment | Retail | New | Energy Star Uninterruptable Power Supply | 0.0008151 | 0.0004503 |  | 5.7 | 1 | 0.55245 | 6993.007 | 15 |  | 61 | 74837.4433 | Per Unit | GSD | 1 | 1 | 1 | 1 | 1 | 1 | 1 | 1 | 1 | 1 | 1 | 1 | CrtNgsd117 | CrtN | gsd | 117 | 0.342 | 419.5804 | [30 empty] | 0.015275 | 0.002191 | 0.001212
117 | Appliances | Office Equipment | Schools K-12 | Turnover | Energy Star Uninterruptable Power Supply | 0.0005871 | 0.0006099 |  | 5.7 | 1 | 1.0388 | 9708.7379 | 15 |  | 61 | 103900.528 | Per Unit | GSD | 1 | 1 | 1 | 1 | 1 | 1 | 1 | 1 | 1 | 1 | 1 | 1 | CscTgsd117 | CscT | gsd | 117 | 0.342 | 582.5243 | [30 empty] | 0.012511 | 0.0012898 | 0.0013439
117 | Appliances | Office Equipment | Schools K-12 | New | Energy Star Uninterruptable Power Supply | 0.0005871 | 0.0006099 |  | 5.7 | 1 | 1.0388 | 9708.7379 | 15 |  | 61 | 103900.528 | Per Unit | GSD | 1 | 1 | 1 | 1 | 1 | 1 | 1 | 1 | 1 | 1 | 1 | 1 | CscNgsd117 | CscN | gsd | 117 | 0.342 | 582.5243 | [30 empty] | 0.00013799 | 1.4226e-05 | 1.4822e-05
117 | Appliances | Office Equipment | Warehouse | Turnover | Energy Star Uninterruptable Power Supply | 0.0008721 | 0.0006327 |  | 5.7 | 1 | 0.72549 | 6535.9477 | 15 |  | 61 | 69946.1071 | Per Unit | GSD | 1 | 1 | 1 | 1 | 1 | 1 | 1 | 1 | 1 | 1 | 1 | 1 | CwaTgsd117 | CwaT | gsd | 117 | 0.342 | 392.1569 | [30 empty] | 0.1591 | 0.024274 | 0.01764
117 | Appliances | Office Equipment | Warehouse | New | Energy Star Uninterruptable Power Supply | 0.0008721 | 0.0006327 |  | 5.7 | 1 | 0.72549 | 6535.9477 | 15 |  | 61 | 69946.1071 | Per Unit | GSD | 1 | 1 | 1 | 1 | 1 | 1 | 1 | 1 | 1 | 1 | 1 | 1 | CwaNgsd117 | CwaN | gsd | 117 | 0.342 | 392.1569 | [30 empty] | 0.0017549 | 0.00026774 | 0.00019457
118 | Appliances | Office Equipment | Assembly | Existing | Network PC Power Management | 0.027531 | 0.011914 |  | 161 | 1 | 0.43275 | 5847.9532 | 5 |  | 30 | 1089.6807 | Per Computer Connected | GSD | 0.57723 | 0.60437 | 0.83705 | 1.097 | 1.2026 | 1.2026 | 1.289 | 1.2891 | 1.2453 | 1.1192 | 0.77553 | 0.85362 | CasEgsd118 | CasE | gsd | 118 | 8.0956 | 294.0538 | [30 empty] | 0 | 0 | 0
118 | Appliances | Office Equipment | Assembly | New | Network PC Power Management | 0.027531 | 0.011914 |  | 161 | 1 | 0.43275 | 5847.9532 | 5 |  | 30 | 1089.6807 | Per Computer Connected | GSD | 0.57723 | 0.60437 | 0.83705 | 1.097 | 1.2026 | 1.2026 | 1.289 | 1.2891 | 1.2453 | 1.1192 | 0.77553 | 0.85362 | CasNgsd118 | CasN | gsd | 118 | 8.0956 | 294.0538 | [30 empty] | 0 | 0 | 0
118 | Appliances | Office Equipment | College and University | Existing | Network PC Power Management | 0.016261 | 0.016422 |  | 161 | 1 | 1.0099 | 9900.9901 | 5 |  | 30 | 1844.905 | Per Computer Connected | GSD | 0.57723 | 0.60437 | 0.83705 | 1.097 | 1.2026 | 1.2026 | 1.289 | 1.2891 | 1.2453 | 1.1192 | 0.77553 | 0.85362 | CcoEgsd118 | CcoE | gsd | 118 | 8.0956 | 497.8535 | [30 empty] | 4.6664 | 0.47332 | 0.47415
118 | Appliances | Office Equipment | College and University | New | Network PC Power Management | 0.016261 | 0.016422 |  | 161 | 1 | 1.0099 | 9900.9901 | 5 |  | 30 | 1844.905 | Per Computer Connected | GSD | 0.57723 | 0.60437 | 0.83705 | 1.097 | 1.2026 | 1.2026 | 1.289 | 1.2891 | 1.2453 | 1.1192 | 0.77553 | 0.85362 | CcoNgsd118 | CcoN | gsd | 118 | 8.0956 | 497.8535 | [30 empty] | 0.051468 | 0.0052205 | 0.0052297
118 | Appliances | Office Equipment | Data Center | Existing | Network PC Power Management | 0.017871 | 0.018998 |  | 161 | 1 | 1.0631 | 9009.009 | 5 |  | 30 | 1678.6973 | Per Computer Connected | GSD | 0.57723 | 0.60437 | 0.83705 | 1.097 | 1.2026 | 1.2026 | 1.289 | 1.2891 | 1.2453 | 1.1192 | 0.77553 | 0.85362 | CdaEgsd118 | CdaE | gsd | 118 | 8.0956 | 453.0018 | [30 empty] | 0.2758 | 0.030675 | 0.03249
118 | Appliances | Office Equipment | Data Center | New | Network PC Power Management | 0.017871 | 0.018998 |  | 161 | 1 | 1.0631 | 9009.009 | 5 |  | 30 | 1678.6973 | Per Computer Connected | GSD | 0.57723 | 0.60437 | 0.83705 | 1.097 | 1.2026 | 1.2026 | 1.289 | 1.2891 | 1.2453 | 1.1192 | 0.77553 | 0.85362 | CdaNgsd118 | CdaN | gsd | 118 | 8.0956 | 453.0018 | [30 empty] | 0.003042 | 0.00033834 | 0.00035835
118 | Appliances | Office Equipment | Grocery | Existing | Network PC Power Management | 0.021735 | 0.013041 |  | 161 | 1 | 0.6 | 7407.4074 | 5 |  | 30 | 1380.2622 | Per Computer Connected | GSD | 0.57723 | 0.60437 | 0.83705 | 1.097 | 1.2026 | 1.2026 | 1.289 | 1.2891 | 1.2453 | 1.1192 | 0.77553 | 0.85362 | CgrEgsd118 | CgrE | gsd | 118 | 8.0956 | 372.4682 | [30 empty] | 0 | 0 | 0
118 | Appliances | Office Equipment | Grocery | New | Network PC Power Management | 0.021735 | 0.013041 |  | 161 | 1 | 0.6 | 7407.4074 | 5 |  | 30 | 1380.2622 | Per Computer Connected | GSD | 0.57723 | 0.60437 | 0.83705 | 1.097 | 1.2026 | 1.2026 | 1.289 | 1.2891 | 1.2453 | 1.1192 | 0.77553 | 0.85362 | CgrNgsd118 | CgrN | gsd | 118 | 8.0956 | 372.4682 | [30 empty] | 0 | 0 | 0
118 | Appliances | Office Equipment | Healthcare | Existing | Network PC Power Management | 0.023184 | 0.023989 |  | 161 | 1 | 1.0347 | 6944.4444 | 5 |  | 30 | 1293.9959 | Per Computer Connected | GSD | 0.57723 | 0.60437 | 0.83705 | 1.097 | 1.2026 | 1.2026 | 1.289 | 1.2891 | 1.2453 | 1.1192 | 0.77553 | 0.85362 | CheEgsd118 | CheE | gsd | 118 | 8.0956 | 349.1889 | [30 empty] | 15.092 | 2.1711 | 2.2504
118 | Appliances | Office Equipment | Healthcare | New | Network PC Power Management | 0.023184 | 0.023989 |  | 161 | 1 | 1.0347 | 6944.4444 | 5 |  | 30 | 1293.9959 | Per Computer Connected | GSD | 0.57723 | 0.60437 | 0.83705 | 1.097 | 1.2026 | 1.2026 | 1.289 | 1.2891 | 1.2453 | 1.1192 | 0.77553 | 0.85362 | CheNgsd118 | CheN | gsd | 118 | 8.0956 | 349.1889 | [30 empty] | 0.16646 | 0.023946 | 0.024821
118 | Appliances | Office Equipment | Hospitals | Existing | Network PC Power Management | 0.016261 | 0.016422 |  | 161 | 1 | 1.0099 | 9900.9901 | 5 |  | 30 | 1844.905 | Per Computer Connected | GSD | 0.57723 | 0.60437 | 0.83705 | 1.097 | 1.2026 | 1.2026 | 1.289 | 1.2891 | 1.2453 | 1.1192 | 0.77553 | 0.85362 | ChoEgsd118 | ChoE | gsd | 118 | 8.0956 | 497.8535 | [30 empty] | 2.2835 | 0.23162 | 0.23203
118 | Appliances | Office Equipment | Hospitals | New | Network PC Power Management | 0.016261 | 0.016422 |  | 161 | 1 | 1.0099 | 9900.9901 | 5 |  | 30 | 1844.905 | Per Computer Connected | GSD | 0.57723 | 0.60437 | 0.83705 | 1.097 | 1.2026 | 1.2026 | 1.289 | 1.2891 | 1.2453 | 1.1192 | 0.77553 | 0.85362 | ChoNgsd118 | ChoN | gsd | 118 | 8.0956 | 497.8535 | [30 empty] | 0.025186 | 0.0025547 | 0.0025592
118 | Appliances | Office Equipment | Institutional | Existing | Network PC Power Management | 0.017871 | 0.01932 |  | 161 | 1 | 1.0811 | 9009.009 | 5 |  | 30 | 1678.6973 | Per Computer Connected | GSD | 0.57723 | 0.60437 | 0.83705 | 1.097 | 1.2026 | 1.2026 | 1.289 | 1.2891 | 1.2453 | 1.1192 | 0.77553 | 0.85362 | CinEgsd118 | CinE | gsd | 118 | 8.0956 | 453.0018 | [30 empty] | 1.8684 | 0.207 | 0.22471
118 | Appliances | Office Equipment | Institutional | New | Network PC Power Management | 0.017871 | 0.01932 |  | 161 | 1 | 1.0811 | 9009.009 | 5 |  | 30 | 1678.6973 | Per Computer Connected | GSD | 0.57723 | 0.60437 | 0.83705 | 1.097 | 1.2026 | 1.2026 | 1.289 | 1.2891 | 1.2453 | 1.1192 | 0.77553 | 0.85362 | CinNgsd118 | CinN | gsd | 118 | 8.0956 | 453.0018 | [30 empty] | 0.020607 | 0.0022831 | 0.0024785
118 | Appliances | Office Equipment | Lodging/Hospitality | Existing | Network PC Power Management | 0.017227 | 0.020125 |  | 161 | 1 | 1.1682 | 9345.7944 | 5 |  | 30 | 1741.4524 | Per Computer Connected | GSD | 0.57723 | 0.60437 | 0.83705 | 1.097 | 1.2026 | 1.2026 | 1.289 | 1.2891 | 1.2453 | 1.1192 | 0.77553 | 0.85362 | CloEgsd118 | CloE | gsd | 118 | 8.0956 | 469.9365 | [30 empty] | 5.5748 | 0.59691 | 0.69412
118 | Appliances | Office Equipment | Lodging/Hospitality | New | Network PC Power Management | 0.017227 | 0.020125 |  | 161 | 1 | 1.1682 | 9345.7944 | 5 |  | 30 | 1741.4524 | Per Computer Connected | GSD | 0.57723 | 0.60437 | 0.83705 | 1.097 | 1.2026 | 1.2026 | 1.289 | 1.2891 | 1.2453 | 1.1192 | 0.77553 | 0.85362 | CloNgsd118 | CloN | gsd | 118 | 8.0956 | 469.9365 | [30 empty] | 0.061488 | 0.0065837 | 0.0076559
118 | Appliances | Office Equipment | Miscellaneous | Existing | Network PC Power Management | 0.017871 | 0.018998 |  | 161 | 1 | 1.0631 | 9009.009 | 5 |  | 30 | 1678.6973 | Per Computer Connected | GSD | 0.57723 | 0.60437 | 0.83705 | 1.097 | 1.2026 | 1.2026 | 1.289 | 1.2891 | 1.2453 | 1.1192 | 0.77553 | 0.85362 | CmiEgsd118 | CmiE | gsd | 118 | 8.0956 | 453.0018 | [30 empty] | 0 | 0 | 0
118 | Appliances | Office Equipment | Miscellaneous | New | Network PC Power Management | 0.017871 | 0.018998 |  | 161 | 1 | 1.0631 | 9009.009 | 5 |  | 30 | 1678.6973 | Per Computer Connected | GSD | 0.57723 | 0.60437 | 0.83705 | 1.097 | 1.2026 | 1.2026 | 1.289 | 1.2891 | 1.2453 | 1.1192 | 0.77553 | 0.85362 | CmiNgsd118 | CmiN | gsd | 118 | 8.0956 | 453.0018 | [30 empty] | 0 | 0 | 0
118 | Appliances | Office Equipment | Offices | Existing | Network PC Power Management | 0.017871 | 0.018998 |  | 161 | 1 | 1.0631 | 9009.009 | 5 |  | 30 | 1678.6973 | Per Computer Connected | GSD | 0.57723 | 0.60437 | 0.83705 | 1.097 | 1.2026 | 1.2026 | 1.289 | 1.2891 | 1.2453 | 1.1192 | 0.77553 | 0.85362 | CofEgsd118 | CofE | gsd | 118 | 8.0956 | 453.0018 | [30 empty] | 141.5429 | 15.7429 | 16.6741
118 | Appliances | Office Equipment | Offices | New | Network PC Power Management | 0.017871 | 0.018998 |  | 161 | 1 | 1.0631 | 9009.009 | 5 |  | 30 | 1678.6973 | Per Computer Connected | GSD | 0.57723 | 0.60437 | 0.83705 | 1.097 | 1.2026 | 1.2026 | 1.289 | 1.2891 | 1.2453 | 1.1192 | 0.77553 | 0.85362 | CofNgsd118 | CofN | gsd | 118 | 8.0956 | 453.0018 | [30 empty] | 1.5612 | 0.17364 | 0.18391
118 | Appliances | Office Equipment | Restaurants | Existing | Network PC Power Management | 0.021574 | 0.00805 |  | 161 | 1 | 0.37313 | 7462.6866 | 5 |  | 30 | 1390.5627 | Per Computer Connected | GSD | 0.57723 | 0.60437 | 0.83705 | 1.097 | 1.2026 | 1.2026 | 1.289 | 1.2891 | 1.2453 | 1.1192 | 0.77553 | 0.85362 | CreEgsd118 | CreE | gsd | 118 | 8.0956 | 375.2478 | [30 empty] | 0 | 0 | 0
118 | Appliances | Office Equipment | Restaurants | New | Network PC Power Management | 0.021574 | 0.00805 |  | 161 | 1 | 0.37313 | 7462.6866 | 5 |  | 30 | 1390.5627 | Per Computer Connected | GSD | 0.57723 | 0.60437 | 0.83705 | 1.097 | 1.2026 | 1.2026 | 1.289 | 1.2891 | 1.2453 | 1.1192 | 0.77553 | 0.85362 | CreNgsd118 | CreN | gsd | 118 | 8.0956 | 375.2478 | [30 empty] | 0 | 0 | 0
118 | Appliances | Office Equipment | Retail | Existing | Network PC Power Management | 0.023023 | 0.012719 |  | 161 | 1 | 0.55245 | 6993.007 | 5 |  | 30 | 1303.0448 | Per Computer Connected | GSD | 0.57723 | 0.60437 | 0.83705 | 1.097 | 1.2026 | 1.2026 | 1.289 | 1.2891 | 1.2453 | 1.1192 | 0.77553 | 0.85362 | CrtEgsd118 | CrtE | gsd | 118 | 8.0956 | 351.6308 | [30 empty] | 23.9438 | 3.4343 | 1.8998
118 | Appliances | Office Equipment | Retail | New | Network PC Power Management | 0.023023 | 0.012719 |  | 161 | 1 | 0.55245 | 6993.007 | 5 |  | 30 | 1303.0448 | Per Computer Connected | GSD | 0.57723 | 0.60437 | 0.83705 | 1.097 | 1.2026 | 1.2026 | 1.289 | 1.2891 | 1.2453 | 1.1192 | 0.77553 | 0.85362 | CrtNgsd118 | CrtN | gsd | 118 | 8.0956 | 351.6308 | [30 empty] | 0.26409 | 0.037879 | 0.020954
118 | Appliances | Office Equipment | Schools K-12 | Existing | Network PC Power Management | 0.016583 | 0.017227 |  | 161 | 1 | 1.0388 | 9708.7379 | 5 |  | 30 | 1809.0816 | Per Computer Connected | GSD | 0.57723 | 0.60437 | 0.83705 | 1.097 | 1.2026 | 1.2026 | 1.289 | 1.2891 | 1.2453 | 1.1192 | 0.77553 | 0.85362 | CscEgsd118 | CscE | gsd | 118 | 8.0956 | 488.1864 | [30 empty] | 4.384 | 0.45198 | 0.47092
118 | Appliances | Office Equipment | Schools K-12 | New | Network PC Power Management | 0.016583 | 0.017227 |  | 161 | 1 | 1.0388 | 9708.7379 | 5 |  | 30 | 1809.0816 | Per Computer Connected | GSD | 0.57723 | 0.60437 | 0.83705 | 1.097 | 1.2026 | 1.2026 | 1.289 | 1.2891 | 1.2453 | 1.1192 | 0.77553 | 0.85362 | CscNgsd118 | CscN | gsd | 118 | 8.0956 | 488.1864 | [30 empty] | 0.048354 | 0.0049852 | 0.005194
118 | Appliances | Office Equipment | Warehouse | Existing | Network PC Power Management | 0.024633 | 0.017871 |  | 161 | 1 | 0.72549 | 6535.9477 | 5 |  | 30 | 1217.8785 | Per Computer Connected | GSD | 0.57723 | 0.60437 | 0.83705 | 1.097 | 1.2026 | 1.2026 | 1.289 | 1.2891 | 1.2453 | 1.1192 | 0.77553 | 0.85362 | CwaEgsd118 | CwaE | gsd | 118 | 8.0956 | 328.6484 | [30 empty] | 0 | 0 | 0
118 | Appliances | Office Equipment | Warehouse | New | Network PC Power Management | 0.024633 | 0.017871 |  | 161 | 1 | 0.72549 | 6535.9477 | 5 |  | 30 | 1217.8785 | Per Computer Connected | GSD | 0.57723 | 0.60437 | 0.83705 | 1.097 | 1.2026 | 1.2026 | 1.289 | 1.2891 | 1.2453 | 1.1192 | 0.77553 | 0.85362 | CwaNgsd118 | CwaN | gsd | 118 | 8.0956 | 328.6484 | [30 empty] | 0 | 0 | 0
119 | Appliances | Office Equipment | Assembly | Turnover | Server Virtualization | 3.5951 | 1.5558 |  | 21024 | 1 | 0.43275 | 5847.9532 | 5 |  | 489 | 136.0183 | Per Unit | GSD | 0.57723 | 0.60437 | 0.83705 | 1.097 | 1.2026 | 1.2026 | 1.289 | 1.2891 | 1.2453 | 1.1192 | 0.77553 | 0.85362 | CasTgsd119 | CasT | gsd | 119 | 1261.44 | 350.8772 | [30 empty] | 0 | 0 | 0
119 | Appliances | Office Equipment | Assembly | New | Server Virtualization | 3.5951 | 1.5558 |  | 21024 | 1 | 0.43275 | 5847.9532 | 5 |  | 489 | 136.0183 | Per Unit | GSD | 0.57723 | 0.60437 | 0.83705 | 1.097 | 1.2026 | 1.2026 | 1.289 | 1.2891 | 1.2453 | 1.1192 | 0.77553 | 0.85362 | CasNgsd119 | CasN | gsd | 119 | 1261.44 | 350.8772 | [30 empty] | 0 | 0 | 0
119 | Appliances | Office Equipment | College and University | Turnover | Server Virtualization | 2.1234 | 2.1444 |  | 21024 | 1 | 1.0099 | 9900.9901 | 5 |  | 489 | 230.2884 | Per Unit | GSD | 0.57723 | 0.60437 | 0.83705 | 1.097 | 1.2026 | 1.2026 | 1.289 | 1.2891 | 1.2453 | 1.1192 | 0.77553 | 0.85362 | CcoTgsd119 | CcoT | gsd | 119 | 1261.44 | 594.0594 | [30 empty] | 0.32232 | 0.032694 | 0.032751
119 | Appliances | Office Equipment | College and University | New | Server Virtualization | 2.1234 | 2.1444 |  | 21024 | 1 | 1.0099 | 9900.9901 | 5 |  | 489 | 230.2884 | Per Unit | GSD | 0.57723 | 0.60437 | 0.83705 | 1.097 | 1.2026 | 1.2026 | 1.289 | 1.2891 | 1.2453 | 1.1192 | 0.77553 | 0.85362 | CcoNgsd119 | CcoN | gsd | 119 | 1261.44 | 594.0594 | [30 empty] | 0.0035551 | 0.0003606 | 0.00036123
119 | Appliances | Office Equipment | Data Center | Turnover | Server Virtualization | 2.3337 | 2.4808 |  | 21024 | 1 | 1.0631 | 9009.009 | 5 |  | 489 | 209.5417 | Per Unit | GSD | 0.57723 | 0.60437 | 0.83705 | 1.097 | 1.2026 | 1.2026 | 1.289 | 1.2891 | 1.2453 | 1.1192 | 0.77553 | 0.85362 | CdaTgsd119 | CdaT | gsd | 119 | 1261.44 | 540.5405 | [30 empty] | 0.11757 | 0.013076 | 0.01385
119 | Appliances | Office Equipment | Data Center | New | Server Virtualization | 2.3337 | 2.4808 |  | 21024 | 1 | 1.0631 | 9009.009 | 5 |  | 489 | 209.5417 | Per Unit | GSD | 0.57723 | 0.60437 | 0.83705 | 1.097 | 1.2026 | 1.2026 | 1.289 | 1.2891 | 1.2453 | 1.1192 | 0.77553 | 0.85362 | CdaNgsd119 | CdaN | gsd | 119 | 1261.44 | 540.5405 | [30 empty] | 0.0013392 | 0.00014894 | 0.00015776
119 | Appliances | Office Equipment | Grocery | Turnover | Server Virtualization | 2.8382 | 1.7029 |  | 21024 | 1 | 0.6 | 7407.4074 | 5 |  | 489 | 172.2899 | Per Unit | GSD | 0.57723 | 0.60437 | 0.83705 | 1.097 | 1.2026 | 1.2026 | 1.289 | 1.2891 | 1.2453 | 1.1192 | 0.77553 | 0.85362 | CgrTgsd119 | CgrT | gsd | 119 | 1261.44 | 444.4444 | [30 empty] | 0 | 0 | 0
119 | Appliances | Office Equipment | Grocery | New | Server Virtualization | 2.8382 | 1.7029 |  | 21024 | 1 | 0.6 | 7407.4074 | 5 |  | 489 | 172.2899 | Per Unit | GSD | 0.57723 | 0.60437 | 0.83705 | 1.097 | 1.2026 | 1.2026 | 1.289 | 1.2891 | 1.2453 | 1.1192 | 0.77553 | 0.85362 | CgrNgsd119 | CgrN | gsd | 119 | 1261.44 | 444.4444 | [30 empty] | 0 | 0 | 0
119 | Appliances | Office Equipment | Healthcare | Turnover | Server Virtualization | 3.0275 | 3.1326 |  | 21024 | 1 | 1.0347 | 6944.4444 | 5 |  | 489 | 161.5218 | Per Unit | GSD | 0.57723 | 0.60437 | 0.83705 | 1.097 | 1.2026 | 1.2026 | 1.289 | 1.2891 | 1.2453 | 1.1192 | 0.77553 | 0.85362 | CheTgsd119 | CheT | gsd | 119 | 1261.44 | 416.6667 | [30 empty] | 1.006 | 0.14472 | 0.15001
119 | Appliances | Office Equipment | Healthcare | New | Server Virtualization | 3.0275 | 3.1326 |  | 21024 | 1 | 1.0347 | 6944.4444 | 5 |  | 489 | 161.5218 | Per Unit | GSD | 0.57723 | 0.60437 | 0.83705 | 1.097 | 1.2026 | 1.2026 | 1.289 | 1.2891 | 1.2453 | 1.1192 | 0.77553 | 0.85362 | CheNgsd119 | CheN | gsd | 119 | 1261.44 | 416.6667 | [30 empty] | 0.011459 | 0.0016485 | 0.0017087
119 | Appliances | Office Equipment | Hospitals | Turnover | Server Virtualization | 2.1234 | 2.1444 |  | 21024 | 1 | 1.0099 | 9900.9901 | 5 |  | 489 | 230.2884 | Per Unit | GSD | 0.57723 | 0.60437 | 0.83705 | 1.097 | 1.2026 | 1.2026 | 1.289 | 1.2891 | 1.2453 | 1.1192 | 0.77553 | 0.85362 | ChoTgsd119 | ChoT | gsd | 119 | 1261.44 | 594.0594 | [30 empty] | 1.2255 | 0.1243 | 0.12452
119 | Appliances | Office Equipment | Hospitals | New | Server Virtualization | 2.1234 | 2.1444 |  | 21024 | 1 | 1.0099 | 9900.9901 | 5 |  | 489 | 230.2884 | Per Unit | GSD | 0.57723 | 0.60437 | 0.83705 | 1.097 | 1.2026 | 1.2026 | 1.289 | 1.2891 | 1.2453 | 1.1192 | 0.77553 | 0.85362 | ChoNgsd119 | ChoN | gsd | 119 | 1261.44 | 594.0594 | [30 empty] | 0.013959 | 0.0014159 | 0.0014184
119 | Appliances | Office Equipment | Institutional | Turnover | Server Virtualization | 2.3337 | 2.5229 |  | 21024 | 1 | 1.0811 | 9009.009 | 5 |  | 489 | 209.5417 | Per Unit | GSD | 0.57723 | 0.60437 | 0.83705 | 1.097 | 1.2026 | 1.2026 | 1.289 | 1.2891 | 1.2453 | 1.1192 | 0.77553 | 0.85362 | CinTgsd119 | CinT | gsd | 119 | 1261.44 | 540.5405 | [30 empty] | 0.21866 | 0.024225 | 0.026298
119 | Appliances | Office Equipment | Institutional | New | Server Virtualization | 2.3337 | 2.5229 |  | 21024 | 1 | 1.0811 | 9009.009 | 5 |  | 489 | 209.5417 | Per Unit | GSD | 0.57723 | 0.60437 | 0.83705 | 1.097 | 1.2026 | 1.2026 | 1.289 | 1.2891 | 1.2453 | 1.1192 | 0.77553 | 0.85362 | CinNgsd119 | CinN | gsd | 119 | 1261.44 | 540.5405 | [30 empty] | 0.0024117 | 0.00026719 | 0.00029006
119 | Appliances | Office Equipment | Lodging/Hospitality | Turnover | Server Virtualization | 2.2496 | 2.628 |  | 21024 | 1 | 1.1682 | 9345.7944 | 5 |  | 489 | 217.3751 | Per Unit | GSD | 0.57723 | 0.60437 | 0.83705 | 1.097 | 1.2026 | 1.2026 | 1.289 | 1.2891 | 1.2453 | 1.1192 | 0.77553 | 0.85362 | CloTgsd119 | CloT | gsd | 119 | 1261.44 | 560.7477 | [30 empty] | 0.081617 | 0.008739 | 0.010162
119 | Appliances | Office Equipment | Lodging/Hospitality | New | Server Virtualization | 2.2496 | 2.628 |  | 21024 | 1 | 1.1682 | 9345.7944 | 5 |  | 489 | 217.3751 | Per Unit | GSD | 0.57723 | 0.60437 | 0.83705 | 1.097 | 1.2026 | 1.2026 | 1.289 | 1.2891 | 1.2453 | 1.1192 | 0.77553 | 0.85362 | CloNgsd119 | CloN | gsd | 119 | 1261.44 | 560.7477 | [30 empty] | 0.00092967 | 9.9543e-05 | 0.00011575
119 | Appliances | Office Equipment | Miscellaneous | Turnover | Server Virtualization | 2.3337 | 2.4808 |  | 21024 | 1 | 1.0631 | 9009.009 | 5 |  | 489 | 209.5417 | Per Unit | GSD | 0.57723 | 0.60437 | 0.83705 | 1.097 | 1.2026 | 1.2026 | 1.289 | 1.2891 | 1.2453 | 1.1192 | 0.77553 | 0.85362 | CmiTgsd119 | CmiT | gsd | 119 | 1261.44 | 540.5405 | [30 empty] | 28.767 | 3.1996 | 3.3888
119 | Appliances | Office Equipment | Miscellaneous | New | Server Virtualization | 2.3337 | 2.4808 |  | 21024 | 1 | 1.0631 | 9009.009 | 5 |  | 489 | 209.5417 | Per Unit | GSD | 0.57723 | 0.60437 | 0.83705 | 1.097 | 1.2026 | 1.2026 | 1.289 | 1.2891 | 1.2453 | 1.1192 | 0.77553 | 0.85362 | CmiNgsd119 | CmiN | gsd | 119 | 1261.44 | 540.5405 | [30 empty] | 0.31729 | 0.03529 | 0.037378
119 | Appliances | Office Equipment | Offices | Turnover | Server Virtualization | 2.3337 | 2.4808 |  | 21024 | 1 | 1.0631 | 9009.009 | 5 |  | 489 | 209.5417 | Per Unit | GSD | 0.57723 | 0.60437 | 0.83705 | 1.097 | 1.2026 | 1.2026 | 1.289 | 1.2891 | 1.2453 | 1.1192 | 0.77553 | 0.85362 | CofTgsd119 | CofT | gsd | 119 | 1261.44 | 540.5405 | [30 empty] | 35.8337 | 3.9855 | 4.2213
119 | Appliances | Office Equipment | Offices | New | Server Virtualization | 2.3337 | 2.4808 |  | 21024 | 1 | 1.0631 | 9009.009 | 5 |  | 489 | 209.5417 | Per Unit | GSD | 0.57723 | 0.60437 | 0.83705 | 1.097 | 1.2026 | 1.2026 | 1.289 | 1.2891 | 1.2453 | 1.1192 | 0.77553 | 0.85362 | CofNgsd119 | CofN | gsd | 119 | 1261.44 | 540.5405 | [30 empty] | 0.40817 | 0.045398 | 0.048083
119 | Appliances | Office Equipment | Restaurants | Turnover | Server Virtualization | 2.8172 | 1.0512 |  | 21024 | 1 | 0.37313 | 7462.6866 | 5 |  | 489 | 173.5756 | Per Unit | GSD | 0.57723 | 0.60437 | 0.83705 | 1.097 | 1.2026 | 1.2026 | 1.289 | 1.2891 | 1.2453 | 1.1192 | 0.77553 | 0.85362 | CreTgsd119 | CreT | gsd | 119 | 1261.44 | 447.7612 | [30 empty] | 0 | 0 | 0
119 | Appliances | Office Equipment | Restaurants | New | Server Virtualization | 2.8172 | 1.0512 |  | 21024 | 1 | 0.37313 | 7462.6866 | 5 |  | 489 | 173.5756 | Per Unit | GSD | 0.57723 | 0.60437 | 0.83705 | 1.097 | 1.2026 | 1.2026 | 1.289 | 1.2891 | 1.2453 | 1.1192 | 0.77553 | 0.85362 | CreNgsd119 | CreN | gsd | 119 | 1261.44 | 447.7612 | [30 empty] | 0 | 0 | 0
119 | Appliances | Office Equipment | Retail | Turnover | Server Virtualization | 3.0064 | 1.6609 |  | 21024 | 1 | 0.55245 | 6993.007 | 5 |  | 489 | 162.6513 | Per Unit | GSD | 0.57723 | 0.60437 | 0.83705 | 1.097 | 1.2026 | 1.2026 | 1.289 | 1.2891 | 1.2453 | 1.1192 | 0.77553 | 0.85362 | CrtTgsd119 | CrtT | gsd | 119 | 1261.44 | 419.5804 | [30 empty] | 6.8016 | 0.97557 | 0.53966
119 | Appliances | Office Equipment | Retail | New | Server Virtualization | 3.0064 | 1.6609 |  | 21024 | 1 | 0.55245 | 6993.007 | 5 |  | 489 | 162.6513 | Per Unit | GSD | 0.57723 | 0.60437 | 0.83705 | 1.097 | 1.2026 | 1.2026 | 1.289 | 1.2891 | 1.2453 | 1.1192 | 0.77553 | 0.85362 | CrtNgsd119 | CrtN | gsd | 119 | 1261.44 | 419.5804 | [30 empty] | 0.077474 | 0.011112 | 0.006147
119 | Appliances | Office Equipment | Schools K-12 | Turnover | Server Virtualization | 2.1655 | 2.2496 |  | 21024 | 1 | 1.0388 | 9708.7379 | 5 |  | 489 | 225.8168 | Per Unit | GSD | 0.57723 | 0.60437 | 0.83705 | 1.097 | 1.2026 | 1.2026 | 1.289 | 1.2891 | 1.2453 | 1.1192 | 0.77553 | 0.85362 | CscTgsd119 | CscT | gsd | 119 | 1261.44 | 582.5243 | [30 empty] | 0.11151 | 0.011496 | 0.011978
119 | Appliances | Office Equipment | Schools K-12 | New | Server Virtualization | 2.1655 | 2.2496 |  | 21024 | 1 | 1.0388 | 9708.7379 | 5 |  | 489 | 225.8168 | Per Unit | GSD | 0.57723 | 0.60437 | 0.83705 | 1.097 | 1.2026 | 1.2026 | 1.289 | 1.2891 | 1.2453 | 1.1192 | 0.77553 | 0.85362 | CscNgsd119 | CscN | gsd | 119 | 1261.44 | 582.5243 | [30 empty] | 0.0012299 | 0.0001268 | 0.00013211
119 | Appliances | Office Equipment | Warehouse | Turnover | Server Virtualization | 3.2167 | 2.3337 |  | 21024 | 1 | 0.72549 | 6535.9477 | 5 |  | 489 | 152.0205 | Per Unit | GSD | 0.57723 | 0.60437 | 0.83705 | 1.097 | 1.2026 | 1.2026 | 1.289 | 1.2891 | 1.2453 | 1.1192 | 0.77553 | 0.85362 | CwaTgsd119 | CwaT | gsd | 119 | 1261.44 | 392.1569 | [30 empty] | 0 | 0 | 0
119 | Appliances | Office Equipment | Warehouse | New | Server Virtualization | 3.2167 | 2.3337 |  | 21024 | 1 | 0.72549 | 6535.9477 | 5 |  | 489 | 152.0205 | Per Unit | GSD | 0.57723 | 0.60437 | 0.83705 | 1.097 | 1.2026 | 1.2026 | 1.289 | 1.2891 | 1.2453 | 1.1192 | 0.77553 | 0.85362 | CwaNgsd119 | CwaN | gsd | 119 | 1261.44 | 392.1569 | [30 empty] | 0 | 0 | 0
120 | Appliances | Office Equipment | Assembly | Existing | Smart Strip Plug Outlet | 0.006327 | 0.002738 |  | 37 | 1 | 0.43275 | 5847.9532 | 8 |  | 16 | 2528.8446 | Per End Use Consumption | GSD | 1 | 1 | 1 | 1 | 1 | 1 | 1 | 1 | 1 | 1 | 1 | 1 | CasEgsd120 | CasE | gsd | 120 | 2.22 | 350.8772 | [30 empty] | 0.44157 | 0.075428 | 0.032566
120 | Appliances | Office Equipment | Assembly | New | Smart Strip Plug Outlet | 0.006327 | 0.002738 |  | 37 | 1 | 0.43275 | 5847.9532 | 8 |  | 16 | 2528.8446 | Per End Use Consumption | GSD | 1 | 1 | 1 | 1 | 1 | 1 | 1 | 1 | 1 | 1 | 1 | 1 | CasNgsd120 | CasN | gsd | 120 | 2.22 | 350.8772 | [30 empty] | 0.0040626 | 0.00069396 | 0.00029961
120 | Appliances | Office Equipment | College and University | Existing | Smart Strip Plug Outlet | 0.024266 | 0.024507 |  | 240.26 | 1 | 1.0099 | 9900.9901 | 8 |  | 32 | 1318.7034 | Per End Use Consumption | GSD | 1 | 1 | 1 | 1 | 1 | 1 | 1 | 1 | 1 | 1 | 1 | 1 | CcoEgsd120 | CcoE | gsd | 120 | 14.4156 | 594.0594 | [30 empty] | 0.16772 | 0.017012 | 0.017042
120 | Appliances | Office Equipment | College and University | New | Smart Strip Plug Outlet | 0.024266 | 0.024507 |  | 240.26 | 1 | 1.0099 | 9900.9901 | 8 |  | 32 | 1318.7034 | Per End Use Consumption | GSD | 1 | 1 | 1 | 1 | 1 | 1 | 1 | 1 | 1 | 1 | 1 | 1 | CcoNgsd120 | CcoN | gsd | 120 | 14.4156 | 594.0594 | [30 empty] | 0.0015431 | 0.00015652 | 0.00015679
120 | Appliances | Office Equipment | Data Center | Existing | Smart Strip Plug Outlet | 0.14179 | 0.15073 |  | 1277.4 | 1 | 1.0631 | 9009.009 | 8 |  | 176 | 1241.26 | Per End Use Consumption | GSD | 1 | 1 | 1 | 1 | 1 | 1 | 1 | 1 | 1 | 1 | 1 | 1 | CdaEgsd120 | CdaE | gsd | 120 | 76.644 | 540.5405 | [30 empty] | 0.009913 | 0.0011026 | 0.0011678
120 | Appliances | Office Equipment | Data Center | New | Smart Strip Plug Outlet | 0.14179 | 0.15073 |  | 1277.4 | 1 | 1.0631 | 9009.009 | 8 |  | 176 | 1241.26 | Per End Use Consumption | GSD | 1 | 1 | 1 | 1 | 1 | 1 | 1 | 1 | 1 | 1 | 1 | 1 | CdaNgsd120 | CdaN | gsd | 120 | 76.644 | 540.5405 | [30 empty] | 9.1203e-05 | 1.0144e-05 | 1.0744e-05
120 | Appliances | Office Equipment | Grocery | Existing | Smart Strip Plug Outlet | 0.00051165 | 0.00030699 |  | 3.79 | 1 | 0.6 | 7407.4074 | 8 |  | 16 | 31271.3769 | Per End Use Consumption | GSD | 1 | 1 | 1 | 1 | 1 | 1 | 1 | 1 | 1 | 1 | 1 | 1 | CgrEgsd120 | CgrE | gsd | 120 | 0.2274 | 444.4444 | [30 empty] | 0.069103 | 0.0092996 | 0.0056079
120 | Appliances | Office Equipment | Grocery | New | Smart Strip Plug Outlet | 0.00051165 | 0.00030699 |  | 3.79 | 1 | 0.6 | 7407.4074 | 8 |  | 16 | 31271.3769 | Per End Use Consumption | GSD | 1 | 1 | 1 | 1 | 1 | 1 | 1 | 1 | 1 | 1 | 1 | 1 | CgrNgsd120 | CgrN | gsd | 120 | 0.2274 | 444.4444 | [30 empty] | 0.00063577 | 8.5559e-05 | 5.1594e-05
120 | Appliances | Office Equipment | Healthcare | Existing | Smart Strip Plug Outlet | 0.016453 | 0.017025 |  | 114.26 | 1 | 1.0347 | 6944.4444 | 8 |  | 16 | 972.441 | Per End Use Consumption | GSD | 1 | 1 | 1 | 1 | 1 | 1 | 1 | 1 | 1 | 1 | 1 | 1 | CheEgsd120 | CheE | gsd | 120 | 6.8556 | 416.6667 | [30 empty] | 0.54246 | 0.078036 | 0.080886
120 | Appliances | Office Equipment | Healthcare | New | Smart Strip Plug Outlet | 0.016453 | 0.017025 |  | 114.26 | 1 | 1.0347 | 6944.4444 | 8 |  | 16 | 972.441 | Per End Use Consumption | GSD | 1 | 1 | 1 | 1 | 1 | 1 | 1 | 1 | 1 | 1 | 1 | 1 | CheNgsd120 | CheN | gsd | 120 | 6.8556 | 416.6667 | [30 empty] | 0.0049908 | 0.00071796 | 0.00074417
120 | Appliances | Office Equipment | Hospitals | Existing | Smart Strip Plug Outlet | 0.27349 | 0.2762 |  | 2707.84 | 1 | 1.0099 | 9900.9901 | 8 |  | 128 | 468.0213 | Per End Use Consumption | GSD | 1 | 1 | 1 | 1 | 1 | 1 | 1 | 1 | 1 | 1 | 1 | 1 | ChoEgsd120 | ChoE | gsd | 120 | 162.4704 | 594.0594 | [30 empty] | 0.082076 | 0.0083251 | 0.0083397
120 | Appliances | Office Equipment | Hospitals | New | Smart Strip Plug Outlet | 0.27349 | 0.2762 |  | 2707.84 | 1 | 1.0099 | 9900.9901 | 8 |  | 128 | 468.0213 | Per End Use Consumption | GSD | 1 | 1 | 1 | 1 | 1 | 1 | 1 | 1 | 1 | 1 | 1 | 1 | ChoNgsd120 | ChoN | gsd | 120 | 162.4704 | 594.0594 | [30 empty] | 0.00075513 | 7.6594e-05 | 7.6728e-05
120 | Appliances | Office Equipment | Institutional | Existing | Smart Strip Plug Outlet | 0.0014763 | 0.001596 |  | 13.3 | 1 | 1.0811 | 9009.009 | 8 |  | 16 | 10837.9056 | Per End Use Consumption | GSD | 1 | 1 | 1 | 1 | 1 | 1 | 1 | 1 | 1 | 1 | 1 | 1 | CinEgsd120 | CinE | gsd | 120 | 0.798 | 540.5405 | [30 empty] | 0.067167 | 0.0074414 | 0.0080782
120 | Appliances | Office Equipment | Institutional | New | Smart Strip Plug Outlet | 0.0014763 | 0.001596 |  | 13.3 | 1 | 1.0811 | 9009.009 | 8 |  | 16 | 10837.9056 | Per End Use Consumption | GSD | 1 | 1 | 1 | 1 | 1 | 1 | 1 | 1 | 1 | 1 | 1 | 1 | CinNgsd120 | CinN | gsd | 120 | 0.798 | 540.5405 | [30 empty] | 0.00061796 | 6.8463e-05 | 7.4322e-05
120 | Appliances | Office Equipment | Lodging/Hospitality | Existing | Smart Strip Plug Outlet | 0.012135 | 0.014176 |  | 113.41 | 1 | 1.1682 | 9345.7944 | 8 |  | 16 | 1318.5143 | Per End Use Consumption | GSD | 1 | 1 | 1 | 1 | 1 | 1 | 1 | 1 | 1 | 1 | 1 | 1 | CloEgsd120 | CloE | gsd | 120 | 6.8046 | 560.7477 | [30 empty] | 0.20037 | 0.021454 | 0.024948
120 | Appliances | Office Equipment | Lodging/Hospitality | New | Smart Strip Plug Outlet | 0.012135 | 0.014176 |  | 113.41 | 1 | 1.1682 | 9345.7944 | 8 |  | 16 | 1318.5143 | Per End Use Consumption | GSD | 1 | 1 | 1 | 1 | 1 | 1 | 1 | 1 | 1 | 1 | 1 | 1 | CloNgsd120 | CloN | gsd | 120 | 6.8046 | 560.7477 | [30 empty] | 0.0018435 | 0.00019739 | 0.00022953
120 | Appliances | Office Equipment | Miscellaneous | Existing | Smart Strip Plug Outlet | 0.033848 | 0.035983 |  | 304.94 | 1 | 1.0631 | 9009.009 | 8 |  | 176 | 5199.6641 | Per End Use Consumption | GSD | 1 | 1 | 1 | 1 | 1 | 1 | 1 | 1 | 1 | 1 | 1 | 1 | CmiEgsd120 | CmiE | gsd | 120 | 18.2964 | 540.5405 | [30 empty] | 1.338 | 0.14882 | 0.15762
120 | Appliances | Office Equipment | Miscellaneous | New | Smart Strip Plug Outlet | 0.033848 | 0.035983 |  | 304.94 | 1 | 1.0631 | 9009.009 | 8 |  | 176 | 5199.6641 | Per End Use Consumption | GSD | 1 | 1 | 1 | 1 | 1 | 1 | 1 | 1 | 1 | 1 | 1 | 1 | CmiNgsd120 | CmiN | gsd | 120 | 18.2964 | 540.5405 | [30 empty] | 0.01231 | 0.0013692 | 0.0014502
120 | Appliances | Office Equipment | Offices | Existing | Smart Strip Plug Outlet | 0.026154 | 0.027803 |  | 235.62 | 1 | 1.0631 | 9009.009 | 8 |  | 16 | 611.7653 | Per End Use Consumption | GSD | 1 | 1 | 1 | 1 | 1 | 1 | 1 | 1 | 1 | 1 | 1 | 1 | CofEgsd120 | CofE | gsd | 120 | 14.1372 | 540.5405 | [30 empty] | 5.0875 | 0.56585 | 0.59932
120 | Appliances | Office Equipment | Offices | New | Smart Strip Plug Outlet | 0.026154 | 0.027803 |  | 235.62 | 1 | 1.0631 | 9009.009 | 8 |  | 16 | 611.7653 | Per End Use Consumption | GSD | 1 | 1 | 1 | 1 | 1 | 1 | 1 | 1 | 1 | 1 | 1 | 1 | CofNgsd120 | CofN | gsd | 120 | 14.1372 | 540.5405 | [30 empty] | 0.046807 | 0.005206 | 0.0055139
120 | Appliances | Office Equipment | Restaurants | Existing | Smart Strip Plug Outlet | 0.0025393 | 0.0009475 |  | 18.95 | 1 | 0.37313 | 7462.6866 | 8 |  | 16 | 6300.9491 | Per End Use Consumption | GSD | 1 | 1 | 1 | 1 | 1 | 1 | 1 | 1 | 1 | 1 | 1 | 1 | CreEgsd120 | CreE | gsd | 120 | 1.137 | 447.7612 | [30 empty] | 0.19424 | 0.026015 | 0.0097432
120 | Appliances | Office Equipment | Restaurants | New | Smart Strip Plug Outlet | 0.0025393 | 0.0009475 |  | 18.95 | 1 | 0.37313 | 7462.6866 | 8 |  | 16 | 6300.9491 | Per End Use Consumption | GSD | 1 | 1 | 1 | 1 | 1 | 1 | 1 | 1 | 1 | 1 | 1 | 1 | CreNgsd120 | CreN | gsd | 120 | 1.137 | 447.7612 | [30 empty] | 0.001787 | 0.00023934 | 8.964e-05
120 | Appliances | Office Equipment | Retail | Existing | Smart Strip Plug Outlet | 0.025743 | 0.014222 |  | 180.02 | 1 | 0.55245 | 6993.007 | 8 |  | 16 | 621.5316 | Per End Use Consumption | GSD | 1 | 1 | 1 | 1 | 1 | 1 | 1 | 1 | 1 | 1 | 1 | 1 | CrtEgsd120 | CrtE | gsd | 120 | 10.8012 | 419.5804 | [30 empty] | 0.86059 | 0.12344 | 0.068282
120 | Appliances | Office Equipment | Retail | New | Smart Strip Plug Outlet | 0.025743 | 0.014222 |  | 180.02 | 1 | 0.55245 | 6993.007 | 8 |  | 16 | 621.5316 | Per End Use Consumption | GSD | 1 | 1 | 1 | 1 | 1 | 1 | 1 | 1 | 1 | 1 | 1 | 1 | CrtNgsd120 | CrtN | gsd | 120 | 10.8012 | 419.5804 | [30 empty] | 0.0079177 | 0.0011357 | 0.00062822
120 | Appliances | Office Equipment | Schools K-12 | Existing | Smart Strip Plug Outlet | 0.018622 | 0.019346 |  | 180.8 | 1 | 1.0388 | 9708.7379 | 8 |  | 16 | 859.1803 | Per End Use Consumption | GSD | 1 | 1 | 1 | 1 | 1 | 1 | 1 | 1 | 1 | 1 | 1 | 1 | CscEgsd120 | CscE | gsd | 120 | 10.848 | 582.5243 | [30 empty] | 0.15757 | 0.016246 | 0.016926
120 | Appliances | Office Equipment | Schools K-12 | New | Smart Strip Plug Outlet | 0.018622 | 0.019346 |  | 180.8 | 1 | 1.0388 | 9708.7379 | 8 |  | 16 | 859.1803 | Per End Use Consumption | GSD | 1 | 1 | 1 | 1 | 1 | 1 | 1 | 1 | 1 | 1 | 1 | 1 | CscNgsd120 | CscN | gsd | 120 | 10.848 | 582.5243 | [30 empty] | 0.0014497 | 0.00014946 | 0.00015573
120 | Appliances | Office Equipment | Warehouse | Existing | Smart Strip Plug Outlet | 0.0075521 | 0.005479 |  | 49.36 | 1 | 0.72549 | 6535.9477 | 8 |  | 16 | 2118.6216 | Per End Use Consumption | GSD | 1 | 1 | 1 | 1 | 1 | 1 | 1 | 1 | 1 | 1 | 1 | 1 | CwaEgsd120 | CwaE | gsd | 120 | 2.9616 | 392.1569 | [30 empty] | 0.16633 | 0.025376 | 0.018441
120 | Appliances | Office Equipment | Warehouse | New | Smart Strip Plug Outlet | 0.0075521 | 0.005479 |  | 49.36 | 1 | 0.72549 | 6535.9477 | 8 |  | 16 | 2118.6216 | Per End Use Consumption | GSD | 1 | 1 | 1 | 1 | 1 | 1 | 1 | 1 | 1 | 1 | 1 | 1 | CwaNgsd120 | CwaN | gsd | 120 | 2.9616 | 392.1569 | [30 empty] | 0.0015303 | 0.00023347 | 0.00016966
121 | Appliances | Unit | Assembly | Turnover | Energy Star Commercial Clothes Washer | 0.13853 | 0.059947 |  | 810.1 | 1 | 0.43275 | 5847.9532 | 7 |  | 224 | 1617.0121 | Per Appliance | GSD | 0.536 | 0.638 | 0.811 | 0.882 | 1.033 | 1.022 | 1.038 | 1.051 | 1.035 | 1.017 | 0.878 | 0.562 | CasTgsd121 | CasT | gsd | 121 | 48.606 | 350.8772 | [30 empty] | 0 | 0 | 0
121 | Appliances | Unit | Assembly | New | Energy Star Commercial Clothes Washer | 0.13853 | 0.059947 |  | 810.1 | 1 | 0.43275 | 5847.9532 | 7 |  | 224 | 1617.0121 | Per Appliance | GSD | 0.536 | 0.638 | 0.811 | 0.882 | 1.033 | 1.022 | 1.038 | 1.051 | 1.035 | 1.017 | 0.878 | 0.562 | CasNgsd121 | CasN | gsd | 121 | 48.606 | 350.8772 | [30 empty] | 0 | 0 | 0
121 | Appliances | Unit | College and University | Turnover | Energy Star Commercial Clothes Washer | 0.08182 | 0.08263 |  | 810.1 | 1 | 1.0099 | 9900.9901 | 7 |  | 224 | 2737.7136 | Per Appliance | GSD | 0.536 | 0.638 | 0.811 | 0.882 | 1.033 | 1.022 | 1.038 | 1.051 | 1.035 | 1.017 | 0.878 | 0.562 | CcoTgsd121 | CcoT | gsd | 121 | 48.606 | 594.0594 | [30 empty] | 4.3628 | 0.44253 | 0.4433
121 | Appliances | Unit | College and University | New | Energy Star Commercial Clothes Washer | 0.08182 | 0.08263 |  | 810.1 | 1 | 1.0099 | 9900.9901 | 7 |  | 224 | 2737.7136 | Per Appliance | GSD | 0.536 | 0.638 | 0.811 | 0.882 | 1.033 | 1.022 | 1.038 | 1.051 | 1.035 | 1.017 | 0.878 | 0.562 | CcoNgsd121 | CcoN | gsd | 121 | 48.606 | 594.0594 | [30 empty] | 0.041317 | 0.0041909 | 0.0041982
121 | Appliances | Unit | Data Center | Turnover | Energy Star Commercial Clothes Washer | 0.089921 | 0.095592 |  | 810.1 | 1 | 1.0631 | 9009.009 | 7 |  | 224 | 2491.0727 | Per Appliance | GSD | 0.536 | 0.638 | 0.811 | 0.882 | 1.033 | 1.022 | 1.038 | 1.051 | 1.035 | 1.017 | 0.878 | 0.562 | CdaTgsd121 | CdaT | gsd | 121 | 48.606 | 540.5405 | [30 empty] | 0 | 0 | 0
121 | Appliances | Unit | Data Center | New | Energy Star Commercial Clothes Washer | 0.089921 | 0.095592 |  | 810.1 | 1 | 1.0631 | 9009.009 | 7 |  | 224 | 2491.0727 | Per Appliance | GSD | 0.536 | 0.638 | 0.811 | 0.882 | 1.033 | 1.022 | 1.038 | 1.051 | 1.035 | 1.017 | 0.878 | 0.562 | CdaNgsd121 | CdaN | gsd | 121 | 48.606 | 540.5405 | [30 empty] | 0 | 0 | 0
121 | Appliances | Unit | Grocery | Turnover | Energy Star Commercial Clothes Washer | 0.10936 | 0.065618 |  | 810.1 | 1 | 0.6 | 7407.4074 | 7 |  | 224 | 2048.2154 | Per Appliance | GSD | 0.536 | 0.638 | 0.811 | 0.882 | 1.033 | 1.022 | 1.038 | 1.051 | 1.035 | 1.017 | 0.878 | 0.562 | CgrTgsd121 | CgrT | gsd | 121 | 48.606 | 444.4444 | [30 empty] | 0 | 0 | 0
121 | Appliances | Unit | Grocery | New | Energy Star Commercial Clothes Washer | 0.10936 | 0.065618 |  | 810.1 | 1 | 0.6 | 7407.4074 | 7 |  | 224 | 2048.2154 | Per Appliance | GSD | 0.536 | 0.638 | 0.811 | 0.882 | 1.033 | 1.022 | 1.038 | 1.051 | 1.035 | 1.017 | 0.878 | 0.562 | CgrNgsd121 | CgrN | gsd | 121 | 48.606 | 444.4444 | [30 empty] | 0 | 0 | 0
121 | Appliances | Unit | Healthcare | Turnover | Energy Star Commercial Clothes Washer | 0.11665 | 0.1207 |  | 810.1 | 1 | 1.0347 | 6944.4444 | 7 |  | 224 | 1920.2019 | Per Appliance | GSD | 0.536 | 0.638 | 0.811 | 0.882 | 1.033 | 1.022 | 1.038 | 1.051 | 1.035 | 1.017 | 0.878 | 0.562 | CheTgsd121 | CheT | gsd | 121 | 48.606 | 416.6667 | [30 empty] | 7.457 | 1.0727 | 1.1119
121 | Appliances | Unit | Healthcare | New | Energy Star Commercial Clothes Washer | 0.11665 | 0.1207 |  | 810.1 | 1 | 1.0347 | 6944.4444 | 7 |  | 224 | 1920.2019 | Per Appliance | GSD | 0.536 | 0.638 | 0.811 | 0.882 | 1.033 | 1.022 | 1.038 | 1.051 | 1.035 | 1.017 | 0.878 | 0.562 | CheNgsd121 | CheN | gsd | 121 | 48.606 | 416.6667 | [30 empty] | 0.078958 | 0.011359 | 0.011773
121 | Appliances | Unit | Hospitals | Turnover | Energy Star Commercial Clothes Washer | 0.08182 | 0.08263 |  | 810.1 | 1 | 1.0099 | 9900.9901 | 7 |  | 224 | 2737.7136 | Per Appliance | GSD | 0.536 | 0.638 | 0.811 | 0.882 | 1.033 | 1.022 | 1.038 | 1.051 | 1.035 | 1.017 | 0.878 | 0.562 | ChoTgsd121 | ChoT | gsd | 121 | 48.606 | 594.0594 | [30 empty] | 3.8216 | 0.38763 | 0.3883
121 | Appliances | Unit | Hospitals | New | Energy Star Commercial Clothes Washer | 0.08182 | 0.08263 |  | 810.1 | 1 | 1.0099 | 9900.9901 | 7 |  | 224 | 2737.7136 | Per Appliance | GSD | 0.536 | 0.638 | 0.811 | 0.882 | 1.033 | 1.022 | 1.038 | 1.051 | 1.035 | 1.017 | 0.878 | 0.562 | ChoNgsd121 | ChoN | gsd | 121 | 48.606 | 594.0594 | [30 empty] | 0.036191 | 0.003671 | 0.0036774
121 | Appliances | Unit | Institutional | Turnover | Energy Star Commercial Clothes Washer | 0.089921 | 0.097212 |  | 810.1 | 1 | 1.0811 | 9009.009 | 7 |  | 224 | 2491.0727 | Per Appliance | GSD | 0.536 | 0.638 | 0.811 | 0.882 | 1.033 | 1.022 | 1.038 | 1.051 | 1.035 | 1.017 | 0.878 | 0.562 | CinTgsd121 | CinT | gsd | 121 | 48.606 | 540.5405 | [30 empty] | 0 | 0 | 0
121 | Appliances | Unit | Institutional | New | Energy Star Commercial Clothes Washer | 0.089921 | 0.097212 |  | 810.1 | 1 | 1.0811 | 9009.009 | 7 |  | 224 | 2491.0727 | Per Appliance | GSD | 0.536 | 0.638 | 0.811 | 0.882 | 1.033 | 1.022 | 1.038 | 1.051 | 1.035 | 1.017 | 0.878 | 0.562 | CinNgsd121 | CinN | gsd | 121 | 48.606 | 540.5405 | [30 empty] | 0 | 0 | 0
121 | Appliances | Unit | Lodging/Hospitality | Turnover | Energy Star Commercial Clothes Washer | 0.086681 | 0.10126 |  | 810.1 | 1 | 1.1682 | 9345.7944 | 7 |  | 224 | 2584.1969 | Per Appliance | GSD | 0.536 | 0.638 | 0.811 | 0.882 | 1.033 | 1.022 | 1.038 | 1.051 | 1.035 | 1.017 | 0.878 | 0.562 | CloTgsd121 | CloT | gsd | 121 | 48.606 | 560.7477 | [30 empty] | 21.36 | 2.2871 | 2.6596
121 | Appliances | Unit | Lodging/Hospitality | New | Energy Star Commercial Clothes Washer | 0.086681 | 0.10126 |  | 810.1 | 1 | 1.1682 | 9345.7944 | 7 |  | 224 | 2584.1969 | Per Appliance | GSD | 0.536 | 0.638 | 0.811 | 0.882 | 1.033 | 1.022 | 1.038 | 1.051 | 1.035 | 1.017 | 0.878 | 0.562 | CloNgsd121 | CloN | gsd | 121 | 48.606 | 560.7477 | [30 empty] | 0.22617 | 0.024217 | 0.028161
121 | Appliances | Unit | Miscellaneous | Turnover | Energy Star Commercial Clothes Washer | 0.089921 | 0.095592 |  | 810.1 | 1 | 1.0631 | 9009.009 | 7 |  | 224 | 2491.0727 | Per Appliance | GSD | 0.536 | 0.638 | 0.811 | 0.882 | 1.033 | 1.022 | 1.038 | 1.051 | 1.035 | 1.017 | 0.878 | 0.562 | CmiTgsd121 | CmiT | gsd | 121 | 48.606 | 540.5405 | [30 empty] | 0 | 0 | 0
121 | Appliances | Unit | Miscellaneous | New | Energy Star Commercial Clothes Washer | 0.089921 | 0.095592 |  | 810.1 | 1 | 1.0631 | 9009.009 | 7 |  | 224 | 2491.0727 | Per Appliance | GSD | 0.536 | 0.638 | 0.811 | 0.882 | 1.033 | 1.022 | 1.038 | 1.051 | 1.035 | 1.017 | 0.878 | 0.562 | CmiNgsd121 | CmiN | gsd | 121 | 48.606 | 540.5405 | [30 empty] | 0 | 0 | 0
121 | Appliances | Unit | Offices | Turnover | Energy Star Commercial Clothes Washer | 0.089921 | 0.095592 |  | 810.1 | 1 | 1.0631 | 9009.009 | 7 |  | 224 | 2491.0727 | Per Appliance | GSD | 0.536 | 0.638 | 0.811 | 0.882 | 1.033 | 1.022 | 1.038 | 1.051 | 1.035 | 1.017 | 0.878 | 0.562 | CofTgsd121 | CofT | gsd | 121 | 48.606 | 540.5405 | [30 empty] | 0 | 0 | 0
121 | Appliances | Unit | Offices | New | Energy Star Commercial Clothes Washer | 0.089921 | 0.095592 |  | 810.1 | 1 | 1.0631 | 9009.009 | 7 |  | 224 | 2491.0727 | Per Appliance | GSD | 0.536 | 0.638 | 0.811 | 0.882 | 1.033 | 1.022 | 1.038 | 1.051 | 1.035 | 1.017 | 0.878 | 0.562 | CofNgsd121 | CofN | gsd | 121 | 48.606 | 540.5405 | [30 empty] | 0 | 0 | 0
121 | Appliances | Unit | Restaurants | Turnover | Energy Star Commercial Clothes Washer | 0.10855 | 0.040505 |  | 810.1 | 1 | 0.37313 | 7462.6866 | 7 |  | 224 | 2063.5005 | Per Appliance | GSD | 0.536 | 0.638 | 0.811 | 0.882 | 1.033 | 1.022 | 1.038 | 1.051 | 1.035 | 1.017 | 0.878 | 0.562 | CreTgsd121 | CreT | gsd | 121 | 48.606 | 447.7612 | [30 empty] | 19.8428 | 2.6576 | 0.99534
121 | Appliances | Unit | Restaurants | New | Energy Star Commercial Clothes Washer | 0.10855 | 0.040505 |  | 810.1 | 1 | 0.37313 | 7462.6866 | 7 |  | 224 | 2063.5005 | Per Appliance | GSD | 0.536 | 0.638 | 0.811 | 0.882 | 1.033 | 1.022 | 1.038 | 1.051 | 1.035 | 1.017 | 0.878 | 0.562 | CreNgsd121 | CreN | gsd | 121 | 48.606 | 447.7612 | [30 empty] | 0.21886 | 0.029313 | 0.010978
121 | Appliances | Unit | Retail | Turnover | Energy Star Commercial Clothes Washer | 0.11584 | 0.063998 |  | 810.1 | 1 | 0.55245 | 6993.007 | 7 |  | 224 | 1933.6299 | Per Appliance | GSD | 0.536 | 0.638 | 0.811 | 0.882 | 1.033 | 1.022 | 1.038 | 1.051 | 1.035 | 1.017 | 0.878 | 0.562 | CrtTgsd121 | CrtT | gsd | 121 | 48.606 | 419.5804 | [30 empty] | 0 | 0 | 0
121 | Appliances | Unit | Retail | New | Energy Star Commercial Clothes Washer | 0.11584 | 0.063998 |  | 810.1 | 1 | 0.55245 | 6993.007 | 7 |  | 224 | 1933.6299 | Per Appliance | GSD | 0.536 | 0.638 | 0.811 | 0.882 | 1.033 | 1.022 | 1.038 | 1.051 | 1.035 | 1.017 | 0.878 | 0.562 | CrtNgsd121 | CrtN | gsd | 121 | 48.606 | 419.5804 | [30 empty] | 0 | 0 | 0
121 | Appliances | Unit | Schools K-12 | Turnover | Energy Star Commercial Clothes Washer | 0.08344 | 0.086681 |  | 810.1 | 1 | 1.0388 | 9708.7379 | 7 |  | 224 | 2684.5541 | Per Appliance | GSD | 0.536 | 0.638 | 0.811 | 0.882 | 1.033 | 1.022 | 1.038 | 1.051 | 1.035 | 1.017 | 0.878 | 0.562 | CscTgsd121 | CscT | gsd | 121 | 48.606 | 582.5243 | [30 empty] | 6.2733 | 0.64677 | 0.67386
121 | Appliances | Unit | Schools K-12 | New | Energy Star Commercial Clothes Washer | 0.08344 | 0.086681 |  | 810.1 | 1 | 1.0388 | 9708.7379 | 7 |  | 224 | 2684.5541 | Per Appliance | GSD | 0.536 | 0.638 | 0.811 | 0.882 | 1.033 | 1.022 | 1.038 | 1.051 | 1.035 | 1.017 | 0.878 | 0.562 | CscNgsd121 | CscN | gsd | 121 | 48.606 | 582.5243 | [30 empty] | 0.069192 | 0.0071336 | 0.0074325
121 | Appliances | Unit | Warehouse | Turnover | Energy Star Commercial Clothes Washer | 0.12395 | 0.089921 |  | 810.1 | 1 | 0.72549 | 6535.9477 | 7 |  | 224 | 1807.2488 | Per Appliance | GSD | 0.536 | 0.638 | 0.811 | 0.882 | 1.033 | 1.022 | 1.038 | 1.051 | 1.035 | 1.017 | 0.878 | 0.562 | CwaTgsd121 | CwaT | gsd | 121 | 48.606 | 392.1569 | [30 empty] | 0 | 0 | 0
121 | Appliances | Unit | Warehouse | New | Energy Star Commercial Clothes Washer | 0.12395 | 0.089921 |  | 810.1 | 1 | 0.72549 | 6535.9477 | 7 |  | 224 | 1807.2488 | Per Appliance | GSD | 0.536 | 0.638 | 0.811 | 0.882 | 1.033 | 1.022 | 1.038 | 1.051 | 1.035 | 1.017 | 0.878 | 0.562 | CwaNgsd121 | CwaN | gsd | 121 | 48.606 | 392.1569 | [30 empty] | 0 | 0 | 0
122 | Appliances | Unit | Assembly | Turnover | Energy Star Vending Machine | 0.078861 | 0.062563 |  | 525.74 | 1 | 0.79333 | 6666.6667 | 14 |  | 514 | 6517.7971 | Per Unit | GSD | 0.57723 | 0.60437 | 0.83705 | 1.097 | 1.2026 | 1.2026 | 1.289 | 1.2891 | 1.2453 | 1.1192 | 0.77553 | 0.85362 | CasTgsd122 | CasT | gsd | 122 | 31.5444 | 400 | [30 empty] | 1.0358 | 0.15519 | 0.12276
122 | Appliances | Unit | Assembly | New | Energy Star Vending Machine | 0.078861 | 0.062563 |  | 525.74 | 1 | 0.79333 | 6666.6667 | 14 |  | 514 | 6517.7971 | Per Unit | GSD | 0.57723 | 0.60437 | 0.83705 | 1.097 | 1.2026 | 1.2026 | 1.289 | 1.2891 | 1.2453 | 1.1192 | 0.77553 | 0.85362 | CasNgsd122 | CasN | gsd | 122 | 31.5444 | 400 | [30 empty] | 0.0080108 | 0.0012002 | 0.00094943
122 | Appliances | Unit | College and University | Turnover | Energy Star Vending Machine | 0.078861 | 0.062563 |  | 525.74 | 1 | 0.79333 | 6666.6667 | 14 |  | 514 | 6517.7971 | Per Unit | GSD | 0.57723 | 0.60437 | 0.83705 | 1.097 | 1.2026 | 1.2026 | 1.289 | 1.2891 | 1.2453 | 1.1192 | 0.77553 | 0.85362 | CcoTgsd122 | CcoT | gsd | 122 | 31.5444 | 400 | [30 empty] | 1.6344 | 0.24487 | 0.1937
122 | Appliances | Unit | College and University | New | Energy Star Vending Machine | 0.078861 | 0.062563 |  | 525.74 | 1 | 0.79333 | 6666.6667 | 14 |  | 514 | 6517.7971 | Per Unit | GSD | 0.57723 | 0.60437 | 0.83705 | 1.097 | 1.2026 | 1.2026 | 1.289 | 1.2891 | 1.2453 | 1.1192 | 0.77553 | 0.85362 | CcoNgsd122 | CcoN | gsd | 122 | 31.5444 | 400 | [30 empty] | 0.01264 | 0.0018938 | 0.0014981
122 | Appliances | Unit | Data Center | Turnover | Energy Star Vending Machine | 0.075181 | 0.060986 |  | 525.74 | 1 | 0.81119 | 6993.007 | 14 |  | 514 | 6836.8501 | Per Unit | GSD | 0.57723 | 0.60437 | 0.83705 | 1.097 | 1.2026 | 1.2026 | 1.289 | 1.2891 | 1.2453 | 1.1192 | 0.77553 | 0.85362 | CdaTgsd122 | CdaT | gsd | 122 | 31.5444 | 419.5804 | [30 empty] | 0.0025556 | 0.00036568 | 0.00029702
122 | Appliances | Unit | Data Center | New | Energy Star Vending Machine | 0.075181 | 0.060986 |  | 525.74 | 1 | 0.81119 | 6993.007 | 14 |  | 514 | 6836.8501 | Per Unit | GSD | 0.57723 | 0.60437 | 0.83705 | 1.097 | 1.2026 | 1.2026 | 1.289 | 1.2891 | 1.2453 | 1.1192 | 0.77553 | 0.85362 | CdaNgsd122 | CdaN | gsd | 122 | 31.5444 | 419.5804 | [30 empty] | 1.9765e-05 | 2.8282e-06 | 2.2971e-06
122 | Appliances | Unit | Grocery | Turnover | Energy Star Vending Machine | 0.078861 | 0.062563 |  | 525.74 | 1 | 0.79333 | 6666.6667 | 14 |  | 514 | 6517.7971 | Per Unit | GSD | 0.57723 | 0.60437 | 0.83705 | 1.097 | 1.2026 | 1.2026 | 1.289 | 1.2891 | 1.2453 | 1.1192 | 0.77553 | 0.85362 | CgrTgsd122 | CgrT | gsd | 122 | 31.5444 | 400 | [30 empty] | 28.9741 | 4.341 | 3.434
122 | Appliances | Unit | Grocery | New | Energy Star Vending Machine | 0.078861 | 0.062563 |  | 525.74 | 1 | 0.79333 | 6666.6667 | 14 |  | 514 | 6517.7971 | Per Unit | GSD | 0.57723 | 0.60437 | 0.83705 | 1.097 | 1.2026 | 1.2026 | 1.289 | 1.2891 | 1.2453 | 1.1192 | 0.77553 | 0.85362 | CgrNgsd122 | CgrN | gsd | 122 | 31.5444 | 400 | [30 empty] | 0.22408 | 0.033573 | 0.026558
122 | Appliances | Unit | Healthcare | Turnover | Energy Star Vending Machine | 0.078861 | 0.062563 |  | 525.74 | 1 | 0.79333 | 6666.6667 | 14 |  | 514 | 6517.7971 | Per Unit | GSD | 0.57723 | 0.60437 | 0.83705 | 1.097 | 1.2026 | 1.2026 | 1.289 | 1.2891 | 1.2453 | 1.1192 | 0.77553 | 0.85362 | CheTgsd122 | CheT | gsd | 122 | 31.5444 | 400 | [30 empty] | 0.16537 | 0.024776 | 0.019599
122 | Appliances | Unit | Healthcare | New | Energy Star Vending Machine | 0.078861 | 0.062563 |  | 525.74 | 1 | 0.79333 | 6666.6667 | 14 |  | 514 | 6517.7971 | Per Unit | GSD | 0.57723 | 0.60437 | 0.83705 | 1.097 | 1.2026 | 1.2026 | 1.289 | 1.2891 | 1.2453 | 1.1192 | 0.77553 | 0.85362 | CheNgsd122 | CheN | gsd | 122 | 31.5444 | 400 | [30 empty] | 0.001279 | 0.00019162 | 0.00015158
122 | Appliances | Unit | Hospitals | Turnover | Energy Star Vending Machine | 0.078861 | 0.062563 |  | 525.74 | 1 | 0.79333 | 6666.6667 | 14 |  | 514 | 6517.7971 | Per Unit | GSD | 0.57723 | 0.60437 | 0.83705 | 1.097 | 1.2026 | 1.2026 | 1.289 | 1.2891 | 1.2453 | 1.1192 | 0.77553 | 0.85362 | ChoTgsd122 | ChoT | gsd | 122 | 31.5444 | 400 | [30 empty] | 0.3013 | 0.045141 | 0.035709
122 | Appliances | Unit | Hospitals | New | Energy Star Vending Machine | 0.078861 | 0.062563 |  | 525.74 | 1 | 0.79333 | 6666.6667 | 14 |  | 514 | 6517.7971 | Per Unit | GSD | 0.57723 | 0.60437 | 0.83705 | 1.097 | 1.2026 | 1.2026 | 1.289 | 1.2891 | 1.2453 | 1.1192 | 0.77553 | 0.85362 | ChoNgsd122 | ChoN | gsd | 122 | 31.5444 | 400 | [30 empty] | 0.0023302 | 0.00034912 | 0.00027617
122 | Appliances | Unit | Institutional | Turnover | Energy Star Vending Machine | 0.075181 | 0.060986 |  | 525.74 | 1 | 0.81119 | 6993.007 | 14 |  | 514 | 6836.8501 | Per Unit | GSD | 0.57723 | 0.60437 | 0.83705 | 1.097 | 1.2026 | 1.2026 | 1.289 | 1.2891 | 1.2453 | 1.1192 | 0.77553 | 0.85362 | CinTgsd122 | CinT | gsd | 122 | 31.5444 | 419.5804 | [30 empty] | 3.5761 | 0.5117 | 0.41562
122 | Appliances | Unit | Institutional | New | Energy Star Vending Machine | 0.075181 | 0.060986 |  | 525.74 | 1 | 0.81119 | 6993.007 | 14 |  | 514 | 6836.8501 | Per Unit | GSD | 0.57723 | 0.60437 | 0.83705 | 1.097 | 1.2026 | 1.2026 | 1.289 | 1.2891 | 1.2453 | 1.1192 | 0.77553 | 0.85362 | CinNgsd122 | CinN | gsd | 122 | 31.5444 | 419.5804 | [30 empty] | 0.027657 | 0.0039574 | 0.0032144
122 | Appliances | Unit | Lodging/Hospitality | Turnover | Energy Star Vending Machine | 0.078861 | 0.062563 |  | 525.74 | 1 | 0.79333 | 6666.6667 | 14 |  | 514 | 6517.7971 | Per Unit | GSD | 0.57723 | 0.60437 | 0.83705 | 1.097 | 1.2026 | 1.2026 | 1.289 | 1.2891 | 1.2453 | 1.1192 | 0.77553 | 0.85362 | CloTgsd122 | CloT | gsd | 122 | 31.5444 | 400 | [30 empty] | 1.0261 | 0.15374 | 0.12162
122 | Appliances | Unit | Lodging/Hospitality | New | Energy Star Vending Machine | 0.078861 | 0.062563 |  | 525.74 | 1 | 0.79333 | 6666.6667 | 14 |  | 514 | 6517.7971 | Per Unit | GSD | 0.57723 | 0.60437 | 0.83705 | 1.097 | 1.2026 | 1.2026 | 1.289 | 1.2891 | 1.2453 | 1.1192 | 0.77553 | 0.85362 | CloNgsd122 | CloN | gsd | 122 | 31.5444 | 400 | [30 empty] | 0.0079361 | 0.001189 | 0.00094058
122 | Appliances | Unit | Miscellaneous | Turnover | Energy Star Vending Machine | 0.075181 | 0.060986 |  | 525.74 | 1 | 0.81119 | 6993.007 | 14 |  | 514 | 6836.8501 | Per Unit | GSD | 0.57723 | 0.60437 | 0.83705 | 1.097 | 1.2026 | 1.2026 | 1.289 | 1.2891 | 1.2453 | 1.1192 | 0.77553 | 0.85362 | CmiTgsd122 | CmiT | gsd | 122 | 31.5444 | 419.5804 | [30 empty] | 0.097151 | 0.013901 | 0.011291
122 | Appliances | Unit | Miscellaneous | New | Energy Star Vending Machine | 0.075181 | 0.060986 |  | 525.74 | 1 | 0.81119 | 6993.007 | 14 |  | 514 | 6836.8501 | Per Unit | GSD | 0.57723 | 0.60437 | 0.83705 | 1.097 | 1.2026 | 1.2026 | 1.289 | 1.2891 | 1.2453 | 1.1192 | 0.77553 | 0.85362 | CmiNgsd122 | CmiN | gsd | 122 | 31.5444 | 419.5804 | [30 empty] | 0.00075136 | 0.00010751 | 8.7324e-05
122 | Appliances | Unit | Offices | Turnover | Energy Star Vending Machine | 0.075181 | 0.060986 |  | 525.74 | 1 | 0.81119 | 6993.007 | 14 |  | 514 | 6836.8501 | Per Unit | GSD | 0.57723 | 0.60437 | 0.83705 | 1.097 | 1.2026 | 1.2026 | 1.289 | 1.2891 | 1.2453 | 1.1192 | 0.77553 | 0.85362 | CofTgsd122 | CofT | gsd | 122 | 31.5444 | 419.5804 | [30 empty] | 1.6392 | 0.23455 | 0.19051
122 | Appliances | Unit | Offices | New | Energy Star Vending Machine | 0.075181 | 0.060986 |  | 525.74 | 1 | 0.81119 | 6993.007 | 14 |  | 514 | 6836.8501 | Per Unit | GSD | 0.57723 | 0.60437 | 0.83705 | 1.097 | 1.2026 | 1.2026 | 1.289 | 1.2891 | 1.2453 | 1.1192 | 0.77553 | 0.85362 | CofNgsd122 | CofN | gsd | 122 | 31.5444 | 419.5804 | [30 empty] | 0.012677 | 0.001814 | 0.0014734
122 | Appliances | Unit | Restaurants | Turnover | Energy Star Vending Machine | 0.074129 | 0.059409 |  | 525.74 | 1 | 0.80142 | 7092.1986 | 14 |  | 514 | 6933.8267 | Per Unit | GSD | 0.57723 | 0.60437 | 0.83705 | 1.097 | 1.2026 | 1.2026 | 1.289 | 1.2891 | 1.2453 | 1.1192 | 0.77553 | 0.85362 | CreTgsd122 | CreT | gsd | 122 | 31.5444 | 425.5319 | [30 empty] | 11.1009 | 1.5689 | 1.2565
122 | Appliances | Unit | Restaurants | New | Energy Star Vending Machine | 0.074129 | 0.059409 |  | 525.74 | 1 | 0.80142 | 7092.1986 | 14 |  | 514 | 6933.8267 | Per Unit | GSD | 0.57723 | 0.60437 | 0.83705 | 1.097 | 1.2026 | 1.2026 | 1.289 | 1.2891 | 1.2453 | 1.1192 | 0.77553 | 0.85362 | CreNgsd122 | CreN | gsd | 122 | 31.5444 | 425.5319 | [30 empty] | 0.085854 | 0.012134 | 0.0097176
122 | Appliances | Unit | Retail | Turnover | Energy Star Vending Machine | 0.078861 | 0.062563 |  | 525.74 | 1 | 0.79333 | 6666.6667 | 14 |  | 514 | 6517.7971 | Per Unit | GSD | 0.57723 | 0.60437 | 0.83705 | 1.097 | 1.2026 | 1.2026 | 1.289 | 1.2891 | 1.2453 | 1.1192 | 0.77553 | 0.85362 | CrtTgsd122 | CrtT | gsd | 122 | 31.5444 | 400 | [30 empty] | 3.4607 | 0.51849 | 0.41015
122 | Appliances | Unit | Retail | New | Energy Star Vending Machine | 0.078861 | 0.062563 |  | 525.74 | 1 | 0.79333 | 6666.6667 | 14 |  | 514 | 6517.7971 | Per Unit | GSD | 0.57723 | 0.60437 | 0.83705 | 1.097 | 1.2026 | 1.2026 | 1.289 | 1.2891 | 1.2453 | 1.1192 | 0.77553 | 0.85362 | CrtNgsd122 | CrtN | gsd | 122 | 31.5444 | 400 | [30 empty] | 0.026765 | 0.00401 | 0.0031721
122 | Appliances | Unit | Schools K-12 | Turnover | Energy Star Vending Machine | 0.075181 | 0.060986 |  | 525.74 | 1 | 0.81119 | 6993.007 | 14 |  | 514 | 6836.8501 | Per Unit | GSD | 0.57723 | 0.60437 | 0.83705 | 1.097 | 1.2026 | 1.2026 | 1.289 | 1.2891 | 1.2453 | 1.1192 | 0.77553 | 0.85362 | CscTgsd122 | CscT | gsd | 122 | 31.5444 | 419.5804 | [30 empty] | 0.033609 | 0.004809 | 0.0039061
122 | Appliances | Unit | Schools K-12 | New | Energy Star Vending Machine | 0.075181 | 0.060986 |  | 525.74 | 1 | 0.81119 | 6993.007 | 14 |  | 514 | 6836.8501 | Per Unit | GSD | 0.57723 | 0.60437 | 0.83705 | 1.097 | 1.2026 | 1.2026 | 1.289 | 1.2891 | 1.2453 | 1.1192 | 0.77553 | 0.85362 | CscNgsd122 | CscN | gsd | 122 | 31.5444 | 419.5804 | [30 empty] | 0.00025993 | 3.7193e-05 | 3.0209e-05
122 | Appliances | Unit | Warehouse | Turnover | Energy Star Vending Machine | 0.075181 | 0.060986 |  | 525.74 | 1 | 0.81119 | 6993.007 | 14 |  | 514 | 6836.8501 | Per Unit | GSD | 0.57723 | 0.60437 | 0.83705 | 1.097 | 1.2026 | 1.2026 | 1.289 | 1.2891 | 1.2453 | 1.1192 | 0.77553 | 0.85362 | CwaTgsd122 | CwaT | gsd | 122 | 31.5444 | 419.5804 | [30 empty] | 0.011468 | 0.001641 | 0.0013329
122 | Appliances | Unit | Warehouse | New | Energy Star Vending Machine | 0.075181 | 0.060986 |  | 525.74 | 1 | 0.81119 | 6993.007 | 14 |  | 514 | 6836.8501 | Per Unit | GSD | 0.57723 | 0.60437 | 0.83705 | 1.097 | 1.2026 | 1.2026 | 1.289 | 1.2891 | 1.2453 | 1.1192 | 0.77553 | 0.85362 | CwaNgsd122 | CwaN | gsd | 122 | 31.5444 | 419.5804 | [30 empty] | 8.8696e-05 | 1.2691e-05 | 1.0308e-05
123 | Appliances | Unit | Assembly | Turnover | ENERGY STAR Water Cooler | 0.011799 | 0.005106 |  | 69 | 1 | 0.43275 | 5847.9532 | 10 |  | 60 | 5085.1767 | Per Appliance | GSD | 0.57723 | 0.60437 | 0.83705 | 1.097 | 1.2026 | 1.2026 | 1.289 | 1.2891 | 1.2453 | 1.1192 | 0.77553 | 0.85362 | CasTgsd123 | CasT | gsd | 123 | 4.14 | 350.8772 | [30 empty] | 0 | 0 | 0
123 | Appliances | Unit | Assembly | New | ENERGY STAR Water Cooler | 0.011799 | 0.005106 |  | 69 | 1 | 0.43275 | 5847.9532 | 10 |  | 60 | 5085.1767 | Per Appliance | GSD | 0.57723 | 0.60437 | 0.83705 | 1.097 | 1.2026 | 1.2026 | 1.289 | 1.2891 | 1.2453 | 1.1192 | 0.77553 | 0.85362 | CasNgsd123 | CasN | gsd | 123 | 4.14 | 350.8772 | [30 empty] | 0 | 0 | 0
123 | Appliances | Unit | College and University | Turnover | ENERGY STAR Water Cooler | 0.006969 | 0.007038 |  | 69 | 1 | 1.0099 | 9900.9901 | 10 |  | 60 | 8609.5566 | Per Appliance | GSD | 0.57723 | 0.60437 | 0.83705 | 1.097 | 1.2026 | 1.2026 | 1.289 | 1.2891 | 1.2453 | 1.1192 | 0.77553 | 0.85362 | CcoTgsd123 | CcoT | gsd | 123 | 4.14 | 594.0594 | [30 empty] | 0 | 0 | 0
123 | Appliances | Unit | College and University | New | ENERGY STAR Water Cooler | 0.006969 | 0.007038 |  | 69 | 1 | 1.0099 | 9900.9901 | 10 |  | 60 | 8609.5566 | Per Appliance | GSD | 0.57723 | 0.60437 | 0.83705 | 1.097 | 1.2026 | 1.2026 | 1.289 | 1.2891 | 1.2453 | 1.1192 | 0.77553 | 0.85362 | CcoNgsd123 | CcoN | gsd | 123 | 4.14 | 594.0594 | [30 empty] | 0 | 0 | 0
123 | Appliances | Unit | Data Center | Turnover | ENERGY STAR Water Cooler | 0.007659 | 0.008142 |  | 69 | 1 | 1.0631 | 9009.009 | 10 |  | 60 | 7833.9209 | Per Appliance | GSD | 0.57723 | 0.60437 | 0.83705 | 1.097 | 1.2026 | 1.2026 | 1.289 | 1.2891 | 1.2453 | 1.1192 | 0.77553 | 0.85362 | CdaTgsd123 | CdaT | gsd | 123 | 4.14 | 540.5405 | [30 empty] | 0 | 0 | 0
123 | Appliances | Unit | Data Center | New | ENERGY STAR Water Cooler | 0.007659 | 0.008142 |  | 69 | 1 | 1.0631 | 9009.009 | 10 |  | 60 | 7833.9209 | Per Appliance | GSD | 0.57723 | 0.60437 | 0.83705 | 1.097 | 1.2026 | 1.2026 | 1.289 | 1.2891 | 1.2453 | 1.1192 | 0.77553 | 0.85362 | CdaNgsd123 | CdaN | gsd | 123 | 4.14 | 540.5405 | [30 empty] | 0 | 0 | 0
123 | Appliances | Unit | Grocery | Turnover | ENERGY STAR Water Cooler | 0.009315 | 0.005589 |  | 69 | 1 | 0.6 | 7407.4074 | 10 |  | 60 | 6441.2238 | Per Appliance | GSD | 0.57723 | 0.60437 | 0.83705 | 1.097 | 1.2026 | 1.2026 | 1.289 | 1.2891 | 1.2453 | 1.1192 | 0.77553 | 0.85362 | CgrTgsd123 | CgrT | gsd | 123 | 4.14 | 444.4444 | [30 empty] | 0 | 0 | 0
123 | Appliances | Unit | Grocery | New | ENERGY STAR Water Cooler | 0.009315 | 0.005589 |  | 69 | 1 | 0.6 | 7407.4074 | 10 |  | 60 | 6441.2238 | Per Appliance | GSD | 0.57723 | 0.60437 | 0.83705 | 1.097 | 1.2026 | 1.2026 | 1.289 | 1.2891 | 1.2453 | 1.1192 | 0.77553 | 0.85362 | CgrNgsd123 | CgrN | gsd | 123 | 4.14 | 444.4444 | [30 empty] | 0 | 0 | 0
123 | Appliances | Unit | Healthcare | Turnover | ENERGY STAR Water Cooler | 0.009936 | 0.010281 |  | 69 | 1 | 1.0347 | 6944.4444 | 10 |  | 60 | 6038.6473 | Per Appliance | GSD | 0.57723 | 0.60437 | 0.83705 | 1.097 | 1.2026 | 1.2026 | 1.289 | 1.2891 | 1.2453 | 1.1192 | 0.77553 | 0.85362 | CheTgsd123 | CheT | gsd | 123 | 4.14 | 416.6667 | [30 empty] | 0 | 0 | 0
123 | Appliances | Unit | Healthcare | New | ENERGY STAR Water Cooler | 0.009936 | 0.010281 |  | 69 | 1 | 1.0347 | 6944.4444 | 10 |  | 60 | 6038.6473 | Per Appliance | GSD | 0.57723 | 0.60437 | 0.83705 | 1.097 | 1.2026 | 1.2026 | 1.289 | 1.2891 | 1.2453 | 1.1192 | 0.77553 | 0.85362 | CheNgsd123 | CheN | gsd | 123 | 4.14 | 416.6667 | [30 empty] | 0 | 0 | 0
123 | Appliances | Unit | Hospitals | Turnover | ENERGY STAR Water Cooler | 0.006969 | 0.007038 |  | 69 | 1 | 1.0099 | 9900.9901 | 10 |  | 60 | 8609.5566 | Per Appliance | GSD | 0.57723 | 0.60437 | 0.83705 | 1.097 | 1.2026 | 1.2026 | 1.289 | 1.2891 | 1.2453 | 1.1192 | 0.77553 | 0.85362 | ChoTgsd123 | ChoT | gsd | 123 | 4.14 | 594.0594 | [30 empty] | 0 | 0 | 0
123 | Appliances | Unit | Hospitals | New | ENERGY STAR Water Cooler | 0.006969 | 0.007038 |  | 69 | 1 | 1.0099 | 9900.9901 | 10 |  | 60 | 8609.5566 | Per Appliance | GSD | 0.57723 | 0.60437 | 0.83705 | 1.097 | 1.2026 | 1.2026 | 1.289 | 1.2891 | 1.2453 | 1.1192 | 0.77553 | 0.85362 | ChoNgsd123 | ChoN | gsd | 123 | 4.14 | 594.0594 | [30 empty] | 0 | 0 | 0
123 | Appliances | Unit | Institutional | Turnover | ENERGY STAR Water Cooler | 0.007659 | 0.00828 |  | 69 | 1 | 1.0811 | 9009.009 | 10 |  | 60 | 7833.9209 | Per Appliance | GSD | 0.57723 | 0.60437 | 0.83705 | 1.097 | 1.2026 | 1.2026 | 1.289 | 1.2891 | 1.2453 | 1.1192 | 0.77553 | 0.85362 | CinTgsd123 | CinT | gsd | 123 | 4.14 | 540.5405 | [30 empty] | 0.40653 | 0.04504 | 0.048894
123 | Appliances | Unit | Institutional | New | ENERGY STAR Water Cooler | 0.007659 | 0.00828 |  | 69 | 1 | 1.0811 | 9009.009 | 10 |  | 60 | 7833.9209 | Per Appliance | GSD | 0.57723 | 0.60437 | 0.83705 | 1.097 | 1.2026 | 1.2026 | 1.289 | 1.2891 | 1.2453 | 1.1192 | 0.77553 | 0.85362 | CinNgsd123 | CinN | gsd | 123 | 4.14 | 540.5405 | [30 empty] | 0.0034704 | 0.00038448 | 0.00041738
123 | Appliances | Unit | Lodging/Hospitality | Turnover | ENERGY STAR Water Cooler | 0.007383 | 0.008625 |  | 69 | 1 | 1.1682 | 9345.7944 | 10 |  | 60 | 8126.7777 | Per Appliance | GSD | 0.57723 | 0.60437 | 0.83705 | 1.097 | 1.2026 | 1.2026 | 1.289 | 1.2891 | 1.2453 | 1.1192 | 0.77553 | 0.85362 | CloTgsd123 | CloT | gsd | 123 | 4.14 | 560.7477 | [30 empty] | 0 | 0 | 0
123 | Appliances | Unit | Lodging/Hospitality | New | ENERGY STAR Water Cooler | 0.007383 | 0.008625 |  | 69 | 1 | 1.1682 | 9345.7944 | 10 |  | 60 | 8126.7777 | Per Appliance | GSD | 0.57723 | 0.60437 | 0.83705 | 1.097 | 1.2026 | 1.2026 | 1.289 | 1.2891 | 1.2453 | 1.1192 | 0.77553 | 0.85362 | CloNgsd123 | CloN | gsd | 123 | 4.14 | 560.7477 | [30 empty] | 0 | 0 | 0
123 | Appliances | Unit | Miscellaneous | Turnover | ENERGY STAR Water Cooler | 0.007659 | 0.008142 |  | 69 | 1 | 1.0631 | 9009.009 | 10 |  | 60 | 7833.9209 | Per Appliance | GSD | 0.57723 | 0.60437 | 0.83705 | 1.097 | 1.2026 | 1.2026 | 1.289 | 1.2891 | 1.2453 | 1.1192 | 0.77553 | 0.85362 | CmiTgsd123 | CmiT | gsd | 123 | 4.14 | 540.5405 | [30 empty] | 0 | 0 | 0
123 | Appliances | Unit | Miscellaneous | New | ENERGY STAR Water Cooler | 0.007659 | 0.008142 |  | 69 | 1 | 1.0631 | 9009.009 | 10 |  | 60 | 7833.9209 | Per Appliance | GSD | 0.57723 | 0.60437 | 0.83705 | 1.097 | 1.2026 | 1.2026 | 1.289 | 1.2891 | 1.2453 | 1.1192 | 0.77553 | 0.85362 | CmiNgsd123 | CmiN | gsd | 123 | 4.14 | 540.5405 | [30 empty] | 0 | 0 | 0
123 | Appliances | Unit | Offices | Turnover | ENERGY STAR Water Cooler | 0.007659 | 0.008142 |  | 69 | 1 | 1.0631 | 9009.009 | 10 |  | 60 | 7833.9209 | Per Appliance | GSD | 0.57723 | 0.60437 | 0.83705 | 1.097 | 1.2026 | 1.2026 | 1.289 | 1.2891 | 1.2453 | 1.1192 | 0.77553 | 0.85362 | CofTgsd123 | CofT | gsd | 123 | 4.14 | 540.5405 | [30 empty] | 7.3719 | 0.81993 | 0.86843
123 | Appliances | Unit | Offices | New | ENERGY STAR Water Cooler | 0.007659 | 0.008142 |  | 69 | 1 | 1.0631 | 9009.009 | 10 |  | 60 | 7833.9209 | Per Appliance | GSD | 0.57723 | 0.60437 | 0.83705 | 1.097 | 1.2026 | 1.2026 | 1.289 | 1.2891 | 1.2453 | 1.1192 | 0.77553 | 0.85362 | CofNgsd123 | CofN | gsd | 123 | 4.14 | 540.5405 | [30 empty] | 0.10488 | 0.011665 | 0.012355
123 | Appliances | Unit | Restaurants | Turnover | ENERGY STAR Water Cooler | 0.009246 | 0.00345 |  | 69 | 1 | 0.37313 | 7462.6866 | 10 |  | 60 | 6489.2927 | Per Appliance | GSD | 0.57723 | 0.60437 | 0.83705 | 1.097 | 1.2026 | 1.2026 | 1.289 | 1.2891 | 1.2453 | 1.1192 | 0.77553 | 0.85362 | CreTgsd123 | CreT | gsd | 123 | 4.14 | 447.7612 | [30 empty] | 0 | 0 | 0
123 | Appliances | Unit | Restaurants | New | ENERGY STAR Water Cooler | 0.009246 | 0.00345 |  | 69 | 1 | 0.37313 | 7462.6866 | 10 |  | 60 | 6489.2927 | Per Appliance | GSD | 0.57723 | 0.60437 | 0.83705 | 1.097 | 1.2026 | 1.2026 | 1.289 | 1.2891 | 1.2453 | 1.1192 | 0.77553 | 0.85362 | CreNgsd123 | CreN | gsd | 123 | 4.14 | 447.7612 | [30 empty] | 0 | 0 | 0
123 | Appliances | Unit | Retail | Turnover | ENERGY STAR Water Cooler | 0.009867 | 0.005451 |  | 69 | 1 | 0.55245 | 6993.007 | 10 |  | 60 | 6080.8756 | Per Appliance | GSD | 0.57723 | 0.60437 | 0.83705 | 1.097 | 1.2026 | 1.2026 | 1.289 | 1.2891 | 1.2453 | 1.1192 | 0.77553 | 0.85362 | CrtTgsd123 | CrtT | gsd | 123 | 4.14 | 419.5804 | [30 empty] | 0 | 0 | 0
123 | Appliances | Unit | Retail | New | ENERGY STAR Water Cooler | 0.009867 | 0.005451 |  | 69 | 1 | 0.55245 | 6993.007 | 10 |  | 60 | 6080.8756 | Per Appliance | GSD | 0.57723 | 0.60437 | 0.83705 | 1.097 | 1.2026 | 1.2026 | 1.289 | 1.2891 | 1.2453 | 1.1192 | 0.77553 | 0.85362 | CrtNgsd123 | CrtN | gsd | 123 | 4.14 | 419.5804 | [30 empty] | 0 | 0 | 0
123 | Appliances | Unit | Schools K-12 | Turnover | ENERGY STAR Water Cooler | 0.007107 | 0.007383 |  | 69 | 1 | 1.0388 | 9708.7379 | 10 |  | 60 | 8442.3808 | Per Appliance | GSD | 0.57723 | 0.60437 | 0.83705 | 1.097 | 1.2026 | 1.2026 | 1.289 | 1.2891 | 1.2453 | 1.1192 | 0.77553 | 0.85362 | CscTgsd123 | CscT | gsd | 123 | 4.14 | 582.5243 | [30 empty] | 0 | 0 | 0
123 | Appliances | Unit | Schools K-12 | New | ENERGY STAR Water Cooler | 0.007107 | 0.007383 |  | 69 | 1 | 1.0388 | 9708.7379 | 10 |  | 60 | 8442.3808 | Per Appliance | GSD | 0.57723 | 0.60437 | 0.83705 | 1.097 | 1.2026 | 1.2026 | 1.289 | 1.2891 | 1.2453 | 1.1192 | 0.77553 | 0.85362 | CscNgsd123 | CscN | gsd | 123 | 4.14 | 582.5243 | [30 empty] | 0 | 0 | 0
123 | Appliances | Unit | Warehouse | Turnover | ENERGY STAR Water Cooler | 0.010557 | 0.007659 |  | 69 | 1 | 0.72549 | 6535.9477 | 10 |  | 60 | 5683.4328 | Per Appliance | GSD | 0.57723 | 0.60437 | 0.83705 | 1.097 | 1.2026 | 1.2026 | 1.289 | 1.2891 | 1.2453 | 1.1192 | 0.77553 | 0.85362 | CwaTgsd123 | CwaT | gsd | 123 | 4.14 | 392.1569 | [30 empty] | 0 | 0 | 0
123 | Appliances | Unit | Warehouse | New | ENERGY STAR Water Cooler | 0.010557 | 0.007659 |  | 69 | 1 | 0.72549 | 6535.9477 | 10 |  | 60 | 5683.4328 | Per Appliance | GSD | 0.57723 | 0.60437 | 0.83705 | 1.097 | 1.2026 | 1.2026 | 1.289 | 1.2891 | 1.2453 | 1.1192 | 0.77553 | 0.85362 | CwaNgsd123 | CwaN | gsd | 123 | 4.14 | 392.1569 | [30 empty] | 0 | 0 | 0
124 | Appliances | Unit | Assembly | Existing | High Efficiency Air Compressor | 1.587 | 0.68678 |  | 9280.84 | 1 | 0.43275 | 5847.9532 | 15 |  | 5440 | 3427.8002 | Per Unit | GSD | 1 | 1 | 1 | 1 | 1 | 1 | 1 | 1 | 1 | 1 | 1 | 1 | CasEgsd124 | CasE | gsd | 124 | 466.6703 | 294.0538 | [30 empty] | 0 | 0 | 0
124 | Appliances | Unit | Assembly | New | High Efficiency Air Compressor | 1.587 | 0.68678 |  | 9280.84 | 1 | 0.43275 | 5847.9532 | 15 |  | 5440 | 3427.8002 | Per Unit | GSD | 1 | 1 | 1 | 1 | 1 | 1 | 1 | 1 | 1 | 1 | 1 | 1 | CasNgsd124 | CasN | gsd | 124 | 466.6703 | 294.0538 | [30 empty] | 0 | 0 | 0
124 | Appliances | Unit | College and University | Existing | High Efficiency Air Compressor | 1.271 | 1.2836 |  | 12584.37 | 1 | 1.0099 | 9900.9901 | 15 |  | 5440 | 4280.0225 | Per Unit | GSD | 1 | 1 | 1 | 1 | 1 | 1 | 1 | 1 | 1 | 1 | 1 | 1 | CcoEgsd124 | CcoE | gsd | 124 | 632.7824 | 497.8535 | [30 empty] | 0 | 0 | 0
124 | Appliances | Unit | College and University | New | High Efficiency Air Compressor | 1.271 | 1.2836 |  | 12584.37 | 1 | 1.0099 | 9900.9901 | 15 |  | 5440 | 4280.0225 | Per Unit | GSD | 1 | 1 | 1 | 1 | 1 | 1 | 1 | 1 | 1 | 1 | 1 | 1 | CcoNgsd124 | CcoN | gsd | 124 | 632.7824 | 497.8535 | [30 empty] | 0 | 0 | 0
124 | Appliances | Unit | Data Center | Existing | High Efficiency Air Compressor | 1.4593 | 1.5514 |  | 13147.27 | 1 | 1.0631 | 9009.009 | 15 |  | 5440 | 3727.6947 | Per Unit | GSD | 1 | 1 | 1 | 1 | 1 | 1 | 1 | 1 | 1 | 1 | 1 | 1 | CdaEgsd124 | CdaE | gsd | 124 | 661.0868 | 453.0018 | [30 empty] | 0 | 0 | 0
124 | Appliances | Unit | Data Center | New | High Efficiency Air Compressor | 1.4593 | 1.5514 |  | 13147.27 | 1 | 1.0631 | 9009.009 | 15 |  | 5440 | 3727.6947 | Per Unit | GSD | 1 | 1 | 1 | 1 | 1 | 1 | 1 | 1 | 1 | 1 | 1 | 1 | CdaNgsd124 | CdaN | gsd | 124 | 661.0868 | 453.0018 | [30 empty] | 0 | 0 | 0
124 | Appliances | Unit | Grocery | Existing | High Efficiency Air Compressor | 3.2771 | 1.9663 |  | 24275.14 | 1 | 0.6 | 7407.4074 | 15 |  | 5440 | 1659.982 | Per Unit | GSD | 1 | 1 | 1 | 1 | 1 | 1 | 1 | 1 | 1 | 1 | 1 | 1 | CgrEgsd124 | CgrE | gsd | 124 | 1220.6317 | 372.4682 | [30 empty] | 0 | 0 | 0
124 | Appliances | Unit | Grocery | New | High Efficiency Air Compressor | 3.2771 | 1.9663 |  | 24275.14 | 1 | 0.6 | 7407.4074 | 15 |  | 5440 | 1659.982 | Per Unit | GSD | 1 | 1 | 1 | 1 | 1 | 1 | 1 | 1 | 1 | 1 | 1 | 1 | CgrNgsd124 | CgrN | gsd | 124 | 1220.6317 | 372.4682 | [30 empty] | 0 | 0 | 0
124 | Appliances | Unit | Healthcare | Existing | High Efficiency Air Compressor | 1.7154 | 1.7749 |  | 11912.41 | 1 | 1.0347 | 6944.4444 | 15 |  | 5440 | 3171.296 | Per Unit | GSD | 1 | 1 | 1 | 1 | 1 | 1 | 1 | 1 | 1 | 1 | 1 | 1 | CheEgsd124 | CheE | gsd | 124 | 598.9941 | 349.1889 | [30 empty] | 0 | 0 | 0
124 | Appliances | Unit | Healthcare | New | High Efficiency Air Compressor | 1.7154 | 1.7749 |  | 11912.41 | 1 | 1.0347 | 6944.4444 | 15 |  | 5440 | 3171.296 | Per Unit | GSD | 1 | 1 | 1 | 1 | 1 | 1 | 1 | 1 | 1 | 1 | 1 | 1 | CheNgsd124 | CheN | gsd | 124 | 598.9941 | 349.1889 | [30 empty] | 0 | 0 | 0
124 | Appliances | Unit | Hospitals | Existing | High Efficiency Air Compressor | 2.0361 | 2.0562 |  | 20158.92 | 1 | 1.0099 | 9900.9901 | 15 |  | 5440 | 2671.8389 | Per Unit | GSD | 1 | 1 | 1 | 1 | 1 | 1 | 1 | 1 | 1 | 1 | 1 | 1 | ChoEgsd124 | ChoE | gsd | 124 | 1013.655 | 497.8535 | [30 empty] | 0 | 0 | 0
124 | Appliances | Unit | Hospitals | New | High Efficiency Air Compressor | 2.0361 | 2.0562 |  | 20158.92 | 1 | 1.0099 | 9900.9901 | 15 |  | 5440 | 2671.8389 | Per Unit | GSD | 1 | 1 | 1 | 1 | 1 | 1 | 1 | 1 | 1 | 1 | 1 | 1 | ChoNgsd124 | ChoN | gsd | 124 | 1013.655 | 497.8535 | [30 empty] | 0 | 0 | 0
124 | Appliances | Unit | Institutional | Existing | High Efficiency Air Compressor | 1.3559 | 1.4658 |  | 12214.97 | 1 | 1.0811 | 9009.009 | 15 |  | 5440 | 4012.2087 | Per Unit | GSD | 1 | 1 | 1 | 1 | 1 | 1 | 1 | 1 | 1 | 1 | 1 | 1 | CinEgsd124 | CinE | gsd | 124 | 614.2078 | 453.0018 | [30 empty] | 0 | 0 | 0
124 | Appliances | Unit | Institutional | New | High Efficiency Air Compressor | 1.3559 | 1.4658 |  | 12214.97 | 1 | 1.0811 | 9009.009 | 15 |  | 5440 | 4012.2087 | Per Unit | GSD | 1 | 1 | 1 | 1 | 1 | 1 | 1 | 1 | 1 | 1 | 1 | 1 | CinNgsd124 | CinN | gsd | 124 | 614.2078 | 453.0018 | [30 empty] | 0 | 0 | 0
124 | Appliances | Unit | Lodging/Hospitality | Existing | High Efficiency Air Compressor | 1.8227 | 2.1294 |  | 17034.81 | 1 | 1.1682 | 9345.7944 | 15 |  | 5440 | 2984.5429 | Per Unit | GSD | 1 | 1 | 1 | 1 | 1 | 1 | 1 | 1 | 1 | 1 | 1 | 1 | CloEgsd124 | CloE | gsd | 124 | 856.5648 | 469.9365 | [30 empty] | 0 | 0 | 0
124 | Appliances | Unit | Lodging/Hospitality | New | High Efficiency Air Compressor | 1.8227 | 2.1294 |  | 17034.81 | 1 | 1.1682 | 9345.7944 | 15 |  | 5440 | 2984.5429 | Per Unit | GSD | 1 | 1 | 1 | 1 | 1 | 1 | 1 | 1 | 1 | 1 | 1 | 1 | CloNgsd124 | CloN | gsd | 124 | 856.5648 | 469.9365 | [30 empty] | 0 | 0 | 0
124 | Appliances | Unit | Miscellaneous | Existing | High Efficiency Air Compressor | 1.6038 | 1.705 |  | 14448.98 | 1 | 1.0631 | 9009.009 | 15 |  | 5440 | 3391.8663 | Per Unit | GSD | 1 | 1 | 1 | 1 | 1 | 1 | 1 | 1 | 1 | 1 | 1 | 1 | CmiEgsd124 | CmiE | gsd | 124 | 726.541 | 453.0018 | [30 empty] | 0 | 0 | 0
124 | Appliances | Unit | Miscellaneous | New | High Efficiency Air Compressor | 1.6038 | 1.705 |  | 14448.98 | 1 | 1.0631 | 9009.009 | 15 |  | 5440 | 3391.8663 | Per Unit | GSD | 1 | 1 | 1 | 1 | 1 | 1 | 1 | 1 | 1 | 1 | 1 | 1 | CmiNgsd124 | CmiN | gsd | 124 | 726.541 | 453.0018 | [30 empty] | 0 | 0 | 0
124 | Appliances | Unit | Offices | Existing | High Efficiency Air Compressor | 1.4605 | 1.5526 |  | 13157.83 | 1 | 1.0631 | 9009.009 | 15 |  | 5440 | 3724.703 | Per Unit | GSD | 1 | 1 | 1 | 1 | 1 | 1 | 1 | 1 | 1 | 1 | 1 | 1 | CofEgsd124 | CofE | gsd | 124 | 661.6178 | 453.0018 | [30 empty] | 0 | 0 | 0
124 | Appliances | Unit | Offices | New | High Efficiency Air Compressor | 1.4605 | 1.5526 |  | 13157.83 | 1 | 1.0631 | 9009.009 | 15 |  | 5440 | 3724.703 | Per Unit | GSD | 1 | 1 | 1 | 1 | 1 | 1 | 1 | 1 | 1 | 1 | 1 | 1 | CofNgsd124 | CofN | gsd | 124 | 661.6178 | 453.0018 | [30 empty] | 0 | 0 | 0
124 | Appliances | Unit | Restaurants | Existing | High Efficiency Air Compressor | 2.4882 | 0.92844 |  | 18568.72 | 1 | 0.37313 | 7462.6866 | 15 |  | 5440 | 2186.312 | Per Unit | GSD | 1 | 1 | 1 | 1 | 1 | 1 | 1 | 1 | 1 | 1 | 1 | 1 | CreEgsd124 | CreE | gsd | 124 | 933.6947 | 375.2478 | [30 empty] | 0 | 0 | 0
124 | Appliances | Unit | Restaurants | New | High Efficiency Air Compressor | 2.4882 | 0.92844 |  | 18568.72 | 1 | 0.37313 | 7462.6866 | 15 |  | 5440 | 2186.312 | Per Unit | GSD | 1 | 1 | 1 | 1 | 1 | 1 | 1 | 1 | 1 | 1 | 1 | 1 | CreNgsd124 | CreN | gsd | 124 | 933.6947 | 375.2478 | [30 empty] | 0 | 0 | 0
124 | Appliances | Unit | Retail | Existing | High Efficiency Air Compressor | 1.8453 | 1.0195 |  | 12904.52 | 1 | 0.55245 | 6993.007 | 15 |  | 5440 | 2947.9561 | Per Unit | GSD | 1 | 1 | 1 | 1 | 1 | 1 | 1 | 1 | 1 | 1 | 1 | 1 | CrtEgsd124 | CrtE | gsd | 124 | 648.8806 | 351.6308 | [30 empty] | 0 | 0 | 0
124 | Appliances | Unit | Retail | New | High Efficiency Air Compressor | 1.8453 | 1.0195 |  | 12904.52 | 1 | 0.55245 | 6993.007 | 15 |  | 5440 | 2947.9561 | Per Unit | GSD | 1 | 1 | 1 | 1 | 1 | 1 | 1 | 1 | 1 | 1 | 1 | 1 | CrtNgsd124 | CrtN | gsd | 124 | 648.8806 | 351.6308 | [30 empty] | 0 | 0 | 0
124 | Appliances | Unit | Schools K-12 | Existing | High Efficiency Air Compressor | 1.0063 | 1.0454 |  | 9769.86 | 1 | 1.0388 | 9708.7379 | 15 |  | 5440 | 5405.9663 | Per Unit | GSD | 1 | 1 | 1 | 1 | 1 | 1 | 1 | 1 | 1 | 1 | 1 | 1 | CscEgsd124 | CscE | gsd | 124 | 491.2598 | 488.1864 | [30 empty] | 0 | 0 | 0
124 | Appliances | Unit | Schools K-12 | New | High Efficiency Air Compressor | 1.0063 | 1.0454 |  | 9769.86 | 1 | 1.0388 | 9708.7379 | 15 |  | 5440 | 5405.9663 | Per Unit | GSD | 1 | 1 | 1 | 1 | 1 | 1 | 1 | 1 | 1 | 1 | 1 | 1 | CscNgsd124 | CscN | gsd | 124 | 491.2598 | 488.1864 | [30 empty] | 0 | 0 | 0
124 | Appliances | Unit | Warehouse | Existing | High Efficiency Air Compressor | 1.9642 | 1.425 |  | 12837.68 | 1 | 0.72549 | 6535.9477 | 15 |  | 5440 | 2769.6247 | Per Unit | GSD | 1 | 1 | 1 | 1 | 1 | 1 | 1 | 1 | 1 | 1 | 1 | 1 | CwaEgsd124 | CwaE | gsd | 124 | 645.5196 | 328.6484 | [30 empty] | 60.8561 | 9.2848 | 6.7472
124 | Appliances | Unit | Warehouse | New | High Efficiency Air Compressor | 1.9642 | 1.425 |  | 12837.68 | 1 | 0.72549 | 6535.9477 | 15 |  | 5440 | 2769.6247 | Per Unit | GSD | 1 | 1 | 1 | 1 | 1 | 1 | 1 | 1 | 1 | 1 | 1 | 1 | CwaNgsd124 | CwaN | gsd | 124 | 645.5196 | 328.6484 | [30 empty] | 0.66676 | 0.10173 | 0.073925
125 | Appliances | Unit | Assembly | Turnover | Ozone Laundry Commercial | 0.12757 | 0.055204 |  | 746 | 1 | 0.43275 | 5847.9532 | 10 |  | 233.28 | 1828.7004 | Per Ozone Laundry System | GSD | 0.536 | 0.638 | 0.811 | 0.882 | 1.033 | 1.022 | 1.038 | 1.051 | 1.035 | 1.017 | 0.878 | 0.562 | CasTgsd125 | CasT | gsd | 125 | 44.76 | 350.8772 | [30 empty] | 0 | 0 | 0
125 | Appliances | Unit | Assembly | New | Ozone Laundry Commercial | 0.12757 | 0.055204 |  | 746 | 1 | 0.43275 | 5847.9532 | 10 |  | 233.28 | 1828.7004 | Per Ozone Laundry System | GSD | 0.536 | 0.638 | 0.811 | 0.882 | 1.033 | 1.022 | 1.038 | 1.051 | 1.035 | 1.017 | 0.878 | 0.562 | CasNgsd125 | CasN | gsd | 125 | 44.76 | 350.8772 | [30 empty] | 0 | 0 | 0
125 | Appliances | Unit | College and University | Turnover | Ozone Laundry Commercial | 0.075346 | 0.076092 |  | 746 | 1 | 1.0099 | 9900.9901 | 10 |  | 233.28 | 3096.1166 | Per Ozone Laundry System | GSD | 0.536 | 0.638 | 0.811 | 0.882 | 1.033 | 1.022 | 1.038 | 1.051 | 1.035 | 1.017 | 0.878 | 0.562 | CcoTgsd125 | CcoT | gsd | 125 | 44.76 | 594.0594 | [30 empty] | 5.188 | 0.52623 | 0.52715
125 | Appliances | Unit | College and University | New | Ozone Laundry Commercial | 0.075346 | 0.076092 |  | 746 | 1 | 1.0099 | 9900.9901 | 10 |  | 233.28 | 3096.1166 | Per Ozone Laundry System | GSD | 0.536 | 0.638 | 0.811 | 0.882 | 1.033 | 1.022 | 1.038 | 1.051 | 1.035 | 1.017 | 0.878 | 0.562 | CcoNgsd125 | CcoN | gsd | 125 | 44.76 | 594.0594 | [30 empty] | 0.049132 | 0.0049835 | 0.0049922
125 | Appliances | Unit | Data Center | Turnover | Ozone Laundry Commercial | 0.082806 | 0.088028 |  | 746 | 1 | 1.0631 | 9009.009 | 10 |  | 233.28 | 2817.1872 | Per Ozone Laundry System | GSD | 0.536 | 0.638 | 0.811 | 0.882 | 1.033 | 1.022 | 1.038 | 1.051 | 1.035 | 1.017 | 0.878 | 0.562 | CdaTgsd125 | CdaT | gsd | 125 | 44.76 | 540.5405 | [30 empty] | 0 | 0 | 0
125 | Appliances | Unit | Data Center | New | Ozone Laundry Commercial | 0.082806 | 0.088028 |  | 746 | 1 | 1.0631 | 9009.009 | 10 |  | 233.28 | 2817.1872 | Per Ozone Laundry System | GSD | 0.536 | 0.638 | 0.811 | 0.882 | 1.033 | 1.022 | 1.038 | 1.051 | 1.035 | 1.017 | 0.878 | 0.562 | CdaNgsd125 | CdaN | gsd | 125 | 44.76 | 540.5405 | [30 empty] | 0 | 0 | 0
125 | Appliances | Unit | Grocery | Turnover | Ozone Laundry Commercial | 0.10071 | 0.060426 |  | 746 | 1 | 0.6 | 7407.4074 | 10 |  | 233.28 | 2316.3539 | Per Ozone Laundry System | GSD | 0.536 | 0.638 | 0.811 | 0.882 | 1.033 | 1.022 | 1.038 | 1.051 | 1.035 | 1.017 | 0.878 | 0.562 | CgrTgsd125 | CgrT | gsd | 125 | 44.76 | 444.4444 | [30 empty] | 0 | 0 | 0
125 | Appliances | Unit | Grocery | New | Ozone Laundry Commercial | 0.10071 | 0.060426 |  | 746 | 1 | 0.6 | 7407.4074 | 10 |  | 233.28 | 2316.3539 | Per Ozone Laundry System | GSD | 0.536 | 0.638 | 0.811 | 0.882 | 1.033 | 1.022 | 1.038 | 1.051 | 1.035 | 1.017 | 0.878 | 0.562 | CgrNgsd125 | CgrN | gsd | 125 | 44.76 | 444.4444 | [30 empty] | 0 | 0 | 0
125 | Appliances | Unit | Healthcare | Turnover | Ozone Laundry Commercial | 0.10742 | 0.11115 |  | 746 | 1 | 1.0347 | 6944.4444 | 10 |  | 233.28 | 2171.5818 | Per Ozone Laundry System | GSD | 0.536 | 0.638 | 0.811 | 0.882 | 1.033 | 1.022 | 1.038 | 1.051 | 1.035 | 1.017 | 0.878 | 0.562 | CheTgsd125 | CheT | gsd | 125 | 44.76 | 416.6667 | [30 empty] | 8.8674 | 1.2756 | 1.3222
125 | Appliances | Unit | Healthcare | New | Ozone Laundry Commercial | 0.10742 | 0.11115 |  | 746 | 1 | 1.0347 | 6944.4444 | 10 |  | 233.28 | 2171.5818 | Per Ozone Laundry System | GSD | 0.536 | 0.638 | 0.811 | 0.882 | 1.033 | 1.022 | 1.038 | 1.051 | 1.035 | 1.017 | 0.878 | 0.562 | CheNgsd125 | CheN | gsd | 125 | 44.76 | 416.6667 | [30 empty] | 0.093892 | 0.013507 | 0.014
125 | Appliances | Unit | Hospitals | Turnover | Ozone Laundry Commercial | 0.075346 | 0.076092 |  | 746 | 1 | 1.0099 | 9900.9901 | 10 |  | 233.28 | 3096.1166 | Per Ozone Laundry System | GSD | 0.536 | 0.638 | 0.811 | 0.882 | 1.033 | 1.022 | 1.038 | 1.051 | 1.035 | 1.017 | 0.878 | 0.562 | ChoTgsd125 | ChoT | gsd | 125 | 44.76 | 594.0594 | [30 empty] | 4.5444 | 0.46094 | 0.46175
125 | Appliances | Unit | Hospitals | New | Ozone Laundry Commercial | 0.075346 | 0.076092 |  | 746 | 1 | 1.0099 | 9900.9901 | 10 |  | 233.28 | 3096.1166 | Per Ozone Laundry System | GSD | 0.536 | 0.638 | 0.811 | 0.882 | 1.033 | 1.022 | 1.038 | 1.051 | 1.035 | 1.017 | 0.878 | 0.562 | ChoNgsd125 | ChoN | gsd | 125 | 44.76 | 594.0594 | [30 empty] | 0.043037 | 0.0043653 | 0.0043729
125 | Appliances | Unit | Institutional | Turnover | Ozone Laundry Commercial | 0.082806 | 0.08952 |  | 746 | 1 | 1.0811 | 9009.009 | 10 |  | 233.28 | 2817.1872 | Per Ozone Laundry System | GSD | 0.536 | 0.638 | 0.811 | 0.882 | 1.033 | 1.022 | 1.038 | 1.051 | 1.035 | 1.017 | 0.878 | 0.562 | CinTgsd125 | CinT | gsd | 125 | 44.76 | 540.5405 | [30 empty] | 0 | 0 | 0
125 | Appliances | Unit | Institutional | New | Ozone Laundry Commercial | 0.082806 | 0.08952 |  | 746 | 1 | 1.0811 | 9009.009 | 10 |  | 233.28 | 2817.1872 | Per Ozone Laundry System | GSD | 0.536 | 0.638 | 0.811 | 0.882 | 1.033 | 1.022 | 1.038 | 1.051 | 1.035 | 1.017 | 0.878 | 0.562 | CinNgsd125 | CinN | gsd | 125 | 44.76 | 540.5405 | [30 empty] | 0 | 0 | 0
125 | Appliances | Unit | Lodging/Hospitality | Turnover | Ozone Laundry Commercial | 0.079822 | 0.09325 |  | 746 | 1 | 1.1682 | 9345.7944 | 10 |  | 233.28 | 2922.5026 | Per Ozone Laundry System | GSD | 0.536 | 0.638 | 0.811 | 0.882 | 1.033 | 1.022 | 1.038 | 1.051 | 1.035 | 1.017 | 0.878 | 0.562 | CloTgsd125 | CloT | gsd | 125 | 44.76 | 560.7477 | [30 empty] | 25.4 | 2.7197 | 3.1626
125 | Appliances | Unit | Lodging/Hospitality | New | Ozone Laundry Commercial | 0.079822 | 0.09325 |  | 746 | 1 | 1.1682 | 9345.7944 | 10 |  | 233.28 | 2922.5026 | Per Ozone Laundry System | GSD | 0.536 | 0.638 | 0.811 | 0.882 | 1.033 | 1.022 | 1.038 | 1.051 | 1.035 | 1.017 | 0.878 | 0.562 | CloNgsd125 | CloN | gsd | 125 | 44.76 | 560.7477 | [30 empty] | 0.26895 | 0.028797 | 0.033487
125 | Appliances | Unit | Miscellaneous | Turnover | Ozone Laundry Commercial | 0.082806 | 0.088028 |  | 746 | 1 | 1.0631 | 9009.009 | 10 |  | 233.28 | 2817.1872 | Per Ozone Laundry System | GSD | 0.536 | 0.638 | 0.811 | 0.882 | 1.033 | 1.022 | 1.038 | 1.051 | 1.035 | 1.017 | 0.878 | 0.562 | CmiTgsd125 | CmiT | gsd | 125 | 44.76 | 540.5405 | [30 empty] | 0 | 0 | 0
125 | Appliances | Unit | Miscellaneous | New | Ozone Laundry Commercial | 0.082806 | 0.088028 |  | 746 | 1 | 1.0631 | 9009.009 | 10 |  | 233.28 | 2817.1872 | Per Ozone Laundry System | GSD | 0.536 | 0.638 | 0.811 | 0.882 | 1.033 | 1.022 | 1.038 | 1.051 | 1.035 | 1.017 | 0.878 | 0.562 | CmiNgsd125 | CmiN | gsd | 125 | 44.76 | 540.5405 | [30 empty] | 0 | 0 | 0
125 | Appliances | Unit | Offices | Turnover | Ozone Laundry Commercial | 0.082806 | 0.088028 |  | 746 | 1 | 1.0631 | 9009.009 | 10 |  | 233.28 | 2817.1872 | Per Ozone Laundry System | GSD | 0.536 | 0.638 | 0.811 | 0.882 | 1.033 | 1.022 | 1.038 | 1.051 | 1.035 | 1.017 | 0.878 | 0.562 | CofTgsd125 | CofT | gsd | 125 | 44.76 | 540.5405 | [30 empty] | 0 | 0 | 0
125 | Appliances | Unit | Offices | New | Ozone Laundry Commercial | 0.082806 | 0.088028 |  | 746 | 1 | 1.0631 | 9009.009 | 10 |  | 233.28 | 2817.1872 | Per Ozone Laundry System | GSD | 0.536 | 0.638 | 0.811 | 0.882 | 1.033 | 1.022 | 1.038 | 1.051 | 1.035 | 1.017 | 0.878 | 0.562 | CofNgsd125 | CofN | gsd | 125 | 44.76 | 540.5405 | [30 empty] | 0 | 0 | 0
125 | Appliances | Unit | Restaurants | Turnover | Ozone Laundry Commercial | 0.099964 | 0.0373 |  | 746 | 1 | 0.37313 | 7462.6866 | 10 |  | 233.28 | 2333.6401 | Per Ozone Laundry System | GSD | 0.536 | 0.638 | 0.811 | 0.882 | 1.033 | 1.022 | 1.038 | 1.051 | 1.035 | 1.017 | 0.878 | 0.562 | CreTgsd125 | CreT | gsd | 125 | 44.76 | 447.7612 | [30 empty] | 23.5958 | 3.1603 | 1.1836
125 | Appliances | Unit | Restaurants | New | Ozone Laundry Commercial | 0.099964 | 0.0373 |  | 746 | 1 | 0.37313 | 7462.6866 | 10 |  | 233.28 | 2333.6401 | Per Ozone Laundry System | GSD | 0.536 | 0.638 | 0.811 | 0.882 | 1.033 | 1.022 | 1.038 | 1.051 | 1.035 | 1.017 | 0.878 | 0.562 | CreNgsd125 | CreN | gsd | 125 | 44.76 | 447.7612 | [30 empty] | 0.26025 | 0.034857 | 0.013055
125 | Appliances | Unit | Retail | Turnover | Ozone Laundry Commercial | 0.10668 | 0.058934 |  | 746 | 1 | 0.55245 | 6993.007 | 10 |  | 233.28 | 2186.7677 | Per Ozone Laundry System | GSD | 0.536 | 0.638 | 0.811 | 0.882 | 1.033 | 1.022 | 1.038 | 1.051 | 1.035 | 1.017 | 0.878 | 0.562 | CrtTgsd125 | CrtT | gsd | 125 | 44.76 | 419.5804 | [30 empty] | 0 | 0 | 0
125 | Appliances | Unit | Retail | New | Ozone Laundry Commercial | 0.10668 | 0.058934 |  | 746 | 1 | 0.55245 | 6993.007 | 10 |  | 233.28 | 2186.7677 | Per Ozone Laundry System | GSD | 0.536 | 0.638 | 0.811 | 0.882 | 1.033 | 1.022 | 1.038 | 1.051 | 1.035 | 1.017 | 0.878 | 0.562 | CrtNgsd125 | CrtN | gsd | 125 | 44.76 | 419.5804 | [30 empty] | 0 | 0 | 0
125 | Appliances | Unit | Schools K-12 | Turnover | Ozone Laundry Commercial | 0.076838 | 0.079822 |  | 746 | 1 | 1.0388 | 9708.7379 | 10 |  | 233.28 | 3035.9978 | Per Ozone Laundry System | GSD | 0.536 | 0.638 | 0.811 | 0.882 | 1.033 | 1.022 | 1.038 | 1.051 | 1.035 | 1.017 | 0.878 | 0.562 | CscTgsd125 | CscT | gsd | 125 | 44.76 | 582.5243 | [30 empty] | 7.4598 | 0.7691 | 0.80131
125 | Appliances | Unit | Schools K-12 | New | Ozone Laundry Commercial | 0.076838 | 0.079822 |  | 746 | 1 | 1.0388 | 9708.7379 | 10 |  | 233.28 | 3035.9978 | Per Ozone Laundry System | GSD | 0.536 | 0.638 | 0.811 | 0.882 | 1.033 | 1.022 | 1.038 | 1.051 | 1.035 | 1.017 | 0.878 | 0.562 | CscNgsd125 | CscN | gsd | 125 | 44.76 | 582.5243 | [30 empty] | 0.082279 | 0.0084829 | 0.0088382
125 | Appliances | Unit | Warehouse | Turnover | Ozone Laundry Commercial | 0.11414 | 0.082806 |  | 746 | 1 | 0.72549 | 6535.9477 | 10 |  | 233.28 | 2043.8417 | Per Ozone Laundry System | GSD | 0.536 | 0.638 | 0.811 | 0.882 | 1.033 | 1.022 | 1.038 | 1.051 | 1.035 | 1.017 | 0.878 | 0.562 | CwaTgsd125 | CwaT | gsd | 125 | 44.76 | 392.1569 | [30 empty] | 0 | 0 | 0
125 | Appliances | Unit | Warehouse | New | Ozone Laundry Commercial | 0.11414 | 0.082806 |  | 746 | 1 | 0.72549 | 6535.9477 | 10 |  | 233.28 | 2043.8417 | Per Ozone Laundry System | GSD | 0.536 | 0.638 | 0.811 | 0.882 | 1.033 | 1.022 | 1.038 | 1.051 | 1.035 | 1.017 | 0.878 | 0.562 | CwaNgsd125 | CwaN | gsd | 125 | 44.76 | 392.1569 | [30 empty] | 0 | 0 | 0
201 | Building Envelope | Insulation | Assembly | Existing | Ceiling Insulation(R19 to R30) | 0.21904 | 0.036701 |  | 673.76 | 1 | 0.16756 | 3075.9928 | 30 |  | 5622.44 | 25668.7618 | Per End Use Consumption | GSD | 1 | 1 | 1 | 1 | 1 | 1 | 1 | 1 | 1 | 1 | 1 | 1 | CasEgsd201 | CasE | gsd | 201 | 40.4256 | 184.5596 | [30 empty] | 0 | 0 | 0
201 | Building Envelope | Insulation | Assembly | New | Ceiling Insulation(R19 to R30) | 0.21904 | 0.036701 |  | 673.76 | 1 | 0.16756 | 3075.9928 | 30 |  | 5622.44 | 25668.7618 | Per End Use Consumption | GSD | 1 | 1 | 1 | 1 | 1 | 1 | 1 | 1 | 1 | 1 | 1 | 1 | CasNgsd201 | CasN | gsd | 201 | 40.4256 | 184.5596 | [30 empty] | 0 | 0 | 0
201 | Building Envelope | Insulation | College and University | Existing | Ceiling Insulation(R19 to R30) | 0.22167 | 0.0046462 |  | 1117.46 | 1 | 0.02096 | 5041.0792 | 30 |  | 8424.95 | 38006.5864 | Per End Use Consumption | GSD | 1 | 1 | 1 | 1 | 1 | 1 | 1 | 1 | 1 | 1 | 1 | 1 | CcoEgsd201 | CcoE | gsd | 201 | 67.0476 | 302.4648 | [30 empty] | 0 | 0 | 0
201 | Building Envelope | Insulation | College and University | New | Ceiling Insulation(R19 to R30) | 0.22167 | 0.0046462 |  | 1117.46 | 1 | 0.02096 | 5041.0792 | 30 |  | 8424.95 | 38006.5864 | Per End Use Consumption | GSD | 1 | 1 | 1 | 1 | 1 | 1 | 1 | 1 | 1 | 1 | 1 | 1 | CcoNgsd201 | CcoN | gsd | 201 | 67.0476 | 302.4648 | [30 empty] | 0 | 0 | 0
201 | Building Envelope | Insulation | Data Center | Existing | Ceiling Insulation(R19 to R30) | 1.3002 | 0.026323 |  | 6549.44 | 1 | 0.020246 | 5037.3661 | 30 |  | 26588.21 | 20449.771 | Per End Use Consumption | GSD | 1 | 1 | 1 | 1 | 1 | 1 | 1 | 1 | 1 | 1 | 1 | 1 | CdaEgsd201 | CdaE | gsd | 201 | 392.9664 | 302.242 | [30 empty] | 0 | 0 | 0
201 | Building Envelope | Insulation | Data Center | New | Ceiling Insulation(R19 to R30) | 1.3002 | 0.026323 |  | 6549.44 | 1 | 0.020246 | 5037.3661 | 30 |  | 26588.21 | 20449.771 | Per End Use Consumption | GSD | 1 | 1 | 1 | 1 | 1 | 1 | 1 | 1 | 1 | 1 | 1 | 1 | CdaNgsd201 | CdaN | gsd | 201 | 392.9664 | 302.242 | [30 empty] | 0 | 0 | 0
201 | Building Envelope | Insulation | Grocery | Existing | Ceiling Insulation(R19 to R30) | 0.025066 | 0.005203 |  | 95.16 | 1 | 0.20758 | 3796.446 | 30 |  | 1367.49 | 54556.5571 | Per End Use Consumption | GSD | 1 | 1 | 1 | 1 | 1 | 1 | 1 | 1 | 1 | 1 | 1 | 1 | CgrEgsd201 | CgrE | gsd | 201 | 5.7096 | 227.7868 | [30 empty] | 0 | 0 | 0
201 | Building Envelope | Insulation | Grocery | New | Ceiling Insulation(R19 to R30) | 0.025066 | 0.005203 |  | 95.16 | 1 | 0.20758 | 3796.446 | 30 |  | 1367.49 | 54556.5571 | Per End Use Consumption | GSD | 1 | 1 | 1 | 1 | 1 | 1 | 1 | 1 | 1 | 1 | 1 | 1 | CgrNgsd201 | CgrN | gsd | 201 | 5.7096 | 227.7868 | [30 empty] | 0 | 0 | 0
201 | Building Envelope | Insulation | Healthcare | Existing | Ceiling Insulation(R19 to R30) | 0.19209 | 0.0032168 |  | 964.15 | 1 | 0.016746 | 5019.1749 | 30 |  | 3721.01 | 19370.8447 | Per End Use Consumption | GSD | 1 | 1 | 1 | 1 | 1 | 1 | 1 | 1 | 1 | 1 | 1 | 1 | CheEgsd201 | CheE | gsd | 201 | 57.849 | 301.1505 | [30 empty] | 0 | 0 | 0
201 | Building Envelope | Insulation | Healthcare | New | Ceiling Insulation(R19 to R30) | 0.19209 | 0.0032168 |  | 964.15 | 1 | 0.016746 | 5019.1749 | 30 |  | 3721.01 | 19370.8447 | Per End Use Consumption | GSD | 1 | 1 | 1 | 1 | 1 | 1 | 1 | 1 | 1 | 1 | 1 | 1 | CheNgsd201 | CheN | gsd | 201 | 57.849 | 301.1505 | [30 empty] | 0 | 0 | 0
201 | Building Envelope | Insulation | Hospitals | Existing | Ceiling Insulation(R19 to R30) | 1.8311 | 0.037074 |  | 9224 | 1 | 0.020246 | 5037.3703 | 30 |  | 37445.82 | 20449.7465 | Per End Use Consumption | GSD | 1 | 1 | 1 | 1 | 1 | 1 | 1 | 1 | 1 | 1 | 1 | 1 | ChoEgsd201 | ChoE | gsd | 201 | 553.44 | 302.2422 | [30 empty] | 0 | 0 | 0
201 | Building Envelope | Insulation | Hospitals | New | Ceiling Insulation(R19 to R30) | 1.8311 | 0.037074 |  | 9224 | 1 | 0.020246 | 5037.3703 | 30 |  | 37445.82 | 20449.7465 | Per End Use Consumption | GSD | 1 | 1 | 1 | 1 | 1 | 1 | 1 | 1 | 1 | 1 | 1 | 1 | ChoNgsd201 | ChoN | gsd | 201 | 553.44 | 302.2422 | [30 empty] | 0 | 0 | 0
201 | Building Envelope | Insulation | Institutional | Existing | Ceiling Insulation(R19 to R30) | 0.064059 | 0.0023799 |  | 328.32 | 1 | 0.037151 | 5125.2356 | 30 |  | 4996.73 | 78001.3966 | Per End Use Consumption | GSD | 1 | 1 | 1 | 1 | 1 | 1 | 1 | 1 | 1 | 1 | 1 | 1 | CinEgsd201 | CinE | gsd | 201 | 19.6992 | 307.5141 | [30 empty] | 0 | 0 | 0
201 | Building Envelope | Insulation | Institutional | New | Ceiling Insulation(R19 to R30) | 0.064059 | 0.0023799 |  | 328.32 | 1 | 0.037151 | 5125.2356 | 30 |  | 4996.73 | 78001.3966 | Per End Use Consumption | GSD | 1 | 1 | 1 | 1 | 1 | 1 | 1 | 1 | 1 | 1 | 1 | 1 | CinNgsd201 | CinN | gsd | 201 | 19.6992 | 307.5141 | [30 empty] | 0 | 0 | 0
201 | Building Envelope | Insulation | Lodging/Hospitality | Existing | Ceiling Insulation(R19 to R30) | 0.29091 | 0.015513 |  | 1542.59 | 1 | 0.053324 | 5302.6119 | 30 |  | 7859.12 | 27015.5152 | Per End Use Consumption | GSD | 1 | 1 | 1 | 1 | 1 | 1 | 1 | 1 | 1 | 1 | 1 | 1 | CloEgsd201 | CloE | gsd | 201 | 92.5554 | 318.1567 | [30 empty] | 0 | 0 | 0
201 | Building Envelope | Insulation | Lodging/Hospitality | New | Ceiling Insulation(R19 to R30) | 0.29091 | 0.015513 |  | 1542.59 | 1 | 0.053324 | 5302.6119 | 30 |  | 7859.12 | 27015.5152 | Per End Use Consumption | GSD | 1 | 1 | 1 | 1 | 1 | 1 | 1 | 1 | 1 | 1 | 1 | 1 | CloNgsd201 | CloN | gsd | 201 | 92.5554 | 318.1567 | [30 empty] | 0 | 0 | 0
201 | Building Envelope | Insulation | Miscellaneous | Existing | Ceiling Insulation(R19 to R30) | 0.26209 | 0.042898 |  | 805.75 | 1 | 0.16367 | 3074.2887 | 30 |  | 12043.03 | 45949.4269 | Per End Use Consumption | GSD | 1 | 1 | 1 | 1 | 1 | 1 | 1 | 1 | 1 | 1 | 1 | 1 | CmiEgsd201 | CmiE | gsd | 201 | 48.345 | 184.4573 | [30 empty] | 0 | 0 | 0
201 | Building Envelope | Insulation | Miscellaneous | New | Ceiling Insulation(R19 to R30) | 0.26209 | 0.042898 |  | 805.75 | 1 | 0.16367 | 3074.2887 | 30 |  | 12043.03 | 45949.4269 | Per End Use Consumption | GSD | 1 | 1 | 1 | 1 | 1 | 1 | 1 | 1 | 1 | 1 | 1 | 1 | CmiNgsd201 | CmiN | gsd | 201 | 48.345 | 184.4573 | [30 empty] | 0 | 0 | 0
201 | Building Envelope | Insulation | Offices | Existing | Ceiling Insulation(R19 to R30) | 0.27181 | 0.023921 |  | 826.58 | 1 | 0.088006 | 3041.0746 | 30 |  | 6197.96 | 22802.9455 | Per End Use Consumption | GSD | 1 | 1 | 1 | 1 | 1 | 1 | 1 | 1 | 1 | 1 | 1 | 1 | CofEgsd201 | CofE | gsd | 201 | 49.5948 | 182.4645 | [30 empty] | 0 | 0 | 0
201 | Building Envelope | Insulation | Offices | New | Ceiling Insulation(R19 to R30) | 0.27181 | 0.023921 |  | 826.58 | 1 | 0.088006 | 3041.0746 | 30 |  | 6197.96 | 22802.9455 | Per End Use Consumption | GSD | 1 | 1 | 1 | 1 | 1 | 1 | 1 | 1 | 1 | 1 | 1 | 1 | CofNgsd201 | CofN | gsd | 201 | 49.5948 | 182.4645 | [30 empty] | 0 | 0 | 0
201 | Building Envelope | Insulation | Restaurants | Existing | Ceiling Insulation(R19 to R30) | 0.11003 | 0.016593 |  | 409.61 | 1 | 0.1508 | 3722.5657 | 30 |  | 2046.26 | 18596.5608 | Per End Use Consumption | GSD | 1 | 1 | 1 | 1 | 1 | 1 | 1 | 1 | 1 | 1 | 1 | 1 | CreEgsd201 | CreE | gsd | 201 | 24.5766 | 223.3539 | [30 empty] | 0 | 0 | 0
201 | Building Envelope | Insulation | Restaurants | New | Ceiling Insulation(R19 to R30) | 0.11003 | 0.016593 |  | 409.61 | 1 | 0.1508 | 3722.5657 | 30 |  | 2046.26 | 18596.5608 | Per End Use Consumption | GSD | 1 | 1 | 1 | 1 | 1 | 1 | 1 | 1 | 1 | 1 | 1 | 1 | CreNgsd201 | CreN | gsd | 201 | 24.5766 | 223.3539 | [30 empty] | 0 | 0 | 0
201 | Building Envelope | Insulation | Retail | Existing | Ceiling Insulation(R19 to R30) | 0.59852 | 0.18303 |  | 1877.35 | 1 | 0.3058 | 3136.676 | 30 |  | 12091.25 | 20202.0583 | Per End Use Consumption | GSD | 1 | 1 | 1 | 1 | 1 | 1 | 1 | 1 | 1 | 1 | 1 | 1 | CrtEgsd201 | CrtE | gsd | 201 | 112.641 | 188.2006 | [30 empty] | 0 | 0 | 0
201 | Building Envelope | Insulation | Retail | New | Ceiling Insulation(R19 to R30) | 0.59852 | 0.18303 |  | 1877.35 | 1 | 0.3058 | 3136.676 | 30 |  | 12091.25 | 20202.0583 | Per End Use Consumption | GSD | 1 | 1 | 1 | 1 | 1 | 1 | 1 | 1 | 1 | 1 | 1 | 1 | CrtNgsd201 | CrtN | gsd | 201 | 112.641 | 188.2006 | [30 empty] | 0 | 0 | 0
201 | Building Envelope | Insulation | Schools K-12 | Existing | Ceiling Insulation(R19 to R30) | 0.57202 | 0.18542 |  | 1798.85 | 1 | 0.32415 | 3144.7291 | 30 |  | 13292.24 | 23237.3424 | Per End Use Consumption | GSD | 1 | 1 | 1 | 1 | 1 | 1 | 1 | 1 | 1 | 1 | 1 | 1 | CscEgsd201 | CscE | gsd | 201 | 107.931 | 188.6837 | [30 empty] | 0 | 0 | 0
201 | Building Envelope | Insulation | Schools K-12 | New | Ceiling Insulation(R19 to R30) | 0.57202 | 0.18542 |  | 1798.85 | 1 | 0.32415 | 3144.7291 | 30 |  | 13292.24 | 23237.3424 | Per End Use Consumption | GSD | 1 | 1 | 1 | 1 | 1 | 1 | 1 | 1 | 1 | 1 | 1 | 1 | CscNgsd201 | CscN | gsd | 201 | 107.931 | 188.6837 | [30 empty] | 0 | 0 | 0
201 | Building Envelope | Insulation | Warehouse | Existing | Ceiling Insulation(R19 to R30) | 0.080121 | 0.030231 |  | 253.83 | 1 | 0.37732 | 3168.0677 | 30 |  | 8486.57 | 105921.3959 | Per End Use Consumption | GSD | 1 | 1 | 1 | 1 | 1 | 1 | 1 | 1 | 1 | 1 | 1 | 1 | CwaEgsd201 | CwaE | gsd | 201 | 15.2298 | 190.0841 | [30 empty] | 0 | 0 | 0
201 | Building Envelope | Insulation | Warehouse | New | Ceiling Insulation(R19 to R30) | 0.080121 | 0.030231 |  | 253.83 | 1 | 0.37732 | 3168.0677 | 30 |  | 8486.57 | 105921.3959 | Per End Use Consumption | GSD | 1 | 1 | 1 | 1 | 1 | 1 | 1 | 1 | 1 | 1 | 1 | 1 | CwaNgsd201 | CwaN | gsd | 201 | 15.2298 | 190.0841 | [30 empty] | 0 | 0 | 0
202 | Building Envelope | Insulation | Assembly | Existing | Ceiling Insulation(R19 to R38) | 0.29869 | 0.050051 |  | 918.77 | 1 | 0.16757 | 3075.9985 | 30 |  | 8187.06 | 27409.8897 | Per End Use Consumption | GSD | 1 | 1 | 1 | 1 | 1 | 1 | 1 | 1 | 1 | 1 | 1 | 1 | CasEgsd202 | CasE | gsd | 202 | 55.1262 | 184.5599 | [30 empty] | 0.24908 | 0.036636 | 0.31685
202 | Building Envelope | Insulation | Assembly | New | Ceiling Insulation(R19 to R38) | 0.29869 | 0.050051 |  | 918.77 | 1 | 0.16757 | 3075.9985 | 30 |  | 8187.06 | 27409.8897 | Per End Use Consumption | GSD | 1 | 1 | 1 | 1 | 1 | 1 | 1 | 1 | 1 | 1 | 1 | 1 | CasNgsd202 | CasN | gsd | 202 | 55.1262 | 184.5599 | [30 empty] | 0.0013463 | 0.00016283 | 0.0019533
202 | Building Envelope | Insulation | College and University | Existing | Ceiling Insulation(R19 to R38) | 0.30228 | 0.0063354 |  | 1523.8 | 1 | 0.020959 | 5041.0737 | 30 |  | 12267.9 | 40584.9771 | Per End Use Consumption | GSD | 1 | 1 | 1 | 1 | 1 | 1 | 1 | 1 | 1 | 1 | 1 | 1 | CcoEgsd202 | CcoE | gsd | 202 | 91.428 | 302.4644 | [30 empty] | 0.044973 | 0.0083899 | 0.00069113
202 | Building Envelope | Insulation | College and University | New | Ceiling Insulation(R19 to R38) | 0.30228 | 0.0063354 |  | 1523.8 | 1 | 0.020959 | 5041.0737 | 30 |  | 12267.9 | 40584.9771 | Per End Use Consumption | GSD | 1 | 1 | 1 | 1 | 1 | 1 | 1 | 1 | 1 | 1 | 1 | 1 | CcoNgsd202 | CcoN | gsd | 202 | 91.428 | 302.4644 | [30 empty] | 0.0001942 | 3.4917e-05 | 4.2295e-06
202 | Building Envelope | Insulation | Data Center | Existing | Ceiling Insulation(R19 to R38) | 1.773 | 0.035896 |  | 8931.07 | 1 | 0.020246 | 5037.3701 | 30 |  | 38716.17 | 21836.989 | Per End Use Consumption | GSD | 1 | 1 | 1 | 1 | 1 | 1 | 1 | 1 | 1 | 1 | 1 | 1 | CdaEgsd202 | CdaE | gsd | 202 | 535.8642 | 302.2422 | [30 empty] | 0.0072368 | 0.0013803 | 8.2513e-05
202 | Building Envelope | Insulation | Data Center | New | Ceiling Insulation(R19 to R38) | 1.773 | 0.035896 |  | 8931.07 | 1 | 0.020246 | 5037.3701 | 30 |  | 38716.17 | 21836.989 | Per End Use Consumption | GSD | 1 | 1 | 1 | 1 | 1 | 1 | 1 | 1 | 1 | 1 | 1 | 1 | CdaNgsd202 | CdaN | gsd | 202 | 535.8642 | 302.2422 | [30 empty] | 3.4905e-05 | 6.511e-06 | 5.371e-07
202 | Building Envelope | Insulation | Grocery | Existing | Ceiling Insulation(R19 to R38) | 0.034183 | 0.0070936 |  | 129.77 | 1 | 0.20752 | 3796.3745 | 30 |  | 1991.25 | 58253.2997 | Per End Use Consumption | GSD | 1 | 1 | 1 | 1 | 1 | 1 | 1 | 1 | 1 | 1 | 1 | 1 | CgrEgsd202 | CgrE | gsd | 202 | 7.7862 | 227.7825 | [30 empty] | 0.079976 | 0.016843 | 0.015818
202 | Building Envelope | Insulation | Grocery | New | Ceiling Insulation(R19 to R38) | 0.034183 | 0.0070936 |  | 129.77 | 1 | 0.20752 | 3796.3745 | 30 |  | 1991.25 | 58253.2997 | Per End Use Consumption | GSD | 1 | 1 | 1 | 1 | 1 | 1 | 1 | 1 | 1 | 1 | 1 | 1 | CgrNgsd202 | CgrN | gsd | 202 | 7.7862 | 227.7825 | [30 empty] | 0.00038077 | 7.1981e-05 | 9.7556e-05
202 | Building Envelope | Insulation | Healthcare | Existing | Ceiling Insulation(R19 to R38) | 0.26195 | 0.0043884 |  | 1314.76 | 1 | 0.016753 | 5019.213 | 30 |  | 5418.31 | 20684.8796 | Per End Use Consumption | GSD | 1 | 1 | 1 | 1 | 1 | 1 | 1 | 1 | 1 | 1 | 1 | 1 | CheEgsd202 | CheE | gsd | 202 | 78.8856 | 301.1528 | [30 empty] | 0.037532 | 0 | 0.0072208
202 | Building Envelope | Insulation | Healthcare | New | Ceiling Insulation(R19 to R38) | 0.26195 | 0.0043884 |  | 1314.76 | 1 | 0.016753 | 5019.213 | 30 |  | 5418.31 | 20684.8796 | Per End Use Consumption | GSD | 1 | 1 | 1 | 1 | 1 | 1 | 1 | 1 | 1 | 1 | 1 | 1 | CheNgsd202 | CheN | gsd | 202 | 78.8856 | 301.1528 | [30 empty] | 0.00024238 | 0 | 4.6632e-05
202 | Building Envelope | Insulation | Hospitals | Existing | Ceiling Insulation(R19 to R38) | 2.497 | 0.050554 |  | 12578.17 | 1 | 0.020246 | 5037.3693 | 30 |  | 54526.37 | 21836.9971 | Per End Use Consumption | GSD | 1 | 1 | 1 | 1 | 1 | 1 | 1 | 1 | 1 | 1 | 1 | 1 | ChoEgsd202 | ChoE | gsd | 202 | 754.6902 | 302.2422 | [30 empty] | 0.0075008 | 0 | 0.0014431
202 | Building Envelope | Insulation | Hospitals | New | Ceiling Insulation(R19 to R38) | 2.497 | 0.050554 |  | 12578.17 | 1 | 0.020246 | 5037.3693 | 30 |  | 54526.37 | 21836.9971 | Per End Use Consumption | GSD | 1 | 1 | 1 | 1 | 1 | 1 | 1 | 1 | 1 | 1 | 1 | 1 | ChoNgsd202 | ChoN | gsd | 202 | 754.6902 | 302.2422 | [30 empty] | 4.6268e-05 | 0 | 8.9015e-06
202 | Building Envelope | Insulation | Institutional | Existing | Ceiling Insulation(R19 to R38) | 0.087356 | 0.0032456 |  | 447.72 | 1 | 0.037154 | 5125.2523 | 30 |  | 7275.94 | 83290.9596 | Per End Use Consumption | GSD | 1 | 1 | 1 | 1 | 1 | 1 | 1 | 1 | 1 | 1 | 1 | 1 | CinEgsd202 | CinE | gsd | 202 | 26.8632 | 307.5151 | [30 empty] | 0.20139 | 0.035727 | 0.0048432
202 | Building Envelope | Insulation | Institutional | New | Ceiling Insulation(R19 to R38) | 0.087356 | 0.0032456 |  | 447.72 | 1 | 0.037154 | 5125.2523 | 30 |  | 7275.94 | 83290.9596 | Per End Use Consumption | GSD | 1 | 1 | 1 | 1 | 1 | 1 | 1 | 1 | 1 | 1 | 1 | 1 | CinNgsd202 | CinN | gsd | 202 | 26.8632 | 307.5151 | [30 empty] | 0.0009354 | 0.0001582 | 2.9843e-05
202 | Building Envelope | Insulation | Lodging/Hospitality | Existing | Ceiling Insulation(R19 to R38) | 0.3967 | 0.021151 |  | 2103.53 | 1 | 0.053318 | 5302.6027 | 30 |  | 11443.99 | 28848.1421 | Per End Use Consumption | GSD | 1 | 1 | 1 | 1 | 1 | 1 | 1 | 1 | 1 | 1 | 1 | 1 | CloEgsd202 | CloE | gsd | 202 | 126.2118 | 318.1562 | [30 empty] | 0.11785 | 0.019646 | 0.010059
202 | Building Envelope | Insulation | Lodging/Hospitality | New | Ceiling Insulation(R19 to R38) | 0.3967 | 0.021151 |  | 2103.53 | 1 | 0.053318 | 5302.6027 | 30 |  | 11443.99 | 28848.1421 | Per End Use Consumption | GSD | 1 | 1 | 1 | 1 | 1 | 1 | 1 | 1 | 1 | 1 | 1 | 1 | CloNgsd202 | CloN | gsd | 202 | 126.2118 | 318.1562 | [30 empty] | 0.00052042 | 8.1695e-05 | 6.1808e-05
202 | Building Envelope | Insulation | Miscellaneous | Existing | Ceiling Insulation(R19 to R38) | 0.3574 | 0.05848 |  | 1098.74 | 1 | 0.16363 | 3074.2685 | 30 |  | 17536.34 | 49066.5834 | Per End Use Consumption | GSD | 1 | 1 | 1 | 1 | 1 | 1 | 1 | 1 | 1 | 1 | 1 | 1 | CmiEgsd202 | CmiE | gsd | 202 | 65.9244 | 184.4561 | [30 empty] | 0.05395 | 0 | 0.12291
202 | Building Envelope | Insulation | Miscellaneous | New | Ceiling Insulation(R19 to R38) | 0.3574 | 0.05848 |  | 1098.74 | 1 | 0.16363 | 3074.2685 | 30 |  | 17536.34 | 49066.5834 | Per End Use Consumption | GSD | 1 | 1 | 1 | 1 | 1 | 1 | 1 | 1 | 1 | 1 | 1 | 1 | CmiNgsd202 | CmiN | gsd | 202 | 65.9244 | 184.4561 | [30 empty] | 0.00033311 | 0 | 0.00075888
202 | Building Envelope | Insulation | Offices | Existing | Ceiling Insulation(R19 to R38) | 0.37064 | 0.0326 |  | 1127.15 | 1 | 0.087956 | 3041.0524 | 30 |  | 9025.1 | 24349.7333 | Per End Use Consumption | GSD | 1 | 1 | 1 | 1 | 1 | 1 | 1 | 1 | 1 | 1 | 1 | 1 | CofEgsd202 | CofE | gsd | 202 | 67.629 | 182.4631 | [30 empty] | 1.7459 | 0.5411 | 0.27637
202 | Building Envelope | Insulation | Offices | New | Ceiling Insulation(R19 to R38) | 0.37064 | 0.0326 |  | 1127.15 | 1 | 0.087956 | 3041.0524 | 30 |  | 9025.1 | 24349.7333 | Per End Use Consumption | GSD | 1 | 1 | 1 | 1 | 1 | 1 | 1 | 1 | 1 | 1 | 1 | 1 | CofNgsd202 | CofN | gsd | 202 | 67.629 | 182.4631 | [30 empty] | 0.0078061 | 0.0023559 | 0.0016689
202 | Building Envelope | Insulation | Restaurants | Existing | Ceiling Insulation(R19 to R38) | 0.15005 | 0.022633 |  | 558.57 | 1 | 0.15084 | 3722.6256 | 30 |  | 2979.64 | 19858.0021 | Per End Use Consumption | GSD | 1 | 1 | 1 | 1 | 1 | 1 | 1 | 1 | 1 | 1 | 1 | 1 | CreEgsd202 | CreE | gsd | 202 | 33.5142 | 223.3575 | [30 empty] | 0.19493 | 0.027002 | 0.076631
202 | Building Envelope | Insulation | Restaurants | New | Ceiling Insulation(R19 to R38) | 0.15005 | 0.022633 |  | 558.57 | 1 | 0.15084 | 3722.6256 | 30 |  | 2979.64 | 19858.0021 | Per End Use Consumption | GSD | 1 | 1 | 1 | 1 | 1 | 1 | 1 | 1 | 1 | 1 | 1 | 1 | CreNgsd202 | CreN | gsd | 202 | 33.5142 | 223.3575 | [30 empty] | 0.00093621 | 0.00010417 | 0.00043718
202 | Building Envelope | Insulation | Retail | Existing | Ceiling Insulation(R19 to R38) | 0.81616 | 0.24957 |  | 2560.02 | 1 | 0.30579 | 3136.6704 | 30 |  | 17606.56 | 21572.478 | Per End Use Consumption | GSD | 1 | 1 | 1 | 1 | 1 | 1 | 1 | 1 | 1 | 1 | 1 | 1 | CrtEgsd202 | CrtE | gsd | 202 | 153.6012 | 188.2002 | [30 empty] | 1.42 | 0.34106 | 0.90209
202 | Building Envelope | Insulation | Retail | New | Ceiling Insulation(R19 to R38) | 0.81616 | 0.24957 |  | 2560.02 | 1 | 0.30579 | 3136.6704 | 30 |  | 17606.56 | 21572.478 | Per End Use Consumption | GSD | 1 | 1 | 1 | 1 | 1 | 1 | 1 | 1 | 1 | 1 | 1 | 1 | CrtNgsd202 | CrtN | gsd | 202 | 153.6012 | 188.2002 | [30 empty] | 0.0064049 | 0.0013788 | 0.0051606
202 | Building Envelope | Insulation | Schools K-12 | Existing | Ceiling Insulation(R19 to R38) | 0.78003 | 0.25285 |  | 2452.98 | 1 | 0.32416 | 3144.7338 | 30 |  | 19355.37 | 24813.6902 | Per End Use Consumption | GSD | 1 | 1 | 1 | 1 | 1 | 1 | 1 | 1 | 1 | 1 | 1 | 1 | CscEgsd202 | CscE | gsd | 202 | 147.1788 | 188.684 | [30 empty] | 0.067565 | 0.019031 | 0.023748
202 | Building Envelope | Insulation | Schools K-12 | New | Ceiling Insulation(R19 to R38) | 0.78003 | 0.25285 |  | 2452.98 | 1 | 0.32416 | 3144.7338 | 30 |  | 19355.37 | 24813.6902 | Per End Use Consumption | GSD | 1 | 1 | 1 | 1 | 1 | 1 | 1 | 1 | 1 | 1 | 1 | 1 | CscNgsd202 | CscN | gsd | 202 | 147.1788 | 188.684 | [30 empty] | 0.00030119 | 7.9012e-05 | 0.00014571
202 | Building Envelope | Insulation | Warehouse | Existing | Ceiling Insulation(R19 to R38) | 0.10925 | 0.041212 |  | 346.12 | 1 | 0.37721 | 3168.021 | 30 |  | 12357.64 | 113108.9287 | Per End Use Consumption | GSD | 1 | 1 | 1 | 1 | 1 | 1 | 1 | 1 | 1 | 1 | 1 | 1 | CwaEgsd202 | CwaE | gsd | 202 | 20.7672 | 190.0813 | [30 empty] | 0.0065865 | 0.00070756 | 0.010165
202 | Building Envelope | Insulation | Warehouse | New | Ceiling Insulation(R19 to R38) | 0.10925 | 0.041212 |  | 346.12 | 1 | 0.37721 | 3168.021 | 30 |  | 12357.64 | 113108.9287 | Per End Use Consumption | GSD | 1 | 1 | 1 | 1 | 1 | 1 | 1 | 1 | 1 | 1 | 1 | 1 | CwaNgsd202 | CwaN | gsd | 202 | 20.7672 | 190.0813 | [30 empty] | 3.6089e-05 | 2.96e-06 | 6.197e-05
203 | Building Envelope | Insulation | Assembly | Existing | Ceiling Insulation(R19 to R49) | 0.36574 | 0.061305 |  | 1125.03 | 1 | 0.16762 | 3076.0204 | 30 |  | 8482.97 | 23193.8607 | Per End Use Consumption | GSD | 1 | 1 | 1 | 1 | 1 | 1 | 1 | 1 | 1 | 1 | 1 | 1 | CasEgsd203 | CasE | gsd | 203 | 67.5018 | 184.5612 | [30 empty] | 0.30579 | 0.045059 | 0.38842
203 | Building Envelope | Insulation | Assembly | New | Ceiling Insulation(R19 to R49) | 0.36574 | 0.061305 |  | 1125.03 | 1 | 0.16762 | 3076.0204 | 30 |  | 8482.97 | 23193.8607 | Per End Use Consumption | GSD | 1 | 1 | 1 | 1 | 1 | 1 | 1 | 1 | 1 | 1 | 1 | 1 | CasNgsd203 | CasN | gsd | 203 | 67.5018 | 184.5612 | [30 empty] | 0.0016524 | 0.00020026 | 0.0023945
203 | Building Envelope | Insulation | College and University | Existing | Ceiling Insulation(R19 to R49) | 0.37014 | 0.0077572 |  | 1865.88 | 1 | 0.020958 | 5041.0668 | 30 |  | 12711.32 | 34342.3013 | Per End Use Consumption | GSD | 1 | 1 | 1 | 1 | 1 | 1 | 1 | 1 | 1 | 1 | 1 | 1 | CcoEgsd203 | CcoE | gsd | 203 | 111.9528 | 302.464 | [30 empty] | 0.056017 | 0.010464 | 0.00084843
203 | Building Envelope | Insulation | College and University | New | Ceiling Insulation(R19 to R49) | 0.37014 | 0.0077572 |  | 1865.88 | 1 | 0.020958 | 5041.0668 | 30 |  | 12711.32 | 34342.3013 | Per End Use Consumption | GSD | 1 | 1 | 1 | 1 | 1 | 1 | 1 | 1 | 1 | 1 | 1 | 1 | CcoNgsd203 | CcoN | gsd | 203 | 111.9528 | 302.464 | [30 empty] | 0.00024176 | 4.3546e-05 | 5.1921e-06
203 | Building Envelope | Insulation | Data Center | Existing | Ceiling Insulation(R19 to R49) | 2.171 | 0.043953 |  | 10936 | 1 | 0.020246 | 5037.3677 | 30 |  | 40115.54 | 18478.1203 | Per End Use Consumption | GSD | 1 | 1 | 1 | 1 | 1 | 1 | 1 | 1 | 1 | 1 | 1 | 1 | CdaEgsd203 | CdaE | gsd | 203 | 656.16 | 302.2421 | [30 empty] | 0.0091421 | 0.0017469 | 0.00010122
203 | Building Envelope | Insulation | Data Center | New | Ceiling Insulation(R19 to R49) | 2.171 | 0.043953 |  | 10936 | 1 | 0.020246 | 5037.3677 | 30 |  | 40115.54 | 18478.1203 | Per End Use Consumption | GSD | 1 | 1 | 1 | 1 | 1 | 1 | 1 | 1 | 1 | 1 | 1 | 1 | CdaNgsd203 | CdaN | gsd | 203 | 656.16 | 302.2421 | [30 empty] | 4.4112e-05 | 8.2494e-06 | 6.5892e-07
203 | Building Envelope | Insulation | Grocery | Existing | Ceiling Insulation(R19 to R49) | 0.041853 | 0.0086845 |  | 158.89 | 1 | 0.2075 | 3796.344 | 30 |  | 2063.23 | 49296.5629 | Per End Use Consumption | GSD | 1 | 1 | 1 | 1 | 1 | 1 | 1 | 1 | 1 | 1 | 1 | 1 | CgrEgsd203 | CgrE | gsd | 203 | 9.5334 | 227.7806 | [30 empty] | 0.098474 | 0.020774 | 0.019382
203 | Building Envelope | Insulation | Grocery | New | Ceiling Insulation(R19 to R49) | 0.041853 | 0.0086845 |  | 158.89 | 1 | 0.2075 | 3796.344 | 30 |  | 2063.23 | 49296.5629 | Per End Use Consumption | GSD | 1 | 1 | 1 | 1 | 1 | 1 | 1 | 1 | 1 | 1 | 1 | 1 | CgrNgsd203 | CgrN | gsd | 203 | 9.5334 | 227.7806 | [30 empty] | 0.0004686 | 8.878e-05 | 0.00011953
203 | Building Envelope | Insulation | Healthcare | Existing | Ceiling Insulation(R19 to R49) | 0.32075 | 0.0053735 |  | 1609.91 | 1 | 0.016753 | 5019.2111 | 30 |  | 5614.15 | 17503.217 | Per End Use Consumption | GSD | 1 | 1 | 1 | 1 | 1 | 1 | 1 | 1 | 1 | 1 | 1 | 1 | CheEgsd203 | CheE | gsd | 203 | 96.5946 | 301.1527 | [30 empty] | 0.046014 | 0 | 0.0088527
203 | Building Envelope | Insulation | Healthcare | New | Ceiling Insulation(R19 to R49) | 0.32075 | 0.0053735 |  | 1609.91 | 1 | 0.016753 | 5019.2111 | 30 |  | 5614.15 | 17503.217 | Per End Use Consumption | GSD | 1 | 1 | 1 | 1 | 1 | 1 | 1 | 1 | 1 | 1 | 1 | 1 | CheNgsd203 | CheN | gsd | 203 | 96.5946 | 301.1527 | [30 empty] | 0.00029718 | 0 | 5.7174e-05
203 | Building Envelope | Insulation | Hospitals | Existing | Ceiling Insulation(R19 to R49) | 3.0575 | 0.061903 |  | 15401.84 | 1 | 0.020246 | 5037.3696 | 30 |  | 56497.21 | 18478.1381 | Per End Use Consumption | GSD | 1 | 1 | 1 | 1 | 1 | 1 | 1 | 1 | 1 | 1 | 1 | 1 | ChoEgsd203 | ChoE | gsd | 203 | 924.1104 | 302.2422 | [30 empty] | 0.0091915 | 0 | 0.0017684
203 | Building Envelope | Insulation | Hospitals | New | Ceiling Insulation(R19 to R49) | 3.0575 | 0.061903 |  | 15401.84 | 1 | 0.020246 | 5037.3696 | 30 |  | 56497.21 | 18478.1381 | Per End Use Consumption | GSD | 1 | 1 | 1 | 1 | 1 | 1 | 1 | 1 | 1 | 1 | 1 | 1 | ChoNgsd203 | ChoN | gsd | 203 | 924.1104 | 302.2422 | [30 empty] | 5.6696e-05 | 0 | 1.0908e-05
203 | Building Envelope | Insulation | Institutional | Existing | Ceiling Insulation(R19 to R49) | 0.10697 | 0.0039729 |  | 548.22 | 1 | 0.037141 | 5125.186 | 30 |  | 7538.93 | 70479.7688 | Per End Use Consumption | GSD | 1 | 1 | 1 | 1 | 1 | 1 | 1 | 1 | 1 | 1 | 1 | 1 | CinEgsd203 | CinE | gsd | 203 | 32.8932 | 307.5112 | [30 empty] | 0.25346 | 0.045132 | 0.0059367
203 | Building Envelope | Insulation | Institutional | New | Ceiling Insulation(R19 to R49) | 0.10697 | 0.0039729 |  | 548.22 | 1 | 0.037141 | 5125.186 | 30 |  | 7538.93 | 70479.7688 | Per End Use Consumption | GSD | 1 | 1 | 1 | 1 | 1 | 1 | 1 | 1 | 1 | 1 | 1 | 1 | CinNgsd203 | CinN | gsd | 203 | 32.8932 | 307.5112 | [30 empty] | 0.0011758 | 0.00019985 | 3.6581e-05
203 | Building Envelope | Insulation | Lodging/Hospitality | Existing | Ceiling Insulation(R19 to R49) | 0.48575 | 0.0259 |  | 2575.76 | 1 | 0.05332 | 5302.6058 | 30 |  | 11857.63 | 24410.7906 | Per End Use Consumption | GSD | 1 | 1 | 1 | 1 | 1 | 1 | 1 | 1 | 1 | 1 | 1 | 1 | CloEgsd203 | CloE | gsd | 203 | 154.5456 | 318.1563 | [30 empty] | 0.14513 | 0.024209 | 0.012328
203 | Building Envelope | Insulation | Lodging/Hospitality | New | Ceiling Insulation(R19 to R49) | 0.48575 | 0.0259 |  | 2575.76 | 1 | 0.05332 | 5302.6058 | 30 |  | 11857.63 | 24410.7906 | Per End Use Consumption | GSD | 1 | 1 | 1 | 1 | 1 | 1 | 1 | 1 | 1 | 1 | 1 | 1 | CloNgsd203 | CloN | gsd | 203 | 154.5456 | 318.1563 | [30 empty] | 0.00064067 | 0.00010067 | 7.5752e-05
203 | Building Envelope | Insulation | Miscellaneous | Existing | Ceiling Insulation(R19 to R49) | 0.43763 | 0.071625 |  | 1345.41 | 1 | 0.16366 | 3074.2849 | 30 |  | 18170.19 | 41519.1958 | Per End Use Consumption | GSD | 1 | 1 | 1 | 1 | 1 | 1 | 1 | 1 | 1 | 1 | 1 | 1 | CmiEgsd203 | CmiE | gsd | 203 | 80.7246 | 184.4571 | [30 empty] | 0.066118 | 0 | 0.15063
203 | Building Envelope | Insulation | Miscellaneous | New | Ceiling Insulation(R19 to R49) | 0.43763 | 0.071625 |  | 1345.41 | 1 | 0.16366 | 3074.2849 | 30 |  | 18170.19 | 41519.1958 | Per End Use Consumption | GSD | 1 | 1 | 1 | 1 | 1 | 1 | 1 | 1 | 1 | 1 | 1 | 1 | CmiNgsd203 | CmiN | gsd | 203 | 80.7246 | 184.4571 | [30 empty] | 0.00040824 | 0 | 0.00093004
203 | Building Envelope | Insulation | Offices | Existing | Ceiling Insulation(R19 to R49) | 0.45385 | 0.039936 |  | 1380.19 | 1 | 0.087994 | 3041.0691 | 30 |  | 9351.31 | 20604.3947 | Per End Use Consumption | GSD | 1 | 1 | 1 | 1 | 1 | 1 | 1 | 1 | 1 | 1 | 1 | 1 | CofEgsd203 | CofE | gsd | 203 | 82.8114 | 182.4641 | [30 empty] | 2.1902 | 0.67995 | 0.33865
203 | Building Envelope | Insulation | Offices | New | Ceiling Insulation(R19 to R49) | 0.45385 | 0.039936 |  | 1380.19 | 1 | 0.087994 | 3041.0691 | 30 |  | 9351.31 | 20604.3947 | Per End Use Consumption | GSD | 1 | 1 | 1 | 1 | 1 | 1 | 1 | 1 | 1 | 1 | 1 | 1 | CofNgsd203 | CofN | gsd | 203 | 82.8114 | 182.4641 | [30 empty] | 0.0098956 | 0.0029969 | 0.0020451
203 | Building Envelope | Insulation | Restaurants | Existing | Ceiling Insulation(R19 to R49) | 0.18373 | 0.027714 |  | 683.97 | 1 | 0.15084 | 3722.6165 | 30 |  | 3087.34 | 16803.3437 | Per End Use Consumption | GSD | 1 | 1 | 1 | 1 | 1 | 1 | 1 | 1 | 1 | 1 | 1 | 1 | CreEgsd203 | CreE | gsd | 203 | 41.0382 | 223.357 | [30 empty] | 0.23959 | 0.033286 | 0.093926
203 | Building Envelope | Insulation | Restaurants | New | Ceiling Insulation(R19 to R49) | 0.18373 | 0.027714 |  | 683.97 | 1 | 0.15084 | 3722.6165 | 30 |  | 3087.34 | 16803.3437 | Per End Use Consumption | GSD | 1 | 1 | 1 | 1 | 1 | 1 | 1 | 1 | 1 | 1 | 1 | 1 | CreNgsd203 | CreN | gsd | 203 | 41.0382 | 223.357 | [30 empty] | 0.0011501 | 0.00012842 | 0.00053585
203 | Building Envelope | Insulation | Retail | Existing | Ceiling Insulation(R19 to R49) | 0.99938 | 0.30561 |  | 3134.72 | 1 | 0.3058 | 3136.6778 | 30 |  | 18242.95 | 18254.3435 | Per End Use Consumption | GSD | 1 | 1 | 1 | 1 | 1 | 1 | 1 | 1 | 1 | 1 | 1 | 1 | CrtEgsd203 | CrtE | gsd | 203 | 188.0832 | 188.2007 | [30 empty] | 1.7733 | 0.42868 | 1.1076
203 | Building Envelope | Insulation | Retail | New | Ceiling Insulation(R19 to R49) | 0.99938 | 0.30561 |  | 3134.72 | 1 | 0.3058 | 3136.6778 | 30 |  | 18242.95 | 18254.3435 | Per End Use Consumption | GSD | 1 | 1 | 1 | 1 | 1 | 1 | 1 | 1 | 1 | 1 | 1 | 1 | CrtNgsd203 | CrtN | gsd | 203 | 188.0832 | 188.2007 | [30 empty] | 0.0080236 | 0.001746 | 0.0063361
203 | Building Envelope | Insulation | Schools K-12 | Existing | Ceiling Insulation(R19 to R49) | 0.95514 | 0.3096 |  | 3003.64 | 1 | 0.32414 | 3144.7275 | 30 |  | 20054.96 | 20996.9851 | Per End Use Consumption | GSD | 1 | 1 | 1 | 1 | 1 | 1 | 1 | 1 | 1 | 1 | 1 | 1 | CscEgsd203 | CscE | gsd | 203 | 180.2184 | 188.6837 | [30 empty] | 0.08338 | 0.023514 | 0.029118
203 | Building Envelope | Insulation | Schools K-12 | New | Ceiling Insulation(R19 to R49) | 0.95514 | 0.3096 |  | 3003.64 | 1 | 0.32414 | 3144.7275 | 30 |  | 20054.96 | 20996.9851 | Per End Use Consumption | GSD | 1 | 1 | 1 | 1 | 1 | 1 | 1 | 1 | 1 | 1 | 1 | 1 | CscNgsd203 | CscN | gsd | 203 | 180.2184 | 188.6837 | [30 empty] | 0.00037152 | 9.7621e-05 | 0.00017865
203 | Building Envelope | Insulation | Warehouse | Existing | Ceiling Insulation(R19 to R49) | 0.13378 | 0.050461 |  | 423.82 | 1 | 0.37719 | 3168.0131 | 30 |  | 12804.3 | 95710.8906 | Per End Use Consumption | GSD | 1 | 1 | 1 | 1 | 1 | 1 | 1 | 1 | 1 | 1 | 1 | 1 | CwaEgsd203 | CwaE | gsd | 203 | 25.4292 | 190.0808 | [30 empty] | 0.0081573 | 0.00089483 | 0.012463
203 | Building Envelope | Insulation | Warehouse | New | Ceiling Insulation(R19 to R49) | 0.13378 | 0.050461 |  | 423.82 | 1 | 0.37719 | 3168.0131 | 30 |  | 12804.3 | 95710.8906 | Per End Use Consumption | GSD | 1 | 1 | 1 | 1 | 1 | 1 | 1 | 1 | 1 | 1 | 1 | 1 | CwaNgsd203 | CwaN | gsd | 203 | 25.4292 | 190.0808 | [30 empty] | 4.4608e-05 | 3.7495e-06 | 7.5977e-05
204 | Building Envelope | Insulation | Assembly | Existing | Ceiling Insulation(R2 to R30) | 1.8917 | 0.31705 |  | 5818.89 | 1 | 0.1676 | 3076.0128 | 30 |  | 7891.14 | 4171.4567 | Per End Use Consumption | GSD | 1 | 1 | 1 | 1 | 1 | 1 | 1 | 1 | 1 | 1 | 1 | 1 | CasEgsd204 | CasE | gsd | 204 | 292.5924 | 154.6718 | [30 empty] | 0.041556 | 0.0062251 | 0.05209
204 | Building Envelope | Insulation | Assembly | New | Ceiling Insulation(R2 to R30) | 1.8917 | 0.31705 |  | 5818.89 | 1 | 0.1676 | 3076.0128 | 30 |  | 7891.14 | 4171.4567 | Per End Use Consumption | GSD | 1 | 1 | 1 | 1 | 1 | 1 | 1 | 1 | 1 | 1 | 1 | 1 | CasNgsd204 | CasN | gsd | 204 | 292.5924 | 154.6718 | [30 empty] | 0 | 0 | 0
204 | Building Envelope | Insulation | College and University | Existing | Ceiling Insulation(R2 to R30) | 1.9144 | 0.040123 |  | 9650.76 | 1 | 0.020958 | 5041.0698 | 30 |  | 11824.48 | 6176.5114 | Per End Use Consumption | GSD | 1 | 1 | 1 | 1 | 1 | 1 | 1 | 1 | 1 | 1 | 1 | 1 | CcoEgsd204 | CcoE | gsd | 204 | 485.2711 | 253.4811 | [30 empty] | 0.011511 | 0.0022092 | 0.00011824
204 | Building Envelope | Insulation | College and University | New | Ceiling Insulation(R2 to R30) | 1.9144 | 0.040123 |  | 9650.76 | 1 | 0.020958 | 5041.0698 | 30 |  | 11824.48 | 6176.5114 | Per End Use Consumption | GSD | 1 | 1 | 1 | 1 | 1 | 1 | 1 | 1 | 1 | 1 | 1 | 1 | CcoNgsd204 | CcoN | gsd | 204 | 485.2711 | 253.4811 | [30 empty] | 0 | 0 | 0
204 | Building Envelope | Insulation | Data Center | Existing | Ceiling Insulation(R2 to R30) | 11.2288 | 0.22734 |  | 56563.42 | 1 | 0.020246 | 5037.3699 | 30 |  | 37316.79 | 3323.3223 | Per End Use Consumption | GSD | 1 | 1 | 1 | 1 | 1 | 1 | 1 | 1 | 1 | 1 | 1 | 1 | CdaEgsd204 | CdaE | gsd | 204 | 2844.1898 | 253.2951 | [30 empty] | 0.0019309 | 0.00037613 | 1.4584e-05
204 | Building Envelope | Insulation | Data Center | New | Ceiling Insulation(R2 to R30) | 11.2288 | 0.22734 |  | 56563.42 | 1 | 0.020246 | 5037.3699 | 30 |  | 37316.79 | 3323.3223 | Per End Use Consumption | GSD | 1 | 1 | 1 | 1 | 1 | 1 | 1 | 1 | 1 | 1 | 1 | 1 | CdaNgsd204 | CdaN | gsd | 204 | 2844.1898 | 253.2951 | [30 empty] | 0 | 0 | 0
204 | Building Envelope | Insulation | Grocery | Existing | Ceiling Insulation(R2 to R30) | 0.21648 | 0.044936 |  | 821.86 | 1 | 0.20758 | 3796.4467 | 30 |  | 1919.28 | 8865.7974 | Per End Use Consumption | GSD | 1 | 1 | 1 | 1 | 1 | 1 | 1 | 1 | 1 | 1 | 1 | 1 | CgrEgsd204 | CgrE | gsd | 204 | 41.3258 | 190.8975 | [30 empty] | 0.014016 | 0.0030165 | 0.002597
204 | Building Envelope | Insulation | Grocery | New | Ceiling Insulation(R2 to R30) | 0.21648 | 0.044936 |  | 821.86 | 1 | 0.20758 | 3796.4467 | 30 |  | 1919.28 | 8865.7974 | Per End Use Consumption | GSD | 1 | 1 | 1 | 1 | 1 | 1 | 1 | 1 | 1 | 1 | 1 | 1 | CgrNgsd204 | CgrN | gsd | 204 | 41.3258 | 190.8975 | [30 empty] | 0 | 0 | 0
204 | Building Envelope | Insulation | Healthcare | Existing | Ceiling Insulation(R2 to R30) | 1.659 | 0.027789 |  | 8326.81 | 1 | 0.01675 | 5019.1988 | 30 |  | 5222.47 | 3147.978 | Per End Use Consumption | GSD | 1 | 1 | 1 | 1 | 1 | 1 | 1 | 1 | 1 | 1 | 1 | 1 | CheEgsd204 | CheE | gsd | 204 | 418.6987 | 252.3814 | [30 empty] | 0.0065002 | 0 | 0.0012506
204 | Building Envelope | Insulation | Healthcare | New | Ceiling Insulation(R2 to R30) | 1.659 | 0.027789 |  | 8326.81 | 1 | 0.01675 | 5019.1988 | 30 |  | 5222.47 | 3147.978 | Per End Use Consumption | GSD | 1 | 1 | 1 | 1 | 1 | 1 | 1 | 1 | 1 | 1 | 1 | 1 | CheNgsd204 | CheN | gsd | 204 | 418.6987 | 252.3814 | [30 empty] | 0 | 0 | 0
204 | Building Envelope | Insulation | Hospitals | Existing | Ceiling Insulation(R2 to R30) | 15.8142 | 0.32018 |  | 79661.77 | 1 | 0.020246 | 5037.3699 | 30 |  | 52555.54 | 3323.3218 | Per End Use Consumption | GSD | 1 | 1 | 1 | 1 | 1 | 1 | 1 | 1 | 1 | 1 | 1 | 1 | ChoEgsd204 | ChoE | gsd | 204 | 4005.6488 | 253.2951 | [30 empty] | 0.0012311 | 0 | 0.00023685
204 | Building Envelope | Insulation | Hospitals | New | Ceiling Insulation(R2 to R30) | 15.8142 | 0.32018 |  | 79661.77 | 1 | 0.020246 | 5037.3699 | 30 |  | 52555.54 | 3323.3218 | Per End Use Consumption | GSD | 1 | 1 | 1 | 1 | 1 | 1 | 1 | 1 | 1 | 1 | 1 | 1 | ChoNgsd204 | ChoN | gsd | 204 | 4005.6488 | 253.2951 | [30 empty] | 0 | 0 | 0
204 | Building Envelope | Insulation | Institutional | Existing | Ceiling Insulation(R2 to R30) | 0.55325 | 0.020551 |  | 2835.52 | 1 | 0.037146 | 5125.2113 | 30 |  | 7012.96 | 12675.9473 | Per End Use Consumption | GSD | 1 | 1 | 1 | 1 | 1 | 1 | 1 | 1 | 1 | 1 | 1 | 1 | CinEgsd204 | CinE | gsd | 204 | 142.579 | 257.712 | [30 empty] | 0.038278 | 0.0069228 | 0.00079531
204 | Building Envelope | Insulation | Institutional | New | Ceiling Insulation(R2 to R30) | 0.55325 | 0.020551 |  | 2835.52 | 1 | 0.037146 | 5125.2113 | 30 |  | 7012.96 | 12675.9473 | Per End Use Consumption | GSD | 1 | 1 | 1 | 1 | 1 | 1 | 1 | 1 | 1 | 1 | 1 | 1 | CinNgsd204 | CinN | gsd | 204 | 142.579 | 257.712 | [30 empty] | 0 | 0 | 0
204 | Building Envelope | Insulation | Lodging/Hospitality | Existing | Ceiling Insulation(R2 to R30) | 2.5124 | 0.13397 |  | 13322.39 | 1 | 0.053322 | 5302.6092 | 30 |  | 11030.35 | 4390.326 | Per End Use Consumption | GSD | 1 | 1 | 1 | 1 | 1 | 1 | 1 | 1 | 1 | 1 | 1 | 1 | CloEgsd204 | CloE | gsd | 204 | 669.8924 | 266.6322 | [30 empty] | 0.020876 | 0.0035174 | 0.0016528
204 | Building Envelope | Insulation | Lodging/Hospitality | New | Ceiling Insulation(R2 to R30) | 2.5124 | 0.13397 |  | 13322.39 | 1 | 0.053322 | 5302.6092 | 30 |  | 11030.35 | 4390.326 | Per End Use Consumption | GSD | 1 | 1 | 1 | 1 | 1 | 1 | 1 | 1 | 1 | 1 | 1 | 1 | CloNgsd204 | CloN | gsd | 204 | 669.8924 | 266.6322 | [30 empty] | 0 | 0 | 0
204 | Building Envelope | Insulation | Miscellaneous | Existing | Ceiling Insulation(R2 to R30) | 2.2635 | 0.37043 |  | 6958.73 | 1 | 0.16365 | 3074.2786 | 30 |  | 16902.5 | 7467.31 | Per End Use Consumption | GSD | 1 | 1 | 1 | 1 | 1 | 1 | 1 | 1 | 1 | 1 | 1 | 1 | CmiEgsd204 | CmiE | gsd | 204 | 349.9072 | 154.5846 | [30 empty] | 0.0088547 | 0 | 0.020172
204 | Building Envelope | Insulation | Miscellaneous | New | Ceiling Insulation(R2 to R30) | 2.2635 | 0.37043 |  | 6958.73 | 1 | 0.16365 | 3074.2786 | 30 |  | 16902.5 | 7467.31 | Per End Use Consumption | GSD | 1 | 1 | 1 | 1 | 1 | 1 | 1 | 1 | 1 | 1 | 1 | 1 | CmiNgsd204 | CmiN | gsd | 204 | 349.9072 | 154.5846 | [30 empty] | 0 | 0 | 0
204 | Building Envelope | Insulation | Offices | Existing | Ceiling Insulation(R2 to R30) | 2.3474 | 0.20654 |  | 7138.64 | 1 | 0.087985 | 3041.0652 | 30 |  | 8698.9 | 3705.737 | Per End Use Consumption | GSD | 1 | 1 | 1 | 1 | 1 | 1 | 1 | 1 | 1 | 1 | 1 | 1 | CofEgsd204 | CofE | gsd | 204 | 358.9537 | 152.9145 | [30 empty] | 0.3659 | 0.11489 | 0.047738
204 | Building Envelope | Insulation | Offices | New | Ceiling Insulation(R2 to R30) | 2.3474 | 0.20654 |  | 7138.64 | 1 | 0.087985 | 3041.0652 | 30 |  | 8698.9 | 3705.737 | Per End Use Consumption | GSD | 1 | 1 | 1 | 1 | 1 | 1 | 1 | 1 | 1 | 1 | 1 | 1 | CofNgsd204 | CofN | gsd | 204 | 358.9537 | 152.9145 | [30 empty] | 0 | 0 | 0
204 | Building Envelope | Insulation | Restaurants | Existing | Ceiling Insulation(R2 to R30) | 0.95031 | 0.14332 |  | 3537.61 | 1 | 0.15082 | 3722.596 | 30 |  | 2871.94 | 3022.1173 | Per End Use Consumption | GSD | 1 | 1 | 1 | 1 | 1 | 1 | 1 | 1 | 1 | 1 | 1 | 1 | CreEgsd204 | CreE | gsd | 204 | 177.8824 | 187.184 | [30 empty] | 0.032553 | 0.0045726 | 0.012626
204 | Building Envelope | Insulation | Restaurants | New | Ceiling Insulation(R2 to R30) | 0.95031 | 0.14332 |  | 3537.61 | 1 | 0.15082 | 3722.596 | 30 |  | 2871.94 | 3022.1173 | Per End Use Consumption | GSD | 1 | 1 | 1 | 1 | 1 | 1 | 1 | 1 | 1 | 1 | 1 | 1 | CreNgsd204 | CreN | gsd | 204 | 177.8824 | 187.184 | [30 empty] | 0 | 0 | 0
204 | Building Envelope | Insulation | Retail | Existing | Ceiling Insulation(R2 to R30) | 5.169 | 1.5806 |  | 16213.45 | 1 | 0.30579 | 3136.6732 | 30 |  | 16970.18 | 3283.071 | Per End Use Consumption | GSD | 1 | 1 | 1 | 1 | 1 | 1 | 1 | 1 | 1 | 1 | 1 | 1 | CrtEgsd204 | CrtE | gsd | 204 | 815.2642 | 157.722 | [30 empty] | 0.38586 | 0.10618 | 0.1528
204 | Building Envelope | Insulation | Retail | New | Ceiling Insulation(R2 to R30) | 5.169 | 1.5806 |  | 16213.45 | 1 | 0.30579 | 3136.6732 | 30 |  | 16970.18 | 3283.071 | Per End Use Consumption | GSD | 1 | 1 | 1 | 1 | 1 | 1 | 1 | 1 | 1 | 1 | 1 | 1 | CrtNgsd204 | CrtN | gsd | 204 | 815.2642 | 157.722 | [30 empty] | 0 | 0 | 0
204 | Building Envelope | Insulation | Schools K-12 | Existing | Ceiling Insulation(R2 to R30) | 4.9402 | 1.6014 |  | 15535.52 | 1 | 0.32415 | 3144.7304 | 30 |  | 18655.77 | 3776.3376 | Per End Use Consumption | GSD | 1 | 1 | 1 | 1 | 1 | 1 | 1 | 1 | 1 | 1 | 1 | 1 | CscEgsd204 | CscE | gsd | 204 | 781.1757 | 158.1271 | [30 empty] | 0.013861 | 0.0040458 | 0.0039036
204 | Building Envelope | Insulation | Schools K-12 | New | Ceiling Insulation(R2 to R30) | 4.9402 | 1.6014 |  | 15535.52 | 1 | 0.32415 | 3144.7304 | 30 |  | 18655.77 | 3776.3376 | Per End Use Consumption | GSD | 1 | 1 | 1 | 1 | 1 | 1 | 1 | 1 | 1 | 1 | 1 | 1 | CscNgsd204 | CscN | gsd | 204 | 781.1757 | 158.1271 | [30 empty] | 0 | 0 | 0
204 | Building Envelope | Insulation | Warehouse | Existing | Ceiling Insulation(R2 to R30) | 0.69195 | 0.26103 |  | 2192.11 | 1 | 0.37724 | 3168.0349 | 30 |  | 11910.98 | 17213.7347 | Per End Use Consumption | GSD | 1 | 1 | 1 | 1 | 1 | 1 | 1 | 1 | 1 | 1 | 1 | 1 | CwaEgsd204 | CwaE | gsd | 204 | 110.2263 | 159.2989 | [30 empty] | 0.0011311 | 0.00013265 | 0.0016696
204 | Building Envelope | Insulation | Warehouse | New | Ceiling Insulation(R2 to R30) | 0.69195 | 0.26103 |  | 2192.11 | 1 | 0.37724 | 3168.0349 | 30 |  | 11910.98 | 17213.7347 | Per End Use Consumption | GSD | 1 | 1 | 1 | 1 | 1 | 1 | 1 | 1 | 1 | 1 | 1 | 1 | CwaNgsd204 | CwaN | gsd | 204 | 110.2263 | 159.2989 | [30 empty] | 0 | 0 | 0
205 | Building Envelope | Insulation | Assembly | Existing | Ceiling Insulation(R2 to R38) | 1.9714 | 0.3304 |  | 6063.9 | 1 | 0.1676 | 3076.0128 | 30 |  | 10061.2 | 5103.7089 | Per End Use Consumption | GSD | 1 | 1 | 1 | 1 | 1 | 1 | 1 | 1 | 1 | 1 | 1 | 1 | CasEgsd205 | CasE | gsd | 205 | 304.9123 | 154.6718 | [30 empty] | 0.024364 | 0.0036503 | 0.030537
205 | Building Envelope | Insulation | Assembly | New | Ceiling Insulation(R2 to R38) | 1.9714 | 0.3304 |  | 6063.9 | 1 | 0.1676 | 3076.0128 | 30 |  | 10061.2 | 5103.7089 | Per End Use Consumption | GSD | 1 | 1 | 1 | 1 | 1 | 1 | 1 | 1 | 1 | 1 | 1 | 1 | CasNgsd205 | CasN | gsd | 205 | 304.9123 | 154.6718 | [30 empty] | 0 | 0 | 0
205 | Building Envelope | Insulation | College and University | Existing | Ceiling Insulation(R2 to R38) | 1.995 | 0.041812 |  | 10057.1 | 1 | 0.020958 | 5041.0694 | 30 |  | 15076.22 | 7556.8773 | Per End Use Consumption | GSD | 1 | 1 | 1 | 1 | 1 | 1 | 1 | 1 | 1 | 1 | 1 | 1 | CcoEgsd205 | CcoE | gsd | 205 | 505.7032 | 253.4811 | [30 empty] | 0.0074221 | 0.0014318 | 6.9326e-05
205 | Building Envelope | Insulation | College and University | New | Ceiling Insulation(R2 to R38) | 1.995 | 0.041812 |  | 10057.1 | 1 | 0.020958 | 5041.0694 | 30 |  | 15076.22 | 7556.8773 | Per End Use Consumption | GSD | 1 | 1 | 1 | 1 | 1 | 1 | 1 | 1 | 1 | 1 | 1 | 1 | CcoNgsd205 | CcoN | gsd | 205 | 505.7032 | 253.4811 | [30 empty] | 0 | 0 | 0
205 | Building Envelope | Insulation | Data Center | Existing | Ceiling Insulation(R2 to R38) | 11.7015 | 0.23691 |  | 58945.03 | 1 | 0.020246 | 5037.3695 | 30 |  | 47578.9 | 4066.034 | Per End Use Consumption | GSD | 1 | 1 | 1 | 1 | 1 | 1 | 1 | 1 | 1 | 1 | 1 | 1 | CdaEgsd205 | CdaE | gsd | 205 | 2963.9448 | 253.2951 | [30 empty] | 0.0011344 | 0.00022086 | 8.6803e-06
205 | Building Envelope | Insulation | Data Center | New | Ceiling Insulation(R2 to R38) | 11.7015 | 0.23691 |  | 58945.03 | 1 | 0.020246 | 5037.3695 | 30 |  | 47578.9 | 4066.034 | Per End Use Consumption | GSD | 1 | 1 | 1 | 1 | 1 | 1 | 1 | 1 | 1 | 1 | 1 | 1 | CdaNgsd205 | CdaN | gsd | 205 | 2963.9448 | 253.2951 | [30 empty] | 0 | 0 | 0
205 | Building Envelope | Insulation | Grocery | Existing | Ceiling Insulation(R2 to R38) | 0.2256 | 0.046827 |  | 856.47 | 1 | 0.20757 | 3796.4359 | 30 |  | 2447.08 | 10847.0609 | Per End Use Consumption | GSD | 1 | 1 | 1 | 1 | 1 | 1 | 1 | 1 | 1 | 1 | 1 | 1 | CgrEgsd205 | CgrE | gsd | 205 | 43.0661 | 190.8969 | [30 empty] | 0.0082198 | 0.0017692 | 0.0015224
205 | Building Envelope | Insulation | Grocery | New | Ceiling Insulation(R2 to R38) | 0.2256 | 0.046827 |  | 856.47 | 1 | 0.20757 | 3796.4359 | 30 |  | 2447.08 | 10847.0609 | Per End Use Consumption | GSD | 1 | 1 | 1 | 1 | 1 | 1 | 1 | 1 | 1 | 1 | 1 | 1 | CgrNgsd205 | CgrN | gsd | 205 | 43.0661 | 190.8969 | [30 empty] | 0 | 0 | 0
205 | Building Envelope | Insulation | Healthcare | Existing | Ceiling Insulation(R2 to R38) | 1.7288 | 0.028959 |  | 8677.41 | 1 | 0.01675 | 5019.1978 | 30 |  | 6658.64 | 3851.4985 | Per End Use Consumption | GSD | 1 | 1 | 1 | 1 | 1 | 1 | 1 | 1 | 1 | 1 | 1 | 1 | CheEgsd205 | CheE | gsd | 205 | 436.3279 | 252.3813 | [30 empty] | 0.0038107 | 0 | 0.00073313
205 | Building Envelope | Insulation | Healthcare | New | Ceiling Insulation(R2 to R38) | 1.7288 | 0.028959 |  | 8677.41 | 1 | 0.01675 | 5019.1978 | 30 |  | 6658.64 | 3851.4985 | Per End Use Consumption | GSD | 1 | 1 | 1 | 1 | 1 | 1 | 1 | 1 | 1 | 1 | 1 | 1 | CheNgsd205 | CheN | gsd | 205 | 436.3279 | 252.3813 | [30 empty] | 0 | 0 | 0
205 | Building Envelope | Insulation | Hospitals | Existing | Ceiling Insulation(R2 to R38) | 16.48 | 0.33366 |  | 83015.95 | 1 | 0.020246 | 5037.3698 | 30 |  | 67008.31 | 4066.0335 | Per End Use Consumption | GSD | 1 | 1 | 1 | 1 | 1 | 1 | 1 | 1 | 1 | 1 | 1 | 1 | ChoEgsd205 | ChoE | gsd | 205 | 4174.3077 | 253.2951 | [30 empty] | 0.00072168 | 0 | 0.00013884
205 | Building Envelope | Insulation | Hospitals | New | Ceiling Insulation(R2 to R38) | 16.48 | 0.33366 |  | 83015.95 | 1 | 0.020246 | 5037.3698 | 30 |  | 67008.31 | 4066.0335 | Per End Use Consumption | GSD | 1 | 1 | 1 | 1 | 1 | 1 | 1 | 1 | 1 | 1 | 1 | 1 | ChoNgsd205 | ChoN | gsd | 205 | 4174.3077 | 253.2951 | [30 empty] | 0 | 0 | 0
205 | Building Envelope | Insulation | Institutional | Existing | Ceiling Insulation(R2 to R38) | 0.57654 | 0.021417 |  | 2954.91 | 1 | 0.037147 | 5125.2155 | 30 |  | 8941.52 | 15508.8368 | Per End Use Consumption | GSD | 1 | 1 | 1 | 1 | 1 | 1 | 1 | 1 | 1 | 1 | 1 | 1 | CinEgsd205 | CinE | gsd | 205 | 148.5823 | 257.7122 | [30 empty] | 0.022455 | 0.0040615 | 0.00046626
205 | Building Envelope | Insulation | Institutional | New | Ceiling Insulation(R2 to R38) | 0.57654 | 0.021417 |  | 2954.91 | 1 | 0.037147 | 5125.2155 | 30 |  | 8941.52 | 15508.8368 | Per End Use Consumption | GSD | 1 | 1 | 1 | 1 | 1 | 1 | 1 | 1 | 1 | 1 | 1 | 1 | CinNgsd205 | CinN | gsd | 205 | 148.5823 | 257.7122 | [30 empty] | 0 | 0 | 0
205 | Building Envelope | Insulation | Lodging/Hospitality | Existing | Ceiling Insulation(R2 to R38) | 2.6182 | 0.13961 |  | 13883.34 | 1 | 0.053324 | 5302.6118 | 30 |  | 14063.7 | 5371.4986 | Per End Use Consumption | GSD | 1 | 1 | 1 | 1 | 1 | 1 | 1 | 1 | 1 | 1 | 1 | 1 | CloEgsd205 | CloE | gsd | 205 | 698.0988 | 266.6323 | [30 empty] | 0.012243 | 0.0020629 | 0.00096896
205 | Building Envelope | Insulation | Lodging/Hospitality | New | Ceiling Insulation(R2 to R38) | 2.6182 | 0.13961 |  | 13883.34 | 1 | 0.053324 | 5302.6118 | 30 |  | 14063.7 | 5371.4986 | Per End Use Consumption | GSD | 1 | 1 | 1 | 1 | 1 | 1 | 1 | 1 | 1 | 1 | 1 | 1 | CloNgsd205 | CloN | gsd | 205 | 698.0988 | 266.6323 | [30 empty] | 0 | 0 | 0
205 | Building Envelope | Insulation | Miscellaneous | Existing | Ceiling Insulation(R2 to R38) | 2.3588 | 0.38603 |  | 7251.73 | 1 | 0.16365 | 3074.2802 | 30 |  | 21550.69 | 9136.1454 | Per End Use Consumption | GSD | 1 | 1 | 1 | 1 | 1 | 1 | 1 | 1 | 1 | 1 | 1 | 1 | CmiEgsd205 | CmiE | gsd | 205 | 364.6402 | 154.5846 | [30 empty] | 0.0051908 | 0 | 0.011826
205 | Building Envelope | Insulation | Miscellaneous | New | Ceiling Insulation(R2 to R38) | 2.3588 | 0.38603 |  | 7251.73 | 1 | 0.16365 | 3074.2802 | 30 |  | 21550.69 | 9136.1454 | Per End Use Consumption | GSD | 1 | 1 | 1 | 1 | 1 | 1 | 1 | 1 | 1 | 1 | 1 | 1 | CmiNgsd205 | CmiN | gsd | 205 | 364.6402 | 154.5846 | [30 empty] | 0 | 0 | 0
205 | Building Envelope | Insulation | Offices | Existing | Ceiling Insulation(R2 to R38) | 2.4463 | 0.21522 |  | 7439.21 | 1 | 0.087978 | 3041.0622 | 30 |  | 11091.09 | 4533.9081 | Per End Use Consumption | GSD | 1 | 1 | 1 | 1 | 1 | 1 | 1 | 1 | 1 | 1 | 1 | 1 | CofEgsd205 | CofE | gsd | 205 | 374.0673 | 152.9143 | [30 empty] | 0.21468 | 0.06741 | 0.027982
205 | Building Envelope | Insulation | Offices | New | Ceiling Insulation(R2 to R38) | 2.4463 | 0.21522 |  | 7439.21 | 1 | 0.087978 | 3041.0622 | 30 |  | 11091.09 | 4533.9081 | Per End Use Consumption | GSD | 1 | 1 | 1 | 1 | 1 | 1 | 1 | 1 | 1 | 1 | 1 | 1 | CofNgsd205 | CofN | gsd | 205 | 374.0673 | 152.9143 | [30 empty] | 0 | 0 | 0
205 | Building Envelope | Insulation | Restaurants | Existing | Ceiling Insulation(R2 to R38) | 0.99032 | 0.14936 |  | 3686.56 | 1 | 0.15082 | 3722.5938 | 30 |  | 3661.73 | 3697.5211 | Per End Use Consumption | GSD | 1 | 1 | 1 | 1 | 1 | 1 | 1 | 1 | 1 | 1 | 1 | 1 | CreEgsd205 | CreE | gsd | 205 | 185.372 | 187.1839 | [30 empty] | 0.019346 | 0.0027549 | 0.0074017
205 | Building Envelope | Insulation | Restaurants | New | Ceiling Insulation(R2 to R38) | 0.99032 | 0.14936 |  | 3686.56 | 1 | 0.15082 | 3722.5938 | 30 |  | 3661.73 | 3697.5211 | Per End Use Consumption | GSD | 1 | 1 | 1 | 1 | 1 | 1 | 1 | 1 | 1 | 1 | 1 | 1 | CreNgsd205 | CreN | gsd | 205 | 185.372 | 187.1839 | [30 empty] | 0 | 0 | 0
205 | Building Envelope | Insulation | Retail | Existing | Ceiling Insulation(R2 to R38) | 5.3866 | 1.6472 |  | 16896.11 | 1 | 0.30579 | 3136.6725 | 30 |  | 21636.98 | 4016.7897 | Per End Use Consumption | GSD | 1 | 1 | 1 | 1 | 1 | 1 | 1 | 1 | 1 | 1 | 1 | 1 | CrtEgsd205 | CrtE | gsd | 205 | 849.5905 | 157.7219 | [30 empty] | 0.2265 | 0.062342 | 0.089585
205 | Building Envelope | Insulation | Retail | New | Ceiling Insulation(R2 to R38) | 5.3866 | 1.6472 |  | 16896.11 | 1 | 0.30579 | 3136.6725 | 30 |  | 21636.98 | 4016.7897 | Per End Use Consumption | GSD | 1 | 1 | 1 | 1 | 1 | 1 | 1 | 1 | 1 | 1 | 1 | 1 | CrtNgsd205 | CrtN | gsd | 205 | 849.5905 | 157.7219 | [30 empty] | 0 | 0 | 0
205 | Building Envelope | Insulation | Schools K-12 | Existing | Ceiling Insulation(R2 to R38) | 5.1482 | 1.6688 |  | 16189.66 | 1 | 0.32415 | 3144.731 | 30 |  | 23786.11 | 4620.2896 | Per End Use Consumption | GSD | 1 | 1 | 1 | 1 | 1 | 1 | 1 | 1 | 1 | 1 | 1 | 1 | CscEgsd205 | CscE | gsd | 205 | 814.0679 | 158.1271 | [30 empty] | 0.00813 | 0.0023732 | 0.0022885
205 | Building Envelope | Insulation | Schools K-12 | New | Ceiling Insulation(R2 to R38) | 5.1482 | 1.6688 |  | 16189.66 | 1 | 0.32415 | 3144.731 | 30 |  | 23786.11 | 4620.2896 | Per End Use Consumption | GSD | 1 | 1 | 1 | 1 | 1 | 1 | 1 | 1 | 1 | 1 | 1 | 1 | CscNgsd205 | CscN | gsd | 205 | 814.0679 | 158.1271 | [30 empty] | 0 | 0 | 0
205 | Building Envelope | Insulation | Warehouse | Existing | Ceiling Insulation(R2 to R38) | 0.72108 | 0.27203 |  | 2284.42 | 1 | 0.37726 | 3168.0422 | 30 |  | 15186.5 | 21060.6952 | Per End Use Consumption | GSD | 1 | 1 | 1 | 1 | 1 | 1 | 1 | 1 | 1 | 1 | 1 | 1 | CwaEgsd205 | CwaE | gsd | 205 | 114.8679 | 159.2993 | [30 empty] | 0.00066841 | 7.9519e-05 | 0.00097883
205 | Building Envelope | Insulation | Warehouse | New | Ceiling Insulation(R2 to R38) | 0.72108 | 0.27203 |  | 2284.42 | 1 | 0.37726 | 3168.0422 | 30 |  | 15186.5 | 21060.6952 | Per End Use Consumption | GSD | 1 | 1 | 1 | 1 | 1 | 1 | 1 | 1 | 1 | 1 | 1 | 1 | CwaNgsd205 | CwaN | gsd | 205 | 114.8679 | 159.2993 | [30 empty] | 0 | 0 | 0
206 | Building Envelope | Insulation | Assembly | Existing | Ceiling Insulation(R2 to R49) | 2.0384 | 0.34165 |  | 6270.16 | 1 | 0.16761 | 3076.0163 | 30 |  | 10357.12 | 5080.9979 | Per End Use Consumption | GSD | 1 | 1 | 1 | 1 | 1 | 1 | 1 | 1 | 1 | 1 | 1 | 1 | CasEgsd206 | CasE | gsd | 206 | 315.2837 | 154.6719 | [30 empty] | 0.07002 | 0.010495 | 0.08773
206 | Building Envelope | Insulation | Assembly | New | Ceiling Insulation(R2 to R49) | 2.0384 | 0.34165 |  | 6270.16 | 1 | 0.16761 | 3076.0163 | 30 |  | 10357.12 | 5080.9979 | Per End Use Consumption | GSD | 1 | 1 | 1 | 1 | 1 | 1 | 1 | 1 | 1 | 1 | 1 | 1 | CasNgsd206 | CasN | gsd | 206 | 315.2837 | 154.6719 | [30 empty] | 0 | 0 | 0
206 | Building Envelope | Insulation | College and University | Existing | Ceiling Insulation(R2 to R49) | 2.0629 | 0.043234 |  | 10399.18 | 1 | 0.020958 | 5041.0683 | 30 |  | 15519.64 | 7523.2437 | Per End Use Consumption | GSD | 1 | 1 | 1 | 1 | 1 | 1 | 1 | 1 | 1 | 1 | 1 | 1 | CcoEgsd206 | CcoE | gsd | 206 | 522.9041 | 253.481 | [30 empty] | 0.021402 | 0.0041294 | 0.00019924
206 | Building Envelope | Insulation | College and University | New | Ceiling Insulation(R2 to R49) | 2.0629 | 0.043234 |  | 10399.18 | 1 | 0.020958 | 5041.0683 | 30 |  | 15519.64 | 7523.2437 | Per End Use Consumption | GSD | 1 | 1 | 1 | 1 | 1 | 1 | 1 | 1 | 1 | 1 | 1 | 1 | CcoNgsd206 | CcoN | gsd | 206 | 522.9041 | 253.481 | [30 empty] | 0 | 0 | 0
206 | Building Envelope | Insulation | Data Center | Existing | Ceiling Insulation(R2 to R49) | 12.0996 | 0.24497 |  | 60949.97 | 1 | 0.020246 | 5037.3699 | 30 |  | 48978.28 | 4047.9382 | Per End Use Consumption | GSD | 1 | 1 | 1 | 1 | 1 | 1 | 1 | 1 | 1 | 1 | 1 | 1 | CdaEgsd206 | CdaE | gsd | 206 | 3064.7596 | 253.2951 | [30 empty] | 0.0032739 | 0.00063748 | 2.4961e-05
206 | Building Envelope | Insulation | Data Center | New | Ceiling Insulation(R2 to R49) | 12.0996 | 0.24497 |  | 60949.97 | 1 | 0.020246 | 5037.3699 | 30 |  | 48978.28 | 4047.9382 | Per End Use Consumption | GSD | 1 | 1 | 1 | 1 | 1 | 1 | 1 | 1 | 1 | 1 | 1 | 1 | CdaNgsd206 | CdaN | gsd | 206 | 3064.7596 | 253.2951 | [30 empty] | 0 | 0 | 0
206 | Building Envelope | Insulation | Grocery | Existing | Ceiling Insulation(R2 to R49) | 0.23327 | 0.048418 |  | 885.6 | 1 | 0.20756 | 3796.4251 | 30 |  | 2519.05 | 10798.7632 | Per End Use Consumption | GSD | 1 | 1 | 1 | 1 | 1 | 1 | 1 | 1 | 1 | 1 | 1 | 1 | CgrEgsd206 | CgrE | gsd | 206 | 44.5308 | 190.8964 | [30 empty] | 0.02364 | 0.0050901 | 0.0043733
206 | Building Envelope | Insulation | Grocery | New | Ceiling Insulation(R2 to R49) | 0.23327 | 0.048418 |  | 885.6 | 1 | 0.20756 | 3796.4251 | 30 |  | 2519.05 | 10798.7632 | Per End Use Consumption | GSD | 1 | 1 | 1 | 1 | 1 | 1 | 1 | 1 | 1 | 1 | 1 | 1 | CgrNgsd206 | CgrN | gsd | 206 | 44.5308 | 190.8964 | [30 empty] | 0 | 0 | 0
206 | Building Envelope | Insulation | Healthcare | Existing | Ceiling Insulation(R2 to R49) | 1.7876 | 0.029944 |  | 8972.56 | 1 | 0.01675 | 5019.1979 | 30 |  | 6854.49 | 3834.3619 | Per End Use Consumption | GSD | 1 | 1 | 1 | 1 | 1 | 1 | 1 | 1 | 1 | 1 | 1 | 1 | CheEgsd206 | CheE | gsd | 206 | 451.169 | 252.3813 | [30 empty] | 0.010948 | 0 | 0.0021064
206 | Building Envelope | Insulation | Healthcare | New | Ceiling Insulation(R2 to R49) | 1.7876 | 0.029944 |  | 8972.56 | 1 | 0.01675 | 5019.1979 | 30 |  | 6854.49 | 3834.3619 | Per End Use Consumption | GSD | 1 | 1 | 1 | 1 | 1 | 1 | 1 | 1 | 1 | 1 | 1 | 1 | CheNgsd206 | CheN | gsd | 206 | 451.169 | 252.3813 | [30 empty] | 0 | 0 | 0
206 | Building Envelope | Insulation | Hospitals | Existing | Ceiling Insulation(R2 to R49) | 17.0406 | 0.34501 |  | 85839.62 | 1 | 0.020246 | 5037.3698 | 30 |  | 68979.15 | 4047.9383 | Per End Use Consumption | GSD | 1 | 1 | 1 | 1 | 1 | 1 | 1 | 1 | 1 | 1 | 1 | 1 | ChoEgsd206 | ChoE | gsd | 206 | 4316.2908 | 253.2951 | [30 empty] | 0.0020753 | 0 | 0.00039927
206 | Building Envelope | Insulation | Hospitals | New | Ceiling Insulation(R2 to R49) | 17.0406 | 0.34501 |  | 85839.62 | 1 | 0.020246 | 5037.3698 | 30 |  | 68979.15 | 4047.9383 | Per End Use Consumption | GSD | 1 | 1 | 1 | 1 | 1 | 1 | 1 | 1 | 1 | 1 | 1 | 1 | ChoNgsd206 | ChoN | gsd | 206 | 4316.2908 | 253.2951 | [30 empty] | 0 | 0 | 0
206 | Building Envelope | Insulation | Institutional | Existing | Ceiling Insulation(R2 to R49) | 0.59615 | 0.022144 |  | 3055.41 | 1 | 0.037145 | 5125.2048 | 30 |  | 9204.51 | 15439.8262 | Per End Use Consumption | GSD | 1 | 1 | 1 | 1 | 1 | 1 | 1 | 1 | 1 | 1 | 1 | 1 | CinEgsd206 | CinE | gsd | 206 | 153.6358 | 257.7117 | [30 empty] | 0.064638 | 0.011694 | 0.0013396
206 | Building Envelope | Insulation | Institutional | New | Ceiling Insulation(R2 to R49) | 0.59615 | 0.022144 |  | 3055.41 | 1 | 0.037145 | 5125.2048 | 30 |  | 9204.51 | 15439.8262 | Per End Use Consumption | GSD | 1 | 1 | 1 | 1 | 1 | 1 | 1 | 1 | 1 | 1 | 1 | 1 | CinNgsd206 | CinN | gsd | 206 | 153.6358 | 257.7117 | [30 empty] | 0 | 0 | 0
206 | Building Envelope | Insulation | Lodging/Hospitality | Existing | Ceiling Insulation(R2 to R49) | 2.7073 | 0.14436 |  | 14355.55 | 1 | 0.053321 | 5302.6084 | 30 |  | 14477.33 | 5347.5911 | Per End Use Consumption | GSD | 1 | 1 | 1 | 1 | 1 | 1 | 1 | 1 | 1 | 1 | 1 | 1 | CloEgsd206 | CloE | gsd | 206 | 721.843 | 266.6321 | [30 empty] | 0.036054 | 0.0060954 | 0.0027835
206 | Building Envelope | Insulation | Lodging/Hospitality | New | Ceiling Insulation(R2 to R49) | 2.7073 | 0.14436 |  | 14355.55 | 1 | 0.053321 | 5302.6084 | 30 |  | 14477.33 | 5347.5911 | Per End Use Consumption | GSD | 1 | 1 | 1 | 1 | 1 | 1 | 1 | 1 | 1 | 1 | 1 | 1 | CloNgsd206 | CloN | gsd | 206 | 721.843 | 266.6321 | [30 empty] | 0 | 0 | 0
206 | Building Envelope | Insulation | Miscellaneous | Existing | Ceiling Insulation(R2 to R49) | 2.4391 | 0.39915 |  | 7498.39 | 1 | 0.16365 | 3074.2787 | 30 |  | 22184.53 | 9095.4761 | Per End Use Consumption | GSD | 1 | 1 | 1 | 1 | 1 | 1 | 1 | 1 | 1 | 1 | 1 | 1 | CmiEgsd206 | CmiE | gsd | 206 | 377.043 | 154.5846 | [30 empty] | 0.014911 | 0 | 0.03397
206 | Building Envelope | Insulation | Miscellaneous | New | Ceiling Insulation(R2 to R49) | 2.4391 | 0.39915 |  | 7498.39 | 1 | 0.16365 | 3074.2787 | 30 |  | 22184.53 | 9095.4761 | Per End Use Consumption | GSD | 1 | 1 | 1 | 1 | 1 | 1 | 1 | 1 | 1 | 1 | 1 | 1 | CmiNgsd206 | CmiN | gsd | 206 | 377.043 | 154.5846 | [30 empty] | 0 | 0 | 0
206 | Building Envelope | Insulation | Offices | Existing | Ceiling Insulation(R2 to R49) | 2.5295 | 0.22255 |  | 7692.25 | 1 | 0.087984 | 3041.0649 | 30 |  | 11417.3 | 4513.7314 | Per End Use Consumption | GSD | 1 | 1 | 1 | 1 | 1 | 1 | 1 | 1 | 1 | 1 | 1 | 1 | CofEgsd206 | CofE | gsd | 206 | 386.791 | 152.9145 | [30 empty] | 0.6182 | 0.19415 | 0.080382
206 | Building Envelope | Insulation | Offices | New | Ceiling Insulation(R2 to R49) | 2.5295 | 0.22255 |  | 7692.25 | 1 | 0.087984 | 3041.0649 | 30 |  | 11417.3 | 4513.7314 | Per End Use Consumption | GSD | 1 | 1 | 1 | 1 | 1 | 1 | 1 | 1 | 1 | 1 | 1 | 1 | CofNgsd206 | CofN | gsd | 206 | 386.791 | 152.9145 | [30 empty] | 0 | 0 | 0
206 | Building Envelope | Insulation | Restaurants | Existing | Ceiling Insulation(R2 to R49) | 1.024 | 0.15444 |  | 3811.96 | 1 | 0.15082 | 3722.5932 | 30 |  | 3769.42 | 3681.0505 | Per End Use Consumption | GSD | 1 | 1 | 1 | 1 | 1 | 1 | 1 | 1 | 1 | 1 | 1 | 1 | CreEgsd206 | CreE | gsd | 206 | 191.6775 | 187.1839 | [30 empty] | 0.055614 | 0.0079248 | 0.021265
206 | Building Envelope | Insulation | Restaurants | New | Ceiling Insulation(R2 to R49) | 1.024 | 0.15444 |  | 3811.96 | 1 | 0.15082 | 3722.5932 | 30 |  | 3769.42 | 3681.0505 | Per End Use Consumption | GSD | 1 | 1 | 1 | 1 | 1 | 1 | 1 | 1 | 1 | 1 | 1 | 1 | CreNgsd206 | CreN | gsd | 206 | 191.6775 | 187.1839 | [30 empty] | 0 | 0 | 0
206 | Building Envelope | Insulation | Retail | Existing | Ceiling Insulation(R2 to R49) | 5.5699 | 1.7032 |  | 17470.81 | 1 | 0.30579 | 3136.6719 | 30 |  | 22273.36 | 3998.9114 | Per End Use Consumption | GSD | 1 | 1 | 1 | 1 | 1 | 1 | 1 | 1 | 1 | 1 | 1 | 1 | CrtEgsd206 | CrtE | gsd | 206 | 878.4882 | 157.7219 | [30 empty] | 0.65481 | 0.17991 | 0.26114
206 | Building Envelope | Insulation | Retail | New | Ceiling Insulation(R2 to R49) | 5.5699 | 1.7032 |  | 17470.81 | 1 | 0.30579 | 3136.6719 | 30 |  | 22273.36 | 3998.9114 | Per End Use Consumption | GSD | 1 | 1 | 1 | 1 | 1 | 1 | 1 | 1 | 1 | 1 | 1 | 1 | CrtNgsd206 | CrtN | gsd | 206 | 878.4882 | 157.7219 | [30 empty] | 0 | 0 | 0
206 | Building Envelope | Insulation | Schools K-12 | Existing | Ceiling Insulation(R2 to R49) | 5.3233 | 1.7255 |  | 16740.32 | 1 | 0.32415 | 3144.73 | 30 |  | 24485.7 | 4599.7278 | Per End Use Consumption | GSD | 1 | 1 | 1 | 1 | 1 | 1 | 1 | 1 | 1 | 1 | 1 | 1 | CscEgsd206 | CscE | gsd | 206 | 841.7569 | 158.1271 | [30 empty] | 0.023394 | 0.0068303 | 0.0065751
206 | Building Envelope | Insulation | Schools K-12 | New | Ceiling Insulation(R2 to R49) | 5.3233 | 1.7255 |  | 16740.32 | 1 | 0.32415 | 3144.73 | 30 |  | 24485.7 | 4599.7278 | Per End Use Consumption | GSD | 1 | 1 | 1 | 1 | 1 | 1 | 1 | 1 | 1 | 1 | 1 | 1 | CscNgsd206 | CscN | gsd | 206 | 841.7569 | 158.1271 | [30 empty] | 0 | 0 | 0
206 | Building Envelope | Insulation | Warehouse | Existing | Ceiling Insulation(R2 to R49) | 0.74561 | 0.28128 |  | 2362.12 | 1 | 0.37725 | 3168.0401 | 30 |  | 15633.16 | 20966.961 | Per End Use Consumption | GSD | 1 | 1 | 1 | 1 | 1 | 1 | 1 | 1 | 1 | 1 | 1 | 1 | CwaEgsd206 | CwaE | gsd | 206 | 118.775 | 159.2992 | [30 empty] | 0.0019218 | 0.00022893 | 0.0028122
206 | Building Envelope | Insulation | Warehouse | New | Ceiling Insulation(R2 to R49) | 0.74561 | 0.28128 |  | 2362.12 | 1 | 0.37725 | 3168.0401 | 30 |  | 15633.16 | 20966.961 | Per End Use Consumption | GSD | 1 | 1 | 1 | 1 | 1 | 1 | 1 | 1 | 1 | 1 | 1 | 1 | CwaNgsd206 | CwaN | gsd | 206 | 118.775 | 159.2992 | [30 empty] | 0 | 0 | 0
207 | Building Envelope | Insulation | Assembly | Existing | Floor Insulation | 0.45912 | 0.60275 |  | 1643.07 | 1 | 1.3128 | 3578.717 | 20 |  | 21461.17 | 46743.8726 | Per End Use Consumption | GSD | 0.57723 | 0.60437 | 0.83705 | 1.097 | 1.2026 | 1.2026 | 1.289 | 1.2891 | 1.2453 | 1.1192 | 0.77553 | 0.85362 | CasEgsd207 | CasE | gsd | 207 | 98.5842 | 214.723 | [30 empty] | 0.47531 | 0.01454 | 0.98338
207 | Building Envelope | Insulation | Assembly | New | Floor Insulation | 0.45912 | 0.60275 |  | 1643.07 | 1 | 1.3128 | 3578.717 | 20 |  | 21461.17 | 46743.8726 | Per End Use Consumption | GSD | 0.57723 | 0.60437 | 0.83705 | 1.097 | 1.2026 | 1.2026 | 1.289 | 1.2891 | 1.2453 | 1.1192 | 0.77553 | 0.85362 | CasNgsd207 | CasN | gsd | 207 | 98.5842 | 214.723 | [30 empty] | 0.007158 | 0.00016202 | 0.015199
207 | Building Envelope | Insulation | College and University | Existing | Floor Insulation | 0.4188 | 0.076275 |  | 2462.06 | 1 | 0.18213 | 5878.7807 | 20 |  | 33583.25 | 80188.3636 | Per End Use Consumption | GSD | 0.57723 | 0.60437 | 0.83705 | 1.097 | 1.2026 | 1.2026 | 1.289 | 1.2891 | 1.2453 | 1.1192 | 0.77553 | 0.85362 | CcoEgsd207 | CcoE | gsd | 207 | 147.7236 | 352.7268 | [30 empty] | 0.014107 | 0.0016028 | 0.0011932
207 | Building Envelope | Insulation | College and University | New | Floor Insulation | 0.4188 | 0.076275 |  | 2462.06 | 1 | 0.18213 | 5878.7807 | 20 |  | 33583.25 | 80188.3636 | Per End Use Consumption | GSD | 0.57723 | 0.60437 | 0.83705 | 1.097 | 1.2026 | 1.2026 | 1.289 | 1.2891 | 1.2453 | 1.1192 | 0.77553 | 0.85362 | CcoNgsd207 | CcoN | gsd | 207 | 147.7236 | 352.7268 | [30 empty] | 0.00017782 | 1.6746e-05 | 1.8322e-05
207 | Building Envelope | Insulation | Data Center | Existing | Floor Insulation | 1.3217 | 0.24071 |  | 7769.99 | 1 | 0.18212 | 5878.768 | 20 |  | 143882.78 | 108861.5927 | Per End Use Consumption | GSD | 0.57723 | 0.60437 | 0.83705 | 1.097 | 1.2026 | 1.2026 | 1.289 | 1.2891 | 1.2453 | 1.1192 | 0.77553 | 0.85362 | CdaEgsd207 | CdaE | gsd | 207 | 466.1994 | 352.7261 | [30 empty] | 0.00056714 | 7.1882e-05 | 4.0903e-05
207 | Building Envelope | Insulation | Data Center | New | Floor Insulation | 1.3217 | 0.24071 |  | 7769.99 | 1 | 0.18212 | 5878.768 | 20 |  | 143882.78 | 108861.5927 | Per End Use Consumption | GSD | 0.57723 | 0.60437 | 0.83705 | 1.097 | 1.2026 | 1.2026 | 1.289 | 1.2891 | 1.2453 | 1.1192 | 0.77553 | 0.85362 | CdaNgsd207 | CdaN | gsd | 207 | 466.1994 | 352.7261 | [30 empty] | 7.2574e-06 | 8.0456e-07 | 6.3282e-07
207 | Building Envelope | Insulation | Grocery | Existing | Floor Insulation | 0.095078 | 0.049455 |  | 399.63 | 1 | 0.52015 | 4203.1643 | 20 |  | 3667.06 | 38568.8156 | Per End Use Consumption | GSD | 0.57723 | 0.60437 | 0.83705 | 1.097 | 1.2026 | 1.2026 | 1.289 | 1.2891 | 1.2453 | 1.1192 | 0.77553 | 0.85362 | CgrEgsd207 | CgrE | gsd | 207 | 23.9778 | 252.1899 | [30 empty] | 0.12565 | 0.019345 | 0.044136
207 | Building Envelope | Insulation | Grocery | New | Floor Insulation | 0.095078 | 0.049455 |  | 399.63 | 1 | 0.52015 | 4203.1643 | 20 |  | 3667.06 | 38568.8156 | Per End Use Consumption | GSD | 0.57723 | 0.60437 | 0.83705 | 1.097 | 1.2026 | 1.2026 | 1.289 | 1.2891 | 1.2453 | 1.1192 | 0.77553 | 0.85362 | CgrNgsd207 | CgrN | gsd | 207 | 23.9778 | 252.1899 | [30 empty] | 0.0016238 | 0.00020877 | 0.00068217
207 | Building Envelope | Insulation | Healthcare | Existing | Floor Insulation | 0.18497 | 0.033687 |  | 1087.41 | 1 | 0.18212 | 5878.7601 | 20 |  | 13124.57 | 70954.101 | Per End Use Consumption | GSD | 0.57723 | 0.60437 | 0.83705 | 1.097 | 1.2026 | 1.2026 | 1.289 | 1.2891 | 1.2453 | 1.1192 | 0.77553 | 0.85362 | CheEgsd207 | CheE | gsd | 207 | 65.2446 | 352.7256 | [30 empty] | 0.031995 | 0 | 0.0061556
207 | Building Envelope | Insulation | Healthcare | New | Floor Insulation | 0.18497 | 0.033687 |  | 1087.41 | 1 | 0.18212 | 5878.7601 | 20 |  | 13124.57 | 70954.101 | Per End Use Consumption | GSD | 0.57723 | 0.60437 | 0.83705 | 1.097 | 1.2026 | 1.2026 | 1.289 | 1.2891 | 1.2453 | 1.1192 | 0.77553 | 0.85362 | CheNgsd207 | CheN | gsd | 207 | 65.2446 | 352.7256 | [30 empty] | 0.00049097 | 0 | 9.4457e-05
207 | Building Envelope | Insulation | Hospitals | Existing | Floor Insulation | 1.8614 | 0.33901 |  | 10942.96 | 1 | 0.18212 | 5878.7677 | 20 |  | 259631.25 | 139478.8803 | Per End Use Consumption | GSD | 0.57723 | 0.60437 | 0.83705 | 1.097 | 1.2026 | 1.2026 | 1.289 | 1.2891 | 1.2453 | 1.1192 | 0.77553 | 0.85362 | ChoEgsd207 | ChoE | gsd | 207 | 656.5776 | 352.7261 | [30 empty] | 0.012927 | 0 | 0.002487
207 | Building Envelope | Insulation | Hospitals | New | Floor Insulation | 1.8614 | 0.33901 |  | 10942.96 | 1 | 0.18212 | 5878.7677 | 20 |  | 259631.25 | 139478.8803 | Per End Use Consumption | GSD | 0.57723 | 0.60437 | 0.83705 | 1.097 | 1.2026 | 1.2026 | 1.289 | 1.2891 | 1.2453 | 1.1192 | 0.77553 | 0.85362 | ChoNgsd207 | ChoN | gsd | 207 | 656.5776 | 352.7261 | [30 empty] | 0.00019962 | 0 | 3.8405e-05
207 | Building Envelope | Insulation | Institutional | Existing | Floor Insulation | 0.24839 | 0.045237 |  | 1460.21 | 1 | 0.18212 | 5878.7599 | 20 |  | 17141.39 | 69010.7011 | Per End Use Consumption | GSD | 0.57723 | 0.60437 | 0.83705 | 1.097 | 1.2026 | 1.2026 | 1.289 | 1.2891 | 1.2453 | 1.1192 | 0.77553 | 0.85362 | CinEgsd207 | CinE | gsd | 207 | 87.6126 | 352.7256 | [30 empty] | 0.21231 | 0.025276 | 0.016862
207 | Building Envelope | Insulation | Institutional | New | Floor Insulation | 0.24839 | 0.045237 |  | 1460.21 | 1 | 0.18212 | 5878.7599 | 20 |  | 17141.39 | 69010.7011 | Per End Use Consumption | GSD | 0.57723 | 0.60437 | 0.83705 | 1.097 | 1.2026 | 1.2026 | 1.289 | 1.2891 | 1.2453 | 1.1192 | 0.77553 | 0.85362 | CinNgsd207 | CinN | gsd | 207 | 87.6126 | 352.7256 | [30 empty] | 0.0028129 | 0.00029515 | 0.0002611
207 | Building Envelope | Insulation | Lodging/Hospitality | Existing | Floor Insulation | 0.36902 | 0.24361 |  | 2296.71 | 1 | 0.66016 | 6223.8632 | 20 |  | 59807.6 | 162072.8427 | Per End Use Consumption | GSD | 0.57723 | 0.60437 | 0.83705 | 1.097 | 1.2026 | 1.2026 | 1.289 | 1.2891 | 1.2453 | 1.1192 | 0.77553 | 0.85362 | CloEgsd207 | CloE | gsd | 207 | 137.8026 | 373.4318 | [30 empty] | 0.065949 | 0.0044109 | 0.028269
207 | Building Envelope | Insulation | Lodging/Hospitality | New | Floor Insulation | 0.36902 | 0.24361 |  | 2296.71 | 1 | 0.66016 | 6223.8632 | 20 |  | 59807.6 | 162072.8427 | Per End Use Consumption | GSD | 0.57723 | 0.60437 | 0.83705 | 1.097 | 1.2026 | 1.2026 | 1.289 | 1.2891 | 1.2453 | 1.1192 | 0.77553 | 0.85362 | CloNgsd207 | CloN | gsd | 207 | 137.8026 | 373.4318 | [30 empty] | 0.00049937 | 2.5476e-05 | 0.00024131
207 | Building Envelope | Insulation | Miscellaneous | Existing | Floor Insulation | 0.98343 | 1.2911 |  | 3519.39 | 1 | 1.3128 | 3578.7052 | 20 |  | 46550.84 | 47335.4003 | Per End Use Consumption | GSD | 0.57723 | 0.60437 | 0.83705 | 1.097 | 1.2026 | 1.2026 | 1.289 | 1.2891 | 1.2453 | 1.1192 | 0.77553 | 0.85362 | CmiEgsd207 | CmiE | gsd | 207 | 211.1634 | 214.7223 | [30 empty] | 0.60564 | 0 | 1.3797
207 | Building Envelope | Insulation | Miscellaneous | New | Floor Insulation | 0.98343 | 1.2911 |  | 3519.39 | 1 | 1.3128 | 3578.7052 | 20 |  | 46550.84 | 47335.4003 | Per End Use Consumption | GSD | 0.57723 | 0.60437 | 0.83705 | 1.097 | 1.2026 | 1.2026 | 1.289 | 1.2891 | 1.2453 | 1.1192 | 0.77553 | 0.85362 | CmiNgsd207 | CmiN | gsd | 207 | 211.1634 | 214.7223 | [30 empty] | 0.0037384 | 0 | 0.0085167
207 | Building Envelope | Insulation | Offices | Existing | Floor Insulation | 0.50612 | 0.66445 |  | 1811.26 | 1 | 1.3128 | 3578.7093 | 20 |  | 24406.66 | 48222.9729 | Per End Use Consumption | GSD | 0.57723 | 0.60437 | 0.83705 | 1.097 | 1.2026 | 1.2026 | 1.289 | 1.2891 | 1.2453 | 1.1192 | 0.77553 | 0.85362 | CofEgsd207 | CofE | gsd | 207 | 108.6756 | 214.7226 | [30 empty] | 0.33772 | 0.053926 | 0.40053
207 | Building Envelope | Insulation | Offices | New | Floor Insulation | 0.50612 | 0.66445 |  | 1811.26 | 1 | 1.3128 | 3578.7093 | 20 |  | 24406.66 | 48222.9729 | Per End Use Consumption | GSD | 0.57723 | 0.60437 | 0.83705 | 1.097 | 1.2026 | 1.2026 | 1.289 | 1.2891 | 1.2453 | 1.1192 | 0.77553 | 0.85362 | CofNgsd207 | CofN | gsd | 207 | 108.6756 | 214.7226 | [30 empty] | 0.0042197 | 0.00056525 | 0.0057468
207 | Building Envelope | Insulation | Restaurants | Existing | Floor Insulation | 0.14227 | 0.074003 |  | 597.99 | 1 | 0.52015 | 4203.1584 | 20 |  | 6871.43 | 48297.9792 | Per End Use Consumption | GSD | 0.57723 | 0.60437 | 0.83705 | 1.097 | 1.2026 | 1.2026 | 1.289 | 1.2891 | 1.2453 | 1.1192 | 0.77553 | 0.85362 | CreEgsd207 | CreE | gsd | 207 | 35.8794 | 252.1895 | [30 empty] | 0.056246 | 0.0034375 | 0.033911
207 | Building Envelope | Insulation | Restaurants | New | Floor Insulation | 0.14227 | 0.074003 |  | 597.99 | 1 | 0.52015 | 4203.1584 | 20 |  | 6871.43 | 48297.9792 | Per End Use Consumption | GSD | 0.57723 | 0.60437 | 0.83705 | 1.097 | 1.2026 | 1.2026 | 1.289 | 1.2891 | 1.2453 | 1.1192 | 0.77553 | 0.85362 | CreNgsd207 | CreN | gsd | 207 | 35.8794 | 252.1895 | [30 empty] | 0.00074648 | 3.3155e-05 | 0.00048384
207 | Building Envelope | Insulation | Retail | Existing | Floor Insulation | 0.98736 | 1.2962 |  | 3533.48 | 1 | 1.3128 | 3578.7066 | 20 |  | 32131.85 | 32543.1202 | Per End Use Consumption | GSD | 0.57723 | 0.60437 | 0.83705 | 1.097 | 1.2026 | 1.2026 | 1.289 | 1.2891 | 1.2453 | 1.1192 | 0.77553 | 0.85362 | CrtEgsd207 | CrtE | gsd | 207 | 212.0088 | 214.7224 | [30 empty] | 0.80641 | 0.099269 | 1.1581
207 | Building Envelope | Insulation | Retail | New | Floor Insulation | 0.98736 | 1.2962 |  | 3533.48 | 1 | 1.3128 | 3578.7066 | 20 |  | 32131.85 | 32543.1202 | Per End Use Consumption | GSD | 0.57723 | 0.60437 | 0.83705 | 1.097 | 1.2026 | 1.2026 | 1.289 | 1.2891 | 1.2453 | 1.1192 | 0.77553 | 0.85362 | CrtNgsd207 | CrtN | gsd | 207 | 212.0088 | 214.7224 | [30 empty] | 0.010408 | 0.0010108 | 0.016797
207 | Building Envelope | Insulation | Schools K-12 | Existing | Floor Insulation | 1.0854 | 1.425 |  | 3884.45 | 1 | 1.3128 | 3578.712 | 20 |  | 45599.3 | 42010.2623 | Per End Use Consumption | GSD | 0.57723 | 0.60437 | 0.83705 | 1.097 | 1.2026 | 1.2026 | 1.289 | 1.2891 | 1.2453 | 1.1192 | 0.77553 | 0.85362 | CscEgsd207 | CscE | gsd | 207 | 233.067 | 214.7227 | [30 empty] | 0.019044 | 0.0036954 | 0.018108
207 | Building Envelope | Insulation | Schools K-12 | New | Floor Insulation | 1.0854 | 1.425 |  | 3884.45 | 1 | 1.3128 | 3578.712 | 20 |  | 45599.3 | 42010.2623 | Per End Use Consumption | GSD | 0.57723 | 0.60437 | 0.83705 | 1.097 | 1.2026 | 1.2026 | 1.289 | 1.2891 | 1.2453 | 1.1192 | 0.77553 | 0.85362 | CscNgsd207 | CscN | gsd | 207 | 233.067 | 214.7227 | [30 empty] | 0.00023747 | 3.8434e-05 | 0.00027811
207 | Building Envelope | Insulation | Warehouse | Existing | Floor Insulation | 0.69301 | 0.9098 |  | 2480.07 | 1 | 1.3128 | 3578.7165 | 20 |  | 27268.15 | 39347.6713 | Per End Use Consumption | GSD | 0.57723 | 0.60437 | 0.83705 | 1.097 | 1.2026 | 1.2026 | 1.289 | 1.2891 | 1.2453 | 1.1192 | 0.77553 | 0.85362 | CwaEgsd207 | CwaE | gsd | 207 | 148.8042 | 214.723 | [30 empty] | 0.048063 | 0.0020919 | 0.095185
207 | Building Envelope | Insulation | Warehouse | New | Floor Insulation | 0.69301 | 0.9098 |  | 2480.07 | 1 | 1.3128 | 3578.7165 | 20 |  | 27268.15 | 39347.6713 | Per End Use Consumption | GSD | 0.57723 | 0.60437 | 0.83705 | 1.097 | 1.2026 | 1.2026 | 1.289 | 1.2891 | 1.2453 | 1.1192 | 0.77553 | 0.85362 | CwaNgsd207 | CwaN | gsd | 207 | 148.8042 | 214.723 | [30 empty] | 0.0007344 | 2.9846e-05 | 0.0014689
208 | Building Envelope | Insulation | Assembly | Existing | Roof Insulation | 0.67744 | 0.78202 |  | 2377.25 | 1 | 1.1544 | 3509.1594 | 30 |  | 14204.05 | 20967.1995 | Per End Use Consumption | GSD | 0.57723 | 0.60437 | 0.83705 | 0 | 0 | 0 | 0 | 0 | 0 | 0 | 0.77553 | 0.85362 | CasEgsd208 | CasE | gsd | 208 | 142.635 | 210.5496 | [30 empty] | 2.4658 | 0.081779 | 5.058
208 | Building Envelope | Insulation | Assembly | New | Roof Insulation | 0.67744 | 0.78202 |  | 2377.25 | 1 | 1.1544 | 3509.1594 | 30 |  | 14204.05 | 20967.1995 | Per End Use Consumption | GSD | 0.57723 | 0.60437 | 0.83705 | 0 | 0 | 0 | 0 | 0 | 0 | 0 | 0.77553 | 0.85362 | CasNgsd208 | CasN | gsd | 208 | 142.635 | 210.5496 | [30 empty] | 0.01482 | 0.00036451 | 0.03127
208 | Building Envelope | Insulation | College and University | Existing | Roof Insulation | 0.61795 | 0.09896 |  | 3562.19 | 1 | 0.16014 | 5764.5129 | 30 |  | 21284.07 | 34442.9401 | Per End Use Consumption | GSD | 0.57723 | 0.60437 | 0.83705 | 0 | 0 | 0 | 0 | 0 | 0 | 0 | 0.77553 | 0.85362 | CcoEgsd208 | CcoE | gsd | 208 | 213.7314 | 345.8708 | [30 empty] | 0.092436 | 0.011093 | 0.0072581
208 | Building Envelope | Insulation | College and University | New | Roof Insulation | 0.61795 | 0.09896 |  | 3562.19 | 1 | 0.16014 | 5764.5129 | 30 |  | 21284.07 | 34442.9401 | Per End Use Consumption | GSD | 0.57723 | 0.60437 | 0.83705 | 0 | 0 | 0 | 0 | 0 | 0 | 0 | 0.77553 | 0.85362 | CcoNgsd208 | CcoN | gsd | 208 | 213.7314 | 345.8708 | [30 empty] | 0.00048725 | 5.1812e-05 | 4.4578e-05
208 | Building Envelope | Insulation | Data Center | Existing | Roof Insulation | 1.9502 | 0.31231 |  | 11241.87 | 1 | 0.16014 | 5764.5167 | 30 |  | 67170.21 | 34443.0061 | Per End Use Consumption | GSD | 0.57723 | 0.60437 | 0.83705 | 0 | 0 | 0 | 0 | 0 | 0 | 0 | 0.77553 | 0.85362 | CdaEgsd208 | CdaE | gsd | 208 | 674.5122 | 345.871 | [30 empty] | 0.0075034 | 0.001003 | 0.00049181
208 | Building Envelope | Insulation | Data Center | New | Roof Insulation | 1.9502 | 0.31231 |  | 11241.87 | 1 | 0.16014 | 5764.5167 | 30 |  | 67170.21 | 34443.0061 | Per End Use Consumption | GSD | 0.57723 | 0.60437 | 0.83705 | 0 | 0 | 0 | 0 | 0 | 0 | 0 | 0.77553 | 0.85362 | CdaNgsd208 | CdaN | gsd | 208 | 674.5122 | 345.871 | [30 empty] | 3.7981e-05 | 4.4947e-06 | 3.0422e-06
208 | Building Envelope | Insulation | Grocery | Existing | Roof Insulation | 0.14029 | 0.064165 |  | 578.19 | 1 | 0.45739 | 4121.4933 | 30 |  | 3454.7 | 24626.0277 | Per End Use Consumption | GSD | 0.57723 | 0.60437 | 0.83705 | 0 | 0 | 0 | 0 | 0 | 0 | 0 | 0.77553 | 0.85362 | CgrEgsd208 | CgrE | gsd | 208 | 34.6914 | 247.2896 | [30 empty] | 0.43332 | 0.071072 | 0.14041
208 | Building Envelope | Insulation | Grocery | New | Roof Insulation | 0.14029 | 0.064165 |  | 578.19 | 1 | 0.45739 | 4121.4933 | 30 |  | 3454.7 | 24626.0277 | Per End Use Consumption | GSD | 0.57723 | 0.60437 | 0.83705 | 0 | 0 | 0 | 0 | 0 | 0 | 0 | 0.77553 | 0.85362 | CgrNgsd208 | CgrN | gsd | 208 | 34.6914 | 247.2896 | [30 empty] | 0.0022601 | 0.00032001 | 0.00086969
208 | Building Envelope | Insulation | Healthcare | Existing | Roof Insulation | 0.27293 | 0.043707 |  | 1573.29 | 1 | 0.16014 | 5764.5191 | 30 |  | 9400.44 | 34443.1199 | Per End Use Consumption | GSD | 0.57723 | 0.60437 | 0.83705 | 0 | 0 | 0 | 0 | 0 | 0 | 0 | 0.77553 | 0.85362 | CheEgsd208 | CheE | gsd | 208 | 94.3974 | 345.8711 | [30 empty] | 0.25596 | 0 | 0.049244
208 | Building Envelope | Insulation | Healthcare | New | Roof Insulation | 0.27293 | 0.043707 |  | 1573.29 | 1 | 0.16014 | 5764.5191 | 30 |  | 9400.44 | 34443.1199 | Per End Use Consumption | GSD | 0.57723 | 0.60437 | 0.83705 | 0 | 0 | 0 | 0 | 0 | 0 | 0 | 0.77553 | 0.85362 | CheNgsd208 | CheN | gsd | 208 | 94.3974 | 345.8711 | [30 empty] | 0.0015711 | 0 | 0.00030226
208 | Building Envelope | Insulation | Hospitals | Existing | Roof Insulation | 2.7466 | 0.43984 |  | 15832.63 | 1 | 0.16014 | 5764.5188 | 30 |  | 94599.97 | 34443.0018 | Per End Use Consumption | GSD | 0.57723 | 0.60437 | 0.83705 | 0 | 0 | 0 | 0 | 0 | 0 | 0 | 0.77553 | 0.85362 | ChoEgsd208 | ChoE | gsd | 208 | 949.9578 | 345.8711 | [30 empty] | 0.063758 | 0 | 0.012266
208 | Building Envelope | Insulation | Hospitals | New | Roof Insulation | 2.7466 | 0.43984 |  | 15832.63 | 1 | 0.16014 | 5764.5188 | 30 |  | 94599.97 | 34443.0018 | Per End Use Consumption | GSD | 0.57723 | 0.60437 | 0.83705 | 0 | 0 | 0 | 0 | 0 | 0 | 0 | 0.77553 | 0.85362 | ChoNgsd208 | ChoN | gsd | 208 | 949.9578 | 345.8711 | [30 empty] | 0.00039377 | 0 | 7.5757e-05
208 | Building Envelope | Insulation | Institutional | Existing | Roof Insulation | 0.3665 | 0.058692 |  | 2112.69 | 1 | 0.16014 | 5764.5245 | 30 |  | 12623.32 | 34443.0266 | Per End Use Consumption | GSD | 0.57723 | 0.60437 | 0.83705 | 0 | 0 | 0 | 0 | 0 | 0 | 0 | 0.77553 | 0.85362 | CinEgsd208 | CinE | gsd | 208 | 126.7614 | 345.8715 | [30 empty] | 1.2638 | 0.15998 | 0.091337
208 | Building Envelope | Insulation | Institutional | New | Roof Insulation | 0.3665 | 0.058692 |  | 2112.69 | 1 | 0.16014 | 5764.5245 | 30 |  | 12623.32 | 34443.0266 | Per End Use Consumption | GSD | 0.57723 | 0.60437 | 0.83705 | 0 | 0 | 0 | 0 | 0 | 0 | 0 | 0.77553 | 0.85362 | CinNgsd208 | CinN | gsd | 208 | 126.7614 | 345.8715 | [30 empty] | 0.0071563 | 0.00085476 | 0.00056572
208 | Building Envelope | Insulation | Lodging/Hospitality | Existing | Roof Insulation | 0.54449 | 0.31607 |  | 3322.95 | 1 | 0.58049 | 6102.9127 | 30 |  | 19854.63 | 36464.9105 | Per End Use Consumption | GSD | 0.57723 | 0.60437 | 0.83705 | 0 | 0 | 0 | 0 | 0 | 0 | 0 | 0.77553 | 0.85362 | CloEgsd208 | CloE | gsd | 208 | 199.377 | 366.1748 | [30 empty] | 0.27498 | 0.019638 | 0.11359
208 | Building Envelope | Insulation | Lodging/Hospitality | New | Roof Insulation | 0.54449 | 0.31607 |  | 3322.95 | 1 | 0.58049 | 6102.9127 | 30 |  | 19854.63 | 36464.9105 | Per End Use Consumption | GSD | 0.57723 | 0.60437 | 0.83705 | 0 | 0 | 0 | 0 | 0 | 0 | 0 | 0.77553 | 0.85362 | CloNgsd208 | CloN | gsd | 208 | 199.377 | 366.1748 | [30 empty] | 0.0012786 | 7.0272e-05 | 0.00060052
208 | Building Envelope | Insulation | Miscellaneous | Existing | Roof Insulation | 1.4511 | 1.6751 |  | 5091.97 | 1 | 1.1544 | 3509.1594 | 30 |  | 30424.5 | 20967.2131 | Per End Use Consumption | GSD | 0.57723 | 0.60437 | 0.83705 | 0 | 0 | 0 | 0 | 0 | 0 | 0 | 0.77553 | 0.85362 | CmiEgsd208 | CmiE | gsd | 208 | 305.5182 | 210.5496 | [30 empty] | 1.3556 | 0 | 3.0883
208 | Building Envelope | Insulation | Miscellaneous | New | Roof Insulation | 1.4511 | 1.6751 |  | 5091.97 | 1 | 1.1544 | 3509.1594 | 30 |  | 30424.5 | 20967.2131 | Per End Use Consumption | GSD | 0.57723 | 0.60437 | 0.83705 | 0 | 0 | 0 | 0 | 0 | 0 | 0 | 0.77553 | 0.85362 | CmiNgsd208 | CmiN | gsd | 208 | 305.5182 | 210.5496 | [30 empty] | 0.008368 | 0 | 0.019063
208 | Building Envelope | Insulation | Offices | Existing | Roof Insulation | 0.74678 | 0.86208 |  | 2620.59 | 1 | 1.1544 | 3509.1628 | 30 |  | 15658.01 | 20967.2274 | Per End Use Consumption | GSD | 0.57723 | 0.60437 | 0.83705 | 0 | 0 | 0 | 0 | 0 | 0 | 0 | 0.77553 | 0.85362 | CofEgsd208 | CofE | gsd | 208 | 157.2354 | 210.5498 | [30 empty] | 4.3254 | 0.73994 | 4.7928
208 | Building Envelope | Insulation | Offices | New | Roof Insulation | 0.74678 | 0.86208 |  | 2620.59 | 1 | 1.1544 | 3509.1628 | 30 |  | 15658.01 | 20967.2274 | Per End Use Consumption | GSD | 0.57723 | 0.60437 | 0.83705 | 0 | 0 | 0 | 0 | 0 | 0 | 0 | 0.77553 | 0.85362 | CofNgsd208 | CofN | gsd | 208 | 157.2354 | 210.5498 | [30 empty] | 0.021389 | 0.0031024 | 0.027507
208 | Building Envelope | Insulation | Restaurants | Existing | Roof Insulation | 0.20992 | 0.096014 |  | 865.19 | 1 | 0.45738 | 4121.4795 | 30 |  | 5169.5 | 24625.791 | Per End Use Consumption | GSD | 0.57723 | 0.60437 | 0.83705 | 0 | 0 | 0 | 0 | 0 | 0 | 0 | 0.77553 | 0.85362 | CreEgsd208 | CreE | gsd | 208 | 51.9114 | 247.2888 | [30 empty] | 0.34704 | 0.023691 | 0.2025
208 | Building Envelope | Insulation | Restaurants | New | Roof Insulation | 0.20992 | 0.096014 |  | 865.19 | 1 | 0.45738 | 4121.4795 | 30 |  | 5169.5 | 24625.791 | Per End Use Consumption | GSD | 0.57723 | 0.60437 | 0.83705 | 0 | 0 | 0 | 0 | 0 | 0 | 0 | 0.77553 | 0.85362 | CreNgsd208 | CreN | gsd | 208 | 51.9114 | 247.2888 | [30 empty] | 0.0018261 | 9.1402e-05 | 0.0011557
208 | Building Envelope | Insulation | Retail | Existing | Roof Insulation | 1.4569 | 1.6818 |  | 5112.35 | 1 | 1.1544 | 3509.1571 | 30 |  | 30546.33 | 20967.2404 | Per End Use Consumption | GSD | 0.57723 | 0.60437 | 0.83705 | 0 | 0 | 0 | 0 | 0 | 0 | 0 | 0.77553 | 0.85362 | CrtEgsd208 | CrtE | gsd | 208 | 306.741 | 210.5494 | [30 empty] | 4.5916 | 0.626 | 6.1785
208 | Building Envelope | Insulation | Retail | New | Roof Insulation | 1.4569 | 1.6818 |  | 5112.35 | 1 | 1.1544 | 3509.1571 | 30 |  | 30546.33 | 20967.2404 | Per End Use Consumption | GSD | 0.57723 | 0.60437 | 0.83705 | 0 | 0 | 0 | 0 | 0 | 0 | 0 | 0.77553 | 0.85362 | CrtNgsd208 | CrtN | gsd | 208 | 306.741 | 210.5494 | [30 empty] | 0.024281 | 0.0028496 | 0.035825
208 | Building Envelope | Insulation | Schools K-12 | Existing | Roof Insulation | 1.6016 | 1.8488 |  | 5620.15 | 1 | 1.1544 | 3509.1608 | 30 |  | 33580.39 | 20967.2317 | Per End Use Consumption | GSD | 0.57723 | 0.60437 | 0.83705 | 0 | 0 | 0 | 0 | 0 | 0 | 0 | 0.77553 | 0.85362 | CscEgsd208 | CscE | gsd | 208 | 337.209 | 210.5496 | [30 empty] | 0.12352 | 0.025276 | 0.10851
208 | Building Envelope | Insulation | Schools K-12 | New | Roof Insulation | 1.6016 | 1.8488 |  | 5620.15 | 1 | 1.1544 | 3509.1608 | 30 |  | 33580.39 | 20967.2317 | Per End Use Consumption | GSD | 0.57723 | 0.60437 | 0.83705 | 0 | 0 | 0 | 0 | 0 | 0 | 0 | 0.77553 | 0.85362 | CscNgsd208 | CscN | gsd | 208 | 337.209 | 210.5496 | [30 empty] | 0.00060814 | 0.00010515 | 0.00066619
208 | Building Envelope | Insulation | Warehouse | Existing | Roof Insulation | 1.0225 | 1.1804 |  | 3588.24 | 1 | 1.1544 | 3509.1543 | 30 |  | 21439.76 | 20967.2222 | Per End Use Consumption | GSD | 0.57723 | 0.60437 | 0.83705 | 0 | 0 | 0 | 0 | 0 | 0 | 0 | 0.77553 | 0.85362 | CwaEgsd208 | CwaE | gsd | 208 | 215.2944 | 210.5493 | [30 empty] | 0.16718 | 0.010456 | 0.30935
208 | Building Envelope | Insulation | Warehouse | New | Roof Insulation | 1.0225 | 1.1804 |  | 3588.24 | 1 | 1.1544 | 3509.1543 | 30 |  | 21439.76 | 20967.2222 | Per End Use Consumption | GSD | 0.57723 | 0.60437 | 0.83705 | 0 | 0 | 0 | 0 | 0 | 0 | 0 | 0.77553 | 0.85362 | CwaNgsd208 | CwaN | gsd | 208 | 215.2944 | 210.5493 | [30 empty] | 0.0010168 | 5.948e-05 | 0.0019096
209 | Building Envelope | Insulation | Assembly | Existing | Wall Insulation | 2.5764 | 2.6636 |  | 8904.82 | 1 | 1.0338 | 3456.2527 | 25 |  | 22364.48 | 8680.3883 | Per End Use Consumption | GSD | 1 | 1 | 1 | 1 | 1 | 1 | 1 | 1 | 1 | 1 | 1 | 1 | CasEgsd209 | CasE | gsd | 209 | 447.7629 | 173.7915 | [30 empty] | 9.3435 | 0.33908 | 18.9665
209 | Building Envelope | Insulation | Assembly | New | Wall Insulation | 2.5764 | 2.6636 |  | 8904.82 | 1 | 1.0338 | 3456.2527 | 25 |  | 22364.48 | 8680.3883 | Per End Use Consumption | GSD | 1 | 1 | 1 | 1 | 1 | 1 | 1 | 1 | 1 | 1 | 1 | 1 | CasNgsd209 | CasN | gsd | 209 | 447.7629 | 173.7915 | [30 empty] | 0.056532 | 0.0016859 | 0.11726
209 | Building Envelope | Insulation | College and University | Existing | Wall Insulation | 1.9199 | 0.27536 |  | 10900.5 | 1 | 0.14342 | 5677.6057 | 25 |  | 34996.78 | 18228.3307 | Per End Use Consumption | GSD | 1 | 1 | 1 | 1 | 1 | 1 | 1 | 1 | 1 | 1 | 1 | 1 | CcoEgsd209 | CcoE | gsd | 209 | 548.112 | 285.4882 | [30 empty] | 0.69179 | 0.094468 | 0.043453
209 | Building Envelope | Insulation | College and University | New | Wall Insulation | 1.9199 | 0.27536 |  | 10900.5 | 1 | 0.14342 | 5677.6057 | 25 |  | 34996.78 | 18228.3307 | Per End Use Consumption | GSD | 1 | 1 | 1 | 1 | 1 | 1 | 1 | 1 | 1 | 1 | 1 | 1 | CcoNgsd209 | CcoN | gsd | 209 | 548.112 | 285.4882 | [30 empty] | 0.0042855 | 0.00055386 | 0.00029893
209 | Building Envelope | Insulation | Data Center | Existing | Wall Insulation | 3.4107 | 0.48917 |  | 19364.56 | 1 | 0.14342 | 5677.6076 | 25 |  | 149938.85 | 43961.4407 | Per End Use Consumption | GSD | 1 | 1 | 1 | 1 | 1 | 1 | 1 | 1 | 1 | 1 | 1 | 1 | CdaEgsd209 | CdaE | gsd | 209 | 973.7121 | 285.4883 | [30 empty] | 0.021462 | 0.0029951 | 0.0012871
209 | Building Envelope | Insulation | Data Center | New | Wall Insulation | 3.4107 | 0.48917 |  | 19364.56 | 1 | 0.14342 | 5677.6076 | 25 |  | 149938.85 | 43961.4407 | Per End Use Consumption | GSD | 1 | 1 | 1 | 1 | 1 | 1 | 1 | 1 | 1 | 1 | 1 | 1 | CdaNgsd209 | CdaN | gsd | 209 | 973.7121 | 285.4883 | [30 empty] | 0.00012046 | 1.6032e-05 | 7.9619e-06
209 | Building Envelope | Insulation | Grocery | Existing | Wall Insulation | 1.0819 | 0.44315 |  | 4391.62 | 1 | 0.40963 | 4059.3467 | 25 |  | 3821.41 | 3532.2792 | Per End Use Consumption | GSD | 1 | 1 | 1 | 1 | 1 | 1 | 1 | 1 | 1 | 1 | 1 | 1 | CgrEgsd209 | CgrE | gsd | 209 | 220.8247 | 204.1169 | [30 empty] | 4.8676 | 0.96957 | 1.1133
209 | Building Envelope | Insulation | Grocery | New | Wall Insulation | 1.0819 | 0.44315 |  | 4391.62 | 1 | 0.40963 | 4059.3467 | 25 |  | 3821.41 | 3532.2792 | Per End Use Consumption | GSD | 1 | 1 | 1 | 1 | 1 | 1 | 1 | 1 | 1 | 1 | 1 | 1 | CgrNgsd209 | CgrN | gsd | 209 | 220.8247 | 204.1169 | [30 empty] | 0.046683 | 0.010694 | 0.0068955
209 | Building Envelope | Insulation | Healthcare | Existing | Wall Insulation | 1.2759 | 0.183 |  | 7244.24 | 1 | 0.14342 | 5677.6043 | 25 |  | 13676.99 | 10719.211 | Per End Use Consumption | GSD | 1 | 1 | 1 | 1 | 1 | 1 | 1 | 1 | 1 | 1 | 1 | 1 | CheEgsd209 | CheE | gsd | 209 | 364.2636 | 285.4881 | [30 empty] | 1.7858 | 0 | 0.34357
209 | Building Envelope | Insulation | Healthcare | New | Wall Insulation | 1.2759 | 0.183 |  | 7244.24 | 1 | 0.14342 | 5677.6043 | 25 |  | 13676.99 | 10719.211 | Per End Use Consumption | GSD | 1 | 1 | 1 | 1 | 1 | 1 | 1 | 1 | 1 | 1 | 1 | 1 | CheNgsd209 | CheN | gsd | 209 | 364.2636 | 285.4881 | [30 empty] | 0.010961 | 0 | 0.0021088
209 | Building Envelope | Insulation | Hospitals | Existing | Wall Insulation | 4.0476 | 0.58052 |  | 22980.78 | 1 | 0.14342 | 5677.607 | 25 |  | 270559.21 | 66844.0698 | Per End Use Consumption | GSD | 1 | 1 | 1 | 1 | 1 | 1 | 1 | 1 | 1 | 1 | 1 | 1 | ChoEgsd209 | ChoE | gsd | 209 | 1155.5472 | 285.4883 | [30 empty] | 0.087355 | 0 | 0.016806
209 | Building Envelope | Insulation | Hospitals | New | Wall Insulation | 4.0476 | 0.58052 |  | 22980.78 | 1 | 0.14342 | 5677.607 | 25 |  | 270559.21 | 66844.0698 | Per End Use Consumption | GSD | 1 | 1 | 1 | 1 | 1 | 1 | 1 | 1 | 1 | 1 | 1 | 1 | ChoNgsd209 | ChoN | gsd | 209 | 1155.5472 | 285.4883 | [30 empty] | 0.0005395 | 0 | 0.00010379
209 | Building Envelope | Insulation | Institutional | Existing | Wall Insulation | 1.4786 | 0.21206 |  | 8394.72 | 1 | 0.14342 | 5677.6057 | 25 |  | 17862.88 | 12081.2116 | Per End Use Consumption | GSD | 1 | 1 | 1 | 1 | 1 | 1 | 1 | 1 | 1 | 1 | 1 | 1 | CinEgsd209 | CinE | gsd | 209 | 422.1134 | 285.4882 | [30 empty] | 8.6922 | 1.2938 | 0.44461
209 | Building Envelope | Insulation | Institutional | New | Wall Insulation | 1.4786 | 0.21206 |  | 8394.72 | 1 | 0.14342 | 5677.6057 | 25 |  | 17862.88 | 12081.2116 | Per End Use Consumption | GSD | 1 | 1 | 1 | 1 | 1 | 1 | 1 | 1 | 1 | 1 | 1 | 1 | CinNgsd209 | CinN | gsd | 209 | 422.1134 | 285.4882 | [30 empty] | 0.057432 | 0.0086155 | 0.0028741
209 | Building Envelope | Insulation | Lodging/Hospitality | Existing | Wall Insulation | 1.7515 | 0.91056 |  | 10528.11 | 1 | 0.51987 | 6010.8952 | 25 |  | 62324.92 | 35583.6483 | Per End Use Consumption | GSD | 1 | 1 | 1 | 1 | 1 | 1 | 1 | 1 | 1 | 1 | 1 | 1 | CloEgsd209 | CloE | gsd | 209 | 529.3871 | 302.2471 | [30 empty] | 1.2142 | 0.094423 | 0.47504
209 | Building Envelope | Insulation | Lodging/Hospitality | New | Wall Insulation | 1.7515 | 0.91056 |  | 10528.11 | 1 | 0.51987 | 6010.8952 | 25 |  | 62324.92 | 35583.6483 | Per End Use Consumption | GSD | 1 | 1 | 1 | 1 | 1 | 1 | 1 | 1 | 1 | 1 | 1 | 1 | CloNgsd209 | CloN | gsd | 209 | 529.3871 | 302.2471 | [30 empty] | 0.0065649 | 0.00040928 | 0.0029166
209 | Building Envelope | Insulation | Miscellaneous | Existing | Wall Insulation | 3.7707 | 3.8983 |  | 13032.6 | 1 | 1.0338 | 3456.2525 | 25 |  | 48510.17 | 12864.923 | Per End Use Consumption | GSD | 1 | 1 | 1 | 1 | 1 | 1 | 1 | 1 | 1 | 1 | 1 | 1 | CmiEgsd209 | CmiE | gsd | 209 | 655.3208 | 173.7914 | [30 empty] | 3.9625 | 0 | 9.0271
209 | Building Envelope | Insulation | Miscellaneous | New | Wall Insulation | 3.7707 | 3.8983 |  | 13032.6 | 1 | 1.0338 | 3456.2525 | 25 |  | 48510.17 | 12864.923 | Per End Use Consumption | GSD | 1 | 1 | 1 | 1 | 1 | 1 | 1 | 1 | 1 | 1 | 1 | 1 | CmiNgsd209 | CmiN | gsd | 209 | 655.3208 | 173.7914 | [30 empty] | 0.024459 | 0 | 0.055722
209 | Building Envelope | Insulation | Offices | Existing | Wall Insulation | 2.7051 | 2.7966 |  | 9349.48 | 1 | 1.0338 | 3456.251 | 25 |  | 25433.94 | 9402.2426 | Per End Use Consumption | GSD | 1 | 1 | 1 | 1 | 1 | 1 | 1 | 1 | 1 | 1 | 1 | 1 | CofEgsd209 | CofE | gsd | 209 | 470.1218 | 173.7914 | [30 empty] | 26.8248 | 5.2325 | 25.3208
209 | Building Envelope | Insulation | Offices | New | Wall Insulation | 2.7051 | 2.7966 |  | 9349.48 | 1 | 1.0338 | 3456.251 | 25 |  | 25433.94 | 9402.2426 | Per End Use Consumption | GSD | 1 | 1 | 1 | 1 | 1 | 1 | 1 | 1 | 1 | 1 | 1 | 1 | CofNgsd209 | CofN | gsd | 209 | 470.1218 | 173.7914 | [30 empty] | 0.15679 | 0.030762 | 0.14678
209 | Building Envelope | Insulation | Restaurants | Existing | Wall Insulation | 1.3234 | 0.5421 |  | 5372.09 | 1 | 0.40963 | 4059.3504 | 25 |  | 7160.65 | 5410.8526 | Per End Use Consumption | GSD | 1 | 1 | 1 | 1 | 1 | 1 | 1 | 1 | 1 | 1 | 1 | 1 | CreEgsd209 | CreE | gsd | 209 | 270.1259 | 204.1171 | [30 empty] | 3.5561 | 0.28519 | 1.9601
209 | Building Envelope | Insulation | Restaurants | New | Wall Insulation | 1.3234 | 0.5421 |  | 5372.09 | 1 | 0.40963 | 4059.3504 | 25 |  | 7160.65 | 5410.8526 | Per End Use Consumption | GSD | 1 | 1 | 1 | 1 | 1 | 1 | 1 | 1 | 1 | 1 | 1 | 1 | CreNgsd209 | CreN | gsd | 209 | 270.1259 | 204.1171 | [30 empty] | 0.019364 | 0.0013239 | 0.011294
209 | Building Envelope | Insulation | Retail | Existing | Wall Insulation | 3.7783 | 3.9061 |  | 13058.66 | 1 | 1.0338 | 3456.252 | 25 |  | 33484.29 | 8862.3292 | Per End Use Consumption | GSD | 1 | 1 | 1 | 1 | 1 | 1 | 1 | 1 | 1 | 1 | 1 | 1 | CrtEgsd209 | CrtE | gsd | 209 | 656.6312 | 173.7914 | [30 empty] | 12.4791 | 2.0119 | 14.6677
209 | Building Envelope | Insulation | Retail | New | Wall Insulation | 3.7783 | 3.9061 |  | 13058.66 | 1 | 1.0338 | 3456.252 | 25 |  | 33484.29 | 8862.3292 | Per End Use Consumption | GSD | 1 | 1 | 1 | 1 | 1 | 1 | 1 | 1 | 1 | 1 | 1 | 1 | CrtNgsd209 | CrtN | gsd | 209 | 656.6312 | 173.7914 | [30 empty] | 0.071991 | 0.011551 | 0.084997
209 | Building Envelope | Insulation | Schools K-12 | Existing | Wall Insulation | 3.9615 | 4.0955 |  | 13691.85 | 1 | 1.0338 | 3456.2525 | 25 |  | 47518.59 | 11995.1829 | Per End Use Consumption | GSD | 1 | 1 | 1 | 1 | 1 | 1 | 1 | 1 | 1 | 1 | 1 | 1 | CscEgsd209 | CscE | gsd | 209 | 688.47 | 173.7914 | [30 empty] | 0.50343 | 0.1078 | 0.40953
209 | Building Envelope | Insulation | Schools K-12 | New | Wall Insulation | 3.9615 | 4.0955 |  | 13691.85 | 1 | 1.0338 | 3456.2525 | 25 |  | 47518.59 | 11995.1829 | Per End Use Consumption | GSD | 1 | 1 | 1 | 1 | 1 | 1 | 1 | 1 | 1 | 1 | 1 | 1 | CscNgsd209 | CscN | gsd | 209 | 688.47 | 173.7914 | [30 empty] | 0.0027104 | 0.00053512 | 0.0025144
209 | Building Envelope | Insulation | Warehouse | Existing | Wall Insulation | 3.1654 | 3.2725 |  | 10940.3 | 1 | 1.0338 | 3456.2527 | 25 |  | 28415.87 | 8977.1238 | Per End Use Consumption | GSD | 1 | 1 | 1 | 1 | 1 | 1 | 1 | 1 | 1 | 1 | 1 | 1 | CwaEgsd209 | CwaE | gsd | 209 | 550.1133 | 173.7914 | [30 empty] | 0.66212 | 0.050111 | 1.1657
209 | Building Envelope | Insulation | Warehouse | New | Wall Insulation | 3.1654 | 3.2725 |  | 10940.3 | 1 | 1.0338 | 3456.2527 | 25 |  | 28415.87 | 8977.1238 | Per End Use Consumption | GSD | 1 | 1 | 1 | 1 | 1 | 1 | 1 | 1 | 1 | 1 | 1 | 1 | CwaNgsd209 | CwaN | gsd | 209 | 550.1133 | 173.7914 | [30 empty] | 0.00497 | 0.0005527 | 0.0075419
210 | Building Envelope | Roof | Assembly | Existing | Green roof | 11.2261 | 9.7781 |  | 37997.79 | 1 | 0.87101 | 3384.7778 | 20 |  | 135628.96 | 12081.5944 | Per building | GSD | 1 | 1 | 1 | 1 | 1 | 1 | 1 | 1 | 1 | 1 | 1 | 1 | CasEgsd210 | CasE | gsd | 210 | 1910.6505 | 170.1975 | [30 empty] | 0.054124 | 0.0028071 | 0.1041
210 | Building Envelope | Roof | Assembly | New | Green roof | 11.2261 | 9.7781 |  | 37997.79 | 1 | 0.87101 | 3384.7778 | 20 |  | 135628.96 | 12081.5944 | Per building | GSD | 1 | 1 | 1 | 1 | 1 | 1 | 1 | 1 | 1 | 1 | 1 | 1 | CasNgsd210 | CasN | gsd | 210 | 1910.6505 | 170.1975 | [30 empty] | 0.0018546 | 9.3464e-05 | 0.0035857
210 | Building Envelope | Roof | College and University | Existing | Green roof | 2.7503 | 0.40539 |  | 15671.73 | 1 | 0.1474 | 5698.2891 | 20 |  | 203233.33 | 73896.2627 | Per building | GSD | 1 | 1 | 1 | 1 | 1 | 1 | 1 | 1 | 1 | 1 | 1 | 1 | CcoEgsd210 | CcoE | gsd | 210 | 788.0247 | 286.5282 | [30 empty] | 0.0029106 | 0.00042018 | 0.00016127
210 | Building Envelope | Roof | College and University | New | Green roof | 2.7503 | 0.40539 |  | 15671.73 | 1 | 0.1474 | 5698.2891 | 20 |  | 203233.33 | 73896.2627 | Per building | GSD | 1 | 1 | 1 | 1 | 1 | 1 | 1 | 1 | 1 | 1 | 1 | 1 | CcoNgsd210 | CcoN | gsd | 210 | 788.0247 | 286.5282 | [30 empty] | 9.7816e-05 | 1.3978e-05 | 5.5547e-06
210 | Building Envelope | Roof | Data Center | Existing | Green roof | 13.499 | 3.0937 |  | 82659.67 | 1 | 0.22918 | 6123.3695 | 20 |  | 641382.26 | 47513.1415 | Per building | GSD | 1 | 1 | 1 | 1 | 1 | 1 | 1 | 1 | 1 | 1 | 1 | 1 | CdaEgsd210 | CdaE | gsd | 210 | 4156.3928 | 307.9026 | [30 empty] | 0 | 0 | 0
210 | Building Envelope | Roof | Data Center | New | Green roof | 13.499 | 3.0937 |  | 82659.67 | 1 | 0.22918 | 6123.3695 | 20 |  | 641382.26 | 47513.1415 | Per building | GSD | 1 | 1 | 1 | 1 | 1 | 1 | 1 | 1 | 1 | 1 | 1 | 1 | CdaNgsd210 | CdaN | gsd | 210 | 4156.3928 | 307.9026 | [30 empty] | 7.2749e-06 | 1.475e-06 | 0
210 | Building Envelope | Roof | Grocery | Existing | Green roof | 0.77684 | 1.4312 |  | 4601.67 | 1 | 1.8423 | 5923.5382 | 20 |  | 32987.61 | 42463.5772 | Per building | GSD | 1 | 1 | 1 | 1 | 1 | 1 | 1 | 1 | 1 | 1 | 1 | 1 | CgrEgsd210 | CgrE | gsd | 210 | 231.3867 | 297.8545 | [30 empty] | 0.014813 | 0.0011077 | 0.0083821
210 | Building Envelope | Roof | Grocery | New | Green roof | 0.77684 | 1.4312 |  | 4601.67 | 1 | 1.8423 | 5923.5382 | 20 |  | 32987.61 | 42463.5772 | Per building | GSD | 1 | 1 | 1 | 1 | 1 | 1 | 1 | 1 | 1 | 1 | 1 | 1 | CgrNgsd210 | CgrN | gsd | 210 | 231.3867 | 297.8545 | [30 empty] | 0.00050566 | 3.6863e-05 | 0.00028871
210 | Building Envelope | Roof | Healthcare | Existing | Green roof | 1.1531 | 0.5545 |  | 8569.32 | 1 | 0.48089 | 7431.672 | 20 |  | 89761.13 | 77844.5982 | Per building | GSD | 1 | 1 | 1 | 1 | 1 | 1 | 1 | 1 | 1 | 1 | 1 | 1 | CheEgsd210 | CheE | gsd | 210 | 430.8928 | 373.6883 | [30 empty] | 0 | 0 | 0
210 | Building Envelope | Roof | Healthcare | New | Green roof | 1.1531 | 0.5545 |  | 8569.32 | 1 | 0.48089 | 7431.672 | 20 |  | 89761.13 | 77844.5982 | Per building | GSD | 1 | 1 | 1 | 1 | 1 | 1 | 1 | 1 | 1 | 1 | 1 | 1 | CheNgsd210 | CheN | gsd | 210 | 430.8928 | 373.6883 | [30 empty] | 0.00056263 | 0 | 0.00010824
210 | Building Envelope | Roof | Hospitals | Existing | Green roof | 101.4595 | 11.361 |  | 559463.65 | 1 | 0.11198 | 5514.1558 | 20 |  | 903298.35 | 8903.041 | Per building | GSD | 1 | 1 | 1 | 1 | 1 | 1 | 1 | 1 | 1 | 1 | 1 | 1 | ChoEgsd210 | ChoE | gsd | 210 | 28131.623 | 277.2694 | [30 empty] | 0 | 0 | 0
210 | Building Envelope | Roof | Hospitals | New | Green roof | 101.4595 | 11.361 |  | 559463.65 | 1 | 0.11198 | 5514.1558 | 20 |  | 903298.35 | 8903.041 | Per building | GSD | 1 | 1 | 1 | 1 | 1 | 1 | 1 | 1 | 1 | 1 | 1 | 1 | ChoNgsd210 | ChoN | gsd | 210 | 28131.623 | 277.2694 | [30 empty] | 0.00018786 | 0 | 3.6142e-05
210 | Building Envelope | Roof | Institutional | Existing | Green roof | 1.3493 | 0.3815 |  | 8637.67 | 1 | 0.28275 | 6401.8129 | 20 |  | 120535.21 | 89334.724 | Per building | GSD | 1 | 1 | 1 | 1 | 1 | 1 | 1 | 1 | 1 | 1 | 1 | 1 | CinEgsd210 | CinE | gsd | 210 | 434.3297 | 321.9036 | [30 empty] | 0 | 0 | 0
210 | Building Envelope | Roof | Institutional | New | Green roof | 1.3493 | 0.3815 |  | 8637.67 | 1 | 0.28275 | 6401.8129 | 20 |  | 120535.21 | 89334.724 | Per building | GSD | 1 | 1 | 1 | 1 | 1 | 1 | 1 | 1 | 1 | 1 | 1 | 1 | CinNgsd210 | CinN | gsd | 210 | 434.3297 | 321.9036 | [30 empty] | 0.00077718 | 8.4407e-05 | 6.9428e-05
210 | Building Envelope | Roof | Lodging/Hospitality | Existing | Green roof | 10.3755 | 4.0939 |  | 60392.2 | 1 | 0.39458 | 5820.681 | 20 |  | 189584.13 | 18272.3721 | Per building | GSD | 1 | 1 | 1 | 1 | 1 | 1 | 1 | 1 | 1 | 1 | 1 | 1 | CloEgsd210 | CloE | gsd | 210 | 3036.7131 | 292.6825 | [30 empty] | 0 | 0 | 0
210 | Building Envelope | Roof | Lodging/Hospitality | New | Green roof | 10.3755 | 4.0939 |  | 60392.2 | 1 | 0.39458 | 5820.681 | 20 |  | 189584.13 | 18272.3721 | Per building | GSD | 1 | 1 | 1 | 1 | 1 | 1 | 1 | 1 | 1 | 1 | 1 | 1 | CloNgsd210 | CloN | gsd | 210 | 3036.7131 | 292.6825 | [30 empty] | 0.00071382 | 7.1396e-05 | 0.00022463
210 | Building Envelope | Roof | Miscellaneous | Existing | Green roof | 4.0128 | 15.3872 |  | 18802.34 | 1 | 3.8346 | 4685.6328 | 20 |  | 290511.71 | 72396.9039 | Per building | GSD | 1 | 1 | 1 | 1 | 1 | 1 | 1 | 1 | 1 | 1 | 1 | 1 | CmiEgsd210 | CmiE | gsd | 210 | 945.4418 | 235.6086 | [30 empty] | 0.12598 | 0 | 0.287
210 | Building Envelope | Roof | Miscellaneous | New | Green roof | 4.0128 | 15.3872 |  | 18802.34 | 1 | 3.8346 | 4685.6328 | 20 |  | 290511.71 | 72396.9039 | Per building | GSD | 1 | 1 | 1 | 1 | 1 | 1 | 1 | 1 | 1 | 1 | 1 | 1 | CmiNgsd210 | CmiN | gsd | 210 | 945.4418 | 235.6086 | [30 empty] | 0.0016366 | 0 | 0.0037283
210 | Building Envelope | Roof | Offices | Existing | Green roof | 5.0844 | 17.6613 |  | 23018.16 | 1 | 3.4736 | 4527.1967 | 20 |  | 149512.27 | 29405.9758 | Per building | GSD | 1 | 1 | 1 | 1 | 1 | 1 | 1 | 1 | 1 | 1 | 1 | 1 | CofEgsd210 | CofE | gsd | 210 | 1157.4268 | 227.6419 | [30 empty] | 0 | 0 | 0
210 | Building Envelope | Roof | Offices | New | Green roof | 5.0844 | 17.6613 |  | 23018.16 | 1 | 3.4736 | 4527.1967 | 20 |  | 149512.27 | 29405.9758 | Per building | GSD | 1 | 1 | 1 | 1 | 1 | 1 | 1 | 1 | 1 | 1 | 1 | 1 | CofNgsd210 | CofN | gsd | 210 | 1157.4268 | 227.6419 | [30 empty] | 0.010877 | 0.0012714 | 0.016084
210 | Building Envelope | Roof | Restaurants | Existing | Green roof | 3.7137 | 3.6759 |  | 17878.68 | 1 | 0.98982 | 4814.2726 | 20 |  | 49361.51 | 13291.7959 | Per building | GSD | 1 | 1 | 1 | 1 | 1 | 1 | 1 | 1 | 1 | 1 | 1 | 1 | CreEgsd210 | CreE | gsd | 210 | 898.9973 | 242.077 | [30 empty] | 0 | 0 | 0
210 | Building Envelope | Roof | Restaurants | New | Green roof | 3.7137 | 3.6759 |  | 17878.68 | 1 | 0.98982 | 4814.2726 | 20 |  | 49361.51 | 13291.7959 | Per building | GSD | 1 | 1 | 1 | 1 | 1 | 1 | 1 | 1 | 1 | 1 | 1 | 1 | CreNgsd210 | CreN | gsd | 210 | 898.9973 | 242.077 | [30 empty] | 0.0020228 | 8.9579e-05 | 0.0013118
210 | Building Envelope | Roof | Retail | Existing | Green roof | 6.4419 | 15.6445 |  | 26208.75 | 1 | 2.4285 | 4068.459 | 20 |  | 291675 | 45277.5424 | Per building | GSD | 1 | 1 | 1 | 1 | 1 | 1 | 1 | 1 | 1 | 1 | 1 | 1 | CrtEgsd210 | CrtE | gsd | 210 | 1317.8598 | 204.5751 | [30 empty] | 0 | 0 | 0
210 | Building Envelope | Roof | Retail | New | Green roof | 6.4419 | 15.6445 |  | 26208.75 | 1 | 2.4285 | 4068.459 | 20 |  | 291675 | 45277.5424 | Per building | GSD | 1 | 1 | 1 | 1 | 1 | 1 | 1 | 1 | 1 | 1 | 1 | 1 | CrtNgsd210 | CrtN | gsd | 210 | 1317.8598 | 204.5751 | [30 empty] | 0.0018071 | 0.0002014 | 0.0027392
210 | Building Envelope | Roof | Schools K-12 | Existing | Green roof | 14.4425 | 30.7564 |  | 56863.36 | 1 | 2.1296 | 3937.2257 | 20 |  | 320646.13 | 22201.5758 | Per building | GSD | 1 | 1 | 1 | 1 | 1 | 1 | 1 | 1 | 1 | 1 | 1 | 1 | CscEgsd210 | CscE | gsd | 210 | 2859.2717 | 197.9763 | [30 empty] | 0 | 0 | 0
210 | Building Envelope | Roof | Schools K-12 | New | Green roof | 14.4425 | 30.7564 |  | 56863.36 | 1 | 2.1296 | 3937.2257 | 20 |  | 320646.13 | 22201.5758 | Per building | GSD | 1 | 1 | 1 | 1 | 1 | 1 | 1 | 1 | 1 | 1 | 1 | 1 | CscNgsd210 | CscN | gsd | 210 | 2859.2717 | 197.9763 | [30 empty] | 0.00029999 | 5.1973e-05 | 0.00032793
210 | Building Envelope | Roof | Warehouse | Existing | Green roof | 1.7451 | 5.2375 |  | 7538.62 | 1 | 3.0012 | 4319.8414 | 20 |  | 204719.92 | 117310.2756 | Per building | GSD | 1 | 1 | 1 | 1 | 1 | 1 | 1 | 1 | 1 | 1 | 1 | 1 | CwaEgsd210 | CwaE | gsd | 210 | 379.0659 | 217.2155 | [30 empty] | 0 | 0 | 0
210 | Building Envelope | Roof | Warehouse | New | Green roof | 1.7451 | 5.2375 |  | 7538.62 | 1 | 3.0012 | 4319.8414 | 20 |  | 204719.92 | 117310.2756 | Per building | GSD | 1 | 1 | 1 | 1 | 1 | 1 | 1 | 1 | 1 | 1 | 1 | 1 | CwaNgsd210 | CwaN | gsd | 210 | 379.0659 | 217.2155 | [30 empty] | 3.5623e-05 | 8.1674e-07 | 7.5567e-05
211 | Building Envelope | Roof | Assembly | Existing | Reflective Roof Treatment | 12.7326 | 0 |  | 38228.95 | 1 | 0 | 3002.444 | 15 |  | 15683.64 | 1231.7694 | Per End Use Consumption | GSD | 1 | 1 | 1 | 1 | 1 | 1 | 1 | 1 | 1 | 1 | 1 | 1 | CasEgsd211 | CasE | gsd | 211 | 2293.737 | 180.1466 | [30 empty] | 0.010287 | 0.0034263 | 0
211 | Building Envelope | Roof | Assembly | New | Reflective Roof Treatment | 12.7326 | 0 |  | 38228.95 | 1 | 0 | 3002.444 | 15 |  | 15683.64 | 1231.7694 | Per End Use Consumption | GSD | 1 | 1 | 1 | 1 | 1 | 1 | 1 | 1 | 1 | 1 | 1 | 1 | CasNgsd211 | CasN | gsd | 211 | 2293.737 | 180.1466 | [30 empty] | 0.0003428 | 0.00011417 | 0
211 | Building Envelope | Roof | College and University | Existing | Reflective Roof Treatment | 30.0761 | 0 |  | 148339.18 | 1 | 0 | 4932.1338 | 15 |  | 23501.16 | 781.3908 | Per End Use Consumption | GSD | 1 | 1 | 1 | 1 | 1 | 1 | 1 | 1 | 1 | 1 | 1 | 1 | CcoEgsd211 | CcoE | gsd | 211 | 8900.3508 | 295.928 | [30 empty] | 0.00253 | 0.00051297 | 0
211 | Building Envelope | Roof | College and University | New | Reflective Roof Treatment | 30.0761 | 0 |  | 148339.18 | 1 | 0 | 4932.1338 | 15 |  | 23501.16 | 781.3908 | Per End Use Consumption | GSD | 1 | 1 | 1 | 1 | 1 | 1 | 1 | 1 | 1 | 1 | 1 | 1 | CcoNgsd211 | CcoN | gsd | 211 | 8900.3508 | 295.928 | [30 empty] | 8.4309e-05 | 1.7094e-05 | 0
211 | Building Envelope | Roof | Data Center | Existing | Reflective Roof Treatment | 4.6356 | 0 |  | 22863.53 | 1 | 0 | 4932.1338 | 15 |  | 74167.11 | 15999.3716 | Per End Use Consumption | GSD | 1 | 1 | 1 | 1 | 1 | 1 | 1 | 1 | 1 | 1 | 1 | 1 | CdaEgsd211 | CdaE | gsd | 211 | 1371.8118 | 295.928 | [30 empty] | 0.00013335 | 2.7036e-05 | 0
211 | Building Envelope | Roof | Data Center | New | Reflective Roof Treatment | 4.6356 | 0 |  | 22863.53 | 1 | 0 | 4932.1338 | 15 |  | 74167.11 | 15999.3716 | Per End Use Consumption | GSD | 1 | 1 | 1 | 1 | 1 | 1 | 1 | 1 | 1 | 1 | 1 | 1 | CdaNgsd211 | CdaN | gsd | 211 | 1371.8118 | 295.928 | [30 empty] | 4.4434e-06 | 9.0092e-07 | 0
211 | Building Envelope | Roof | Grocery | Existing | Reflective Roof Treatment | 2.887 | 0 |  | 10180.71 | 1 | 0 | 3526.3542 | 15 |  | 3814.57 | 1321.2757 | Per End Use Consumption | GSD | 1 | 1 | 1 | 1 | 1 | 1 | 1 | 1 | 1 | 1 | 1 | 1 | CgrEgsd211 | CgrE | gsd | 211 | 610.8426 | 211.5813 | [30 empty] | 0.0047682 | 0.0013522 | 0
211 | Building Envelope | Roof | Grocery | New | Reflective Roof Treatment | 2.887 | 0 |  | 10180.71 | 1 | 0 | 3526.3542 | 15 |  | 3814.57 | 1321.2757 | Per End Use Consumption | GSD | 1 | 1 | 1 | 1 | 1 | 1 | 1 | 1 | 1 | 1 | 1 | 1 | CgrNgsd211 | CgrN | gsd | 211 | 610.8426 | 211.5813 | [30 empty] | 0.00015889 | 4.5058e-05 | 0
211 | Building Envelope | Roof | Healthcare | Existing | Reflective Roof Treatment | 4.0318 | 0 |  | 19885.61 | 1 | 0 | 4932.1338 | 15 |  | 10379.65 | 2574.4155 | Per End Use Consumption | GSD | 1 | 1 | 1 | 1 | 1 | 1 | 1 | 1 | 1 | 1 | 1 | 1 | CheEgsd211 | CheE | gsd | 211 | 1193.1366 | 295.928 | [30 empty] | 0 | 0 | 0
211 | Building Envelope | Roof | Healthcare | New | Reflective Roof Treatment | 4.0318 | 0 |  | 19885.61 | 1 | 0 | 4932.1338 | 15 |  | 10379.65 | 2574.4155 | Per End Use Consumption | GSD | 1 | 1 | 1 | 1 | 1 | 1 | 1 | 1 | 1 | 1 | 1 | 1 | CheNgsd211 | CheN | gsd | 211 | 1193.1366 | 295.928 | [30 empty] | 0 | 0 | 0
211 | Building Envelope | Roof | Hospitals | Existing | Reflective Roof Treatment | 50.5538 | 0 |  | 249337.9 | 1 | 0 | 4932.1338 | 15 |  | 104454.14 | 2066.1993 | Per End Use Consumption | GSD | 1 | 1 | 1 | 1 | 1 | 1 | 1 | 1 | 1 | 1 | 1 | 1 | ChoEgsd211 | ChoE | gsd | 211 | 14960.274 | 295.928 | [30 empty] | 0 | 0 | 0
211 | Building Envelope | Roof | Hospitals | New | Reflective Roof Treatment | 50.5538 | 0 |  | 249337.9 | 1 | 0 | 4932.1338 | 15 |  | 104454.14 | 2066.1993 | Per End Use Consumption | GSD | 1 | 1 | 1 | 1 | 1 | 1 | 1 | 1 | 1 | 1 | 1 | 1 | ChoNgsd211 | ChoN | gsd | 211 | 14960.274 | 295.928 | [30 empty] | 0 | 0 | 0
211 | Building Envelope | Roof | Institutional | Existing | Reflective Roof Treatment | 5.0223 | 0 |  | 24770.88 | 1 | 0 | 4932.1338 | 15 |  | 13938.25 | 2775.2472 | Per End Use Consumption | GSD | 1 | 1 | 1 | 1 | 1 | 1 | 1 | 1 | 1 | 1 | 1 | 1 | CinEgsd211 | CinE | gsd | 211 | 1486.2528 | 295.928 | [30 empty] | 0.0089556 | 0.0018158 | 0
211 | Building Envelope | Roof | Institutional | New | Reflective Roof Treatment | 5.0223 | 0 |  | 24770.88 | 1 | 0 | 4932.1338 | 15 |  | 13938.25 | 2775.2472 | Per End Use Consumption | GSD | 1 | 1 | 1 | 1 | 1 | 1 | 1 | 1 | 1 | 1 | 1 | 1 | CinNgsd211 | CinN | gsd | 211 | 1486.2528 | 295.928 | [30 empty] | 0.00029843 | 6.0506e-05 | 0
211 | Building Envelope | Roof | Lodging/Hospitality | Existing | Reflective Roof Treatment | 28.9707 | 0 |  | 151275.05 | 1 | 0 | 5221.6594 | 15 |  | 21922.82 | 756.7243 | Per End Use Consumption | GSD | 1 | 1 | 1 | 1 | 1 | 1 | 1 | 1 | 1 | 1 | 1 | 1 | CloEgsd211 | CloE | gsd | 211 | 9076.503 | 313.2996 | [30 empty] | 0.013681 | 0.00262 | 0
211 | Building Envelope | Roof | Lodging/Hospitality | New | Reflective Roof Treatment | 28.9707 | 0 |  | 151275.05 | 1 | 0 | 5221.6594 | 15 |  | 21922.82 | 756.7243 | Per End Use Consumption | GSD | 1 | 1 | 1 | 1 | 1 | 1 | 1 | 1 | 1 | 1 | 1 | 1 | CloNgsd211 | CloN | gsd | 211 | 9076.503 | 313.2996 | [30 empty] | 0.00045589 | 8.7307e-05 | 0
211 | Building Envelope | Roof | Miscellaneous | Existing | Reflective Roof Treatment | 7.615 | 0 |  | 22863.53 | 1 | 0 | 3002.444 | 15 |  | 33593.72 | 4411.535 | Per End Use Consumption | GSD | 1 | 1 | 1 | 1 | 1 | 1 | 1 | 1 | 1 | 1 | 1 | 1 | CmiEgsd211 | CmiE | gsd | 211 | 1371.8118 | 180.1466 | [30 empty] | 0 | 0 | 0
211 | Building Envelope | Roof | Miscellaneous | New | Reflective Roof Treatment | 7.615 | 0 |  | 22863.53 | 1 | 0 | 3002.444 | 15 |  | 33593.72 | 4411.535 | Per End Use Consumption | GSD | 1 | 1 | 1 | 1 | 1 | 1 | 1 | 1 | 1 | 1 | 1 | 1 | CmiNgsd211 | CmiN | gsd | 211 | 1371.8118 | 180.1466 | [30 empty] | 0 | 0 | 0
211 | Building Envelope | Roof | Offices | Existing | Reflective Roof Treatment | 10.7291 | 0 |  | 32213.63 | 1 | 0 | 3002.444 | 15 |  | 17289.06 | 1611.4121 | Per End Use Consumption | GSD | 1 | 1 | 1 | 1 | 1 | 1 | 1 | 1 | 1 | 1 | 1 | 1 | CofEgsd211 | CofE | gsd | 211 | 1932.8178 | 180.1466 | [30 empty] | 0.069968 | 0.023304 | 0
211 | Building Envelope | Roof | Offices | New | Reflective Roof Treatment | 10.7291 | 0 |  | 32213.63 | 1 | 0 | 3002.444 | 15 |  | 17289.06 | 1611.4121 | Per End Use Consumption | GSD | 1 | 1 | 1 | 1 | 1 | 1 | 1 | 1 | 1 | 1 | 1 | 1 | CofNgsd211 | CofN | gsd | 211 | 1932.8178 | 180.1466 | [30 empty] | 0.0023315 | 0.00077654 | 0
211 | Building Envelope | Roof | Restaurants | Existing | Reflective Roof Treatment | 2.8167 | 0 |  | 9932.55 | 1 | 0 | 3526.3542 | 15 |  | 5707.99 | 2026.5083 | Per End Use Consumption | GSD | 1 | 1 | 1 | 1 | 1 | 1 | 1 | 1 | 1 | 1 | 1 | 1 | CreEgsd211 | CreE | gsd | 211 | 595.953 | 211.5813 | [30 empty] | 0.009012 | 0.0025556 | 0
211 | Building Envelope | Roof | Restaurants | New | Reflective Roof Treatment | 2.8167 | 0 |  | 9932.55 | 1 | 0 | 3526.3542 | 15 |  | 5707.99 | 2026.5083 | Per End Use Consumption | GSD | 1 | 1 | 1 | 1 | 1 | 1 | 1 | 1 | 1 | 1 | 1 | 1 | CreNgsd211 | CreN | gsd | 211 | 595.953 | 211.5813 | [30 empty] | 0.00030031 | 8.516e-05 | 0
211 | Building Envelope | Roof | Retail | Existing | Reflective Roof Treatment | 12.2053 | 0 |  | 36645.65 | 1 | 0 | 3002.444 | 15 |  | 33728.24 | 2763.4153 | Per End Use Consumption | GSD | 1 | 1 | 1 | 1 | 1 | 1 | 1 | 1 | 1 | 1 | 1 | 1 | CrtEgsd211 | CrtE | gsd | 211 | 2198.739 | 180.1466 | [30 empty] | 0.022166 | 0.0073825 | 0
211 | Building Envelope | Roof | Retail | New | Reflective Roof Treatment | 12.2053 | 0 |  | 36645.65 | 1 | 0 | 3002.444 | 15 |  | 33728.24 | 2763.4153 | Per End Use Consumption | GSD | 1 | 1 | 1 | 1 | 1 | 1 | 1 | 1 | 1 | 1 | 1 | 1 | CrtNgsd211 | CrtN | gsd | 211 | 2198.739 | 180.1466 | [30 empty] | 0.00073862 | 0.00024601 | 0
211 | Building Envelope | Roof | Schools K-12 | Existing | Reflective Roof Treatment | 48.8511 | 0 |  | 146672.81 | 1 | 0 | 3002.444 | 15 |  | 37078.35 | 759.0069 | Per End Use Consumption | GSD | 1 | 1 | 1 | 1 | 1 | 1 | 1 | 1 | 1 | 1 | 1 | 1 | CscEgsd211 | CscE | gsd | 211 | 8800.3686 | 180.1466 | [30 empty] | 0.0057265 | 0.0019073 | 0
211 | Building Envelope | Roof | Schools K-12 | New | Reflective Roof Treatment | 48.8511 | 0 |  | 146672.81 | 1 | 0 | 3002.444 | 15 |  | 37078.35 | 759.0069 | Per End Use Consumption | GSD | 1 | 1 | 1 | 1 | 1 | 1 | 1 | 1 | 1 | 1 | 1 | 1 | CscNgsd211 | CscN | gsd | 211 | 8800.3686 | 180.1466 | [30 empty] | 0.00019082 | 6.3556e-05 | 0
211 | Building Envelope | Roof | Warehouse | Existing | Reflective Roof Treatment | 13.6268 | 0 |  | 40913.59 | 1 | 0 | 3002.444 | 15 |  | 23673.07 | 1737.2484 | Per End Use Consumption | GSD | 1 | 1 | 1 | 1 | 1 | 1 | 1 | 1 | 1 | 1 | 1 | 1 | CwaEgsd211 | CwaE | gsd | 211 | 2454.8154 | 180.1466 | [30 empty] | 8.989e-05 | 2.9939e-05 | 0
211 | Building Envelope | Roof | Warehouse | New | Reflective Roof Treatment | 13.6268 | 0 |  | 40913.59 | 1 | 0 | 3002.444 | 15 |  | 23673.07 | 1737.2484 | Per End Use Consumption | GSD | 1 | 1 | 1 | 1 | 1 | 1 | 1 | 1 | 1 | 1 | 1 | 1 | CwaNgsd211 | CwaN | gsd | 211 | 2454.8154 | 180.1466 | [30 empty] | 2.9954e-06 | 9.9765e-07 | 0
212 | Building Envelope | Sealing | Assembly | Existing | Infiltration Reduction - Air Sealing | 3.742 | 3.2594 |  | 12665.93 | 1 | 0.87101 | 3384.7768 | 20 |  | 4657.63 | 1244.6806 | Per End Use Consumption | GSD | 0.57723 | 0.60437 | 0.83705 | 1.097 | 1.2026 | 1.2026 | 1.289 | 1.2891 | 1.2453 | 1.1192 | 0.77553 | 0.85362 | CasEgsd212 | CasE | gsd | 212 | 636.8835 | 170.1974 | [30 empty] | 19.0467 | 0.8858 | 37.3323
212 | Building Envelope | Sealing | Assembly | New | Infiltration Reduction - Air Sealing | 3.742 | 3.2594 |  | 12665.93 | 1 | 0.87101 | 3384.7768 | 20 |  | 4657.63 | 1244.6806 | Per End Use Consumption | GSD | 0.57723 | 0.60437 | 0.83705 | 1.097 | 1.2026 | 1.2026 | 1.289 | 1.2891 | 1.2453 | 1.1192 | 0.77553 | 0.85362 | CasNgsd212 | CasN | gsd | 212 | 636.8835 | 170.1974 | [30 empty] | 0.11543 | 0.004702 | 0.2308
212 | Building Envelope | Sealing | College and University | Existing | Infiltration Reduction - Air Sealing | 0.91675 | 0.13513 |  | 5223.91 | 1 | 0.1474 | 5698.2849 | 20 |  | 7104.86 | 7750.041 | Per End Use Consumption | GSD | 0.57723 | 0.60437 | 0.83705 | 1.097 | 1.2026 | 1.2026 | 1.289 | 1.2891 | 1.2453 | 1.1192 | 0.77553 | 0.85362 | CcoEgsd212 | CcoE | gsd | 212 | 262.6749 | 286.528 | [30 empty] | 0.35362 | 0.04386 | 0.026415
212 | Building Envelope | Sealing | College and University | New | Infiltration Reduction - Air Sealing | 0.91675 | 0.13513 |  | 5223.91 | 1 | 0.1474 | 5698.2849 | 20 |  | 7104.86 | 7750.041 | Per End Use Consumption | GSD | 0.57723 | 0.60437 | 0.83705 | 1.097 | 1.2026 | 1.2026 | 1.289 | 1.2891 | 1.2453 | 1.1192 | 0.77553 | 0.85362 | CcoNgsd212 | CcoN | gsd | 212 | 262.6749 | 286.528 | [30 empty] | 0.001922 | 0.00021871 | 0.00016224
212 | Building Envelope | Sealing | Data Center | Existing | Infiltration Reduction - Air Sealing | 4.4997 | 1.0312 |  | 27553.22 | 1 | 0.22918 | 6123.3688 | 20 |  | 29372.39 | 6527.6573 | Per End Use Consumption | GSD | 0.57723 | 0.60437 | 0.83705 | 1.097 | 1.2026 | 1.2026 | 1.289 | 1.2891 | 1.2453 | 1.1192 | 0.77553 | 0.85362 | CdaEgsd212 | CdaE | gsd | 212 | 1385.4641 | 307.9026 | [30 empty] | 0.026786 | 0.0031507 | 0.0021636
212 | Building Envelope | Sealing | Data Center | New | Infiltration Reduction - Air Sealing | 4.4997 | 1.0312 |  | 27553.22 | 1 | 0.22918 | 6123.3688 | 20 |  | 29372.39 | 6527.6573 | Per End Use Consumption | GSD | 0.57723 | 0.60437 | 0.83705 | 1.097 | 1.2026 | 1.2026 | 1.289 | 1.2891 | 1.2453 | 1.1192 | 0.77553 | 0.85362 | CdaNgsd212 | CdaN | gsd | 212 | 1385.4641 | 307.9026 | [30 empty] | 0.00015275 | 1.6865e-05 | 1.3384e-05
212 | Building Envelope | Sealing | Grocery | Existing | Infiltration Reduction - Air Sealing | 0.25895 | 0.47707 |  | 1533.89 | 1 | 1.8423 | 5923.5599 | 20 |  | 1065.31 | 4114.0027 | Per End Use Consumption | GSD | 0.57723 | 0.60437 | 0.83705 | 1.097 | 1.2026 | 1.2026 | 1.289 | 1.2891 | 1.2453 | 1.1192 | 0.77553 | 0.85362 | CgrEgsd212 | CgrE | gsd | 212 | 77.1289 | 297.8555 | [30 empty] | 3.3007 | 0.22466 | 1.9278
212 | Building Envelope | Sealing | Grocery | New | Infiltration Reduction - Air Sealing | 0.25895 | 0.47707 |  | 1533.89 | 1 | 1.8423 | 5923.5599 | 20 |  | 1065.31 | 4114.0027 | Per End Use Consumption | GSD | 0.57723 | 0.60437 | 0.83705 | 1.097 | 1.2026 | 1.2026 | 1.289 | 1.2891 | 1.2453 | 1.1192 | 0.77553 | 0.85362 | CgrNgsd212 | CgrN | gsd | 212 | 77.1289 | 297.8555 | [30 empty] | 0.019613 | 0.0011559 | 0.011941
212 | Building Envelope | Sealing | Healthcare | Existing | Infiltration Reduction - Air Sealing | 0.38436 | 0.18483 |  | 2856.44 | 1 | 0.48088 | 7431.6589 | 20 |  | 2974.62 | 7739.1302 | Per End Use Consumption | GSD | 0.57723 | 0.60437 | 0.83705 | 1.097 | 1.2026 | 1.2026 | 1.289 | 1.2891 | 1.2453 | 1.1192 | 0.77553 | 0.85362 | CheEgsd212 | CheE | gsd | 212 | 143.6309 | 373.6876 | [30 empty] | 1.4737 | 0 | 0.28353
212 | Building Envelope | Sealing | Healthcare | New | Infiltration Reduction - Air Sealing | 0.38436 | 0.18483 |  | 2856.44 | 1 | 0.48088 | 7431.6589 | 20 |  | 2974.62 | 7739.1302 | Per End Use Consumption | GSD | 0.57723 | 0.60437 | 0.83705 | 1.097 | 1.2026 | 1.2026 | 1.289 | 1.2891 | 1.2453 | 1.1192 | 0.77553 | 0.85362 | CheNgsd212 | CheN | gsd | 212 | 143.6309 | 373.6876 | [30 empty] | 0.0090457 | 0 | 0.0017403
212 | Building Envelope | Sealing | Hospitals | Existing | Infiltration Reduction - Air Sealing | 33.8198 | 3.787 |  | 186487.88 | 1 | 0.11198 | 5514.1558 | 20 |  | 52739.95 | 1559.4381 | Per End Use Consumption | GSD | 0.57723 | 0.60437 | 0.83705 | 1.097 | 1.2026 | 1.2026 | 1.289 | 1.2891 | 1.2453 | 1.1192 | 0.77553 | 0.85362 | ChoEgsd212 | ChoE | gsd | 212 | 9377.2075 | 277.2694 | [30 empty] | 0.9781 | 0 | 0.18818
212 | Building Envelope | Sealing | Hospitals | New | Infiltration Reduction - Air Sealing | 33.8198 | 3.787 |  | 186487.88 | 1 | 0.11198 | 5514.1558 | 20 |  | 52739.95 | 1559.4381 | Per End Use Consumption | GSD | 0.57723 | 0.60437 | 0.83705 | 1.097 | 1.2026 | 1.2026 | 1.289 | 1.2891 | 1.2453 | 1.1192 | 0.77553 | 0.85362 | ChoNgsd212 | ChoN | gsd | 212 | 9377.2075 | 277.2694 | [30 empty] | 0.0060407 | 0 | 0.0011622
212 | Building Envelope | Sealing | Institutional | Existing | Infiltration Reduction - Air Sealing | 0.44975 | 0.12717 |  | 2879.22 | 1 | 0.28275 | 6401.8151 | 20 |  | 3785.54 | 8416.9766 | Per End Use Consumption | GSD | 0.57723 | 0.60437 | 0.83705 | 1.097 | 1.2026 | 1.2026 | 1.289 | 1.2891 | 1.2453 | 1.1192 | 0.77553 | 0.85362 | CinEgsd212 | CinE | gsd | 212 | 144.7764 | 321.9038 | [30 empty] | 3.3436 | 0.32556 | 0.33436
212 | Building Envelope | Sealing | Institutional | New | Infiltration Reduction - Air Sealing | 0.44975 | 0.12717 |  | 2879.22 | 1 | 0.28275 | 6401.8151 | 20 |  | 3785.54 | 8416.9766 | Per End Use Consumption | GSD | 0.57723 | 0.60437 | 0.83705 | 1.097 | 1.2026 | 1.2026 | 1.289 | 1.2891 | 1.2453 | 1.1192 | 0.77553 | 0.85362 | CinNgsd212 | CinN | gsd | 212 | 144.7764 | 321.9038 | [30 empty] | 0.019343 | 0.0017395 | 0.0020709
212 | Building Envelope | Sealing | Lodging/Hospitality | Existing | Infiltration Reduction - Air Sealing | 3.4585 | 1.3646 |  | 20130.74 | 1 | 0.39458 | 5820.6819 | 20 |  | 12399.1 | 3585.1249 | Per End Use Consumption | GSD | 0.57723 | 0.60437 | 0.83705 | 1.097 | 1.2026 | 1.2026 | 1.289 | 1.2891 | 1.2453 | 1.1192 | 0.77553 | 0.85362 | CloEgsd212 | CloE | gsd | 212 | 1012.238 | 292.6825 | [30 empty] | 3.4026 | 0.3096 | 1.1764
212 | Building Envelope | Sealing | Lodging/Hospitality | New | Infiltration Reduction - Air Sealing | 3.4585 | 1.3646 |  | 20130.74 | 1 | 0.39458 | 5820.6819 | 20 |  | 12399.1 | 3585.1249 | Per End Use Consumption | GSD | 0.57723 | 0.60437 | 0.83705 | 1.097 | 1.2026 | 1.2026 | 1.289 | 1.2891 | 1.2453 | 1.1192 | 0.77553 | 0.85362 | CloNgsd212 | CloN | gsd | 212 | 1012.238 | 292.6825 | [30 empty] | 0.018959 | 0.0015309 | 0.0072229
212 | Building Envelope | Sealing | Miscellaneous | Existing | Infiltration Reduction - Air Sealing | 1.3376 | 5.1291 |  | 6267.44 | 1 | 3.8346 | 4685.6317 | 20 |  | 9722.79 | 7268.903 | Per End Use Consumption | GSD | 0.57723 | 0.60437 | 0.83705 | 1.097 | 1.2026 | 1.2026 | 1.289 | 1.2891 | 1.2453 | 1.1192 | 0.77553 | 0.85362 | CmiEgsd212 | CmiE | gsd | 212 | 315.1469 | 235.6086 | [30 empty] | 8.4975 | 0 | 19.3587
212 | Building Envelope | Sealing | Miscellaneous | New | Infiltration Reduction - Air Sealing | 1.3376 | 5.1291 |  | 6267.44 | 1 | 3.8346 | 4685.6317 | 20 |  | 9722.79 | 7268.903 | Per End Use Consumption | GSD | 0.57723 | 0.60437 | 0.83705 | 1.097 | 1.2026 | 1.2026 | 1.289 | 1.2891 | 1.2453 | 1.1192 | 0.77553 | 0.85362 | CmiNgsd212 | CmiN | gsd | 212 | 315.1469 | 235.6086 | [30 empty] | 0.052453 | 0 | 0.1195
212 | Building Envelope | Sealing | Offices | Existing | Infiltration Reduction - Air Sealing | 1.6948 | 5.8871 |  | 7672.72 | 1 | 3.4736 | 4527.1967 | 20 |  | 5252.27 | 3099.0391 | Per End Use Consumption | GSD | 0.57723 | 0.60437 | 0.83705 | 1.097 | 1.2026 | 1.2026 | 1.289 | 1.2891 | 1.2453 | 1.1192 | 0.77553 | 0.85362 | CofEgsd212 | CofE | gsd | 212 | 385.8089 | 227.6419 | [30 empty] | 26.1309 | 2.1626 | 44.7378
212 | Building Envelope | Sealing | Offices | New | Infiltration Reduction - Air Sealing | 1.6948 | 5.8871 |  | 7672.72 | 1 | 3.4736 | 4527.1967 | 20 |  | 5252.27 | 3099.0391 | Per End Use Consumption | GSD | 0.57723 | 0.60437 | 0.83705 | 1.097 | 1.2026 | 1.2026 | 1.289 | 1.2891 | 1.2453 | 1.1192 | 0.77553 | 0.85362 | CofNgsd212 | CofN | gsd | 212 | 385.8089 | 227.6419 | [30 empty] | 0.14632 | 0.010819 | 0.25934
212 | Building Envelope | Sealing | Restaurants | Existing | Infiltration Reduction - Air Sealing | 1.2379 | 1.2253 |  | 5959.56 | 1 | 0.98982 | 4814.2763 | 20 |  | 1712.22 | 1383.1726 | Per End Use Consumption | GSD | 0.57723 | 0.60437 | 0.83705 | 1.097 | 1.2026 | 1.2026 | 1.289 | 1.2891 | 1.2453 | 1.1192 | 0.77553 | 0.85362 | CreEgsd212 | CreE | gsd | 212 | 299.6658 | 242.0772 | [30 empty] | 10.8687 | 0.3809 | 7.3208
212 | Building Envelope | Sealing | Restaurants | New | Infiltration Reduction - Air Sealing | 1.2379 | 1.2253 |  | 5959.56 | 1 | 0.98982 | 4814.2763 | 20 |  | 1712.22 | 1383.1726 | Per End Use Consumption | GSD | 0.57723 | 0.60437 | 0.83705 | 1.097 | 1.2026 | 1.2026 | 1.289 | 1.2891 | 1.2453 | 1.1192 | 0.77553 | 0.85362 | CreNgsd212 | CreN | gsd | 212 | 299.6658 | 242.0772 | [30 empty] | 0.061121 | 0.0017682 | 0.042182
212 | Building Envelope | Sealing | Retail | Existing | Infiltration Reduction - Air Sealing | 2.1473 | 5.2148 |  | 8736.25 | 1 | 2.4285 | 4068.4611 | 20 |  | 6811.85 | 3172.2704 | Per End Use Consumption | GSD | 0.57723 | 0.60437 | 0.83705 | 1.097 | 1.2026 | 1.2026 | 1.289 | 1.2891 | 1.2453 | 1.1192 | 0.77553 | 0.85362 | CrtEgsd212 | CrtE | gsd | 212 | 439.2866 | 204.5752 | [30 empty] | 9.4137 | 0.75223 | 16.3006
212 | Building Envelope | Sealing | Retail | New | Infiltration Reduction - Air Sealing | 2.1473 | 5.2148 |  | 8736.25 | 1 | 2.4285 | 4068.4611 | 20 |  | 6811.85 | 3172.2704 | Per End Use Consumption | GSD | 0.57723 | 0.60437 | 0.83705 | 1.097 | 1.2026 | 1.2026 | 1.289 | 1.2891 | 1.2453 | 1.1192 | 0.77553 | 0.85362 | CrtNgsd212 | CrtN | gsd | 212 | 439.2866 | 204.5752 | [30 empty] | 0.05244 | 0.0036558 | 0.09446
212 | Building Envelope | Sealing | Schools K-12 | Existing | Infiltration Reduction - Air Sealing | 4.8142 | 10.2521 |  | 18954.45 | 1 | 2.1296 | 3937.225 | 20 |  | 9530.69 | 1979.7183 | Per End Use Consumption | GSD | 0.57723 | 0.60437 | 0.83705 | 1.097 | 1.2026 | 1.2026 | 1.289 | 1.2891 | 1.2453 | 1.1192 | 0.77553 | 0.85362 | CscEgsd212 | CscE | gsd | 212 | 953.0904 | 197.9763 | [30 empty] | 1.4388 | 0.22812 | 1.7174
212 | Building Envelope | Sealing | Schools K-12 | New | Infiltration Reduction - Air Sealing | 4.8142 | 10.2521 |  | 18954.45 | 1 | 2.1296 | 3937.225 | 20 |  | 9530.69 | 1979.7183 | Per End Use Consumption | GSD | 0.57723 | 0.60437 | 0.83705 | 1.097 | 1.2026 | 1.2026 | 1.289 | 1.2891 | 1.2453 | 1.1192 | 0.77553 | 0.85362 | CscNgsd212 | CscN | gsd | 212 | 953.0904 | 197.9763 | [30 empty] | 0.0080286 | 0.0011324 | 0.010545
212 | Building Envelope | Sealing | Warehouse | Existing | Infiltration Reduction - Air Sealing | 0.58171 | 1.7458 |  | 2512.88 | 1 | 3.0012 | 4319.8446 | 20 |  | 5829.96 | 10022.1743 | Per End Use Consumption | GSD | 0.57723 | 0.60437 | 0.83705 | 1.097 | 1.2026 | 1.2026 | 1.289 | 1.2891 | 1.2453 | 1.1192 | 0.77553 | 0.85362 | CwaEgsd212 | CwaE | gsd | 212 | 126.3556 | 217.2156 | [30 empty] | 0.3587 | 0.0064512 | 0.77305
212 | Building Envelope | Sealing | Warehouse | New | Infiltration Reduction - Air Sealing | 0.58171 | 1.7458 |  | 2512.88 | 1 | 3.0012 | 4319.8446 | 20 |  | 5829.96 | 10022.1743 | Per End Use Consumption | GSD | 0.57723 | 0.60437 | 0.83705 | 1.097 | 1.2026 | 1.2026 | 1.289 | 1.2891 | 1.2453 | 1.1192 | 0.77553 | 0.85362 | CwaNgsd212 | CwaN | gsd | 212 | 126.3556 | 217.2156 | [30 empty] | 0.0021912 | 3.2154e-05 | 0.004772
213 | Building Envelope | Sealing | Assembly | Existing | Warehouse Loading Dock Seals | 0.24724 | 0.28541 |  | 867.61 | 1 | 1.1544 | 3509.1542 | 10 |  | 5347.21 | 21627.4414 | Per End Use Consumption | GSD | 1 | 1 | 1 | 1 | 1 | 1 | 1 | 1 | 1 | 1 | 1 | 1 | CasEgsd213 | CasE | gsd | 213 | 52.0566 | 210.5493 | [30 empty] | 0 | 0 | 0
213 | Building Envelope | Sealing | Assembly | New | Warehouse Loading Dock Seals | 0.24724 | 0.28541 |  | 867.61 | 1 | 1.1544 | 3509.1542 | 10 |  | 5347.21 | 21627.4414 | Per End Use Consumption | GSD | 1 | 1 | 1 | 1 | 1 | 1 | 1 | 1 | 1 | 1 | 1 | 1 | CasNgsd213 | CasN | gsd | 213 | 52.0566 | 210.5493 | [30 empty] | 0 | 0 | 0
213 | Building Envelope | Sealing | College and University | Existing | Warehouse Loading Dock Seals | 0.15051 | 0.024103 |  | 867.61 | 1 | 0.16014 | 5764.5099 | 10 |  | 8367.52 | 55594.8548 | Per End Use Consumption | GSD | 1 | 1 | 1 | 1 | 1 | 1 | 1 | 1 | 1 | 1 | 1 | 1 | CcoEgsd213 | CcoE | gsd | 213 | 52.0566 | 345.8706 | [30 empty] | 0 | 0 | 0
213 | Building Envelope | Sealing | College and University | New | Warehouse Loading Dock Seals | 0.15051 | 0.024103 |  | 867.61 | 1 | 0.16014 | 5764.5099 | 10 |  | 8367.52 | 55594.8548 | Per End Use Consumption | GSD | 1 | 1 | 1 | 1 | 1 | 1 | 1 | 1 | 1 | 1 | 1 | 1 | CcoNgsd213 | CcoN | gsd | 213 | 52.0566 | 345.8706 | [30 empty] | 0 | 0 | 0
213 | Building Envelope | Sealing | Data Center | Existing | Warehouse Loading Dock Seals | 0.15051 | 0.024103 |  | 867.61 | 1 | 0.16014 | 5764.5099 | 10 |  | 35849.49 | 238188.5185 | Per End Use Consumption | GSD | 1 | 1 | 1 | 1 | 1 | 1 | 1 | 1 | 1 | 1 | 1 | 1 | CdaEgsd213 | CdaE | gsd | 213 | 52.0566 | 345.8706 | [30 empty] | 0 | 0 | 0
213 | Building Envelope | Sealing | Data Center | New | Warehouse Loading Dock Seals | 0.15051 | 0.024103 |  | 867.61 | 1 | 0.16014 | 5764.5099 | 10 |  | 35849.49 | 238188.5185 | Per End Use Consumption | GSD | 1 | 1 | 1 | 1 | 1 | 1 | 1 | 1 | 1 | 1 | 1 | 1 | CdaNgsd213 | CdaN | gsd | 213 | 52.0566 | 345.8706 | [30 empty] | 0 | 0 | 0
213 | Building Envelope | Sealing | Grocery | Existing | Warehouse Loading Dock Seals | 0.21051 | 0.096283 |  | 867.61 | 1 | 0.45738 | 4121.4826 | 10 |  | 913.68 | 4340.3329 | Per End Use Consumption | GSD | 1 | 1 | 1 | 1 | 1 | 1 | 1 | 1 | 1 | 1 | 1 | 1 | CgrEgsd213 | CgrE | gsd | 213 | 52.0566 | 247.289 | [30 empty] | 0 | 0 | 0
213 | Building Envelope | Sealing | Grocery | New | Warehouse Loading Dock Seals | 0.21051 | 0.096283 |  | 867.61 | 1 | 0.45738 | 4121.4826 | 10 |  | 913.68 | 4340.3329 | Per End Use Consumption | GSD | 1 | 1 | 1 | 1 | 1 | 1 | 1 | 1 | 1 | 1 | 1 | 1 | CgrNgsd213 | CgrN | gsd | 213 | 52.0566 | 247.289 | [30 empty] | 0 | 0 | 0
213 | Building Envelope | Sealing | Healthcare | Existing | Warehouse Loading Dock Seals | 0.15051 | 0.024103 |  | 867.61 | 1 | 0.16014 | 5764.5099 | 10 |  | 3270.09 | 21726.8891 | Per End Use Consumption | GSD | 1 | 1 | 1 | 1 | 1 | 1 | 1 | 1 | 1 | 1 | 1 | 1 | CheEgsd213 | CheE | gsd | 213 | 52.0566 | 345.8706 | [30 empty] | 0 | 0 | 0
213 | Building Envelope | Sealing | Healthcare | New | Warehouse Loading Dock Seals | 0.15051 | 0.024103 |  | 867.61 | 1 | 0.16014 | 5764.5099 | 10 |  | 3270.09 | 21726.8891 | Per End Use Consumption | GSD | 1 | 1 | 1 | 1 | 1 | 1 | 1 | 1 | 1 | 1 | 1 | 1 | CheNgsd213 | CheN | gsd | 213 | 52.0566 | 345.8706 | [30 empty] | 0 | 0 | 0
213 | Building Envelope | Sealing | Hospitals | Existing | Warehouse Loading Dock Seals | 0.15051 | 0.024103 |  | 867.61 | 1 | 0.16014 | 5764.5099 | 10 |  | 64689.1 | 429802.5129 | Per End Use Consumption | GSD | 1 | 1 | 1 | 1 | 1 | 1 | 1 | 1 | 1 | 1 | 1 | 1 | ChoEgsd213 | ChoE | gsd | 213 | 52.0566 | 345.8706 | [30 empty] | 0 | 0 | 0
213 | Building Envelope | Sealing | Hospitals | New | Warehouse Loading Dock Seals | 0.15051 | 0.024103 |  | 867.61 | 1 | 0.16014 | 5764.5099 | 10 |  | 64689.1 | 429802.5129 | Per End Use Consumption | GSD | 1 | 1 | 1 | 1 | 1 | 1 | 1 | 1 | 1 | 1 | 1 | 1 | ChoNgsd213 | ChoN | gsd | 213 | 52.0566 | 345.8706 | [30 empty] | 0 | 0 | 0
213 | Building Envelope | Sealing | Institutional | Existing | Warehouse Loading Dock Seals | 0.15051 | 0.024103 |  | 867.61 | 1 | 0.16014 | 5764.5099 | 10 |  | 4270.91 | 28376.463 | Per End Use Consumption | GSD | 1 | 1 | 1 | 1 | 1 | 1 | 1 | 1 | 1 | 1 | 1 | 1 | CinEgsd213 | CinE | gsd | 213 | 52.0566 | 345.8706 | [30 empty] | 0 | 0 | 0
213 | Building Envelope | Sealing | Institutional | New | Warehouse Loading Dock Seals | 0.15051 | 0.024103 |  | 867.61 | 1 | 0.16014 | 5764.5099 | 10 |  | 4270.91 | 28376.463 | Per End Use Consumption | GSD | 1 | 1 | 1 | 1 | 1 | 1 | 1 | 1 | 1 | 1 | 1 | 1 | CinNgsd213 | CinN | gsd | 213 | 52.0566 | 345.8706 | [30 empty] | 0 | 0 | 0
213 | Building Envelope | Sealing | Lodging/Hospitality | Existing | Warehouse Loading Dock Seals | 0.14216 | 0.082523 |  | 867.61 | 1 | 0.58048 | 6102.8976 | 10 |  | 14901.52 | 104819.5045 | Per End Use Consumption | GSD | 1 | 1 | 1 | 1 | 1 | 1 | 1 | 1 | 1 | 1 | 1 | 1 | CloEgsd213 | CloE | gsd | 213 | 52.0566 | 366.1739 | [30 empty] | 0 | 0 | 0
213 | Building Envelope | Sealing | Lodging/Hospitality | New | Warehouse Loading Dock Seals | 0.14216 | 0.082523 |  | 867.61 | 1 | 0.58048 | 6102.8976 | 10 |  | 14901.52 | 104819.5045 | Per End Use Consumption | GSD | 1 | 1 | 1 | 1 | 1 | 1 | 1 | 1 | 1 | 1 | 1 | 1 | CloNgsd213 | CloN | gsd | 213 | 52.0566 | 366.1739 | [30 empty] | 0 | 0 | 0
213 | Building Envelope | Sealing | Miscellaneous | Existing | Warehouse Loading Dock Seals | 0.24724 | 0.28541 |  | 867.61 | 1 | 1.1544 | 3509.1542 | 10 |  | 11598.5 | 46911.5443 | Per End Use Consumption | GSD | 1 | 1 | 1 | 1 | 1 | 1 | 1 | 1 | 1 | 1 | 1 | 1 | CmiEgsd213 | CmiE | gsd | 213 | 52.0566 | 210.5493 | [30 empty] | 0 | 0 | 0
213 | Building Envelope | Sealing | Miscellaneous | New | Warehouse Loading Dock Seals | 0.24724 | 0.28541 |  | 867.61 | 1 | 1.1544 | 3509.1542 | 10 |  | 11598.5 | 46911.5443 | Per End Use Consumption | GSD | 1 | 1 | 1 | 1 | 1 | 1 | 1 | 1 | 1 | 1 | 1 | 1 | CmiNgsd213 | CmiN | gsd | 213 | 52.0566 | 210.5493 | [30 empty] | 0 | 0 | 0
213 | Building Envelope | Sealing | Offices | Existing | Warehouse Loading Dock Seals | 0.24724 | 0.28541 |  | 867.61 | 1 | 1.1544 | 3509.1542 | 10 |  | 6081.1 | 24595.7488 | Per End Use Consumption | GSD | 1 | 1 | 1 | 1 | 1 | 1 | 1 | 1 | 1 | 1 | 1 | 1 | CofEgsd213 | CofE | gsd | 213 | 52.0566 | 210.5493 | [30 empty] | 0 | 0 | 0
213 | Building Envelope | Sealing | Offices | New | Warehouse Loading Dock Seals | 0.24724 | 0.28541 |  | 867.61 | 1 | 1.1544 | 3509.1542 | 10 |  | 6081.1 | 24595.7488 | Per End Use Consumption | GSD | 1 | 1 | 1 | 1 | 1 | 1 | 1 | 1 | 1 | 1 | 1 | 1 | CofNgsd213 | CofN | gsd | 213 | 52.0566 | 210.5493 | [30 empty] | 0 | 0 | 0
213 | Building Envelope | Sealing | Restaurants | Existing | Warehouse Loading Dock Seals | 0.21051 | 0.096283 |  | 867.61 | 1 | 0.45738 | 4121.4826 | 10 |  | 1712.07 | 8132.9938 | Per End Use Consumption | GSD | 1 | 1 | 1 | 1 | 1 | 1 | 1 | 1 | 1 | 1 | 1 | 1 | CreEgsd213 | CreE | gsd | 213 | 52.0566 | 247.289 | [30 empty] | 0 | 0 | 0
213 | Building Envelope | Sealing | Restaurants | New | Warehouse Loading Dock Seals | 0.21051 | 0.096283 |  | 867.61 | 1 | 0.45738 | 4121.4826 | 10 |  | 1712.07 | 8132.9938 | Per End Use Consumption | GSD | 1 | 1 | 1 | 1 | 1 | 1 | 1 | 1 | 1 | 1 | 1 | 1 | CreNgsd213 | CreN | gsd | 213 | 52.0566 | 247.289 | [30 empty] | 0 | 0 | 0
213 | Building Envelope | Sealing | Retail | Existing | Warehouse Loading Dock Seals | 0.24724 | 0.28541 |  | 867.61 | 1 | 1.1544 | 3509.1542 | 10 |  | 8005.9 | 32380.8365 | Per End Use Consumption | GSD | 1 | 1 | 1 | 1 | 1 | 1 | 1 | 1 | 1 | 1 | 1 | 1 | CrtEgsd213 | CrtE | gsd | 213 | 52.0566 | 210.5493 | [30 empty] | 0 | 0 | 0
213 | Building Envelope | Sealing | Retail | New | Warehouse Loading Dock Seals | 0.24724 | 0.28541 |  | 867.61 | 1 | 1.1544 | 3509.1542 | 10 |  | 8005.9 | 32380.8365 | Per End Use Consumption | GSD | 1 | 1 | 1 | 1 | 1 | 1 | 1 | 1 | 1 | 1 | 1 | 1 | CrtNgsd213 | CrtN | gsd | 213 | 52.0566 | 210.5493 | [30 empty] | 0 | 0 | 0
213 | Building Envelope | Sealing | Schools K-12 | Existing | Warehouse Loading Dock Seals | 0.24724 | 0.28541 |  | 867.61 | 1 | 1.1544 | 3509.1542 | 10 |  | 11361.41 | 45952.6049 | Per End Use Consumption | GSD | 1 | 1 | 1 | 1 | 1 | 1 | 1 | 1 | 1 | 1 | 1 | 1 | CscEgsd213 | CscE | gsd | 213 | 52.0566 | 210.5493 | [30 empty] | 0 | 0 | 0
213 | Building Envelope | Sealing | Schools K-12 | New | Warehouse Loading Dock Seals | 0.24724 | 0.28541 |  | 867.61 | 1 | 1.1544 | 3509.1542 | 10 |  | 11361.41 | 45952.6049 | Per End Use Consumption | GSD | 1 | 1 | 1 | 1 | 1 | 1 | 1 | 1 | 1 | 1 | 1 | 1 | CscNgsd213 | CscN | gsd | 213 | 52.0566 | 210.5493 | [30 empty] | 0 | 0 | 0
213 | Building Envelope | Sealing | Warehouse | Existing | Warehouse Loading Dock Seals | 0.24724 | 0.28541 |  | 867.61 | 1 | 1.1544 | 3509.1542 | 10 |  | 6794.07 | 27479.4427 | Per End Use Consumption | GSD | 1 | 1 | 1 | 1 | 1 | 1 | 1 | 1 | 1 | 1 | 1 | 1 | CwaEgsd213 | CwaE | gsd | 213 | 52.0566 | 210.5493 | [30 empty] | 0.017844 | 0.00082557 | 0.035004
213 | Building Envelope | Sealing | Warehouse | New | Warehouse Loading Dock Seals | 0.24724 | 0.28541 |  | 867.61 | 1 | 1.1544 | 3509.1542 | 10 |  | 6794.07 | 27479.4427 | Per End Use Consumption | GSD | 1 | 1 | 1 | 1 | 1 | 1 | 1 | 1 | 1 | 1 | 1 | 1 | CwaNgsd213 | CwaN | gsd | 213 | 52.0566 | 210.5493 | [30 empty] | 6.9835e-05 | 2.3188e-06 | 0.00014323
214 | Building Envelope | Window | Assembly | Existing | Energy Star windows | 0.24656 | 0.69242 |  | 1044.22 | 1 | 2.8083 | 4235.1706 | 20 |  | 3506.62 | 14222.2269 | Per 100 S.F. | GSD | 1 | 1 | 1 | 1 | 1 | 1 | 1 | 1 | 1 | 1 | 1 | 1 | CasEgsd214 | CasE | gsd | 214 | 62.6532 | 254.1102 | [30 empty] | 2.7889 | 0.04068 | 6.0752
214 | Building Envelope | Window | Assembly | New | Energy Star windows | 0.24656 | 0.69242 |  | 1044.22 | 1 | 2.8083 | 4235.1706 | 20 |  | 3506.62 | 14222.2269 | Per 100 S.F. | GSD | 1 | 1 | 1 | 1 | 1 | 1 | 1 | 1 | 1 | 1 | 1 | 1 | CasNgsd214 | CasN | gsd | 214 | 62.6532 | 254.1102 | [30 empty] | 0.017029 | 0.0001808 | 0.037558
214 | Building Envelope | Window | College and University | Existing | Energy Star windows | 0.060404 | 0.028708 |  | 447.14 | 1 | 0.47527 | 7402.5051 | 20 |  | 5487.3 | 90843.5081 | Per 100 S.F. | GSD | 1 | 1 | 1 | 1 | 1 | 1 | 1 | 1 | 1 | 1 | 1 | 1 | CcoEgsd214 | CcoE | gsd | 214 | 26.8284 | 444.1503 | [30 empty] | 0.033278 | 0.0021699 | 0.0043434
214 | Building Envelope | Window | College and University | New | Energy Star windows | 0.060404 | 0.028708 |  | 447.14 | 1 | 0.47527 | 7402.5051 | 20 |  | 5487.3 | 90843.5081 | Per 100 S.F. | GSD | 1 | 1 | 1 | 1 | 1 | 1 | 1 | 1 | 1 | 1 | 1 | 1 | CcoNgsd214 | CcoN | gsd | 214 | 26.8284 | 444.1503 | [30 empty] | 0.00018264 | 9.0313e-06 | 2.6569e-05
214 | Building Envelope | Window | Data Center | Existing | Energy Star windows | 0.29648 | 0.21908 |  | 2601.01 | 1 | 0.73895 | 8773.0237 | 20 |  | 23509.58 | 79296.1594 | Per 100 S.F. | GSD | 1 | 1 | 1 | 1 | 1 | 1 | 1 | 1 | 1 | 1 | 1 | 1 | CdaEgsd214 | CdaE | gsd | 214 | 156.0606 | 526.3814 | [30 empty] | 0.0053348 | 0.00030963 | 0.00073256
214 | Building Envelope | Window | Data Center | New | Energy Star windows | 0.29648 | 0.21908 |  | 2601.01 | 1 | 0.73895 | 8773.0237 | 20 |  | 23509.58 | 79296.1594 | Per 100 S.F. | GSD | 1 | 1 | 1 | 1 | 1 | 1 | 1 | 1 | 1 | 1 | 1 | 1 | CdaNgsd214 | CdaN | gsd | 214 | 156.0606 | 526.3814 | [30 empty] | 3.0372e-05 | 1.3835e-06 | 4.5304e-06
214 | Building Envelope | Window | Grocery | Existing | Energy Star windows | 0.017063 | 0.10135 |  | 192.04 | 1 | 5.9396 | 11254.7961 | 20 |  | 599.17 | 35115.2685 | Per 100 S.F. | GSD | 1 | 1 | 1 | 1 | 1 | 1 | 1 | 1 | 1 | 1 | 1 | 1 | CgrEgsd214 | CgrE | gsd | 214 | 11.5224 | 675.2878 | [30 empty] | 0.45015 | 0.011283 | 0.31538
214 | Building Envelope | Window | Grocery | New | Energy Star windows | 0.017063 | 0.10135 |  | 192.04 | 1 | 5.9396 | 11254.7961 | 20 |  | 599.17 | 35115.2685 | Per 100 S.F. | GSD | 1 | 1 | 1 | 1 | 1 | 1 | 1 | 1 | 1 | 1 | 1 | 1 | CgrNgsd214 | CgrN | gsd | 214 | 11.5224 | 675.2878 | [30 empty] | 0.0027118 | 4.8219e-05 | 0.0019534
214 | Building Envelope | Window | Healthcare | Existing | Energy Star windows | 0.025326 | 0.039267 |  | 329.01 | 1 | 1.5505 | 12991.1246 | 20 |  | 2144.47 | 84675.4718 | Per 100 S.F. | GSD | 1 | 1 | 1 | 1 | 1 | 1 | 1 | 1 | 1 | 1 | 1 | 1 | CheEgsd214 | CheE | gsd | 214 | 19.7406 | 779.4675 | [30 empty] | 0.48995 | 0 | 0.094261
214 | Building Envelope | Window | Healthcare | New | Energy Star windows | 0.025326 | 0.039267 |  | 329.01 | 1 | 1.5505 | 12991.1246 | 20 |  | 2144.47 | 84675.4718 | Per 100 S.F. | GSD | 1 | 1 | 1 | 1 | 1 | 1 | 1 | 1 | 1 | 1 | 1 | 1 | CheNgsd214 | CheN | gsd | 214 | 19.7406 | 779.4675 | [30 empty] | 0.0030073 | 0 | 0.00057857
214 | Building Envelope | Window | Hospitals | Existing | Energy Star windows | 2.2284 | 0.80452 |  | 15172.26 | 1 | 0.36104 | 6808.736 | 20 |  | 42422.17 | 19037.4641 | Per 100 S.F. | GSD | 1 | 1 | 1 | 1 | 1 | 1 | 1 | 1 | 1 | 1 | 1 | 1 | ChoEgsd214 | ChoE | gsd | 214 | 910.3356 | 408.5242 | [30 empty] | 0.167 | 0 | 0.032129
214 | Building Envelope | Window | Hospitals | New | Energy Star windows | 2.2284 | 0.80452 |  | 15172.26 | 1 | 0.36104 | 6808.736 | 20 |  | 42422.17 | 19037.4641 | Per 100 S.F. | GSD | 1 | 1 | 1 | 1 | 1 | 1 | 1 | 1 | 1 | 1 | 1 | 1 | ChoNgsd214 | ChoN | gsd | 214 | 910.3356 | 408.5242 | [30 empty] | 0.0010314 | 0 | 0.00019842
214 | Building Envelope | Window | Institutional | Existing | Energy Star windows | 0.029634 | 0.027015 |  | 286.58 | 1 | 0.91163 | 9670.5729 | 20 |  | 2800.8 | 94512.3194 | Per 100 S.F. | GSD | 1 | 1 | 1 | 1 | 1 | 1 | 1 | 1 | 1 | 1 | 1 | 1 | CinEgsd214 | CinE | gsd | 214 | 17.1948 | 580.2344 | [30 empty] | 0.36962 | 0.016219 | 0.055721
214 | Building Envelope | Window | Institutional | New | Energy Star windows | 0.029634 | 0.027015 |  | 286.58 | 1 | 0.91163 | 9670.5729 | 20 |  | 2800.8 | 94512.3194 | Per 100 S.F. | GSD | 1 | 1 | 1 | 1 | 1 | 1 | 1 | 1 | 1 | 1 | 1 | 1 | CinNgsd214 | CinN | gsd | 214 | 17.1948 | 580.2344 | [30 empty] | 0.0021377 | 7.182e-05 | 0.00034313
214 | Building Envelope | Window | Lodging/Hospitality | Existing | Energy Star windows | 0.22788 | 0.28991 |  | 1630.01 | 1 | 1.2722 | 7153.0621 | 20 |  | 9772.2 | 42883.8804 | Per 100 S.F. | GSD | 1 | 1 | 1 | 1 | 1 | 1 | 1 | 1 | 1 | 1 | 1 | 1 | CloEgsd214 | CloE | gsd | 214 | 97.8006 | 429.1837 | [30 empty] | 0.36885 | 0.015115 | 0.19097
214 | Building Envelope | Window | Lodging/Hospitality | New | Energy Star windows | 0.22788 | 0.28991 |  | 1630.01 | 1 | 1.2722 | 7153.0621 | 20 |  | 9772.2 | 42883.8804 | Per 100 S.F. | GSD | 1 | 1 | 1 | 1 | 1 | 1 | 1 | 1 | 1 | 1 | 1 | 1 | CloNgsd214 | CloN | gsd | 214 | 97.8006 | 429.1837 | [30 empty] | 0.00211 | 6.2827e-05 | 0.0011737
214 | Building Envelope | Window | Miscellaneous | Existing | Energy Star windows | 0.088132 | 1.0896 |  | 742.91 | 1 | 12.3638 | 8429.5592 | 20 |  | 7606.12 | 86304.1806 | Per 100 S.F. | GSD | 1 | 1 | 1 | 1 | 1 | 1 | 1 | 1 | 1 | 1 | 1 | 1 | CmiEgsd214 | CmiE | gsd | 214 | 44.5746 | 505.7736 | [30 empty] | 1.3879 | 0 | 3.1618
214 | Building Envelope | Window | Miscellaneous | New | Energy Star windows | 0.088132 | 1.0896 |  | 742.91 | 1 | 12.3638 | 8429.5592 | 20 |  | 7606.12 | 86304.1806 | Per 100 S.F. | GSD | 1 | 1 | 1 | 1 | 1 | 1 | 1 | 1 | 1 | 1 | 1 | 1 | CmiNgsd214 | CmiN | gsd | 214 | 44.5746 | 505.7736 | [30 empty] | 0.0085671 | 0 | 0.019517
214 | Building Envelope | Window | Offices | Existing | Energy Star windows | 0.11167 | 1.2507 |  | 884.27 | 1 | 11.1999 | 7918.6684 | 20 |  | 3987.9 | 35711.7825 | Per 100 S.F. | GSD | 1 | 1 | 1 | 1 | 1 | 1 | 1 | 1 | 1 | 1 | 1 | 1 | CofEgsd214 | CofE | gsd | 214 | 53.0562 | 475.1201 | [30 empty] | 7.4798 | 0.2295 | 15.4703
214 | Building Envelope | Window | Offices | New | Energy Star windows | 0.11167 | 1.2507 |  | 884.27 | 1 | 11.1999 | 7918.6684 | 20 |  | 3987.9 | 35711.7825 | Per 100 S.F. | GSD | 1 | 1 | 1 | 1 | 1 | 1 | 1 | 1 | 1 | 1 | 1 | 1 | CofNgsd214 | CofN | gsd | 214 | 53.0562 | 475.1201 | [30 empty] | 0.041822 | 0.0009488 | 0.088786
214 | Building Envelope | Window | Restaurants | Existing | Energy Star windows | 0.081563 | 0.2603 |  | 626.32 | 1 | 3.1914 | 7678.9728 | 20 |  | 1122.75 | 13765.4342 | Per 100 S.F. | GSD | 1 | 1 | 1 | 1 | 1 | 1 | 1 | 1 | 1 | 1 | 1 | 1 | CreEgsd214 | CreE | gsd | 214 | 37.5792 | 460.7384 | [30 empty] | 1.6595 | 0.019693 | 1.222
214 | Building Envelope | Window | Restaurants | New | Energy Star windows | 0.081563 | 0.2603 |  | 626.32 | 1 | 3.1914 | 7678.9728 | 20 |  | 1122.75 | 13765.4342 | Per 100 S.F. | GSD | 1 | 1 | 1 | 1 | 1 | 1 | 1 | 1 | 1 | 1 | 1 | 1 | CreNgsd214 | CreN | gsd | 214 | 37.5792 | 460.7384 | [30 empty] | 0.0093384 | 7.5898e-05 | 0.0069712
214 | Building Envelope | Window | Retail | Existing | Energy Star windows | 0.14148 | 1.1079 |  | 911.1 | 1 | 7.8303 | 6439.5638 | 20 |  | 5250.15 | 37107.5359 | Per 100 S.F. | GSD | 1 | 1 | 1 | 1 | 1 | 1 | 1 | 1 | 1 | 1 | 1 | 1 | CrtEgsd214 | CrtE | gsd | 214 | 54.666 | 386.3738 | [30 empty] | 2.6638 | 0.077504 | 5.5384
214 | Building Envelope | Window | Retail | New | Energy Star windows | 0.14148 | 1.1079 |  | 911.1 | 1 | 7.8303 | 6439.5638 | 20 |  | 5250.15 | 37107.5359 | Per 100 S.F. | GSD | 1 | 1 | 1 | 1 | 1 | 1 | 1 | 1 | 1 | 1 | 1 | 1 | CrtNgsd214 | CrtN | gsd | 214 | 54.666 | 386.3738 | [30 empty] | 0.014837 | 0.0003096 | 0.031684
214 | Building Envelope | Window | Schools K-12 | Existing | Energy Star windows | 0.3172 | 2.178 |  | 1908.42 | 1 | 6.8663 | 6016.4264 | 20 |  | 7450.65 | 23488.6907 | Per 100 S.F. | GSD | 1 | 1 | 1 | 1 | 1 | 1 | 1 | 1 | 1 | 1 | 1 | 1 | CscEgsd214 | CscE | gsd | 214 | 114.5052 | 360.9856 | [30 empty] | 0.15593 | 0.010357 | 0.2844
214 | Building Envelope | Window | Schools K-12 | New | Energy Star windows | 0.3172 | 2.178 |  | 1908.42 | 1 | 6.8663 | 6016.4264 | 20 |  | 7450.65 | 23488.6907 | Per 100 S.F. | GSD | 1 | 1 | 1 | 1 | 1 | 1 | 1 | 1 | 1 | 1 | 1 | 1 | CscNgsd214 | CscN | gsd | 214 | 114.5052 | 360.9856 | [30 empty] | 0.00089557 | 4.3001e-05 | 0.0017461
214 | Building Envelope | Window | Warehouse | Existing | Energy Star windows | 0.038329 | 0.37088 |  | 277.88 | 1 | 9.6764 | 7249.9056 | 20 |  | 4455.45 | 116242.9532 | Per 100 S.F. | GSD | 1 | 1 | 1 | 1 | 1 | 1 | 1 | 1 | 1 | 1 | 1 | 1 | CwaEgsd214 | CwaE | gsd | 214 | 16.6728 | 434.9943 | [30 empty] | 0.056696 | 0.00033227 | 0.12689
214 | Building Envelope | Window | Warehouse | New | Energy Star windows | 0.038329 | 0.37088 |  | 277.88 | 1 | 9.6764 | 7249.9056 | 20 |  | 4455.45 | 116242.9532 | Per 100 S.F. | GSD | 1 | 1 | 1 | 1 | 1 | 1 | 1 | 1 | 1 | 1 | 1 | 1 | CwaNgsd214 | CwaN | gsd | 214 | 16.6728 | 434.9943 | [30 empty] | 0.00034313 | 1.39e-06 | 0.00077219
215 | Building Envelope | Window | Assembly | Existing | Window shade film | 0.40638 | 0 |  | 1220.14 | 1 | 0 | 3002.444 | 10 |  | 6802.85 | 16740.0266 | Per Premise | GSD | 1 | 1 | 1 | 1 | 1 | 1 | 1 | 1 | 1 | 1 | 1 | 1 | CasEgsd215 | CasE | gsd | 215 | 73.2084 | 180.1466 | [30 empty] | 0.023693 | 0.0078914 | 0
215 | Building Envelope | Window | Assembly | New | Window shade film | 0.40638 | 0 |  | 1220.14 | 1 | 0 | 3002.444 | 10 |  | 6802.85 | 16740.0266 | Per Premise | GSD | 1 | 1 | 1 | 1 | 1 | 1 | 1 | 1 | 1 | 1 | 1 | 1 | CasNgsd215 | CasN | gsd | 215 | 73.2084 | 180.1466 | [30 empty] | 0.00020633 | 6.872e-05 | 0
215 | Building Envelope | Window | College and University | Existing | Window shade film | 0.29023 | 0 |  | 1431.47 | 1 | 0 | 4932.1338 | 10 |  | 10645.36 | 36678.6173 | Per Premise | GSD | 1 | 1 | 1 | 1 | 1 | 1 | 1 | 1 | 1 | 1 | 1 | 1 | CcoEgsd215 | CcoE | gsd | 215 | 85.8882 | 295.928 | [30 empty] | 0.01233 | 0.0024999 | 0
215 | Building Envelope | Window | College and University | New | Window shade film | 0.29023 | 0 |  | 1431.47 | 1 | 0 | 4932.1338 | 10 |  | 10645.36 | 36678.6173 | Per Premise | GSD | 1 | 1 | 1 | 1 | 1 | 1 | 1 | 1 | 1 | 1 | 1 | 1 | CcoNgsd215 | CcoN | gsd | 215 | 85.8882 | 295.928 | [30 empty] | 5.0233e-05 | 1.0185e-05 | 0
215 | Building Envelope | Window | Data Center | Existing | Window shade film | 0.44272 | 0 |  | 2183.56 | 1 | 0 | 4932.1338 | 10 |  | 45608.58 | 103018.7496 | Per Premise | GSD | 1 | 1 | 1 | 1 | 1 | 1 | 1 | 1 | 1 | 1 | 1 | 1 | CdaEgsd215 | CdaE | gsd | 215 | 131.0136 | 295.928 | [30 empty] | 0.00026623 | 5.3979e-05 | 0
215 | Building Envelope | Window | Data Center | New | Window shade film | 0.44272 | 0 |  | 2183.56 | 1 | 0 | 4932.1338 | 10 |  | 45608.58 | 103018.7496 | Per Premise | GSD | 1 | 1 | 1 | 1 | 1 | 1 | 1 | 1 | 1 | 1 | 1 | 1 | CdaNgsd215 | CdaN | gsd | 215 | 131.0136 | 295.928 | [30 empty] | 2.3306e-06 | 4.7253e-07 | 0
215 | Building Envelope | Window | Grocery | Existing | Window shade film | 0.19121 | 0 |  | 674.27 | 1 | 0 | 3526.3542 | 10 |  | 1162.4 | 6079.2177 | Per Premise | GSD | 1 | 1 | 1 | 1 | 1 | 1 | 1 | 1 | 1 | 1 | 1 | 1 | CgrEgsd215 | CgrE | gsd | 215 | 40.4562 | 211.5813 | [30 empty] | 0.087173 | 0.02472 | 0
215 | Building Envelope | Window | Grocery | New | Window shade film | 0.19121 | 0 |  | 674.27 | 1 | 0 | 3526.3542 | 10 |  | 1162.4 | 6079.2177 | Per Premise | GSD | 1 | 1 | 1 | 1 | 1 | 1 | 1 | 1 | 1 | 1 | 1 | 1 | CgrNgsd215 | CgrN | gsd | 215 | 40.4562 | 211.5813 | [30 empty] | 0.00053046 | 0.00015043 | 0
215 | Building Envelope | Window | Healthcare | Existing | Window shade film | 0.43843 | 0 |  | 2162.39 | 1 | 0 | 4932.1338 | 10 |  | 4160.28 | 9489.0643 | Per Premise | GSD | 1 | 1 | 1 | 1 | 1 | 1 | 1 | 1 | 1 | 1 | 1 | 1 | CheEgsd215 | CheE | gsd | 215 | 129.7434 | 295.928 | [30 empty] | 0 | 0 | 0
215 | Building Envelope | Window | Healthcare | New | Window shade film | 0.43843 | 0 |  | 2162.39 | 1 | 0 | 4932.1338 | 10 |  | 4160.28 | 9489.0643 | Per Premise | GSD | 1 | 1 | 1 | 1 | 1 | 1 | 1 | 1 | 1 | 1 | 1 | 1 | CheNgsd215 | CheN | gsd | 215 | 129.7434 | 295.928 | [30 empty] | 0 | 0 | 0
215 | Building Envelope | Window | Hospitals | Existing | Window shade film | 0.4153 | 0 |  | 2048.3 | 1 | 0 | 4932.1338 | 10 |  | 82299.02 | 198169.1066 | Per Premise | GSD | 1 | 1 | 1 | 1 | 1 | 1 | 1 | 1 | 1 | 1 | 1 | 1 | ChoEgsd215 | ChoE | gsd | 215 | 122.898 | 295.928 | [30 empty] | 0 | 0 | 0
215 | Building Envelope | Window | Hospitals | New | Window shade film | 0.4153 | 0 |  | 2048.3 | 1 | 0 | 4932.1338 | 10 |  | 82299.02 | 198169.1066 | Per Premise | GSD | 1 | 1 | 1 | 1 | 1 | 1 | 1 | 1 | 1 | 1 | 1 | 1 | ChoNgsd215 | ChoN | gsd | 215 | 122.898 | 295.928 | [30 empty] | 0 | 0 | 0
215 | Building Envelope | Window | Institutional | Existing | Window shade film | 0.11607 | 0 |  | 572.48 | 1 | 0 | 4932.1338 | 10 |  | 5433.55 | 46812.1084 | Per Premise | GSD | 1 | 1 | 1 | 1 | 1 | 1 | 1 | 1 | 1 | 1 | 1 | 1 | CinEgsd215 | CinE | gsd | 215 | 34.3488 | 295.928 | [30 empty] | 0.030027 | 0.0060881 | 0
215 | Building Envelope | Window | Institutional | New | Window shade film | 0.11607 | 0 |  | 572.48 | 1 | 0 | 4932.1338 | 10 |  | 5433.55 | 46812.1084 | Per Premise | GSD | 1 | 1 | 1 | 1 | 1 | 1 | 1 | 1 | 1 | 1 | 1 | 1 | CinNgsd215 | CinN | gsd | 215 | 34.3488 | 295.928 | [30 empty] | 0.00033102 | 6.7114e-05 | 0
215 | Building Envelope | Window | Lodging/Hospitality | Existing | Window shade film | 0.38612 | 0 |  | 2016.2 | 1 | 0 | 5221.6594 | 10 |  | 18958.07 | 49098.594 | Per Premise | GSD | 1 | 1 | 1 | 1 | 1 | 1 | 1 | 1 | 1 | 1 | 1 | 1 | CloEgsd215 | CloE | gsd | 215 | 120.972 | 313.2996 | [30 empty] | 0.03129 | 0.0059923 | 0
215 | Building Envelope | Window | Lodging/Hospitality | New | Window shade film | 0.38612 | 0 |  | 2016.2 | 1 | 0 | 5221.6594 | 10 |  | 18958.07 | 49098.594 | Per Premise | GSD | 1 | 1 | 1 | 1 | 1 | 1 | 1 | 1 | 1 | 1 | 1 | 1 | CloNgsd215 | CloN | gsd | 215 | 120.972 | 313.2996 | [30 empty] | 0.00012738 | 2.4394e-05 | 0
215 | Building Envelope | Window | Miscellaneous | Existing | Window shade film | 0.21312 | 0 |  | 639.87 | 1 | 0 | 3002.444 | 10 |  | 14755.88 | 69238.6003 | Per Premise | GSD | 1 | 1 | 1 | 1 | 1 | 1 | 1 | 1 | 1 | 1 | 1 | 1 | CmiEgsd215 | CmiE | gsd | 215 | 38.3922 | 180.1466 | [30 empty] | 0 | 0 | 0
215 | Building Envelope | Window | Miscellaneous | New | Window shade film | 0.21312 | 0 |  | 639.87 | 1 | 0 | 3002.444 | 10 |  | 14755.88 | 69238.6003 | Per Premise | GSD | 1 | 1 | 1 | 1 | 1 | 1 | 1 | 1 | 1 | 1 | 1 | 1 | CmiNgsd215 | CmiN | gsd | 215 | 38.3922 | 180.1466 | [30 empty] | 0 | 0 | 0
215 | Building Envelope | Window | Offices | Existing | Window shade film | 0.39704 | 0 |  | 1192.08 | 1 | 0 | 3002.444 | 10 |  | 7736.53 | 19485.6872 | Per Premise | GSD | 1 | 1 | 1 | 1 | 1 | 1 | 1 | 1 | 1 | 1 | 1 | 1 | CofEgsd215 | CofE | gsd | 215 | 71.5248 | 180.1466 | [30 empty] | 0.2927 | 0.097488 | 0
215 | Building Envelope | Window | Offices | New | Window shade film | 0.39704 | 0 |  | 1192.08 | 1 | 0 | 3002.444 | 10 |  | 7736.53 | 19485.6872 | Per Premise | GSD | 1 | 1 | 1 | 1 | 1 | 1 | 1 | 1 | 1 | 1 | 1 | 1 | CofNgsd215 | CofN | gsd | 215 | 71.5248 | 180.1466 | [30 empty] | 0.0023981 | 0.00079871 | 0
215 | Building Envelope | Window | Restaurants | Existing | Window shade film | 0.5549 | 0 |  | 1956.77 | 1 | 0 | 3526.3542 | 10 |  | 2178.14 | 3925.2918 | Per Premise | GSD | 1 | 1 | 1 | 1 | 1 | 1 | 1 | 1 | 1 | 1 | 1 | 1 | CreEgsd215 | CreE | gsd | 215 | 117.4062 | 211.5813 | [30 empty] | 0.088822 | 0.025188 | 0
215 | Building Envelope | Window | Restaurants | New | Window shade film | 0.5549 | 0 |  | 1956.77 | 1 | 0 | 3526.3542 | 10 |  | 2178.14 | 3925.2918 | Per Premise | GSD | 1 | 1 | 1 | 1 | 1 | 1 | 1 | 1 | 1 | 1 | 1 | 1 | CreNgsd215 | CreN | gsd | 215 | 117.4062 | 211.5813 | [30 empty] | 0.00043621 | 0.0001237 | 0
215 | Building Envelope | Window | Retail | Existing | Window shade film | 0.57233 | 0 |  | 1718.4 | 1 | 0 | 3002.444 | 10 |  | 10185.29 | 17796.0677 | Per Premise | GSD | 1 | 1 | 1 | 1 | 1 | 1 | 1 | 1 | 1 | 1 | 1 | 1 | CrtEgsd215 | CrtE | gsd | 215 | 103.104 | 180.1466 | [30 empty] | 0.10375 | 0.034557 | 0
215 | Building Envelope | Window | Retail | New | Window shade film | 0.57233 | 0 |  | 1718.4 | 1 | 0 | 3002.444 | 10 |  | 10185.29 | 17796.0677 | Per Premise | GSD | 1 | 1 | 1 | 1 | 1 | 1 | 1 | 1 | 1 | 1 | 1 | 1 | CrtNgsd215 | CrtN | gsd | 215 | 103.104 | 180.1466 | [30 empty] | 0.00087987 | 0.00029305 | 0
215 | Building Envelope | Window | Schools K-12 | Existing | Window shade film | 0.4747 | 0 |  | 1425.26 | 1 | 0 | 3002.444 | 10 |  | 14454.26 | 30449.2556 | Per Premise | GSD | 1 | 1 | 1 | 1 | 1 | 1 | 1 | 1 | 1 | 1 | 1 | 1 | CscEgsd215 | CscE | gsd | 215 | 85.5156 | 180.1466 | [30 empty] | 0.010874 | 0.0036217 | 0
215 | Building Envelope | Window | Schools K-12 | New | Window shade film | 0.4747 | 0 |  | 1425.26 | 1 | 0 | 3002.444 | 10 |  | 14454.26 | 30449.2556 | Per Premise | GSD | 1 | 1 | 1 | 1 | 1 | 1 | 1 | 1 | 1 | 1 | 1 | 1 | CscNgsd215 | CscN | gsd | 215 | 85.5156 | 180.1466 | [30 empty] | 4.4194e-05 | 1.4719e-05 | 0
215 | Building Envelope | Window | Warehouse | Existing | Window shade film | 0.12943 | 0 |  | 388.61 | 1 | 0 | 3002.444 | 10 |  | 8643.57 | 66781.181 | Per Premise | GSD | 1 | 1 | 1 | 1 | 1 | 1 | 1 | 1 | 1 | 1 | 1 | 1 | CwaEgsd215 | CwaE | gsd | 215 | 23.3166 | 180.1466 | [30 empty] | 0.00037814 | 0.00012595 | 0
215 | Building Envelope | Window | Warehouse | New | Window shade film | 0.12943 | 0 |  | 388.61 | 1 | 0 | 3002.444 | 10 |  | 8643.57 | 66781.181 | Per Premise | GSD | 1 | 1 | 1 | 1 | 1 | 1 | 1 | 1 | 1 | 1 | 1 | 1 | CwaNgsd215 | CwaN | gsd | 215 | 23.3166 | 180.1466 | [30 empty] | 3.3239e-06 | 1.1071e-06 | 0
301 | HVAC | Chiller | Assembly | Existing | Chilled Water Reset | 1.0382 | 0 |  | 3117 | 1 | 0 | 3002.444 | 10 |  | 742 | 714.73 | Per End Use Consumption | GSD | 1.0063 | 0.98564 | 1.0265 | 1.0441 | 1.0994 | 1.0901 | 1.0679 | 1.0965 | 1.0642 | 1.0547 | 1.0277 | 1.0297 | CasEgsd301 | CasE | gsd | 301 | 156.7327 | 150.9725 | [30 empty] | 12.7013 | 4.2303 | 0
301 | HVAC | Chiller | Assembly | New | Chilled Water Reset | 1.0382 | 0 |  | 3117 | 1 | 0 | 3002.444 | 10 |  | 742 | 714.73 | Per End Use Consumption | GSD | 1.0063 | 0.98564 | 1.0265 | 1.0441 | 1.0994 | 1.0901 | 1.0679 | 1.0965 | 1.0642 | 1.0547 | 1.0277 | 1.0297 | CasNgsd301 | CasN | gsd | 301 | 156.7327 | 150.9725 | [30 empty] | 0.14009 | 0.046659 | 0
301 | HVAC | Chiller | College and University | Existing | Chilled Water Reset | 0.98894 | 0 |  | 4877.6 | 1 | 0 | 4932.1338 | 10 |  | 742 | 750.2959 | Per End Use Consumption | GSD | 1.0063 | 0.98564 | 1.0265 | 1.0441 | 1.0994 | 1.0901 | 1.0679 | 1.0965 | 1.0642 | 1.0547 | 1.0277 | 1.0297 | CcoEgsd301 | CcoE | gsd | 301 | 245.2613 | 248.0035 | [30 empty] | 3.8083 | 0.77214 | 0
301 | HVAC | Chiller | College and University | New | Chilled Water Reset | 0.98894 | 0 |  | 4877.6 | 1 | 0 | 4932.1338 | 10 |  | 742 | 750.2959 | Per End Use Consumption | GSD | 1.0063 | 0.98564 | 1.0265 | 1.0441 | 1.0994 | 1.0901 | 1.0679 | 1.0965 | 1.0642 | 1.0547 | 1.0277 | 1.0297 | CcoNgsd301 | CcoN | gsd | 301 | 245.2613 | 248.0035 | [30 empty] | 0.042004 | 0.0085164 | 0
301 | HVAC | Chiller | Data Center | Existing | Chilled Water Reset | 4.237 | 0 |  | 20897.4 | 1 | 0 | 4932.1338 | 10 |  | 742 | 175.1243 | Per End Use Consumption | GSD | 1.0063 | 0.98564 | 1.0265 | 1.0441 | 1.0994 | 1.0901 | 1.0679 | 1.0965 | 1.0642 | 1.0547 | 1.0277 | 1.0297 | CdaEgsd301 | CdaE | gsd | 301 | 1050.7882 | 248.0035 | [30 empty] | 0.16087 | 0.032617 | 0
301 | HVAC | Chiller | Data Center | New | Chilled Water Reset | 4.237 | 0 |  | 20897.4 | 1 | 0 | 4932.1338 | 10 |  | 742 | 175.1243 | Per End Use Consumption | GSD | 1.0063 | 0.98564 | 1.0265 | 1.0441 | 1.0994 | 1.0901 | 1.0679 | 1.0965 | 1.0642 | 1.0547 | 1.0277 | 1.0297 | CdaNgsd301 | CdaN | gsd | 301 | 1050.7882 | 248.0035 | [30 empty] | 0.0017744 | 0.00035975 | 0
301 | HVAC | Chiller | Grocery | Existing | Chilled Water Reset | 0.15103 | 0 |  | 532.6 | 1 | 0 | 3526.3542 | 10 |  | 742 | 4912.7954 | Per End Use Consumption | GSD | 1.0063 | 0.98564 | 1.0265 | 1.0441 | 1.0994 | 1.0901 | 1.0679 | 1.0965 | 1.0642 | 1.0547 | 1.0277 | 1.0297 | CgrEgsd301 | CgrE | gsd | 301 | 26.7808 | 177.3164 | [30 empty] | 0 | 0 | 0
301 | HVAC | Chiller | Grocery | New | Chilled Water Reset | 0.15103 | 0 |  | 532.6 | 1 | 0 | 3526.3542 | 10 |  | 742 | 4912.7954 | Per End Use Consumption | GSD | 1.0063 | 0.98564 | 1.0265 | 1.0441 | 1.0994 | 1.0901 | 1.0679 | 1.0965 | 1.0642 | 1.0547 | 1.0277 | 1.0297 | CgrNgsd301 | CgrN | gsd | 301 | 26.7808 | 177.3164 | [30 empty] | 0 | 0 | 0
301 | HVAC | Chiller | Healthcare | Existing | Chilled Water Reset | 0.38649 | 0 |  | 1906.2 | 1 | 0 | 4932.1338 | 10 |  | 742 | 1919.8632 | Per End Use Consumption | GSD | 1.0063 | 0.98564 | 1.0265 | 1.0441 | 1.0994 | 1.0901 | 1.0679 | 1.0965 | 1.0642 | 1.0547 | 1.0277 | 1.0297 | CheEgsd301 | CheE | gsd | 301 | 95.8498 | 248.0035 | [30 empty] | 0.13008 | 0.026373 | 0
301 | HVAC | Chiller | Healthcare | New | Chilled Water Reset | 0.38649 | 0 |  | 1906.2 | 1 | 0 | 4932.1338 | 10 |  | 742 | 1919.8632 | Per End Use Consumption | GSD | 1.0063 | 0.98564 | 1.0265 | 1.0441 | 1.0994 | 1.0901 | 1.0679 | 1.0965 | 1.0642 | 1.0547 | 1.0277 | 1.0297 | CheNgsd301 | CheN | gsd | 301 | 95.8498 | 248.0035 | [30 empty] | 0.0014347 | 0.00029089 | 0
301 | HVAC | Chiller | Hospitals | Existing | Chilled Water Reset | 7.6455 | 0 |  | 37708.6 | 1 | 0 | 4932.1338 | 10 |  | 742 | 97.0506 | Per End Use Consumption | GSD | 1.0063 | 0.98564 | 1.0265 | 1.0441 | 1.0994 | 1.0901 | 1.0679 | 1.0965 | 1.0642 | 1.0547 | 1.0277 | 1.0297 | ChoEgsd301 | ChoE | gsd | 301 | 1896.1091 | 248.0035 | [30 empty] | 15.3003 | 3.1022 | 0
301 | HVAC | Chiller | Hospitals | New | Chilled Water Reset | 7.6455 | 0 |  | 37708.6 | 1 | 0 | 4932.1338 | 10 |  | 742 | 97.0506 | Per End Use Consumption | GSD | 1.0063 | 0.98564 | 1.0265 | 1.0441 | 1.0994 | 1.0901 | 1.0679 | 1.0965 | 1.0642 | 1.0547 | 1.0277 | 1.0297 | ChoNgsd301 | ChoN | gsd | 301 | 1896.1091 | 248.0035 | [30 empty] | 0.16876 | 0.034216 | 0
301 | HVAC | Chiller | Institutional | Existing | Chilled Water Reset | 0.50477 | 0 |  | 2489.6 | 1 | 0 | 4932.1338 | 10 |  | 742 | 1469.9724 | Per End Use Consumption | GSD | 1.0063 | 0.98564 | 1.0265 | 1.0441 | 1.0994 | 1.0901 | 1.0679 | 1.0965 | 1.0642 | 1.0547 | 1.0277 | 1.0297 | CinEgsd301 | CinE | gsd | 301 | 125.1851 | 248.0035 | [30 empty] | 0.3033 | 0.061495 | 0
301 | HVAC | Chiller | Institutional | New | Chilled Water Reset | 0.50477 | 0 |  | 2489.6 | 1 | 0 | 4932.1338 | 10 |  | 742 | 1469.9724 | Per End Use Consumption | GSD | 1.0063 | 0.98564 | 1.0265 | 1.0441 | 1.0994 | 1.0901 | 1.0679 | 1.0965 | 1.0642 | 1.0547 | 1.0277 | 1.0297 | CinNgsd301 | CinN | gsd | 301 | 125.1851 | 248.0035 | [30 empty] | 0.0033453 | 0.00067826 | 0
301 | HVAC | Chiller | Lodging/Hospitality | Existing | Chilled Water Reset | 1.6635 | 0 |  | 8686.4 | 1 | 0 | 5221.6594 | 10 |  | 742 | 446.0388 | Per End Use Consumption | GSD | 1.0063 | 0.98564 | 1.0265 | 1.0441 | 1.0994 | 1.0901 | 1.0679 | 1.0965 | 1.0642 | 1.0547 | 1.0277 | 1.0297 | CloEgsd301 | CloE | gsd | 301 | 436.78 | 262.5618 | [30 empty] | 2.4522 | 0.46962 | 0
301 | HVAC | Chiller | Lodging/Hospitality | New | Chilled Water Reset | 1.6635 | 0 |  | 8686.4 | 1 | 0 | 5221.6594 | 10 |  | 742 | 446.0388 | Per End Use Consumption | GSD | 1.0063 | 0.98564 | 1.0265 | 1.0441 | 1.0994 | 1.0901 | 1.0679 | 1.0965 | 1.0642 | 1.0547 | 1.0277 | 1.0297 | CloNgsd301 | CloN | gsd | 301 | 436.78 | 262.5618 | [30 empty] | 0.027047 | 0.0051797 | 0
301 | HVAC | Chiller | Miscellaneous | Existing | Chilled Water Reset | 2.2518 | 0 |  | 6761 | 1 | 0 | 3002.444 | 10 |  | 742 | 329.5095 | Per End Use Consumption | GSD | 1.0063 | 0.98564 | 1.0265 | 1.0441 | 1.0994 | 1.0901 | 1.0679 | 1.0965 | 1.0642 | 1.0547 | 1.0277 | 1.0297 | CmiEgsd301 | CmiE | gsd | 301 | 339.9647 | 150.9725 | [30 empty] | 24.3335 | 8.1046 | 0
301 | HVAC | Chiller | Miscellaneous | New | Chilled Water Reset | 2.2518 | 0 |  | 6761 | 1 | 0 | 3002.444 | 10 |  | 742 | 329.5095 | Per End Use Consumption | GSD | 1.0063 | 0.98564 | 1.0265 | 1.0441 | 1.0994 | 1.0901 | 1.0679 | 1.0965 | 1.0642 | 1.0547 | 1.0277 | 1.0297 | CmiNgsd301 | CmiN | gsd | 301 | 339.9647 | 150.9725 | [30 empty] | 0.26839 | 0.089391 | 0
301 | HVAC | Chiller | Offices | Existing | Chilled Water Reset | 1.1806 | 0 |  | 3544.8 | 1 | 0 | 3002.444 | 10 |  | 742 | 628.4737 | Per End Use Consumption | GSD | 1.0063 | 0.98564 | 1.0265 | 1.0441 | 1.0994 | 1.0901 | 1.0679 | 1.0965 | 1.0642 | 1.0547 | 1.0277 | 1.0297 | CofEgsd301 | CofE | gsd | 301 | 178.2439 | 150.9725 | [30 empty] | 15.1815 | 5.0564 | 0
301 | HVAC | Chiller | Offices | New | Chilled Water Reset | 1.1806 | 0 |  | 3544.8 | 1 | 0 | 3002.444 | 10 |  | 742 | 628.4737 | Per End Use Consumption | GSD | 1.0063 | 0.98564 | 1.0265 | 1.0441 | 1.0994 | 1.0901 | 1.0679 | 1.0965 | 1.0642 | 1.0547 | 1.0277 | 1.0297 | CofNgsd301 | CofN | gsd | 301 | 178.2439 | 150.9725 | [30 empty] | 0.16745 | 0.05577 | 0
301 | HVAC | Chiller | Restaurants | Existing | Chilled Water Reset | 0.28301 | 0 |  | 998 | 1 | 0 | 3526.3542 | 10 |  | 742 | 2621.7984 | Per End Use Consumption | GSD | 1.0063 | 0.98564 | 1.0265 | 1.0441 | 1.0994 | 1.0901 | 1.0679 | 1.0965 | 1.0642 | 1.0547 | 1.0277 | 1.0297 | CreEgsd301 | CreE | gsd | 301 | 50.1826 | 177.3164 | [30 empty] | 0.38072 | 0.10797 | 0
301 | HVAC | Chiller | Restaurants | New | Chilled Water Reset | 0.28301 | 0 |  | 998 | 1 | 0 | 3526.3542 | 10 |  | 742 | 2621.7984 | Per End Use Consumption | GSD | 1.0063 | 0.98564 | 1.0265 | 1.0441 | 1.0994 | 1.0901 | 1.0679 | 1.0965 | 1.0642 | 1.0547 | 1.0277 | 1.0297 | CreNgsd301 | CreN | gsd | 301 | 50.1826 | 177.3164 | [30 empty] | 0.0041992 | 0.0011908 | 0
301 | HVAC | Chiller | Retail | Existing | Chilled Water Reset | 1.5543 | 0 |  | 4666.8 | 1 | 0 | 3002.444 | 10 |  | 742 | 477.375 | Per End Use Consumption | GSD | 1.0063 | 0.98564 | 1.0265 | 1.0441 | 1.0994 | 1.0901 | 1.0679 | 1.0965 | 1.0642 | 1.0547 | 1.0277 | 1.0297 | CrtEgsd301 | CrtE | gsd | 301 | 234.6616 | 150.9725 | [30 empty] | 0.029536 | 0.0098374 | 0
301 | HVAC | Chiller | Retail | New | Chilled Water Reset | 1.5543 | 0 |  | 4666.8 | 1 | 0 | 3002.444 | 10 |  | 742 | 477.375 | Per End Use Consumption | GSD | 1.0063 | 0.98564 | 1.0265 | 1.0441 | 1.0994 | 1.0901 | 1.0679 | 1.0965 | 1.0642 | 1.0547 | 1.0277 | 1.0297 | CrtNgsd301 | CrtN | gsd | 301 | 234.6616 | 150.9725 | [30 empty] | 0.00032577 | 0.0001085 | 0
301 | HVAC | Chiller | Schools K-12 | Existing | Chilled Water Reset | 2.2058 | 0 |  | 6622.8 | 1 | 0 | 3002.444 | 10 |  | 742 | 336.3854 | Per End Use Consumption | GSD | 1.0063 | 0.98564 | 1.0265 | 1.0441 | 1.0994 | 1.0901 | 1.0679 | 1.0965 | 1.0642 | 1.0547 | 1.0277 | 1.0297 | CscEgsd301 | CscE | gsd | 301 | 333.0156 | 150.9725 | [30 empty] | 2.7677 | 0.92181 | 0
301 | HVAC | Chiller | Schools K-12 | New | Chilled Water Reset | 2.2058 | 0 |  | 6622.8 | 1 | 0 | 3002.444 | 10 |  | 742 | 336.3854 | Per End Use Consumption | GSD | 1.0063 | 0.98564 | 1.0265 | 1.0441 | 1.0994 | 1.0901 | 1.0679 | 1.0965 | 1.0642 | 1.0547 | 1.0277 | 1.0297 | CscNgsd301 | CscN | gsd | 301 | 333.0156 | 150.9725 | [30 empty] | 0.030526 | 0.010167 | 0
301 | HVAC | Chiller | Warehouse | Existing | Chilled Water Reset | 1.3191 | 0 |  | 3960.4 | 1 | 0 | 3002.444 | 10 |  | 742 | 562.5223 | Per End Use Consumption | GSD | 1.0063 | 0.98564 | 1.0265 | 1.0441 | 1.0994 | 1.0901 | 1.0679 | 1.0965 | 1.0642 | 1.0547 | 1.0277 | 1.0297 | CwaEgsd301 | CwaE | gsd | 301 | 199.1416 | 150.9725 | [30 empty] | 0.058563 | 0.019505 | 0
301 | HVAC | Chiller | Warehouse | New | Chilled Water Reset | 1.3191 | 0 |  | 3960.4 | 1 | 0 | 3002.444 | 10 |  | 742 | 562.5223 | Per End Use Consumption | GSD | 1.0063 | 0.98564 | 1.0265 | 1.0441 | 1.0994 | 1.0901 | 1.0679 | 1.0965 | 1.0642 | 1.0547 | 1.0277 | 1.0297 | CwaNgsd301 | CwaN | gsd | 301 | 199.1416 | 150.9725 | [30 empty] | 0.00064593 | 0.00021514 | 0
302 | HVAC | Chiller | Assembly | Existing | Chiller maintenance | 7.1431 | 0.039196 |  | 6241.79 | 1 | 0.0054872 | 873.8203 | 5 |  | 915.78 | 128.2048 | Per End Use Consumption | GSD | 1.0063 | 0.98564 | 1.0265 | 1.0441 | 1.0994 | 1.0901 | 1.0679 | 1.0965 | 1.0642 | 1.0547 | 1.0277 | 1.0297 | CasEgsd302 | CasE | gsd | 302 | 313.8572 | 43.9385 | [30 empty] | 1.1044 | 1.2639 | 0.0069352
302 | HVAC | Chiller | College and University | Existing | Chiller maintenance | 2.8747 | 0.015774 |  | 2511.96 | 1 | 0.0054872 | 873.8203 | 5 |  | 368.55 | 128.2053 | Per End Use Consumption | GSD | 1.0063 | 0.98564 | 1.0265 | 1.0441 | 1.0994 | 1.0901 | 1.0679 | 1.0965 | 1.0642 | 1.0547 | 1.0277 | 1.0297 | CcoEgsd302 | CcoE | gsd | 302 | 126.3094 | 43.9385 | [30 empty] | 0.33114 | 0.37896 | 0.0020794
302 | HVAC | Chiller | Data Center | Existing | Chiller maintenance | 14.1098 | 0.077423 |  | 12329.47 | 1 | 0.0054872 | 873.8203 | 5 |  | 1808.95 | 128.2048 | Per End Use Consumption | GSD | 1.0063 | 0.98564 | 1.0265 | 1.0441 | 1.0994 | 1.0901 | 1.0679 | 1.0965 | 1.0642 | 1.0547 | 1.0277 | 1.0297 | CdaEgsd302 | CdaE | gsd | 302 | 619.9652 | 43.9385 | [30 empty] | 0.013988 | 0.016008 | 8.784e-05
302 | HVAC | Chiller | Grocery | Existing | Chiller maintenance | 0.58055 | 0.0031856 |  | 507.3 | 1 | 0.0054872 | 873.8203 | 5 |  | 74.43 | 128.2051 | Per End Use Consumption | GSD | 1.0063 | 0.98564 | 1.0265 | 1.0441 | 1.0994 | 1.0901 | 1.0679 | 1.0965 | 1.0642 | 1.0547 | 1.0277 | 1.0297 | CgrEgsd302 | CgrE | gsd | 302 | 25.5087 | 43.9385 | [30 empty] | 0 | 0 | 0
302 | HVAC | Chiller | Healthcare | Existing | Chiller maintenance | 1.2053 | 0.0066135 |  | 1053.18 | 1 | 0.0054872 | 873.8203 | 5 |  | 154.52 | 128.2048 | Per End Use Consumption | GSD | 1.0063 | 0.98564 | 1.0265 | 1.0441 | 1.0994 | 1.0901 | 1.0679 | 1.0965 | 1.0642 | 1.0547 | 1.0277 | 1.0297 | CheEgsd302 | CheE | gsd | 302 | 52.9573 | 43.9385 | [30 empty] | 0.01131 | 0.012944 | 7.1024e-05
302 | HVAC | Chiller | Hospitals | Existing | Chiller maintenance | 106.0503 | 0.58192 |  | 92668.88 | 1 | 0.0054872 | 873.8203 | 5 |  | 13596.19 | 128.2051 | Per End Use Consumption | GSD | 1.0063 | 0.98564 | 1.0265 | 1.0441 | 1.0994 | 1.0901 | 1.0679 | 1.0965 | 1.0642 | 1.0547 | 1.0277 | 1.0297 | ChoEgsd302 | ChoE | gsd | 302 | 4659.6879 | 43.9385 | [30 empty] | 1.3304 | 1.5225 | 0.0083543
302 | HVAC | Chiller | Institutional | Existing | Chiller maintenance | 1.4103 | 0.0077386 |  | 1232.35 | 1 | 0.0054872 | 873.8203 | 5 |  | 180.81 | 128.2066 | Per End Use Consumption | GSD | 1.0063 | 0.98564 | 1.0265 | 1.0441 | 1.0994 | 1.0901 | 1.0679 | 1.0965 | 1.0642 | 1.0547 | 1.0277 | 1.0297 | CinEgsd302 | CinE | gsd | 302 | 61.9665 | 43.9385 | [30 empty] | 0.026373 | 0.030181 | 0.00016561
302 | HVAC | Chiller | Lodging/Hospitality | Existing | Chiller maintenance | 11.4815 | 0.063001 |  | 10032.79 | 1 | 0.0054872 | 873.8203 | 5 |  | 1471.99 | 128.2051 | Per End Use Consumption | GSD | 1.0063 | 0.98564 | 1.0265 | 1.0441 | 1.0994 | 1.0901 | 1.0679 | 1.0965 | 1.0642 | 1.0547 | 1.0277 | 1.0297 | CloEgsd302 | CloE | gsd | 302 | 504.4808 | 43.9385 | [30 empty] | 0.21323 | 0.24402 | 0.001339
302 | HVAC | Chiller | Miscellaneous | Existing | Chiller maintenance | 2.5533 | 0.01401 |  | 2231.13 | 1 | 0.0054872 | 873.8203 | 5 |  | 327.35 | 128.2064 | Per End Use Consumption | GSD | 1.0063 | 0.98564 | 1.0265 | 1.0441 | 1.0994 | 1.0901 | 1.0679 | 1.0965 | 1.0642 | 1.0547 | 1.0277 | 1.0297 | CmiEgsd302 | CmiE | gsd | 302 | 112.1884 | 43.9385 | [30 empty] | 2.1159 | 2.4214 | 0.013287
302 | HVAC | Chiller | Offices | Existing | Chiller maintenance | 3.2352 | 0.017752 |  | 2826.98 | 1 | 0.0054872 | 873.8203 | 5 |  | 414.77 | 128.2055 | Per End Use Consumption | GSD | 1.0063 | 0.98564 | 1.0265 | 1.0441 | 1.0994 | 1.0901 | 1.0679 | 1.0965 | 1.0642 | 1.0547 | 1.0277 | 1.0297 | CofEgsd302 | CofE | gsd | 302 | 142.1496 | 43.9385 | [30 empty] | 1.3201 | 1.5107 | 0.0082895
302 | HVAC | Chiller | Restaurants | Existing | Chiller maintenance | 2.7753 | 0.015229 |  | 2425.14 | 1 | 0.0054872 | 873.8203 | 5 |  | 355.81 | 128.2046 | Per End Use Consumption | GSD | 1.0063 | 0.98564 | 1.0265 | 1.0441 | 1.0994 | 1.0901 | 1.0679 | 1.0965 | 1.0642 | 1.0547 | 1.0277 | 1.0297 | CreEgsd302 | CreE | gsd | 302 | 121.9438 | 43.9385 | [30 empty] | 0.033105 | 0.037885 | 0.00020788
302 | HVAC | Chiller | Retail | Existing | Chiller maintenance | 4.099 | 0.022492 |  | 3581.77 | 1 | 0.0054872 | 873.8203 | 5 |  | 525.51 | 128.2051 | Per End Use Consumption | GSD | 1.0063 | 0.98564 | 1.0265 | 1.0441 | 1.0994 | 1.0901 | 1.0679 | 1.0965 | 1.0642 | 1.0547 | 1.0277 | 1.0297 | CrtEgsd302 | CrtE | gsd | 302 | 180.1029 | 43.9385 | [30 empty] | 0.0025683 | 0.0029391 | 1.6127e-05
302 | HVAC | Chiller | Schools K-12 | Existing | Chiller maintenance | 9.1897 | 0.050426 |  | 8030.15 | 1 | 0.0054872 | 873.8203 | 5 |  | 1178.17 | 128.2054 | Per End Use Consumption | GSD | 1.0063 | 0.98564 | 1.0265 | 1.0441 | 1.0994 | 1.0901 | 1.0679 | 1.0965 | 1.0642 | 1.0547 | 1.0277 | 1.0297 | CscEgsd302 | CscE | gsd | 302 | 403.7816 | 43.9385 | [30 empty] | 0.24066 | 0.27541 | 0.0015112
302 | HVAC | Chiller | Warehouse | Existing | Chiller maintenance | 1.1104 | 0.006093 |  | 970.3 | 1 | 0.0054872 | 873.8203 | 5 |  | 142.36 | 128.2047 | Per End Use Consumption | GSD | 1.0063 | 0.98564 | 1.0265 | 1.0441 | 1.0994 | 1.0901 | 1.0679 | 1.0965 | 1.0642 | 1.0547 | 1.0277 | 1.0297 | CwaEgsd302 | CwaE | gsd | 302 | 48.7898 | 43.9385 | [30 empty] | 0.0050923 | 0.0058276 | 3.1977e-05
303 | HVAC | Chiller | Assembly | Turnover | HE Air Cooled Chiller - All Compressor Types - 100 Tons | 4.6575 | 0 |  | 13983.77 | 1 | 0 | 3002.444 | 23 |  | 28319 | 6080.3497 | Per Unit | GSD | 1 | 1 | 1 | 1 | 1 | 1 | 1 | 1 | 1 | 1 | 1 | 1 | CasTgsd303 | CasT | gsd | 303 | 839.0262 | 180.1466 | [30 empty] | 8.0897 | 2.6944 | 0
303 | HVAC | Chiller | Assembly | New | HE Air Cooled Chiller - All Compressor Types - 100 Tons | 4.6575 | 0 |  | 13983.77 | 1 | 0 | 3002.444 | 23 |  | 28319 | 6080.3497 | Per Unit | GSD | 1 | 1 | 1 | 1 | 1 | 1 | 1 | 1 | 1 | 1 | 1 | 1 | CasNgsd303 | CasN | gsd | 303 | 839.0262 | 180.1466 | [30 empty] | 0.080023 | 0.026653 | 0
303 | HVAC | Chiller | College and University | Turnover | HE Air Cooled Chiller - All Compressor Types - 100 Tons | 3.1455 | 0 |  | 15514.16 | 1 | 0 | 4932.1338 | 23 |  | 28319 | 9002.943 | Per Unit | GSD | 1 | 1 | 1 | 1 | 1 | 1 | 1 | 1 | 1 | 1 | 1 | 1 | CcoTgsd303 | CcoT | gsd | 303 | 930.8496 | 295.928 | [30 empty] | 2.4256 | 0.49179 | 0
303 | HVAC | Chiller | College and University | New | HE Air Cooled Chiller - All Compressor Types - 100 Tons | 3.1455 | 0 |  | 15514.16 | 1 | 0 | 4932.1338 | 23 |  | 28319 | 9002.943 | Per Unit | GSD | 1 | 1 | 1 | 1 | 1 | 1 | 1 | 1 | 1 | 1 | 1 | 1 | CcoNgsd303 | CcoN | gsd | 303 | 930.8496 | 295.928 | [30 empty] | 0.023994 | 0.0048648 | 0
303 | HVAC | Chiller | Data Center | Turnover | HE Air Cooled Chiller - All Compressor Types - 100 Tons | 5.8461 | 0 |  | 28833.64 | 1 | 0 | 4932.1338 | 23 |  | 28319 | 4844.1022 | Per Unit | GSD | 1 | 1 | 1 | 1 | 1 | 1 | 1 | 1 | 1 | 1 | 1 | 1 | CdaTgsd303 | CdaT | gsd | 303 | 1730.0184 | 295.928 | [30 empty] | 0.10246 | 0.020774 | 0
303 | HVAC | Chiller | Data Center | New | HE Air Cooled Chiller - All Compressor Types - 100 Tons | 5.8461 | 0 |  | 28833.64 | 1 | 0 | 4932.1338 | 23 |  | 28319 | 4844.1022 | Per Unit | GSD | 1 | 1 | 1 | 1 | 1 | 1 | 1 | 1 | 1 | 1 | 1 | 1 | CdaNgsd303 | CdaN | gsd | 303 | 1730.0184 | 295.928 | [30 empty] | 0.0010136 | 0.0002055 | 0
303 | HVAC | Chiller | Grocery | Turnover | HE Air Cooled Chiller - All Compressor Types - 100 Tons | 2.1914 | 0 |  | 7727.65 | 1 | 0 | 3526.3542 | 23 |  | 28319 | 12922.7935 | Per Unit | GSD | 1 | 1 | 1 | 1 | 1 | 1 | 1 | 1 | 1 | 1 | 1 | 1 | CgrTgsd303 | CgrT | gsd | 303 | 463.659 | 211.5813 | [30 empty] | 0 | 0 | 0
303 | HVAC | Chiller | Grocery | New | HE Air Cooled Chiller - All Compressor Types - 100 Tons | 2.1914 | 0 |  | 7727.65 | 1 | 0 | 3526.3542 | 23 |  | 28319 | 12922.7935 | Per Unit | GSD | 1 | 1 | 1 | 1 | 1 | 1 | 1 | 1 | 1 | 1 | 1 | 1 | CgrNgsd303 | CgrN | gsd | 303 | 463.659 | 211.5813 | [30 empty] | 0 | 0 | 0
303 | HVAC | Chiller | Healthcare | Turnover | HE Air Cooled Chiller - All Compressor Types - 100 Tons | 6.1717 | 0 |  | 30439.71 | 1 | 0 | 4932.1338 | 23 |  | 28319 | 4588.5161 | Per Unit | GSD | 1 | 1 | 1 | 1 | 1 | 1 | 1 | 1 | 1 | 1 | 1 | 1 | CheTgsd303 | CheT | gsd | 303 | 1826.3826 | 295.928 | [30 empty] | 0.082847 | 0.016797 | 0
303 | HVAC | Chiller | Healthcare | New | HE Air Cooled Chiller - All Compressor Types - 100 Tons | 6.1717 | 0 |  | 30439.71 | 1 | 0 | 4932.1338 | 23 |  | 28319 | 4588.5161 | Per Unit | GSD | 1 | 1 | 1 | 1 | 1 | 1 | 1 | 1 | 1 | 1 | 1 | 1 | CheNgsd303 | CheN | gsd | 303 | 1826.3826 | 295.928 | [30 empty] | 0.00081953 | 0.00016616 | 0
303 | HVAC | Chiller | Hospitals | Turnover | HE Air Cooled Chiller - All Compressor Types - 100 Tons | 5.8461 | 0 |  | 28833.64 | 1 | 0 | 4932.1338 | 23 |  | 28319 | 4844.1022 | Per Unit | GSD | 1 | 1 | 1 | 1 | 1 | 1 | 1 | 1 | 1 | 1 | 1 | 1 | ChoTgsd303 | ChoT | gsd | 303 | 1730.0184 | 295.928 | [30 empty] | 9.745 | 1.9758 | 0
303 | HVAC | Chiller | Hospitals | New | HE Air Cooled Chiller - All Compressor Types - 100 Tons | 5.8461 | 0 |  | 28833.64 | 1 | 0 | 4932.1338 | 23 |  | 28319 | 4844.1022 | Per Unit | GSD | 1 | 1 | 1 | 1 | 1 | 1 | 1 | 1 | 1 | 1 | 1 | 1 | ChoNgsd303 | ChoN | gsd | 303 | 1730.0184 | 295.928 | [30 empty] | 0.096398 | 0.019545 | 0
303 | HVAC | Chiller | Institutional | Turnover | HE Air Cooled Chiller - All Compressor Types - 100 Tons | 1.5327 | 0 |  | 7559.47 | 1 | 0 | 4932.1338 | 23 |  | 28319 | 18476.5729 | Per Unit | GSD | 1 | 1 | 1 | 1 | 1 | 1 | 1 | 1 | 1 | 1 | 1 | 1 | CinTgsd303 | CinT | gsd | 303 | 453.5682 | 295.928 | [30 empty] | 0.19318 | 0.039167 | 0
303 | HVAC | Chiller | Institutional | New | HE Air Cooled Chiller - All Compressor Types - 100 Tons | 1.5327 | 0 |  | 7559.47 | 1 | 0 | 4932.1338 | 23 |  | 28319 | 18476.5729 | Per Unit | GSD | 1 | 1 | 1 | 1 | 1 | 1 | 1 | 1 | 1 | 1 | 1 | 1 | CinNgsd303 | CinN | gsd | 303 | 453.5682 | 295.928 | [30 empty] | 0.0019109 | 0.00038744 | 0
303 | HVAC | Chiller | Lodging/Hospitality | Turnover | HE Air Cooled Chiller - All Compressor Types - 100 Tons | 4.4253 | 0 |  | 23107.27 | 1 | 0 | 5221.6594 | 23 |  | 28319 | 6399.3788 | Per Unit | GSD | 1 | 1 | 1 | 1 | 1 | 1 | 1 | 1 | 1 | 1 | 1 | 1 | CloTgsd303 | CloT | gsd | 303 | 1386.4362 | 313.2996 | [30 empty] | 1.5619 | 0.29911 | 0
303 | HVAC | Chiller | Lodging/Hospitality | New | HE Air Cooled Chiller - All Compressor Types - 100 Tons | 4.4253 | 0 |  | 23107.27 | 1 | 0 | 5221.6594 | 23 |  | 28319 | 6399.3788 | Per Unit | GSD | 1 | 1 | 1 | 1 | 1 | 1 | 1 | 1 | 1 | 1 | 1 | 1 | CloNgsd303 | CloN | gsd | 303 | 1386.4362 | 313.2996 | [30 empty] | 0.01545 | 0.0029588 | 0
303 | HVAC | Chiller | Miscellaneous | Turnover | HE Air Cooled Chiller - All Compressor Types - 100 Tons | 2.6018 | 0 |  | 7811.74 | 1 | 0 | 3002.444 | 23 |  | 28319 | 10884.4139 | Per Unit | GSD | 1 | 1 | 1 | 1 | 1 | 1 | 1 | 1 | 1 | 1 | 1 | 1 | CmiTgsd303 | CmiT | gsd | 303 | 468.7044 | 180.1466 | [30 empty] | 15.4985 | 5.1619 | 0
303 | HVAC | Chiller | Miscellaneous | New | HE Air Cooled Chiller - All Compressor Types - 100 Tons | 2.6018 | 0 |  | 7811.74 | 1 | 0 | 3002.444 | 23 |  | 28319 | 10884.4139 | Per Unit | GSD | 1 | 1 | 1 | 1 | 1 | 1 | 1 | 1 | 1 | 1 | 1 | 1 | CmiNgsd303 | CmiN | gsd | 303 | 468.7044 | 180.1466 | [30 empty] | 0.15331 | 0.051062 | 0
303 | HVAC | Chiller | Offices | Turnover | HE Air Cooled Chiller - All Compressor Types - 100 Tons | 5.2428 | 0 |  | 15741.2 | 1 | 0 | 3002.444 | 23 |  | 28319 | 5401.5076 | Per Unit | GSD | 1 | 1 | 1 | 1 | 1 | 1 | 1 | 1 | 1 | 1 | 1 | 1 | CofTgsd303 | CofT | gsd | 303 | 944.472 | 180.1466 | [30 empty] | 9.6694 | 3.2205 | 0
303 | HVAC | Chiller | Offices | New | HE Air Cooled Chiller - All Compressor Types - 100 Tons | 5.2428 | 0 |  | 15741.2 | 1 | 0 | 3002.444 | 23 |  | 28319 | 5401.5076 | Per Unit | GSD | 1 | 1 | 1 | 1 | 1 | 1 | 1 | 1 | 1 | 1 | 1 | 1 | CofNgsd303 | CofN | gsd | 303 | 944.472 | 180.1466 | [30 empty] | 0.09565 | 0.031857 | 0
303 | HVAC | Chiller | Restaurants | Turnover | HE Air Cooled Chiller - All Compressor Types - 100 Tons | 6.4287 | 0 |  | 22670.01 | 1 | 0 | 3526.3542 | 23 |  | 28319 | 4405.0631 | Per Unit | GSD | 1 | 1 | 1 | 1 | 1 | 1 | 1 | 1 | 1 | 1 | 1 | 1 | CreTgsd303 | CreT | gsd | 303 | 1360.2006 | 211.5813 | [30 empty] | 0.24249 | 0.068765 | 0
303 | HVAC | Chiller | Restaurants | New | HE Air Cooled Chiller - All Compressor Types - 100 Tons | 6.4287 | 0 |  | 22670.01 | 1 | 0 | 3526.3542 | 23 |  | 28319 | 4405.0631 | Per Unit | GSD | 1 | 1 | 1 | 1 | 1 | 1 | 1 | 1 | 1 | 1 | 1 | 1 | CreNgsd303 | CreN | gsd | 303 | 1360.2006 | 211.5813 | [30 empty] | 0.0023987 | 0.00068022 | 0
303 | HVAC | Chiller | Retail | Turnover | HE Air Cooled Chiller - All Compressor Types - 100 Tons | 5.9177 | 0 |  | 17767.71 | 1 | 0 | 3002.444 | 23 |  | 28319 | 4785.4344 | Per Unit | GSD | 1 | 1 | 1 | 1 | 1 | 1 | 1 | 1 | 1 | 1 | 1 | 1 | CrtTgsd303 | CrtT | gsd | 303 | 1066.0626 | 180.1466 | [30 empty] | 0.018812 | 0.0062656 | 0
303 | HVAC | Chiller | Retail | New | HE Air Cooled Chiller - All Compressor Types - 100 Tons | 5.9177 | 0 |  | 17767.71 | 1 | 0 | 3002.444 | 23 |  | 28319 | 4785.4344 | Per Unit | GSD | 1 | 1 | 1 | 1 | 1 | 1 | 1 | 1 | 1 | 1 | 1 | 1 | CrtNgsd303 | CrtN | gsd | 303 | 1066.0626 | 180.1466 | [30 empty] | 0.00018609 | 6.1979e-05 | 0
303 | HVAC | Chiller | Schools K-12 | Turnover | HE Air Cooled Chiller - All Compressor Types - 100 Tons | 5.1448 | 0 |  | 15446.89 | 1 | 0 | 3002.444 | 23 |  | 28319 | 5504.4227 | Per Unit | GSD | 1 | 1 | 1 | 1 | 1 | 1 | 1 | 1 | 1 | 1 | 1 | 1 | CscTgsd303 | CscT | gsd | 303 | 926.8134 | 180.1466 | [30 empty] | 1.7628 | 0.58711 | 0
303 | HVAC | Chiller | Schools K-12 | New | HE Air Cooled Chiller - All Compressor Types - 100 Tons | 5.1448 | 0 |  | 15446.89 | 1 | 0 | 3002.444 | 23 |  | 28319 | 5504.4227 | Per Unit | GSD | 1 | 1 | 1 | 1 | 1 | 1 | 1 | 1 | 1 | 1 | 1 | 1 | CscNgsd303 | CscN | gsd | 303 | 926.8134 | 180.1466 | [30 empty] | 0.017437 | 0.0058078 | 0
303 | HVAC | Chiller | Warehouse | Turnover | HE Air Cooled Chiller - All Compressor Types - 100 Tons | 1.1287 | 0 |  | 3388.73 | 1 | 0 | 3002.444 | 23 |  | 28319 | 25090.8781 | Per Unit | GSD | 1 | 1 | 1 | 1 | 1 | 1 | 1 | 1 | 1 | 1 | 1 | 1 | CwaTgsd303 | CwaT | gsd | 303 | 203.3238 | 180.1466 | [30 empty] | 0.0373 | 0.012423 | 0
303 | HVAC | Chiller | Warehouse | New | HE Air Cooled Chiller - All Compressor Types - 100 Tons | 1.1287 | 0 |  | 3388.73 | 1 | 0 | 3002.444 | 23 |  | 28319 | 25090.8781 | Per Unit | GSD | 1 | 1 | 1 | 1 | 1 | 1 | 1 | 1 | 1 | 1 | 1 | 1 | CwaNgsd303 | CwaN | gsd | 303 | 203.3238 | 180.1466 | [30 empty] | 0.00036897 | 0.00012289 | 0
304 | HVAC | Chiller | Assembly | Turnover | HE Water Cooled Chiller - Centrifugal Compressor - 200 Tons | 5.0957 | 0 |  | 15299.6 | 1 | 0 | 3002.444 | 23 |  | 11386 | 2234.4262 | Per Unit | GSD | 1.0063 | 0.98564 | 1.0265 | 1.0441 | 1.0994 | 1.0901 | 1.0679 | 1.0965 | 1.0642 | 1.0547 | 1.0277 | 1.0297 | CasTgsd304 | CasT | gsd | 304 | 917.976 | 180.1466 | [30 empty] | 6.66 | 2.2182 | 0
304 | HVAC | Chiller | Assembly | New | HE Water Cooled Chiller - Centrifugal Compressor - 200 Tons | 5.0957 | 0 |  | 15299.6 | 1 | 0 | 3002.444 | 23 |  | 11386 | 2234.4262 | Per Unit | GSD | 1.0063 | 0.98564 | 1.0265 | 1.0441 | 1.0994 | 1.0901 | 1.0679 | 1.0965 | 1.0642 | 1.0547 | 1.0277 | 1.0297 | CasNgsd304 | CasN | gsd | 304 | 917.976 | 180.1466 | [30 empty] | 0.065881 | 0.021942 | 0
304 | HVAC | Chiller | College and University | Turnover | HE Water Cooled Chiller - Centrifugal Compressor - 200 Tons | 3.4415 | 0 |  | 16974 | 1 | 0 | 4932.1338 | 23 |  | 11386 | 3308.4291 | Per Unit | GSD | 1.0063 | 0.98564 | 1.0265 | 1.0441 | 1.0994 | 1.0901 | 1.0679 | 1.0965 | 1.0642 | 1.0547 | 1.0277 | 1.0297 | CcoTgsd304 | CcoT | gsd | 304 | 1018.44 | 295.928 | [30 empty] | 1.9969 | 0.40487 | 0
304 | HVAC | Chiller | College and University | New | HE Water Cooled Chiller - Centrifugal Compressor - 200 Tons | 3.4415 | 0 |  | 16974 | 1 | 0 | 4932.1338 | 23 |  | 11386 | 3308.4291 | Per Unit | GSD | 1.0063 | 0.98564 | 1.0265 | 1.0441 | 1.0994 | 1.0901 | 1.0679 | 1.0965 | 1.0642 | 1.0547 | 1.0277 | 1.0297 | CcoNgsd304 | CcoN | gsd | 304 | 1018.44 | 295.928 | [30 empty] | 0.019753 | 0.004005 | 0
304 | HVAC | Chiller | Data Center | Turnover | HE Water Cooled Chiller - Centrifugal Compressor - 200 Tons | 6.3962 | 0 |  | 31546.8 | 1 | 0 | 4932.1338 | 23 |  | 11386 | 1780.1259 | Per Unit | GSD | 1.0063 | 0.98564 | 1.0265 | 1.0441 | 1.0994 | 1.0901 | 1.0679 | 1.0965 | 1.0642 | 1.0547 | 1.0277 | 1.0297 | CdaTgsd304 | CdaT | gsd | 304 | 1892.808 | 295.928 | [30 empty] | 0.084353 | 0.017103 | 0
304 | HVAC | Chiller | Data Center | New | HE Water Cooled Chiller - Centrifugal Compressor - 200 Tons | 6.3962 | 0 |  | 31546.8 | 1 | 0 | 4932.1338 | 23 |  | 11386 | 1780.1259 | Per Unit | GSD | 1.0063 | 0.98564 | 1.0265 | 1.0441 | 1.0994 | 1.0901 | 1.0679 | 1.0965 | 1.0642 | 1.0547 | 1.0277 | 1.0297 | CdaNgsd304 | CdaN | gsd | 304 | 1892.808 | 295.928 | [30 empty] | 0.00083443 | 0.00016918 | 0
304 | HVAC | Chiller | Grocery | Turnover | HE Water Cooled Chiller - Centrifugal Compressor - 200 Tons | 2.3976 | 0 |  | 8454.8 | 1 | 0 | 3526.3542 | 23 |  | 11386 | 4748.9082 | Per Unit | GSD | 1.0063 | 0.98564 | 1.0265 | 1.0441 | 1.0994 | 1.0901 | 1.0679 | 1.0965 | 1.0642 | 1.0547 | 1.0277 | 1.0297 | CgrTgsd304 | CgrT | gsd | 304 | 507.288 | 211.5813 | [30 empty] | 0 | 0 | 0
304 | HVAC | Chiller | Grocery | New | HE Water Cooled Chiller - Centrifugal Compressor - 200 Tons | 2.3976 | 0 |  | 8454.8 | 1 | 0 | 3526.3542 | 23 |  | 11386 | 4748.9082 | Per Unit | GSD | 1.0063 | 0.98564 | 1.0265 | 1.0441 | 1.0994 | 1.0901 | 1.0679 | 1.0965 | 1.0642 | 1.0547 | 1.0277 | 1.0297 | CgrNgsd304 | CgrN | gsd | 304 | 507.288 | 211.5813 | [30 empty] | 0 | 0 | 0
304 | HVAC | Chiller | Healthcare | Turnover | HE Water Cooled Chiller - Centrifugal Compressor - 200 Tons | 6.7525 | 0 |  | 33304 | 1 | 0 | 4932.1338 | 23 |  | 11386 | 1686.2021 | Per Unit | GSD | 1.0063 | 0.98564 | 1.0265 | 1.0441 | 1.0994 | 1.0901 | 1.0679 | 1.0965 | 1.0642 | 1.0547 | 1.0277 | 1.0297 | CheTgsd304 | CheT | gsd | 304 | 1998.24 | 295.928 | [30 empty] | 0.068205 | 0.013829 | 0
304 | HVAC | Chiller | Healthcare | New | HE Water Cooled Chiller - Centrifugal Compressor - 200 Tons | 6.7525 | 0 |  | 33304 | 1 | 0 | 4932.1338 | 23 |  | 11386 | 1686.2021 | Per Unit | GSD | 1.0063 | 0.98564 | 1.0265 | 1.0441 | 1.0994 | 1.0901 | 1.0679 | 1.0965 | 1.0642 | 1.0547 | 1.0277 | 1.0297 | CheNgsd304 | CheN | gsd | 304 | 1998.24 | 295.928 | [30 empty] | 0.00067469 | 0.00013679 | 0
304 | HVAC | Chiller | Hospitals | Turnover | HE Water Cooled Chiller - Centrifugal Compressor - 200 Tons | 6.3962 | 0 |  | 31546.8 | 1 | 0 | 4932.1338 | 23 |  | 11386 | 1780.1259 | Per Unit | GSD | 1.0063 | 0.98564 | 1.0265 | 1.0441 | 1.0994 | 1.0901 | 1.0679 | 1.0965 | 1.0642 | 1.0547 | 1.0277 | 1.0297 | ChoTgsd304 | ChoT | gsd | 304 | 1892.808 | 295.928 | [30 empty] | 8.0228 | 1.6266 | 0
304 | HVAC | Chiller | Hospitals | New | HE Water Cooled Chiller - Centrifugal Compressor - 200 Tons | 6.3962 | 0 |  | 31546.8 | 1 | 0 | 4932.1338 | 23 |  | 11386 | 1780.1259 | Per Unit | GSD | 1.0063 | 0.98564 | 1.0265 | 1.0441 | 1.0994 | 1.0901 | 1.0679 | 1.0965 | 1.0642 | 1.0547 | 1.0277 | 1.0297 | ChoNgsd304 | ChoN | gsd | 304 | 1892.808 | 295.928 | [30 empty] | 0.079361 | 0.016091 | 0
304 | HVAC | Chiller | Institutional | Turnover | HE Water Cooled Chiller - Centrifugal Compressor - 200 Tons | 1.6769 | 0 |  | 8270.8 | 1 | 0 | 4932.1338 | 23 |  | 11386 | 6789.8239 | Per Unit | GSD | 1.0063 | 0.98564 | 1.0265 | 1.0441 | 1.0994 | 1.0901 | 1.0679 | 1.0965 | 1.0642 | 1.0547 | 1.0277 | 1.0297 | CinTgsd304 | CinT | gsd | 304 | 496.248 | 295.928 | [30 empty] | 0.15904 | 0.032245 | 0
304 | HVAC | Chiller | Institutional | New | HE Water Cooled Chiller - Centrifugal Compressor - 200 Tons | 1.6769 | 0 |  | 8270.8 | 1 | 0 | 4932.1338 | 23 |  | 11386 | 6789.8239 | Per Unit | GSD | 1.0063 | 0.98564 | 1.0265 | 1.0441 | 1.0994 | 1.0901 | 1.0679 | 1.0965 | 1.0642 | 1.0547 | 1.0277 | 1.0297 | CinNgsd304 | CinN | gsd | 304 | 496.248 | 295.928 | [30 empty] | 0.0015732 | 0.00031897 | 0
304 | HVAC | Chiller | Lodging/Hospitality | Turnover | HE Water Cooled Chiller - Centrifugal Compressor - 200 Tons | 4.8417 | 0 |  | 25281.6 | 1 | 0 | 5221.6594 | 23 |  | 11386 | 2351.6634 | Per Unit | GSD | 1.0063 | 0.98564 | 1.0265 | 1.0441 | 1.0994 | 1.0901 | 1.0679 | 1.0965 | 1.0642 | 1.0547 | 1.0277 | 1.0297 | CloTgsd304 | CloT | gsd | 304 | 1516.896 | 313.2996 | [30 empty] | 1.2858 | 0.24625 | 0
304 | HVAC | Chiller | Lodging/Hospitality | New | HE Water Cooled Chiller - Centrifugal Compressor - 200 Tons | 4.8417 | 0 |  | 25281.6 | 1 | 0 | 5221.6594 | 23 |  | 11386 | 2351.6634 | Per Unit | GSD | 1.0063 | 0.98564 | 1.0265 | 1.0441 | 1.0994 | 1.0901 | 1.0679 | 1.0965 | 1.0642 | 1.0547 | 1.0277 | 1.0297 | CloNgsd304 | CloN | gsd | 304 | 1516.896 | 313.2996 | [30 empty] | 0.012719 | 0.0024359 | 0
304 | HVAC | Chiller | Miscellaneous | Turnover | HE Water Cooled Chiller - Centrifugal Compressor - 200 Tons | 2.8466 | 0 |  | 8546.8 | 1 | 0 | 3002.444 | 23 |  | 11386 | 3999.8394 | Per Unit | GSD | 1.0063 | 0.98564 | 1.0265 | 1.0441 | 1.0994 | 1.0901 | 1.0679 | 1.0965 | 1.0642 | 1.0547 | 1.0277 | 1.0297 | CmiTgsd304 | CmiT | gsd | 304 | 512.808 | 180.1466 | [30 empty] | 12.7593 | 4.2497 | 0
304 | HVAC | Chiller | Miscellaneous | New | HE Water Cooled Chiller - Centrifugal Compressor - 200 Tons | 2.8466 | 0 |  | 8546.8 | 1 | 0 | 3002.444 | 23 |  | 11386 | 3999.8394 | Per Unit | GSD | 1.0063 | 0.98564 | 1.0265 | 1.0441 | 1.0994 | 1.0901 | 1.0679 | 1.0965 | 1.0642 | 1.0547 | 1.0277 | 1.0297 | CmiNgsd304 | CmiN | gsd | 304 | 512.808 | 180.1466 | [30 empty] | 0.12622 | 0.042038 | 0
304 | HVAC | Chiller | Offices | Turnover | HE Water Cooled Chiller - Centrifugal Compressor - 200 Tons | 5.7361 | 0 |  | 17222.4 | 1 | 0 | 3002.444 | 23 |  | 11386 | 1984.963 | Per Unit | GSD | 1.0063 | 0.98564 | 1.0265 | 1.0441 | 1.0994 | 1.0901 | 1.0679 | 1.0965 | 1.0642 | 1.0547 | 1.0277 | 1.0297 | CofTgsd304 | CofT | gsd | 304 | 1033.344 | 180.1466 | [30 empty] | 7.9605 | 2.6513 | 0
304 | HVAC | Chiller | Offices | New | HE Water Cooled Chiller - Centrifugal Compressor - 200 Tons | 5.7361 | 0 |  | 17222.4 | 1 | 0 | 3002.444 | 23 |  | 11386 | 1984.963 | Per Unit | GSD | 1.0063 | 0.98564 | 1.0265 | 1.0441 | 1.0994 | 1.0901 | 1.0679 | 1.0965 | 1.0642 | 1.0547 | 1.0277 | 1.0297 | CofNgsd304 | CofN | gsd | 304 | 1033.344 | 180.1466 | [30 empty] | 0.078745 | 0.026227 | 0
304 | HVAC | Chiller | Restaurants | Turnover | HE Water Cooled Chiller - Centrifugal Compressor - 200 Tons | 7.0337 | 0 |  | 24803.2 | 1 | 0 | 3526.3542 | 23 |  | 11386 | 1618.7858 | Per Unit | GSD | 1.0063 | 0.98564 | 1.0265 | 1.0441 | 1.0994 | 1.0901 | 1.0679 | 1.0965 | 1.0642 | 1.0547 | 1.0277 | 1.0297 | CreTgsd304 | CreT | gsd | 304 | 1488.192 | 211.5813 | [30 empty] | 0.19963 | 0.056612 | 0
304 | HVAC | Chiller | Restaurants | New | HE Water Cooled Chiller - Centrifugal Compressor - 200 Tons | 7.0337 | 0 |  | 24803.2 | 1 | 0 | 3526.3542 | 23 |  | 11386 | 1618.7858 | Per Unit | GSD | 1.0063 | 0.98564 | 1.0265 | 1.0441 | 1.0994 | 1.0901 | 1.0679 | 1.0965 | 1.0642 | 1.0547 | 1.0277 | 1.0297 | CreNgsd304 | CreN | gsd | 304 | 1488.192 | 211.5813 | [30 empty] | 0.0019748 | 0.00056 | 0
304 | HVAC | Chiller | Retail | Turnover | HE Water Cooled Chiller - Centrifugal Compressor - 200 Tons | 6.4746 | 0 |  | 19439.6 | 1 | 0 | 3002.444 | 23 |  | 11386 | 1758.5664 | Per Unit | GSD | 1.0063 | 0.98564 | 1.0265 | 1.0441 | 1.0994 | 1.0901 | 1.0679 | 1.0965 | 1.0642 | 1.0547 | 1.0277 | 1.0297 | CrtTgsd304 | CrtT | gsd | 304 | 1166.376 | 180.1466 | [30 empty] | 0.015487 | 0.0051582 | 0
304 | HVAC | Chiller | Retail | New | HE Water Cooled Chiller - Centrifugal Compressor - 200 Tons | 6.4746 | 0 |  | 19439.6 | 1 | 0 | 3002.444 | 23 |  | 11386 | 1758.5664 | Per Unit | GSD | 1.0063 | 0.98564 | 1.0265 | 1.0441 | 1.0994 | 1.0901 | 1.0679 | 1.0965 | 1.0642 | 1.0547 | 1.0277 | 1.0297 | CrtNgsd304 | CrtN | gsd | 304 | 1166.376 | 180.1466 | [30 empty] | 0.0001532 | 5.1025e-05 | 0
304 | HVAC | Chiller | Schools K-12 | Turnover | HE Water Cooled Chiller - Centrifugal Compressor - 200 Tons | 5.6289 | 0 |  | 16900.4 | 1 | 0 | 3002.444 | 23 |  | 11386 | 2022.7821 | Per Unit | GSD | 1.0063 | 0.98564 | 1.0265 | 1.0441 | 1.0994 | 1.0901 | 1.0679 | 1.0965 | 1.0642 | 1.0547 | 1.0277 | 1.0297 | CscTgsd304 | CscT | gsd | 304 | 1014.024 | 180.1466 | [30 empty] | 1.4512 | 0.48335 | 0
304 | HVAC | Chiller | Schools K-12 | New | HE Water Cooled Chiller - Centrifugal Compressor - 200 Tons | 5.6289 | 0 |  | 16900.4 | 1 | 0 | 3002.444 | 23 |  | 11386 | 2022.7821 | Per Unit | GSD | 1.0063 | 0.98564 | 1.0265 | 1.0441 | 1.0994 | 1.0901 | 1.0679 | 1.0965 | 1.0642 | 1.0547 | 1.0277 | 1.0297 | CscNgsd304 | CscN | gsd | 304 | 1014.024 | 180.1466 | [30 empty] | 0.014356 | 0.0047813 | 0
304 | HVAC | Chiller | Warehouse | Turnover | HE Water Cooled Chiller - Centrifugal Compressor - 200 Tons | 1.2349 | 0 |  | 3707.6 | 1 | 0 | 3002.444 | 23 |  | 11386 | 9220.4734 | Per Unit | GSD | 1.0063 | 0.98564 | 1.0265 | 1.0441 | 1.0994 | 1.0901 | 1.0679 | 1.0965 | 1.0642 | 1.0547 | 1.0277 | 1.0297 | CwaTgsd304 | CwaT | gsd | 304 | 222.456 | 180.1466 | [30 empty] | 0.030708 | 0.010228 | 0
304 | HVAC | Chiller | Warehouse | New | HE Water Cooled Chiller - Centrifugal Compressor - 200 Tons | 1.2349 | 0 |  | 3707.6 | 1 | 0 | 3002.444 | 23 |  | 11386 | 9220.4734 | Per Unit | GSD | 1.0063 | 0.98564 | 1.0265 | 1.0441 | 1.0994 | 1.0901 | 1.0679 | 1.0965 | 1.0642 | 1.0547 | 1.0277 | 1.0297 | CwaNgsd304 | CwaN | gsd | 304 | 222.456 | 180.1466 | [30 empty] | 0.00030376 | 0.00010117 | 0
305 | HVAC | Chiller | Assembly | Turnover | HE Water Cooled Chiller - Centrifugal Compressor - 500 Tons | 11.0776 | 0 |  | 33260 | 1 | 0 | 3002.444 | 23 |  | 19806 | 1787.9256 | Per Unit | GSD | 1.0063 | 0.98564 | 1.0265 | 1.0441 | 1.0994 | 1.0901 | 1.0679 | 1.0965 | 1.0642 | 1.0547 | 1.0277 | 1.0297 | CasTgsd305 | CasT | gsd | 305 | 1995.6 | 180.1466 | [30 empty] | 6.0219 | 2.0057 | 0
305 | HVAC | Chiller | Assembly | New | HE Water Cooled Chiller - Centrifugal Compressor - 500 Tons | 11.0776 | 0 |  | 33260 | 1 | 0 | 3002.444 | 23 |  | 19806 | 1787.9256 | Per Unit | GSD | 1.0063 | 0.98564 | 1.0265 | 1.0441 | 1.0994 | 1.0901 | 1.0679 | 1.0965 | 1.0642 | 1.0547 | 1.0277 | 1.0297 | CasNgsd305 | CasN | gsd | 305 | 1995.6 | 180.1466 | [30 empty] | 0.059568 | 0.01984 | 0
305 | HVAC | Chiller | College and University | Turnover | HE Water Cooled Chiller - Centrifugal Compressor - 500 Tons | 7.4815 | 0 |  | 36900 | 1 | 0 | 4932.1338 | 23 |  | 19806 | 2647.3128 | Per Unit | GSD | 1.0063 | 0.98564 | 1.0265 | 1.0441 | 1.0994 | 1.0901 | 1.0679 | 1.0965 | 1.0642 | 1.0547 | 1.0277 | 1.0297 | CcoTgsd305 | CcoT | gsd | 305 | 2214 | 295.928 | [30 empty] | 1.8056 | 0.36608 | 0
305 | HVAC | Chiller | College and University | New | HE Water Cooled Chiller - Centrifugal Compressor - 500 Tons | 7.4815 | 0 |  | 36900 | 1 | 0 | 4932.1338 | 23 |  | 19806 | 2647.3128 | Per Unit | GSD | 1.0063 | 0.98564 | 1.0265 | 1.0441 | 1.0994 | 1.0901 | 1.0679 | 1.0965 | 1.0642 | 1.0547 | 1.0277 | 1.0297 | CcoNgsd305 | CcoN | gsd | 305 | 2214 | 295.928 | [30 empty] | 0.017861 | 0.0036213 | 0
305 | HVAC | Chiller | Data Center | Turnover | HE Water Cooled Chiller - Centrifugal Compressor - 500 Tons | 13.9047 | 0 |  | 68580 | 1 | 0 | 4932.1338 | 23 |  | 19806 | 1424.4072 | Per Unit | GSD | 1.0063 | 0.98564 | 1.0265 | 1.0441 | 1.0994 | 1.0901 | 1.0679 | 1.0965 | 1.0642 | 1.0547 | 1.0277 | 1.0297 | CdaTgsd305 | CdaT | gsd | 305 | 4114.8 | 295.928 | [30 empty] | 0.076271 | 0.015464 | 0
305 | HVAC | Chiller | Data Center | New | HE Water Cooled Chiller - Centrifugal Compressor - 500 Tons | 13.9047 | 0 |  | 68580 | 1 | 0 | 4932.1338 | 23 |  | 19806 | 1424.4072 | Per Unit | GSD | 1.0063 | 0.98564 | 1.0265 | 1.0441 | 1.0994 | 1.0901 | 1.0679 | 1.0965 | 1.0642 | 1.0547 | 1.0277 | 1.0297 | CdaNgsd305 | CdaN | gsd | 305 | 4114.8 | 295.928 | [30 empty] | 0.00075448 | 0.00015297 | 0
305 | HVAC | Chiller | Grocery | Turnover | HE Water Cooled Chiller - Centrifugal Compressor - 500 Tons | 5.2122 | 0 |  | 18380 | 1 | 0 | 3526.3542 | 23 |  | 19806 | 3799.944 | Per Unit | GSD | 1.0063 | 0.98564 | 1.0265 | 1.0441 | 1.0994 | 1.0901 | 1.0679 | 1.0965 | 1.0642 | 1.0547 | 1.0277 | 1.0297 | CgrTgsd305 | CgrT | gsd | 305 | 1102.8 | 211.5813 | [30 empty] | 0 | 0 | 0
305 | HVAC | Chiller | Grocery | New | HE Water Cooled Chiller - Centrifugal Compressor - 500 Tons | 5.2122 | 0 |  | 18380 | 1 | 0 | 3526.3542 | 23 |  | 19806 | 3799.944 | Per Unit | GSD | 1.0063 | 0.98564 | 1.0265 | 1.0441 | 1.0994 | 1.0901 | 1.0679 | 1.0965 | 1.0642 | 1.0547 | 1.0277 | 1.0297 | CgrNgsd305 | CgrN | gsd | 305 | 1102.8 | 211.5813 | [30 empty] | 0 | 0 | 0
305 | HVAC | Chiller | Healthcare | Turnover | HE Water Cooled Chiller - Centrifugal Compressor - 500 Tons | 14.6792 | 0 |  | 72400 | 1 | 0 | 4932.1338 | 23 |  | 19806 | 1349.252 | Per Unit | GSD | 1.0063 | 0.98564 | 1.0265 | 1.0441 | 1.0994 | 1.0901 | 1.0679 | 1.0965 | 1.0642 | 1.0547 | 1.0277 | 1.0297 | CheTgsd305 | CheT | gsd | 305 | 4344 | 295.928 | [30 empty] | 0.06167 | 0.012504 | 0
305 | HVAC | Chiller | Healthcare | New | HE Water Cooled Chiller - Centrifugal Compressor - 500 Tons | 14.6792 | 0 |  | 72400 | 1 | 0 | 4932.1338 | 23 |  | 19806 | 1349.252 | Per Unit | GSD | 1.0063 | 0.98564 | 1.0265 | 1.0441 | 1.0994 | 1.0901 | 1.0679 | 1.0965 | 1.0642 | 1.0547 | 1.0277 | 1.0297 | CheNgsd305 | CheN | gsd | 305 | 4344 | 295.928 | [30 empty] | 0.00061005 | 0.00012369 | 0
305 | HVAC | Chiller | Hospitals | Turnover | HE Water Cooled Chiller - Centrifugal Compressor - 500 Tons | 13.9047 | 0 |  | 68580 | 1 | 0 | 4932.1338 | 23 |  | 19806 | 1424.4072 | Per Unit | GSD | 1.0063 | 0.98564 | 1.0265 | 1.0441 | 1.0994 | 1.0901 | 1.0679 | 1.0965 | 1.0642 | 1.0547 | 1.0277 | 1.0297 | ChoTgsd305 | ChoT | gsd | 305 | 4114.8 | 295.928 | [30 empty] | 7.2541 | 1.4708 | 0
305 | HVAC | Chiller | Hospitals | New | HE Water Cooled Chiller - Centrifugal Compressor - 500 Tons | 13.9047 | 0 |  | 68580 | 1 | 0 | 4932.1338 | 23 |  | 19806 | 1424.4072 | Per Unit | GSD | 1.0063 | 0.98564 | 1.0265 | 1.0441 | 1.0994 | 1.0901 | 1.0679 | 1.0965 | 1.0642 | 1.0547 | 1.0277 | 1.0297 | ChoNgsd305 | ChoN | gsd | 305 | 4114.8 | 295.928 | [30 empty] | 0.071757 | 0.014549 | 0
305 | HVAC | Chiller | Institutional | Turnover | HE Water Cooled Chiller - Centrifugal Compressor - 500 Tons | 3.6455 | 0 |  | 17980 | 1 | 0 | 4932.1338 | 23 |  | 19806 | 5433.028 | Per Unit | GSD | 1.0063 | 0.98564 | 1.0265 | 1.0441 | 1.0994 | 1.0901 | 1.0679 | 1.0965 | 1.0642 | 1.0547 | 1.0277 | 1.0297 | CinTgsd305 | CinT | gsd | 305 | 1078.8 | 295.928 | [30 empty] | 0.1438 | 0.029155 | 0
305 | HVAC | Chiller | Institutional | New | HE Water Cooled Chiller - Centrifugal Compressor - 500 Tons | 3.6455 | 0 |  | 17980 | 1 | 0 | 4932.1338 | 23 |  | 19806 | 5433.028 | Per Unit | GSD | 1.0063 | 0.98564 | 1.0265 | 1.0441 | 1.0994 | 1.0901 | 1.0679 | 1.0965 | 1.0642 | 1.0547 | 1.0277 | 1.0297 | CinNgsd305 | CinN | gsd | 305 | 1078.8 | 295.928 | [30 empty] | 0.0014225 | 0.00028841 | 0
305 | HVAC | Chiller | Lodging/Hospitality | Turnover | HE Water Cooled Chiller - Centrifugal Compressor - 500 Tons | 10.5254 | 0 |  | 54960 | 1 | 0 | 5221.6594 | 23 |  | 19806 | 1881.7356 | Per Unit | GSD | 1.0063 | 0.98564 | 1.0265 | 1.0441 | 1.0994 | 1.0901 | 1.0679 | 1.0965 | 1.0642 | 1.0547 | 1.0277 | 1.0297 | CloTgsd305 | CloT | gsd | 305 | 3297.6 | 313.2996 | [30 empty] | 1.1626 | 0.22265 | 0
305 | HVAC | Chiller | Lodging/Hospitality | New | HE Water Cooled Chiller - Centrifugal Compressor - 500 Tons | 10.5254 | 0 |  | 54960 | 1 | 0 | 5221.6594 | 23 |  | 19806 | 1881.7356 | Per Unit | GSD | 1.0063 | 0.98564 | 1.0265 | 1.0441 | 1.0994 | 1.0901 | 1.0679 | 1.0965 | 1.0642 | 1.0547 | 1.0277 | 1.0297 | CloNgsd305 | CloN | gsd | 305 | 3297.6 | 313.2996 | [30 empty] | 0.011501 | 0.0022025 | 0
305 | HVAC | Chiller | Miscellaneous | Turnover | HE Water Cooled Chiller - Centrifugal Compressor - 500 Tons | 6.1883 | 0 |  | 18580 | 1 | 0 | 3002.444 | 23 |  | 19806 | 3200.56 | Per Unit | GSD | 1.0063 | 0.98564 | 1.0265 | 1.0441 | 1.0994 | 1.0901 | 1.0679 | 1.0965 | 1.0642 | 1.0547 | 1.0277 | 1.0297 | CmiTgsd305 | CmiT | gsd | 305 | 1114.8 | 180.1466 | [30 empty] | 11.5368 | 3.8425 | 0
305 | HVAC | Chiller | Miscellaneous | New | HE Water Cooled Chiller - Centrifugal Compressor - 500 Tons | 6.1883 | 0 |  | 18580 | 1 | 0 | 3002.444 | 23 |  | 19806 | 3200.56 | Per Unit | GSD | 1.0063 | 0.98564 | 1.0265 | 1.0441 | 1.0994 | 1.0901 | 1.0679 | 1.0965 | 1.0642 | 1.0547 | 1.0277 | 1.0297 | CmiNgsd305 | CmiN | gsd | 305 | 1114.8 | 180.1466 | [30 empty] | 0.11412 | 0.03801 | 0
305 | HVAC | Chiller | Offices | Turnover | HE Water Cooled Chiller - Centrifugal Compressor - 500 Tons | 12.4698 | 0 |  | 37440 | 1 | 0 | 3002.444 | 23 |  | 19806 | 1588.3121 | Per Unit | GSD | 1.0063 | 0.98564 | 1.0265 | 1.0441 | 1.0994 | 1.0901 | 1.0679 | 1.0965 | 1.0642 | 1.0547 | 1.0277 | 1.0297 | CofTgsd305 | CofT | gsd | 305 | 2246.4 | 180.1466 | [30 empty] | 7.1978 | 2.3973 | 0
305 | HVAC | Chiller | Offices | New | HE Water Cooled Chiller - Centrifugal Compressor - 500 Tons | 12.4698 | 0 |  | 37440 | 1 | 0 | 3002.444 | 23 |  | 19806 | 1588.3121 | Per Unit | GSD | 1.0063 | 0.98564 | 1.0265 | 1.0441 | 1.0994 | 1.0901 | 1.0679 | 1.0965 | 1.0642 | 1.0547 | 1.0277 | 1.0297 | CofNgsd305 | CofN | gsd | 305 | 2246.4 | 180.1466 | [30 empty] | 0.0712 | 0.023714 | 0
305 | HVAC | Chiller | Restaurants | Turnover | HE Water Cooled Chiller - Centrifugal Compressor - 500 Tons | 15.2906 | 0 |  | 53920 | 1 | 0 | 3526.3542 | 23 |  | 19806 | 1295.3073 | Per Unit | GSD | 1.0063 | 0.98564 | 1.0265 | 1.0441 | 1.0994 | 1.0901 | 1.0679 | 1.0965 | 1.0642 | 1.0547 | 1.0277 | 1.0297 | CreTgsd305 | CreT | gsd | 305 | 3235.2 | 211.5813 | [30 empty] | 0.18051 | 0.051188 | 0
305 | HVAC | Chiller | Restaurants | New | HE Water Cooled Chiller - Centrifugal Compressor - 500 Tons | 15.2906 | 0 |  | 53920 | 1 | 0 | 3526.3542 | 23 |  | 19806 | 1295.3073 | Per Unit | GSD | 1.0063 | 0.98564 | 1.0265 | 1.0441 | 1.0994 | 1.0901 | 1.0679 | 1.0965 | 1.0642 | 1.0547 | 1.0277 | 1.0297 | CreNgsd305 | CreN | gsd | 305 | 3235.2 | 211.5813 | [30 empty] | 0.0017856 | 0.00050635 | 0
305 | HVAC | Chiller | Retail | Turnover | HE Water Cooled Chiller - Centrifugal Compressor - 500 Tons | 14.0752 | 0 |  | 42260 | 1 | 0 | 3002.444 | 23 |  | 19806 | 1407.1558 | Per Unit | GSD | 1.0063 | 0.98564 | 1.0265 | 1.0441 | 1.0994 | 1.0901 | 1.0679 | 1.0965 | 1.0642 | 1.0547 | 1.0277 | 1.0297 | CrtTgsd305 | CrtT | gsd | 305 | 2535.6 | 180.1466 | [30 empty] | 0.014003 | 0.004664 | 0
305 | HVAC | Chiller | Retail | New | HE Water Cooled Chiller - Centrifugal Compressor - 500 Tons | 14.0752 | 0 |  | 42260 | 1 | 0 | 3002.444 | 23 |  | 19806 | 1407.1558 | Per Unit | GSD | 1.0063 | 0.98564 | 1.0265 | 1.0441 | 1.0994 | 1.0901 | 1.0679 | 1.0965 | 1.0642 | 1.0547 | 1.0277 | 1.0297 | CrtNgsd305 | CrtN | gsd | 305 | 2535.6 | 180.1466 | [30 empty] | 0.00013852 | 4.6137e-05 | 0
305 | HVAC | Chiller | Schools K-12 | Turnover | HE Water Cooled Chiller - Centrifugal Compressor - 500 Tons | 12.2367 | 0 |  | 36740 | 1 | 0 | 3002.444 | 23 |  | 19806 | 1618.5739 | Per Unit | GSD | 1.0063 | 0.98564 | 1.0265 | 1.0441 | 1.0994 | 1.0901 | 1.0679 | 1.0965 | 1.0642 | 1.0547 | 1.0277 | 1.0297 | CscTgsd305 | CscT | gsd | 305 | 2204.4 | 180.1466 | [30 empty] | 1.3122 | 0.43704 | 0
305 | HVAC | Chiller | Schools K-12 | New | HE Water Cooled Chiller - Centrifugal Compressor - 500 Tons | 12.2367 | 0 |  | 36740 | 1 | 0 | 3002.444 | 23 |  | 19806 | 1618.5739 | Per Unit | GSD | 1.0063 | 0.98564 | 1.0265 | 1.0441 | 1.0994 | 1.0901 | 1.0679 | 1.0965 | 1.0642 | 1.0547 | 1.0277 | 1.0297 | CscNgsd305 | CscN | gsd | 305 | 2204.4 | 180.1466 | [30 empty] | 0.01298 | 0.0043232 | 0
305 | HVAC | Chiller | Warehouse | Turnover | HE Water Cooled Chiller - Centrifugal Compressor - 500 Tons | 2.6845 | 0 |  | 8060 | 1 | 0 | 3002.444 | 23 |  | 19806 | 7377.966 | Per Unit | GSD | 1.0063 | 0.98564 | 1.0265 | 1.0441 | 1.0994 | 1.0901 | 1.0679 | 1.0965 | 1.0642 | 1.0547 | 1.0277 | 1.0297 | CwaTgsd305 | CwaT | gsd | 305 | 483.6 | 180.1466 | [30 empty] | 0.027766 | 0.0092477 | 0
305 | HVAC | Chiller | Warehouse | New | HE Water Cooled Chiller - Centrifugal Compressor - 500 Tons | 2.6845 | 0 |  | 8060 | 1 | 0 | 3002.444 | 23 |  | 19806 | 7377.966 | Per Unit | GSD | 1.0063 | 0.98564 | 1.0265 | 1.0441 | 1.0994 | 1.0901 | 1.0679 | 1.0965 | 1.0642 | 1.0547 | 1.0277 | 1.0297 | CwaNgsd305 | CwaN | gsd | 305 | 483.6 | 180.1466 | [30 empty] | 0.00027466 | 9.1478e-05 | 0
306 | HVAC | Chiller | Assembly | Turnover | HE Water Cooled Chiller - Rotary or Screw Compressor - 175 Tons | 3.8772 | 0 |  | 11641 | 1 | 0 | 3002.444 | 23 |  | 16475 | 4249.2281 | Per Unit | GSD | 1.0063 | 0.98564 | 1.0265 | 1.0441 | 1.0994 | 1.0901 | 1.0679 | 1.0965 | 1.0642 | 1.0547 | 1.0277 | 1.0297 | CasTgsd306 | CasT | gsd | 306 | 698.46 | 180.1466 | [30 empty] | 5.2951 | 1.7636 | 0
306 | HVAC | Chiller | Assembly | New | HE Water Cooled Chiller - Rotary or Screw Compressor - 175 Tons | 3.8772 | 0 |  | 11641 | 1 | 0 | 3002.444 | 23 |  | 16475 | 4249.2281 | Per Unit | GSD | 1.0063 | 0.98564 | 1.0265 | 1.0441 | 1.0994 | 1.0901 | 1.0679 | 1.0965 | 1.0642 | 1.0547 | 1.0277 | 1.0297 | CasNgsd306 | CasN | gsd | 306 | 698.46 | 180.1466 | [30 empty] | 0.052379 | 0.017445 | 0
306 | HVAC | Chiller | College and University | Turnover | HE Water Cooled Chiller - Rotary or Screw Compressor - 175 Tons | 2.6185 | 0 |  | 12915 | 1 | 0 | 4932.1338 | 23 |  | 16475 | 6291.669 | Per Unit | GSD | 1.0063 | 0.98564 | 1.0265 | 1.0441 | 1.0994 | 1.0901 | 1.0679 | 1.0965 | 1.0642 | 1.0547 | 1.0277 | 1.0297 | CcoTgsd306 | CcoT | gsd | 306 | 774.9 | 295.928 | [30 empty] | 1.5876 | 0.3219 | 0
306 | HVAC | Chiller | College and University | New | HE Water Cooled Chiller - Rotary or Screw Compressor - 175 Tons | 2.6185 | 0 |  | 12915 | 1 | 0 | 4932.1338 | 23 |  | 16475 | 6291.669 | Per Unit | GSD | 1.0063 | 0.98564 | 1.0265 | 1.0441 | 1.0994 | 1.0901 | 1.0679 | 1.0965 | 1.0642 | 1.0547 | 1.0277 | 1.0297 | CcoNgsd306 | CcoN | gsd | 306 | 774.9 | 295.928 | [30 empty] | 0.015705 | 0.0031842 | 0
306 | HVAC | Chiller | Data Center | Turnover | HE Water Cooled Chiller - Rotary or Screw Compressor - 175 Tons | 4.8667 | 0 |  | 24003 | 1 | 0 | 4932.1338 | 23 |  | 16475 | 3385.2812 | Per Unit | GSD | 1.0063 | 0.98564 | 1.0265 | 1.0441 | 1.0994 | 1.0901 | 1.0679 | 1.0965 | 1.0642 | 1.0547 | 1.0277 | 1.0297 | CdaTgsd306 | CdaT | gsd | 306 | 1440.18 | 295.928 | [30 empty] | 0.067066 | 0.013598 | 0
306 | HVAC | Chiller | Data Center | New | HE Water Cooled Chiller - Rotary or Screw Compressor - 175 Tons | 4.8667 | 0 |  | 24003 | 1 | 0 | 4932.1338 | 23 |  | 16475 | 3385.2812 | Per Unit | GSD | 1.0063 | 0.98564 | 1.0265 | 1.0441 | 1.0994 | 1.0901 | 1.0679 | 1.0965 | 1.0642 | 1.0547 | 1.0277 | 1.0297 | CdaNgsd306 | CdaN | gsd | 306 | 1440.18 | 295.928 | [30 empty] | 0.00066342 | 0.00013451 | 0
306 | HVAC | Chiller | Grocery | Turnover | HE Water Cooled Chiller - Rotary or Screw Compressor - 175 Tons | 1.8243 | 0 |  | 6433 | 1 | 0 | 3526.3542 | 23 |  | 16475 | 9031.0408 | Per Unit | GSD | 1.0063 | 0.98564 | 1.0265 | 1.0441 | 1.0994 | 1.0901 | 1.0679 | 1.0965 | 1.0642 | 1.0547 | 1.0277 | 1.0297 | CgrTgsd306 | CgrT | gsd | 306 | 385.98 | 211.5813 | [30 empty] | 0 | 0 | 0
306 | HVAC | Chiller | Grocery | New | HE Water Cooled Chiller - Rotary or Screw Compressor - 175 Tons | 1.8243 | 0 |  | 6433 | 1 | 0 | 3526.3542 | 23 |  | 16475 | 9031.0408 | Per Unit | GSD | 1.0063 | 0.98564 | 1.0265 | 1.0441 | 1.0994 | 1.0901 | 1.0679 | 1.0965 | 1.0642 | 1.0547 | 1.0277 | 1.0297 | CgrNgsd306 | CgrN | gsd | 306 | 385.98 | 211.5813 | [30 empty] | 0 | 0 | 0
306 | HVAC | Chiller | Healthcare | Turnover | HE Water Cooled Chiller - Rotary or Screw Compressor - 175 Tons | 5.1377 | 0 |  | 25340 | 1 | 0 | 4932.1338 | 23 |  | 16475 | 3206.6655 | Per Unit | GSD | 1.0063 | 0.98564 | 1.0265 | 1.0441 | 1.0994 | 1.0901 | 1.0679 | 1.0965 | 1.0642 | 1.0547 | 1.0277 | 1.0297 | CheTgsd306 | CheT | gsd | 306 | 1520.4 | 295.928 | [30 empty] | 0.054227 | 0.010995 | 0
306 | HVAC | Chiller | Healthcare | New | HE Water Cooled Chiller - Rotary or Screw Compressor - 175 Tons | 5.1377 | 0 |  | 25340 | 1 | 0 | 4932.1338 | 23 |  | 16475 | 3206.6655 | Per Unit | GSD | 1.0063 | 0.98564 | 1.0265 | 1.0441 | 1.0994 | 1.0901 | 1.0679 | 1.0965 | 1.0642 | 1.0547 | 1.0277 | 1.0297 | CheNgsd306 | CheN | gsd | 306 | 1520.4 | 295.928 | [30 empty] | 0.00053642 | 0.00010876 | 0
306 | HVAC | Chiller | Hospitals | Turnover | HE Water Cooled Chiller - Rotary or Screw Compressor - 175 Tons | 4.8667 | 0 |  | 24003 | 1 | 0 | 4932.1338 | 23 |  | 16475 | 3385.2812 | Per Unit | GSD | 1.0063 | 0.98564 | 1.0265 | 1.0441 | 1.0994 | 1.0901 | 1.0679 | 1.0965 | 1.0642 | 1.0547 | 1.0277 | 1.0297 | ChoTgsd306 | ChoT | gsd | 306 | 1440.18 | 295.928 | [30 empty] | 6.3786 | 1.2933 | 0
306 | HVAC | Chiller | Hospitals | New | HE Water Cooled Chiller - Rotary or Screw Compressor - 175 Tons | 4.8667 | 0 |  | 24003 | 1 | 0 | 4932.1338 | 23 |  | 16475 | 3385.2812 | Per Unit | GSD | 1.0063 | 0.98564 | 1.0265 | 1.0441 | 1.0994 | 1.0901 | 1.0679 | 1.0965 | 1.0642 | 1.0547 | 1.0277 | 1.0297 | ChoNgsd306 | ChoN | gsd | 306 | 1440.18 | 295.928 | [30 empty] | 0.063097 | 0.012793 | 0
306 | HVAC | Chiller | Institutional | Turnover | HE Water Cooled Chiller - Rotary or Screw Compressor - 175 Tons | 1.2759 | 0 |  | 6293 | 1 | 0 | 4932.1338 | 23 |  | 16475 | 12912.2684 | Per Unit | GSD | 1.0063 | 0.98564 | 1.0265 | 1.0441 | 1.0994 | 1.0901 | 1.0679 | 1.0965 | 1.0642 | 1.0547 | 1.0277 | 1.0297 | CinTgsd306 | CinT | gsd | 306 | 377.58 | 295.928 | [30 empty] | 0.12644 | 0.025637 | 0
306 | HVAC | Chiller | Institutional | New | HE Water Cooled Chiller - Rotary or Screw Compressor - 175 Tons | 1.2759 | 0 |  | 6293 | 1 | 0 | 4932.1338 | 23 |  | 16475 | 12912.2684 | Per Unit | GSD | 1.0063 | 0.98564 | 1.0265 | 1.0441 | 1.0994 | 1.0901 | 1.0679 | 1.0965 | 1.0642 | 1.0547 | 1.0277 | 1.0297 | CinNgsd306 | CinN | gsd | 306 | 377.58 | 295.928 | [30 empty] | 0.0012508 | 0.0002536 | 0
306 | HVAC | Chiller | Lodging/Hospitality | Turnover | HE Water Cooled Chiller - Rotary or Screw Compressor - 175 Tons | 3.6839 | 0 |  | 19236 | 1 | 0 | 5221.6594 | 23 |  | 16475 | 4472.1792 | Per Unit | GSD | 1.0063 | 0.98564 | 1.0265 | 1.0441 | 1.0994 | 1.0901 | 1.0679 | 1.0965 | 1.0642 | 1.0547 | 1.0277 | 1.0297 | CloTgsd306 | CloT | gsd | 306 | 1154.16 | 313.2996 | [30 empty] | 1.0223 | 0.19578 | 0
306 | HVAC | Chiller | Lodging/Hospitality | New | HE Water Cooled Chiller - Rotary or Screw Compressor - 175 Tons | 3.6839 | 0 |  | 19236 | 1 | 0 | 5221.6594 | 23 |  | 16475 | 4472.1792 | Per Unit | GSD | 1.0063 | 0.98564 | 1.0265 | 1.0441 | 1.0994 | 1.0901 | 1.0679 | 1.0965 | 1.0642 | 1.0547 | 1.0277 | 1.0297 | CloNgsd306 | CloN | gsd | 306 | 1154.16 | 313.2996 | [30 empty] | 0.010113 | 0.0019367 | 0
306 | HVAC | Chiller | Miscellaneous | Turnover | HE Water Cooled Chiller - Rotary or Screw Compressor - 175 Tons | 2.1659 | 0 |  | 6503 | 1 | 0 | 3002.444 | 23 |  | 16475 | 7606.53 | Per Unit | GSD | 1.0063 | 0.98564 | 1.0265 | 1.0441 | 1.0994 | 1.0901 | 1.0679 | 1.0965 | 1.0642 | 1.0547 | 1.0277 | 1.0297 | CmiTgsd306 | CmiT | gsd | 306 | 390.18 | 180.1466 | [30 empty] | 10.1445 | 3.3787 | 0
306 | HVAC | Chiller | Miscellaneous | New | HE Water Cooled Chiller - Rotary or Screw Compressor - 175 Tons | 2.1659 | 0 |  | 6503 | 1 | 0 | 3002.444 | 23 |  | 16475 | 7606.53 | Per Unit | GSD | 1.0063 | 0.98564 | 1.0265 | 1.0441 | 1.0994 | 1.0901 | 1.0679 | 1.0965 | 1.0642 | 1.0547 | 1.0277 | 1.0297 | CmiNgsd306 | CmiN | gsd | 306 | 390.18 | 180.1466 | [30 empty] | 0.10035 | 0.033423 | 0
306 | HVAC | Chiller | Offices | Turnover | HE Water Cooled Chiller - Rotary or Screw Compressor - 175 Tons | 4.3644 | 0 |  | 13104 | 1 | 0 | 3002.444 | 23 |  | 16475 | 3774.8218 | Per Unit | GSD | 1.0063 | 0.98564 | 1.0265 | 1.0441 | 1.0994 | 1.0901 | 1.0679 | 1.0965 | 1.0642 | 1.0547 | 1.0277 | 1.0297 | CofTgsd306 | CofT | gsd | 306 | 786.24 | 180.1466 | [30 empty] | 6.3291 | 2.108 | 0
306 | HVAC | Chiller | Offices | New | HE Water Cooled Chiller - Rotary or Screw Compressor - 175 Tons | 4.3644 | 0 |  | 13104 | 1 | 0 | 3002.444 | 23 |  | 16475 | 3774.8218 | Per Unit | GSD | 1.0063 | 0.98564 | 1.0265 | 1.0441 | 1.0994 | 1.0901 | 1.0679 | 1.0965 | 1.0642 | 1.0547 | 1.0277 | 1.0297 | CofNgsd306 | CofN | gsd | 306 | 786.24 | 180.1466 | [30 empty] | 0.062607 | 0.020852 | 0
306 | HVAC | Chiller | Restaurants | Turnover | HE Water Cooled Chiller - Rotary or Screw Compressor - 175 Tons | 5.3517 | 0 |  | 18872 | 1 | 0 | 3526.3542 | 23 |  | 16475 | 3078.4594 | Per Unit | GSD | 1.0063 | 0.98564 | 1.0265 | 1.0441 | 1.0994 | 1.0901 | 1.0679 | 1.0965 | 1.0642 | 1.0547 | 1.0277 | 1.0297 | CreTgsd306 | CreT | gsd | 306 | 1132.32 | 211.5813 | [30 empty] | 0.15872 | 0.04501 | 0
306 | HVAC | Chiller | Restaurants | New | HE Water Cooled Chiller - Rotary or Screw Compressor - 175 Tons | 5.3517 | 0 |  | 18872 | 1 | 0 | 3526.3542 | 23 |  | 16475 | 3078.4594 | Per Unit | GSD | 1.0063 | 0.98564 | 1.0265 | 1.0441 | 1.0994 | 1.0901 | 1.0679 | 1.0965 | 1.0642 | 1.0547 | 1.0277 | 1.0297 | CreNgsd306 | CreN | gsd | 306 | 1132.32 | 211.5813 | [30 empty] | 0.0015701 | 0.00044524 | 0
306 | HVAC | Chiller | Retail | Turnover | HE Water Cooled Chiller - Rotary or Screw Compressor - 175 Tons | 4.9263 | 0 |  | 14791 | 1 | 0 | 3002.444 | 23 |  | 16475 | 3344.2813 | Per Unit | GSD | 1.0063 | 0.98564 | 1.0265 | 1.0441 | 1.0994 | 1.0901 | 1.0679 | 1.0965 | 1.0642 | 1.0547 | 1.0277 | 1.0297 | CrtTgsd306 | CrtT | gsd | 306 | 887.46 | 180.1466 | [30 empty] | 0.012313 | 0.0041011 | 0
306 | HVAC | Chiller | Retail | New | HE Water Cooled Chiller - Rotary or Screw Compressor - 175 Tons | 4.9263 | 0 |  | 14791 | 1 | 0 | 3002.444 | 23 |  | 16475 | 3344.2813 | Per Unit | GSD | 1.0063 | 0.98564 | 1.0265 | 1.0441 | 1.0994 | 1.0901 | 1.0679 | 1.0965 | 1.0642 | 1.0547 | 1.0277 | 1.0297 | CrtNgsd306 | CrtN | gsd | 306 | 887.46 | 180.1466 | [30 empty] | 0.0001218 | 4.0568e-05 | 0
306 | HVAC | Chiller | Schools K-12 | Turnover | HE Water Cooled Chiller - Rotary or Screw Compressor - 175 Tons | 4.2828 | 0 |  | 12859 | 1 | 0 | 3002.444 | 23 |  | 16475 | 3846.7427 | Per Unit | GSD | 1.0063 | 0.98564 | 1.0265 | 1.0441 | 1.0994 | 1.0901 | 1.0679 | 1.0965 | 1.0642 | 1.0547 | 1.0277 | 1.0297 | CscTgsd306 | CscT | gsd | 306 | 771.54 | 180.1466 | [30 empty] | 1.1538 | 0.38429 | 0
306 | HVAC | Chiller | Schools K-12 | New | HE Water Cooled Chiller - Rotary or Screw Compressor - 175 Tons | 4.2828 | 0 |  | 12859 | 1 | 0 | 3002.444 | 23 |  | 16475 | 3846.7427 | Per Unit | GSD | 1.0063 | 0.98564 | 1.0265 | 1.0441 | 1.0994 | 1.0901 | 1.0679 | 1.0965 | 1.0642 | 1.0547 | 1.0277 | 1.0297 | CscNgsd306 | CscN | gsd | 306 | 771.54 | 180.1466 | [30 empty] | 0.011414 | 0.0038014 | 0
306 | HVAC | Chiller | Warehouse | Turnover | HE Water Cooled Chiller - Rotary or Screw Compressor - 175 Tons | 0.93957 | 0 |  | 2821 | 1 | 0 | 3002.444 | 23 |  | 16475 | 17534.6561 | Per Unit | GSD | 1.0063 | 0.98564 | 1.0265 | 1.0441 | 1.0994 | 1.0901 | 1.0679 | 1.0965 | 1.0642 | 1.0547 | 1.0277 | 1.0297 | CwaTgsd306 | CwaT | gsd | 306 | 169.26 | 180.1466 | [30 empty] | 0.024415 | 0.0081316 | 0
306 | HVAC | Chiller | Warehouse | New | HE Water Cooled Chiller - Rotary or Screw Compressor - 175 Tons | 0.93957 | 0 |  | 2821 | 1 | 0 | 3002.444 | 23 |  | 16475 | 17534.6561 | Per Unit | GSD | 1.0063 | 0.98564 | 1.0265 | 1.0441 | 1.0994 | 1.0901 | 1.0679 | 1.0965 | 1.0642 | 1.0547 | 1.0277 | 1.0297 | CwaNgsd306 | CwaN | gsd | 306 | 169.26 | 180.1466 | [30 empty] | 0.00024151 | 8.0438e-05 | 0
307 | HVAC | Chiller | Assembly | Turnover | HE Water Cooled Chiller - Rotary or Screw Compressor - 50 Tons | 0.83082 | 0 |  | 2494.5 | 1 | 0 | 3002.444 | 23 |  | 7151 | 8607.1265 | Per Unit | GSD | 1.0063 | 0.98564 | 1.0265 | 1.0441 | 1.0994 | 1.0901 | 1.0679 | 1.0965 | 1.0642 | 1.0547 | 1.0277 | 1.0297 | CasTgsd307 | CasT | gsd | 307 | 149.67 | 180.1466 | [30 empty] | 3.467 | 1.1547 | 0
307 | HVAC | Chiller | Assembly | New | HE Water Cooled Chiller - Rotary or Screw Compressor - 50 Tons | 0.83082 | 0 |  | 2494.5 | 1 | 0 | 3002.444 | 23 |  | 7151 | 8607.1265 | Per Unit | GSD | 1.0063 | 0.98564 | 1.0265 | 1.0441 | 1.0994 | 1.0901 | 1.0679 | 1.0965 | 1.0642 | 1.0547 | 1.0277 | 1.0297 | CasNgsd307 | CasN | gsd | 307 | 149.67 | 180.1466 | [30 empty] | 0.033032 | 0.011002 | 0
307 | HVAC | Chiller | College and University | Turnover | HE Water Cooled Chiller - Rotary or Screw Compressor - 50 Tons | 0.56112 | 0 |  | 2767.5 | 1 | 0 | 4932.1338 | 23 |  | 7151 | 12744.2418 | Per Unit | GSD | 1.0063 | 0.98564 | 1.0265 | 1.0441 | 1.0994 | 1.0901 | 1.0679 | 1.0965 | 1.0642 | 1.0547 | 1.0277 | 1.0297 | CcoTgsd307 | CcoT | gsd | 307 | 166.05 | 295.928 | [30 empty] | 1.0395 | 0.21077 | 0
307 | HVAC | Chiller | College and University | New | HE Water Cooled Chiller - Rotary or Screw Compressor - 50 Tons | 0.56112 | 0 |  | 2767.5 | 1 | 0 | 4932.1338 | 23 |  | 7151 | 12744.2418 | Per Unit | GSD | 1.0063 | 0.98564 | 1.0265 | 1.0441 | 1.0994 | 1.0901 | 1.0679 | 1.0965 | 1.0642 | 1.0547 | 1.0277 | 1.0297 | CcoNgsd307 | CcoN | gsd | 307 | 166.05 | 295.928 | [30 empty] | 0.0099041 | 0.0020081 | 0
307 | HVAC | Chiller | Data Center | Turnover | HE Water Cooled Chiller - Rotary or Screw Compressor - 50 Tons | 1.0429 | 0 |  | 5143.5 | 1 | 0 | 4932.1338 | 23 |  | 7151 | 6857.138 | Per Unit | GSD | 1.0063 | 0.98564 | 1.0265 | 1.0441 | 1.0994 | 1.0901 | 1.0679 | 1.0965 | 1.0642 | 1.0547 | 1.0277 | 1.0297 | CdaTgsd307 | CdaT | gsd | 307 | 308.61 | 295.928 | [30 empty] | 0.043912 | 0.0089033 | 0
307 | HVAC | Chiller | Data Center | New | HE Water Cooled Chiller - Rotary or Screw Compressor - 50 Tons | 1.0429 | 0 |  | 5143.5 | 1 | 0 | 4932.1338 | 23 |  | 7151 | 6857.138 | Per Unit | GSD | 1.0063 | 0.98564 | 1.0265 | 1.0441 | 1.0994 | 1.0901 | 1.0679 | 1.0965 | 1.0642 | 1.0547 | 1.0277 | 1.0297 | CdaNgsd307 | CdaN | gsd | 307 | 308.61 | 295.928 | [30 empty] | 0.00041837 | 8.4826e-05 | 0
307 | HVAC | Chiller | Grocery | Turnover | HE Water Cooled Chiller - Rotary or Screw Compressor - 50 Tons | 0.39091 | 0 |  | 1378.5 | 1 | 0 | 3526.3542 | 23 |  | 7151 | 18293.0424 | Per Unit | GSD | 1.0063 | 0.98564 | 1.0265 | 1.0441 | 1.0994 | 1.0901 | 1.0679 | 1.0965 | 1.0642 | 1.0547 | 1.0277 | 1.0297 | CgrTgsd307 | CgrT | gsd | 307 | 82.71 | 211.5813 | [30 empty] | 0 | 0 | 0
307 | HVAC | Chiller | Grocery | New | HE Water Cooled Chiller - Rotary or Screw Compressor - 50 Tons | 0.39091 | 0 |  | 1378.5 | 1 | 0 | 3526.3542 | 23 |  | 7151 | 18293.0424 | Per Unit | GSD | 1.0063 | 0.98564 | 1.0265 | 1.0441 | 1.0994 | 1.0901 | 1.0679 | 1.0965 | 1.0642 | 1.0547 | 1.0277 | 1.0297 | CgrNgsd307 | CgrN | gsd | 307 | 82.71 | 211.5813 | [30 empty] | 0 | 0 | 0
307 | HVAC | Chiller | Healthcare | Turnover | HE Water Cooled Chiller - Rotary or Screw Compressor - 50 Tons | 1.1009 | 0 |  | 5430 | 1 | 0 | 4932.1338 | 23 |  | 7151 | 6495.3387 | Per Unit | GSD | 1.0063 | 0.98564 | 1.0265 | 1.0441 | 1.0994 | 1.0901 | 1.0679 | 1.0965 | 1.0642 | 1.0547 | 1.0277 | 1.0297 | CheTgsd307 | CheT | gsd | 307 | 325.8 | 295.928 | [30 empty] | 0.035506 | 0.0071989 | 0
307 | HVAC | Chiller | Healthcare | New | HE Water Cooled Chiller - Rotary or Screw Compressor - 50 Tons | 1.1009 | 0 |  | 5430 | 1 | 0 | 4932.1338 | 23 |  | 7151 | 6495.3387 | Per Unit | GSD | 1.0063 | 0.98564 | 1.0265 | 1.0441 | 1.0994 | 1.0901 | 1.0679 | 1.0965 | 1.0642 | 1.0547 | 1.0277 | 1.0297 | CheNgsd307 | CheN | gsd | 307 | 325.8 | 295.928 | [30 empty] | 0.00033828 | 6.8587e-05 | 0
307 | HVAC | Chiller | Hospitals | Turnover | HE Water Cooled Chiller - Rotary or Screw Compressor - 50 Tons | 1.0429 | 0 |  | 5143.5 | 1 | 0 | 4932.1338 | 23 |  | 7151 | 6857.138 | Per Unit | GSD | 1.0063 | 0.98564 | 1.0265 | 1.0441 | 1.0994 | 1.0901 | 1.0679 | 1.0965 | 1.0642 | 1.0547 | 1.0277 | 1.0297 | ChoTgsd307 | ChoT | gsd | 307 | 308.61 | 295.928 | [30 empty] | 4.1764 | 0.84678 | 0
307 | HVAC | Chiller | Hospitals | New | HE Water Cooled Chiller - Rotary or Screw Compressor - 50 Tons | 1.0429 | 0 |  | 5143.5 | 1 | 0 | 4932.1338 | 23 |  | 7151 | 6857.138 | Per Unit | GSD | 1.0063 | 0.98564 | 1.0265 | 1.0441 | 1.0994 | 1.0901 | 1.0679 | 1.0965 | 1.0642 | 1.0547 | 1.0277 | 1.0297 | ChoNgsd307 | ChoN | gsd | 307 | 308.61 | 295.928 | [30 empty] | 0.039791 | 0.0080677 | 0
307 | HVAC | Chiller | Institutional | Turnover | HE Water Cooled Chiller - Rotary or Screw Compressor - 50 Tons | 0.27341 | 0 |  | 1348.5 | 1 | 0 | 4932.1338 | 23 |  | 7151 | 26154.7565 | Per Unit | GSD | 1.0063 | 0.98564 | 1.0265 | 1.0441 | 1.0994 | 1.0901 | 1.0679 | 1.0965 | 1.0642 | 1.0547 | 1.0277 | 1.0297 | CinTgsd307 | CinT | gsd | 307 | 80.91 | 295.928 | [30 empty] | 0.08279 | 0.016786 | 0
307 | HVAC | Chiller | Institutional | New | HE Water Cooled Chiller - Rotary or Screw Compressor - 50 Tons | 0.27341 | 0 |  | 1348.5 | 1 | 0 | 4932.1338 | 23 |  | 7151 | 26154.7565 | Per Unit | GSD | 1.0063 | 0.98564 | 1.0265 | 1.0441 | 1.0994 | 1.0901 | 1.0679 | 1.0965 | 1.0642 | 1.0547 | 1.0277 | 1.0297 | CinNgsd307 | CinN | gsd | 307 | 80.91 | 295.928 | [30 empty] | 0.00078878 | 0.00015993 | 0
307 | HVAC | Chiller | Lodging/Hospitality | Turnover | HE Water Cooled Chiller - Rotary or Screw Compressor - 50 Tons | 0.7894 | 0 |  | 4122 | 1 | 0 | 5221.6594 | 23 |  | 7151 | 9058.7304 | Per Unit | GSD | 1.0063 | 0.98564 | 1.0265 | 1.0441 | 1.0994 | 1.0901 | 1.0679 | 1.0965 | 1.0642 | 1.0547 | 1.0277 | 1.0297 | CloTgsd307 | CloT | gsd | 307 | 247.32 | 313.2996 | [30 empty] | 0.66937 | 0.12819 | 0
307 | HVAC | Chiller | Lodging/Hospitality | New | HE Water Cooled Chiller - Rotary or Screw Compressor - 50 Tons | 0.7894 | 0 |  | 4122 | 1 | 0 | 5221.6594 | 23 |  | 7151 | 9058.7304 | Per Unit | GSD | 1.0063 | 0.98564 | 1.0265 | 1.0441 | 1.0994 | 1.0901 | 1.0679 | 1.0965 | 1.0642 | 1.0547 | 1.0277 | 1.0297 | CloNgsd307 | CloN | gsd | 307 | 247.32 | 313.2996 | [30 empty] | 0.0063774 | 0.0012213 | 0
307 | HVAC | Chiller | Miscellaneous | Turnover | HE Water Cooled Chiller - Rotary or Screw Compressor - 50 Tons | 0.46412 | 0 |  | 1393.5 | 1 | 0 | 3002.444 | 23 |  | 7151 | 15407.5902 | Per Unit | GSD | 1.0063 | 0.98564 | 1.0265 | 1.0441 | 1.0994 | 1.0901 | 1.0679 | 1.0965 | 1.0642 | 1.0547 | 1.0277 | 1.0297 | CmiTgsd307 | CmiT | gsd | 307 | 83.61 | 180.1466 | [30 empty] | 6.6422 | 2.2123 | 0
307 | HVAC | Chiller | Miscellaneous | New | HE Water Cooled Chiller - Rotary or Screw Compressor - 50 Tons | 0.46412 | 0 |  | 1393.5 | 1 | 0 | 3002.444 | 23 |  | 7151 | 15407.5902 | Per Unit | GSD | 1.0063 | 0.98564 | 1.0265 | 1.0441 | 1.0994 | 1.0901 | 1.0679 | 1.0965 | 1.0642 | 1.0547 | 1.0277 | 1.0297 | CmiNgsd307 | CmiN | gsd | 307 | 83.61 | 180.1466 | [30 empty] | 0.063283 | 0.021077 | 0
307 | HVAC | Chiller | Offices | Turnover | HE Water Cooled Chiller - Rotary or Screw Compressor - 50 Tons | 0.93524 | 0 |  | 2808 | 1 | 0 | 3002.444 | 23 |  | 7151 | 7646.1813 | Per Unit | GSD | 1.0063 | 0.98564 | 1.0265 | 1.0441 | 1.0994 | 1.0901 | 1.0679 | 1.0965 | 1.0642 | 1.0547 | 1.0277 | 1.0297 | CofTgsd307 | CofT | gsd | 307 | 168.48 | 180.1466 | [30 empty] | 4.144 | 1.3802 | 0
307 | HVAC | Chiller | Offices | New | HE Water Cooled Chiller - Rotary or Screw Compressor - 50 Tons | 0.93524 | 0 |  | 2808 | 1 | 0 | 3002.444 | 23 |  | 7151 | 7646.1813 | Per Unit | GSD | 1.0063 | 0.98564 | 1.0265 | 1.0441 | 1.0994 | 1.0901 | 1.0679 | 1.0965 | 1.0642 | 1.0547 | 1.0277 | 1.0297 | CofNgsd307 | CofN | gsd | 307 | 168.48 | 180.1466 | [30 empty] | 0.039482 | 0.01315 | 0
307 | HVAC | Chiller | Restaurants | Turnover | HE Water Cooled Chiller - Rotary or Screw Compressor - 50 Tons | 1.1468 | 0 |  | 4044 | 1 | 0 | 3526.3542 | 23 |  | 7151 | 6235.6476 | Per Unit | GSD | 1.0063 | 0.98564 | 1.0265 | 1.0441 | 1.0994 | 1.0901 | 1.0679 | 1.0965 | 1.0642 | 1.0547 | 1.0277 | 1.0297 | CreTgsd307 | CreT | gsd | 307 | 242.64 | 211.5813 | [30 empty] | 0.10392 | 0.029471 | 0
307 | HVAC | Chiller | Restaurants | New | HE Water Cooled Chiller - Rotary or Screw Compressor - 50 Tons | 1.1468 | 0 |  | 4044 | 1 | 0 | 3526.3542 | 23 |  | 7151 | 6235.6476 | Per Unit | GSD | 1.0063 | 0.98564 | 1.0265 | 1.0441 | 1.0994 | 1.0901 | 1.0679 | 1.0965 | 1.0642 | 1.0547 | 1.0277 | 1.0297 | CreNgsd307 | CreN | gsd | 307 | 242.64 | 211.5813 | [30 empty] | 0.00099013 | 0.00028078 | 0
307 | HVAC | Chiller | Retail | Turnover | HE Water Cooled Chiller - Rotary or Screw Compressor - 50 Tons | 1.0556 | 0 |  | 3169.5 | 1 | 0 | 3002.444 | 23 |  | 7151 | 6774.0896 | Per Unit | GSD | 1.0063 | 0.98564 | 1.0265 | 1.0441 | 1.0994 | 1.0901 | 1.0679 | 1.0965 | 1.0642 | 1.0547 | 1.0277 | 1.0297 | CrtTgsd307 | CrtT | gsd | 307 | 190.17 | 180.1466 | [30 empty] | 0.0080623 | 0.0026853 | 0
307 | HVAC | Chiller | Retail | New | HE Water Cooled Chiller - Rotary or Screw Compressor - 50 Tons | 1.0556 | 0 |  | 3169.5 | 1 | 0 | 3002.444 | 23 |  | 7151 | 6774.0896 | Per Unit | GSD | 1.0063 | 0.98564 | 1.0265 | 1.0441 | 1.0994 | 1.0901 | 1.0679 | 1.0965 | 1.0642 | 1.0547 | 1.0277 | 1.0297 | CrtNgsd307 | CrtN | gsd | 307 | 190.17 | 180.1466 | [30 empty] | 7.6814e-05 | 2.5584e-05 | 0
307 | HVAC | Chiller | Schools K-12 | Turnover | HE Water Cooled Chiller - Rotary or Screw Compressor - 50 Tons | 0.91775 | 0 |  | 2755.5 | 1 | 0 | 3002.444 | 23 |  | 7151 | 7791.8624 | Per Unit | GSD | 1.0063 | 0.98564 | 1.0265 | 1.0441 | 1.0994 | 1.0901 | 1.0679 | 1.0965 | 1.0642 | 1.0547 | 1.0277 | 1.0297 | CscTgsd307 | CscT | gsd | 307 | 165.33 | 180.1466 | [30 empty] | 0.75548 | 0.25162 | 0
307 | HVAC | Chiller | Schools K-12 | New | HE Water Cooled Chiller - Rotary or Screw Compressor - 50 Tons | 0.91775 | 0 |  | 2755.5 | 1 | 0 | 3002.444 | 23 |  | 7151 | 7791.8624 | Per Unit | GSD | 1.0063 | 0.98564 | 1.0265 | 1.0441 | 1.0994 | 1.0901 | 1.0679 | 1.0965 | 1.0642 | 1.0547 | 1.0277 | 1.0297 | CscNgsd307 | CscN | gsd | 307 | 165.33 | 180.1466 | [30 empty] | 0.0071978 | 0.0023973 | 0
307 | HVAC | Chiller | Warehouse | Turnover | HE Water Cooled Chiller - Rotary or Screw Compressor - 50 Tons | 0.20134 | 0 |  | 604.5 | 1 | 0 | 3002.444 | 23 |  | 7151 | 35517.7452 | Per Unit | GSD | 1.0063 | 0.98564 | 1.0265 | 1.0441 | 1.0994 | 1.0901 | 1.0679 | 1.0965 | 1.0642 | 1.0547 | 1.0277 | 1.0297 | CwaTgsd307 | CwaT | gsd | 307 | 36.27 | 180.1466 | [30 empty] | 0.015986 | 0.0053242 | 0
307 | HVAC | Chiller | Warehouse | New | HE Water Cooled Chiller - Rotary or Screw Compressor - 50 Tons | 0.20134 | 0 |  | 604.5 | 1 | 0 | 3002.444 | 23 |  | 7151 | 35517.7452 | Per Unit | GSD | 1.0063 | 0.98564 | 1.0265 | 1.0441 | 1.0994 | 1.0901 | 1.0679 | 1.0965 | 1.0642 | 1.0547 | 1.0277 | 1.0297 | CwaNgsd307 | CwaN | gsd | 307 | 36.27 | 180.1466 | [30 empty] | 0.0001523 | 5.0727e-05 | 0
308 | HVAC | Chiller | Assembly | Existing | VFD on Cooling Tower Fans | 1.8693 | 0 |  | 5612.54 | 1 | 0 | 3002.444 | 15 |  | 1669 | 892.8362 | Per End Use Consumption | GSD | 1.0063 | 0.98564 | 1.0265 | 1.0441 | 1.0994 | 1.0901 | 1.0679 | 1.0965 | 1.0642 | 1.0547 | 1.0277 | 1.0297 | CasEgsd308 | CasE | gsd | 308 | 282.2165 | 150.9725 | [30 empty] | 4.0293 | 1.342 | 0
308 | HVAC | Chiller | Assembly | New | VFD on Cooling Tower Fans | 1.8693 | 0 |  | 5612.54 | 1 | 0 | 3002.444 | 15 |  | 1669 | 892.8362 | Per End Use Consumption | GSD | 1.0063 | 0.98564 | 1.0265 | 1.0441 | 1.0994 | 1.0901 | 1.0679 | 1.0965 | 1.0642 | 1.0547 | 1.0277 | 1.0297 | CasNgsd308 | CasN | gsd | 308 | 282.2165 | 150.9725 | [30 empty] | 0.035388 | 0.011787 | 0
308 | HVAC | Chiller | College and University | Existing | VFD on Cooling Tower Fans | 2.1515 | 0 |  | 10611.62 | 1 | 0 | 4932.1338 | 15 |  | 1669 | 775.7281 | Per End Use Consumption | GSD | 1.0063 | 0.98564 | 1.0265 | 1.0441 | 1.0994 | 1.0901 | 1.0679 | 1.0965 | 1.0642 | 1.0547 | 1.0277 | 1.0297 | CcoEgsd308 | CcoE | gsd | 308 | 533.5862 | 248.0035 | [30 empty] | 1.2081 | 0.24495 | 0
308 | HVAC | Chiller | College and University | New | VFD on Cooling Tower Fans | 2.1515 | 0 |  | 10611.62 | 1 | 0 | 4932.1338 | 15 |  | 1669 | 775.7281 | Per End Use Consumption | GSD | 1.0063 | 0.98564 | 1.0265 | 1.0441 | 1.0994 | 1.0901 | 1.0679 | 1.0965 | 1.0642 | 1.0547 | 1.0277 | 1.0297 | CcoNgsd308 | CcoN | gsd | 308 | 533.5862 | 248.0035 | [30 empty] | 0.010611 | 0.0021513 | 0
308 | HVAC | Chiller | Data Center | Existing | VFD on Cooling Tower Fans | 4.6365 | 0 |  | 22867.83 | 1 | 0 | 4932.1338 | 15 |  | 1669 | 359.9699 | Per End Use Consumption | GSD | 1.0063 | 0.98564 | 1.0265 | 1.0441 | 1.0994 | 1.0901 | 1.0679 | 1.0965 | 1.0642 | 1.0547 | 1.0277 | 1.0297 | CdaEgsd308 | CdaE | gsd | 308 | 1149.8677 | 248.0035 | [30 empty] | 0.051034 | 0.010347 | 0
308 | HVAC | Chiller | Data Center | New | VFD on Cooling Tower Fans | 4.6365 | 0 |  | 22867.83 | 1 | 0 | 4932.1338 | 15 |  | 1669 | 359.9699 | Per End Use Consumption | GSD | 1.0063 | 0.98564 | 1.0265 | 1.0441 | 1.0994 | 1.0901 | 1.0679 | 1.0965 | 1.0642 | 1.0547 | 1.0277 | 1.0297 | CdaNgsd308 | CdaN | gsd | 308 | 1149.8677 | 248.0035 | [30 empty] | 0.00044822 | 9.0877e-05 | 0
308 | HVAC | Chiller | Grocery | Existing | VFD on Cooling Tower Fans | 4.0493 | 0 |  | 14279.35 | 1 | 0 | 3526.3542 | 15 |  | 1669 | 412.1676 | Per End Use Consumption | GSD | 1.0063 | 0.98564 | 1.0265 | 1.0441 | 1.0994 | 1.0901 | 1.0679 | 1.0965 | 1.0642 | 1.0547 | 1.0277 | 1.0297 | CgrEgsd308 | CgrE | gsd | 308 | 718.0114 | 177.3164 | [30 empty] | 0 | 0 | 0
308 | HVAC | Chiller | Grocery | New | VFD on Cooling Tower Fans | 4.0493 | 0 |  | 14279.35 | 1 | 0 | 3526.3542 | 15 |  | 1669 | 412.1676 | Per End Use Consumption | GSD | 1.0063 | 0.98564 | 1.0265 | 1.0441 | 1.0994 | 1.0901 | 1.0679 | 1.0965 | 1.0642 | 1.0547 | 1.0277 | 1.0297 | CgrNgsd308 | CgrN | gsd | 308 | 718.0114 | 177.3164 | [30 empty] | 0 | 0 | 0
308 | HVAC | Chiller | Healthcare | Existing | VFD on Cooling Tower Fans | 3.3683 | 0 |  | 16613.12 | 1 | 0 | 4932.1338 | 15 |  | 1669 | 495.4958 | Per End Use Consumption | GSD | 1.0063 | 0.98564 | 1.0265 | 1.0441 | 1.0994 | 1.0901 | 1.0679 | 1.0965 | 1.0642 | 1.0547 | 1.0277 | 1.0297 | CheEgsd308 | CheE | gsd | 308 | 835.3608 | 248.0035 | [30 empty] | 0.041264 | 0.0083664 | 0
308 | HVAC | Chiller | Healthcare | New | VFD on Cooling Tower Fans | 3.3683 | 0 |  | 16613.12 | 1 | 0 | 4932.1338 | 15 |  | 1669 | 495.4958 | Per End Use Consumption | GSD | 1.0063 | 0.98564 | 1.0265 | 1.0441 | 1.0994 | 1.0901 | 1.0679 | 1.0965 | 1.0642 | 1.0547 | 1.0277 | 1.0297 | CheNgsd308 | CheN | gsd | 308 | 835.3608 | 248.0035 | [30 empty] | 0.00036242 | 7.348e-05 | 0
308 | HVAC | Chiller | Hospitals | Existing | VFD on Cooling Tower Fans | 2.6189 | 0 |  | 12916.68 | 1 | 0 | 4932.1338 | 15 |  | 1669 | 637.2947 | Per End Use Consumption | GSD | 1.0063 | 0.98564 | 1.0265 | 1.0441 | 1.0994 | 1.0901 | 1.0679 | 1.0965 | 1.0642 | 1.0547 | 1.0277 | 1.0297 | ChoEgsd308 | ChoE | gsd | 308 | 649.492 | 248.0035 | [30 empty] | 4.8538 | 0.98411 | 0
308 | HVAC | Chiller | Hospitals | New | VFD on Cooling Tower Fans | 2.6189 | 0 |  | 12916.68 | 1 | 0 | 4932.1338 | 15 |  | 1669 | 637.2947 | Per End Use Consumption | GSD | 1.0063 | 0.98564 | 1.0265 | 1.0441 | 1.0994 | 1.0901 | 1.0679 | 1.0965 | 1.0642 | 1.0547 | 1.0277 | 1.0297 | ChoNgsd308 | ChoN | gsd | 308 | 649.492 | 248.0035 | [30 empty] | 0.04263 | 0.0086432 | 0
308 | HVAC | Chiller | Institutional | Existing | VFD on Cooling Tower Fans | 2.3145 | 0 |  | 11415.64 | 1 | 0 | 4932.1338 | 15 |  | 1669 | 721.0924 | Per End Use Consumption | GSD | 1.0063 | 0.98564 | 1.0265 | 1.0441 | 1.0994 | 1.0901 | 1.0679 | 1.0965 | 1.0642 | 1.0547 | 1.0277 | 1.0297 | CinEgsd308 | CinE | gsd | 308 | 574.0149 | 248.0035 | [30 empty] | 0.096217 | 0.019508 | 0
308 | HVAC | Chiller | Institutional | New | VFD on Cooling Tower Fans | 2.3145 | 0 |  | 11415.64 | 1 | 0 | 4932.1338 | 15 |  | 1669 | 721.0924 | Per End Use Consumption | GSD | 1.0063 | 0.98564 | 1.0265 | 1.0441 | 1.0994 | 1.0901 | 1.0679 | 1.0965 | 1.0642 | 1.0547 | 1.0277 | 1.0297 | CinNgsd308 | CinN | gsd | 308 | 574.0149 | 248.0035 | [30 empty] | 0.00084505 | 0.00017134 | 0
308 | HVAC | Chiller | Lodging/Hospitality | Existing | VFD on Cooling Tower Fans | 3.1131 | 0 |  | 16255.48 | 1 | 0 | 5221.6594 | 15 |  | 1669 | 536.1238 | Per End Use Consumption | GSD | 1.0063 | 0.98564 | 1.0265 | 1.0441 | 1.0994 | 1.0901 | 1.0679 | 1.0965 | 1.0642 | 1.0547 | 1.0277 | 1.0297 | CloEgsd308 | CloE | gsd | 308 | 817.3776 | 262.5618 | [30 empty] | 0.77792 | 0.14898 | 0
308 | HVAC | Chiller | Lodging/Hospitality | New | VFD on Cooling Tower Fans | 3.1131 | 0 |  | 16255.48 | 1 | 0 | 5221.6594 | 15 |  | 1669 | 536.1238 | Per End Use Consumption | GSD | 1.0063 | 0.98564 | 1.0265 | 1.0441 | 1.0994 | 1.0901 | 1.0679 | 1.0965 | 1.0642 | 1.0547 | 1.0277 | 1.0297 | CloNgsd308 | CloN | gsd | 308 | 817.3776 | 262.5618 | [30 empty] | 0.0068323 | 0.0013085 | 0
308 | HVAC | Chiller | Miscellaneous | Existing | VFD on Cooling Tower Fans | 2.5971 | 0 |  | 7797.51 | 1 | 0 | 3002.444 | 15 |  | 1669 | 642.6512 | Per End Use Consumption | GSD | 1.0063 | 0.98564 | 1.0265 | 1.0441 | 1.0994 | 1.0901 | 1.0679 | 1.0965 | 1.0642 | 1.0547 | 1.0277 | 1.0297 | CmiEgsd308 | CmiE | gsd | 308 | 392.0838 | 150.9725 | [30 empty] | 7.7194 | 2.5711 | 0
308 | HVAC | Chiller | Miscellaneous | New | VFD on Cooling Tower Fans | 2.5971 | 0 |  | 7797.51 | 1 | 0 | 3002.444 | 15 |  | 1669 | 642.6512 | Per End Use Consumption | GSD | 1.0063 | 0.98564 | 1.0265 | 1.0441 | 1.0994 | 1.0901 | 1.0679 | 1.0965 | 1.0642 | 1.0547 | 1.0277 | 1.0297 | CmiNgsd308 | CmiN | gsd | 308 | 392.0838 | 150.9725 | [30 empty] | 0.067798 | 0.022581 | 0
308 | HVAC | Chiller | Offices | Existing | VFD on Cooling Tower Fans | 5.2593 | 0 |  | 15790.82 | 1 | 0 | 3002.444 | 15 |  | 1669 | 317.3413 | Per End Use Consumption | GSD | 1.0063 | 0.98564 | 1.0265 | 1.0441 | 1.0994 | 1.0901 | 1.0679 | 1.0965 | 1.0642 | 1.0547 | 1.0277 | 1.0297 | CofEgsd308 | CofE | gsd | 308 | 794.013 | 150.9725 | [30 empty] | 4.8161 | 1.6041 | 0
308 | HVAC | Chiller | Offices | New | VFD on Cooling Tower Fans | 5.2593 | 0 |  | 15790.82 | 1 | 0 | 3002.444 | 15 |  | 1669 | 317.3413 | Per End Use Consumption | GSD | 1.0063 | 0.98564 | 1.0265 | 1.0441 | 1.0994 | 1.0901 | 1.0679 | 1.0965 | 1.0642 | 1.0547 | 1.0277 | 1.0297 | CofNgsd308 | CofN | gsd | 308 | 794.013 | 150.9725 | [30 empty] | 0.042299 | 0.014088 | 0
308 | HVAC | Chiller | Restaurants | Existing | VFD on Cooling Tower Fans | 1.7063 | 0 |  | 6017.16 | 1 | 0 | 3526.3542 | 15 |  | 1669 | 978.1168 | Per End Use Consumption | GSD | 1.0063 | 0.98564 | 1.0265 | 1.0441 | 1.0994 | 1.0901 | 1.0679 | 1.0965 | 1.0642 | 1.0547 | 1.0277 | 1.0297 | CreEgsd308 | CreE | gsd | 308 | 302.5621 | 177.3164 | [30 empty] | 0.12078 | 0.03425 | 0
308 | HVAC | Chiller | Restaurants | New | VFD on Cooling Tower Fans | 1.7063 | 0 |  | 6017.16 | 1 | 0 | 3526.3542 | 15 |  | 1669 | 978.1168 | Per End Use Consumption | GSD | 1.0063 | 0.98564 | 1.0265 | 1.0441 | 1.0994 | 1.0901 | 1.0679 | 1.0965 | 1.0642 | 1.0547 | 1.0277 | 1.0297 | CreNgsd308 | CreN | gsd | 308 | 302.5621 | 177.3164 | [30 empty] | 0.0010608 | 0.00030081 | 0
308 | HVAC | Chiller | Retail | Existing | VFD on Cooling Tower Fans | 1.9702 | 0 |  | 5915.36 | 1 | 0 | 3002.444 | 15 |  | 1669 | 847.13 | Per End Use Consumption | GSD | 1.0063 | 0.98564 | 1.0265 | 1.0441 | 1.0994 | 1.0901 | 1.0679 | 1.0965 | 1.0642 | 1.0547 | 1.0277 | 1.0297 | CrtEgsd308 | CrtE | gsd | 308 | 297.4432 | 150.9725 | [30 empty] | 0.0093699 | 0.0031208 | 0
308 | HVAC | Chiller | Retail | New | VFD on Cooling Tower Fans | 1.9702 | 0 |  | 5915.36 | 1 | 0 | 3002.444 | 15 |  | 1669 | 847.13 | Per End Use Consumption | GSD | 1.0063 | 0.98564 | 1.0265 | 1.0441 | 1.0994 | 1.0901 | 1.0679 | 1.0965 | 1.0642 | 1.0547 | 1.0277 | 1.0297 | CrtNgsd308 | CrtN | gsd | 308 | 297.4432 | 150.9725 | [30 empty] | 8.2293e-05 | 2.7409e-05 | 0
308 | HVAC | Chiller | Schools K-12 | Existing | VFD on Cooling Tower Fans | 2.3032 | 0 |  | 6915.17 | 1 | 0 | 3002.444 | 15 |  | 1669 | 724.6502 | Per End Use Consumption | GSD | 1.0063 | 0.98564 | 1.0265 | 1.0441 | 1.0994 | 1.0901 | 1.0679 | 1.0965 | 1.0642 | 1.0547 | 1.0277 | 1.0297 | CscEgsd308 | CscE | gsd | 308 | 347.7169 | 150.9725 | [30 empty] | 0.878 | 0.29243 | 0
308 | HVAC | Chiller | Schools K-12 | New | VFD on Cooling Tower Fans | 2.3032 | 0 |  | 6915.17 | 1 | 0 | 3002.444 | 15 |  | 1669 | 724.6502 | Per End Use Consumption | GSD | 1.0063 | 0.98564 | 1.0265 | 1.0441 | 1.0994 | 1.0901 | 1.0679 | 1.0965 | 1.0642 | 1.0547 | 1.0277 | 1.0297 | CscNgsd308 | CscN | gsd | 308 | 347.7169 | 150.9725 | [30 empty] | 0.0077113 | 0.0025683 | 0
308 | HVAC | Chiller | Warehouse | Existing | VFD on Cooling Tower Fans | 0.66948 | 0 |  | 2010.07 | 1 | 0 | 3002.444 | 15 |  | 1669 | 2492.9873 | Per End Use Consumption | GSD | 1.0063 | 0.98564 | 1.0265 | 1.0441 | 1.0994 | 1.0901 | 1.0679 | 1.0965 | 1.0642 | 1.0547 | 1.0277 | 1.0297 | CwaEgsd308 | CwaE | gsd | 308 | 101.0728 | 150.9725 | [30 empty] | 0.018578 | 0.0061877 | 0
308 | HVAC | Chiller | Warehouse | New | VFD on Cooling Tower Fans | 0.66948 | 0 |  | 2010.07 | 1 | 0 | 3002.444 | 15 |  | 1669 | 2492.9873 | Per End Use Consumption | GSD | 1.0063 | 0.98564 | 1.0265 | 1.0441 | 1.0994 | 1.0901 | 1.0679 | 1.0965 | 1.0642 | 1.0547 | 1.0277 | 1.0297 | CwaNgsd308 | CwaN | gsd | 308 | 101.0728 | 150.9725 | [30 empty] | 0.00016317 | 5.4345e-05 | 0
309 | HVAC | Chiller | Assembly | Existing | VFD on HVAC Pump | 0.3021 | 4.6979 |  | 2969.2 | 1 | 15.5506 | 9828.4071 | 15 |  | 1669 | 5524.5896 | Per End Use Consumption | GSD | 1.0063 | 0.98564 | 1.0265 | 1.0441 | 1.0994 | 1.0901 | 1.0679 | 1.0965 | 1.0642 | 1.0547 | 1.0277 | 1.0297 | CasEgsd309 | CasE | gsd | 309 | 149.3009 | 494.2038 | [30 empty] | 4.4049 | 0.94217 | 3.5905
309 | HVAC | Chiller | Assembly | New | VFD on HVAC Pump | 0.3021 | 4.6979 |  | 2969.2 | 1 | 15.5506 | 9828.4071 | 15 |  | 1669 | 5524.5896 | Per End Use Consumption | GSD | 1.0063 | 0.98564 | 1.0265 | 1.0441 | 1.0994 | 1.0901 | 1.0679 | 1.0965 | 1.0642 | 1.0547 | 1.0277 | 1.0297 | CasNgsd309 | CasN | gsd | 309 | 149.3009 | 494.2038 | [30 empty] | 0.041341 | 0.0079793 | 0.039602
309 | HVAC | Chiller | College and University | Existing | VFD on HVAC Pump | 0.34771 | 0.56856 |  | 4670.21 | 1 | 1.6352 | 13431.4324 | 15 |  | 1669 | 4800.0113 | Per End Use Consumption | GSD | 1.0063 | 0.98564 | 1.0265 | 1.0441 | 1.0994 | 1.0901 | 1.0679 | 1.0965 | 1.0642 | 1.0547 | 1.0277 | 1.0297 | CcoEgsd309 | CcoE | gsd | 309 | 234.8331 | 675.3754 | [30 empty] | 0.84816 | 0.17197 | 0
309 | HVAC | Chiller | College and University | New | VFD on HVAC Pump | 0.34771 | 0.56856 |  | 4670.21 | 1 | 1.6352 | 13431.4324 | 15 |  | 1669 | 4800.0113 | Per End Use Consumption | GSD | 1.0063 | 0.98564 | 1.0265 | 1.0441 | 1.0994 | 1.0901 | 1.0679 | 1.0965 | 1.0642 | 1.0547 | 1.0277 | 1.0297 | CcoNgsd309 | CcoN | gsd | 309 | 234.8331 | 675.3754 | [30 empty] | 0.0071832 | 0.0014564 | 0
309 | HVAC | Chiller | Data Center | Existing | VFD on HVAC Pump | 0.74931 | 0.71101 |  | 7391.36 | 1 | 0.94889 | 9864.2677 | 15 |  | 1669 | 2227.3929 | Per End Use Consumption | GSD | 1.0063 | 0.98564 | 1.0265 | 1.0441 | 1.0994 | 1.0901 | 1.0679 | 1.0965 | 1.0642 | 1.0547 | 1.0277 | 1.0297 | CdaEgsd309 | CdaE | gsd | 309 | 371.6612 | 496.007 | [30 empty] | 0.048751 | 0.0072643 | 0.0024861
309 | HVAC | Chiller | Data Center | New | VFD on HVAC Pump | 0.74931 | 0.71101 |  | 7391.36 | 1 | 0.94889 | 9864.2677 | 15 |  | 1669 | 2227.3929 | Per End Use Consumption | GSD | 1.0063 | 0.98564 | 1.0265 | 1.0441 | 1.0994 | 1.0901 | 1.0679 | 1.0965 | 1.0642 | 1.0547 | 1.0277 | 1.0297 | CdaNgsd309 | CdaN | gsd | 309 | 371.6612 | 496.007 | [30 empty] | 0.00044597 | 6.1522e-05 | 2.7421e-05
309 | HVAC | Chiller | Grocery | Existing | VFD on HVAC Pump | 0.65441 | 2.4162 |  | 5451.54 | 1 | 3.6921 | 8330.4348 | 15 |  | 1669 | 2550.3795 | Per End Use Consumption | GSD | 1.0063 | 0.98564 | 1.0265 | 1.0441 | 1.0994 | 1.0901 | 1.0679 | 1.0965 | 1.0642 | 1.0547 | 1.0277 | 1.0297 | CgrEgsd309 | CgrE | gsd | 309 | 274.1209 | 418.8809 | [30 empty] | 0 | 0 | 0
309 | HVAC | Chiller | Grocery | New | VFD on HVAC Pump | 0.65441 | 2.4162 |  | 5451.54 | 1 | 3.6921 | 8330.4348 | 15 |  | 1669 | 2550.3795 | Per End Use Consumption | GSD | 1.0063 | 0.98564 | 1.0265 | 1.0441 | 1.0994 | 1.0901 | 1.0679 | 1.0965 | 1.0642 | 1.0547 | 1.0277 | 1.0297 | CgrNgsd309 | CgrN | gsd | 309 | 274.1209 | 418.8809 | [30 empty] | 0 | 0 | 0
309 | HVAC | Chiller | Healthcare | Existing | VFD on HVAC Pump | 0.54436 | 0.71101 |  | 6380.53 | 1 | 1.3061 | 11721.1866 | 15 |  | 1669 | 3065.993 | Per End Use Consumption | GSD | 1.0063 | 0.98564 | 1.0265 | 1.0441 | 1.0994 | 1.0901 | 1.0679 | 1.0965 | 1.0642 | 1.0547 | 1.0277 | 1.0297 | CheEgsd309 | CheE | gsd | 309 | 320.8335 | 589.3788 | [30 empty] | 0.04862 | 0.0058737 | 0.0037806
309 | HVAC | Chiller | Healthcare | New | VFD on HVAC Pump | 0.54436 | 0.71101 |  | 6380.53 | 1 | 1.3061 | 11721.1866 | 15 |  | 1669 | 3065.993 | Per End Use Consumption | GSD | 1.0063 | 0.98564 | 1.0265 | 1.0441 | 1.0994 | 1.0901 | 1.0679 | 1.0965 | 1.0642 | 1.0547 | 1.0277 | 1.0297 | CheNgsd309 | CheN | gsd | 309 | 320.8335 | 589.3788 | [30 empty] | 0.00046209 | 4.9745e-05 | 4.1698e-05
309 | HVAC | Chiller | Hospitals | Existing | VFD on HVAC Pump | 0.42324 | 0.23757 |  | 3322.31 | 1 | 0.56132 | 7849.7308 | 15 |  | 1669 | 3943.401 | Per End Use Consumption | GSD | 1.0063 | 0.98564 | 1.0265 | 1.0441 | 1.0994 | 1.0901 | 1.0679 | 1.0965 | 1.0642 | 1.0547 | 1.0277 | 1.0297 | ChoEgsd309 | ChoE | gsd | 309 | 167.0564 | 394.7096 | [30 empty] | 4.9566 | 0.6909 | 0.29801
309 | HVAC | Chiller | Hospitals | New | VFD on HVAC Pump | 0.42324 | 0.23757 |  | 3322.31 | 1 | 0.56132 | 7849.7308 | 15 |  | 1669 | 3943.401 | Per End Use Consumption | GSD | 1.0063 | 0.98564 | 1.0265 | 1.0441 | 1.0994 | 1.0901 | 1.0679 | 1.0965 | 1.0642 | 1.0547 | 1.0277 | 1.0297 | ChoNgsd309 | ChoN | gsd | 309 | 167.0564 | 394.7096 | [30 empty] | 0.045944 | 0.0058513 | 0.0032869
309 | HVAC | Chiller | Institutional | Existing | VFD on HVAC Pump | 0.37406 | 0.38237 |  | 3832.37 | 1 | 1.0222 | 10245.4682 | 15 |  | 1669 | 4461.909 | Per End Use Consumption | GSD | 1.0063 | 0.98564 | 1.0265 | 1.0441 | 1.0994 | 1.0901 | 1.0679 | 1.0965 | 1.0642 | 1.0547 | 1.0277 | 1.0297 | CinEgsd309 | CinE | gsd | 309 | 192.7038 | 515.1749 | [30 empty] | 0.32462 | 0.013696 | 0.049457
309 | HVAC | Chiller | Institutional | New | VFD on HVAC Pump | 0.37406 | 0.38237 |  | 3832.37 | 1 | 1.0222 | 10245.4682 | 15 |  | 1669 | 4461.909 | Per End Use Consumption | GSD | 1.0063 | 0.98564 | 1.0265 | 1.0441 | 1.0994 | 1.0901 | 1.0679 | 1.0965 | 1.0642 | 1.0547 | 1.0277 | 1.0297 | CinNgsd309 | CinN | gsd | 309 | 192.7038 | 515.1749 | [30 empty] | 0.0034074 | 0.00011599 | 0.00054549
309 | HVAC | Chiller | Lodging/Hospitality | Existing | VFD on HVAC Pump | 0.50311 | 1.7619 |  | 5301.78 | 1 | 3.502 | 10538.0901 | 15 |  | 1669 | 3317.3901 | Per End Use Consumption | GSD | 1.0063 | 0.98564 | 1.0265 | 1.0441 | 1.0994 | 1.0901 | 1.0679 | 1.0965 | 1.0642 | 1.0547 | 1.0277 | 1.0297 | CloEgsd309 | CloE | gsd | 309 | 266.5905 | 529.8889 | [30 empty] | 0.75676 | 0.10459 | 0.13873
309 | HVAC | Chiller | Lodging/Hospitality | New | VFD on HVAC Pump | 0.50311 | 1.7619 |  | 5301.78 | 1 | 3.502 | 10538.0901 | 15 |  | 1669 | 3317.3901 | Per End Use Consumption | GSD | 1.0063 | 0.98564 | 1.0265 | 1.0441 | 1.0994 | 1.0901 | 1.0679 | 1.0965 | 1.0642 | 1.0547 | 1.0277 | 1.0297 | CloNgsd309 | CloN | gsd | 309 | 266.5905 | 529.8889 | [30 empty] | 0.0069483 | 0.0008858 | 0.0015302
309 | HVAC | Chiller | Miscellaneous | Existing | VFD on HVAC Pump | 0.41971 | 4.8421 |  | 3385.59 | 1 | 11.5366 | 8066.4712 | 15 |  | 1669 | 3976.5419 | Per End Use Consumption | GSD | 1.0063 | 0.98564 | 1.0265 | 1.0441 | 1.0994 | 1.0901 | 1.0679 | 1.0965 | 1.0642 | 1.0547 | 1.0277 | 1.0297 | CmiEgsd309 | CmiE | gsd | 309 | 170.2383 | 405.608 | [30 empty] | 5.4195 | 1.805 | 0
309 | HVAC | Chiller | Miscellaneous | New | VFD on HVAC Pump | 0.41971 | 4.8421 |  | 3385.59 | 1 | 11.5366 | 8066.4712 | 15 |  | 1669 | 3976.5419 | Per End Use Consumption | GSD | 1.0063 | 0.98564 | 1.0265 | 1.0441 | 1.0994 | 1.0901 | 1.0679 | 1.0965 | 1.0642 | 1.0547 | 1.0277 | 1.0297 | CmiNgsd309 | CmiN | gsd | 309 | 170.2383 | 405.608 | [30 empty] | 0.045898 | 0.015287 | 0
309 | HVAC | Chiller | Offices | Existing | VFD on HVAC Pump | 0.84996 | 4.0386 |  | 4324.71 | 1 | 4.7515 | 5088.1282 | 15 |  | 1669 | 1963.6197 | Per End Use Consumption | GSD | 1.0063 | 0.98564 | 1.0265 | 1.0441 | 1.0994 | 1.0901 | 1.0679 | 1.0965 | 1.0642 | 1.0547 | 1.0277 | 1.0297 | CofEgsd309 | CofE | gsd | 309 | 217.4603 | 255.8474 | [30 empty] | 4.4995 | 1.1261 | 2.5477
309 | HVAC | Chiller | Offices | New | VFD on HVAC Pump | 0.84996 | 4.0386 |  | 4324.71 | 1 | 4.7515 | 5088.1282 | 15 |  | 1669 | 1963.6197 | Per End Use Consumption | GSD | 1.0063 | 0.98564 | 1.0265 | 1.0441 | 1.0994 | 1.0901 | 1.0679 | 1.0965 | 1.0642 | 1.0547 | 1.0277 | 1.0297 | CofNgsd309 | CofN | gsd | 309 | 217.4603 | 255.8474 | [30 empty] | 0.04097 | 0.0095374 | 0.0281
309 | HVAC | Chiller | Restaurants | Existing | VFD on HVAC Pump | 0.27576 | 1.127 |  | 2438.9 | 1 | 4.0869 | 8844.1706 | 15 |  | 1669 | 6052.2862 | Per End Use Consumption | GSD | 1.0063 | 0.98564 | 1.0265 | 1.0441 | 1.0994 | 1.0901 | 1.0679 | 1.0965 | 1.0642 | 1.0547 | 1.0277 | 1.0297 | CreEgsd309 | CreE | gsd | 309 | 122.6357 | 444.7132 | [30 empty] | 0.16443 | 0.024046 | 0.061205
309 | HVAC | Chiller | Restaurants | New | VFD on HVAC Pump | 0.27576 | 1.127 |  | 2438.9 | 1 | 4.0869 | 8844.1706 | 15 |  | 1669 | 6052.2862 | Per End Use Consumption | GSD | 1.0063 | 0.98564 | 1.0265 | 1.0441 | 1.0994 | 1.0901 | 1.0679 | 1.0965 | 1.0642 | 1.0547 | 1.0277 | 1.0297 | CreNgsd309 | CreN | gsd | 309 | 122.6357 | 444.7132 | [30 empty] | 0.0015965 | 0.00020364 | 0.00067507
309 | HVAC | Chiller | Retail | Existing | VFD on HVAC Pump | 0.3184 | 4.301 |  | 2843.9 | 1 | 13.508 | 8931.8296 | 15 |  | 1669 | 5241.8241 | Per End Use Consumption | GSD | 1.0063 | 0.98564 | 1.0265 | 1.0441 | 1.0994 | 1.0901 | 1.0679 | 1.0965 | 1.0642 | 1.0547 | 1.0277 | 1.0297 | CrtEgsd309 | CrtE | gsd | 309 | 143.0004 | 449.121 | [30 empty] | 0.0065781 | 0.0021909 | 0
309 | HVAC | Chiller | Retail | New | VFD on HVAC Pump | 0.3184 | 4.301 |  | 2843.9 | 1 | 13.508 | 8931.8296 | 15 |  | 1669 | 5241.8241 | Per End Use Consumption | GSD | 1.0063 | 0.98564 | 1.0265 | 1.0441 | 1.0994 | 1.0901 | 1.0679 | 1.0965 | 1.0642 | 1.0547 | 1.0277 | 1.0297 | CrtNgsd309 | CrtN | gsd | 309 | 143.0004 | 449.121 | [30 empty] | 5.5711e-05 | 1.8555e-05 | 0
309 | HVAC | Chiller | Schools K-12 | Existing | VFD on HVAC Pump | 0.37222 | 5.7936 |  | 3660.66 | 1 | 15.565 | 9834.753 | 15 |  | 1669 | 4483.9463 | Per End Use Consumption | GSD | 1.0063 | 0.98564 | 1.0265 | 1.0441 | 1.0994 | 1.0901 | 1.0679 | 1.0965 | 1.0642 | 1.0547 | 1.0277 | 1.0297 | CscEgsd309 | CscE | gsd | 309 | 184.0697 | 494.5229 | [30 empty] | 0.69165 | 0.2053 | 0.17144
309 | HVAC | Chiller | Schools K-12 | New | VFD on HVAC Pump | 0.37222 | 5.7936 |  | 3660.66 | 1 | 15.565 | 9834.753 | 15 |  | 1669 | 4483.9463 | Per End Use Consumption | GSD | 1.0063 | 0.98564 | 1.0265 | 1.0441 | 1.0994 | 1.0901 | 1.0679 | 1.0965 | 1.0642 | 1.0547 | 1.0277 | 1.0297 | CscNgsd309 | CscN | gsd | 309 | 184.0697 | 494.5229 | [30 empty] | 0.0060504 | 0.0017387 | 0.0018909
309 | HVAC | Chiller | Warehouse | Existing | VFD on HVAC Pump | 0.1082 | 4.4269 |  | 2268.03 | 1 | 40.9155 | 20962.3919 | 15 |  | 1669 | 15425.8242 | Per End Use Consumption | GSD | 1.0063 | 0.98564 | 1.0265 | 1.0441 | 1.0994 | 1.0901 | 1.0679 | 1.0965 | 1.0642 | 1.0547 | 1.0277 | 1.0297 | CwaEgsd309 | CwaE | gsd | 309 | 114.0438 | 1054.0562 | [30 empty] | 0.013043 | 0.0043441 | 0
309 | HVAC | Chiller | Warehouse | New | VFD on HVAC Pump | 0.1082 | 4.4269 |  | 2268.03 | 1 | 40.9155 | 20962.3919 | 15 |  | 1669 | 15425.8242 | Per End Use Consumption | GSD | 1.0063 | 0.98564 | 1.0265 | 1.0441 | 1.0994 | 1.0901 | 1.0679 | 1.0965 | 1.0642 | 1.0547 | 1.0277 | 1.0297 | CwaNgsd309 | CwaN | gsd | 309 | 114.0438 | 1054.0562 | [30 empty] | 0.00011046 | 3.6791e-05 | 0
310 | HVAC | Controls | Assembly | Existing | Advanced Rooftop Controller | 0.62807 | 0.44725 |  | 2226.87 | 1 | 0.7121 | 3545.5611 | 15 |  | 2480 | 3948.5877 | Per End Use Consumption | GSD | 1 | 1 | 1 | 1 | 1 | 1 | 1 | 1 | 1 | 1 | 1 | 1 | CasEgsd310 | CasE | gsd | 310 | 111.9742 | 178.2822 | [30 empty] | 45.6398 | 12.8724 | 9.1664
310 | HVAC | Controls | Assembly | New | Advanced Rooftop Controller | 0.62807 | 0.44725 |  | 2226.87 | 1 | 0.7121 | 3545.5611 | 15 |  | 2480 | 3948.5877 | Per End Use Consumption | GSD | 1 | 1 | 1 | 1 | 1 | 1 | 1 | 1 | 1 | 1 | 1 | 1 | CasNgsd310 | CasN | gsd | 310 | 111.9742 | 178.2822 | [30 empty] | 0.50339 | 0.14198 | 0.1011
310 | HVAC | Controls | College and University | Existing | Advanced Rooftop Controller | 0.32501 | 0.25662 |  | 2226.87 | 1 | 0.7896 | 6851.7404 | 15 |  | 2480 | 7630.583 | Per End Use Consumption | GSD | 1 | 1 | 1 | 1 | 1 | 1 | 1 | 1 | 1 | 1 | 1 | 1 | CcoEgsd310 | CcoE | gsd | 310 | 111.9742 | 344.5274 | [30 empty] | 4.4917 | 0.65556 | 0.51763
310 | HVAC | Controls | College and University | New | Advanced Rooftop Controller | 0.32501 | 0.25662 |  | 2226.87 | 1 | 0.7896 | 6851.7404 | 15 |  | 2480 | 7630.583 | Per End Use Consumption | GSD | 1 | 1 | 1 | 1 | 1 | 1 | 1 | 1 | 1 | 1 | 1 | 1 | CcoNgsd310 | CcoN | gsd | 310 | 111.9742 | 344.5274 | [30 empty] | 0.049586 | 0.0072371 | 0.0057143
310 | HVAC | Controls | Data Center | Existing | Advanced Rooftop Controller | 0.32501 | 0.25662 |  | 2226.87 | 1 | 0.7896 | 6851.7404 | 15 |  | 2480 | 7630.583 | Per End Use Consumption | GSD | 1 | 1 | 1 | 1 | 1 | 1 | 1 | 1 | 1 | 1 | 1 | 1 | CdaEgsd310 | CdaE | gsd | 310 | 111.9742 | 344.5274 | [30 empty] | 0.04574 | 0.0066756 | 0.005271
310 | HVAC | Controls | Data Center | New | Advanced Rooftop Controller | 0.32501 | 0.25662 |  | 2226.87 | 1 | 0.7896 | 6851.7404 | 15 |  | 2480 | 7630.583 | Per End Use Consumption | GSD | 1 | 1 | 1 | 1 | 1 | 1 | 1 | 1 | 1 | 1 | 1 | 1 | CdaNgsd310 | CdaN | gsd | 310 | 111.9742 | 344.5274 | [30 empty] | 0.00054092 | 7.8946e-05 | 6.2336e-05
310 | HVAC | Controls | Grocery | Existing | Advanced Rooftop Controller | 0.49413 | 0.36803 |  | 2226.88 | 1 | 0.74481 | 4506.7038 | 15 |  | 2480 | 5018.9617 | Per End Use Consumption | GSD | 1 | 1 | 1 | 1 | 1 | 1 | 1 | 1 | 1 | 1 | 1 | 1 | CgrEgsd310 | CgrE | gsd | 310 | 111.9747 | 226.6115 | [30 empty] | 45.9611 | 10.1984 | 7.5959
310 | HVAC | Controls | Grocery | New | Advanced Rooftop Controller | 0.49413 | 0.36803 |  | 2226.88 | 1 | 0.74481 | 4506.7038 | 15 |  | 2480 | 5018.9617 | Per End Use Consumption | GSD | 1 | 1 | 1 | 1 | 1 | 1 | 1 | 1 | 1 | 1 | 1 | 1 | CgrNgsd310 | CgrN | gsd | 310 | 111.9747 | 226.6115 | [30 empty] | 0.50693 | 0.11248 | 0.08378
310 | HVAC | Controls | Healthcare | Existing | Advanced Rooftop Controller | 0.32501 | 0.25662 |  | 2226.87 | 1 | 0.7896 | 6851.7404 | 15 |  | 2480 | 7630.583 | Per End Use Consumption | GSD | 1 | 1 | 1 | 1 | 1 | 1 | 1 | 1 | 1 | 1 | 1 | 1 | CheEgsd310 | CheE | gsd | 310 | 111.9742 | 344.5274 | [30 empty] | 22.0743 | 3.2217 | 2.5438
310 | HVAC | Controls | Healthcare | New | Advanced Rooftop Controller | 0.32501 | 0.25662 |  | 2226.87 | 1 | 0.7896 | 6851.7404 | 15 |  | 2480 | 7630.583 | Per End Use Consumption | GSD | 1 | 1 | 1 | 1 | 1 | 1 | 1 | 1 | 1 | 1 | 1 | 1 | CheNgsd310 | CheN | gsd | 310 | 111.9742 | 344.5274 | [30 empty] | 0.24362 | 0.035556 | 0.028075
310 | HVAC | Controls | Hospitals | Existing | Advanced Rooftop Controller | 0.32501 | 0.25662 |  | 2226.87 | 1 | 0.7896 | 6851.7404 | 15 |  | 2480 | 7630.583 | Per End Use Consumption | GSD | 1 | 1 | 1 | 1 | 1 | 1 | 1 | 1 | 1 | 1 | 1 | 1 | ChoEgsd310 | ChoE | gsd | 310 | 111.9742 | 344.5274 | [30 empty] | 0.31432 | 0.045875 | 0.036223
310 | HVAC | Controls | Hospitals | New | Advanced Rooftop Controller | 0.32501 | 0.25662 |  | 2226.87 | 1 | 0.7896 | 6851.7404 | 15 |  | 2480 | 7630.583 | Per End Use Consumption | GSD | 1 | 1 | 1 | 1 | 1 | 1 | 1 | 1 | 1 | 1 | 1 | 1 | ChoNgsd310 | ChoN | gsd | 310 | 111.9742 | 344.5274 | [30 empty] | 0.0036657 | 0.00053501 | 0.00042244
310 | HVAC | Controls | Institutional | Existing | Advanced Rooftop Controller | 0.32501 | 0.25663 |  | 2226.88 | 1 | 0.7896 | 6851.7404 | 15 |  | 2480 | 7630.5487 | Per End Use Consumption | GSD | 1 | 1 | 1 | 1 | 1 | 1 | 1 | 1 | 1 | 1 | 1 | 1 | CinEgsd310 | CinE | gsd | 310 | 111.9747 | 344.5274 | [30 empty] | 26.03 | 3.799 | 2.9997
310 | HVAC | Controls | Institutional | New | Advanced Rooftop Controller | 0.32501 | 0.25663 |  | 2226.88 | 1 | 0.7896 | 6851.7404 | 15 |  | 2480 | 7630.5487 | Per End Use Consumption | GSD | 1 | 1 | 1 | 1 | 1 | 1 | 1 | 1 | 1 | 1 | 1 | 1 | CinNgsd310 | CinN | gsd | 310 | 111.9747 | 344.5274 | [30 empty] | 0.2871 | 0.041902 | 0.033086
310 | HVAC | Controls | Lodging/Hospitality | Existing | Advanced Rooftop Controller | 0.40322 | 0.16554 |  | 2226.88 | 1 | 0.41054 | 5522.7016 | 15 |  | 2480 | 6150.4436 | Per End Use Consumption | GSD | 1 | 1 | 1 | 1 | 1 | 1 | 1 | 1 | 1 | 1 | 1 | 1 | CloEgsd310 | CloE | gsd | 310 | 111.9747 | 277.6991 | [30 empty] | 6.8762 | 1.2451 | 0.51115
310 | HVAC | Controls | Lodging/Hospitality | New | Advanced Rooftop Controller | 0.40322 | 0.16554 |  | 2226.88 | 1 | 0.41054 | 5522.7016 | 15 |  | 2480 | 6150.4436 | Per End Use Consumption | GSD | 1 | 1 | 1 | 1 | 1 | 1 | 1 | 1 | 1 | 1 | 1 | 1 | CloNgsd310 | CloN | gsd | 310 | 111.9747 | 277.6991 | [30 empty] | 0.07591 | 0.013745 | 0.0056429
310 | HVAC | Controls | Miscellaneous | Existing | Advanced Rooftop Controller | 0.62807 | 0.44725 |  | 2226.87 | 1 | 0.7121 | 3545.5611 | 15 |  | 2480 | 3948.5877 | Per End Use Consumption | GSD | 1 | 1 | 1 | 1 | 1 | 1 | 1 | 1 | 1 | 1 | 1 | 1 | CmiEgsd310 | CmiE | gsd | 310 | 111.9742 | 178.2822 | [30 empty] | 24.4757 | 6.9032 | 4.9157
310 | HVAC | Controls | Miscellaneous | New | Advanced Rooftop Controller | 0.62807 | 0.44725 |  | 2226.87 | 1 | 0.7121 | 3545.5611 | 15 |  | 2480 | 3948.5877 | Per End Use Consumption | GSD | 1 | 1 | 1 | 1 | 1 | 1 | 1 | 1 | 1 | 1 | 1 | 1 | CmiNgsd310 | CmiN | gsd | 310 | 111.9742 | 178.2822 | [30 empty] | 0.27981 | 0.078918 | 0.056197
310 | HVAC | Controls | Offices | Existing | Advanced Rooftop Controller | 0.62807 | 0.44725 |  | 2226.87 | 1 | 0.7121 | 3545.5611 | 15 |  | 2480 | 3948.5877 | Per End Use Consumption | GSD | 1 | 1 | 1 | 1 | 1 | 1 | 1 | 1 | 1 | 1 | 1 | 1 | CofEgsd310 | CofE | gsd | 310 | 111.9742 | 178.2822 | [30 empty] | 115.8257 | 32.6678 | 23.2626
310 | HVAC | Controls | Offices | New | Advanced Rooftop Controller | 0.62807 | 0.44725 |  | 2226.87 | 1 | 0.7121 | 3545.5611 | 15 |  | 2480 | 3948.5877 | Per End Use Consumption | GSD | 1 | 1 | 1 | 1 | 1 | 1 | 1 | 1 | 1 | 1 | 1 | 1 | CofNgsd310 | CofN | gsd | 310 | 111.9742 | 178.2822 | [30 empty] | 1.3698 | 0.38633 | 0.27511
310 | HVAC | Controls | Restaurants | Existing | Advanced Rooftop Controller | 0.49412 | 0.36803 |  | 2226.87 | 1 | 0.74481 | 4506.7038 | 15 |  | 2480 | 5018.9843 | Per End Use Consumption | GSD | 1 | 1 | 1 | 1 | 1 | 1 | 1 | 1 | 1 | 1 | 1 | 1 | CreEgsd310 | CreE | gsd | 310 | 111.9742 | 226.6115 | [30 empty] | 24.4015 | 5.4145 | 4.0328
310 | HVAC | Controls | Restaurants | New | Advanced Rooftop Controller | 0.49412 | 0.36803 |  | 2226.87 | 1 | 0.74481 | 4506.7038 | 15 |  | 2480 | 5018.9843 | Per End Use Consumption | GSD | 1 | 1 | 1 | 1 | 1 | 1 | 1 | 1 | 1 | 1 | 1 | 1 | CreNgsd310 | CreN | gsd | 310 | 111.9742 | 226.6115 | [30 empty] | 0.2409 | 0.053455 | 0.039814
310 | HVAC | Controls | Retail | Existing | Advanced Rooftop Controller | 0.62808 | 0.44725 |  | 2226.88 | 1 | 0.7121 | 3545.5611 | 15 |  | 2480 | 3948.57 | Per End Use Consumption | GSD | 1 | 1 | 1 | 1 | 1 | 1 | 1 | 1 | 1 | 1 | 1 | 1 | CrtEgsd310 | CrtE | gsd | 310 | 111.9747 | 178.2822 | [30 empty] | 29.6189 | 8.3538 | 5.9487
310 | HVAC | Controls | Retail | New | Advanced Rooftop Controller | 0.62808 | 0.44725 |  | 2226.88 | 1 | 0.7121 | 3545.5611 | 15 |  | 2480 | 3948.57 | Per End Use Consumption | GSD | 1 | 1 | 1 | 1 | 1 | 1 | 1 | 1 | 1 | 1 | 1 | 1 | CrtNgsd310 | CrtN | gsd | 310 | 111.9747 | 178.2822 | [30 empty] | 0.33862 | 0.095504 | 0.068008
310 | HVAC | Controls | Schools K-12 | Existing | Advanced Rooftop Controller | 0.62807 | 0.44725 |  | 2226.87 | 1 | 0.7121 | 3545.5611 | 15 |  | 2480 | 3948.5877 | Per End Use Consumption | GSD | 1 | 1 | 1 | 1 | 1 | 1 | 1 | 1 | 1 | 1 | 1 | 1 | CscEgsd310 | CscE | gsd | 310 | 111.9742 | 178.2822 | [30 empty] | 3.4255 | 0.96614 | 0.68799
310 | HVAC | Controls | Schools K-12 | New | Advanced Rooftop Controller | 0.62807 | 0.44725 |  | 2226.87 | 1 | 0.7121 | 3545.5611 | 15 |  | 2480 | 3948.5877 | Per End Use Consumption | GSD | 1 | 1 | 1 | 1 | 1 | 1 | 1 | 1 | 1 | 1 | 1 | 1 | CscNgsd310 | CscN | gsd | 310 | 111.9742 | 178.2822 | [30 empty] | 0.037816 | 0.010666 | 0.007595
310 | HVAC | Controls | Warehouse | Existing | Advanced Rooftop Controller | 0.62808 | 0.44725 |  | 2226.88 | 1 | 0.7121 | 3545.5611 | 15 |  | 2480 | 3948.57 | Per End Use Consumption | GSD | 1 | 1 | 1 | 1 | 1 | 1 | 1 | 1 | 1 | 1 | 1 | 1 | CwaEgsd310 | CwaE | gsd | 310 | 111.9747 | 178.2822 | [30 empty] | 19.2182 | 5.4203 | 3.8598
310 | HVAC | Controls | Warehouse | New | Advanced Rooftop Controller | 0.62808 | 0.44725 |  | 2226.88 | 1 | 0.7121 | 3545.5611 | 15 |  | 2480 | 3948.57 | Per End Use Consumption | GSD | 1 | 1 | 1 | 1 | 1 | 1 | 1 | 1 | 1 | 1 | 1 | 1 | CwaNgsd310 | CwaN | gsd | 310 | 111.9747 | 178.2822 | [30 empty] | 0.21197 | 0.059785 | 0.042572
311 | HVAC | Controls | Assembly | Existing | Facility Commissioning_SC | 6.6525 | 0 |  | 19973.74 | 1 | 0 | 3002.444 | 10 |  | 22379.903 | 3364.1374 | Per End Use Consumption | GSD | 1 | 1 | 1 | 1 | 1 | 1 | 1 | 1 | 1 | 1 | 1 | 1 | CasEgsd311 | CasE | gsd | 311 | 1004.3436 | 150.9725 | [30 empty] | 4.3513 | 1.4492 | 0
311 | HVAC | Controls | Assembly | New | Facility Commissioning_SC | 6.6525 | 0 |  | 19973.74 | 1 | 0 | 3002.444 | 10 |  | 22379.903 | 3364.1374 | Per End Use Consumption | GSD | 1 | 1 | 1 | 1 | 1 | 1 | 1 | 1 | 1 | 1 | 1 | 1 | CasNgsd311 | CasN | gsd | 311 | 1004.3436 | 150.9725 | [30 empty] | 0.015662 | 0.0052166 | 0
311 | HVAC | Controls | College and University | Existing | Facility Commissioning_SC | 1.6298 | 0 |  | 8038.28 | 1 | 0 | 4932.1338 | 10 |  | 23363.9484 | 14335.6689 | Per End Use Consumption | GSD | 1 | 1 | 1 | 1 | 1 | 1 | 1 | 1 | 1 | 1 | 1 | 1 | CcoEgsd311 | CcoE | gsd | 311 | 404.1904 | 248.0035 | [30 empty] | 0.39237 | 0.079553 | 0
311 | HVAC | Controls | College and University | New | Facility Commissioning_SC | 1.6298 | 0 |  | 8038.28 | 1 | 0 | 4932.1338 | 10 |  | 23363.9484 | 14335.6689 | Per End Use Consumption | GSD | 1 | 1 | 1 | 1 | 1 | 1 | 1 | 1 | 1 | 1 | 1 | 1 | CcoNgsd311 | CcoN | gsd | 311 | 404.1904 | 248.0035 | [30 empty] | 0.002843 | 0.00057641 | 0
311 | HVAC | Controls | Data Center | Existing | Facility Commissioning_SC | 7.9994 | 0 |  | 39454.29 | 1 | 0 | 4932.1338 | 10 |  | 86707.2244 | 10839.1669 | Per End Use Consumption | GSD | 1 | 1 | 1 | 1 | 1 | 1 | 1 | 1 | 1 | 1 | 1 | 1 | CdaEgsd311 | CdaE | gsd | 311 | 1983.888 | 248.0035 | [30 empty] | 0.055876 | 0.011329 | 0
311 | HVAC | Controls | Data Center | New | Facility Commissioning_SC | 7.9994 | 0 |  | 39454.29 | 1 | 0 | 4932.1338 | 10 |  | 86707.2244 | 10839.1669 | Per End Use Consumption | GSD | 1 | 1 | 1 | 1 | 1 | 1 | 1 | 1 | 1 | 1 | 1 | 1 | CdaNgsd311 | CdaN | gsd | 311 | 1983.888 | 248.0035 | [30 empty] | 0.00020285 | 4.1127e-05 | 0
311 | HVAC | Controls | Grocery | Existing | Facility Commissioning_SC | 0.46035 | 0 |  | 1623.36 | 1 | 0 | 3526.3542 | 10 |  | 1691.0002 | 3673.286 | Per End Use Consumption | GSD | 1 | 1 | 1 | 1 | 1 | 1 | 1 | 1 | 1 | 1 | 1 | 1 | CgrEgsd311 | CgrE | gsd | 311 | 81.6277 | 177.3164 | [30 empty] | 1.2669 | 0.35927 | 0
311 | HVAC | Controls | Grocery | New | Facility Commissioning_SC | 0.46035 | 0 |  | 1623.36 | 1 | 0 | 3526.3542 | 10 |  | 1691.0002 | 3673.286 | Per End Use Consumption | GSD | 1 | 1 | 1 | 1 | 1 | 1 | 1 | 1 | 1 | 1 | 1 | 1 | CgrNgsd311 | CgrN | gsd | 311 | 81.6277 | 177.3164 | [30 empty] | 0.0069481 | 0.0019703 | 0
311 | HVAC | Controls | Healthcare | Existing | Facility Commissioning_SC | 0.68331 | 0 |  | 3370.16 | 1 | 0 | 4932.1338 | 10 |  | 5047.0719 | 7386.2469 | Per End Use Consumption | GSD | 1 | 1 | 1 | 1 | 1 | 1 | 1 | 1 | 1 | 1 | 1 | 1 | CheEgsd311 | CheE | gsd | 311 | 169.4624 | 248.0035 | [30 empty] | 0 | 0 | 0
311 | HVAC | Controls | Healthcare | New | Facility Commissioning_SC | 0.68331 | 0 |  | 3370.16 | 1 | 0 | 4932.1338 | 10 |  | 5047.0719 | 7386.2469 | Per End Use Consumption | GSD | 1 | 1 | 1 | 1 | 1 | 1 | 1 | 1 | 1 | 1 | 1 | 1 | CheNgsd311 | CheN | gsd | 311 | 169.4624 | 248.0035 | [30 empty] | 0 | 0 | 0
311 | HVAC | Controls | Hospitals | Existing | Facility Commissioning_SC | 60.1242 | 0 |  | 296540.43 | 1 | 0 | 4932.1338 | 10 |  | 173974.1395 | 2893.581 | Per End Use Consumption | GSD | 1 | 1 | 1 | 1 | 1 | 1 | 1 | 1 | 1 | 1 | 1 | 1 | ChoEgsd311 | ChoE | gsd | 311 | 14911.002 | 248.0035 | [30 empty] | 0 | 0 | 0
311 | HVAC | Controls | Hospitals | New | Facility Commissioning_SC | 60.1242 | 0 |  | 296540.43 | 1 | 0 | 4932.1338 | 10 |  | 173974.1395 | 2893.581 | Per End Use Consumption | GSD | 1 | 1 | 1 | 1 | 1 | 1 | 1 | 1 | 1 | 1 | 1 | 1 | ChoNgsd311 | ChoN | gsd | 311 | 14911.002 | 248.0035 | [30 empty] | 0 | 0 | 0
311 | HVAC | Controls | Institutional | Existing | Facility Commissioning_SC | 0.79956 | 0 |  | 3943.53 | 1 | 0 | 4932.1338 | 10 |  | 13493.4842 | 16876.1668 | Per End Use Consumption | GSD | 1 | 1 | 1 | 1 | 1 | 1 | 1 | 1 | 1 | 1 | 1 | 1 | CinEgsd311 | CinE | gsd | 311 | 198.2933 | 248.0035 | [30 empty] | 2.6394 | 0.53515 | 0
311 | HVAC | Controls | Institutional | New | Facility Commissioning_SC | 0.79956 | 0 |  | 3943.53 | 1 | 0 | 4932.1338 | 10 |  | 13493.4842 | 16876.1668 | Per End Use Consumption | GSD | 1 | 1 | 1 | 1 | 1 | 1 | 1 | 1 | 1 | 1 | 1 | 1 | CinNgsd311 | CinN | gsd | 311 | 198.2933 | 248.0035 | [30 empty] | 0.0094909 | 0.0019243 | 0
311 | HVAC | Controls | Lodging/Hospitality | Existing | Facility Commissioning_SC | 6.1484 | 0 |  | 32104.93 | 1 | 0 | 5221.6594 | 10 |  | 43391.8273 | 7057.4004 | Per End Use Consumption | GSD | 1 | 1 | 1 | 1 | 1 | 1 | 1 | 1 | 1 | 1 | 1 | 1 | CloEgsd311 | CloE | gsd | 311 | 1614.3386 | 262.5618 | [30 empty] | 2.8932 | 0.55408 | 0
311 | HVAC | Controls | Lodging/Hospitality | New | Facility Commissioning_SC | 6.1484 | 0 |  | 32104.93 | 1 | 0 | 5221.6594 | 10 |  | 43391.8273 | 7057.4004 | Per End Use Consumption | GSD | 1 | 1 | 1 | 1 | 1 | 1 | 1 | 1 | 1 | 1 | 1 | 1 | CloNgsd311 | CloN | gsd | 311 | 1614.3386 | 262.5618 | [30 empty] | 0.02079 | 0.0039815 | 0
311 | HVAC | Controls | Miscellaneous | Existing | Facility Commissioning_SC | 2.3779 | 0 |  | 7139.62 | 1 | 0 | 3002.444 | 10 |  | 28697.826 | 12068.3755 | Per End Use Consumption | GSD | 1 | 1 | 1 | 1 | 1 | 1 | 1 | 1 | 1 | 1 | 1 | 1 | CmiEgsd311 | CmiE | gsd | 311 | 359.0029 | 150.9725 | [30 empty] | 0 | 0 | 0
311 | HVAC | Controls | Miscellaneous | New | Facility Commissioning_SC | 2.3779 | 0 |  | 7139.62 | 1 | 0 | 3002.444 | 10 |  | 28697.826 | 12068.3755 | Per End Use Consumption | GSD | 1 | 1 | 1 | 1 | 1 | 1 | 1 | 1 | 1 | 1 | 1 | 1 | CmiNgsd311 | CmiN | gsd | 311 | 359.0029 | 150.9725 | [30 empty] | 0 | 0 | 0
311 | HVAC | Controls | Offices | Existing | Facility Commissioning_SC | 3.013 | 0 |  | 9046.33 | 1 | 0 | 3002.444 | 10 |  | 12989.8362 | 4311.2794 | Per End Use Consumption | GSD | 1 | 1 | 1 | 1 | 1 | 1 | 1 | 1 | 1 | 1 | 1 | 1 | CofEgsd311 | CofE | gsd | 311 | 454.8784 | 150.9725 | [30 empty] | 23.066 | 7.6824 | 0
311 | HVAC | Controls | Offices | New | Facility Commissioning_SC | 3.013 | 0 |  | 9046.33 | 1 | 0 | 3002.444 | 10 |  | 12989.8362 | 4311.2794 | Per End Use Consumption | GSD | 1 | 1 | 1 | 1 | 1 | 1 | 1 | 1 | 1 | 1 | 1 | 1 | CofNgsd311 | CofN | gsd | 311 | 454.8784 | 150.9725 | [30 empty] | 0.082942 | 0.027625 | 0
311 | HVAC | Controls | Restaurants | Existing | Facility Commissioning_SC | 2.2007 | 0 |  | 7760.45 | 1 | 0 | 3526.3542 | 10 |  | 4451.4518 | 2022.743 | Per End Use Consumption | GSD | 1 | 1 | 1 | 1 | 1 | 1 | 1 | 1 | 1 | 1 | 1 | 1 | CreEgsd311 | CreE | gsd | 311 | 390.2203 | 177.3164 | [30 empty] | 2.1536 | 0.61072 | 0
311 | HVAC | Controls | Restaurants | New | Facility Commissioning_SC | 2.2007 | 0 |  | 7760.45 | 1 | 0 | 3526.3542 | 10 |  | 4451.4518 | 2022.743 | Per End Use Consumption | GSD | 1 | 1 | 1 | 1 | 1 | 1 | 1 | 1 | 1 | 1 | 1 | 1 | CreNgsd311 | CreN | gsd | 311 | 390.2203 | 177.3164 | [30 empty] | 0.015481 | 0.0043901 | 0
311 | HVAC | Controls | Retail | Existing | Facility Commissioning_SC | 3.8174 | 0 |  | 11461.66 | 1 | 0 | 3002.444 | 10 |  | 19455.1355 | 5096.3783 | Per End Use Consumption | GSD | 1 | 1 | 1 | 1 | 1 | 1 | 1 | 1 | 1 | 1 | 1 | 1 | CrtEgsd311 | CrtE | gsd | 311 | 576.329 | 150.9725 | [30 empty] | 7.8165 | 2.6034 | 0
311 | HVAC | Controls | Retail | New | Facility Commissioning_SC | 3.8174 | 0 |  | 11461.66 | 1 | 0 | 3002.444 | 10 |  | 19455.1355 | 5096.3783 | Per End Use Consumption | GSD | 1 | 1 | 1 | 1 | 1 | 1 | 1 | 1 | 1 | 1 | 1 | 1 | CrtNgsd311 | CrtN | gsd | 311 | 576.329 | 150.9725 | [30 empty] | 0.043297 | 0.014421 | 0
311 | HVAC | Controls | Schools K-12 | Existing | Facility Commissioning_SC | 8.5585 | 0 |  | 25696.46 | 1 | 0 | 3002.444 | 10 |  | 36130.4307 | 4221.5774 | Per End Use Consumption | GSD | 1 | 1 | 1 | 1 | 1 | 1 | 1 | 1 | 1 | 1 | 1 | 1 | CscEgsd311 | CscE | gsd | 311 | 1292.1003 | 150.9725 | [30 empty] | 1.211 | 0.40335 | 0
311 | HVAC | Controls | Schools K-12 | New | Facility Commissioning_SC | 8.5585 | 0 |  | 25696.46 | 1 | 0 | 3002.444 | 10 |  | 36130.4307 | 4221.5774 | Per End Use Consumption | GSD | 1 | 1 | 1 | 1 | 1 | 1 | 1 | 1 | 1 | 1 | 1 | 1 | CscNgsd311 | CscN | gsd | 311 | 1292.1003 | 150.9725 | [30 empty] | 0.0087022 | 0.0028984 | 0
311 | HVAC | Controls | Warehouse | Existing | Facility Commissioning_SC | 1.0341 | 0 |  | 3104.95 | 1 | 0 | 3002.444 | 10 |  | 20346.8237 | 19675.0989 | Per End Use Consumption | GSD | 1 | 1 | 1 | 1 | 1 | 1 | 1 | 1 | 1 | 1 | 1 | 1 | CwaEgsd311 | CwaE | gsd | 311 | 156.1268 | 150.9725 | [30 empty] | 0.039822 | 0.013263 | 0
311 | HVAC | Controls | Warehouse | New | Facility Commissioning_SC | 1.0341 | 0 |  | 3104.95 | 1 | 0 | 3002.444 | 10 |  | 20346.8237 | 19675.0989 | Per End Use Consumption | GSD | 1 | 1 | 1 | 1 | 1 | 1 | 1 | 1 | 1 | 1 | 1 | 1 | CwaNgsd311 | CwaN | gsd | 311 | 156.1268 | 150.9725 | [30 empty] | 0.00021856 | 7.2795e-05 | 0
312 | HVAC | Controls | Assembly | Existing | Facility Commissioning_SH | 0 | 5.7944 |  | 2543.47 | 0 | 5.7944 | 2543.47 | 10 |  | 2849.8725 | 2849.8725 | Per End Use Consumption | GSD | 1 | 1 | 1 | 1 | 1 | 1 | 1 | 1 | 1 | 1 | 1 | 1 | CasEgsd312 | CasE | gsd | 312 | 127.8938 | 127.8938 | [30 empty] | 14.6348 | 0 | 33.3403
312 | HVAC | Controls | Assembly | New | Facility Commissioning_SH | 0 | 5.7944 |  | 2543.47 | 0 | 5.7944 | 2543.47 | 10 |  | 2849.8725 | 2849.8725 | Per End Use Consumption | GSD | 1 | 1 | 1 | 1 | 1 | 1 | 1 | 1 | 1 | 1 | 1 | 1 | CasNgsd312 | CasN | gsd | 312 | 127.8938 | 127.8938 | [30 empty] | 0.10586 | 0 | 0.24115
312 | HVAC | Controls | College and University | Existing | Facility Commissioning_SH | 0 | 0.24023 |  | 1248.67 | 0 | 0.24023 | 1248.67 | 10 |  | 3629.3662 | 3629.3662 | Per End Use Consumption | GSD | 1 | 1 | 1 | 1 | 1 | 1 | 1 | 1 | 1 | 1 | 1 | 1 | CcoEgsd312 | CcoE | gsd | 312 | 62.7871 | 62.7871 | [30 empty] | 0 | 0 | 0
312 | HVAC | Controls | College and University | New | Facility Commissioning_SH | 0 | 0.24023 |  | 1248.67 | 0 | 0.24023 | 1248.67 | 10 |  | 3629.3662 | 3629.3662 | Per End Use Consumption | GSD | 1 | 1 | 1 | 1 | 1 | 1 | 1 | 1 | 1 | 1 | 1 | 1 | CcoNgsd312 | CcoN | gsd | 312 | 62.7871 | 62.7871 | [30 empty] | 0 | 0 | 0
312 | HVAC | Controls | Data Center | Existing | Facility Commissioning_SH | 0 | 1.8333 |  | 9529.21 | 0 | 1.8333 | 9529.21 | 10 |  | 20941.9901 | 20941.9901 | Per End Use Consumption | GSD | 1 | 1 | 1 | 1 | 1 | 1 | 1 | 1 | 1 | 1 | 1 | 1 | CdaEgsd312 | CdaE | gsd | 312 | 479.1592 | 479.1592 | [30 empty] | 0 | 0 | 0
312 | HVAC | Controls | Data Center | New | Facility Commissioning_SH | 0 | 1.8333 |  | 9529.21 | 0 | 1.8333 | 9529.21 | 10 |  | 20941.9901 | 20941.9901 | Per End Use Consumption | GSD | 1 | 1 | 1 | 1 | 1 | 1 | 1 | 1 | 1 | 1 | 1 | 1 | CdaNgsd312 | CdaN | gsd | 312 | 479.1592 | 479.1592 | [30 empty] | 0 | 0 | 0
312 | HVAC | Controls | Grocery | Existing | Facility Commissioning_SH | 0 | 0.84812 |  | 1103.55 | 0 | 0.84812 | 1103.55 | 10 |  | 1149.5314 | 1149.5314 | Per End Use Consumption | GSD | 1 | 1 | 1 | 1 | 1 | 1 | 1 | 1 | 1 | 1 | 1 | 1 | CgrEgsd312 | CgrE | gsd | 312 | 55.49 | 55.49 | [30 empty] | 1.2688 | 0 | 0.97508
312 | HVAC | Controls | Grocery | New | Facility Commissioning_SH | 0 | 0.84812 |  | 1103.55 | 0 | 0.84812 | 1103.55 | 10 |  | 1149.5314 | 1149.5314 | Per End Use Consumption | GSD | 1 | 1 | 1 | 1 | 1 | 1 | 1 | 1 | 1 | 1 | 1 | 1 | CgrNgsd312 | CgrN | gsd | 312 | 55.49 | 55.49 | [30 empty] | 0.013994 | 0 | 0.010755
312 | HVAC | Controls | Healthcare | Existing | Facility Commissioning_SH | 0 | 0.32859 |  | 1707.96 | 0 | 0.32859 | 1707.96 | 10 |  | 2557.8005 | 2557.8005 | Per End Use Consumption | GSD | 1 | 1 | 1 | 1 | 1 | 1 | 1 | 1 | 1 | 1 | 1 | 1 | CheEgsd312 | CheE | gsd | 312 | 85.8817 | 85.8817 | [30 empty] | 0.16178 | 0 | 0.031125
312 | HVAC | Controls | Healthcare | New | Facility Commissioning_SH | 0 | 0.32859 |  | 1707.96 | 0 | 0.32859 | 1707.96 | 10 |  | 2557.8005 | 2557.8005 | Per End Use Consumption | GSD | 1 | 1 | 1 | 1 | 1 | 1 | 1 | 1 | 1 | 1 | 1 | 1 | CheNgsd312 | CheN | gsd | 312 | 85.8817 | 85.8817 | [30 empty] | 0.0023404 | 0 | 0.00045026
312 | HVAC | Controls | Hospitals | Existing | Facility Commissioning_SH | 0 | 6.7324 |  | 34993.58 | 0 | 6.7324 | 34993.58 | 10 |  | 20530.0099 | 20530.0099 | Per End Use Consumption | GSD | 1 | 1 | 1 | 1 | 1 | 1 | 1 | 1 | 1 | 1 | 1 | 1 | ChoEgsd312 | ChoE | gsd | 312 | 1759.5892 | 1759.5892 | [30 empty] | 0 | 0 | 0
312 | HVAC | Controls | Hospitals | New | Facility Commissioning_SH | 0 | 6.7324 |  | 34993.58 | 0 | 6.7324 | 34993.58 | 10 |  | 20530.0099 | 20530.0099 | Per End Use Consumption | GSD | 1 | 1 | 1 | 1 | 1 | 1 | 1 | 1 | 1 | 1 | 1 | 1 | ChoNgsd312 | ChoN | gsd | 312 | 1759.5892 | 1759.5892 | [30 empty] | 0 | 0 | 0
312 | HVAC | Controls | Institutional | Existing | Facility Commissioning_SH | 0 | 0.22608 |  | 1175.09 | 0 | 0.22608 | 1175.09 | 10 |  | 4020.7779 | 4020.7779 | Per End Use Consumption | GSD | 1 | 1 | 1 | 1 | 1 | 1 | 1 | 1 | 1 | 1 | 1 | 1 | CinEgsd312 | CinE | gsd | 312 | 59.0873 | 59.0873 | [30 empty] | 0.78074 | 0 | 0.15021
312 | HVAC | Controls | Institutional | New | Facility Commissioning_SH | 0 | 0.22608 |  | 1175.09 | 0 | 0.22608 | 1175.09 | 10 |  | 4020.7779 | 4020.7779 | Per End Use Consumption | GSD | 1 | 1 | 1 | 1 | 1 | 1 | 1 | 1 | 1 | 1 | 1 | 1 | CinNgsd312 | CinN | gsd | 312 | 59.0873 | 59.0873 | [30 empty] | 0.0056472 | 0 | 0.0010865
312 | HVAC | Controls | Lodging/Hospitality | Existing | Facility Commissioning_SH | 0 | 2.426 |  | 3683.03 | 0 | 2.426 | 3683.03 | 10 |  | 4977.8461 | 4977.8461 | Per End Use Consumption | GSD | 1 | 1 | 1 | 1 | 1 | 1 | 1 | 1 | 1 | 1 | 1 | 1 | CloEgsd312 | CloE | gsd | 312 | 185.1945 | 185.1945 | [30 empty] | 0.0056052 | 0 | 0.0036922
312 | HVAC | Controls | Lodging/Hospitality | New | Facility Commissioning_SH | 0 | 2.426 |  | 3683.03 | 0 | 2.426 | 3683.03 | 10 |  | 4977.8461 | 4977.8461 | Per End Use Consumption | GSD | 1 | 1 | 1 | 1 | 1 | 1 | 1 | 1 | 1 | 1 | 1 | 1 | CloNgsd312 | CloN | gsd | 312 | 185.1945 | 185.1945 | [30 empty] | 8.1087e-05 | 0 | 5.3412e-05
312 | HVAC | Controls | Miscellaneous | Existing | Facility Commissioning_SH | 0 | 9.1183 |  | 4002.51 | 0 | 9.1183 | 4002.51 | 10 |  | 16088.1581 | 16088.1581 | Per End Use Consumption | GSD | 1 | 1 | 1 | 1 | 1 | 1 | 1 | 1 | 1 | 1 | 1 | 1 | CmiEgsd312 | CmiE | gsd | 312 | 201.259 | 201.259 | [30 empty] | 0 | 0 | 0
312 | HVAC | Controls | Miscellaneous | New | Facility Commissioning_SH | 0 | 9.1183 |  | 4002.51 | 0 | 9.1183 | 4002.51 | 10 |  | 16088.1581 | 16088.1581 | Per End Use Consumption | GSD | 1 | 1 | 1 | 1 | 1 | 1 | 1 | 1 | 1 | 1 | 1 | 1 | CmiNgsd312 | CmiN | gsd | 312 | 201.259 | 201.259 | [30 empty] | 0 | 0 | 0
312 | HVAC | Controls | Offices | Existing | Facility Commissioning_SH | 0 | 10.466 |  | 4594.06 | 0 | 10.466 | 4594.06 | 10 |  | 6596.7179 | 6596.7179 | Per End Use Consumption | GSD | 1 | 1 | 1 | 1 | 1 | 1 | 1 | 1 | 1 | 1 | 1 | 1 | CofEgsd312 | CofE | gsd | 312 | 231.004 | 231.004 | [30 empty] | 11.7171 | 0 | 26.6933
312 | HVAC | Controls | Offices | New | Facility Commissioning_SH | 0 | 10.466 |  | 4594.06 | 0 | 10.466 | 4594.06 | 10 |  | 6596.7179 | 6596.7179 | Per End Use Consumption | GSD | 1 | 1 | 1 | 1 | 1 | 1 | 1 | 1 | 1 | 1 | 1 | 1 | CofNgsd312 | CofN | gsd | 312 | 231.004 | 231.004 | [30 empty] | 0.084751 | 0 | 0.19308
312 | HVAC | Controls | Restaurants | Existing | Facility Commissioning_SH | 0 | 2.1783 |  | 2834.32 | 0 | 2.1783 | 2834.32 | 10 |  | 1625.787 | 1625.787 | Per End Use Consumption | GSD | 1 | 1 | 1 | 1 | 1 | 1 | 1 | 1 | 1 | 1 | 1 | 1 | CreEgsd312 | CreE | gsd | 312 | 142.5187 | 142.5187 | [30 empty] | 0 | 0 | 0
312 | HVAC | Controls | Restaurants | New | Facility Commissioning_SH | 0 | 2.1783 |  | 2834.32 | 0 | 2.1783 | 2834.32 | 10 |  | 1625.787 | 1625.787 | Per End Use Consumption | GSD | 1 | 1 | 1 | 1 | 1 | 1 | 1 | 1 | 1 | 1 | 1 | 1 | CreNgsd312 | CreN | gsd | 312 | 142.5187 | 142.5187 | [30 empty] | 0 | 0 | 0
312 | HVAC | Controls | Retail | Existing | Facility Commissioning_SH | 0 | 9.2708 |  | 4069.45 | 0 | 9.2708 | 4069.45 | 10 |  | 6907.5249 | 6907.5249 | Per End Use Consumption | GSD | 1 | 1 | 1 | 1 | 1 | 1 | 1 | 1 | 1 | 1 | 1 | 1 | CrtEgsd312 | CrtE | gsd | 312 | 204.625 | 204.625 | [30 empty] | 0 | 0 | 0
312 | HVAC | Controls | Retail | New | Facility Commissioning_SH | 0 | 9.2708 |  | 4069.45 | 0 | 9.2708 | 4069.45 | 10 |  | 6907.5249 | 6907.5249 | Per End Use Consumption | GSD | 1 | 1 | 1 | 1 | 1 | 1 | 1 | 1 | 1 | 1 | 1 | 1 | CrtNgsd312 | CrtN | gsd | 312 | 204.625 | 204.625 | [30 empty] | 0 | 0 | 0
312 | HVAC | Controls | Schools K-12 | Existing | Facility Commissioning_SH | 0 | 18.226 |  | 8000.34 | 0 | 18.226 | 8000.34 | 10 |  | 11248.8541 | 11248.8541 | Per End Use Consumption | GSD | 1 | 1 | 1 | 1 | 1 | 1 | 1 | 1 | 1 | 1 | 1 | 1 | CscEgsd312 | CscE | gsd | 312 | 402.2827 | 402.2827 | [30 empty] | 4.0676 | 0 | 9.2667
312 | HVAC | Controls | Schools K-12 | New | Facility Commissioning_SH | 0 | 18.226 |  | 8000.34 | 0 | 18.226 | 8000.34 | 10 |  | 11248.8541 | 11248.8541 | Per End Use Consumption | GSD | 1 | 1 | 1 | 1 | 1 | 1 | 1 | 1 | 1 | 1 | 1 | 1 | CscNgsd312 | CscN | gsd | 312 | 402.2827 | 402.2827 | [30 empty] | 0.058844 | 0 | 0.13405
312 | HVAC | Controls | Warehouse | Existing | Facility Commissioning_SH | 0 | 3.1037 |  | 1362.38 | 0 | 3.1037 | 1362.38 | 10 |  | 8927.714 | 8927.714 | Per End Use Consumption | GSD | 1 | 1 | 1 | 1 | 1 | 1 | 1 | 1 | 1 | 1 | 1 | 1 | CwaEgsd312 | CwaE | gsd | 312 | 68.5048 | 68.5048 | [30 empty] | 0.58666 | 0 | 1.3365
312 | HVAC | Controls | Warehouse | New | Facility Commissioning_SH | 0 | 3.1037 |  | 1362.38 | 0 | 3.1037 | 1362.38 | 10 |  | 8927.714 | 8927.714 | Per End Use Consumption | GSD | 1 | 1 | 1 | 1 | 1 | 1 | 1 | 1 | 1 | 1 | 1 | 1 | CwaNgsd312 | CwaN | gsd | 312 | 68.5048 | 68.5048 | [30 empty] | 0.0064707 | 0 | 0.014741
313 | HVAC | Controls | Assembly | Existing | Facility Commissioning_VT | 0.43605 | 0.31051 |  | 1546.03 | 1 | 0.7121 | 3545.5611 | 10 |  | 1732.2745 | 3972.6818 | Per End Use Consumption | GSD | 1 | 1 | 1 | 1 | 1 | 1 | 1 | 1 | 1 | 1 | 1 | 1 | CasEgsd313 | CasE | gsd | 313 | 77.7393 | 178.2822 | [30 empty] | 13.3855 | 3.7753 | 2.6884
313 | HVAC | Controls | Assembly | New | Facility Commissioning_VT | 0.43605 | 0.31051 |  | 1546.03 | 1 | 0.7121 | 3545.5611 | 10 |  | 1732.2745 | 3972.6818 | Per End Use Consumption | GSD | 1 | 1 | 1 | 1 | 1 | 1 | 1 | 1 | 1 | 1 | 1 | 1 | CasNgsd313 | CasN | gsd | 313 | 77.7393 | 178.2822 | [30 empty] | 0.096819 | 0.027307 | 0.019445
313 | HVAC | Controls | College and University | Existing | Facility Commissioning_VT | 0.76313 | 0.60257 |  | 5228.79 | 1 | 0.7896 | 6851.7404 | 10 |  | 15197.9254 | 19915.1697 | Per End Use Consumption | GSD | 1 | 1 | 1 | 1 | 1 | 1 | 1 | 1 | 1 | 1 | 1 | 1 | CcoEgsd313 | CcoE | gsd | 313 | 262.9203 | 344.5274 | [30 empty] | 6.5847 | 0.96103 | 0.75883
313 | HVAC | Controls | College and University | New | Facility Commissioning_VT | 0.76313 | 0.60257 |  | 5228.79 | 1 | 0.7896 | 6851.7404 | 10 |  | 15197.9254 | 19915.1697 | Per End Use Consumption | GSD | 1 | 1 | 1 | 1 | 1 | 1 | 1 | 1 | 1 | 1 | 1 | 1 | CcoNgsd313 | CcoN | gsd | 313 | 262.9203 | 344.5274 | [30 empty] | 0.095257 | 0.013903 | 0.010977
313 | HVAC | Controls | Data Center | Existing | Facility Commissioning_VT | 4.8555 | 3.8339 |  | 33268.66 | 1 | 0.7896 | 6851.7404 | 10 |  | 73113.2956 | 15057.8149 | Per End Use Consumption | GSD | 1 | 1 | 1 | 1 | 1 | 1 | 1 | 1 | 1 | 1 | 1 | 1 | CdaEgsd313 | CdaE | gsd | 313 | 1672.8547 | 344.5274 | [30 empty] | 0.42786 | 0.062446 | 0.049307
313 | HVAC | Controls | Data Center | New | Facility Commissioning_VT | 4.8555 | 3.8339 |  | 33268.66 | 1 | 0.7896 | 6851.7404 | 10 |  | 73113.2956 | 15057.8149 | Per End Use Consumption | GSD | 1 | 1 | 1 | 1 | 1 | 1 | 1 | 1 | 1 | 1 | 1 | 1 | CdaNgsd313 | CdaN | gsd | 313 | 1672.8547 | 344.5274 | [30 empty] | 0.0030948 | 0.00045168 | 0.00035664
313 | HVAC | Controls | Grocery | Existing | Facility Commissioning_VT | 0.37628 | 0.28026 |  | 1695.8 | 1 | 0.74481 | 4506.7038 | 10 |  | 1766.4585 | 4694.4836 | Per End Use Consumption | GSD | 1 | 1 | 1 | 1 | 1 | 1 | 1 | 1 | 1 | 1 | 1 | 1 | CgrEgsd313 | CgrE | gsd | 313 | 85.2703 | 226.6115 | [30 empty] | 14.8331 | 3.2913 | 2.4514
313 | HVAC | Controls | Grocery | New | Facility Commissioning_VT | 0.37628 | 0.28026 |  | 1695.8 | 1 | 0.74481 | 4506.7038 | 10 |  | 1766.4585 | 4694.4836 | Per End Use Consumption | GSD | 1 | 1 | 1 | 1 | 1 | 1 | 1 | 1 | 1 | 1 | 1 | 1 | CgrNgsd313 | CgrN | gsd | 313 | 85.2703 | 226.6115 | [30 empty] | 0.1636 | 0.036302 | 0.027038
313 | HVAC | Controls | Healthcare | Existing | Facility Commissioning_VT | 0.86578 | 0.68361 |  | 5932.09 | 1 | 0.7896 | 6851.7404 | 10 |  | 8883.7576 | 10261.0044 | Per End Use Consumption | GSD | 1 | 1 | 1 | 1 | 1 | 1 | 1 | 1 | 1 | 1 | 1 | 1 | CheEgsd313 | CheE | gsd | 313 | 298.2845 | 344.5274 | [30 empty] | 36.703 | 5.3567 | 4.2297
313 | HVAC | Controls | Healthcare | New | Facility Commissioning_VT | 0.86578 | 0.68361 |  | 5932.09 | 1 | 0.7896 | 6851.7404 | 10 |  | 8883.7576 | 10261.0044 | Per End Use Consumption | GSD | 1 | 1 | 1 | 1 | 1 | 1 | 1 | 1 | 1 | 1 | 1 | 1 | CheNgsd313 | CheN | gsd | 313 | 298.2845 | 344.5274 | [30 empty] | 0.53095 | 0.077492 | 0.061187
313 | HVAC | Controls | Hospitals | Existing | Facility Commissioning_VT | 32.7569 | 25.8647 |  | 224441.59 | 1 | 0.7896 | 6851.7404 | 10 |  | 131675.2406 | 4019.7745 | Per End Use Consumption | GSD | 1 | 1 | 1 | 1 | 1 | 1 | 1 | 1 | 1 | 1 | 1 | 1 | ChoEgsd313 | ChoE | gsd | 313 | 11285.6415 | 344.5274 | [30 empty] | 19.8961 | 2.9038 | 2.2928
313 | HVAC | Controls | Hospitals | New | Facility Commissioning_VT | 32.7569 | 25.8647 |  | 224441.59 | 1 | 0.7896 | 6851.7404 | 10 |  | 131675.2406 | 4019.7745 | Per End Use Consumption | GSD | 1 | 1 | 1 | 1 | 1 | 1 | 1 | 1 | 1 | 1 | 1 | 1 | ChoNgsd313 | ChoN | gsd | 313 | 11285.6415 | 344.5274 | [30 empty] | 0.14391 | 0.021004 | 0.016584
313 | HVAC | Controls | Institutional | Existing | Facility Commissioning_VT | 0.1715 | 0.13542 |  | 1175.09 | 1 | 0.7896 | 6851.7404 | 10 |  | 4020.7779 | 23444.4397 | Per End Use Consumption | GSD | 1 | 1 | 1 | 1 | 1 | 1 | 1 | 1 | 1 | 1 | 1 | 1 | CinEgsd313 | CinE | gsd | 313 | 59.0873 | 344.5274 | [30 empty] | 5.254 | 0.76681 | 0.60547
313 | HVAC | Controls | Institutional | New | Facility Commissioning_VT | 0.1715 | 0.13542 |  | 1175.09 | 1 | 0.7896 | 6851.7404 | 10 |  | 4020.7779 | 23444.4397 | Per End Use Consumption | GSD | 1 | 1 | 1 | 1 | 1 | 1 | 1 | 1 | 1 | 1 | 1 | 1 | CinNgsd313 | CinN | gsd | 313 | 59.0873 | 344.5274 | [30 empty] | 0.038003 | 0.0055464 | 0.0043794
313 | HVAC | Controls | Lodging/Hospitality | Existing | Facility Commissioning_VT | 3.5861 | 1.4722 |  | 19804.99 | 1 | 0.41054 | 5522.7016 | 10 |  | 26767.6866 | 7464.2777 | Per End Use Consumption | GSD | 1 | 1 | 1 | 1 | 1 | 1 | 1 | 1 | 1 | 1 | 1 | 1 | CloEgsd313 | CloE | gsd | 313 | 995.8583 | 277.6991 | [30 empty] | 38.1809 | 6.9135 | 2.8382
313 | HVAC | Controls | Lodging/Hospitality | New | Facility Commissioning_VT | 3.5861 | 1.4722 |  | 19804.99 | 1 | 0.41054 | 5522.7016 | 10 |  | 26767.6866 | 7464.2777 | Per End Use Consumption | GSD | 1 | 1 | 1 | 1 | 1 | 1 | 1 | 1 | 1 | 1 | 1 | 1 | CloNgsd313 | CloN | gsd | 313 | 995.8583 | 277.6991 | [30 empty] | 0.55234 | 0.10001 | 0.041059
313 | HVAC | Controls | Miscellaneous | Existing | Facility Commissioning_VT | 0.96107 | 0.68438 |  | 3407.54 | 1 | 0.7121 | 3545.5611 | 10 |  | 13696.6659 | 14251.4442 | Per End Use Consumption | GSD | 1 | 1 | 1 | 1 | 1 | 1 | 1 | 1 | 1 | 1 | 1 | 1 | CmiEgsd313 | CmiE | gsd | 313 | 171.342 | 178.2822 | [30 empty] | 22.9809 | 6.4816 | 4.6155
313 | HVAC | Controls | Miscellaneous | New | Facility Commissioning_VT | 0.96107 | 0.68438 |  | 3407.54 | 1 | 0.7121 | 3545.5611 | 10 |  | 13696.6659 | 14251.4442 | Per End Use Consumption | GSD | 1 | 1 | 1 | 1 | 1 | 1 | 1 | 1 | 1 | 1 | 1 | 1 | CmiNgsd313 | CmiN | gsd | 313 | 171.342 | 178.2822 | [30 empty] | 0.25347 | 0.07149 | 0.050908
313 | HVAC | Controls | Offices | Existing | Facility Commissioning_VT | 2.1755 | 1.5492 |  | 7713.48 | 1 | 0.7121 | 3545.5611 | 10 |  | 11075.9658 | 5091.1539 | Per End Use Consumption | GSD | 1 | 1 | 1 | 1 | 1 | 1 | 1 | 1 | 1 | 1 | 1 | 1 | CofEgsd313 | CofE | gsd | 313 | 387.8585 | 178.2822 | [30 empty] | 251.2066 | 70.851 | 50.4528
313 | HVAC | Controls | Offices | New | Facility Commissioning_VT | 2.1755 | 1.5492 |  | 7713.48 | 1 | 0.7121 | 3545.5611 | 10 |  | 11075.9658 | 5091.1539 | Per End Use Consumption | GSD | 1 | 1 | 1 | 1 | 1 | 1 | 1 | 1 | 1 | 1 | 1 | 1 | CofNgsd313 | CofN | gsd | 313 | 387.8585 | 178.2822 | [30 empty] | 1.817 | 0.51247 | 0.36493
313 | HVAC | Controls | Restaurants | Existing | Facility Commissioning_VT | 0.98854 | 0.73628 |  | 4455.07 | 1 | 0.74481 | 4506.7038 | 10 |  | 2555.4612 | 2585.0788 | Per End Use Consumption | GSD | 1 | 1 | 1 | 1 | 1 | 1 | 1 | 1 | 1 | 1 | 1 | 1 | CreEgsd313 | CreE | gsd | 313 | 224.0152 | 226.6115 | [30 empty] | 30.4703 | 6.7611 | 5.0358
313 | HVAC | Controls | Restaurants | New | Facility Commissioning_VT | 0.98854 | 0.73628 |  | 4455.07 | 1 | 0.74481 | 4506.7038 | 10 |  | 2555.4612 | 2585.0788 | Per End Use Consumption | GSD | 1 | 1 | 1 | 1 | 1 | 1 | 1 | 1 | 1 | 1 | 1 | 1 | CreNgsd313 | CreN | gsd | 313 | 224.0152 | 226.6115 | [30 empty] | 0.44079 | 0.097808 | 0.072849
313 | HVAC | Controls | Retail | Existing | Facility Commissioning_VT | 2.3271 | 1.6571 |  | 8250.9 | 1 | 0.7121 | 3545.5611 | 10 |  | 14005.1596 | 6018.2707 | Per End Use Consumption | GSD | 1 | 1 | 1 | 1 | 1 | 1 | 1 | 1 | 1 | 1 | 1 | 1 | CrtEgsd313 | CrtE | gsd | 313 | 414.8817 | 178.2822 | [30 empty] | 67.1218 | 18.9312 | 13.4809
313 | HVAC | Controls | Retail | New | Facility Commissioning_VT | 2.3271 | 1.6571 |  | 8250.9 | 1 | 0.7121 | 3545.5611 | 10 |  | 14005.1596 | 6018.2707 | Per End Use Consumption | GSD | 1 | 1 | 1 | 1 | 1 | 1 | 1 | 1 | 1 | 1 | 1 | 1 | CrtNgsd313 | CrtN | gsd | 313 | 414.8817 | 178.2822 | [30 empty] | 0.74033 | 0.2088 | 0.14869
313 | HVAC | Controls | Schools K-12 | Existing | Facility Commissioning_VT | 1.9875 | 1.4153 |  | 7046.66 | 1 | 0.7121 | 3545.5611 | 10 |  | 9907.9352 | 4985.2256 | Per End Use Consumption | GSD | 1 | 1 | 1 | 1 | 1 | 1 | 1 | 1 | 1 | 1 | 1 | 1 | CscEgsd313 | CscE | gsd | 313 | 354.3286 | 178.2822 | [30 empty] | 6.7675 | 1.9087 | 1.3592
313 | HVAC | Controls | Schools K-12 | New | Facility Commissioning_VT | 1.9875 | 1.4153 |  | 7046.66 | 1 | 0.7121 | 3545.5611 | 10 |  | 9907.9352 | 4985.2256 | Per End Use Consumption | GSD | 1 | 1 | 1 | 1 | 1 | 1 | 1 | 1 | 1 | 1 | 1 | 1 | CscNgsd313 | CscN | gsd | 313 | 354.3286 | 178.2822 | [30 empty] | 0.097901 | 0.027612 | 0.019663
313 | HVAC | Controls | Warehouse | Existing | Facility Commissioning_VT | 0.21447 | 0.15272 |  | 760.4 | 1 | 0.7121 | 3545.5611 | 10 |  | 4982.9223 | 23234.1606 | Per End Use Consumption | GSD | 1 | 1 | 1 | 1 | 1 | 1 | 1 | 1 | 1 | 1 | 1 | 1 | CwaEgsd313 | CwaE | gsd | 313 | 38.2353 | 178.2822 | [30 empty] | 1.8711 | 0.52773 | 0.3758
313 | HVAC | Controls | Warehouse | New | Facility Commissioning_VT | 0.21447 | 0.15272 |  | 760.4 | 1 | 0.7121 | 3545.5611 | 10 |  | 4982.9223 | 23234.1606 | Per End Use Consumption | GSD | 1 | 1 | 1 | 1 | 1 | 1 | 1 | 1 | 1 | 1 | 1 | 1 | CwaNgsd313 | CwaN | gsd | 313 | 38.2353 | 178.2822 | [30 empty] | 0.020638 | 0.0058207 | 0.0041449
314 | HVAC | Controls | Assembly | Existing | Facility Energy Management System_SC | 6.2367 | 0 |  | 18725.38 | 1 | 0 | 3002.444 | 15 |  | 14876.8115 | 2385.3611 | Per End Use | GSD | 1 | 1 | 1 | 1 | 1 | 1 | 1 | 1 | 1 | 1 | 1 | 1 | CasEgsd314 | CasE | gsd | 314 | 941.572 | 150.9725 | [30 empty] | 0.29424 | 0.098002 | 0
314 | HVAC | Controls | Assembly | New | Facility Energy Management System_SC | 6.2367 | 0 |  | 18725.38 | 1 | 0 | 3002.444 | 15 |  | 14876.8115 | 2385.3611 | Per End Use | GSD | 1 | 1 | 1 | 1 | 1 | 1 | 1 | 1 | 1 | 1 | 1 | 1 | CasNgsd314 | CasN | gsd | 314 | 941.572 | 150.9725 | [30 empty] | 0.001376 | 0.0004583 | 0
314 | HVAC | Controls | College and University | Existing | Facility Energy Management System_SC | 1.5279 | 0 |  | 7535.89 | 1 | 0 | 4932.1338 | 15 |  | 15530.9607 | 10164.795 | Per End Use | GSD | 1 | 1 | 1 | 1 | 1 | 1 | 1 | 1 | 1 | 1 | 1 | 1 | CcoEgsd314 | CcoE | gsd | 314 | 378.9287 | 248.0035 | [30 empty] | 0.0035377 | 0.00071728 | 0
314 | HVAC | Controls | College and University | New | Facility Energy Management System_SC | 1.5279 | 0 |  | 7535.89 | 1 | 0 | 4932.1338 | 15 |  | 15530.9607 | 10164.795 | Per End Use | GSD | 1 | 1 | 1 | 1 | 1 | 1 | 1 | 1 | 1 | 1 | 1 | 1 | CcoNgsd314 | CcoN | gsd | 314 | 378.9287 | 248.0035 | [30 empty] | 0.00011725 | 2.3772e-05 | 0
314 | HVAC | Controls | Data Center | Existing | Facility Energy Management System_SC | 7.4995 | 0 |  | 36988.4 | 1 | 0 | 4932.1338 | 15 |  | 57637.7477 | 7685.574 | Per End Use | GSD | 1 | 1 | 1 | 1 | 1 | 1 | 1 | 1 | 1 | 1 | 1 | 1 | CdaEgsd314 | CdaE | gsd | 314 | 1859.8951 | 248.0035 | [30 empty] | 0.002116 | 0.00042902 | 0
314 | HVAC | Controls | Data Center | New | Facility Energy Management System_SC | 7.4995 | 0 |  | 36988.4 | 1 | 0 | 4932.1338 | 15 |  | 57637.7477 | 7685.574 | Per End Use | GSD | 1 | 1 | 1 | 1 | 1 | 1 | 1 | 1 | 1 | 1 | 1 | 1 | CdaNgsd314 | CdaN | gsd | 314 | 1859.8951 | 248.0035 | [30 empty] | 8.3163e-06 | 1.6862e-06 | 0
314 | HVAC | Controls | Grocery | Existing | Facility Energy Management System_SC | 0.43158 | 0 |  | 1521.9 | 1 | 0 | 3526.3542 | 15 |  | 1124.0754 | 2604.5654 | Per End Use | GSD | 1 | 1 | 1 | 1 | 1 | 1 | 1 | 1 | 1 | 1 | 1 | 1 | CgrEgsd314 | CgrE | gsd | 314 | 76.526 | 177.3164 | [30 empty] | 0.11713 | 0.033216 | 0
314 | HVAC | Controls | Grocery | New | Facility Energy Management System_SC | 0.43158 | 0 |  | 1521.9 | 1 | 0 | 3526.3542 | 15 |  | 1124.0754 | 2604.5654 | Per End Use | GSD | 1 | 1 | 1 | 1 | 1 | 1 | 1 | 1 | 1 | 1 | 1 | 1 | CgrNgsd314 | CgrN | gsd | 314 | 76.526 | 177.3164 | [30 empty] | 0.0003973 | 0.00011266 | 0
314 | HVAC | Controls | Healthcare | Existing | Facility Energy Management System_SC | 0.6406 | 0 |  | 3159.53 | 1 | 0 | 4932.1338 | 15 |  | 3354.9926 | 5237.2577 | Per End Use | GSD | 1 | 1 | 1 | 1 | 1 | 1 | 1 | 1 | 1 | 1 | 1 | 1 | CheEgsd314 | CheE | gsd | 314 | 158.8713 | 248.0035 | [30 empty] | 0 | 0 | 0
314 | HVAC | Controls | Healthcare | New | Facility Energy Management System_SC | 0.6406 | 0 |  | 3159.53 | 1 | 0 | 4932.1338 | 15 |  | 3354.9926 | 5237.2577 | Per End Use | GSD | 1 | 1 | 1 | 1 | 1 | 1 | 1 | 1 | 1 | 1 | 1 | 1 | CheNgsd314 | CheN | gsd | 314 | 158.8713 | 248.0035 | [30 empty] | 0 | 0 | 0
314 | HVAC | Controls | Hospitals | Existing | Facility Energy Management System_SC | 56.3664 | 0 |  | 278006.65 | 1 | 0 | 4932.1338 | 15 |  | 115647.5492 | 2051.7106 | Per End Use | GSD | 1 | 1 | 1 | 1 | 1 | 1 | 1 | 1 | 1 | 1 | 1 | 1 | ChoEgsd314 | ChoE | gsd | 314 | 13979.0642 | 248.0035 | [30 empty] | 0 | 0 | 0
314 | HVAC | Controls | Hospitals | New | Facility Energy Management System_SC | 56.3664 | 0 |  | 278006.65 | 1 | 0 | 4932.1338 | 15 |  | 115647.5492 | 2051.7106 | Per End Use | GSD | 1 | 1 | 1 | 1 | 1 | 1 | 1 | 1 | 1 | 1 | 1 | 1 | ChoNgsd314 | ChoN | gsd | 314 | 13979.0642 | 248.0035 | [30 empty] | 0 | 0 | 0
314 | HVAC | Controls | Institutional | Existing | Facility Energy Management System_SC | 0.74959 | 0 |  | 3697.06 | 1 | 0 | 4932.1338 | 15 |  | 8969.6482 | 11966.1313 | Per End Use | GSD | 1 | 1 | 1 | 1 | 1 | 1 | 1 | 1 | 1 | 1 | 1 | 1 | CinEgsd314 | CinE | gsd | 314 | 185.9 | 248.0035 | [30 empty] | 0.17848 | 0.036188 | 0
314 | HVAC | Controls | Institutional | New | Facility Energy Management System_SC | 0.74959 | 0 |  | 3697.06 | 1 | 0 | 4932.1338 | 15 |  | 8969.6482 | 11966.1313 | Per End Use | GSD | 1 | 1 | 1 | 1 | 1 | 1 | 1 | 1 | 1 | 1 | 1 | 1 | CinNgsd314 | CinN | gsd | 314 | 185.9 | 248.0035 | [30 empty] | 0.00038911 | 7.8893e-05 | 0
314 | HVAC | Controls | Lodging/Hospitality | Existing | Facility Energy Management System_SC | 5.7641 | 0 |  | 30098.38 | 1 | 0 | 5221.6594 | 15 |  | 28844.2808 | 5004.0903 | Per End Use | GSD | 1 | 1 | 1 | 1 | 1 | 1 | 1 | 1 | 1 | 1 | 1 | 1 | CloEgsd314 | CloE | gsd | 314 | 1513.4429 | 262.5618 | [30 empty] | 0.02609 | 0.0049966 | 0
314 | HVAC | Controls | Lodging/Hospitality | New | Facility Energy Management System_SC | 5.7641 | 0 |  | 30098.38 | 1 | 0 | 5221.6594 | 15 |  | 28844.2808 | 5004.0903 | Per End Use | GSD | 1 | 1 | 1 | 1 | 1 | 1 | 1 | 1 | 1 | 1 | 1 | 1 | CloNgsd314 | CloN | gsd | 314 | 1513.4429 | 262.5618 | [30 empty] | 0.00085742 | 0.0001642 | 0
314 | HVAC | Controls | Miscellaneous | Existing | Facility Energy Management System_SC | 2.2293 | 0 |  | 6693.39 | 1 | 0 | 3002.444 | 15 |  | 19076.5867 | 8557.1561 | Per End Use | GSD | 1 | 1 | 1 | 1 | 1 | 1 | 1 | 1 | 1 | 1 | 1 | 1 | CmiEgsd314 | CmiE | gsd | 314 | 336.5651 | 150.9725 | [30 empty] | 0 | 0 | 0
314 | HVAC | Controls | Miscellaneous | New | Facility Energy Management System_SC | 2.2293 | 0 |  | 6693.39 | 1 | 0 | 3002.444 | 15 |  | 19076.5867 | 8557.1561 | Per End Use | GSD | 1 | 1 | 1 | 1 | 1 | 1 | 1 | 1 | 1 | 1 | 1 | 1 | CmiNgsd314 | CmiN | gsd | 314 | 336.5651 | 150.9725 | [30 empty] | 0 | 0 | 0
314 | HVAC | Controls | Offices | Existing | Facility Energy Management System_SC | 2.8247 | 0 |  | 8480.93 | 1 | 0 | 3002.444 | 15 |  | 8634.8591 | 3056.9384 | Per End Use | GSD | 1 | 1 | 1 | 1 | 1 | 1 | 1 | 1 | 1 | 1 | 1 | 1 | CofEgsd314 | CofE | gsd | 314 | 426.4483 | 150.9725 | [30 empty] | 0.87361 | 0.29097 | 0
314 | HVAC | Controls | Offices | New | Facility Energy Management System_SC | 2.8247 | 0 |  | 8480.93 | 1 | 0 | 3002.444 | 15 |  | 8634.8591 | 3056.9384 | Per End Use | GSD | 1 | 1 | 1 | 1 | 1 | 1 | 1 | 1 | 1 | 1 | 1 | 1 | CofNgsd314 | CofN | gsd | 314 | 426.4483 | 150.9725 | [30 empty] | 0.0034005 | 0.0011326 | 0
314 | HVAC | Controls | Restaurants | Existing | Facility Energy Management System_SC | 2.0632 | 0 |  | 7275.42 | 1 | 0 | 3526.3542 | 15 |  | 2959.0557 | 1434.2373 | Per End Use | GSD | 1 | 1 | 1 | 1 | 1 | 1 | 1 | 1 | 1 | 1 | 1 | 1 | CreEgsd314 | CreE | gsd | 314 | 365.8314 | 177.3164 | [30 empty] | 0.013666 | 0.0038755 | 0
314 | HVAC | Controls | Restaurants | New | Facility Energy Management System_SC | 2.0632 | 0 |  | 7275.42 | 1 | 0 | 3526.3542 | 15 |  | 2959.0557 | 1434.2373 | Per End Use | GSD | 1 | 1 | 1 | 1 | 1 | 1 | 1 | 1 | 1 | 1 | 1 | 1 | CreNgsd314 | CreN | gsd | 314 | 365.8314 | 177.3164 | [30 empty] | 0.00063846 | 0.00018106 | 0
314 | HVAC | Controls | Retail | Existing | Facility Energy Management System_SC | 3.5789 | 0 |  | 10745.31 | 1 | 0 | 3002.444 | 15 |  | 12932.6058 | 3613.616 | Per End Use | GSD | 1 | 1 | 1 | 1 | 1 | 1 | 1 | 1 | 1 | 1 | 1 | 1 | CrtEgsd314 | CrtE | gsd | 314 | 540.3086 | 150.9725 | [30 empty] | 0.40104 | 0.13357 | 0
314 | HVAC | Controls | Retail | New | Facility Energy Management System_SC | 3.5789 | 0 |  | 10745.31 | 1 | 0 | 3002.444 | 15 |  | 12932.6058 | 3613.616 | Per End Use | GSD | 1 | 1 | 1 | 1 | 1 | 1 | 1 | 1 | 1 | 1 | 1 | 1 | CrtNgsd314 | CrtN | gsd | 314 | 540.3086 | 150.9725 | [30 empty] | 0.0022895 | 0.00076255 | 0
314 | HVAC | Controls | Schools K-12 | Existing | Facility Energy Management System_SC | 8.0236 | 0 |  | 24090.44 | 1 | 0 | 3002.444 | 15 |  | 24017.3431 | 2993.3338 | Per End Use | GSD | 1 | 1 | 1 | 1 | 1 | 1 | 1 | 1 | 1 | 1 | 1 | 1 | CscEgsd314 | CscE | gsd | 314 | 1211.3444 | 150.9725 | [30 empty] | 0.010921 | 0.0036373 | 0
314 | HVAC | Controls | Schools K-12 | New | Facility Energy Management System_SC | 8.0236 | 0 |  | 24090.44 | 1 | 0 | 3002.444 | 15 |  | 24017.3431 | 2993.3338 | Per End Use | GSD | 1 | 1 | 1 | 1 | 1 | 1 | 1 | 1 | 1 | 1 | 1 | 1 | CscNgsd314 | CscN | gsd | 314 | 1211.3444 | 150.9725 | [30 empty] | 0.00035889 | 0.00011953 | 0
314 | HVAC | Controls | Warehouse | Existing | Facility Energy Management System_SC | 0.96951 | 0 |  | 2910.89 | 1 | 0 | 3002.444 | 15 |  | 13525.3613 | 13950.7641 | Per End Use | GSD | 1 | 1 | 1 | 1 | 1 | 1 | 1 | 1 | 1 | 1 | 1 | 1 | CwaEgsd314 | CwaE | gsd | 314 | 146.3689 | 150.9725 | [30 empty] | 0.0020398 | 0.00067938 | 0
314 | HVAC | Controls | Warehouse | New | Facility Energy Management System_SC | 0.96951 | 0 |  | 2910.89 | 1 | 0 | 3002.444 | 15 |  | 13525.3613 | 13950.7641 | Per End Use | GSD | 1 | 1 | 1 | 1 | 1 | 1 | 1 | 1 | 1 | 1 | 1 | 1 | CwaNgsd314 | CwaN | gsd | 314 | 146.3689 | 150.9725 | [30 empty] | 1.1539e-05 | 3.8431e-06 | 0
315 | HVAC | Controls | Assembly | Existing | Facility Energy Management System_SH | 0 | 5.4323 |  | 2384.51 | 0 | 5.4323 | 2384.51 | 15 |  | 1894.4292 | 1894.4292 | Per End Use | GSD | 1 | 1 | 1 | 1 | 1 | 1 | 1 | 1 | 1 | 1 | 1 | 1 | CasEgsd315 | CasE | gsd | 315 | 119.9008 | 119.9008 | [30 empty] | 1.813 | 0 | 4.1304
315 | HVAC | Controls | Assembly | New | Facility Energy Management System_SH | 0 | 5.4323 |  | 2384.51 | 0 | 5.4323 | 2384.51 | 15 |  | 1894.4292 | 1894.4292 | Per End Use | GSD | 1 | 1 | 1 | 1 | 1 | 1 | 1 | 1 | 1 | 1 | 1 | 1 | CasNgsd315 | CasN | gsd | 315 | 119.9008 | 119.9008 | [30 empty] | 0.0093328 | 0 | 0.021261
315 | HVAC | Controls | College and University | Existing | Facility Energy Management System_SH | 0 | 0.22522 |  | 1170.62 | 0 | 0.22522 | 1170.62 | 15 |  | 2412.5688 | 2412.5688 | Per End Use | GSD | 1 | 1 | 1 | 1 | 1 | 1 | 1 | 1 | 1 | 1 | 1 | 1 | CcoEgsd315 | CcoE | gsd | 315 | 58.8625 | 58.8625 | [30 empty] | 0.0020135 | 0 | 0.00038738
315 | HVAC | Controls | College and University | New | Facility Energy Management System_SH | 0 | 0.22522 |  | 1170.62 | 0 | 0.22522 | 1170.62 | 15 |  | 2412.5688 | 2412.5688 | Per End Use | GSD | 1 | 1 | 1 | 1 | 1 | 1 | 1 | 1 | 1 | 1 | 1 | 1 | CcoNgsd315 | CcoN | gsd | 315 | 58.8625 | 58.8625 | [30 empty] | 7.7683e-05 | 0 | 1.4945e-05
315 | HVAC | Controls | Data Center | Existing | Facility Energy Management System_SH | 0 | 1.7187 |  | 8933.64 | 0 | 1.7187 | 8933.64 | 15 |  | 13920.983 | 13920.983 | Per End Use | GSD | 1 | 1 | 1 | 1 | 1 | 1 | 1 | 1 | 1 | 1 | 1 | 1 | CdaEgsd315 | CdaE | gsd | 315 | 449.212 | 449.212 | [30 empty] | 0.0013894 | 0 | 0.0002673
315 | HVAC | Controls | Data Center | New | Facility Energy Management System_SH | 0 | 1.7187 |  | 8933.64 | 0 | 1.7187 | 8933.64 | 15 |  | 13920.983 | 13920.983 | Per End Use | GSD | 1 | 1 | 1 | 1 | 1 | 1 | 1 | 1 | 1 | 1 | 1 | 1 | CdaNgsd315 | CdaN | gsd | 315 | 449.212 | 449.212 | [30 empty] | 5.964e-06 | 0 | 1.1474e-06
315 | HVAC | Controls | Grocery | Existing | Facility Energy Management System_SH | 0 | 0.79512 |  | 1034.58 | 0 | 0.79512 | 1034.58 | 15 |  | 764.1408 | 764.1408 | Per End Use | GSD | 1 | 1 | 1 | 1 | 1 | 1 | 1 | 1 | 1 | 1 | 1 | 1 | CgrEgsd315 | CgrE | gsd | 315 | 52.022 | 52.022 | [30 empty] | 0.37088 | 0 | 0.28503
315 | HVAC | Controls | Grocery | New | Facility Energy Management System_SH | 0 | 0.79512 |  | 1034.58 | 0 | 0.79512 | 1034.58 | 15 |  | 764.1408 | 764.1408 | Per End Use | GSD | 1 | 1 | 1 | 1 | 1 | 1 | 1 | 1 | 1 | 1 | 1 | 1 | CgrNgsd315 | CgrN | gsd | 315 | 52.022 | 52.022 | [30 empty] | 0.0014313 | 0 | 0.0011
315 | HVAC | Controls | Healthcare | Existing | Facility Energy Management System_SH | 0 | 0.30806 |  | 1601.21 | 0 | 0.30806 | 1601.21 | 15 |  | 1700.268 | 1700.268 | Per End Use | GSD | 1 | 1 | 1 | 1 | 1 | 1 | 1 | 1 | 1 | 1 | 1 | 1 | CheEgsd315 | CheE | gsd | 315 | 80.514 | 80.514 | [30 empty] | 0.030409 | 0 | 0.0058505
315 | HVAC | Controls | Healthcare | New | Facility Energy Management System_SH | 0 | 0.30806 |  | 1601.21 | 0 | 0.30806 | 1601.21 | 15 |  | 1700.268 | 1700.268 | Per End Use | GSD | 1 | 1 | 1 | 1 | 1 | 1 | 1 | 1 | 1 | 1 | 1 | 1 | CheNgsd315 | CheN | gsd | 315 | 80.514 | 80.514 | [30 empty] | 0.0016666 | 0 | 0.00032065
315 | HVAC | Controls | Hospitals | Existing | Facility Energy Management System_SH | 0 | 6.3116 |  | 32806.48 | 0 | 6.3116 | 32806.48 | 15 |  | 13647.116 | 13647.116 | Per End Use | GSD | 1 | 1 | 1 | 1 | 1 | 1 | 1 | 1 | 1 | 1 | 1 | 1 | ChoEgsd315 | ChoE | gsd | 315 | 1649.6148 | 1649.6148 | [30 empty] | 0.10821 | 0 | 0.020819
315 | HVAC | Controls | Hospitals | New | Facility Energy Management System_SH | 0 | 6.3116 |  | 32806.48 | 0 | 6.3116 | 32806.48 | 15 |  | 13647.116 | 13647.116 | Per End Use | GSD | 1 | 1 | 1 | 1 | 1 | 1 | 1 | 1 | 1 | 1 | 1 | 1 | ChoNgsd315 | ChoN | gsd | 315 | 1649.6148 | 1649.6148 | [30 empty] | 0.00055647 | 0 | 0.00010706
315 | HVAC | Controls | Institutional | Existing | Facility Energy Management System_SH | 0 | 0.21195 |  | 1101.65 | 0 | 0.21195 | 1101.65 | 15 |  | 2672.7759 | 2672.7759 | Per End Use | GSD | 1 | 1 | 1 | 1 | 1 | 1 | 1 | 1 | 1 | 1 | 1 | 1 | CinEgsd315 | CinE | gsd | 315 | 55.3945 | 55.3945 | [30 empty] | 0.19228 | 0 | 0.036992
315 | HVAC | Controls | Institutional | New | Facility Energy Management System_SH | 0 | 0.21195 |  | 1101.65 | 0 | 0.21195 | 1101.65 | 15 |  | 2672.7759 | 2672.7759 | Per End Use | GSD | 1 | 1 | 1 | 1 | 1 | 1 | 1 | 1 | 1 | 1 | 1 | 1 | CinNgsd315 | CinN | gsd | 315 | 55.3945 | 55.3945 | [30 empty] | 0.00046143 | 0 | 8.8774e-05
315 | HVAC | Controls | Lodging/Hospitality | Existing | Facility Energy Management System_SH | 0 | 2.2744 |  | 3452.84 | 0 | 2.2744 | 3452.84 | 15 |  | 3308.9717 | 3308.9717 | Per End Use | GSD | 1 | 1 | 1 | 1 | 1 | 1 | 1 | 1 | 1 | 1 | 1 | 1 | CloEgsd315 | CloE | gsd | 315 | 173.6198 | 173.6198 | [30 empty] | 0.026192 | 0 | 0.017253
315 | HVAC | Controls | Lodging/Hospitality | New | Facility Energy Management System_SH | 0 | 2.2744 |  | 3452.84 | 0 | 2.2744 | 3452.84 | 15 |  | 3308.9717 | 3308.9717 | Per End Use | GSD | 1 | 1 | 1 | 1 | 1 | 1 | 1 | 1 | 1 | 1 | 1 | 1 | CloNgsd315 | CloN | gsd | 315 | 173.6198 | 173.6198 | [30 empty] | 0.0010101 | 0 | 0.00066539
315 | HVAC | Controls | Miscellaneous | Existing | Facility Energy Management System_SH | 0 | 8.5484 |  | 3752.35 | 0 | 8.5484 | 3752.35 | 15 |  | 10694.4359 | 10694.4359 | Per End Use | GSD | 1 | 1 | 1 | 1 | 1 | 1 | 1 | 1 | 1 | 1 | 1 | 1 | CmiEgsd315 | CmiE | gsd | 315 | 188.6802 | 188.6802 | [30 empty] | 1.1988 | 0 | 2.7311
315 | HVAC | Controls | Miscellaneous | New | Facility Energy Management System_SH | 0 | 8.5484 |  | 3752.35 | 0 | 8.5484 | 3752.35 | 15 |  | 10694.4359 | 10694.4359 | Per End Use | GSD | 1 | 1 | 1 | 1 | 1 | 1 | 1 | 1 | 1 | 1 | 1 | 1 | CmiNgsd315 | CmiN | gsd | 315 | 188.6802 | 188.6802 | [30 empty] | 0.0077564 | 0 | 0.01767
315 | HVAC | Controls | Offices | Existing | Facility Energy Management System_SH | 0 | 9.8118 |  | 4306.93 | 0 | 9.8118 | 4306.93 | 15 |  | 4385.1009 | 4385.1009 | Per End Use | GSD | 1 | 1 | 1 | 1 | 1 | 1 | 1 | 1 | 1 | 1 | 1 | 1 | CofEgsd315 | CofE | gsd | 315 | 216.5662 | 216.5662 | [30 empty] | 2.2775 | 0 | 5.1884
315 | HVAC | Controls | Offices | New | Facility Energy Management System_SH | 0 | 9.8118 |  | 4306.93 | 0 | 9.8118 | 4306.93 | 15 |  | 4385.1009 | 4385.1009 | Per End Use | GSD | 1 | 1 | 1 | 1 | 1 | 1 | 1 | 1 | 1 | 1 | 1 | 1 | CofNgsd315 | CofN | gsd | 315 | 216.5662 | 216.5662 | [30 empty] | 0.0097596 | 0 | 0.022234
315 | HVAC | Controls | Restaurants | Existing | Facility Energy Management System_SH | 0 | 2.0421 |  | 2657.18 | 0 | 2.0421 | 2657.18 | 15 |  | 1080.7271 | 1080.7271 | Per End Use | GSD | 1 | 1 | 1 | 1 | 1 | 1 | 1 | 1 | 1 | 1 | 1 | 1 | CreEgsd315 | CreE | gsd | 315 | 133.6115 | 133.6115 | [30 empty] | 0.092255 | 0 | 0.070902
315 | HVAC | Controls | Restaurants | New | Facility Energy Management System_SH | 0 | 2.0421 |  | 2657.18 | 0 | 2.0421 | 2657.18 | 15 |  | 1080.7271 | 1080.7271 | Per End Use | GSD | 1 | 1 | 1 | 1 | 1 | 1 | 1 | 1 | 1 | 1 | 1 | 1 | CreNgsd315 | CreN | gsd | 315 | 133.6115 | 133.6115 | [30 empty] | 0.0050562 | 0 | 0.0038859
315 | HVAC | Controls | Retail | Existing | Facility Energy Management System_SH | 0 | 8.6914 |  | 3815.11 | 0 | 8.6914 | 3815.11 | 15 |  | 4591.7069 | 4591.7069 | Per End Use | GSD | 1 | 1 | 1 | 1 | 1 | 1 | 1 | 1 | 1 | 1 | 1 | 1 | CrtEgsd315 | CrtE | gsd | 315 | 191.8359 | 191.8359 | [30 empty] | 1.1874 | 0 | 2.705
315 | HVAC | Controls | Retail | New | Facility Energy Management System_SH | 0 | 8.6914 |  | 3815.11 | 0 | 8.6914 | 3815.11 | 15 |  | 4591.7069 | 4591.7069 | Per End Use | GSD | 1 | 1 | 1 | 1 | 1 | 1 | 1 | 1 | 1 | 1 | 1 | 1 | CrtNgsd315 | CrtN | gsd | 315 | 191.8359 | 191.8359 | [30 empty] | 0.0076393 | 0 | 0.017404
315 | HVAC | Controls | Schools K-12 | Existing | Facility Energy Management System_SH | 0 | 17.0869 |  | 7500.32 | 0 | 17.0869 | 7500.32 | 15 |  | 7477.562 | 7477.562 | Per End Use | GSD | 1 | 1 | 1 | 1 | 1 | 1 | 1 | 1 | 1 | 1 | 1 | 1 | CscEgsd315 | CscE | gsd | 315 | 377.1401 | 377.1401 | [30 empty] | 0.011056 | 0 | 0.025187
315 | HVAC | Controls | Schools K-12 | New | Facility Energy Management System_SH | 0 | 17.0869 |  | 7500.32 | 0 | 17.0869 | 7500.32 | 15 |  | 7477.562 | 7477.562 | Per End Use | GSD | 1 | 1 | 1 | 1 | 1 | 1 | 1 | 1 | 1 | 1 | 1 | 1 | CscNgsd315 | CscN | gsd | 315 | 377.1401 | 377.1401 | [30 empty] | 0.00042639 | 0 | 0.00097139
315 | HVAC | Controls | Warehouse | Existing | Facility Energy Management System_SH | 0 | 2.9097 |  | 1277.23 | 0 | 2.9097 | 1277.23 | 15 |  | 5934.6101 | 5934.6101 | Per End Use | GSD | 1 | 1 | 1 | 1 | 1 | 1 | 1 | 1 | 1 | 1 | 1 | 1 | CwaEgsd315 | CwaE | gsd | 315 | 64.2232 | 64.2232 | [30 empty] | 0.029993 | 0 | 0.068329
315 | HVAC | Controls | Warehouse | New | Facility Energy Management System_SH | 0 | 2.9097 |  | 1277.23 | 0 | 2.9097 | 1277.23 | 15 |  | 5934.6101 | 5934.6101 | Per End Use | GSD | 1 | 1 | 1 | 1 | 1 | 1 | 1 | 1 | 1 | 1 | 1 | 1 | CwaNgsd315 | CwaN | gsd | 315 | 64.2232 | 64.2232 | [30 empty] | 0.00019297 | 0 | 0.00043961
316 | HVAC | Controls | Assembly | Existing | Facility Energy Management System_VT | 0.16813 | 0.16813 |  | 1449.4 | 1 | 1 | 8620.6897 | 15 |  | 1151.5094 | 6848.9064 | Per End Use | GSD | 1 | 1 | 1 | 1 | 1 | 1 | 1 | 1 | 1 | 1 | 1 | 1 | CasEgsd316 | CasE | gsd | 316 | 72.8805 | 433.4759 | [30 empty] | 0.9053 | 0.10462 | 0.10502
316 | HVAC | Controls | Assembly | New | Facility Energy Management System_VT | 0.16813 | 0.16813 |  | 1449.4 | 1 | 1 | 8620.6897 | 15 |  | 1151.5094 | 6848.9064 | Per End Use | GSD | 1 | 1 | 1 | 1 | 1 | 1 | 1 | 1 | 1 | 1 | 1 | 1 | CasNgsd316 | CasN | gsd | 316 | 72.8805 | 433.4759 | [30 empty] | 0.0085059 | 0.000983 | 0.00098678
316 | HVAC | Controls | College and University | Existing | Facility Energy Management System_VT | 0.56863 | 0.56863 |  | 4901.99 | 1 | 1 | 8620.6897 | 15 |  | 10102.6705 | 17766.6595 | Per End Use | GSD | 1 | 1 | 1 | 1 | 1 | 1 | 1 | 1 | 1 | 1 | 1 | 1 | CcoEgsd316 | CcoE | gsd | 316 | 246.4877 | 433.4759 | [30 empty] | 0.059379 | 0.0068623 | 0.0068887
316 | HVAC | Controls | College and University | New | Facility Energy Management System_VT | 0.56863 | 0.56863 |  | 4901.99 | 1 | 1 | 8620.6897 | 15 |  | 10102.6705 | 17766.6595 | Per End Use | GSD | 1 | 1 | 1 | 1 | 1 | 1 | 1 | 1 | 1 | 1 | 1 | 1 | CcoNgsd316 | CcoN | gsd | 316 | 246.4877 | 433.4759 | [30 empty] | 0.0039286 | 0.00045401 | 0.00045576
316 | HVAC | Controls | Data Center | Existing | Facility Energy Management System_VT | 5.7077 | 4.0546 |  | 31189.37 | 1 | 0.71038 | 5464.4809 | 15 |  | 48601.3193 | 8515.112 | Per End Use | GSD | 1 | 1 | 1 | 1 | 1 | 1 | 1 | 1 | 1 | 1 | 1 | 1 | CdaEgsd316 | CdaE | gsd | 316 | 1568.3014 | 274.7716 | [30 empty] | 0.016205 | 0.0029653 | 0.0021016
316 | HVAC | Controls | Data Center | New | Facility Energy Management System_VT | 5.7077 | 4.0546 |  | 31189.37 | 1 | 0.71038 | 5464.4809 | 15 |  | 48601.3193 | 8515.112 | Per End Use | GSD | 1 | 1 | 1 | 1 | 1 | 1 | 1 | 1 | 1 | 1 | 1 | 1 | CdaNgsd316 | CdaN | gsd | 316 | 1568.3014 | 274.7716 | [30 empty] | 0.00012688 | 2.3217e-05 | 1.6455e-05
316 | HVAC | Controls | Grocery | Existing | Facility Energy Management System_VT | 0.27981 | 0.14944 |  | 1589.81 | 1 | 0.53409 | 5681.8182 | 15 |  | 1174.2337 | 4196.5912 | Per End Use | GSD | 1 | 1 | 1 | 1 | 1 | 1 | 1 | 1 | 1 | 1 | 1 | 1 | CgrEgsd316 | CgrE | gsd | 316 | 79.9407 | 285.7 | [30 empty] | 1.3716 | 0.2419 | 0.12924
316 | HVAC | Controls | Grocery | New | Facility Energy Management System_VT | 0.27981 | 0.14944 |  | 1589.81 | 1 | 0.53409 | 5681.8182 | 15 |  | 1174.2337 | 4196.5912 | Per End Use | GSD | 1 | 1 | 1 | 1 | 1 | 1 | 1 | 1 | 1 | 1 | 1 | 1 | CgrNgsd316 | CgrN | gsd | 316 | 79.9407 | 285.7 | [30 empty] | 0.009355 | 0.00165 | 0.00088148
316 | HVAC | Controls | Healthcare | Existing | Facility Energy Management System_VT | 0.81752 | 0.71741 |  | 5561.34 | 1 | 0.87755 | 6802.7211 | 15 |  | 5905.3893 | 7223.5678 | Per End Use | GSD | 1 | 1 | 1 | 1 | 1 | 1 | 1 | 1 | 1 | 1 | 1 | 1 | CheEgsd316 | CheE | gsd | 316 | 279.642 | 342.0626 | [30 empty] | 0.23291 | 0.034175 | 0.030156
316 | HVAC | Controls | Healthcare | New | Facility Energy Management System_VT | 0.81752 | 0.71741 |  | 5561.34 | 1 | 0.87755 | 6802.7211 | 15 |  | 5905.3893 | 7223.5678 | Per End Use | GSD | 1 | 1 | 1 | 1 | 1 | 1 | 1 | 1 | 1 | 1 | 1 | 1 | CheNgsd316 | CheN | gsd | 316 | 279.642 | 342.0626 | [30 empty] | 0.021898 | 0.003213 | 0.0028352
316 | HVAC | Controls | Hospitals | Existing | Facility Energy Management System_VT | 24.408 | 24.408 |  | 210413.99 | 1 | 1 | 8620.6897 | 15 |  | 87529.7848 | 3586.1071 | Per End Use | GSD | 1 | 1 | 1 | 1 | 1 | 1 | 1 | 1 | 1 | 1 | 1 | 1 | ChoEgsd316 | ChoE | gsd | 316 | 10580.2889 | 433.4759 | [30 empty] | 1.3456 | 0.15551 | 0.15611
316 | HVAC | Controls | Hospitals | New | Facility Energy Management System_VT | 24.408 | 24.408 |  | 210413.99 | 1 | 1 | 8620.6897 | 15 |  | 87529.7848 | 3586.1071 | Per End Use | GSD | 1 | 1 | 1 | 1 | 1 | 1 | 1 | 1 | 1 | 1 | 1 | 1 | ChoNgsd316 | ChoN | gsd | 316 | 10580.2889 | 433.4759 | [30 empty] | 0.012643 | 0.0014611 | 0.0014667
316 | HVAC | Controls | Institutional | Existing | Facility Energy Management System_VT | 0.18067 | 0.14101 |  | 1101.65 | 1 | 0.78049 | 6097.561 | 15 |  | 2672.7759 | 14793.6405 | Per End Use | GSD | 1 | 1 | 1 | 1 | 1 | 1 | 1 | 1 | 1 | 1 | 1 | 1 | CinEgsd316 | CinE | gsd | 316 | 55.3945 | 306.6049 | [30 empty] | 0.35534 | 0.058281 | 0.045432
316 | HVAC | Controls | Institutional | New | Facility Energy Management System_VT | 0.18067 | 0.14101 |  | 1101.65 | 1 | 0.78049 | 6097.561 | 15 |  | 2672.7759 | 14793.6405 | Per End Use | GSD | 1 | 1 | 1 | 1 | 1 | 1 | 1 | 1 | 1 | 1 | 1 | 1 | CinNgsd316 | CinN | gsd | 316 | 55.3945 | 306.6049 | [30 empty] | 0.001558 | 0.00025554 | 0.0001992
316 | HVAC | Controls | Lodging/Hospitality | Existing | Facility Energy Management System_VT | 2.488 | 2.0424 |  | 18567.18 | 1 | 0.8209 | 7462.6866 | 15 |  | 17793.5475 | 7151.7413 | Per End Use | GSD | 1 | 1 | 1 | 1 | 1 | 1 | 1 | 1 | 1 | 1 | 1 | 1 | CloEgsd316 | CloE | gsd | 316 | 933.6172 | 375.2478 | [30 empty] | 0.3443 | 0.046076 | 0.038015
316 | HVAC | Controls | Lodging/Hospitality | New | Facility Energy Management System_VT | 2.488 | 2.0424 |  | 18567.18 | 1 | 0.8209 | 7462.6866 | 15 |  | 17793.5475 | 7151.7413 | Per End Use | GSD | 1 | 1 | 1 | 1 | 1 | 1 | 1 | 1 | 1 | 1 | 1 | 1 | CloNgsd316 | CloN | gsd | 316 | 933.6172 | 375.2478 | [30 empty] | 0.022779 | 0.0030484 | 0.0025151
316 | HVAC | Controls | Miscellaneous | Existing | Facility Energy Management System_VT | 0.58461 | 0.41529 |  | 3194.57 | 1 | 0.71038 | 5464.4809 | 15 |  | 9104.7274 | 15574.1176 | Per End Use | GSD | 1 | 1 | 1 | 1 | 1 | 1 | 1 | 1 | 1 | 1 | 1 | 1 | CmiEgsd316 | CmiE | gsd | 316 | 160.6332 | 274.7716 | [30 empty] | 2.0285 | 0.37118 | 0.26307
316 | HVAC | Controls | Miscellaneous | New | Facility Energy Management System_VT | 0.58461 | 0.41529 |  | 3194.57 | 1 | 0.71038 | 5464.4809 | 15 |  | 9104.7274 | 15574.1176 | Per End Use | GSD | 1 | 1 | 1 | 1 | 1 | 1 | 1 | 1 | 1 | 1 | 1 | 1 | CmiNgsd316 | CmiN | gsd | 316 | 160.6332 | 274.7716 | [30 empty] | 0.02319 | 0.0042434 | 0.0030074
316 | HVAC | Controls | Offices | Existing | Facility Energy Management System_VT | 1.3233 | 0.94008 |  | 7231.39 | 1 | 0.71038 | 5464.4809 | 15 |  | 7362.6399 | 5563.6614 | Per End Use | GSD | 1 | 1 | 1 | 1 | 1 | 1 | 1 | 1 | 1 | 1 | 1 | 1 | CofEgsd316 | CofE | gsd | 316 | 363.6174 | 274.7716 | [30 empty] | 9.5143 | 1.741 | 1.2339
316 | HVAC | Controls | Offices | New | Facility Energy Management System_VT | 1.3233 | 0.94008 |  | 7231.39 | 1 | 0.71038 | 5464.4809 | 15 |  | 7362.6399 | 5563.6614 | Per End Use | GSD | 1 | 1 | 1 | 1 | 1 | 1 | 1 | 1 | 1 | 1 | 1 | 1 | CofNgsd316 | CofN | gsd | 316 | 363.6174 | 274.7716 | [30 empty] | 0.074494 | 0.013631 | 0.0096611
316 | HVAC | Controls | Restaurants | Existing | Facility Energy Management System_VT | 0.63902 | 0.48867 |  | 4176.63 | 1 | 0.76471 | 6535.9477 | 15 |  | 1698.7172 | 2658.2979 | Per End Use | GSD | 1 | 1 | 1 | 1 | 1 | 1 | 1 | 1 | 1 | 1 | 1 | 1 | CreEgsd316 | CreE | gsd | 316 | 210.0143 | 328.6484 | [30 empty] | 0.19336 | 0.029507 | 0.022637
316 | HVAC | Controls | Restaurants | New | Facility Energy Management System_VT | 0.63902 | 0.48867 |  | 4176.63 | 1 | 0.76471 | 6535.9477 | 15 |  | 1698.7172 | 2658.2979 | Per End Use | GSD | 1 | 1 | 1 | 1 | 1 | 1 | 1 | 1 | 1 | 1 | 1 | 1 | CreNgsd316 | CreN | gsd | 316 | 210.0143 | 328.6484 | [30 empty] | 0.018179 | 0.0027741 | 0.0021282
316 | HVAC | Controls | Retail | Existing | Facility Energy Management System_VT | 0.89729 | 0.89729 |  | 7735.22 | 1 | 1 | 8620.6897 | 15 |  | 9309.7873 | 10375.5016 | Per End Use | GSD | 1 | 1 | 1 | 1 | 1 | 1 | 1 | 1 | 1 | 1 | 1 | 1 | CrtEgsd316 | CrtE | gsd | 316 | 388.9516 | 433.4759 | [30 empty] | 3.7239 | 0.43036 | 0.43202
316 | HVAC | Controls | Retail | New | Facility Energy Management System_VT | 0.89729 | 0.89729 |  | 7735.22 | 1 | 1 | 8620.6897 | 15 |  | 9309.7873 | 10375.5016 | Per End Use | GSD | 1 | 1 | 1 | 1 | 1 | 1 | 1 | 1 | 1 | 1 | 1 | 1 | CrtNgsd316 | CrtN | gsd | 316 | 388.9516 | 433.4759 | [30 empty] | 0.042333 | 0.0048923 | 0.0049111
316 | HVAC | Controls | Schools K-12 | Existing | Facility Energy Management System_VT | 1.2089 | 0.85881 |  | 6606.24 | 1 | 0.71038 | 5464.4809 | 15 |  | 6586.1949 | 5447.9002 | Per End Use | GSD | 1 | 1 | 1 | 1 | 1 | 1 | 1 | 1 | 1 | 1 | 1 | 1 | CscEgsd316 | CscE | gsd | 316 | 332.1829 | 274.7716 | [30 empty] | 0.061028 | 0.011167 | 0.0079146
316 | HVAC | Controls | Schools K-12 | New | Facility Energy Management System_VT | 1.2089 | 0.85881 |  | 6606.24 | 1 | 0.71038 | 5464.4809 | 15 |  | 6586.1949 | 5447.9002 | Per End Use | GSD | 1 | 1 | 1 | 1 | 1 | 1 | 1 | 1 | 1 | 1 | 1 | 1 | CscNgsd316 | CscN | gsd | 316 | 332.1829 | 274.7716 | [30 empty] | 0.0040376 | 0.00073883 | 0.00052364
316 | HVAC | Controls | Warehouse | Existing | Facility Energy Management System_VT | 0.13046 | 0.092673 |  | 712.87 | 1 | 0.71038 | 5464.4809 | 15 |  | 3312.3286 | 25390.5431 | Per End Use | GSD | 1 | 1 | 1 | 1 | 1 | 1 | 1 | 1 | 1 | 1 | 1 | 1 | CwaEgsd316 | CwaE | gsd | 316 | 35.8454 | 274.7716 | [30 empty] | 0.10381 | 0.018995 | 0.013463
316 | HVAC | Controls | Warehouse | New | Facility Energy Management System_VT | 0.13046 | 0.092673 |  | 712.87 | 1 | 0.71038 | 5464.4809 | 15 |  | 3312.3286 | 25390.5431 | Per End Use | GSD | 1 | 1 | 1 | 1 | 1 | 1 | 1 | 1 | 1 | 1 | 1 | 1 | CwaNgsd316 | CwaN | gsd | 316 | 35.8454 | 274.7716 | [30 empty] | 0.0011801 | 0.00021594 | 0.00015304
317 | HVAC | Controls | Assembly | Existing | Hotel Card Energy Control Systems | 0.28181 | 0.36717 |  | 1007.29 | 1 | 1.3029 | 3574.3533 | 8 |  | 361 | 1281.003 | Per End Use Consumption | GSD | 1 | 1 | 1 | 1 | 1 | 1 | 1 | 1 | 1 | 1 | 1 | 1 | CasEgsd317 | CasE | gsd | 317 | 60.4374 | 214.4612 | [30 empty] | 0 | 0 | 0
317 | HVAC | Controls | Assembly | New | Hotel Card Energy Control Systems | 0.28181 | 0.36717 |  | 1007.29 | 1 | 1.3029 | 3574.3533 | 8 |  | 361 | 1281.003 | Per End Use Consumption | GSD | 1 | 1 | 1 | 1 | 1 | 1 | 1 | 1 | 1 | 1 | 1 | 1 | CasNgsd317 | CasN | gsd | 317 | 60.4374 | 214.4612 | [30 empty] | 0 | 0 | 0
317 | HVAC | Controls | College and University | Existing | Hotel Card Energy Control Systems | 0.17155 | 0.031007 |  | 1007.29 | 1 | 0.18075 | 5871.6129 | 8 |  | 361 | 2104.3118 | Per End Use Consumption | GSD | 1 | 1 | 1 | 1 | 1 | 1 | 1 | 1 | 1 | 1 | 1 | 1 | CcoEgsd317 | CcoE | gsd | 317 | 60.4374 | 352.2968 | [30 empty] | 0 | 0 | 0
317 | HVAC | Controls | College and University | New | Hotel Card Energy Control Systems | 0.17155 | 0.031007 |  | 1007.29 | 1 | 0.18075 | 5871.6129 | 8 |  | 361 | 2104.3118 | Per End Use Consumption | GSD | 1 | 1 | 1 | 1 | 1 | 1 | 1 | 1 | 1 | 1 | 1 | 1 | CcoNgsd317 | CcoN | gsd | 317 | 60.4374 | 352.2968 | [30 empty] | 0 | 0 | 0
317 | HVAC | Controls | Data Center | Existing | Hotel Card Energy Control Systems | 0.17155 | 0.031007 |  | 1007.29 | 1 | 0.18075 | 5871.6129 | 8 |  | 361 | 2104.3118 | Per End Use Consumption | GSD | 1 | 1 | 1 | 1 | 1 | 1 | 1 | 1 | 1 | 1 | 1 | 1 | CdaEgsd317 | CdaE | gsd | 317 | 60.4374 | 352.2968 | [30 empty] | 0 | 0 | 0
317 | HVAC | Controls | Data Center | New | Hotel Card Energy Control Systems | 0.17155 | 0.031007 |  | 1007.29 | 1 | 0.18075 | 5871.6129 | 8 |  | 361 | 2104.3118 | Per End Use Consumption | GSD | 1 | 1 | 1 | 1 | 1 | 1 | 1 | 1 | 1 | 1 | 1 | 1 | CdaNgsd317 | CdaN | gsd | 317 | 60.4374 | 352.2968 | [30 empty] | 0 | 0 | 0
317 | HVAC | Controls | Grocery | Existing | Hotel Card Energy Control Systems | 0.23994 | 0.12387 |  | 1007.29 | 1 | 0.51623 | 4198.0586 | 8 |  | 361 | 1504.5311 | Per End Use Consumption | GSD | 1 | 1 | 1 | 1 | 1 | 1 | 1 | 1 | 1 | 1 | 1 | 1 | CgrEgsd317 | CgrE | gsd | 317 | 60.4374 | 251.8835 | [30 empty] | 0 | 0 | 0
317 | HVAC | Controls | Grocery | New | Hotel Card Energy Control Systems | 0.23994 | 0.12387 |  | 1007.29 | 1 | 0.51623 | 4198.0586 | 8 |  | 361 | 1504.5311 | Per End Use Consumption | GSD | 1 | 1 | 1 | 1 | 1 | 1 | 1 | 1 | 1 | 1 | 1 | 1 | CgrNgsd317 | CgrN | gsd | 317 | 60.4374 | 251.8835 | [30 empty] | 0 | 0 | 0
317 | HVAC | Controls | Healthcare | Existing | Hotel Card Energy Control Systems | 0.17155 | 0.031007 |  | 1007.29 | 1 | 0.18075 | 5871.6129 | 8 |  | 361 | 2104.3118 | Per End Use Consumption | GSD | 1 | 1 | 1 | 1 | 1 | 1 | 1 | 1 | 1 | 1 | 1 | 1 | CheEgsd317 | CheE | gsd | 317 | 60.4374 | 352.2968 | [30 empty] | 0 | 0 | 0
317 | HVAC | Controls | Healthcare | New | Hotel Card Energy Control Systems | 0.17155 | 0.031007 |  | 1007.29 | 1 | 0.18075 | 5871.6129 | 8 |  | 361 | 2104.3118 | Per End Use Consumption | GSD | 1 | 1 | 1 | 1 | 1 | 1 | 1 | 1 | 1 | 1 | 1 | 1 | CheNgsd317 | CheN | gsd | 317 | 60.4374 | 352.2968 | [30 empty] | 0 | 0 | 0
317 | HVAC | Controls | Hospitals | Existing | Hotel Card Energy Control Systems | 0.17155 | 0.031007 |  | 1007.29 | 1 | 0.18075 | 5871.6129 | 8 |  | 361 | 2104.3118 | Per End Use Consumption | GSD | 1 | 1 | 1 | 1 | 1 | 1 | 1 | 1 | 1 | 1 | 1 | 1 | ChoEgsd317 | ChoE | gsd | 317 | 60.4374 | 352.2968 | [30 empty] | 0 | 0 | 0
317 | HVAC | Controls | Hospitals | New | Hotel Card Energy Control Systems | 0.17155 | 0.031007 |  | 1007.29 | 1 | 0.18075 | 5871.6129 | 8 |  | 361 | 2104.3118 | Per End Use Consumption | GSD | 1 | 1 | 1 | 1 | 1 | 1 | 1 | 1 | 1 | 1 | 1 | 1 | ChoNgsd317 | ChoN | gsd | 317 | 60.4374 | 352.2968 | [30 empty] | 0 | 0 | 0
317 | HVAC | Controls | Institutional | Existing | Hotel Card Energy Control Systems | 0.17155 | 0.031007 |  | 1007.29 | 1 | 0.18075 | 5871.6129 | 8 |  | 361 | 2104.3118 | Per End Use Consumption | GSD | 1 | 1 | 1 | 1 | 1 | 1 | 1 | 1 | 1 | 1 | 1 | 1 | CinEgsd317 | CinE | gsd | 317 | 60.4374 | 352.2968 | [30 empty] | 0 | 0 | 0
317 | HVAC | Controls | Institutional | New | Hotel Card Energy Control Systems | 0.17155 | 0.031007 |  | 1007.29 | 1 | 0.18075 | 5871.6129 | 8 |  | 361 | 2104.3118 | Per End Use Consumption | GSD | 1 | 1 | 1 | 1 | 1 | 1 | 1 | 1 | 1 | 1 | 1 | 1 | CinNgsd317 | CinN | gsd | 317 | 60.4374 | 352.2968 | [30 empty] | 0 | 0 | 0
317 | HVAC | Controls | Lodging/Hospitality | Existing | Hotel Card Energy Control Systems | 0.16204 | 0.10616 |  | 1007.29 | 1 | 0.65517 | 6216.2877 | 8 |  | 361 | 2227.8389 | Per End Use Consumption | GSD | 1 | 1 | 1 | 1 | 1 | 1 | 1 | 1 | 1 | 1 | 1 | 1 | CloEgsd317 | CloE | gsd | 317 | 60.4374 | 372.9773 | [30 empty] | 0.036983 | 0.0070826 | 0
317 | HVAC | Controls | Lodging/Hospitality | New | Hotel Card Energy Control Systems | 0.16204 | 0.10616 |  | 1007.29 | 1 | 0.65517 | 6216.2877 | 8 |  | 361 | 2227.8389 | Per End Use Consumption | GSD | 1 | 1 | 1 | 1 | 1 | 1 | 1 | 1 | 1 | 1 | 1 | 1 | CloNgsd317 | CloN | gsd | 317 | 60.4374 | 372.9773 | [30 empty] | 0.00026148 | 5.0075e-05 | 0
317 | HVAC | Controls | Miscellaneous | Existing | Hotel Card Energy Control Systems | 0.28181 | 0.36717 |  | 1007.29 | 1 | 1.3029 | 3574.3533 | 8 |  | 361 | 1281.003 | Per End Use Consumption | GSD | 1 | 1 | 1 | 1 | 1 | 1 | 1 | 1 | 1 | 1 | 1 | 1 | CmiEgsd317 | CmiE | gsd | 317 | 60.4374 | 214.4612 | [30 empty] | 0 | 0 | 0
317 | HVAC | Controls | Miscellaneous | New | Hotel Card Energy Control Systems | 0.28181 | 0.36717 |  | 1007.29 | 1 | 1.3029 | 3574.3533 | 8 |  | 361 | 1281.003 | Per End Use Consumption | GSD | 1 | 1 | 1 | 1 | 1 | 1 | 1 | 1 | 1 | 1 | 1 | 1 | CmiNgsd317 | CmiN | gsd | 317 | 60.4374 | 214.4612 | [30 empty] | 0 | 0 | 0
317 | HVAC | Controls | Offices | Existing | Hotel Card Energy Control Systems | 0.28181 | 0.36717 |  | 1007.29 | 1 | 1.3029 | 3574.3533 | 8 |  | 361 | 1281.003 | Per End Use Consumption | GSD | 1 | 1 | 1 | 1 | 1 | 1 | 1 | 1 | 1 | 1 | 1 | 1 | CofEgsd317 | CofE | gsd | 317 | 60.4374 | 214.4612 | [30 empty] | 0 | 0 | 0
317 | HVAC | Controls | Offices | New | Hotel Card Energy Control Systems | 0.28181 | 0.36717 |  | 1007.29 | 1 | 1.3029 | 3574.3533 | 8 |  | 361 | 1281.003 | Per End Use Consumption | GSD | 1 | 1 | 1 | 1 | 1 | 1 | 1 | 1 | 1 | 1 | 1 | 1 | CofNgsd317 | CofN | gsd | 317 | 60.4374 | 214.4612 | [30 empty] | 0 | 0 | 0
317 | HVAC | Controls | Restaurants | Existing | Hotel Card Energy Control Systems | 0.23994 | 0.12387 |  | 1007.29 | 1 | 0.51623 | 4198.0586 | 8 |  | 361 | 1504.5311 | Per End Use Consumption | GSD | 1 | 1 | 1 | 1 | 1 | 1 | 1 | 1 | 1 | 1 | 1 | 1 | CreEgsd317 | CreE | gsd | 317 | 60.4374 | 251.8835 | [30 empty] | 0 | 0 | 0
317 | HVAC | Controls | Restaurants | New | Hotel Card Energy Control Systems | 0.23994 | 0.12387 |  | 1007.29 | 1 | 0.51623 | 4198.0586 | 8 |  | 361 | 1504.5311 | Per End Use Consumption | GSD | 1 | 1 | 1 | 1 | 1 | 1 | 1 | 1 | 1 | 1 | 1 | 1 | CreNgsd317 | CreN | gsd | 317 | 60.4374 | 251.8835 | [30 empty] | 0 | 0 | 0
317 | HVAC | Controls | Retail | Existing | Hotel Card Energy Control Systems | 0.28181 | 0.36717 |  | 1007.29 | 1 | 1.3029 | 3574.3533 | 8 |  | 361 | 1281.003 | Per End Use Consumption | GSD | 1 | 1 | 1 | 1 | 1 | 1 | 1 | 1 | 1 | 1 | 1 | 1 | CrtEgsd317 | CrtE | gsd | 317 | 60.4374 | 214.4612 | [30 empty] | 0 | 0 | 0
317 | HVAC | Controls | Retail | New | Hotel Card Energy Control Systems | 0.28181 | 0.36717 |  | 1007.29 | 1 | 1.3029 | 3574.3533 | 8 |  | 361 | 1281.003 | Per End Use Consumption | GSD | 1 | 1 | 1 | 1 | 1 | 1 | 1 | 1 | 1 | 1 | 1 | 1 | CrtNgsd317 | CrtN | gsd | 317 | 60.4374 | 214.4612 | [30 empty] | 0 | 0 | 0
317 | HVAC | Controls | Schools K-12 | Existing | Hotel Card Energy Control Systems | 0.28181 | 0.36717 |  | 1007.29 | 1 | 1.3029 | 3574.3533 | 8 |  | 361 | 1281.003 | Per End Use Consumption | GSD | 1 | 1 | 1 | 1 | 1 | 1 | 1 | 1 | 1 | 1 | 1 | 1 | CscEgsd317 | CscE | gsd | 317 | 60.4374 | 214.4612 | [30 empty] | 0 | 0 | 0
317 | HVAC | Controls | Schools K-12 | New | Hotel Card Energy Control Systems | 0.28181 | 0.36717 |  | 1007.29 | 1 | 1.3029 | 3574.3533 | 8 |  | 361 | 1281.003 | Per End Use Consumption | GSD | 1 | 1 | 1 | 1 | 1 | 1 | 1 | 1 | 1 | 1 | 1 | 1 | CscNgsd317 | CscN | gsd | 317 | 60.4374 | 214.4612 | [30 empty] | 0 | 0 | 0
317 | HVAC | Controls | Warehouse | Existing | Hotel Card Energy Control Systems | 0.28181 | 0.36717 |  | 1007.29 | 1 | 1.3029 | 3574.3533 | 8 |  | 361 | 1281.003 | Per End Use Consumption | GSD | 1 | 1 | 1 | 1 | 1 | 1 | 1 | 1 | 1 | 1 | 1 | 1 | CwaEgsd317 | CwaE | gsd | 317 | 60.4374 | 214.4612 | [30 empty] | 0 | 0 | 0
317 | HVAC | Controls | Warehouse | New | Hotel Card Energy Control Systems | 0.28181 | 0.36717 |  | 1007.29 | 1 | 1.3029 | 3574.3533 | 8 |  | 361 | 1281.003 | Per End Use Consumption | GSD | 1 | 1 | 1 | 1 | 1 | 1 | 1 | 1 | 1 | 1 | 1 | 1 | CwaNgsd317 | CwaN | gsd | 317 | 60.4374 | 214.4612 | [30 empty] | 0 | 0 | 0
318 | HVAC | Controls | Assembly | Existing | Programmable thermostat | 0.83156 | 1.3037 |  | 3069 | 1 | 1.5678 | 3690.6424 | 11 |  | 79.84 | 96.012 | Per End Use Consumption | GSD | 1 | 1 | 1 | 1 | 1 | 1 | 1 | 1 | 1 | 1 | 1 | 1 | CasEgsd318 | CasE | gsd | 318 | 184.14 | 221.4385 | [30 empty] | 2.1991 | 0.054957 | 4.6341
318 | HVAC | Controls | Assembly | New | Programmable thermostat | 0.83156 | 1.3037 |  | 3069 | 1 | 1.5678 | 3690.6424 | 11 |  | 79.84 | 96.012 | Per End Use Consumption | GSD | 1 | 1 | 1 | 1 | 1 | 1 | 1 | 1 | 1 | 1 | 1 | 1 | CasNgsd318 | CasN | gsd | 318 | 184.14 | 221.4385 | [30 empty] | 0.013311 | 0.00024485 | 0.028649
318 | HVAC | Controls | College and University | Existing | Programmable thermostat | 0.20372 | 0.054052 |  | 1285.74 | 1 | 0.26532 | 6311.2111 | 11 |  | 304.39 | 1494.1353 | Per End Use Consumption | GSD | 1 | 1 | 1 | 1 | 1 | 1 | 1 | 1 | 1 | 1 | 1 | 1 | CcoEgsd318 | CcoE | gsd | 318 | 77.1444 | 378.6727 | [30 empty] | 0.045038 | 0.0041427 | 0.004734
318 | HVAC | Controls | College and University | New | Programmable thermostat | 0.20372 | 0.054052 |  | 1285.74 | 1 | 0.26532 | 6311.2111 | 11 |  | 304.39 | 1494.1353 | Per End Use Consumption | GSD | 1 | 1 | 1 | 1 | 1 | 1 | 1 | 1 | 1 | 1 | 1 | 1 | CcoNgsd318 | CcoN | gsd | 318 | 77.1444 | 378.6727 | [30 empty] | 0.00023539 | 1.7242e-05 | 2.8925e-05
318 | HVAC | Controls | Data Center | Existing | Programmable thermostat | 0.99993 | 0.4125 |  | 7075.86 | 1 | 0.41253 | 7076.3533 | 11 |  | 1152.69 | 1152.7704 | Per End Use Consumption | GSD | 1 | 1 | 1 | 1 | 1 | 1 | 1 | 1 | 1 | 1 | 1 | 1 | CdaEgsd318 | CdaE | gsd | 318 | 424.5516 | 424.5812 | [30 empty] | 0.0071049 | 0.00059155 | 0.00080559
318 | HVAC | Controls | Data Center | New | Programmable thermostat | 0.99993 | 0.4125 |  | 7075.86 | 1 | 0.41253 | 7076.3533 | 11 |  | 1152.69 | 1152.7704 | Per End Use Consumption | GSD | 1 | 1 | 1 | 1 | 1 | 1 | 1 | 1 | 1 | 1 | 1 | 1 | CdaNgsd318 | CdaN | gsd | 318 | 424.5516 | 424.5812 | [30 empty] | 3.8947e-05 | 2.6449e-06 | 4.9832e-06
318 | HVAC | Controls | Grocery | Existing | Programmable thermostat | 0.057544 | 0.19083 |  | 451.22 | 1 | 3.3162 | 7841.3243 | 11 |  | 19.96 | 346.8659 | Per End Use Consumption | GSD | 1 | 1 | 1 | 1 | 1 | 1 | 1 | 1 | 1 | 1 | 1 | 1 | CgrEgsd318 | CgrE | gsd | 318 | 27.0732 | 470.4795 | [30 empty] | 0.36321 | 0.01516 | 0.23805
318 | HVAC | Controls | Grocery | New | Programmable thermostat | 0.057544 | 0.19083 |  | 451.22 | 1 | 3.3162 | 7841.3243 | 11 |  | 19.96 | 346.8659 | Per End Use Consumption | GSD | 1 | 1 | 1 | 1 | 1 | 1 | 1 | 1 | 1 | 1 | 1 | 1 | CgrNgsd318 | CgrN | gsd | 318 | 27.0732 | 470.4795 | [30 empty] | 0.002147 | 6.4791e-05 | 0.0014745
318 | HVAC | Controls | Healthcare | Existing | Programmable thermostat | 0.085413 | 0.073934 |  | 805.56 | 1 | 0.8656 | 9431.3142 | 11 |  | 84.83 | 993.1704 | Per End Use Consumption | GSD | 1 | 1 | 1 | 1 | 1 | 1 | 1 | 1 | 1 | 1 | 1 | 1 | CheEgsd318 | CheE | gsd | 318 | 48.3336 | 565.8789 | [30 empty] | 0.53695 | 0 | 0.1033
318 | HVAC | Controls | Healthcare | New | Programmable thermostat | 0.085413 | 0.073934 |  | 805.56 | 1 | 0.8656 | 9431.3142 | 11 |  | 84.83 | 993.1704 | Per End Use Consumption | GSD | 1 | 1 | 1 | 1 | 1 | 1 | 1 | 1 | 1 | 1 | 1 | 1 | CheNgsd318 | CheN | gsd | 318 | 48.3336 | 565.8789 | [30 empty] | 0.0032958 | 0 | 0.00063409
318 | HVAC | Controls | Hospitals | Existing | Programmable thermostat | 7.5155 | 1.5148 |  | 44941.11 | 1 | 0.20156 | 5979.7739 | 11 |  | 838.32 | 111.5452 | Per End Use Consumption | GSD | 1 | 1 | 1 | 1 | 1 | 1 | 1 | 1 | 1 | 1 | 1 | 1 | ChoEgsd318 | ChoE | gsd | 318 | 2696.4666 | 358.7864 | [30 empty] | 0.12605 | 0 | 0.02425
318 | HVAC | Controls | Hospitals | New | Programmable thermostat | 7.5155 | 1.5148 |  | 44941.11 | 1 | 0.20156 | 5979.7739 | 11 |  | 838.32 | 111.5452 | Per End Use Consumption | GSD | 1 | 1 | 1 | 1 | 1 | 1 | 1 | 1 | 1 | 1 | 1 | 1 | ChoNgsd318 | ChoN | gsd | 318 | 2696.4666 | 358.7864 | [30 empty] | 0.00077846 | 0 | 0.00014977
318 | HVAC | Controls | Institutional | Existing | Programmable thermostat | 0.099945 | 0.050868 |  | 757.34 | 1 | 0.50896 | 7577.6002 | 11 |  | 84.83 | 848.7705 | Per End Use Consumption | GSD | 1 | 1 | 1 | 1 | 1 | 1 | 1 | 1 | 1 | 1 | 1 | 1 | CinEgsd318 | CinE | gsd | 318 | 45.4404 | 454.656 | [30 empty] | 0.32647 | 0.021697 | 0.042221
318 | HVAC | Controls | Institutional | New | Programmable thermostat | 0.099945 | 0.050868 |  | 757.34 | 1 | 0.50896 | 7577.6002 | 11 |  | 84.83 | 848.7705 | Per End Use Consumption | GSD | 1 | 1 | 1 | 1 | 1 | 1 | 1 | 1 | 1 | 1 | 1 | 1 | CinNgsd318 | CinN | gsd | 318 | 45.4404 | 454.656 | [30 empty] | 0.0018331 | 9.6077e-05 | 0.00026151
318 | HVAC | Controls | Lodging/Hospitality | Existing | Programmable thermostat | 0.76855 | 0.54586 |  | 4841.8 | 1 | 0.71024 | 6299.894 | 11 |  | 134.73 | 175.3035 | Per End Use Consumption | GSD | 1 | 1 | 1 | 1 | 1 | 1 | 1 | 1 | 1 | 1 | 1 | 1 | CloEgsd318 | CloE | gsd | 318 | 290.508 | 377.9936 | [30 empty] | 0.47166 | 0.029421 | 0.20949
318 | HVAC | Controls | Lodging/Hospitality | New | Programmable thermostat | 0.76855 | 0.54586 |  | 4841.8 | 1 | 0.71024 | 6299.894 | 11 |  | 134.73 | 175.3035 | Per End Use Consumption | GSD | 1 | 1 | 1 | 1 | 1 | 1 | 1 | 1 | 1 | 1 | 1 | 1 | CloNgsd318 | CloN | gsd | 318 | 290.508 | 377.9936 | [30 empty] | 0.002591 | 0.00012226 | 0.0012862
318 | HVAC | Controls | Miscellaneous | Existing | Programmable thermostat | 0.29724 | 2.0516 |  | 1793.02 | 1 | 6.9023 | 6032.2059 | 11 |  | 1152.69 | 3877.962 | Per End Use Consumption | GSD | 1 | 1 | 1 | 1 | 1 | 1 | 1 | 1 | 1 | 1 | 1 | 1 | CmiEgsd318 | CmiE | gsd | 318 | 107.5812 | 361.9324 | [30 empty] | 0.75406 | 0 | 1.7179
318 | HVAC | Controls | Miscellaneous | New | Programmable thermostat | 0.29724 | 2.0516 |  | 1793.02 | 1 | 6.9023 | 6032.2059 | 11 |  | 1152.69 | 3877.962 | Per End Use Consumption | GSD | 1 | 1 | 1 | 1 | 1 | 1 | 1 | 1 | 1 | 1 | 1 | 1 | CmiNgsd318 | CmiN | gsd | 318 | 107.5812 | 361.9324 | [30 empty] | 0.0046546 | 0 | 0.010604
318 | HVAC | Controls | Offices | Existing | Programmable thermostat | 0.37662 | 2.3548 |  | 2164.45 | 1 | 6.2525 | 5746.9909 | 11 |  | 64.87 | 172.2411 | Per End Use Consumption | GSD | 1 | 1 | 1 | 1 | 1 | 1 | 1 | 1 | 1 | 1 | 1 | 1 | CofEgsd318 | CofE | gsd | 318 | 129.867 | 344.8195 | [30 empty] | 8.6475 | 0.44229 | 16.675
318 | HVAC | Controls | Offices | New | Programmable thermostat | 0.37662 | 2.3548 |  | 2164.45 | 1 | 6.2525 | 5746.9909 | 11 |  | 64.87 | 172.2411 | Per End Use Consumption | GSD | 1 | 1 | 1 | 1 | 1 | 1 | 1 | 1 | 1 | 1 | 1 | 1 | CofNgsd318 | CofN | gsd | 318 | 129.867 | 344.8195 | [30 empty] | 0.047923 | 0.0018294 | 0.096662
318 | HVAC | Controls | Restaurants | Existing | Programmable thermostat | 0.27509 | 0.49011 |  | 1607.78 | 1 | 1.7817 | 5844.5888 | 11 |  | 24.95 | 90.698 | Per End Use Consumption | GSD | 1 | 1 | 1 | 1 | 1 | 1 | 1 | 1 | 1 | 1 | 1 | 1 | CreEgsd318 | CreE | gsd | 318 | 96.4668 | 350.6753 | [30 empty] | 1.8488 | 0.038266 | 1.3172
318 | HVAC | Controls | Restaurants | New | Programmable thermostat | 0.27509 | 0.49011 |  | 1607.78 | 1 | 1.7817 | 5844.5888 | 11 |  | 24.95 | 90.698 | Per End Use Consumption | GSD | 1 | 1 | 1 | 1 | 1 | 1 | 1 | 1 | 1 | 1 | 1 | 1 | CreNgsd318 | CreN | gsd | 318 | 96.4668 | 350.6753 | [30 empty] | 0.010396 | 0.00014763 | 0.0075897
318 | HVAC | Controls | Retail | Existing | Programmable thermostat | 0.47718 | 2.0859 |  | 2348.34 | 1 | 4.3714 | 4921.2746 | 11 |  | 49.9 | 104.5724 | Per End Use Consumption | GSD | 1 | 1 | 1 | 1 | 1 | 1 | 1 | 1 | 1 | 1 | 1 | 1 | CrtEgsd318 | CrtE | gsd | 318 | 140.9004 | 295.2765 | [30 empty] | 2.1583 | 0.10278 | 4.214
318 | HVAC | Controls | Retail | New | Programmable thermostat | 0.47718 | 2.0859 |  | 2348.34 | 1 | 4.3714 | 4921.2746 | 11 |  | 49.9 | 104.5724 | Per End Use Consumption | GSD | 1 | 1 | 1 | 1 | 1 | 1 | 1 | 1 | 1 | 1 | 1 | 1 | CrtNgsd318 | CrtN | gsd | 318 | 140.9004 | 295.2765 | [30 empty] | 0.011952 | 0.00041055 | 0.024419
318 | HVAC | Controls | Schools K-12 | Existing | Programmable thermostat | 1.0698 | 4.1009 |  | 5012.14 | 1 | 3.8332 | 4685.0525 | 11 |  | 209.58 | 195.903 | Per End Use Consumption | GSD | 1 | 1 | 1 | 1 | 1 | 1 | 1 | 1 | 1 | 1 | 1 | 1 | CscEgsd318 | CscE | gsd | 318 | 300.7284 | 281.1031 | [30 empty] | 0.19883 | 0.020127 | 0.31529
318 | HVAC | Controls | Schools K-12 | New | Programmable thermostat | 1.0698 | 4.1009 |  | 5012.14 | 1 | 3.8332 | 4685.0525 | 11 |  | 209.58 | 195.903 | Per End Use Consumption | GSD | 1 | 1 | 1 | 1 | 1 | 1 | 1 | 1 | 1 | 1 | 1 | 1 | CscNgsd318 | CscN | gsd | 318 | 300.7284 | 281.1031 | [30 empty] | 0.0011006 | 8.3559e-05 | 0.0019358
318 | HVAC | Controls | Warehouse | Existing | Programmable thermostat | 0.12927 | 0.69832 |  | 694.65 | 1 | 5.4021 | 5373.7188 | 11 |  | 64.87 | 501.8256 | Per End Use Consumption | GSD | 1 | 1 | 1 | 1 | 1 | 1 | 1 | 1 | 1 | 1 | 1 | 1 | CwaEgsd318 | CwaE | gsd | 318 | 41.679 | 322.4231 | [30 empty] | 0.043375 | 0.00044437 | 0.095776
318 | HVAC | Controls | Warehouse | New | Programmable thermostat | 0.12927 | 0.69832 |  | 694.65 | 1 | 5.4021 | 5373.7188 | 11 |  | 64.87 | 501.8256 | Per End Use Consumption | GSD | 1 | 1 | 1 | 1 | 1 | 1 | 1 | 1 | 1 | 1 | 1 | 1 | CwaNgsd318 | CwaN | gsd | 318 | 41.679 | 322.4231 | [30 empty] | 0.00026142 | 1.859e-06 | 0.00058285
319 | HVAC | Controls | Assembly | Existing | Smart thermostat | 2.9105 | 2.5351 |  | 9851.28 | 1 | 0.87101 | 3384.7755 | 11 |  | 2880 | 989.5317 | Per End Use Consumption | GSD | 1 | 1 | 1 | 1 | 1 | 1 | 1 | 1 | 1 | 1 | 1 | 1 | CasEgsd319 | CasE | gsd | 319 | 591.0768 | 203.0865 | [30 empty] | 4.6487 | 0.20615 | 9.1804
319 | HVAC | Controls | Assembly | New | Smart thermostat | 2.9105 | 2.5351 |  | 9851.28 | 1 | 0.87101 | 3384.7755 | 11 |  | 2880 | 989.5317 | Per End Use Consumption | GSD | 1 | 1 | 1 | 1 | 1 | 1 | 1 | 1 | 1 | 1 | 1 | 1 | CasNgsd319 | CasN | gsd | 319 | 591.0768 | 203.0865 | [30 empty] | 0.028197 | 0.0010938 | 0.056755
319 | HVAC | Controls | College and University | Existing | Smart thermostat | 0.71303 | 0.1051 |  | 4063.04 | 1 | 0.1474 | 5698.3023 | 11 |  | 10980 | 15399.1491 | Per End Use Consumption | GSD | 1 | 1 | 1 | 1 | 1 | 1 | 1 | 1 | 1 | 1 | 1 | 1 | CcoEgsd319 | CcoE | gsd | 319 | 243.7824 | 341.8981 | [30 empty] | 0.12967 | 0.016083 | 0.0096864
319 | HVAC | Controls | College and University | New | Smart thermostat | 0.71303 | 0.1051 |  | 4063.04 | 1 | 0.1474 | 5698.3023 | 11 |  | 10980 | 15399.1491 | Per End Use Consumption | GSD | 1 | 1 | 1 | 1 | 1 | 1 | 1 | 1 | 1 | 1 | 1 | 1 | CcoNgsd319 | CcoN | gsd | 319 | 243.7824 | 341.8981 | [30 empty] | 0.0007048 | 8.0202e-05 | 5.9492e-05
319 | HVAC | Controls | Data Center | Existing | Smart thermostat | 3.4997 | 0.80208 |  | 21430.28 | 1 | 0.22918 | 6123.3838 | 11 |  | 41580 | 11880.8667 | Per End Use Consumption | GSD | 1 | 1 | 1 | 1 | 1 | 1 | 1 | 1 | 1 | 1 | 1 | 1 | CdaEgsd319 | CdaE | gsd | 319 | 1285.8168 | 367.403 | [30 empty] | 0.020356 | 0.0023943 | 0.0016442
319 | HVAC | Controls | Data Center | New | Smart thermostat | 3.4997 | 0.80208 |  | 21430.28 | 1 | 0.22918 | 6123.3838 | 11 |  | 41580 | 11880.8667 | Per End Use Consumption | GSD | 1 | 1 | 1 | 1 | 1 | 1 | 1 | 1 | 1 | 1 | 1 | 1 | CdaNgsd319 | CdaN | gsd | 319 | 1285.8168 | 367.403 | [30 empty] | 0.00011608 | 1.2817e-05 | 1.0171e-05
319 | HVAC | Controls | Grocery | Existing | Smart thermostat | 0.2014 | 0.37105 |  | 1193.02 | 1 | 1.8423 | 5923.5338 | 11 |  | 720 | 3574.9144 | Per End Use Consumption | GSD | 1 | 1 | 1 | 1 | 1 | 1 | 1 | 1 | 1 | 1 | 1 | 1 | CgrEgsd319 | CgrE | gsd | 319 | 71.5812 | 355.412 | [30 empty] | 0.81523 | 0.057172 | 0.47159
319 | HVAC | Controls | Grocery | New | Smart thermostat | 0.2014 | 0.37105 |  | 1193.02 | 1 | 1.8423 | 5923.5338 | 11 |  | 720 | 3574.9144 | Per End Use Consumption | GSD | 1 | 1 | 1 | 1 | 1 | 1 | 1 | 1 | 1 | 1 | 1 | 1 | CgrNgsd319 | CgrN | gsd | 319 | 71.5812 | 355.412 | [30 empty] | 0.0048414 | 0.0002951 | 0.002921
319 | HVAC | Controls | Healthcare | Existing | Smart thermostat | 0.29895 | 0.14376 |  | 2221.68 | 1 | 0.48089 | 7431.6857 | 11 |  | 3060 | 10235.9288 | Per End Use Consumption | GSD | 1 | 1 | 1 | 1 | 1 | 1 | 1 | 1 | 1 | 1 | 1 | 1 | CheEgsd319 | CheE | gsd | 319 | 133.3008 | 445.9011 | [30 empty] | 1.0725 | 0 | 0.20635
319 | HVAC | Controls | Healthcare | New | Smart thermostat | 0.29895 | 0.14376 |  | 2221.68 | 1 | 0.48089 | 7431.6857 | 11 |  | 3060 | 10235.9288 | Per End Use Consumption | GSD | 1 | 1 | 1 | 1 | 1 | 1 | 1 | 1 | 1 | 1 | 1 | 1 | CheNgsd319 | CheN | gsd | 319 | 133.3008 | 445.9011 | [30 empty] | 0.0065833 | 0 | 0.0012666
319 | HVAC | Controls | Hospitals | Existing | Smart thermostat | 26.3043 | 2.9454 |  | 145046.13 | 1 | 0.11198 | 5514.1687 | 11 |  | 30240 | 1149.6237 | Per End Use Consumption | GSD | 1 | 1 | 1 | 1 | 1 | 1 | 1 | 1 | 1 | 1 | 1 | 1 | ChoEgsd319 | ChoE | gsd | 319 | 8702.7678 | 330.8501 | [30 empty] | 0.24971 | 0 | 0.048041
319 | HVAC | Controls | Hospitals | New | Smart thermostat | 26.3043 | 2.9454 |  | 145046.13 | 1 | 0.11198 | 5514.1687 | 11 |  | 30240 | 1149.6237 | Per End Use Consumption | GSD | 1 | 1 | 1 | 1 | 1 | 1 | 1 | 1 | 1 | 1 | 1 | 1 | ChoNgsd319 | ChoN | gsd | 319 | 8702.7678 | 330.8501 | [30 empty] | 0.0015422 | 0 | 0.0002967
319 | HVAC | Controls | Institutional | Existing | Smart thermostat | 0.34981 | 0.098908 |  | 2239.39 | 1 | 0.28275 | 6401.8208 | 11 |  | 3060 | 8747.7266 | Per End Use Consumption | GSD | 1 | 1 | 1 | 1 | 1 | 1 | 1 | 1 | 1 | 1 | 1 | 1 | CinEgsd319 | CinE | gsd | 319 | 134.3634 | 384.1092 | [30 empty] | 0.83903 | 0.080157 | 0.085361
319 | HVAC | Controls | Institutional | New | Smart thermostat | 0.34981 | 0.098908 |  | 2239.39 | 1 | 0.28275 | 6401.8208 | 11 |  | 3060 | 8747.7266 | Per End Use Consumption | GSD | 1 | 1 | 1 | 1 | 1 | 1 | 1 | 1 | 1 | 1 | 1 | 1 | CinNgsd319 | CinN | gsd | 319 | 134.3634 | 384.1092 | [30 empty] | 0.0048604 | 0.00042828 | 0.0005287
319 | HVAC | Controls | Lodging/Hospitality | Existing | Smart thermostat | 2.6899 | 1.0614 |  | 15657.24 | 1 | 0.39458 | 5820.6952 | 11 |  | 4860 | 1806.7411 | Per End Use Consumption | GSD | 1 | 1 | 1 | 1 | 1 | 1 | 1 | 1 | 1 | 1 | 1 | 1 | CloEgsd319 | CloE | gsd | 319 | 939.4344 | 349.2417 | [30 empty] | 1.2469 | 0.11337 | 0.4314
319 | HVAC | Controls | Lodging/Hospitality | New | Smart thermostat | 2.6899 | 1.0614 |  | 15657.24 | 1 | 0.39458 | 5820.6952 | 11 |  | 4860 | 1806.7411 | Per End Use Consumption | GSD | 1 | 1 | 1 | 1 | 1 | 1 | 1 | 1 | 1 | 1 | 1 | 1 | CloNgsd319 | CloN | gsd | 319 | 939.4344 | 349.2417 | [30 empty] | 0.0069523 | 0.00056137 | 0.0026486
319 | HVAC | Controls | Miscellaneous | Existing | Smart thermostat | 1.0403 | 3.9893 |  | 4874.68 | 1 | 3.8346 | 4685.6309 | 11 |  | 41580 | 39967.451 | Per End Use Consumption | GSD | 1 | 1 | 1 | 1 | 1 | 1 | 1 | 1 | 1 | 1 | 1 | 1 | CmiEgsd319 | CmiE | gsd | 319 | 292.4808 | 281.1379 | [30 empty] | 1.5383 | 0 | 3.5045
319 | HVAC | Controls | Miscellaneous | New | Smart thermostat | 1.0403 | 3.9893 |  | 4874.68 | 1 | 3.8346 | 4685.6309 | 11 |  | 41580 | 39967.451 | Per End Use Consumption | GSD | 1 | 1 | 1 | 1 | 1 | 1 | 1 | 1 | 1 | 1 | 1 | 1 | CmiNgsd319 | CmiN | gsd | 319 | 292.4808 | 281.1379 | [30 empty] | 0.0094956 | 0 | 0.021632
319 | HVAC | Controls | Offices | Existing | Smart thermostat | 1.3182 | 4.5789 |  | 5967.67 | 1 | 3.4736 | 4527.1913 | 11 |  | 2340 | 1775.1698 | Per End Use Consumption | GSD | 1 | 1 | 1 | 1 | 1 | 1 | 1 | 1 | 1 | 1 | 1 | 1 | CofEgsd319 | CofE | gsd | 319 | 358.0602 | 271.6315 | [30 empty] | 19.8581 | 1.6435 | 33.9982
319 | HVAC | Controls | Offices | New | Smart thermostat | 1.3182 | 4.5789 |  | 5967.67 | 1 | 3.4736 | 4527.1913 | 11 |  | 2340 | 1775.1698 | Per End Use Consumption | GSD | 1 | 1 | 1 | 1 | 1 | 1 | 1 | 1 | 1 | 1 | 1 | 1 | CofNgsd319 | CofN | gsd | 319 | 358.0602 | 271.6315 | [30 empty] | 0.1112 | 0.0082222 | 0.19708
319 | HVAC | Controls | Restaurants | Existing | Smart thermostat | 0.96281 | 0.953 |  | 4635.21 | 1 | 0.98981 | 4814.2662 | 11 |  | 900 | 934.7666 | Per End Use Consumption | GSD | 1 | 1 | 1 | 1 | 1 | 1 | 1 | 1 | 1 | 1 | 1 | 1 | CreEgsd319 | CreE | gsd | 319 | 278.1126 | 288.856 | [30 empty] | 3.9845 | 0.13939 | 2.6845
319 | HVAC | Controls | Restaurants | New | Smart thermostat | 0.96281 | 0.953 |  | 4635.21 | 1 | 0.98981 | 4814.2662 | 11 |  | 900 | 934.7666 | Per End Use Consumption | GSD | 1 | 1 | 1 | 1 | 1 | 1 | 1 | 1 | 1 | 1 | 1 | 1 | CreNgsd319 | CreN | gsd | 319 | 278.1126 | 288.856 | [30 empty] | 0.022413 | 0.0006484 | 0.015468
319 | HVAC | Controls | Retail | Existing | Smart thermostat | 1.6701 | 4.056 |  | 6794.86 | 1 | 2.4285 | 4068.4521 | 11 |  | 1800 | 1077.7579 | Per End Use Consumption | GSD | 1 | 1 | 1 | 1 | 1 | 1 | 1 | 1 | 1 | 1 | 1 | 1 | CrtEgsd319 | CrtE | gsd | 319 | 407.6916 | 244.1071 | [30 empty] | 4.9805 | 0.39799 | 8.6242
319 | HVAC | Controls | Retail | New | Smart thermostat | 1.6701 | 4.056 |  | 6794.86 | 1 | 2.4285 | 4068.4521 | 11 |  | 1800 | 1077.7579 | Per End Use Consumption | GSD | 1 | 1 | 1 | 1 | 1 | 1 | 1 | 1 | 1 | 1 | 1 | 1 | CrtNgsd319 | CrtN | gsd | 319 | 407.6916 | 244.1071 | [30 empty] | 0.027744 | 0.0019342 | 0.049976
319 | HVAC | Controls | Schools K-12 | Existing | Smart thermostat | 3.7444 | 7.9739 |  | 14742.35 | 1 | 2.1296 | 3937.223 | 11 |  | 7560 | 2019.0408 | Per End Use Consumption | GSD | 1 | 1 | 1 | 1 | 1 | 1 | 1 | 1 | 1 | 1 | 1 | 1 | CscEgsd319 | CscE | gsd | 319 | 884.541 | 236.2334 | [30 empty] | 0.49987 | 0.074413 | 0.62979
319 | HVAC | Controls | Schools K-12 | New | Smart thermostat | 3.7444 | 7.9739 |  | 14742.35 | 1 | 2.1296 | 3937.223 | 11 |  | 7560 | 2019.0408 | Per End Use Consumption | GSD | 1 | 1 | 1 | 1 | 1 | 1 | 1 | 1 | 1 | 1 | 1 | 1 | CscNgsd319 | CscN | gsd | 319 | 884.541 | 236.2334 | [30 empty] | 0.0028064 | 0.00036939 | 0.0038667
319 | HVAC | Controls | Warehouse | Existing | Smart thermostat | 0.45244 | 1.3579 |  | 1954.46 | 1 | 3.0012 | 4319.8366 | 11 |  | 2340 | 5171.9747 | Per End Use Consumption | GSD | 1 | 1 | 1 | 1 | 1 | 1 | 1 | 1 | 1 | 1 | 1 | 1 | CwaEgsd319 | CwaE | gsd | 319 | 117.2676 | 259.1902 | [30 empty] | 0.091575 | 0.001647 | 0.19736
319 | HVAC | Controls | Warehouse | New | Smart thermostat | 0.45244 | 1.3579 |  | 1954.46 | 1 | 3.0012 | 4319.8366 | 11 |  | 2340 | 5171.9747 | Per End Use Consumption | GSD | 1 | 1 | 1 | 1 | 1 | 1 | 1 | 1 | 1 | 1 | 1 | 1 | CwaNgsd319 | CwaN | gsd | 319 | 117.2676 | 259.1902 | [30 empty] | 0.00055941 | 8.2088e-06 | 0.0012183
320 | HVAC | DX | Assembly | Existing | DX Coil Cleaning | 0.045733 | 0 |  | 137.31 | 1 | 0 | 3002.444 | 3 |  | 52.5 | 1147.974 | Per Unit | GSD | 1.0063 | 0.98564 | 1.0265 | 1.0441 | 1.0994 | 1.0901 | 1.0679 | 1.0965 | 1.0642 | 1.0547 | 1.0277 | 1.0297 | CasEgsd320 | CasE | gsd | 320 | 6.9044 | 150.9725 | [30 empty] | 57.646 | 19.1997 | 0
320 | HVAC | DX | Assembly | New | DX Coil Cleaning | 0.045733 | 0 |  | 137.31 | 1 | 0 | 3002.444 | 3 |  | 52.5 | 1147.974 | Per Unit | GSD | 1.0063 | 0.98564 | 1.0265 | 1.0441 | 1.0994 | 1.0901 | 1.0679 | 1.0965 | 1.0642 | 1.0547 | 1.0277 | 1.0297 | CasNgsd320 | CasN | gsd | 320 | 6.9044 | 150.9725 | [30 empty] | 0.42513 | 0.1416 | 0
320 | HVAC | DX | College and University | Existing | DX Coil Cleaning | 0.030887 | 0 |  | 152.34 | 1 | 0 | 4932.1338 | 3 |  | 52.5 | 1699.731 | Per Unit | GSD | 1.0063 | 0.98564 | 1.0265 | 1.0441 | 1.0994 | 1.0901 | 1.0679 | 1.0965 | 1.0642 | 1.0547 | 1.0277 | 1.0297 | CcoEgsd320 | CcoE | gsd | 320 | 7.6601 | 248.0035 | [30 empty] | 3.5545 | 0.72068 | 0
320 | HVAC | DX | College and University | New | DX Coil Cleaning | 0.030887 | 0 |  | 152.34 | 1 | 0 | 4932.1338 | 3 |  | 52.5 | 1699.731 | Per Unit | GSD | 1.0063 | 0.98564 | 1.0265 | 1.0441 | 1.0994 | 1.0901 | 1.0679 | 1.0965 | 1.0642 | 1.0547 | 1.0277 | 1.0297 | CcoNgsd320 | CcoN | gsd | 320 | 7.6601 | 248.0035 | [30 empty] | 0.025211 | 0.0051115 | 0
320 | HVAC | DX | Data Center | Existing | DX Coil Cleaning | 0.057405 | 0 |  | 283.13 | 1 | 0 | 4932.1338 | 3 |  | 52.5 | 914.5517 | Per Unit | GSD | 1.0063 | 0.98564 | 1.0265 | 1.0441 | 1.0994 | 1.0901 | 1.0679 | 1.0965 | 1.0642 | 1.0547 | 1.0277 | 1.0297 | CdaEgsd320 | CdaE | gsd | 320 | 14.2367 | 248.0035 | [30 empty] | 0.085417 | 0.017318 | 0
320 | HVAC | DX | Data Center | New | DX Coil Cleaning | 0.057405 | 0 |  | 283.13 | 1 | 0 | 4932.1338 | 3 |  | 52.5 | 914.5517 | Per Unit | GSD | 1.0063 | 0.98564 | 1.0265 | 1.0441 | 1.0994 | 1.0901 | 1.0679 | 1.0965 | 1.0642 | 1.0547 | 1.0277 | 1.0297 | CdaNgsd320 | CdaN | gsd | 320 | 14.2367 | 248.0035 | [30 empty] | 0.00062441 | 0.0001266 | 0
320 | HVAC | DX | Grocery | Existing | DX Coil Cleaning | 0.021518 | 0 |  | 75.88 | 1 | 0 | 3526.3541 | 3 |  | 52.5 | 2439.8207 | Per Unit | GSD | 1.0063 | 0.98564 | 1.0265 | 1.0441 | 1.0994 | 1.0901 | 1.0679 | 1.0965 | 1.0642 | 1.0547 | 1.0277 | 1.0297 | CgrEgsd320 | CgrE | gsd | 320 | 3.8155 | 177.3164 | [30 empty] | 8.7972 | 2.4947 | 0
320 | HVAC | DX | Grocery | New | DX Coil Cleaning | 0.021518 | 0 |  | 75.88 | 1 | 0 | 3526.3541 | 3 |  | 52.5 | 2439.8207 | Per Unit | GSD | 1.0063 | 0.98564 | 1.0265 | 1.0441 | 1.0994 | 1.0901 | 1.0679 | 1.0965 | 1.0642 | 1.0547 | 1.0277 | 1.0297 | CgrNgsd320 | CgrN | gsd | 320 | 3.8155 | 177.3164 | [30 empty] | 0.064878 | 0.018398 | 0
320 | HVAC | DX | Healthcare | Existing | DX Coil Cleaning | 0.060603 | 0 |  | 298.9 | 1 | 0 | 4932.1338 | 3 |  | 52.5 | 866.2999 | Per Unit | GSD | 1.0063 | 0.98564 | 1.0265 | 1.0441 | 1.0994 | 1.0901 | 1.0679 | 1.0965 | 1.0642 | 1.0547 | 1.0277 | 1.0297 | CheEgsd320 | CheE | gsd | 320 | 15.0296 | 248.0035 | [30 empty] | 9.8958 | 2.0064 | 0
320 | HVAC | DX | Healthcare | New | DX Coil Cleaning | 0.060603 | 0 |  | 298.9 | 1 | 0 | 4932.1338 | 3 |  | 52.5 | 866.2999 | Per Unit | GSD | 1.0063 | 0.98564 | 1.0265 | 1.0441 | 1.0994 | 1.0901 | 1.0679 | 1.0965 | 1.0642 | 1.0547 | 1.0277 | 1.0297 | CheNgsd320 | CheN | gsd | 320 | 15.0296 | 248.0035 | [30 empty] | 0.067781 | 0.013743 | 0
320 | HVAC | DX | Hospitals | Existing | DX Coil Cleaning | 0.057405 | 0 |  | 283.13 | 1 | 0 | 4932.1338 | 3 |  | 52.5 | 914.5517 | Per Unit | GSD | 1.0063 | 0.98564 | 1.0265 | 1.0441 | 1.0994 | 1.0901 | 1.0679 | 1.0965 | 1.0642 | 1.0547 | 1.0277 | 1.0297 | ChoEgsd320 | ChoE | gsd | 320 | 14.2367 | 248.0035 | [30 empty] | 6.8957 | 1.3981 | 0
320 | HVAC | DX | Hospitals | New | DX Coil Cleaning | 0.057405 | 0 |  | 283.13 | 1 | 0 | 4932.1338 | 3 |  | 52.5 | 914.5517 | Per Unit | GSD | 1.0063 | 0.98564 | 1.0265 | 1.0441 | 1.0994 | 1.0901 | 1.0679 | 1.0965 | 1.0642 | 1.0547 | 1.0277 | 1.0297 | ChoNgsd320 | ChoN | gsd | 320 | 14.2367 | 248.0035 | [30 empty] | 0.050855 | 0.010311 | 0
320 | HVAC | DX | Institutional | Existing | DX Coil Cleaning | 0.01505 | 0 |  | 74.23 | 1 | 0 | 4932.1338 | 3 |  | 52.5 | 3488.307 | Per Unit | GSD | 1.0063 | 0.98564 | 1.0265 | 1.0441 | 1.0994 | 1.0901 | 1.0679 | 1.0965 | 1.0642 | 1.0547 | 1.0277 | 1.0297 | CinEgsd320 | CinE | gsd | 320 | 3.7325 | 248.0035 | [30 empty] | 8.0121 | 1.6245 | 0
320 | HVAC | DX | Institutional | New | DX Coil Cleaning | 0.01505 | 0 |  | 74.23 | 1 | 0 | 4932.1338 | 3 |  | 52.5 | 3488.307 | Per Unit | GSD | 1.0063 | 0.98564 | 1.0265 | 1.0441 | 1.0994 | 1.0901 | 1.0679 | 1.0965 | 1.0642 | 1.0547 | 1.0277 | 1.0297 | CinNgsd320 | CinN | gsd | 320 | 3.7325 | 248.0035 | [30 empty] | 0.054352 | 0.01102 | 0
320 | HVAC | DX | Lodging/Hospitality | Existing | DX Coil Cleaning | 0.043454 | 0 |  | 226.9 | 1 | 0 | 5221.6594 | 3 |  | 52.5 | 1208.1848 | Per Unit | GSD | 1.0063 | 0.98564 | 1.0265 | 1.0441 | 1.0994 | 1.0901 | 1.0679 | 1.0965 | 1.0642 | 1.0547 | 1.0277 | 1.0297 | CloEgsd320 | CloE | gsd | 320 | 11.4093 | 262.5618 | [30 empty] | 1.0539 | 0.20183 | 0
320 | HVAC | DX | Lodging/Hospitality | New | DX Coil Cleaning | 0.043454 | 0 |  | 226.9 | 1 | 0 | 5221.6594 | 3 |  | 52.5 | 1208.1848 | Per Unit | GSD | 1.0063 | 0.98564 | 1.0265 | 1.0441 | 1.0994 | 1.0901 | 1.0679 | 1.0965 | 1.0642 | 1.0547 | 1.0277 | 1.0297 | CloNgsd320 | CloN | gsd | 320 | 11.4093 | 262.5618 | [30 empty] | 0.0077724 | 0.0014885 | 0
320 | HVAC | DX | Miscellaneous | Existing | DX Coil Cleaning | 0.025549 | 0 |  | 76.71 | 1 | 0 | 3002.444 | 3 |  | 52.5 | 2054.86 | Per Unit | GSD | 1.0063 | 0.98564 | 1.0265 | 1.0441 | 1.0994 | 1.0901 | 1.0679 | 1.0965 | 1.0642 | 1.0547 | 1.0277 | 1.0297 | CmiEgsd320 | CmiE | gsd | 320 | 3.8572 | 150.9725 | [30 empty] | 25.9816 | 8.6535 | 0
320 | HVAC | DX | Miscellaneous | New | DX Coil Cleaning | 0.025549 | 0 |  | 76.71 | 1 | 0 | 3002.444 | 3 |  | 52.5 | 2054.86 | Per Unit | GSD | 1.0063 | 0.98564 | 1.0265 | 1.0441 | 1.0994 | 1.0901 | 1.0679 | 1.0965 | 1.0642 | 1.0547 | 1.0277 | 1.0297 | CmiNgsd320 | CmiN | gsd | 320 | 3.8572 | 150.9725 | [30 empty] | 0.19161 | 0.063819 | 0
320 | HVAC | DX | Offices | Existing | DX Coil Cleaning | 0.051481 | 0 |  | 154.57 | 1 | 0 | 3002.444 | 3 |  | 52.5 | 1019.7859 | Per Unit | GSD | 1.0063 | 0.98564 | 1.0265 | 1.0441 | 1.0994 | 1.0901 | 1.0679 | 1.0965 | 1.0642 | 1.0547 | 1.0277 | 1.0297 | CofEgsd320 | CofE | gsd | 320 | 7.7723 | 150.9725 | [30 empty] | 105.9202 | 35.278 | 0
320 | HVAC | DX | Offices | New | DX Coil Cleaning | 0.051481 | 0 |  | 154.57 | 1 | 0 | 3002.444 | 3 |  | 52.5 | 1019.7859 | Per Unit | GSD | 1.0063 | 0.98564 | 1.0265 | 1.0441 | 1.0994 | 1.0901 | 1.0679 | 1.0965 | 1.0642 | 1.0547 | 1.0277 | 1.0297 | CofNgsd320 | CofN | gsd | 320 | 7.7723 | 150.9725 | [30 empty] | 0.75126 | 0.25022 | 0
320 | HVAC | DX | Restaurants | Existing | DX Coil Cleaning | 0.063128 | 0 |  | 222.61 | 1 | 0 | 3526.3542 | 3 |  | 52.5 | 831.65 | Per Unit | GSD | 1.0063 | 0.98564 | 1.0265 | 1.0441 | 1.0994 | 1.0901 | 1.0679 | 1.0965 | 1.0642 | 1.0547 | 1.0277 | 1.0297 | CreEgsd320 | CreE | gsd | 320 | 11.1935 | 177.3164 | [30 empty] | 29.8842 | 8.4745 | 0
320 | HVAC | DX | Restaurants | New | DX Coil Cleaning | 0.063128 | 0 |  | 222.61 | 1 | 0 | 3526.3542 | 3 |  | 52.5 | 831.65 | Per Unit | GSD | 1.0063 | 0.98564 | 1.0265 | 1.0441 | 1.0994 | 1.0901 | 1.0679 | 1.0965 | 1.0642 | 1.0547 | 1.0277 | 1.0297 | CreNgsd320 | CreN | gsd | 320 | 11.1935 | 177.3164 | [30 empty] | 0.22039 | 0.062499 | 0
320 | HVAC | DX | Retail | Existing | DX Coil Cleaning | 0.058109 | 0 |  | 174.47 | 1 | 0 | 3002.444 | 3 |  | 52.5 | 903.4694 | Per Unit | GSD | 1.0063 | 0.98564 | 1.0265 | 1.0441 | 1.0994 | 1.0901 | 1.0679 | 1.0965 | 1.0642 | 1.0547 | 1.0277 | 1.0297 | CrtEgsd320 | CrtE | gsd | 320 | 8.7729 | 150.9725 | [30 empty] | 49.3265 | 16.4288 | 0
320 | HVAC | DX | Retail | New | DX Coil Cleaning | 0.058109 | 0 |  | 174.47 | 1 | 0 | 3002.444 | 3 |  | 52.5 | 903.4694 | Per Unit | GSD | 1.0063 | 0.98564 | 1.0265 | 1.0441 | 1.0994 | 1.0901 | 1.0679 | 1.0965 | 1.0642 | 1.0547 | 1.0277 | 1.0297 | CrtNgsd320 | CrtN | gsd | 320 | 8.7729 | 150.9725 | [30 empty] | 0.36378 | 0.12116 | 0
320 | HVAC | DX | Schools K-12 | Existing | DX Coil Cleaning | 0.050519 | 0 |  | 151.68 | 1 | 0 | 3002.444 | 3 |  | 52.5 | 1039.2162 | Per Unit | GSD | 1.0063 | 0.98564 | 1.0265 | 1.0441 | 1.0994 | 1.0901 | 1.0679 | 1.0965 | 1.0642 | 1.0547 | 1.0277 | 1.0297 | CscEgsd320 | CscE | gsd | 320 | 7.627 | 150.9725 | [30 empty] | 6.9777 | 2.324 | 0
320 | HVAC | DX | Schools K-12 | New | DX Coil Cleaning | 0.050519 | 0 |  | 151.68 | 1 | 0 | 3002.444 | 3 |  | 52.5 | 1039.2162 | Per Unit | GSD | 1.0063 | 0.98564 | 1.0265 | 1.0441 | 1.0994 | 1.0901 | 1.0679 | 1.0965 | 1.0642 | 1.0547 | 1.0277 | 1.0297 | CscNgsd320 | CscN | gsd | 320 | 7.627 | 150.9725 | [30 empty] | 0.050844 | 0.016934 | 0
320 | HVAC | DX | Warehouse | Existing | DX Coil Cleaning | 0.011081 | 0 |  | 33.27 | 1 | 0 | 3002.4439 | 3 |  | 52.5 | 4737.8511 | Per Unit | GSD | 1.0063 | 0.98564 | 1.0265 | 1.0441 | 1.0994 | 1.0901 | 1.0679 | 1.0965 | 1.0642 | 1.0547 | 1.0277 | 1.0297 | CwaEgsd320 | CwaE | gsd | 320 | 1.6729 | 150.9725 | [30 empty] | 5.7863 | 1.9272 | 0
320 | HVAC | DX | Warehouse | New | DX Coil Cleaning | 0.011081 | 0 |  | 33.27 | 1 | 0 | 3002.4439 | 3 |  | 52.5 | 4737.8511 | Per Unit | GSD | 1.0063 | 0.98564 | 1.0265 | 1.0441 | 1.0994 | 1.0901 | 1.0679 | 1.0965 | 1.0642 | 1.0547 | 1.0277 | 1.0297 | CwaNgsd320 | CwaN | gsd | 320 | 1.6729 | 150.9725 | [30 empty] | 0.042673 | 0.014213 | 0
321 | HVAC | DX | Assembly | Turnover | HE DX 11.25-20.0 Tons Elec Heat | 0.39407 | 0.050074 |  | 1205.14 | 1 | 0.12707 | 3058.2215 | 15 |  | 1965 | 4986.479 | Per Unit | GSD | 1 | 1 | 1 | 1 | 1 | 1 | 1 | 1 | 1 | 1 | 1 | 1 | CasTgsd321 | CasT | gsd | 321 | 72.3084 | 183.4933 | [30 empty] | 6.2143 | 0.67994 | 9.5063
321 | HVAC | DX | Assembly | New | HE DX 11.25-20.0 Tons Elec Heat | 0.39407 | 0.050074 |  | 1205.14 | 1 | 0.12707 | 3058.2215 | 15 |  | 1965 | 4986.479 | Per Unit | GSD | 1 | 1 | 1 | 1 | 1 | 1 | 1 | 1 | 1 | 1 | 1 | 1 | CasNgsd321 | CasN | gsd | 321 | 72.3084 | 183.4933 | [30 empty] | 0.049464 | 0.0020283 | 0.098812
321 | HVAC | DX | College and University | Turnover | HE DX 11.25-20.0 Tons Elec Heat | 0.26614 | 0.0042287 |  | 1334.63 | 1 | 0.015889 | 5014.7212 | 15 |  | 1965 | 7383.2651 | Per Unit | GSD | 1 | 1 | 1 | 1 | 1 | 1 | 1 | 1 | 1 | 1 | 1 | 1 | CcoTgsd321 | CcoT | gsd | 321 | 80.0778 | 300.8833 | [30 empty] | 0.16337 | 0.033123 | 0
321 | HVAC | DX | College and University | New | HE DX 11.25-20.0 Tons Elec Heat | 0.26614 | 0.0042287 |  | 1334.63 | 1 | 0.015889 | 5014.7212 | 15 |  | 1965 | 7383.2651 | Per Unit | GSD | 1 | 1 | 1 | 1 | 1 | 1 | 1 | 1 | 1 | 1 | 1 | 1 | CcoNgsd321 | CcoN | gsd | 321 | 80.0778 | 300.8833 | [30 empty] | 0.00051287 | 0.00010398 | 0
321 | HVAC | DX | Data Center | Turnover | HE DX 11.25-20.0 Tons Elec Heat | 0.49464 | 0.0075936 |  | 2479.08 | 1 | 0.015352 | 5011.9299 | 15 |  | 1965 | 3972.6198 | Per Unit | GSD | 1 | 1 | 1 | 1 | 1 | 1 | 1 | 1 | 1 | 1 | 1 | 1 | CdaTgsd321 | CdaT | gsd | 321 | 148.7448 | 300.7158 | [30 empty] | 0.017221 | 0.0034915 | 0
321 | HVAC | DX | Data Center | New | HE DX 11.25-20.0 Tons Elec Heat | 0.49464 | 0.0075936 |  | 2479.08 | 1 | 0.015352 | 5011.9299 | 15 |  | 1965 | 3972.6198 | Per Unit | GSD | 1 | 1 | 1 | 1 | 1 | 1 | 1 | 1 | 1 | 1 | 1 | 1 | CdaNgsd321 | CdaN | gsd | 321 | 148.7448 | 300.7158 | [30 empty] | 8.074e-05 | 1.637e-05 | 0
321 | HVAC | DX | Grocery | Turnover | HE DX 11.25-20.0 Tons Elec Heat | 0.18541 | 0.029181 |  | 691.8 | 1 | 0.15739 | 3731.1409 | 15 |  | 1965 | 10597.9934 | Per Unit | GSD | 1 | 1 | 1 | 1 | 1 | 1 | 1 | 1 | 1 | 1 | 1 | 1 | CgrTgsd321 | CgrT | gsd | 321 | 41.508 | 223.8685 | [30 empty] | 2.1756 | 0.51199 | 0.2845
321 | HVAC | DX | Grocery | New | HE DX 11.25-20.0 Tons Elec Heat | 0.18541 | 0.029181 |  | 691.8 | 1 | 0.15739 | 3731.1409 | 15 |  | 1965 | 10597.9934 | Per Unit | GSD | 1 | 1 | 1 | 1 | 1 | 1 | 1 | 1 | 1 | 1 | 1 | 1 | CgrNgsd321 | CgrN | gsd | 321 | 41.508 | 223.8685 | [30 empty] | 0.0056569 | 0.00054573 | 0.0028685
321 | HVAC | DX | Healthcare | Turnover | HE DX 11.25-20.0 Tons Elec Heat | 0.52219 | 0.0066317 |  | 2609.96 | 1 | 0.0127 | 4998.1448 | 15 |  | 1965 | 3763.0288 | Per Unit | GSD | 1 | 1 | 1 | 1 | 1 | 1 | 1 | 1 | 1 | 1 | 1 | 1 | CheTgsd321 | CheT | gsd | 321 | 156.5976 | 299.8887 | [30 empty] | 1.6567 | 0.32655 | 0.008875
321 | HVAC | DX | Healthcare | New | HE DX 11.25-20.0 Tons Elec Heat | 0.52219 | 0.0066317 |  | 2609.96 | 1 | 0.0127 | 4998.1448 | 15 |  | 1965 | 3763.0288 | Per Unit | GSD | 1 | 1 | 1 | 1 | 1 | 1 | 1 | 1 | 1 | 1 | 1 | 1 | CheNgsd321 | CheN | gsd | 321 | 156.5976 | 299.8887 | [30 empty] | 0.00045019 | 0 | 8.6612e-05
321 | HVAC | DX | Hospitals | Turnover | HE DX 11.25-20.0 Tons Elec Heat | 0.49464 | 0.0075936 |  | 2479.08 | 1 | 0.015352 | 5011.9299 | 15 |  | 1965 | 3972.6198 | Per Unit | GSD | 1 | 1 | 1 | 1 | 1 | 1 | 1 | 1 | 1 | 1 | 1 | 1 | ChoTgsd321 | ChoT | gsd | 321 | 148.7448 | 300.7158 | [30 empty] | 0 | 0 | 0
321 | HVAC | DX | Hospitals | New | HE DX 11.25-20.0 Tons Elec Heat | 0.49464 | 0.0075936 |  | 2479.08 | 1 | 0.015352 | 5011.9299 | 15 |  | 1965 | 3972.6198 | Per Unit | GSD | 1 | 1 | 1 | 1 | 1 | 1 | 1 | 1 | 1 | 1 | 1 | 1 | ChoNgsd321 | ChoN | gsd | 321 | 148.7448 | 300.7158 | [30 empty] | 0 | 0 | 0
321 | HVAC | DX | Institutional | Turnover | HE DX 11.25-20.0 Tons Elec Heat | 0.12968 | 0.0036535 |  | 658.6 | 1 | 0.028173 | 5078.5687 | 15 |  | 1965 | 15152.4257 | Per Unit | GSD | 1 | 1 | 1 | 1 | 1 | 1 | 1 | 1 | 1 | 1 | 1 | 1 | CinTgsd321 | CinT | gsd | 321 | 39.516 | 304.7141 | [30 empty] | 2.3624 | 0.43382 | 0.042845
321 | HVAC | DX | Institutional | New | HE DX 11.25-20.0 Tons Elec Heat | 0.12968 | 0.0036535 |  | 658.6 | 1 | 0.028173 | 5078.5687 | 15 |  | 1965 | 15152.4257 | Per Unit | GSD | 1 | 1 | 1 | 1 | 1 | 1 | 1 | 1 | 1 | 1 | 1 | 1 | CinNgsd321 | CinN | gsd | 321 | 39.516 | 304.7141 | [30 empty] | 0.0062971 | 0.00080742 | 0.00044534
321 | HVAC | DX | Lodging/Hospitality | Turnover | HE DX 11.25-20.0 Tons Elec Heat | 0.37442 | 0.015137 |  | 1978.08 | 1 | 0.040428 | 5283.0342 | 15 |  | 1965 | 5248.1003 | Per Unit | GSD | 1 | 1 | 1 | 1 | 1 | 1 | 1 | 1 | 1 | 1 | 1 | 1 | CloTgsd321 | CloT | gsd | 321 | 118.6848 | 316.9821 | [30 empty] | 0.885 | 0.16918 | 0.0010528
321 | HVAC | DX | Lodging/Hospitality | New | HE DX 11.25-20.0 Tons Elec Heat | 0.37442 | 0.015137 |  | 1978.08 | 1 | 0.040428 | 5283.0342 | 15 |  | 1965 | 5248.1003 | Per Unit | GSD | 1 | 1 | 1 | 1 | 1 | 1 | 1 | 1 | 1 | 1 | 1 | 1 | CloNgsd321 | CloN | gsd | 321 | 118.6848 | 316.9821 | [30 empty] | 0.0038007 | 0.00072488 | 1.0274e-05
321 | HVAC | DX | Miscellaneous | Turnover | HE DX 11.25-20.0 Tons Elec Heat | 0.22014 | 0.027315 |  | 672.94 | 1 | 0.12408 | 3056.91 | 15 |  | 1965 | 8926.2462 | Per Unit | GSD | 1 | 1 | 1 | 1 | 1 | 1 | 1 | 1 | 1 | 1 | 1 | 1 | CmiTgsd321 | CmiT | gsd | 321 | 40.3764 | 183.4146 | [30 empty] | 0 | 0 | 0
321 | HVAC | DX | Miscellaneous | New | HE DX 11.25-20.0 Tons Elec Heat | 0.22014 | 0.027315 |  | 672.94 | 1 | 0.12408 | 3056.91 | 15 |  | 1965 | 8926.2462 | Per Unit | GSD | 1 | 1 | 1 | 1 | 1 | 1 | 1 | 1 | 1 | 1 | 1 | 1 | CmiNgsd321 | CmiN | gsd | 321 | 40.3764 | 183.4146 | [30 empty] | 0 | 0 | 0
321 | HVAC | DX | Offices | Turnover | HE DX 11.25-20.0 Tons Elec Heat | 0.44359 | 0.02957 |  | 1344.84 | 1 | 0.066661 | 3031.7051 | 15 |  | 1965 | 4429.7467 | Per Unit | GSD | 1 | 1 | 1 | 1 | 1 | 1 | 1 | 1 | 1 | 1 | 1 | 1 | CofTgsd321 | CofT | gsd | 321 | 80.6904 | 181.9023 | [30 empty] | 12.3747 | 3.0095 | 7.6065
321 | HVAC | DX | Offices | New | HE DX 11.25-20.0 Tons Elec Heat | 0.44359 | 0.02957 |  | 1344.84 | 1 | 0.066661 | 3031.7051 | 15 |  | 1965 | 4429.7467 | Per Unit | GSD | 1 | 1 | 1 | 1 | 1 | 1 | 1 | 1 | 1 | 1 | 1 | 1 | CofNgsd321 | CofN | gsd | 321 | 80.6904 | 181.9023 | [30 empty] | 0.06735 | 0.010873 | 0.079065
321 | HVAC | DX | Restaurants | Turnover | HE DX 11.25-20.0 Tons Elec Heat | 0.54393 | 0.062198 |  | 1999.03 | 1 | 0.11435 | 3675.1409 | 15 |  | 1965 | 3612.5781 | Per Unit | GSD | 1 | 1 | 1 | 1 | 1 | 1 | 1 | 1 | 1 | 1 | 1 | 1 | CreTgsd321 | CreT | gsd | 321 | 119.9418 | 220.5085 | [30 empty] | 1.1886 | 0.33707 | 0
321 | HVAC | DX | Restaurants | New | HE DX 11.25-20.0 Tons Elec Heat | 0.54393 | 0.062198 |  | 1999.03 | 1 | 0.11435 | 3675.1409 | 15 |  | 1965 | 3612.5781 | Per Unit | GSD | 1 | 1 | 1 | 1 | 1 | 1 | 1 | 1 | 1 | 1 | 1 | 1 | CreNgsd321 | CreN | gsd | 321 | 119.9418 | 220.5085 | [30 empty] | 0.0030213 | 0.00085678 | 0
321 | HVAC | DX | Retail | Turnover | HE DX 11.25-20.0 Tons Elec Heat | 0.5007 | 0.11609 |  | 1554.28 | 1 | 0.23187 | 3104.2218 | 15 |  | 1965 | 3924.5154 | Per Unit | GSD | 1 | 1 | 1 | 1 | 1 | 1 | 1 | 1 | 1 | 1 | 1 | 1 | CrtTgsd321 | CrtT | gsd | 321 | 93.2568 | 186.2533 | [30 empty] | 3.067 | 1.0215 | 0
321 | HVAC | DX | Retail | New | HE DX 11.25-20.0 Tons Elec Heat | 0.5007 | 0.11609 |  | 1554.28 | 1 | 0.23187 | 3104.2218 | 15 |  | 1965 | 3924.5154 | Per Unit | GSD | 1 | 1 | 1 | 1 | 1 | 1 | 1 | 1 | 1 | 1 | 1 | 1 | CrtNgsd321 | CrtN | gsd | 321 | 93.2568 | 186.2533 | [30 empty] | 0.010784 | 0.0035919 | 0
321 | HVAC | DX | Schools K-12 | Turnover | HE DX 11.25-20.0 Tons Elec Heat | 0.4353 | 0.10698 |  | 1353.92 | 1 | 0.24577 | 3110.3239 | 15 |  | 1965 | 4514.1415 | Per Unit | GSD | 1 | 1 | 1 | 1 | 1 | 1 | 1 | 1 | 1 | 1 | 1 | 1 | CscTgsd321 | CscT | gsd | 321 | 81.2352 | 186.6194 | [30 empty] | 1.5297 | 0.12316 | 2.6424
321 | HVAC | DX | Schools K-12 | New | HE DX 11.25-20.0 Tons Elec Heat | 0.4353 | 0.10698 |  | 1353.92 | 1 | 0.24577 | 3110.3239 | 15 |  | 1965 | 4514.1415 | Per Unit | GSD | 1 | 1 | 1 | 1 | 1 | 1 | 1 | 1 | 1 | 1 | 1 | 1 | CscNgsd321 | CscN | gsd | 321 | 81.2352 | 186.6194 | [30 empty] | 0.012785 | 0.0004881 | 0.025787
321 | HVAC | DX | Warehouse | Turnover | HE DX 11.25-20.0 Tons Elec Heat | 0.095496 | 0.027315 |  | 298.71 | 1 | 0.28603 | 3127.9996 | 15 |  | 1965 | 20576.8778 | Per Unit | GSD | 1 | 1 | 1 | 1 | 1 | 1 | 1 | 1 | 1 | 1 | 1 | 1 | CwaTgsd321 | CwaT | gsd | 321 | 17.9226 | 187.68 | [30 empty] | 0.22797 | 0.01892 | 0.38994
321 | HVAC | DX | Warehouse | New | HE DX 11.25-20.0 Tons Elec Heat | 0.095496 | 0.027315 |  | 298.71 | 1 | 0.28603 | 3127.9996 | 15 |  | 1965 | 20576.8778 | Per Unit | GSD | 1 | 1 | 1 | 1 | 1 | 1 | 1 | 1 | 1 | 1 | 1 | 1 | CwaNgsd321 | CwaN | gsd | 321 | 17.9226 | 187.68 | [30 empty] | 0.001773 | 1.5709e-05 | 0.0039317
322 | HVAC | DX | Assembly | Turnover | HE DX 11.25-20.0 Tons Other Heat | 0.39407 | 0 |  | 1183.16 | 1 | 0 | 3002.444 | 15 |  | 1965 | 4986.479 | Per Unit | GSD | 1 | 1 | 1 | 1 | 1 | 1 | 1 | 1 | 1 | 1 | 1 | 1 | CasTgsd322 | CasT | gsd | 322 | 70.9896 | 180.1466 | [30 empty] | 33.5173 | 11.1633 | 0
322 | HVAC | DX | Assembly | New | HE DX 11.25-20.0 Tons Other Heat | 0.39407 | 0 |  | 1183.16 | 1 | 0 | 3002.444 | 15 |  | 1965 | 4986.479 | Per Unit | GSD | 1 | 1 | 1 | 1 | 1 | 1 | 1 | 1 | 1 | 1 | 1 | 1 | CasNgsd322 | CasN | gsd | 322 | 70.9896 | 180.1466 | [30 empty] | 0.35212 | 0.11728 | 0
322 | HVAC | DX | College and University | Turnover | HE DX 11.25-20.0 Tons Other Heat | 0.26614 | 0 |  | 1312.65 | 1 | 0 | 4932.1338 | 15 |  | 1965 | 7383.2651 | Per Unit | GSD | 1 | 1 | 1 | 1 | 1 | 1 | 1 | 1 | 1 | 1 | 1 | 1 | CcoTgsd322 | CcoT | gsd | 322 | 78.759 | 295.928 | [30 empty] | 1.9876 | 0.40298 | 0
322 | HVAC | DX | College and University | New | HE DX 11.25-20.0 Tons Other Heat | 0.26614 | 0 |  | 1312.65 | 1 | 0 | 4932.1338 | 15 |  | 1965 | 7383.2651 | Per Unit | GSD | 1 | 1 | 1 | 1 | 1 | 1 | 1 | 1 | 1 | 1 | 1 | 1 | CcoNgsd322 | CcoN | gsd | 322 | 78.759 | 295.928 | [30 empty] | 0.020881 | 0.0042337 | 0
322 | HVAC | DX | Data Center | Turnover | HE DX 11.25-20.0 Tons Other Heat | 0.49464 | 0 |  | 2439.61 | 1 | 0 | 4932.1338 | 15 |  | 1965 | 3972.6198 | Per Unit | GSD | 1 | 1 | 1 | 1 | 1 | 1 | 1 | 1 | 1 | 1 | 1 | 1 | CdaTgsd322 | CdaT | gsd | 322 | 146.3766 | 295.928 | [30 empty] | 0.049228 | 0.009981 | 0
322 | HVAC | DX | Data Center | New | HE DX 11.25-20.0 Tons Other Heat | 0.49464 | 0 |  | 2439.61 | 1 | 0 | 4932.1338 | 15 |  | 1965 | 3972.6198 | Per Unit | GSD | 1 | 1 | 1 | 1 | 1 | 1 | 1 | 1 | 1 | 1 | 1 | 1 | CdaNgsd322 | CdaN | gsd | 322 | 146.3766 | 295.928 | [30 empty] | 0.00051717 | 0.00010486 | 0
322 | HVAC | DX | Grocery | Turnover | HE DX 11.25-20.0 Tons Other Heat | 0.18541 | 0 |  | 653.83 | 1 | 0 | 3526.3542 | 15 |  | 1965 | 10597.9934 | Per Unit | GSD | 1 | 1 | 1 | 1 | 1 | 1 | 1 | 1 | 1 | 1 | 1 | 1 | CgrTgsd322 | CgrT | gsd | 322 | 39.2298 | 211.5813 | [30 empty] | 5.1149 | 1.4505 | 0
322 | HVAC | DX | Grocery | New | HE DX 11.25-20.0 Tons Other Heat | 0.18541 | 0 |  | 653.83 | 1 | 0 | 3526.3542 | 15 |  | 1965 | 10597.9934 | Per Unit | GSD | 1 | 1 | 1 | 1 | 1 | 1 | 1 | 1 | 1 | 1 | 1 | 1 | CgrNgsd322 | CgrN | gsd | 322 | 39.2298 | 211.5813 | [30 empty] | 0.053736 | 0.015238 | 0
322 | HVAC | DX | Healthcare | Turnover | HE DX 11.25-20.0 Tons Other Heat | 0.52219 | 0 |  | 2575.49 | 1 | 0 | 4932.1338 | 15 |  | 1965 | 3763.0288 | Per Unit | GSD | 1 | 1 | 1 | 1 | 1 | 1 | 1 | 1 | 1 | 1 | 1 | 1 | CheTgsd322 | CheT | gsd | 322 | 154.5294 | 295.928 | [30 empty] | 5.3437 | 1.0834 | 0
322 | HVAC | DX | Healthcare | New | HE DX 11.25-20.0 Tons Other Heat | 0.52219 | 0 |  | 2575.49 | 1 | 0 | 4932.1338 | 15 |  | 1965 | 3763.0288 | Per Unit | GSD | 1 | 1 | 1 | 1 | 1 | 1 | 1 | 1 | 1 | 1 | 1 | 1 | CheNgsd322 | CheN | gsd | 322 | 154.5294 | 295.928 | [30 empty] | 0.05614 | 0.011382 | 0
322 | HVAC | DX | Hospitals | Turnover | HE DX 11.25-20.0 Tons Other Heat | 0.49464 | 0 |  | 2439.61 | 1 | 0 | 4932.1338 | 15 |  | 1965 | 3972.6198 | Per Unit | GSD | 1 | 1 | 1 | 1 | 1 | 1 | 1 | 1 | 1 | 1 | 1 | 1 | ChoTgsd322 | ChoT | gsd | 322 | 146.3766 | 295.928 | [30 empty] | 4.0093 | 0.8129 | 0
322 | HVAC | DX | Hospitals | New | HE DX 11.25-20.0 Tons Other Heat | 0.49464 | 0 |  | 2439.61 | 1 | 0 | 4932.1338 | 15 |  | 1965 | 3972.6198 | Per Unit | GSD | 1 | 1 | 1 | 1 | 1 | 1 | 1 | 1 | 1 | 1 | 1 | 1 | ChoNgsd322 | ChoN | gsd | 322 | 146.3766 | 295.928 | [30 empty] | 0.042121 | 0.0085401 | 0
322 | HVAC | DX | Institutional | Turnover | HE DX 11.25-20.0 Tons Other Heat | 0.12968 | 0 |  | 639.61 | 1 | 0 | 4932.1338 | 15 |  | 1965 | 15152.4257 | Per Unit | GSD | 1 | 1 | 1 | 1 | 1 | 1 | 1 | 1 | 1 | 1 | 1 | 1 | CinTgsd322 | CinT | gsd | 322 | 38.3766 | 295.928 | [30 empty] | 4.2851 | 0.86881 | 0
322 | HVAC | DX | Institutional | New | HE DX 11.25-20.0 Tons Other Heat | 0.12968 | 0 |  | 639.61 | 1 | 0 | 4932.1338 | 15 |  | 1965 | 15152.4257 | Per Unit | GSD | 1 | 1 | 1 | 1 | 1 | 1 | 1 | 1 | 1 | 1 | 1 | 1 | CinNgsd322 | CinN | gsd | 322 | 38.3766 | 295.928 | [30 empty] | 0.045018 | 0.0091275 | 0
322 | HVAC | DX | Lodging/Hospitality | Turnover | HE DX 11.25-20.0 Tons Other Heat | 0.37442 | 0 |  | 1955.1 | 1 | 0 | 5221.6594 | 15 |  | 1965 | 5248.1003 | Per Unit | GSD | 1 | 1 | 1 | 1 | 1 | 1 | 1 | 1 | 1 | 1 | 1 | 1 | CloTgsd322 | CloT | gsd | 322 | 117.306 | 313.2996 | [30 empty] | 0.61277 | 0.11735 | 0
322 | HVAC | DX | Lodging/Hospitality | New | HE DX 11.25-20.0 Tons Other Heat | 0.37442 | 0 |  | 1955.1 | 1 | 0 | 5221.6594 | 15 |  | 1965 | 5248.1003 | Per Unit | GSD | 1 | 1 | 1 | 1 | 1 | 1 | 1 | 1 | 1 | 1 | 1 | 1 | CloNgsd322 | CloN | gsd | 322 | 117.306 | 313.2996 | [30 empty] | 0.0064376 | 0.0012329 | 0
322 | HVAC | DX | Miscellaneous | Turnover | HE DX 11.25-20.0 Tons Other Heat | 0.22014 | 0 |  | 660.95 | 1 | 0 | 3002.444 | 15 |  | 1965 | 8926.2462 | Per Unit | GSD | 1 | 1 | 1 | 1 | 1 | 1 | 1 | 1 | 1 | 1 | 1 | 1 | CmiTgsd322 | CmiT | gsd | 322 | 39.657 | 180.1466 | [30 empty] | 15.1058 | 5.0312 | 0
322 | HVAC | DX | Miscellaneous | New | HE DX 11.25-20.0 Tons Other Heat | 0.22014 | 0 |  | 660.95 | 1 | 0 | 3002.444 | 15 |  | 1965 | 8926.2462 | Per Unit | GSD | 1 | 1 | 1 | 1 | 1 | 1 | 1 | 1 | 1 | 1 | 1 | 1 | CmiNgsd322 | CmiN | gsd | 322 | 39.657 | 180.1466 | [30 empty] | 0.1587 | 0.052856 | 0
322 | HVAC | DX | Offices | Turnover | HE DX 11.25-20.0 Tons Other Heat | 0.44359 | 0 |  | 1331.86 | 1 | 0 | 3002.444 | 15 |  | 1965 | 4429.7467 | Per Unit | GSD | 1 | 1 | 1 | 1 | 1 | 1 | 1 | 1 | 1 | 1 | 1 | 1 | CofTgsd322 | CofT | gsd | 322 | 79.9116 | 180.1466 | [30 empty] | 59.2283 | 19.7267 | 0
322 | HVAC | DX | Offices | New | HE DX 11.25-20.0 Tons Other Heat | 0.44359 | 0 |  | 1331.86 | 1 | 0 | 3002.444 | 15 |  | 1965 | 4429.7467 | Per Unit | GSD | 1 | 1 | 1 | 1 | 1 | 1 | 1 | 1 | 1 | 1 | 1 | 1 | CofNgsd322 | CofN | gsd | 322 | 79.9116 | 180.1466 | [30 empty] | 0.62224 | 0.20724 | 0
322 | HVAC | DX | Restaurants | Turnover | HE DX 11.25-20.0 Tons Other Heat | 0.54393 | 0 |  | 1918.1 | 1 | 0 | 3526.3542 | 15 |  | 1965 | 3612.5781 | Per Unit | GSD | 1 | 1 | 1 | 1 | 1 | 1 | 1 | 1 | 1 | 1 | 1 | 1 | CreTgsd322 | CreT | gsd | 322 | 115.086 | 211.5813 | [30 empty] | 17.3751 | 4.9272 | 0
322 | HVAC | DX | Restaurants | New | HE DX 11.25-20.0 Tons Other Heat | 0.54393 | 0 |  | 1918.1 | 1 | 0 | 3526.3542 | 15 |  | 1965 | 3612.5781 | Per Unit | GSD | 1 | 1 | 1 | 1 | 1 | 1 | 1 | 1 | 1 | 1 | 1 | 1 | CreNgsd322 | CreN | gsd | 322 | 115.086 | 211.5813 | [30 empty] | 0.18254 | 0.051764 | 0
322 | HVAC | DX | Retail | Turnover | HE DX 11.25-20.0 Tons Other Heat | 0.5007 | 0 |  | 1503.32 | 1 | 0 | 3002.444 | 15 |  | 1965 | 3924.5154 | Per Unit | GSD | 1 | 1 | 1 | 1 | 1 | 1 | 1 | 1 | 1 | 1 | 1 | 1 | CrtTgsd322 | CrtT | gsd | 322 | 90.1992 | 180.1466 | [30 empty] | 28.6794 | 9.552 | 0
322 | HVAC | DX | Retail | New | HE DX 11.25-20.0 Tons Other Heat | 0.5007 | 0 |  | 1503.32 | 1 | 0 | 3002.444 | 15 |  | 1965 | 3924.5154 | Per Unit | GSD | 1 | 1 | 1 | 1 | 1 | 1 | 1 | 1 | 1 | 1 | 1 | 1 | CrtNgsd322 | CrtN | gsd | 322 | 90.1992 | 180.1466 | [30 empty] | 0.3013 | 0.10035 | 0
322 | HVAC | DX | Schools K-12 | Turnover | HE DX 11.25-20.0 Tons Other Heat | 0.4353 | 0 |  | 1306.96 | 1 | 0 | 3002.444 | 15 |  | 1965 | 4514.1415 | Per Unit | GSD | 1 | 1 | 1 | 1 | 1 | 1 | 1 | 1 | 1 | 1 | 1 | 1 | CscTgsd322 | CscT | gsd | 322 | 78.4176 | 180.1466 | [30 empty] | 4.0084 | 1.3351 | 0
322 | HVAC | DX | Schools K-12 | New | HE DX 11.25-20.0 Tons Other Heat | 0.4353 | 0 |  | 1306.96 | 1 | 0 | 3002.444 | 15 |  | 1965 | 4514.1415 | Per Unit | GSD | 1 | 1 | 1 | 1 | 1 | 1 | 1 | 1 | 1 | 1 | 1 | 1 | CscNgsd322 | CscN | gsd | 322 | 78.4176 | 180.1466 | [30 empty] | 0.042112 | 0.014026 | 0
322 | HVAC | DX | Warehouse | Turnover | HE DX 11.25-20.0 Tons Other Heat | 0.095496 | 0 |  | 286.72 | 1 | 0 | 3002.444 | 15 |  | 1965 | 20576.8778 | Per Unit | GSD | 1 | 1 | 1 | 1 | 1 | 1 | 1 | 1 | 1 | 1 | 1 | 1 | CwaTgsd322 | CwaT | gsd | 322 | 17.2032 | 180.1466 | [30 empty] | 3.3648 | 1.1207 | 0
322 | HVAC | DX | Warehouse | New | HE DX 11.25-20.0 Tons Other Heat | 0.095496 | 0 |  | 286.72 | 1 | 0 | 3002.444 | 15 |  | 1965 | 20576.8778 | Per Unit | GSD | 1 | 1 | 1 | 1 | 1 | 1 | 1 | 1 | 1 | 1 | 1 | 1 | CwaNgsd322 | CwaN | gsd | 322 | 17.2032 | 180.1466 | [30 empty] | 0.03535 | 0.011774 | 0
323 | HVAC | DX | Assembly | Turnover | HE DX 5.4-11.25 Tons Elect Heat | 0.29672 | 0.023556 |  | 901.23 | 1 | 0.079388 | 3037.2915 | 15 |  | 982.5 | 3311.1846 | Per Unit | GSD | 1 | 1 | 1 | 1 | 1 | 1 | 1 | 1 | 1 | 1 | 1 | 1 | CasTgsd323 | CasT | gsd | 323 | 54.0738 | 182.2375 | [30 empty] | 7.5129 | 1.1926 | 8.958
323 | HVAC | DX | Assembly | New | HE DX 5.4-11.25 Tons Elect Heat | 0.29672 | 0.023556 |  | 901.23 | 1 | 0.079388 | 3037.2915 | 15 |  | 982.5 | 3311.1846 | Per Unit | GSD | 1 | 1 | 1 | 1 | 1 | 1 | 1 | 1 | 1 | 1 | 1 | 1 | CasNgsd323 | CasN | gsd | 323 | 54.0738 | 182.2375 | [30 empty] | 0.051919 | 0.0036793 | 0.093113
323 | HVAC | DX | College and University | Turnover | HE DX 5.4-11.25 Tons Elect Heat | 0.2004 | 0.0019893 |  | 998.73 | 1 | 0.0099268 | 4983.7312 | 15 |  | 982.5 | 4902.7423 | Per Unit | GSD | 1 | 1 | 1 | 1 | 1 | 1 | 1 | 1 | 1 | 1 | 1 | 1 | CcoTgsd323 | CcoT | gsd | 323 | 59.9238 | 299.0239 | [30 empty] | 0.28655 | 0.058099 | 0
323 | HVAC | DX | College and University | New | HE DX 5.4-11.25 Tons Elect Heat | 0.2004 | 0.0019893 |  | 998.73 | 1 | 0.0099268 | 4983.7312 | 15 |  | 982.5 | 4902.7423 | Per Unit | GSD | 1 | 1 | 1 | 1 | 1 | 1 | 1 | 1 | 1 | 1 | 1 | 1 | CcoNgsd323 | CcoN | gsd | 323 | 59.9238 | 299.0239 | [30 empty] | 0.00091876 | 0.00018628 | 0
323 | HVAC | DX | Data Center | Turnover | HE DX 5.4-11.25 Tons Elect Heat | 0.37245 | 0.0035727 |  | 1855.53 | 1 | 0.0095924 | 4981.9932 | 15 |  | 982.5 | 2637.957 | Per Unit | GSD | 1 | 1 | 1 | 1 | 1 | 1 | 1 | 1 | 1 | 1 | 1 | 1 | CdaTgsd323 | CdaT | gsd | 323 | 111.3318 | 298.9196 | [30 empty] | 0.030205 | 0.0061241 | 0
323 | HVAC | DX | Data Center | New | HE DX 5.4-11.25 Tons Elect Heat | 0.37245 | 0.0035727 |  | 1855.53 | 1 | 0.0095924 | 4981.9932 | 15 |  | 982.5 | 2637.957 | Per Unit | GSD | 1 | 1 | 1 | 1 | 1 | 1 | 1 | 1 | 1 | 1 | 1 | 1 | CdaNgsd323 | CdaN | gsd | 323 | 111.3318 | 298.9196 | [30 empty] | 0.00014181 | 2.8753e-05 | 0
323 | HVAC | DX | Grocery | Turnover | HE DX 5.4-11.25 Tons Elect Heat | 0.13961 | 0.013734 |  | 510.19 | 1 | 0.098371 | 3654.3522 | 15 |  | 982.5 | 7037.3802 | Per Unit | GSD | 1 | 1 | 1 | 1 | 1 | 1 | 1 | 1 | 1 | 1 | 1 | 1 | CgrTgsd323 | CgrT | gsd | 323 | 30.6114 | 219.2611 | [30 empty] | 3.5158 | 0.89804 | 0.26821
323 | HVAC | DX | Grocery | New | HE DX 5.4-11.25 Tons Elect Heat | 0.13961 | 0.013734 |  | 510.19 | 1 | 0.098371 | 3654.3522 | 15 |  | 982.5 | 7037.3802 | Per Unit | GSD | 1 | 1 | 1 | 1 | 1 | 1 | 1 | 1 | 1 | 1 | 1 | 1 | CgrNgsd323 | CgrN | gsd | 323 | 30.6114 | 219.2611 | [30 empty] | 0.0070192 | 0.00099266 | 0.0027043
323 | HVAC | DX | Healthcare | Turnover | HE DX 5.4-11.25 Tons Elect Heat | 0.39319 | 0.0031206 |  | 1955.51 | 1 | 0.0079364 | 4973.3856 | 15 |  | 982.5 | 2498.7606 | Per Unit | GSD | 1 | 1 | 1 | 1 | 1 | 1 | 1 | 1 | 1 | 1 | 1 | 1 | CheTgsd323 | CheT | gsd | 323 | 117.3306 | 298.4031 | [30 empty] | 2.8685 | 0.57278 | 0.0083654
323 | HVAC | DX | Healthcare | New | HE DX 5.4-11.25 Tons Elect Heat | 0.39319 | 0.0031206 |  | 1955.51 | 1 | 0.0079364 | 4973.3856 | 15 |  | 982.5 | 2498.7606 | Per Unit | GSD | 1 | 1 | 1 | 1 | 1 | 1 | 1 | 1 | 1 | 1 | 1 | 1 | CheNgsd323 | CheN | gsd | 323 | 117.3306 | 298.4031 | [30 empty] | 0.00042434 | 0 | 8.1638e-05
323 | HVAC | DX | Hospitals | Turnover | HE DX 5.4-11.25 Tons Elect Heat | 0.37245 | 0.0035727 |  | 1855.53 | 1 | 0.0095924 | 4981.9932 | 15 |  | 982.5 | 2637.957 | Per Unit | GSD | 1 | 1 | 1 | 1 | 1 | 1 | 1 | 1 | 1 | 1 | 1 | 1 | ChoTgsd323 | ChoT | gsd | 323 | 111.3318 | 298.9196 | [30 empty] | 0 | 0 | 0
323 | HVAC | DX | Hospitals | New | HE DX 5.4-11.25 Tons Elect Heat | 0.37245 | 0.0035727 |  | 1855.53 | 1 | 0.0095924 | 4981.9932 | 15 |  | 982.5 | 2637.957 | Per Unit | GSD | 1 | 1 | 1 | 1 | 1 | 1 | 1 | 1 | 1 | 1 | 1 | 1 | ChoNgsd323 | ChoN | gsd | 323 | 111.3318 | 298.9196 | [30 empty] | 0 | 0 | 0
323 | HVAC | DX | Institutional | Turnover | HE DX 5.4-11.25 Tons Elect Heat | 0.097647 | 0.001718 |  | 490.54 | 1 | 0.017594 | 5023.5853 | 15 |  | 982.5 | 10061.7128 | Per Unit | GSD | 1 | 1 | 1 | 1 | 1 | 1 | 1 | 1 | 1 | 1 | 1 | 1 | CinTgsd323 | CinT | gsd | 323 | 29.4324 | 301.4151 | [30 empty] | 3.9628 | 0.76093 | 0.040358
323 | HVAC | DX | Institutional | New | HE DX 5.4-11.25 Tons Elect Heat | 0.097647 | 0.001718 |  | 490.54 | 1 | 0.017594 | 5023.5853 | 15 |  | 982.5 | 10061.7128 | Per Unit | GSD | 1 | 1 | 1 | 1 | 1 | 1 | 1 | 1 | 1 | 1 | 1 | 1 | CinNgsd323 | CinN | gsd | 323 | 29.4324 | 301.4151 | [30 empty] | 0.009286 | 0.0014407 | 0.0004195
323 | HVAC | DX | Lodging/Hospitality | Turnover | HE DX 5.4-11.25 Tons Elect Heat | 0.28193 | 0.0071272 |  | 1482.96 | 1 | 0.02528 | 5260.0378 | 15 |  | 982.5 | 3484.9134 | Per Unit | GSD | 1 | 1 | 1 | 1 | 1 | 1 | 1 | 1 | 1 | 1 | 1 | 1 | CloTgsd323 | CloT | gsd | 323 | 88.9776 | 315.6023 | [30 empty] | 1.551 | 0.29674 | 0.00099296
323 | HVAC | DX | Lodging/Hospitality | New | HE DX 5.4-11.25 Tons Elect Heat | 0.28193 | 0.0071272 |  | 1482.96 | 1 | 0.02528 | 5260.0378 | 15 |  | 982.5 | 3484.9134 | Per Unit | GSD | 1 | 1 | 1 | 1 | 1 | 1 | 1 | 1 | 1 | 1 | 1 | 1 | CloNgsd323 | CloN | gsd | 323 | 88.9776 | 315.6023 | [30 empty] | 0.006823 | 0.0013039 | 9.6903e-06
323 | HVAC | DX | Miscellaneous | Turnover | HE DX 5.4-11.25 Tons Elect Heat | 0.16576 | 0.012872 |  | 503.33 | 1 | 0.077653 | 3036.5298 | 15 |  | 982.5 | 5927.3051 | Per Unit | GSD | 1 | 1 | 1 | 1 | 1 | 1 | 1 | 1 | 1 | 1 | 1 | 1 | CmiTgsd323 | CmiT | gsd | 323 | 30.1998 | 182.1918 | [30 empty] | 0 | 0 | 0
323 | HVAC | DX | Miscellaneous | New | HE DX 5.4-11.25 Tons Elect Heat | 0.16576 | 0.012872 |  | 503.33 | 1 | 0.077653 | 3036.5298 | 15 |  | 982.5 | 5927.3051 | Per Unit | GSD | 1 | 1 | 1 | 1 | 1 | 1 | 1 | 1 | 1 | 1 | 1 | 1 | CmiNgsd323 | CmiN | gsd | 323 | 30.1998 | 182.1918 | [30 empty] | 0 | 0 | 0
323 | HVAC | DX | Offices | Turnover | HE DX 5.4-11.25 Tons Elect Heat | 0.33401 | 0.01392 |  | 1008.97 | 1 | 0.041673 | 3020.7366 | 15 |  | 982.5 | 2941.4886 | Per Unit | GSD | 1 | 1 | 1 | 1 | 1 | 1 | 1 | 1 | 1 | 1 | 1 | 1 | CofTgsd323 | CofT | gsd | 323 | 60.5382 | 181.2442 | [30 empty] | 18.9974 | 5.2787 | 7.1725
323 | HVAC | DX | Offices | New | HE DX 5.4-11.25 Tons Elect Heat | 0.33401 | 0.01392 |  | 1008.97 | 1 | 0.041673 | 3020.7366 | 15 |  | 982.5 | 2941.4886 | Per Unit | GSD | 1 | 1 | 1 | 1 | 1 | 1 | 1 | 1 | 1 | 1 | 1 | 1 | CofNgsd323 | CofN | gsd | 323 | 60.5382 | 181.2442 | [30 empty] | 0.090064 | 0.019097 | 0.074554
323 | HVAC | DX | Restaurants | Turnover | HE DX 5.4-11.25 Tons Elect Heat | 0.40957 | 0.029274 |  | 1482.38 | 1 | 0.071474 | 3619.3541 | 15 |  | 982.5 | 2398.8555 | Per Unit | GSD | 1 | 1 | 1 | 1 | 1 | 1 | 1 | 1 | 1 | 1 | 1 | 1 | CreTgsd323 | CreT | gsd | 323 | 88.9428 | 217.1612 | [30 empty] | 2.0849 | 0.59124 | 0
323 | HVAC | DX | Restaurants | New | HE DX 5.4-11.25 Tons Elect Heat | 0.40957 | 0.029274 |  | 1482.38 | 1 | 0.071474 | 3619.3541 | 15 |  | 982.5 | 2398.8555 | Per Unit | GSD | 1 | 1 | 1 | 1 | 1 | 1 | 1 | 1 | 1 | 1 | 1 | 1 | CreNgsd323 | CreN | gsd | 323 | 88.9428 | 217.1612 | [30 empty] | 0.0053107 | 0.001506 | 0
323 | HVAC | DX | Retail | Turnover | HE DX 5.4-11.25 Tons Elect Heat | 0.37701 | 0.05463 |  | 1155.94 | 1 | 0.1449 | 3066.0492 | 15 |  | 982.5 | 2606.0119 | Per Unit | GSD | 1 | 1 | 1 | 1 | 1 | 1 | 1 | 1 | 1 | 1 | 1 | 1 | CrtTgsd323 | CrtT | gsd | 323 | 69.3564 | 183.963 | [30 empty] | 5.3795 | 1.7917 | 0
323 | HVAC | DX | Retail | New | HE DX 5.4-11.25 Tons Elect Heat | 0.37701 | 0.05463 |  | 1155.94 | 1 | 0.1449 | 3066.0492 | 15 |  | 982.5 | 2606.0119 | Per Unit | GSD | 1 | 1 | 1 | 1 | 1 | 1 | 1 | 1 | 1 | 1 | 1 | 1 | CrtNgsd323 | CrtN | gsd | 323 | 69.3564 | 183.963 | [30 empty] | 0.019535 | 0.0065062 | 0
323 | HVAC | DX | Schools K-12 | Turnover | HE DX 5.4-11.25 Tons Elect Heat | 0.32777 | 0.050347 |  | 1006.21 | 1 | 0.15361 | 3069.8694 | 15 |  | 982.5 | 2997.532 | Per Unit | GSD | 1 | 1 | 1 | 1 | 1 | 1 | 1 | 1 | 1 | 1 | 1 | 1 | CscTgsd323 | CscT | gsd | 323 | 60.3726 | 184.1922 | [30 empty] | 1.742 | 0.21602 | 2.491
323 | HVAC | DX | Schools K-12 | New | HE DX 5.4-11.25 Tons Elect Heat | 0.32777 | 0.050347 |  | 1006.21 | 1 | 0.15361 | 3069.8694 | 15 |  | 982.5 | 2997.532 | Per Unit | GSD | 1 | 1 | 1 | 1 | 1 | 1 | 1 | 1 | 1 | 1 | 1 | 1 | CscNgsd323 | CscN | gsd | 323 | 60.3726 | 184.1922 | [30 empty] | 0.013247 | 0.00085796 | 0.024309
323 | HVAC | DX | Warehouse | Turnover | HE DX 5.4-11.25 Tons Elect Heat | 0.071905 | 0.012872 |  | 221.54 | 1 | 0.17901 | 3081.0202 | 15 |  | 982.5 | 13663.9086 | Per Unit | GSD | 1 | 1 | 1 | 1 | 1 | 1 | 1 | 1 | 1 | 1 | 1 | 1 | CwaTgsd323 | CwaT | gsd | 323 | 13.2924 | 184.8612 | [30 empty] | 0.2612 | 0.033186 | 0.36806
323 | HVAC | DX | Warehouse | New | HE DX 5.4-11.25 Tons Elect Heat | 0.071905 | 0.012872 |  | 221.54 | 1 | 0.17901 | 3081.0202 | 15 |  | 982.5 | 13663.9086 | Per Unit | GSD | 1 | 1 | 1 | 1 | 1 | 1 | 1 | 1 | 1 | 1 | 1 | 1 | CwaNgsd323 | CwaN | gsd | 323 | 13.2924 | 184.8612 | [30 empty] | 0.0017119 | 2.7612e-05 | 0.0037111
324 | HVAC | DX | Assembly | Turnover | HE DX 5.4-11.25 Tons Other Heat | 0.29672 | 0 |  | 890.89 | 1 | 0 | 3002.444 | 15 |  | 982.5 | 3311.1846 | Per Unit | GSD | 1 | 1 | 1 | 1 | 1 | 1 | 1 | 1 | 1 | 1 | 1 | 1 | CasTgsd324 | CasT | gsd | 324 | 53.4534 | 180.1466 | [30 empty] | 54.8681 | 18.2745 | 0
324 | HVAC | DX | Assembly | New | HE DX 5.4-11.25 Tons Other Heat | 0.29672 | 0 |  | 890.89 | 1 | 0 | 3002.444 | 15 |  | 982.5 | 3311.1846 | Per Unit | GSD | 1 | 1 | 1 | 1 | 1 | 1 | 1 | 1 | 1 | 1 | 1 | 1 | CasNgsd324 | CasN | gsd | 324 | 53.4534 | 180.1466 | [30 empty] | 0.60518 | 0.20156 | 0
324 | HVAC | DX | College and University | Turnover | HE DX 5.4-11.25 Tons Other Heat | 0.2004 | 0 |  | 988.39 | 1 | 0 | 4932.1338 | 15 |  | 982.5 | 4902.7423 | Per Unit | GSD | 1 | 1 | 1 | 1 | 1 | 1 | 1 | 1 | 1 | 1 | 1 | 1 | CcoTgsd324 | CcoT | gsd | 324 | 59.3034 | 295.928 | [30 empty] | 3.2537 | 0.65969 | 0
324 | HVAC | DX | College and University | New | HE DX 5.4-11.25 Tons Other Heat | 0.2004 | 0 |  | 988.39 | 1 | 0 | 4932.1338 | 15 |  | 982.5 | 4902.7423 | Per Unit | GSD | 1 | 1 | 1 | 1 | 1 | 1 | 1 | 1 | 1 | 1 | 1 | 1 | CcoNgsd324 | CcoN | gsd | 324 | 59.3034 | 295.928 | [30 empty] | 0.035887 | 0.0072761 | 0
324 | HVAC | DX | Data Center | Turnover | HE DX 5.4-11.25 Tons Other Heat | 0.37245 | 0 |  | 1836.96 | 1 | 0 | 4932.1338 | 15 |  | 982.5 | 2637.957 | Per Unit | GSD | 1 | 1 | 1 | 1 | 1 | 1 | 1 | 1 | 1 | 1 | 1 | 1 | CdaTgsd324 | CdaT | gsd | 324 | 110.2176 | 295.928 | [30 empty] | 0.081299 | 0.016484 | 0
324 | HVAC | DX | Data Center | New | HE DX 5.4-11.25 Tons Other Heat | 0.37245 | 0 |  | 1836.96 | 1 | 0 | 4932.1338 | 15 |  | 982.5 | 2637.957 | Per Unit | GSD | 1 | 1 | 1 | 1 | 1 | 1 | 1 | 1 | 1 | 1 | 1 | 1 | CdaNgsd324 | CdaN | gsd | 324 | 110.2176 | 295.928 | [30 empty] | 0.0008967 | 0.00018181 | 0
324 | HVAC | DX | Grocery | Turnover | HE DX 5.4-11.25 Tons Other Heat | 0.13961 | 0 |  | 492.32 | 1 | 0 | 3526.3542 | 15 |  | 982.5 | 7037.3802 | Per Unit | GSD | 1 | 1 | 1 | 1 | 1 | 1 | 1 | 1 | 1 | 1 | 1 | 1 | CgrTgsd324 | CgrT | gsd | 324 | 29.5392 | 211.5813 | [30 empty] | 8.3732 | 2.3745 | 0
324 | HVAC | DX | Grocery | New | HE DX 5.4-11.25 Tons Other Heat | 0.13961 | 0 |  | 492.32 | 1 | 0 | 3526.3542 | 15 |  | 982.5 | 7037.3802 | Per Unit | GSD | 1 | 1 | 1 | 1 | 1 | 1 | 1 | 1 | 1 | 1 | 1 | 1 | CgrNgsd324 | CgrN | gsd | 324 | 29.5392 | 211.5813 | [30 empty] | 0.092354 | 0.02619 | 0
324 | HVAC | DX | Healthcare | Turnover | HE DX 5.4-11.25 Tons Other Heat | 0.39319 | 0 |  | 1939.29 | 1 | 0 | 4932.1338 | 15 |  | 982.5 | 2498.7606 | Per Unit | GSD | 1 | 1 | 1 | 1 | 1 | 1 | 1 | 1 | 1 | 1 | 1 | 1 | CheTgsd324 | CheT | gsd | 324 | 116.3574 | 295.928 | [30 empty] | 8.7478 | 1.7736 | 0
324 | HVAC | DX | Healthcare | New | HE DX 5.4-11.25 Tons Other Heat | 0.39319 | 0 |  | 1939.29 | 1 | 0 | 4932.1338 | 15 |  | 982.5 | 2498.7606 | Per Unit | GSD | 1 | 1 | 1 | 1 | 1 | 1 | 1 | 1 | 1 | 1 | 1 | 1 | CheNgsd324 | CheN | gsd | 324 | 116.3574 | 295.928 | [30 empty] | 0.096485 | 0.019562 | 0
324 | HVAC | DX | Hospitals | Turnover | HE DX 5.4-11.25 Tons Other Heat | 0.37245 | 0 |  | 1836.96 | 1 | 0 | 4932.1338 | 15 |  | 982.5 | 2637.957 | Per Unit | GSD | 1 | 1 | 1 | 1 | 1 | 1 | 1 | 1 | 1 | 1 | 1 | 1 | ChoTgsd324 | ChoT | gsd | 324 | 110.2176 | 295.928 | [30 empty] | 6.5633 | 1.3307 | 0
324 | HVAC | DX | Hospitals | New | HE DX 5.4-11.25 Tons Other Heat | 0.37245 | 0 |  | 1836.96 | 1 | 0 | 4932.1338 | 15 |  | 982.5 | 2637.957 | Per Unit | GSD | 1 | 1 | 1 | 1 | 1 | 1 | 1 | 1 | 1 | 1 | 1 | 1 | ChoNgsd324 | ChoN | gsd | 324 | 110.2176 | 295.928 | [30 empty] | 0.072391 | 0.014677 | 0
324 | HVAC | DX | Institutional | Turnover | HE DX 5.4-11.25 Tons Other Heat | 0.097647 | 0 |  | 481.61 | 1 | 0 | 4932.1338 | 15 |  | 982.5 | 10061.7128 | Per Unit | GSD | 1 | 1 | 1 | 1 | 1 | 1 | 1 | 1 | 1 | 1 | 1 | 1 | CinTgsd324 | CinT | gsd | 324 | 28.8966 | 295.928 | [30 empty] | 7.0147 | 1.4222 | 0
324 | HVAC | DX | Institutional | New | HE DX 5.4-11.25 Tons Other Heat | 0.097647 | 0 |  | 481.61 | 1 | 0 | 4932.1338 | 15 |  | 982.5 | 10061.7128 | Per Unit | GSD | 1 | 1 | 1 | 1 | 1 | 1 | 1 | 1 | 1 | 1 | 1 | 1 | CinNgsd324 | CinN | gsd | 324 | 28.8966 | 295.928 | [30 empty] | 0.07737 | 0.015687 | 0
324 | HVAC | DX | Lodging/Hospitality | Turnover | HE DX 5.4-11.25 Tons Other Heat | 0.28193 | 0 |  | 1472.14 | 1 | 0 | 5221.6595 | 15 |  | 982.5 | 3484.9134 | Per Unit | GSD | 1 | 1 | 1 | 1 | 1 | 1 | 1 | 1 | 1 | 1 | 1 | 1 | CloTgsd324 | CloT | gsd | 324 | 88.3284 | 313.2996 | [30 empty] | 1.0031 | 0.1921 | 0
324 | HVAC | DX | Lodging/Hospitality | New | HE DX 5.4-11.25 Tons Other Heat | 0.28193 | 0 |  | 1472.14 | 1 | 0 | 5221.6595 | 15 |  | 982.5 | 3484.9134 | Per Unit | GSD | 1 | 1 | 1 | 1 | 1 | 1 | 1 | 1 | 1 | 1 | 1 | 1 | CloNgsd324 | CloN | gsd | 324 | 88.3284 | 313.2996 | [30 empty] | 0.011064 | 0.0021188 | 0
324 | HVAC | DX | Miscellaneous | Turnover | HE DX 5.4-11.25 Tons Other Heat | 0.16576 | 0 |  | 497.68 | 1 | 0 | 3002.444 | 15 |  | 982.5 | 5927.3051 | Per Unit | GSD | 1 | 1 | 1 | 1 | 1 | 1 | 1 | 1 | 1 | 1 | 1 | 1 | CmiTgsd324 | CmiT | gsd | 324 | 29.8608 | 180.1466 | [30 empty] | 24.7284 | 8.2361 | 0
324 | HVAC | DX | Miscellaneous | New | HE DX 5.4-11.25 Tons Other Heat | 0.16576 | 0 |  | 497.68 | 1 | 0 | 3002.444 | 15 |  | 982.5 | 5927.3051 | Per Unit | GSD | 1 | 1 | 1 | 1 | 1 | 1 | 1 | 1 | 1 | 1 | 1 | 1 | CmiNgsd324 | CmiN | gsd | 324 | 29.8608 | 180.1466 | [30 empty] | 0.27275 | 0.090841 | 0
324 | HVAC | DX | Offices | Turnover | HE DX 5.4-11.25 Tons Other Heat | 0.33401 | 0 |  | 1002.86 | 1 | 0 | 3002.444 | 15 |  | 982.5 | 2941.4886 | Per Unit | GSD | 1 | 1 | 1 | 1 | 1 | 1 | 1 | 1 | 1 | 1 | 1 | 1 | CofTgsd324 | CofT | gsd | 324 | 60.1716 | 180.1466 | [30 empty] | 96.9575 | 32.2929 | 0
324 | HVAC | DX | Offices | New | HE DX 5.4-11.25 Tons Other Heat | 0.33401 | 0 |  | 1002.86 | 1 | 0 | 3002.444 | 15 |  | 982.5 | 2941.4886 | Per Unit | GSD | 1 | 1 | 1 | 1 | 1 | 1 | 1 | 1 | 1 | 1 | 1 | 1 | CofNgsd324 | CofN | gsd | 324 | 60.1716 | 180.1466 | [30 empty] | 1.0694 | 0.35618 | 0
324 | HVAC | DX | Restaurants | Turnover | HE DX 5.4-11.25 Tons Other Heat | 0.40957 | 0 |  | 1444.29 | 1 | 0 | 3526.3542 | 15 |  | 982.5 | 2398.8555 | Per Unit | GSD | 1 | 1 | 1 | 1 | 1 | 1 | 1 | 1 | 1 | 1 | 1 | 1 | CreTgsd324 | CreT | gsd | 324 | 86.6574 | 211.5813 | [30 empty] | 28.4434 | 8.0659 | 0
324 | HVAC | DX | Restaurants | New | HE DX 5.4-11.25 Tons Other Heat | 0.40957 | 0 |  | 1444.29 | 1 | 0 | 3526.3542 | 15 |  | 982.5 | 2398.8555 | Per Unit | GSD | 1 | 1 | 1 | 1 | 1 | 1 | 1 | 1 | 1 | 1 | 1 | 1 | CreNgsd324 | CreN | gsd | 324 | 86.6574 | 211.5813 | [30 empty] | 0.31372 | 0.088964 | 0
324 | HVAC | DX | Retail | Turnover | HE DX 5.4-11.25 Tons Other Heat | 0.37701 | 0 |  | 1131.96 | 1 | 0 | 3002.444 | 15 |  | 982.5 | 2606.0119 | Per Unit | GSD | 1 | 1 | 1 | 1 | 1 | 1 | 1 | 1 | 1 | 1 | 1 | 1 | CrtTgsd324 | CrtT | gsd | 324 | 67.9176 | 180.1466 | [30 empty] | 46.9483 | 15.6367 | 0
324 | HVAC | DX | Retail | New | HE DX 5.4-11.25 Tons Other Heat | 0.37701 | 0 |  | 1131.96 | 1 | 0 | 3002.444 | 15 |  | 982.5 | 2606.0119 | Per Unit | GSD | 1 | 1 | 1 | 1 | 1 | 1 | 1 | 1 | 1 | 1 | 1 | 1 | CrtNgsd324 | CrtN | gsd | 324 | 67.9176 | 180.1466 | [30 empty] | 0.51782 | 0.17247 | 0
324 | HVAC | DX | Schools K-12 | Turnover | HE DX 5.4-11.25 Tons Other Heat | 0.32777 | 0 |  | 984.11 | 1 | 0 | 3002.444 | 15 |  | 982.5 | 2997.532 | Per Unit | GSD | 1 | 1 | 1 | 1 | 1 | 1 | 1 | 1 | 1 | 1 | 1 | 1 | CscTgsd324 | CscT | gsd | 324 | 59.0466 | 180.1466 | [30 empty] | 6.5619 | 2.1855 | 0
324 | HVAC | DX | Schools K-12 | New | HE DX 5.4-11.25 Tons Other Heat | 0.32777 | 0 |  | 984.11 | 1 | 0 | 3002.444 | 15 |  | 982.5 | 2997.532 | Per Unit | GSD | 1 | 1 | 1 | 1 | 1 | 1 | 1 | 1 | 1 | 1 | 1 | 1 | CscNgsd324 | CscN | gsd | 324 | 59.0466 | 180.1466 | [30 empty] | 0.072375 | 0.024105 | 0
324 | HVAC | DX | Warehouse | Turnover | HE DX 5.4-11.25 Tons Other Heat | 0.071905 | 0 |  | 215.89 | 1 | 0 | 3002.444 | 15 |  | 982.5 | 13663.9086 | Per Unit | GSD | 1 | 1 | 1 | 1 | 1 | 1 | 1 | 1 | 1 | 1 | 1 | 1 | CwaTgsd324 | CwaT | gsd | 324 | 12.9534 | 180.1466 | [30 empty] | 5.5082 | 1.8346 | 0
324 | HVAC | DX | Warehouse | New | HE DX 5.4-11.25 Tons Other Heat | 0.071905 | 0 |  | 215.89 | 1 | 0 | 3002.444 | 15 |  | 982.5 | 13663.9086 | Per Unit | GSD | 1 | 1 | 1 | 1 | 1 | 1 | 1 | 1 | 1 | 1 | 1 | 1 | CwaNgsd324 | CwaN | gsd | 324 | 12.9534 | 180.1466 | [30 empty] | 0.060753 | 0.020235 | 0
325 | HVAC | DX | Assembly | Turnover | HE DX Less than 5.4 Tons Elect Heat | 0.26445 | 0.10038 |  | 838.06 | 1 | 0.37956 | 3169.0532 | 15 |  | 655 | 2476.8272 | Per Unit | GSD | 1 | 1 | 1 | 1 | 1 | 1 | 1 | 1 | 1 | 1 | 1 | 1 | CasTgsd325 | CasT | gsd | 325 | 50.2836 | 190.1432 | [30 empty] | 27.8245 | 2.0523 | 49.3506
325 | HVAC | DX | Assembly | New | HE DX Less than 5.4 Tons Elect Heat | 0.26445 | 0.10038 |  | 838.06 | 1 | 0.37956 | 3169.0532 | 15 |  | 655 | 2476.8272 | Per Unit | GSD | 1 | 1 | 1 | 1 | 1 | 1 | 1 | 1 | 1 | 1 | 1 | 1 | CasNgsd325 | CasN | gsd | 325 | 50.2836 | 190.1432 | [30 empty] | 0.24796 | 0.0075918 | 0.51297
325 | HVAC | DX | College and University | Turnover | HE DX Less than 5.4 Tons Elect Heat | 0.1786 | 0.0084767 |  | 924.96 | 1 | 0.047461 | 5178.8245 | 15 |  | 655 | 3667.3262 | Per Unit | GSD | 1 | 1 | 1 | 1 | 1 | 1 | 1 | 1 | 1 | 1 | 1 | 1 | CcoTgsd325 | CcoT | gsd | 325 | 55.4976 | 310.7295 | [30 empty] | 0.49311 | 0.099979 | 0
325 | HVAC | DX | College and University | New | HE DX Less than 5.4 Tons Elect Heat | 0.1786 | 0.0084767 |  | 924.96 | 1 | 0.047461 | 5178.8245 | 15 |  | 655 | 3667.3262 | Per Unit | GSD | 1 | 1 | 1 | 1 | 1 | 1 | 1 | 1 | 1 | 1 | 1 | 1 | CcoNgsd325 | CcoN | gsd | 325 | 55.4976 | 310.7295 | [30 empty] | 0.0017417 | 0.00035314 | 0
325 | HVAC | DX | Data Center | Turnover | HE DX Less than 5.4 Tons Elect Heat | 0.33194 | 0.015218 |  | 1716.28 | 1 | 0.045846 | 5170.4288 | 15 |  | 655 | 1973.2391 | Per Unit | GSD | 1 | 1 | 1 | 1 | 1 | 1 | 1 | 1 | 1 | 1 | 1 | 1 | CdaTgsd325 | CdaT | gsd | 325 | 102.9768 | 310.2257 | [30 empty] | 0.051978 | 0.010539 | 0
325 | HVAC | DX | Data Center | New | HE DX Less than 5.4 Tons Elect Heat | 0.33194 | 0.015218 |  | 1716.28 | 1 | 0.045846 | 5170.4288 | 15 |  | 655 | 1973.2391 | Per Unit | GSD | 1 | 1 | 1 | 1 | 1 | 1 | 1 | 1 | 1 | 1 | 1 | 1 | CdaNgsd325 | CdaN | gsd | 325 | 102.9768 | 310.2257 | [30 empty] | 0.00029606 | 6.0026e-05 | 0
325 | HVAC | DX | Grocery | Turnover | HE DX Less than 5.4 Tons Elect Heat | 0.12443 | 0.058486 |  | 514.88 | 1 | 0.47003 | 4137.949 | 15 |  | 655 | 5264.0549 | Per Unit | GSD | 1 | 1 | 1 | 1 | 1 | 1 | 1 | 1 | 1 | 1 | 1 | 1 | CgrTgsd325 | CgrT | gsd | 325 | 30.8928 | 248.2769 | [30 empty] | 7.371 | 1.5454 | 1.4767
325 | HVAC | DX | Grocery | New | HE DX Less than 5.4 Tons Elect Heat | 0.12443 | 0.058486 |  | 514.88 | 1 | 0.47003 | 4137.949 | 15 |  | 655 | 5264.0549 | Per Unit | GSD | 1 | 1 | 1 | 1 | 1 | 1 | 1 | 1 | 1 | 1 | 1 | 1 | CgrNgsd325 | CgrN | gsd | 325 | 30.8928 | 248.2769 | [30 empty] | 0.025954 | 0.0018664 | 0.014889
325 | HVAC | DX | Healthcare | Turnover | HE DX Less than 5.4 Tons Elect Heat | 0.35043 | 0.013292 |  | 1797.47 | 1 | 0.037931 | 5129.2902 | 15 |  | 655 | 1869.1189 | Per Unit | GSD | 1 | 1 | 1 | 1 | 1 | 1 | 1 | 1 | 1 | 1 | 1 | 1 | CheTgsd325 | CheT | gsd | 325 | 107.8482 | 307.7574 | [30 empty] | 5.1009 | 0.98567 | 0.046068
325 | HVAC | DX | Healthcare | New | HE DX Less than 5.4 Tons Elect Heat | 0.35043 | 0.013292 |  | 1797.47 | 1 | 0.037931 | 5129.2902 | 15 |  | 655 | 1869.1189 | Per Unit | GSD | 1 | 1 | 1 | 1 | 1 | 1 | 1 | 1 | 1 | 1 | 1 | 1 | CheNgsd325 | CheN | gsd | 325 | 107.8482 | 307.7574 | [30 empty] | 0.0023368 | 0 | 0.00044958
325 | HVAC | DX | Hospitals | Turnover | HE DX Less than 5.4 Tons Elect Heat | 0.33194 | 0.015218 |  | 1716.28 | 1 | 0.045846 | 5170.4288 | 15 |  | 655 | 1973.2391 | Per Unit | GSD | 1 | 1 | 1 | 1 | 1 | 1 | 1 | 1 | 1 | 1 | 1 | 1 | ChoTgsd325 | ChoT | gsd | 325 | 102.9768 | 310.2257 | [30 empty] | 0 | 0 | 0
325 | HVAC | DX | Hospitals | New | HE DX Less than 5.4 Tons Elect Heat | 0.33194 | 0.015218 |  | 1716.28 | 1 | 0.045846 | 5170.4288 | 15 |  | 655 | 1973.2391 | Per Unit | GSD | 1 | 1 | 1 | 1 | 1 | 1 | 1 | 1 | 1 | 1 | 1 | 1 | ChoNgsd325 | ChoN | gsd | 325 | 102.9768 | 310.2257 | [30 empty] | 0 | 0 | 0
325 | HVAC | DX | Institutional | Turnover | HE DX Less than 5.4 Tons Elect Heat | 0.087027 | 0.0073204 |  | 467.28 | 1 | 0.084117 | 5369.3533 | 15 |  | 655 | 7526.379 | Per Unit | GSD | 1 | 1 | 1 | 1 | 1 | 1 | 1 | 1 | 1 | 1 | 1 | 1 | CinTgsd325 | CinT | gsd | 325 | 28.0368 | 322.1612 | [30 empty] | 7.6139 | 1.3094 | 0.22232
325 | HVAC | DX | Institutional | New | HE DX Less than 5.4 Tons Elect Heat | 0.087027 | 0.0073204 |  | 467.28 | 1 | 0.084117 | 5369.3533 | 15 |  | 655 | 7526.379 | Per Unit | GSD | 1 | 1 | 1 | 1 | 1 | 1 | 1 | 1 | 1 | 1 | 1 | 1 | CinNgsd325 | CinN | gsd | 325 | 28.0368 | 322.1612 | [30 empty] | 0.025864 | 0.0028086 | 0.0023109
325 | HVAC | DX | Lodging/Hospitality | Turnover | HE DX Less than 5.4 Tons Elect Heat | 0.25127 | 0.03034 |  | 1358.11 | 1 | 0.12075 | 5404.9677 | 15 |  | 655 | 2606.7505 | Per Unit | GSD | 1 | 1 | 1 | 1 | 1 | 1 | 1 | 1 | 1 | 1 | 1 | 1 | CloTgsd325 | CloT | gsd | 325 | 81.4866 | 324.2981 | [30 empty] | 2.6748 | 0.51065 | 0.0054648
325 | HVAC | DX | Lodging/Hospitality | New | HE DX Less than 5.4 Tons Elect Heat | 0.25127 | 0.03034 |  | 1358.11 | 1 | 0.12075 | 5404.9677 | 15 |  | 655 | 2606.7505 | Per Unit | GSD | 1 | 1 | 1 | 1 | 1 | 1 | 1 | 1 | 1 | 1 | 1 | 1 | CloNgsd325 | CloN | gsd | 325 | 81.4866 | 324.2981 | [30 empty] | 0.014285 | 0.0027201 | 5.3331e-05
325 | HVAC | DX | Miscellaneous | Turnover | HE DX Less than 5.4 Tons Elect Heat | 0.14773 | 0.054744 |  | 467.58 | 1 | 0.37057 | 3165.106 | 15 |  | 655 | 4433.7748 | Per Unit | GSD | 1 | 1 | 1 | 1 | 1 | 1 | 1 | 1 | 1 | 1 | 1 | 1 | CmiTgsd325 | CmiT | gsd | 325 | 28.0548 | 189.9064 | [30 empty] | 0 | 0 | 0
325 | HVAC | DX | Miscellaneous | New | HE DX Less than 5.4 Tons Elect Heat | 0.14773 | 0.054744 |  | 467.58 | 1 | 0.37057 | 3165.106 | 15 |  | 655 | 4433.7748 | Per Unit | GSD | 1 | 1 | 1 | 1 | 1 | 1 | 1 | 1 | 1 | 1 | 1 | 1 | CmiNgsd325 | CmiN | gsd | 325 | 28.0548 | 189.9064 | [30 empty] | 0 | 0 | 0
325 | HVAC | DX | Offices | Turnover | HE DX Less than 5.4 Tons Elect Heat | 0.29769 | 0.0593 |  | 919.82 | 1 | 0.1992 | 3089.8847 | 15 |  | 655 | 2200.294 | Per Unit | GSD | 1 | 1 | 1 | 1 | 1 | 1 | 1 | 1 | 1 | 1 | 1 | 1 | CofTgsd325 | CofT | gsd | 325 | 55.1892 | 185.3931 | [30 empty] | 44.6139 | 9.0838 | 39.504
325 | HVAC | DX | Offices | New | HE DX Less than 5.4 Tons Elect Heat | 0.29769 | 0.0593 |  | 919.82 | 1 | 0.1992 | 3089.8847 | 15 |  | 655 | 2200.294 | Per Unit | GSD | 1 | 1 | 1 | 1 | 1 | 1 | 1 | 1 | 1 | 1 | 1 | 1 | CofNgsd325 | CofN | gsd | 325 | 55.1892 | 185.3931 | [30 empty] | 0.29304 | 0.037568 | 0.41062
325 | HVAC | DX | Restaurants | Turnover | HE DX Less than 5.4 Tons Elect Heat | 0.36503 | 0.12466 |  | 1449.43 | 1 | 0.34152 | 3970.7304 | 15 |  | 655 | 1794.3801 | Per Unit | GSD | 1 | 1 | 1 | 1 | 1 | 1 | 1 | 1 | 1 | 1 | 1 | 1 | CreTgsd325 | CreT | gsd | 325 | 86.9658 | 238.2438 | [30 empty] | 3.5878 | 1.0174 | 0
325 | HVAC | DX | Restaurants | New | HE DX Less than 5.4 Tons Elect Heat | 0.36503 | 0.12466 |  | 1449.43 | 1 | 0.34152 | 3970.7304 | 15 |  | 655 | 1794.3801 | Per Unit | GSD | 1 | 1 | 1 | 1 | 1 | 1 | 1 | 1 | 1 | 1 | 1 | 1 | CreNgsd325 | CreN | gsd | 325 | 86.9658 | 238.2438 | [30 empty] | 0.010577 | 0.0029993 | 0
325 | HVAC | DX | Retail | Turnover | HE DX Less than 5.4 Tons Elect Heat | 0.33601 | 0.23267 |  | 1110.99 | 1 | 0.69244 | 3306.3906 | 15 |  | 655 | 1949.3298 | Per Unit | GSD | 1 | 1 | 1 | 1 | 1 | 1 | 1 | 1 | 1 | 1 | 1 | 1 | CrtTgsd325 | CrtT | gsd | 325 | 66.6594 | 198.3834 | [30 empty] | 9.2574 | 3.0833 | 0
325 | HVAC | DX | Retail | New | HE DX Less than 5.4 Tons Elect Heat | 0.33601 | 0.23267 |  | 1110.99 | 1 | 0.69244 | 3306.3906 | 15 |  | 655 | 1949.3298 | Per Unit | GSD | 1 | 1 | 1 | 1 | 1 | 1 | 1 | 1 | 1 | 1 | 1 | 1 | CrtNgsd325 | CrtN | gsd | 325 | 66.6594 | 198.3834 | [30 empty] | 0.037927 | 0.012632 | 0
325 | HVAC | DX | Schools K-12 | Turnover | HE DX Less than 5.4 Tons Elect Heat | 0.29212 | 0.21442 |  | 971.2 | 1 | 0.73401 | 3324.6381 | 15 |  | 655 | 2242.2137 | Per Unit | GSD | 1 | 1 | 1 | 1 | 1 | 1 | 1 | 1 | 1 | 1 | 1 | 1 | CscTgsd325 | CscT | gsd | 325 | 58.272 | 199.4783 | [30 empty] | 7.1365 | 0.37173 | 13.7155
325 | HVAC | DX | Schools K-12 | New | HE DX Less than 5.4 Tons Elect Heat | 0.29212 | 0.21442 |  | 971.2 | 1 | 0.73401 | 3324.6381 | 15 |  | 655 | 2242.2137 | Per Unit | GSD | 1 | 1 | 1 | 1 | 1 | 1 | 1 | 1 | 1 | 1 | 1 | 1 | CscNgsd325 | CscN | gsd | 325 | 58.272 | 199.4783 | [30 empty] | 0.064243 | 0.0018284 | 0.13385
325 | HVAC | DX | Warehouse | Turnover | HE DX Less than 5.4 Tons Elect Heat | 0.064084 | 0.054744 |  | 216.44 | 1 | 0.85425 | 3377.4179 | 15 |  | 655 | 10220.8868 | Per Unit | GSD | 1 | 1 | 1 | 1 | 1 | 1 | 1 | 1 | 1 | 1 | 1 | 1 | CwaTgsd325 | CwaT | gsd | 325 | 12.9864 | 202.6451 | [30 empty] | 1.0598 | 0.057107 | 2.0239
325 | HVAC | DX | Warehouse | New | HE DX Less than 5.4 Tons Elect Heat | 0.064084 | 0.054744 |  | 216.44 | 1 | 0.85425 | 3377.4179 | 15 |  | 655 | 10220.8868 | Per Unit | GSD | 1 | 1 | 1 | 1 | 1 | 1 | 1 | 1 | 1 | 1 | 1 | 1 | CwaNgsd325 | CwaN | gsd | 325 | 12.9864 | 202.6451 | [30 empty] | 0.0091133 | 5.1915e-05 | 0.020406
326 | HVAC | DX | Assembly | Turnover | HE DX Less than 5.4 Tons Other Heat | 0.26445 | 0 |  | 794 | 1 | 0 | 3002.444 | 15 |  | 655 | 2476.8272 | Per Unit | GSD | 1 | 1 | 1 | 1 | 1 | 1 | 1 | 1 | 1 | 1 | 1 | 1 | CasTgsd326 | CasT | gsd | 326 | 47.64 | 180.1466 | [30 empty] | 94.419 | 31.4474 | 0
326 | HVAC | DX | Assembly | New | HE DX Less than 5.4 Tons Other Heat | 0.26445 | 0 |  | 794 | 1 | 0 | 3002.444 | 15 |  | 655 | 2476.8272 | Per Unit | GSD | 1 | 1 | 1 | 1 | 1 | 1 | 1 | 1 | 1 | 1 | 1 | 1 | CasNgsd326 | CasN | gsd | 326 | 47.64 | 180.1466 | [30 empty] | 1.0414 | 0.34685 | 0
326 | HVAC | DX | College and University | Turnover | HE DX Less than 5.4 Tons Other Heat | 0.1786 | 0 |  | 880.9 | 1 | 0 | 4932.1338 | 15 |  | 655 | 3667.3262 | Per Unit | GSD | 1 | 1 | 1 | 1 | 1 | 1 | 1 | 1 | 1 | 1 | 1 | 1 | CcoTgsd326 | CcoT | gsd | 326 | 52.854 | 295.928 | [30 empty] | 5.5991 | 1.1352 | 0
326 | HVAC | DX | College and University | New | HE DX Less than 5.4 Tons Other Heat | 0.1786 | 0 |  | 880.9 | 1 | 0 | 4932.1338 | 15 |  | 655 | 3667.3262 | Per Unit | GSD | 1 | 1 | 1 | 1 | 1 | 1 | 1 | 1 | 1 | 1 | 1 | 1 | CcoNgsd326 | CcoN | gsd | 326 | 52.854 | 295.928 | [30 empty] | 0.061756 | 0.012521 | 0
326 | HVAC | DX | Data Center | Turnover | HE DX Less than 5.4 Tons Other Heat | 0.33194 | 0 |  | 1637.18 | 1 | 0 | 4932.1338 | 15 |  | 655 | 1973.2391 | Per Unit | GSD | 1 | 1 | 1 | 1 | 1 | 1 | 1 | 1 | 1 | 1 | 1 | 1 | CdaTgsd326 | CdaT | gsd | 326 | 98.2308 | 295.928 | [30 empty] | 0.1399 | 0.028365 | 0
326 | HVAC | DX | Data Center | New | HE DX Less than 5.4 Tons Other Heat | 0.33194 | 0 |  | 1637.18 | 1 | 0 | 4932.1338 | 15 |  | 655 | 1973.2391 | Per Unit | GSD | 1 | 1 | 1 | 1 | 1 | 1 | 1 | 1 | 1 | 1 | 1 | 1 | CdaNgsd326 | CdaN | gsd | 326 | 98.2308 | 295.928 | [30 empty] | 0.0015431 | 0.00031286 | 0
326 | HVAC | DX | Grocery | Turnover | HE DX Less than 5.4 Tons Other Heat | 0.12443 | 0 |  | 438.78 | 1 | 0 | 3526.3542 | 15 |  | 655 | 5264.0549 | Per Unit | GSD | 1 | 1 | 1 | 1 | 1 | 1 | 1 | 1 | 1 | 1 | 1 | 1 | CgrTgsd326 | CgrT | gsd | 326 | 26.3268 | 211.5813 | [30 empty] | 14.409 | 4.0861 | 0
326 | HVAC | DX | Grocery | New | HE DX Less than 5.4 Tons Other Heat | 0.12443 | 0 |  | 438.78 | 1 | 0 | 3526.3542 | 15 |  | 655 | 5264.0549 | Per Unit | GSD | 1 | 1 | 1 | 1 | 1 | 1 | 1 | 1 | 1 | 1 | 1 | 1 | CgrNgsd326 | CgrN | gsd | 326 | 26.3268 | 211.5813 | [30 empty] | 0.15893 | 0.045068 | 0
326 | HVAC | DX | Healthcare | Turnover | HE DX Less than 5.4 Tons Other Heat | 0.35043 | 0 |  | 1728.38 | 1 | 0 | 4932.1338 | 15 |  | 655 | 1869.1189 | Per Unit | GSD | 1 | 1 | 1 | 1 | 1 | 1 | 1 | 1 | 1 | 1 | 1 | 1 | CheTgsd326 | CheT | gsd | 326 | 103.7028 | 295.928 | [30 empty] | 15.0535 | 3.0521 | 0
326 | HVAC | DX | Healthcare | New | HE DX Less than 5.4 Tons Other Heat | 0.35043 | 0 |  | 1728.38 | 1 | 0 | 4932.1338 | 15 |  | 655 | 1869.1189 | Per Unit | GSD | 1 | 1 | 1 | 1 | 1 | 1 | 1 | 1 | 1 | 1 | 1 | 1 | CheNgsd326 | CheN | gsd | 326 | 103.7028 | 295.928 | [30 empty] | 0.16603 | 0.033664 | 0
326 | HVAC | DX | Hospitals | Turnover | HE DX Less than 5.4 Tons Other Heat | 0.33194 | 0 |  | 1637.18 | 1 | 0 | 4932.1338 | 15 |  | 655 | 1973.2391 | Per Unit | GSD | 1 | 1 | 1 | 1 | 1 | 1 | 1 | 1 | 1 | 1 | 1 | 1 | ChoTgsd326 | ChoT | gsd | 326 | 98.2308 | 295.928 | [30 empty] | 11.2943 | 2.2899 | 0
326 | HVAC | DX | Hospitals | New | HE DX Less than 5.4 Tons Other Heat | 0.33194 | 0 |  | 1637.18 | 1 | 0 | 4932.1338 | 15 |  | 655 | 1973.2391 | Per Unit | GSD | 1 | 1 | 1 | 1 | 1 | 1 | 1 | 1 | 1 | 1 | 1 | 1 | ChoNgsd326 | ChoN | gsd | 326 | 98.2308 | 295.928 | [30 empty] | 0.12457 | 0.025257 | 0
326 | HVAC | DX | Institutional | Turnover | HE DX Less than 5.4 Tons Other Heat | 0.087027 | 0 |  | 429.23 | 1 | 0 | 4932.1338 | 15 |  | 655 | 7526.379 | Per Unit | GSD | 1 | 1 | 1 | 1 | 1 | 1 | 1 | 1 | 1 | 1 | 1 | 1 | CinTgsd326 | CinT | gsd | 326 | 25.7538 | 295.928 | [30 empty] | 12.0711 | 2.4474 | 0
326 | HVAC | DX | Institutional | New | HE DX Less than 5.4 Tons Other Heat | 0.087027 | 0 |  | 429.23 | 1 | 0 | 4932.1338 | 15 |  | 655 | 7526.379 | Per Unit | GSD | 1 | 1 | 1 | 1 | 1 | 1 | 1 | 1 | 1 | 1 | 1 | 1 | CinNgsd326 | CinN | gsd | 326 | 25.7538 | 295.928 | [30 empty] | 0.13314 | 0.026994 | 0
326 | HVAC | DX | Lodging/Hospitality | Turnover | HE DX Less than 5.4 Tons Other Heat | 0.25127 | 0 |  | 1312.05 | 1 | 0 | 5221.6595 | 15 |  | 655 | 2606.7505 | Per Unit | GSD | 1 | 1 | 1 | 1 | 1 | 1 | 1 | 1 | 1 | 1 | 1 | 1 | CloTgsd326 | CloT | gsd | 326 | 78.723 | 313.2996 | [30 empty] | 1.7262 | 0.33058 | 0
326 | HVAC | DX | Lodging/Hospitality | New | HE DX Less than 5.4 Tons Other Heat | 0.25127 | 0 |  | 1312.05 | 1 | 0 | 5221.6595 | 15 |  | 655 | 2606.7505 | Per Unit | GSD | 1 | 1 | 1 | 1 | 1 | 1 | 1 | 1 | 1 | 1 | 1 | 1 | CloNgsd326 | CloN | gsd | 326 | 78.723 | 313.2996 | [30 empty] | 0.019039 | 0.0036462 | 0
326 | HVAC | DX | Miscellaneous | Turnover | HE DX Less than 5.4 Tons Other Heat | 0.14773 | 0 |  | 443.55 | 1 | 0 | 3002.444 | 15 |  | 655 | 4433.7748 | Per Unit | GSD | 1 | 1 | 1 | 1 | 1 | 1 | 1 | 1 | 1 | 1 | 1 | 1 | CmiTgsd326 | CmiT | gsd | 326 | 26.613 | 180.1466 | [30 empty] | 42.553 | 14.1728 | 0
326 | HVAC | DX | Miscellaneous | New | HE DX Less than 5.4 Tons Other Heat | 0.14773 | 0 |  | 443.55 | 1 | 0 | 3002.444 | 15 |  | 655 | 4433.7748 | Per Unit | GSD | 1 | 1 | 1 | 1 | 1 | 1 | 1 | 1 | 1 | 1 | 1 | 1 | CmiNgsd326 | CmiN | gsd | 326 | 26.613 | 180.1466 | [30 empty] | 0.46935 | 0.15632 | 0
326 | HVAC | DX | Offices | Turnover | HE DX Less than 5.4 Tons Other Heat | 0.29769 | 0 |  | 893.79 | 1 | 0 | 3002.444 | 15 |  | 655 | 2200.294 | Per Unit | GSD | 1 | 1 | 1 | 1 | 1 | 1 | 1 | 1 | 1 | 1 | 1 | 1 | CofTgsd326 | CofT | gsd | 326 | 53.6274 | 180.1466 | [30 empty] | 166.8474 | 55.5706 | 0
326 | HVAC | DX | Offices | New | HE DX Less than 5.4 Tons Other Heat | 0.29769 | 0 |  | 893.79 | 1 | 0 | 3002.444 | 15 |  | 655 | 2200.294 | Per Unit | GSD | 1 | 1 | 1 | 1 | 1 | 1 | 1 | 1 | 1 | 1 | 1 | 1 | CofNgsd326 | CofN | gsd | 326 | 53.6274 | 180.1466 | [30 empty] | 1.8403 | 0.61292 | 0
326 | HVAC | DX | Restaurants | Turnover | HE DX Less than 5.4 Tons Other Heat | 0.36503 | 0 |  | 1287.22 | 1 | 0 | 3526.3542 | 15 |  | 655 | 1794.3801 | Per Unit | GSD | 1 | 1 | 1 | 1 | 1 | 1 | 1 | 1 | 1 | 1 | 1 | 1 | CreTgsd326 | CreT | gsd | 326 | 77.2332 | 211.5813 | [30 empty] | 48.9466 | 13.8802 | 0
326 | HVAC | DX | Restaurants | New | HE DX Less than 5.4 Tons Other Heat | 0.36503 | 0 |  | 1287.22 | 1 | 0 | 3526.3542 | 15 |  | 655 | 1794.3801 | Per Unit | GSD | 1 | 1 | 1 | 1 | 1 | 1 | 1 | 1 | 1 | 1 | 1 | 1 | CreNgsd326 | CreN | gsd | 326 | 77.2332 | 211.5813 | [30 empty] | 0.53986 | 0.15309 | 0
326 | HVAC | DX | Retail | Turnover | HE DX Less than 5.4 Tons Other Heat | 0.33601 | 0 |  | 1008.86 | 1 | 0 | 3002.444 | 15 |  | 655 | 1949.3298 | Per Unit | GSD | 1 | 1 | 1 | 1 | 1 | 1 | 1 | 1 | 1 | 1 | 1 | 1 | CrtTgsd326 | CrtT | gsd | 326 | 60.5316 | 180.1466 | [30 empty] | 80.7909 | 26.9084 | 0
326 | HVAC | DX | Retail | New | HE DX Less than 5.4 Tons Other Heat | 0.33601 | 0 |  | 1008.86 | 1 | 0 | 3002.444 | 15 |  | 655 | 1949.3298 | Per Unit | GSD | 1 | 1 | 1 | 1 | 1 | 1 | 1 | 1 | 1 | 1 | 1 | 1 | CrtNgsd326 | CrtN | gsd | 326 | 60.5316 | 180.1466 | [30 empty] | 0.8911 | 0.29679 | 0
326 | HVAC | DX | Schools K-12 | Turnover | HE DX Less than 5.4 Tons Other Heat | 0.29212 | 0 |  | 877.08 | 1 | 0 | 3002.444 | 15 |  | 655 | 2242.2137 | Per Unit | GSD | 1 | 1 | 1 | 1 | 1 | 1 | 1 | 1 | 1 | 1 | 1 | 1 | CscTgsd326 | CscT | gsd | 326 | 52.6248 | 180.1466 | [30 empty] | 11.4287 | 3.8065 | 0
326 | HVAC | DX | Schools K-12 | New | HE DX Less than 5.4 Tons Other Heat | 0.29212 | 0 |  | 877.08 | 1 | 0 | 3002.444 | 15 |  | 655 | 2242.2137 | Per Unit | GSD | 1 | 1 | 1 | 1 | 1 | 1 | 1 | 1 | 1 | 1 | 1 | 1 | CscNgsd326 | CscN | gsd | 326 | 52.6248 | 180.1466 | [30 empty] | 0.12605 | 0.041984 | 0
326 | HVAC | DX | Warehouse | Turnover | HE DX Less than 5.4 Tons Other Heat | 0.064084 | 0 |  | 192.41 | 1 | 0 | 3002.444 | 15 |  | 655 | 10220.8868 | Per Unit | GSD | 1 | 1 | 1 | 1 | 1 | 1 | 1 | 1 | 1 | 1 | 1 | 1 | CwaTgsd326 | CwaT | gsd | 326 | 11.5446 | 180.1466 | [30 empty] | 9.4786 | 3.157 | 0
326 | HVAC | DX | Warehouse | New | HE DX Less than 5.4 Tons Other Heat | 0.064084 | 0 |  | 192.41 | 1 | 0 | 3002.444 | 15 |  | 655 | 10220.8868 | Per Unit | GSD | 1 | 1 | 1 | 1 | 1 | 1 | 1 | 1 | 1 | 1 | 1 | 1 | CwaNgsd326 | CwaN | gsd | 326 | 11.5446 | 180.1466 | [30 empty] | 0.10455 | 0.03482 | 0
327 | HVAC | Economizer | Assembly | Existing | Airside Economizer | 2.3099 | 0 |  | 6935.33 | 1 | 0 | 3002.4418 | 10 |  | 7160.52 | 3099.931 | Per End Use Consumption | GSD | 1 | 1 | 1 | 1 | 1 | 1 | 1 | 1 | 1 | 1 | 1 | 1 | CasEgsd327 | CasE | gsd | 327 | 348.7306 | 150.9724 | [30 empty] | 0.06742 | 0.022455 | 0
327 | HVAC | Economizer | Assembly | New | Airside Economizer | 2.3099 | 0 |  | 6935.33 | 1 | 0 | 3002.4418 | 10 |  | 7160.52 | 3099.931 | Per End Use Consumption | GSD | 1 | 1 | 1 | 1 | 1 | 1 | 1 | 1 | 1 | 1 | 1 | 1 | CasNgsd327 | CasN | gsd | 327 | 348.7306 | 150.9724 | [30 empty] | 0.00032932 | 0.00010968 | 0
327 | HVAC | Economizer | College and University | Existing | Airside Economizer | 0.56589 | 0 |  | 2791.07 | 1 | 0 | 4932.1455 | 10 |  | 7160.52 | 12653.4722 | Per End Use Consumption | GSD | 1 | 1 | 1 | 1 | 1 | 1 | 1 | 1 | 1 | 1 | 1 | 1 | CcoEgsd327 | CcoE | gsd | 327 | 140.3439 | 248.0041 | [30 empty] | 0.0060439 | 0.0012254 | 0
327 | HVAC | Economizer | College and University | New | Airside Economizer | 0.56589 | 0 |  | 2791.07 | 1 | 0 | 4932.1455 | 10 |  | 7160.52 | 12653.4722 | Per End Use Consumption | GSD | 1 | 1 | 1 | 1 | 1 | 1 | 1 | 1 | 1 | 1 | 1 | 1 | CcoNgsd327 | CcoN | gsd | 327 | 140.3439 | 248.0041 | [30 empty] | 2.7733e-05 | 5.623e-06 | 0
327 | HVAC | Economizer | Data Center | Existing | Airside Economizer | 2.7776 | 0 |  | 13699.41 | 1 | 0 | 4932.1455 | 10 |  | 7160.52 | 2577.9743 | Per End Use Consumption | GSD | 1 | 1 | 1 | 1 | 1 | 1 | 1 | 1 | 1 | 1 | 1 | 1 | CdaEgsd327 | CdaE | gsd | 327 | 688.8502 | 248.0041 | [30 empty] | 0.00057572 | 0.00011673 | 0
327 | HVAC | Economizer | Data Center | New | Airside Economizer | 2.7776 | 0 |  | 13699.41 | 1 | 0 | 4932.1455 | 10 |  | 7160.52 | 2577.9743 | Per End Use Consumption | GSD | 1 | 1 | 1 | 1 | 1 | 1 | 1 | 1 | 1 | 1 | 1 | 1 | CdaNgsd327 | CdaN | gsd | 327 | 688.8502 | 248.0041 | [30 empty] | 2.8358e-06 | 5.7497e-07 | 0
327 | HVAC | Economizer | Grocery | Existing | Airside Economizer | 0.15984 | 0 |  | 563.67 | 1 | 0 | 3526.3551 | 10 |  | 7160.52 | 44796.6653 | Per End Use Consumption | GSD | 1 | 1 | 1 | 1 | 1 | 1 | 1 | 1 | 1 | 1 | 1 | 1 | CgrEgsd327 | CgrE | gsd | 327 | 28.3431 | 177.3164 | [30 empty] | 0.022488 | 0.0063772 | 0
327 | HVAC | Economizer | Grocery | New | Airside Economizer | 0.15984 | 0 |  | 563.67 | 1 | 0 | 3526.3551 | 10 |  | 7160.52 | 44796.6653 | Per End Use Consumption | GSD | 1 | 1 | 1 | 1 | 1 | 1 | 1 | 1 | 1 | 1 | 1 | 1 | CgrNgsd327 | CgrN | gsd | 327 | 28.3431 | 177.3164 | [30 empty] | 0.00010659 | 3.0225e-05 | 0
327 | HVAC | Economizer | Healthcare | Existing | Airside Economizer | 0.23726 | 0 |  | 1170.2 | 1 | 0 | 4932.1455 | 10 |  | 7160.52 | 30180.0774 | Per End Use Consumption | GSD | 1 | 1 | 1 | 1 | 1 | 1 | 1 | 1 | 1 | 1 | 1 | 1 | CheEgsd327 | CheE | gsd | 327 | 58.8414 | 248.0041 | [30 empty] | 0 | 0 | 0
327 | HVAC | Economizer | Healthcare | New | Airside Economizer | 0.23726 | 0 |  | 1170.2 | 1 | 0 | 4932.1455 | 10 |  | 7160.52 | 30180.0774 | Per End Use Consumption | GSD | 1 | 1 | 1 | 1 | 1 | 1 | 1 | 1 | 1 | 1 | 1 | 1 | CheNgsd327 | CheN | gsd | 327 | 58.8414 | 248.0041 | [30 empty] | 0 | 0 | 0
327 | HVAC | Economizer | Hospitals | Existing | Airside Economizer | 20.8764 | 0 |  | 102965.43 | 1 | 0 | 4932.1455 | 10 |  | 7160.52 | 342.996 | Per End Use Consumption | GSD | 1 | 1 | 1 | 1 | 1 | 1 | 1 | 1 | 1 | 1 | 1 | 1 | ChoEgsd327 | ChoE | gsd | 327 | 5177.4314 | 248.0041 | [30 empty] | 0 | 0 | 0
327 | HVAC | Economizer | Hospitals | New | Airside Economizer | 20.8764 | 0 |  | 102965.43 | 1 | 0 | 4932.1455 | 10 |  | 7160.52 | 342.996 | Per End Use Consumption | GSD | 1 | 1 | 1 | 1 | 1 | 1 | 1 | 1 | 1 | 1 | 1 | 1 | ChoNgsd327 | ChoN | gsd | 327 | 5177.4314 | 248.0041 | [30 empty] | 0 | 0 | 0
327 | HVAC | Economizer | Institutional | Existing | Airside Economizer | 0.27762 | 0 |  | 1369.28 | 1 | 0 | 4932.1455 | 10 |  | 7160.52 | 25792.1876 | Per End Use Consumption | GSD | 1 | 1 | 1 | 1 | 1 | 1 | 1 | 1 | 1 | 1 | 1 | 1 | CinEgsd327 | CinE | gsd | 327 | 68.8518 | 248.0041 | [30 empty] | 0.044461 | 0.0090145 | 0
327 | HVAC | Economizer | Institutional | New | Airside Economizer | 0.27762 | 0 |  | 1369.28 | 1 | 0 | 4932.1455 | 10 |  | 7160.52 | 25792.1876 | Per End Use Consumption | GSD | 1 | 1 | 1 | 1 | 1 | 1 | 1 | 1 | 1 | 1 | 1 | 1 | CinNgsd327 | CinN | gsd | 327 | 68.8518 | 248.0041 | [30 empty] | 0.0002186 | 4.4321e-05 | 0
327 | HVAC | Economizer | Lodging/Hospitality | Existing | Airside Economizer | 2.1349 | 0 |  | 11147.55 | 1 | 0 | 5221.6713 | 10 |  | 7160.52 | 3354.0896 | Per End Use Consumption | GSD | 1 | 1 | 1 | 1 | 1 | 1 | 1 | 1 | 1 | 1 | 1 | 1 | CloEgsd327 | CloE | gsd | 327 | 560.5345 | 262.5623 | [30 empty] | 0.045906 | 0.0087914 | 0
327 | HVAC | Economizer | Lodging/Hospitality | New | Airside Economizer | 2.1349 | 0 |  | 11147.55 | 1 | 0 | 5221.6713 | 10 |  | 7160.52 | 3354.0896 | Per End Use Consumption | GSD | 1 | 1 | 1 | 1 | 1 | 1 | 1 | 1 | 1 | 1 | 1 | 1 | CloNgsd327 | CloN | gsd | 327 | 560.5345 | 262.5623 | [30 empty] | 0.00020945 | 4.0112e-05 | 0
327 | HVAC | Economizer | Miscellaneous | Existing | Airside Economizer | 0.82567 | 0 |  | 2479.03 | 1 | 0 | 3002.4418 | 10 |  | 7160.52 | 8672.3616 | Per End Use Consumption | GSD | 1 | 1 | 1 | 1 | 1 | 1 | 1 | 1 | 1 | 1 | 1 | 1 | CmiEgsd327 | CmiE | gsd | 327 | 124.6536 | 150.9724 | [30 empty] | 0 | 0 | 0
327 | HVAC | Economizer | Miscellaneous | New | Airside Economizer | 0.82567 | 0 |  | 2479.03 | 1 | 0 | 3002.4418 | 10 |  | 7160.52 | 8672.3616 | Per End Use Consumption | GSD | 1 | 1 | 1 | 1 | 1 | 1 | 1 | 1 | 1 | 1 | 1 | 1 | CmiNgsd327 | CmiN | gsd | 327 | 124.6536 | 150.9724 | [30 empty] | 0 | 0 | 0
327 | HVAC | Economizer | Offices | Existing | Airside Economizer | 1.0462 | 0 |  | 3141.09 | 1 | 0 | 3002.4418 | 10 |  | 7160.52 | 6844.4536 | Per End Use Consumption | GSD | 1 | 1 | 1 | 1 | 1 | 1 | 1 | 1 | 1 | 1 | 1 | 1 | CofEgsd327 | CofE | gsd | 327 | 157.9441 | 150.9724 | [30 empty] | 0.24906 | 0.082952 | 0
327 | HVAC | Economizer | Offices | New | Airside Economizer | 1.0462 | 0 |  | 3141.09 | 1 | 0 | 3002.4418 | 10 |  | 7160.52 | 6844.4536 | Per End Use Consumption | GSD | 1 | 1 | 1 | 1 | 1 | 1 | 1 | 1 | 1 | 1 | 1 | 1 | CofNgsd327 | CofN | gsd | 327 | 157.9441 | 150.9724 | [30 empty] | 0.0011466 | 0.00038188 | 0
327 | HVAC | Economizer | Restaurants | Existing | Airside Economizer | 0.76413 | 0 |  | 2694.6 | 1 | 0 | 3526.3551 | 10 |  | 7160.52 | 9370.7921 | Per End Use Consumption | GSD | 1 | 1 | 1 | 1 | 1 | 1 | 1 | 1 | 1 | 1 | 1 | 1 | CreEgsd327 | CreE | gsd | 327 | 135.4931 | 177.3164 | [30 empty] | 0.038135 | 0.010814 | 0
327 | HVAC | Economizer | Restaurants | New | Airside Economizer | 0.76413 | 0 |  | 2694.6 | 1 | 0 | 3526.3551 | 10 |  | 7160.52 | 9370.7921 | Per End Use Consumption | GSD | 1 | 1 | 1 | 1 | 1 | 1 | 1 | 1 | 1 | 1 | 1 | 1 | CreNgsd327 | CreN | gsd | 327 | 135.4931 | 177.3164 | [30 empty] | 0.00016338 | 4.6331e-05 | 0
327 | HVAC | Economizer | Retail | Existing | Airside Economizer | 1.3255 | 0 |  | 3979.74 | 1 | 0 | 3002.4418 | 10 |  | 7160.52 | 5402.1229 | Per End Use Consumption | GSD | 1 | 1 | 1 | 1 | 1 | 1 | 1 | 1 | 1 | 1 | 1 | 1 | CrtEgsd327 | CrtE | gsd | 327 | 200.1141 | 150.9724 | [30 empty] | 0.1304 | 0.043432 | 0
327 | HVAC | Economizer | Retail | New | Airside Economizer | 1.3255 | 0 |  | 3979.74 | 1 | 0 | 3002.4418 | 10 |  | 7160.52 | 5402.1229 | Per End Use Consumption | GSD | 1 | 1 | 1 | 1 | 1 | 1 | 1 | 1 | 1 | 1 | 1 | 1 | CrtNgsd327 | CrtN | gsd | 327 | 200.1141 | 150.9724 | [30 empty] | 0.00058317 | 0.00019423 | 0
327 | HVAC | Economizer | Schools K-12 | Existing | Airside Economizer | 2.9717 | 0 |  | 8922.38 | 1 | 0 | 3002.4418 | 10 |  | 7160.52 | 2409.5639 | Per End Use Consumption | GSD | 1 | 1 | 1 | 1 | 1 | 1 | 1 | 1 | 1 | 1 | 1 | 1 | CscEgsd327 | CscE | gsd | 327 | 448.6458 | 150.9724 | [30 empty] | 0.017349 | 0.0057783 | 0
327 | HVAC | Economizer | Schools K-12 | New | Airside Economizer | 2.9717 | 0 |  | 8922.38 | 1 | 0 | 3002.4418 | 10 |  | 7160.52 | 2409.5639 | Per End Use Consumption | GSD | 1 | 1 | 1 | 1 | 1 | 1 | 1 | 1 | 1 | 1 | 1 | 1 | CscNgsd327 | CscN | gsd | 327 | 448.6458 | 150.9724 | [30 empty] | 7.9247e-05 | 2.6394e-05 | 0
327 | HVAC | Economizer | Warehouse | Existing | Airside Economizer | 0.35908 | 0 |  | 1078.11 | 1 | 0 | 3002.4418 | 10 |  | 7160.52 | 19941.4203 | Per End Use Consumption | GSD | 1 | 1 | 1 | 1 | 1 | 1 | 1 | 1 | 1 | 1 | 1 | 1 | CwaEgsd327 | CwaE | gsd | 327 | 54.2108 | 150.9724 | [30 empty] | 0.0005561 | 0.00018522 | 0
327 | HVAC | Economizer | Warehouse | New | Airside Economizer | 0.35908 | 0 |  | 1078.11 | 1 | 0 | 3002.4418 | 10 |  | 7160.52 | 19941.4203 | Per End Use Consumption | GSD | 1 | 1 | 1 | 1 | 1 | 1 | 1 | 1 | 1 | 1 | 1 | 1 | CwaNgsd327 | CwaN | gsd | 327 | 54.2108 | 150.9724 | [30 empty] | 2.5505e-06 | 8.4948e-07 | 0
328 | HVAC | Economizer | Assembly | Existing | Dual Enthalpy Economizer | 0.09185 | 0.065406 |  | 325.66 | 1 | 0.7121 | 3545.5611 | 10 |  | 1692 | 18421.3272 | Per End Use Consumption | GSD | 1 | 1 | 1 | 1 | 1 | 1 | 1 | 1 | 1 | 1 | 1 | 1 | CasEgsd328 | CasE | gsd | 328 | 16.3752 | 178.2822 | [30 empty] | 0.0053286 | 0.0015029 | 0.0010702
328 | HVAC | Economizer | Assembly | New | Dual Enthalpy Economizer | 0.09185 | 0.065406 |  | 325.66 | 1 | 0.7121 | 3545.5611 | 10 |  | 1692 | 18421.3272 | Per End Use Consumption | GSD | 1 | 1 | 1 | 1 | 1 | 1 | 1 | 1 | 1 | 1 | 1 | 1 | CasNgsd328 | CasN | gsd | 328 | 16.3752 | 178.2822 | [30 empty] | 6.2142e-05 | 1.7527e-05 | 1.2481e-05
328 | HVAC | Economizer | College and University | Existing | Dual Enthalpy Economizer | 0.020227 | 0.015971 |  | 138.59 | 1 | 0.7896 | 6851.7404 | 10 |  | 1692 | 83650.6589 | Per End Use Consumption | GSD | 1 | 1 | 1 | 1 | 1 | 1 | 1 | 1 | 1 | 1 | 1 | 1 | CcoEgsd328 | CcoE | gsd | 328 | 6.9687 | 344.5274 | [30 empty] | 0.0023205 | 0.00033867 | 0.00026742
328 | HVAC | Economizer | College and University | New | Dual Enthalpy Economizer | 0.020227 | 0.015971 |  | 138.59 | 1 | 0.7896 | 6851.7404 | 10 |  | 1692 | 83650.6589 | Per End Use Consumption | GSD | 1 | 1 | 1 | 1 | 1 | 1 | 1 | 1 | 1 | 1 | 1 | 1 | CcoNgsd328 | CcoN | gsd | 328 | 6.9687 | 344.5274 | [30 empty] | 1.3373e-05 | 1.9517e-06 | 1.5411e-06
328 | HVAC | Economizer | Data Center | Existing | Dual Enthalpy Economizer | 0.081484 | 0.06434 |  | 558.31 | 1 | 0.7896 | 6851.7404 | 10 |  | 1692 | 20764.7092 | Per End Use Consumption | GSD | 1 | 1 | 1 | 1 | 1 | 1 | 1 | 1 | 1 | 1 | 1 | 1 | CdaEgsd328 | CdaE | gsd | 328 | 28.0736 | 344.5274 | [30 empty] | 0.00010985 | 1.6033e-05 | 1.2659e-05
328 | HVAC | Economizer | Data Center | New | Dual Enthalpy Economizer | 0.081484 | 0.06434 |  | 558.31 | 1 | 0.7896 | 6851.7404 | 10 |  | 1692 | 20764.7092 | Per End Use Consumption | GSD | 1 | 1 | 1 | 1 | 1 | 1 | 1 | 1 | 1 | 1 | 1 | 1 | CdaNgsd328 | CdaN | gsd | 328 | 28.0736 | 344.5274 | [30 empty] | 1.2764e-06 | 1.8629e-07 | 1.471e-07
328 | HVAC | Economizer | Grocery | Existing | Dual Enthalpy Economizer | 0.0058735 | 0.0043746 |  | 26.47 | 1 | 0.74481 | 4506.7038 | 10 |  | 1692 | 288074.91 | Per End Use Consumption | GSD | 1 | 1 | 1 | 1 | 1 | 1 | 1 | 1 | 1 | 1 | 1 | 1 | CgrEgsd328 | CgrE | gsd | 328 | 1.331 | 226.6115 | [30 empty] | 0.0057058 | 0.0012661 | 0.00094299
328 | HVAC | Economizer | Grocery | New | Dual Enthalpy Economizer | 0.0058735 | 0.0043746 |  | 26.47 | 1 | 0.74481 | 4506.7038 | 10 |  | 1692 | 288074.91 | Per End Use Consumption | GSD | 1 | 1 | 1 | 1 | 1 | 1 | 1 | 1 | 1 | 1 | 1 | 1 | CgrNgsd328 | CgrN | gsd | 328 | 1.331 | 226.6115 | [30 empty] | 0.00013526 | 3.0013e-05 | 2.2354e-05
328 | HVAC | Economizer | Healthcare | Existing | Dual Enthalpy Economizer | 0.0065297 | 0.0051558 |  | 44.74 | 1 | 0.7896 | 6851.7404 | 10 |  | 1692 | 259122.5932 | Per End Use Consumption | GSD | 1 | 1 | 1 | 1 | 1 | 1 | 1 | 1 | 1 | 1 | 1 | 1 | CheEgsd328 | CheE | gsd | 328 | 2.2497 | 344.5274 | [30 empty] | 0.013051 | 0.0019048 | 0.001504
328 | HVAC | Economizer | Healthcare | New | Dual Enthalpy Economizer | 0.0065297 | 0.0051558 |  | 44.74 | 1 | 0.7896 | 6851.7404 | 10 |  | 1692 | 259122.5932 | Per End Use Consumption | GSD | 1 | 1 | 1 | 1 | 1 | 1 | 1 | 1 | 1 | 1 | 1 | 1 | CheNgsd328 | CheN | gsd | 328 | 2.2497 | 344.5274 | [30 empty] | 7.519e-05 | 1.0974e-05 | 8.6649e-06
328 | HVAC | Economizer | Hospitals | Existing | Dual Enthalpy Economizer | 0.57451 | 0.45363 |  | 3936.38 | 1 | 0.7896 | 6851.7404 | 10 |  | 1692 | 2945.1285 | Per End Use Consumption | GSD | 1 | 1 | 1 | 1 | 1 | 1 | 1 | 1 | 1 | 1 | 1 | 1 | ChoEgsd328 | ChoE | gsd | 328 | 197.9338 | 344.5274 | [30 empty] | 0.0074803 | 0.0010917 | 0.00086203
328 | HVAC | Economizer | Hospitals | New | Dual Enthalpy Economizer | 0.57451 | 0.45363 |  | 3936.38 | 1 | 0.7896 | 6851.7404 | 10 |  | 1692 | 2945.1285 | Per End Use Consumption | GSD | 1 | 1 | 1 | 1 | 1 | 1 | 1 | 1 | 1 | 1 | 1 | 1 | ChoNgsd328 | ChoN | gsd | 328 | 197.9338 | 344.5274 | [30 empty] | 4.6184e-05 | 6.7404e-06 | 5.3222e-06
328 | HVAC | Economizer | Institutional | Existing | Dual Enthalpy Economizer | 0.0081454 | 0.0064315 |  | 55.81 | 1 | 0.7896 | 6851.7404 | 10 |  | 1692 | 207725.2252 | Per End Use Consumption | GSD | 1 | 1 | 1 | 1 | 1 | 1 | 1 | 1 | 1 | 1 | 1 | 1 | CinEgsd328 | CinE | gsd | 328 | 2.8063 | 344.5274 | [30 empty] | 0.0020917 | 0.00030528 | 0.00024105
328 | HVAC | Economizer | Institutional | New | Dual Enthalpy Economizer | 0.0081454 | 0.0064315 |  | 55.81 | 1 | 0.7896 | 6851.7404 | 10 |  | 1692 | 207725.2252 | Per End Use Consumption | GSD | 1 | 1 | 1 | 1 | 1 | 1 | 1 | 1 | 1 | 1 | 1 | 1 | CinNgsd328 | CinN | gsd | 328 | 2.8063 | 344.5274 | [30 empty] | 2.4378e-05 | 3.5579e-06 | 2.8093e-06
328 | HVAC | Economizer | Lodging/Hospitality | Existing | Dual Enthalpy Economizer | 0.094782 | 0.038911 |  | 523.45 | 1 | 0.41054 | 5522.7016 | 10 |  | 1692 | 17851.5828 | Per End Use Consumption | GSD | 1 | 1 | 1 | 1 | 1 | 1 | 1 | 1 | 1 | 1 | 1 | 1 | CloEgsd328 | CloE | gsd | 328 | 26.3207 | 277.6991 | [30 empty] | 0.01418 | 0.0025675 | 0.0010541
328 | HVAC | Economizer | Lodging/Hospitality | New | Dual Enthalpy Economizer | 0.094782 | 0.038911 |  | 523.45 | 1 | 0.41054 | 5522.7016 | 10 |  | 1692 | 17851.5828 | Per End Use Consumption | GSD | 1 | 1 | 1 | 1 | 1 | 1 | 1 | 1 | 1 | 1 | 1 | 1 | CloNgsd328 | CloN | gsd | 328 | 26.3207 | 277.6991 | [30 empty] | 8.1713e-05 | 1.4796e-05 | 6.0742e-06
328 | HVAC | Economizer | Miscellaneous | Existing | Dual Enthalpy Economizer | 0.030822 | 0.021948 |  | 109.28 | 1 | 0.7121 | 3545.5611 | 10 |  | 1692 | 54896.4991 | Per End Use Consumption | GSD | 1 | 1 | 1 | 1 | 1 | 1 | 1 | 1 | 1 | 1 | 1 | 1 | CmiEgsd328 | CmiE | gsd | 328 | 5.4949 | 178.2822 | [30 empty] | 0.0054497 | 0.001537 | 0.0010945
328 | HVAC | Economizer | Miscellaneous | New | Dual Enthalpy Economizer | 0.030822 | 0.021948 |  | 109.28 | 1 | 0.7121 | 3545.5611 | 10 |  | 1692 | 54896.4991 | Per End Use Consumption | GSD | 1 | 1 | 1 | 1 | 1 | 1 | 1 | 1 | 1 | 1 | 1 | 1 | CmiNgsd328 | CmiN | gsd | 328 | 5.4949 | 178.2822 | [30 empty] | 6.1214e-05 | 1.7265e-05 | 1.2294e-05
328 | HVAC | Economizer | Offices | Existing | Dual Enthalpy Economizer | 0.036107 | 0.025712 |  | 128.02 | 1 | 0.7121 | 3545.5611 | 10 |  | 1692 | 46860.5641 | Per End Use Consumption | GSD | 1 | 1 | 1 | 1 | 1 | 1 | 1 | 1 | 1 | 1 | 1 | 1 | CofEgsd328 | CofE | gsd | 328 | 6.4373 | 178.2822 | [30 empty] | 0.062186 | 0.017539 | 0.01249
328 | HVAC | Economizer | Offices | New | Dual Enthalpy Economizer | 0.036107 | 0.025712 |  | 128.02 | 1 | 0.7121 | 3545.5611 | 10 |  | 1692 | 46860.5641 | Per End Use Consumption | GSD | 1 | 1 | 1 | 1 | 1 | 1 | 1 | 1 | 1 | 1 | 1 | 1 | CofNgsd328 | CofN | gsd | 328 | 6.4373 | 178.2822 | [30 empty] | 0.00072259 | 0.0002038 | 0.00014513
328 | HVAC | Economizer | Restaurants | Existing | Dual Enthalpy Economizer | 0.027774 | 0.020687 |  | 125.17 | 1 | 0.74481 | 4506.7038 | 10 |  | 1692 | 60919.8919 | Per End Use Consumption | GSD | 1 | 1 | 1 | 1 | 1 | 1 | 1 | 1 | 1 | 1 | 1 | 1 | CreEgsd328 | CreE | gsd | 328 | 6.2939 | 226.6115 | [30 empty] | 0.010605 | 0.0023531 | 0.0017526
328 | HVAC | Economizer | Restaurants | New | Dual Enthalpy Economizer | 0.027774 | 0.020687 |  | 125.17 | 1 | 0.74481 | 4506.7038 | 10 |  | 1692 | 60919.8919 | Per End Use Consumption | GSD | 1 | 1 | 1 | 1 | 1 | 1 | 1 | 1 | 1 | 1 | 1 | 1 | CreNgsd328 | CreN | gsd | 328 | 6.2939 | 226.6115 | [30 empty] | 0.00021861 | 4.8508e-05 | 3.6129e-05
328 | HVAC | Economizer | Retail | Existing | Dual Enthalpy Economizer | 0.05842 | 0.0416 |  | 207.13 | 1 | 0.7121 | 3545.5611 | 10 |  | 1692 | 28962.919 | Per End Use Consumption | GSD | 1 | 1 | 1 | 1 | 1 | 1 | 1 | 1 | 1 | 1 | 1 | 1 | CrtEgsd328 | CrtE | gsd | 328 | 10.4152 | 178.2822 | [30 empty] | 0.024791 | 0.0069922 | 0.0049792
328 | HVAC | Economizer | Retail | New | Dual Enthalpy Economizer | 0.05842 | 0.0416 |  | 207.13 | 1 | 0.7121 | 3545.5611 | 10 |  | 1692 | 28962.919 | Per End Use Consumption | GSD | 1 | 1 | 1 | 1 | 1 | 1 | 1 | 1 | 1 | 1 | 1 | 1 | CrtNgsd328 | CrtN | gsd | 328 | 10.4152 | 178.2822 | [30 empty] | 0.00014795 | 4.1729e-05 | 2.9715e-05
328 | HVAC | Economizer | Schools K-12 | Existing | Dual Enthalpy Economizer | 0.12496 | 0.088981 |  | 443.04 | 1 | 0.7121 | 3545.5611 | 10 |  | 1692 | 13540.7399 | Per End Use Consumption | GSD | 1 | 1 | 1 | 1 | 1 | 1 | 1 | 1 | 1 | 1 | 1 | 1 | CscEgsd328 | CscE | gsd | 328 | 22.2775 | 178.2822 | [30 empty] | 0.0024299 | 0.00068535 | 0.00048803
328 | HVAC | Economizer | Schools K-12 | New | Dual Enthalpy Economizer | 0.12496 | 0.088981 |  | 443.04 | 1 | 0.7121 | 3545.5611 | 10 |  | 1692 | 13540.7399 | Per End Use Consumption | GSD | 1 | 1 | 1 | 1 | 1 | 1 | 1 | 1 | 1 | 1 | 1 | 1 | CscNgsd328 | CscN | gsd | 328 | 22.2775 | 178.2822 | [30 empty] | 1.4003e-05 | 3.9495e-06 | 2.8124e-06
328 | HVAC | Economizer | Warehouse | Existing | Dual Enthalpy Economizer | 0.018764 | 0.013362 |  | 66.53 | 1 | 0.7121 | 3545.5611 | 10 |  | 1692 | 90171.1922 | Per End Use Consumption | GSD | 1 | 1 | 1 | 1 | 1 | 1 | 1 | 1 | 1 | 1 | 1 | 1 | CwaEgsd328 | CwaE | gsd | 328 | 3.3453 | 178.2822 | [30 empty] | 0.00076474 | 0.00021569 | 0.00015359
328 | HVAC | Economizer | Warehouse | New | Dual Enthalpy Economizer | 0.018764 | 0.013362 |  | 66.53 | 1 | 0.7121 | 3545.5611 | 10 |  | 1692 | 90171.1922 | Per End Use Consumption | GSD | 1 | 1 | 1 | 1 | 1 | 1 | 1 | 1 | 1 | 1 | 1 | 1 | CwaNgsd328 | CwaN | gsd | 328 | 3.3453 | 178.2822 | [30 empty] | 8.5903e-06 | 2.4228e-06 | 1.7253e-06
329 | HVAC | Economizer | Assembly | Existing | Waterside Economizer | 3.6926 | 0 |  | 11086.67 | 1 | 0 | 3002.4418 | 10 |  | 7160.52 | 1939.1796 | Per End Use Consumption | GSD | 1 | 1 | 1 | 1 | 1 | 1 | 1 | 1 | 1 | 1 | 1 | 1 | CasEgsd329 | CasE | gsd | 329 | 557.4733 | 150.9724 | [30 empty] | 3.263 | 1.0868 | 0
329 | HVAC | Economizer | Assembly | New | Waterside Economizer | 3.6926 | 0 |  | 11086.67 | 1 | 0 | 3002.4418 | 10 |  | 7160.52 | 1939.1796 | Per End Use Consumption | GSD | 1 | 1 | 1 | 1 | 1 | 1 | 1 | 1 | 1 | 1 | 1 | 1 | CasNgsd329 | CasN | gsd | 329 | 557.4733 | 150.9724 | [30 empty] | 0.017321 | 0.0057688 | 0
329 | HVAC | Economizer | College and University | Existing | Waterside Economizer | 2.4938 | 0 |  | 12300 | 1 | 0 | 4932.1455 | 10 |  | 7160.52 | 2871.2786 | Per End Use Consumption | GSD | 1 | 1 | 1 | 1 | 1 | 1 | 1 | 1 | 1 | 1 | 1 | 1 | CcoEgsd329 | CcoE | gsd | 329 | 618.4834 | 248.0041 | [30 empty] | 1.1182 | 0.22671 | 0
329 | HVAC | Economizer | College and University | New | Waterside Economizer | 2.4938 | 0 |  | 12300 | 1 | 0 | 4932.1455 | 10 |  | 7160.52 | 2871.2786 | Per End Use Consumption | GSD | 1 | 1 | 1 | 1 | 1 | 1 | 1 | 1 | 1 | 1 | 1 | 1 | CcoNgsd329 | CcoN | gsd | 329 | 618.4834 | 248.0041 | [30 empty] | 0.0065196 | 0.0013219 | 0
329 | HVAC | Economizer | Data Center | Existing | Waterside Economizer | 4.6349 | 0 |  | 22860 | 1 | 0 | 4932.1455 | 10 |  | 7160.52 | 1544.9137 | Per End Use Consumption | GSD | 1 | 1 | 1 | 1 | 1 | 1 | 1 | 1 | 1 | 1 | 1 | 1 | CdaEgsd329 | CdaE | gsd | 329 | 1149.474 | 248.0041 | [30 empty] | 0.047045 | 0.0095385 | 0
329 | HVAC | Economizer | Data Center | New | Waterside Economizer | 4.6349 | 0 |  | 22860 | 1 | 0 | 4932.1455 | 10 |  | 7160.52 | 1544.9137 | Per End Use Consumption | GSD | 1 | 1 | 1 | 1 | 1 | 1 | 1 | 1 | 1 | 1 | 1 | 1 | CdaNgsd329 | CdaN | gsd | 329 | 1149.474 | 248.0041 | [30 empty] | 0.00025183 | 5.1059e-05 | 0
329 | HVAC | Economizer | Grocery | Existing | Waterside Economizer | 1.7374 | 0 |  | 6126.67 | 1 | 0 | 3526.3551 | 10 |  | 7160.52 | 4121.4128 | Per End Use Consumption | GSD | 1 | 1 | 1 | 1 | 1 | 1 | 1 | 1 | 1 | 1 | 1 | 1 | CgrEgsd329 | CgrE | gsd | 329 | 308.0686 | 177.3164 | [30 empty] | 40.6692 | 11.5329 | 0
329 | HVAC | Economizer | Grocery | New | Waterside Economizer | 1.7374 | 0 |  | 6126.67 | 1 | 0 | 3526.3551 | 10 |  | 7160.52 | 4121.4128 | Per End Use Consumption | GSD | 1 | 1 | 1 | 1 | 1 | 1 | 1 | 1 | 1 | 1 | 1 | 1 | CgrNgsd329 | CgrN | gsd | 329 | 308.0686 | 177.3164 | [30 empty] | 0.44857 | 0.1272 | 0
329 | HVAC | Economizer | Healthcare | Existing | Waterside Economizer | 4.8931 | 0 |  | 24133.33 | 1 | 0 | 4932.1455 | 10 |  | 7160.52 | 1463.4005 | Per End Use Consumption | GSD | 1 | 1 | 1 | 1 | 1 | 1 | 1 | 1 | 1 | 1 | 1 | 1 | CheEgsd329 | CheE | gsd | 329 | 1213.5011 | 248.0041 | [30 empty] | 68.838 | 13.957 | 0
329 | HVAC | Economizer | Healthcare | New | Waterside Economizer | 4.8931 | 0 |  | 24133.33 | 1 | 0 | 4932.1455 | 10 |  | 7160.52 | 1463.4005 | Per End Use Consumption | GSD | 1 | 1 | 1 | 1 | 1 | 1 | 1 | 1 | 1 | 1 | 1 | 1 | CheNgsd329 | CheN | gsd | 329 | 1213.5011 | 248.0041 | [30 empty] | 0.75926 | 0.15394 | 0
329 | HVAC | Economizer | Hospitals | Existing | Waterside Economizer | 4.6349 | 0 |  | 22860 | 1 | 0 | 4932.1455 | 10 |  | 7160.52 | 1544.9137 | Per End Use Consumption | GSD | 1 | 1 | 1 | 1 | 1 | 1 | 1 | 1 | 1 | 1 | 1 | 1 | ChoEgsd329 | ChoE | gsd | 329 | 1149.474 | 248.0041 | [30 empty] | 0 | 0 | 0
329 | HVAC | Economizer | Hospitals | New | Waterside Economizer | 4.6349 | 0 |  | 22860 | 1 | 0 | 4932.1455 | 10 |  | 7160.52 | 1544.9137 | Per End Use Consumption | GSD | 1 | 1 | 1 | 1 | 1 | 1 | 1 | 1 | 1 | 1 | 1 | 1 | ChoNgsd329 | ChoN | gsd | 329 | 1149.474 | 248.0041 | [30 empty] | 0 | 0 | 0
329 | HVAC | Economizer | Institutional | Existing | Waterside Economizer | 1.2152 | 0 |  | 5993.33 | 1 | 0 | 4932.1455 | 10 |  | 7160.52 | 5892.6718 | Per End Use Consumption | GSD | 1 | 1 | 1 | 1 | 1 | 1 | 1 | 1 | 1 | 1 | 1 | 1 | CinEgsd329 | CinE | gsd | 329 | 301.3638 | 248.0041 | [30 empty] | 6.7029 | 1.359 | 0
329 | HVAC | Economizer | Institutional | New | Waterside Economizer | 1.2152 | 0 |  | 5993.33 | 1 | 0 | 4932.1455 | 10 |  | 7160.52 | 5892.6718 | Per End Use Consumption | GSD | 1 | 1 | 1 | 1 | 1 | 1 | 1 | 1 | 1 | 1 | 1 | 1 | CinNgsd329 | CinN | gsd | 329 | 301.3638 | 248.0041 | [30 empty] | 0.0391 | 0.0079276 | 0
329 | HVAC | Economizer | Lodging/Hospitality | Existing | Waterside Economizer | 3.5085 | 0 |  | 18320 | 1 | 0 | 5221.6713 | 10 |  | 7160.52 | 2040.9324 | Per End Use Consumption | GSD | 1 | 1 | 1 | 1 | 1 | 1 | 1 | 1 | 1 | 1 | 1 | 1 | CloEgsd329 | CloE | gsd | 329 | 921.1882 | 262.5623 | [30 empty] | 2.4064 | 0.46084 | 0
329 | HVAC | Economizer | Lodging/Hospitality | New | Waterside Economizer | 3.5085 | 0 |  | 18320 | 1 | 0 | 5221.6713 | 10 |  | 7160.52 | 2040.9324 | Per End Use Consumption | GSD | 1 | 1 | 1 | 1 | 1 | 1 | 1 | 1 | 1 | 1 | 1 | 1 | CloNgsd329 | CloN | gsd | 329 | 921.1882 | 262.5623 | [30 empty] | 0.011899 | 0.0022787 | 0
329 | HVAC | Economizer | Miscellaneous | Existing | Waterside Economizer | 2.0628 | 0 |  | 6193.33 | 1 | 0 | 3002.4418 | 10 |  | 7160.52 | 3471.3223 | Per End Use Consumption | GSD | 1 | 1 | 1 | 1 | 1 | 1 | 1 | 1 | 1 | 1 | 1 | 1 | CmiEgsd329 | CmiE | gsd | 329 | 311.4205 | 150.9724 | [30 empty] | 0 | 0 | 0
329 | HVAC | Economizer | Miscellaneous | New | Waterside Economizer | 2.0628 | 0 |  | 6193.33 | 1 | 0 | 3002.4418 | 10 |  | 7160.52 | 3471.3223 | Per End Use Consumption | GSD | 1 | 1 | 1 | 1 | 1 | 1 | 1 | 1 | 1 | 1 | 1 | 1 | CmiNgsd329 | CmiN | gsd | 329 | 311.4205 | 150.9724 | [30 empty] | 0 | 0 | 0
329 | HVAC | Economizer | Offices | Existing | Waterside Economizer | 4.1566 | 0 |  | 12480 | 1 | 0 | 3002.4418 | 10 |  | 7160.52 | 1722.6799 | Per End Use Consumption | GSD | 1 | 1 | 1 | 1 | 1 | 1 | 1 | 1 | 1 | 1 | 1 | 1 | CofEgsd329 | CofE | gsd | 329 | 627.5343 | 150.9724 | [30 empty] | 74.3858 | 24.7751 | 0
329 | HVAC | Economizer | Offices | New | Waterside Economizer | 4.1566 | 0 |  | 12480 | 1 | 0 | 3002.4418 | 10 |  | 7160.52 | 1722.6799 | Per End Use Consumption | GSD | 1 | 1 | 1 | 1 | 1 | 1 | 1 | 1 | 1 | 1 | 1 | 1 | CofNgsd329 | CofN | gsd | 329 | 627.5343 | 150.9724 | [30 empty] | 0.43392 | 0.14452 | 0
329 | HVAC | Economizer | Restaurants | Existing | Waterside Economizer | 5.0969 | 0 |  | 17973.33 | 1 | 0 | 3526.3551 | 10 |  | 7160.52 | 1404.8892 | Per End Use Consumption | GSD | 1 | 1 | 1 | 1 | 1 | 1 | 1 | 1 | 1 | 1 | 1 | 1 | CreEgsd329 | CreE | gsd | 329 | 903.7566 | 177.3164 | [30 empty] | 16.431 | 4.6595 | 0
329 | HVAC | Economizer | Restaurants | New | Waterside Economizer | 5.0969 | 0 |  | 17973.33 | 1 | 0 | 3526.3551 | 10 |  | 7160.52 | 1404.8892 | Per End Use Consumption | GSD | 1 | 1 | 1 | 1 | 1 | 1 | 1 | 1 | 1 | 1 | 1 | 1 | CreNgsd329 | CreN | gsd | 329 | 903.7566 | 177.3164 | [30 empty] | 0.18123 | 0.051393 | 0
329 | HVAC | Economizer | Retail | Existing | Waterside Economizer | 4.6917 | 0 |  | 14086.67 | 1 | 0 | 3002.4418 | 10 |  | 7160.52 | 1526.1978 | Per End Use Consumption | GSD | 1 | 1 | 1 | 1 | 1 | 1 | 1 | 1 | 1 | 1 | 1 | 1 | CrtEgsd329 | CrtE | gsd | 329 | 708.3229 | 150.9724 | [30 empty] | 22.2879 | 7.4232 | 0
329 | HVAC | Economizer | Retail | New | Waterside Economizer | 4.6917 | 0 |  | 14086.67 | 1 | 0 | 3002.4418 | 10 |  | 7160.52 | 1526.1978 | Per End Use Consumption | GSD | 1 | 1 | 1 | 1 | 1 | 1 | 1 | 1 | 1 | 1 | 1 | 1 | CrtNgsd329 | CrtN | gsd | 329 | 708.3229 | 150.9724 | [30 empty] | 0.13134 | 0.043744 | 0
329 | HVAC | Economizer | Schools K-12 | Existing | Waterside Economizer | 4.0789 | 0 |  | 12246.67 | 1 | 0 | 3002.4418 | 10 |  | 7160.52 | 1755.5013 | Per End Use Consumption | GSD | 1 | 1 | 1 | 1 | 1 | 1 | 1 | 1 | 1 | 1 | 1 | 1 | CscEgsd329 | CscE | gsd | 329 | 615.8018 | 150.9724 | [30 empty] | 0.72153 | 0.24032 | 0
329 | HVAC | Economizer | Schools K-12 | New | Waterside Economizer | 4.0789 | 0 |  | 12246.67 | 1 | 0 | 3002.4418 | 10 |  | 7160.52 | 1755.5013 | Per End Use Consumption | GSD | 1 | 1 | 1 | 1 | 1 | 1 | 1 | 1 | 1 | 1 | 1 | 1 | CscNgsd329 | CscN | gsd | 329 | 615.8018 | 150.9724 | [30 empty] | 0.0035817 | 0.0011929 | 0
329 | HVAC | Economizer | Warehouse | Existing | Waterside Economizer | 0.89483 | 0 |  | 2686.67 | 1 | 0 | 3002.4418 | 10 |  | 7160.52 | 8002.1159 | Per End Use Consumption | GSD | 1 | 1 | 1 | 1 | 1 | 1 | 1 | 1 | 1 | 1 | 1 | 1 | CwaEgsd329 | CwaE | gsd | 329 | 135.0944 | 150.9724 | [30 empty] | 0.052014 | 0.017324 | 0
329 | HVAC | Economizer | Warehouse | New | Waterside Economizer | 0.89483 | 0 |  | 2686.67 | 1 | 0 | 3002.4418 | 10 |  | 7160.52 | 8002.1159 | Per End Use Consumption | GSD | 1 | 1 | 1 | 1 | 1 | 1 | 1 | 1 | 1 | 1 | 1 | 1 | CwaNgsd329 | CwaN | gsd | 329 | 135.0944 | 150.9724 | [30 empty] | 0.00029591 | 9.8555e-05 | 0
330 | HVAC | Heating | Assembly | Existing | ECM Motors on Furnaces | 0 | 0.90215 |  | 396 | 0 | 0.90215 | 396 | 15 |  | 313 | 313 | Per End Use Consumption | GSD | 1 | 1 | 1 | 1 | 1 | 1 | 1 | 1 | 1 | 1 | 1 | 1 | CasEgsd330 | CasE | gsd | 330 | 23.76 | 23.76 | [30 empty] | 1.7402 | 0 | 3.9644
330 | HVAC | Heating | Assembly | New | ECM Motors on Furnaces | 0 | 0.90215 |  | 396 | 0 | 0.90215 | 396 | 15 |  | 313 | 313 | Per End Use Consumption | GSD | 1 | 1 | 1 | 1 | 1 | 1 | 1 | 1 | 1 | 1 | 1 | 1 | CasNgsd330 | CasN | gsd | 330 | 23.76 | 23.76 | [30 empty] | 0.010758 | 0 | 0.024509
330 | HVAC | Heating | College and University | Existing | ECM Motors on Furnaces | 0 | 0.076186 |  | 396 | 0 | 0.076186 | 396 | 15 |  | 313 | 313 | Per End Use Consumption | GSD | 1 | 1 | 1 | 1 | 1 | 1 | 1 | 1 | 1 | 1 | 1 | 1 | CcoEgsd330 | CcoE | gsd | 330 | 23.76 | 23.76 | [30 empty] | 0.014732 | 0 | 0.0028342
330 | HVAC | Heating | College and University | New | ECM Motors on Furnaces | 0 | 0.076186 |  | 396 | 0 | 0.076186 | 396 | 15 |  | 313 | 313 | Per End Use Consumption | GSD | 1 | 1 | 1 | 1 | 1 | 1 | 1 | 1 | 1 | 1 | 1 | 1 | CcoNgsd330 | CcoN | gsd | 330 | 23.76 | 23.76 | [30 empty] | 9.0115e-05 | 0 | 1.7337e-05
330 | HVAC | Heating | Data Center | Existing | ECM Motors on Furnaces | 0 | 0.13679 |  | 711 | 0 | 0.13679 | 711 | 15 |  | 313 | 313 | Per End Use Consumption | GSD | 1 | 1 | 1 | 1 | 1 | 1 | 1 | 1 | 1 | 1 | 1 | 1 | CdaEgsd330 | CdaE | gsd | 330 | 42.66 | 42.66 | [30 empty] | 0.0024847 | 0 | 0.00047803
330 | HVAC | Heating | Data Center | New | ECM Motors on Furnaces | 0 | 0.13679 |  | 711 | 0 | 0.13679 | 711 | 15 |  | 313 | 313 | Per End Use Consumption | GSD | 1 | 1 | 1 | 1 | 1 | 1 | 1 | 1 | 1 | 1 | 1 | 1 | CdaNgsd330 | CdaN | gsd | 330 | 42.66 | 42.66 | [30 empty] | 1.5366e-05 | 0 | 2.9563e-06
330 | HVAC | Heating | Grocery | Existing | ECM Motors on Furnaces | 0 | 0.52568 |  | 684 | 0 | 0.52568 | 684 | 15 |  | 313 | 313 | Per End Use Consumption | GSD | 1 | 1 | 1 | 1 | 1 | 1 | 1 | 1 | 1 | 1 | 1 | 1 | CgrEgsd330 | CgrE | gsd | 330 | 41.04 | 41.04 | [30 empty] | 0.26779 | 0 | 0.20581
330 | HVAC | Heating | Grocery | New | ECM Motors on Furnaces | 0 | 0.52568 |  | 684 | 0 | 0.52568 | 684 | 15 |  | 313 | 313 | Per End Use Consumption | GSD | 1 | 1 | 1 | 1 | 1 | 1 | 1 | 1 | 1 | 1 | 1 | 1 | CgrNgsd330 | CgrN | gsd | 330 | 41.04 | 41.04 | [30 empty] | 0.0016587 | 0 | 0.0012748
330 | HVAC | Heating | Healthcare | Existing | ECM Motors on Furnaces | 0 | 0.11947 |  | 621 | 0 | 0.11947 | 621 | 15 |  | 313 | 313 | Per End Use Consumption | GSD | 1 | 1 | 1 | 1 | 1 | 1 | 1 | 1 | 1 | 1 | 1 | 1 | CheEgsd330 | CheE | gsd | 330 | 37.26 | 37.26 | [30 empty] | 0.31972 | 0 | 0.06151
330 | HVAC | Heating | Healthcare | New | ECM Motors on Furnaces | 0 | 0.11947 |  | 621 | 0 | 0.11947 | 621 | 15 |  | 313 | 313 | Per End Use Consumption | GSD | 1 | 1 | 1 | 1 | 1 | 1 | 1 | 1 | 1 | 1 | 1 | 1 | CheNgsd330 | CheN | gsd | 330 | 37.26 | 37.26 | [30 empty] | 0.0019624 | 0 | 0.00037755
330 | HVAC | Heating | Hospitals | Existing | ECM Motors on Furnaces | 0 | 0.13679 |  | 711 | 0 | 0.13679 | 711 | 15 |  | 313 | 313 | Per End Use Consumption | GSD | 1 | 1 | 1 | 1 | 1 | 1 | 1 | 1 | 1 | 1 | 1 | 1 | ChoEgsd330 | ChoE | gsd | 330 | 42.66 | 42.66 | [30 empty] | 0.10897 | 0 | 0.020966
330 | HVAC | Heating | Hospitals | New | ECM Motors on Furnaces | 0 | 0.13679 |  | 711 | 0 | 0.13679 | 711 | 15 |  | 313 | 313 | Per End Use Consumption | GSD | 1 | 1 | 1 | 1 | 1 | 1 | 1 | 1 | 1 | 1 | 1 | 1 | ChoNgsd330 | ChoN | gsd | 330 | 42.66 | 42.66 | [30 empty] | 0.00067302 | 0 | 0.00012948
330 | HVAC | Heating | Institutional | Existing | ECM Motors on Furnaces | 0 | 0.065797 |  | 342 | 0 | 0.065797 | 342 | 15 |  | 313 | 313 | Per End Use Consumption | GSD | 1 | 1 | 1 | 1 | 1 | 1 | 1 | 1 | 1 | 1 | 1 | 1 | CinEgsd330 | CinE | gsd | 330 | 20.52 | 20.52 | [30 empty] | 0.189 | 0 | 0.036362
330 | HVAC | Heating | Institutional | New | ECM Motors on Furnaces | 0 | 0.065797 |  | 342 | 0 | 0.065797 | 342 | 15 |  | 313 | 313 | Per End Use Consumption | GSD | 1 | 1 | 1 | 1 | 1 | 1 | 1 | 1 | 1 | 1 | 1 | 1 | CinNgsd330 | CinN | gsd | 330 | 20.52 | 20.52 | [30 empty] | 0.0011639 | 0 | 0.00022392
330 | HVAC | Heating | Lodging/Hospitality | Existing | ECM Motors on Furnaces | 0 | 0.2727 |  | 414 | 0 | 0.2727 | 414 | 15 |  | 313 | 313 | Per End Use Consumption | GSD | 1 | 1 | 1 | 1 | 1 | 1 | 1 | 1 | 1 | 1 | 1 | 1 | CloEgsd330 | CloE | gsd | 330 | 24.84 | 24.84 | [30 empty] | 0.18919 | 0 | 0.12462
330 | HVAC | Heating | Lodging/Hospitality | New | ECM Motors on Furnaces | 0 | 0.2727 |  | 414 | 0 | 0.2727 | 414 | 15 |  | 313 | 313 | Per End Use Consumption | GSD | 1 | 1 | 1 | 1 | 1 | 1 | 1 | 1 | 1 | 1 | 1 | 1 | CloNgsd330 | CloN | gsd | 330 | 24.84 | 24.84 | [30 empty] | 0.0011628 | 0 | 0.00076593
330 | HVAC | Heating | Miscellaneous | Existing | ECM Motors on Furnaces | 0 | 0.49208 |  | 216 | 0 | 0.49208 | 216 | 15 |  | 313 | 313 | Per End Use Consumption | GSD | 1 | 1 | 1 | 1 | 1 | 1 | 1 | 1 | 1 | 1 | 1 | 1 | CmiEgsd330 | CmiE | gsd | 330 | 12.96 | 12.96 | [30 empty] | 0.90567 | 0 | 2.0632
330 | HVAC | Heating | Miscellaneous | New | ECM Motors on Furnaces | 0 | 0.49208 |  | 216 | 0 | 0.49208 | 216 | 15 |  | 313 | 313 | Per End Use Consumption | GSD | 1 | 1 | 1 | 1 | 1 | 1 | 1 | 1 | 1 | 1 | 1 | 1 | CmiNgsd330 | CmiN | gsd | 330 | 12.96 | 12.96 | [30 empty] | 0.0055905 | 0 | 0.012736
330 | HVAC | Heating | Offices | Existing | ECM Motors on Furnaces | 0 | 0.53309 |  | 234 | 0 | 0.53309 | 234 | 15 |  | 313 | 313 | Per End Use Consumption | GSD | 1 | 1 | 1 | 1 | 1 | 1 | 1 | 1 | 1 | 1 | 1 | 1 | CofEgsd330 | CofE | gsd | 330 | 14.04 | 14.04 | [30 empty] | 4.4313 | 0 | 10.0951
330 | HVAC | Heating | Offices | New | ECM Motors on Furnaces | 0 | 0.53309 |  | 234 | 0 | 0.53309 | 234 | 15 |  | 313 | 313 | Per End Use Consumption | GSD | 1 | 1 | 1 | 1 | 1 | 1 | 1 | 1 | 1 | 1 | 1 | 1 | CofNgsd330 | CofN | gsd | 330 | 14.04 | 14.04 | [30 empty] | 0.025432 | 0 | 0.057937
330 | HVAC | Heating | Restaurants | Existing | ECM Motors on Furnaces | 0 | 1.1205 |  | 1458 | 0 | 1.1205 | 1458 | 15 |  | 313 | 313 | Per End Use Consumption | GSD | 1 | 1 | 1 | 1 | 1 | 1 | 1 | 1 | 1 | 1 | 1 | 1 | CreEgsd330 | CreE | gsd | 330 | 87.48 | 87.48 | [30 empty] | 1.0376 | 0 | 0.79744
330 | HVAC | Heating | Restaurants | New | ECM Motors on Furnaces | 0 | 1.1205 |  | 1458 | 0 | 1.1205 | 1458 | 15 |  | 313 | 313 | Per End Use Consumption | GSD | 1 | 1 | 1 | 1 | 1 | 1 | 1 | 1 | 1 | 1 | 1 | 1 | CreNgsd330 | CreN | gsd | 330 | 87.48 | 87.48 | [30 empty] | 0.0059192 | 0 | 0.0045491
330 | HVAC | Heating | Retail | Existing | ECM Motors on Furnaces | 0 | 2.0913 |  | 918 | 0 | 2.0913 | 918 | 15 |  | 313 | 313 | Per End Use Consumption | GSD | 1 | 1 | 1 | 1 | 1 | 1 | 1 | 1 | 1 | 1 | 1 | 1 | CrtEgsd330 | CrtE | gsd | 330 | 55.08 | 55.08 | [30 empty] | 1.5864 | 0 | 3.6141
330 | HVAC | Heating | Retail | New | ECM Motors on Furnaces | 0 | 2.0913 |  | 918 | 0 | 2.0913 | 918 | 15 |  | 313 | 313 | Per End Use Consumption | GSD | 1 | 1 | 1 | 1 | 1 | 1 | 1 | 1 | 1 | 1 | 1 | 1 | CrtNgsd330 | CrtN | gsd | 330 | 55.08 | 55.08 | [30 empty] | 0.0090754 | 0 | 0.020675
330 | HVAC | Heating | Schools K-12 | Existing | ECM Motors on Furnaces | 0 | 1.9273 |  | 846 | 0 | 1.9273 | 846 | 15 |  | 313 | 313 | Per End Use Consumption | GSD | 1 | 1 | 1 | 1 | 1 | 1 | 1 | 1 | 1 | 1 | 1 | 1 | CscEgsd330 | CscE | gsd | 330 | 50.76 | 50.76 | [30 empty] | 0.081462 | 0 | 0.18558
330 | HVAC | Heating | Schools K-12 | New | ECM Motors on Furnaces | 0 | 1.9273 |  | 846 | 0 | 1.9273 | 846 | 15 |  | 313 | 313 | Per End Use Consumption | GSD | 1 | 1 | 1 | 1 | 1 | 1 | 1 | 1 | 1 | 1 | 1 | 1 | CscNgsd330 | CscN | gsd | 330 | 50.76 | 50.76 | [30 empty] | 0.00050015 | 0 | 0.0011394
330 | HVAC | Heating | Warehouse | Existing | ECM Motors on Furnaces | 0 | 0.49208 |  | 216 | 0 | 0.49208 | 216 | 15 |  | 313 | 313 | Per End Use Consumption | GSD | 1 | 1 | 1 | 1 | 1 | 1 | 1 | 1 | 1 | 1 | 1 | 1 | CwaEgsd330 | CwaE | gsd | 330 | 12.96 | 12.96 | [30 empty] | 0.036347 | 0 | 0.082804
330 | HVAC | Heating | Warehouse | New | ECM Motors on Furnaces | 0 | 0.49208 |  | 216 | 0 | 0.49208 | 216 | 15 |  | 313 | 313 | Per End Use Consumption | GSD | 1 | 1 | 1 | 1 | 1 | 1 | 1 | 1 | 1 | 1 | 1 | 1 | CwaNgsd330 | CwaN | gsd | 330 | 12.96 | 12.96 | [30 empty] | 0.00022119 | 0 | 0.00050391
331 | HVAC | Heating | Assembly | Turnover | Geothermal Heat Pump | 0.44263 | 0.031325 |  | 1342.72 | 1 | 0.070769 | 3033.5084 | 25 |  | 95690 | 216185.3657 | Per Unit | GSD | 1 | 1 | 1 | 1 | 1 | 1 | 1 | 1 | 1 | 1 | 1 | 1 | CasTgsd331 | CasT | gsd | 331 | 80.5632 | 182.0105 | [30 empty] | 1.5528 | 0.31025 | 1.4154
331 | HVAC | Heating | Assembly | New | Geothermal Heat Pump | 0.44263 | 0.031325 |  | 1342.72 | 1 | 0.070769 | 3033.5084 | 25 |  | 95690 | 216185.3657 | Per Unit | GSD | 1 | 1 | 1 | 1 | 1 | 1 | 1 | 1 | 1 | 1 | 1 | 1 | CasNgsd331 | CasN | gsd | 331 | 80.5632 | 182.0105 | [30 empty] | 0.0096372 | 0.00092749 | 0.015611
331 | HVAC | Heating | College and University | Turnover | Geothermal Heat Pump | 0.29894 | 0.0026454 |  | 1488.17 | 1 | 0.0088491 | 4978.1294 | 25 |  | 95690 | 320095.9609 | Per Unit | GSD | 1 | 1 | 1 | 1 | 1 | 1 | 1 | 1 | 1 | 1 | 1 | 1 | CcoTgsd331 | CcoT | gsd | 331 | 89.2902 | 298.6878 | [30 empty] | 0.2734 | 0.015114 | 0.038258
331 | HVAC | Heating | College and University | New | Geothermal Heat Pump | 0.29894 | 0.0026454 |  | 1488.17 | 1 | 0.0088491 | 4978.1294 | 25 |  | 95690 | 320095.9609 | Per Unit | GSD | 1 | 1 | 1 | 1 | 1 | 1 | 1 | 1 | 1 | 1 | 1 | 1 | CcoNgsd331 | CcoN | gsd | 331 | 89.2902 | 298.6878 | [30 empty] | 0.0024278 | 4.7549e-05 | 0.00042197
331 | HVAC | Heating | Data Center | Turnover | Geothermal Heat Pump | 0.55559 | 0.0047482 |  | 2764.93 | 1 | 0.0085462 | 4976.555 | 25 |  | 95690 | 172230.9596 | Per Unit | GSD | 1 | 1 | 1 | 1 | 1 | 1 | 1 | 1 | 1 | 1 | 1 | 1 | CdaTgsd331 | CdaT | gsd | 331 | 165.8958 | 298.5933 | [30 empty] | 0.010504 | 0.0015932 | 0.00050916
331 | HVAC | Heating | Data Center | New | Geothermal Heat Pump | 0.55559 | 0.0047482 |  | 2764.93 | 1 | 0.0085462 | 4976.555 | 25 |  | 95690 | 172230.9596 | Per Unit | GSD | 1 | 1 | 1 | 1 | 1 | 1 | 1 | 1 | 1 | 1 | 1 | 1 | CdaNgsd331 | CdaN | gsd | 331 | 165.8958 | 298.5933 | [30 empty] | 6.6082e-05 | 7.4799e-06 | 5.6159e-06
331 | HVAC | Heating | Grocery | Turnover | Geothermal Heat Pump | 0.20826 | 0.018245 |  | 758.15 | 1 | 0.087606 | 3640.3446 | 25 |  | 95690 | 459466.5579 | Per Unit | GSD | 1 | 1 | 1 | 1 | 1 | 1 | 1 | 1 | 1 | 1 | 1 | 1 | CgrTgsd331 | CgrT | gsd | 331 | 45.489 | 218.4207 | [30 empty] | 0.90789 | 0.23362 | 0.064612
331 | HVAC | Heating | Grocery | New | Geothermal Heat Pump | 0.20826 | 0.018245 |  | 758.15 | 1 | 0.087606 | 3640.3446 | 25 |  | 95690 | 459466.5579 | Per Unit | GSD | 1 | 1 | 1 | 1 | 1 | 1 | 1 | 1 | 1 | 1 | 1 | 1 | CgrNgsd331 | CgrN | gsd | 331 | 45.489 | 218.4207 | [30 empty] | 0.0018286 | 0.00025559 | 0.00071265
331 | HVAC | Heating | Healthcare | Turnover | Geothermal Heat Pump | 0.58654 | 0.0041479 |  | 2914.45 | 1 | 0.0070719 | 4968.8918 | 25 |  | 95690 | 163143.392 | Per Unit | GSD | 1 | 1 | 1 | 1 | 1 | 1 | 1 | 1 | 1 | 1 | 1 | 1 | CheTgsd331 | CheT | gsd | 331 | 174.867 | 298.1335 | [30 empty] | 0.86393 | 0.14901 | 0.024822
331 | HVAC | Heating | Healthcare | New | Geothermal Heat Pump | 0.58654 | 0.0041479 |  | 2914.45 | 1 | 0.0070719 | 4968.8918 | 25 |  | 95690 | 163143.392 | Per Unit | GSD | 1 | 1 | 1 | 1 | 1 | 1 | 1 | 1 | 1 | 1 | 1 | 1 | CheNgsd331 | CheN | gsd | 331 | 174.867 | 298.1335 | [30 empty] | 0.001423 | 0 | 0.00027377
331 | HVAC | Heating | Hospitals | Turnover | Geothermal Heat Pump | 0.55559 | 0.0047482 |  | 2764.93 | 1 | 0.0085462 | 4976.555 | 25 |  | 95690 | 172230.9596 | Per Unit | GSD | 1 | 1 | 1 | 1 | 1 | 1 | 1 | 1 | 1 | 1 | 1 | 1 | ChoTgsd331 | ChoT | gsd | 331 | 165.8958 | 298.5933 | [30 empty] | 0 | 0 | 0
331 | HVAC | Heating | Hospitals | New | Geothermal Heat Pump | 0.55559 | 0.0047482 |  | 2764.93 | 1 | 0.0085462 | 4976.555 | 25 |  | 95690 | 172230.9596 | Per Unit | GSD | 1 | 1 | 1 | 1 | 1 | 1 | 1 | 1 | 1 | 1 | 1 | 1 | ChoNgsd331 | ChoN | gsd | 331 | 165.8958 | 298.5933 | [30 empty] | 0 | 0 | 0
331 | HVAC | Heating | Institutional | Turnover | Geothermal Heat Pump | 0.14566 | 0.0022837 |  | 730.29 | 1 | 0.015678 | 5013.6244 | 25 |  | 95690 | 656935.8961 | Per Unit | GSD | 1 | 1 | 1 | 1 | 1 | 1 | 1 | 1 | 1 | 1 | 1 | 1 | CinTgsd331 | CinT | gsd | 331 | 43.8174 | 300.8175 | [30 empty] | 1.1587 | 0.19795 | 0.035082
331 | HVAC | Heating | Institutional | New | Geothermal Heat Pump | 0.14566 | 0.0022837 |  | 730.29 | 1 | 0.015678 | 5013.6244 | 25 |  | 95690 | 656935.8961 | Per Unit | GSD | 1 | 1 | 1 | 1 | 1 | 1 | 1 | 1 | 1 | 1 | 1 | 1 | CinNgsd331 | CinN | gsd | 331 | 43.8174 | 300.8175 | [30 empty] | 0.0038597 | 0.00037477 | 0.00038694
331 | HVAC | Heating | Lodging/Hospitality | Turnover | Geothermal Heat Pump | 0.42056 | 0.0094656 |  | 2210.41 | 1 | 0.022507 | 5255.8279 | 25 |  | 95690 | 227528.0016 | Per Unit | GSD | 1 | 1 | 1 | 1 | 1 | 1 | 1 | 1 | 1 | 1 | 1 | 1 | CloTgsd331 | CloT | gsd | 331 | 132.6246 | 315.3497 | [30 empty] | 0.475 | 0.077196 | 0.047368
331 | HVAC | Heating | Lodging/Hospitality | New | Geothermal Heat Pump | 0.42056 | 0.0094656 |  | 2210.41 | 1 | 0.022507 | 5255.8279 | 25 |  | 95690 | 227528.0016 | Per Unit | GSD | 1 | 1 | 1 | 1 | 1 | 1 | 1 | 1 | 1 | 1 | 1 | 1 | CloNgsd331 | CloN | gsd | 331 | 132.6246 | 315.3497 | [30 empty] | 0.0025643 | 0.00033919 | 0.00052246
331 | HVAC | Heating | Miscellaneous | Turnover | Geothermal Heat Pump | 0.24727 | 0.017063 |  | 749.89 | 1 | 0.069008 | 3032.7353 | 25 |  | 95690 | 386993.3528 | Per Unit | GSD | 1 | 1 | 1 | 1 | 1 | 1 | 1 | 1 | 1 | 1 | 1 | 1 | CmiTgsd331 | CmiT | gsd | 331 | 44.9934 | 181.9641 | [30 empty] | 0 | 0 | 0
331 | HVAC | Heating | Miscellaneous | New | Geothermal Heat Pump | 0.24727 | 0.017063 |  | 749.89 | 1 | 0.069008 | 3032.7353 | 25 |  | 95690 | 386993.3528 | Per Unit | GSD | 1 | 1 | 1 | 1 | 1 | 1 | 1 | 1 | 1 | 1 | 1 | 1 | CmiNgsd331 | CmiN | gsd | 331 | 44.9934 | 181.9641 | [30 empty] | 0 | 0 | 0
331 | HVAC | Heating | Offices | Turnover | Geothermal Heat Pump | 0.49826 | 0.018499 |  | 1504.11 | 1 | 0.037127 | 3018.7408 | 25 |  | 95690 | 192049.3222 | Per Unit | GSD | 1 | 1 | 1 | 1 | 1 | 1 | 1 | 1 | 1 | 1 | 1 | 1 | CofTgsd331 | CofT | gsd | 331 | 90.2466 | 181.1244 | [30 empty] | 5.1926 | 1.3732 | 2.4366
331 | HVAC | Heating | Offices | New | Geothermal Heat Pump | 0.49826 | 0.018499 |  | 1504.11 | 1 | 0.037127 | 3018.7408 | 25 |  | 95690 | 192049.3222 | Per Unit | GSD | 1 | 1 | 1 | 1 | 1 | 1 | 1 | 1 | 1 | 1 | 1 | 1 | CofNgsd331 | CofN | gsd | 331 | 90.2466 | 181.1244 | [30 empty] | 0.026713 | 0.004968 | 0.026875
331 | HVAC | Heating | Restaurants | Turnover | Geothermal Heat Pump | 0.61097 | 0.038896 |  | 2205.1 | 1 | 0.063663 | 3609.19 | 25 |  | 95690 | 156620.2832 | Per Unit | GSD | 1 | 1 | 1 | 1 | 1 | 1 | 1 | 1 | 1 | 1 | 1 | 1 | CreTgsd331 | CreT | gsd | 331 | 132.306 | 216.5514 | [30 empty] | 0.63642 | 0.15381 | 0.072279
331 | HVAC | Heating | Restaurants | New | Geothermal Heat Pump | 0.61097 | 0.038896 |  | 2205.1 | 1 | 0.063663 | 3609.19 | 25 |  | 95690 | 156620.2832 | Per Unit | GSD | 1 | 1 | 1 | 1 | 1 | 1 | 1 | 1 | 1 | 1 | 1 | 1 | CreNgsd331 | CreN | gsd | 331 | 132.306 | 216.5514 | [30 empty] | 0.0024189 | 0.00039178 | 0.00079722
331 | HVAC | Heating | Retail | Turnover | Geothermal Heat Pump | 0.56241 | 0.072582 |  | 1720.45 | 1 | 0.12906 | 3059.0935 | 25 |  | 95690 | 170144.2417 | Per Unit | GSD | 1 | 1 | 1 | 1 | 1 | 1 | 1 | 1 | 1 | 1 | 1 | 1 | CrtTgsd331 | CrtT | gsd | 331 | 103.227 | 183.5456 | [30 empty] | 1.8041 | 0.46611 | 0.92192
331 | HVAC | Heating | Retail | New | Geothermal Heat Pump | 0.56241 | 0.072582 |  | 1720.45 | 1 | 0.12906 | 3059.0935 | 25 |  | 95690 | 170144.2417 | Per Unit | GSD | 1 | 1 | 1 | 1 | 1 | 1 | 1 | 1 | 1 | 1 | 1 | 1 | CrtNgsd331 | CrtN | gsd | 331 | 103.227 | 183.5456 | [30 empty] | 0.0093948 | 0.0016424 | 0.010168
331 | HVAC | Heating | Schools K-12 | Turnover | Geothermal Heat Pump | 0.48895 | 0.066909 |  | 1497.4 | 1 | 0.13684 | 3062.5121 | 25 |  | 95690 | 195707.0804 | Per Unit | GSD | 1 | 1 | 1 | 1 | 1 | 1 | 1 | 1 | 1 | 1 | 1 | 1 | CscTgsd331 | CscT | gsd | 331 | 89.844 | 183.7507 | [30 empty] | 0.23769 | 0.056196 | 0.15712
331 | HVAC | Heating | Schools K-12 | New | Geothermal Heat Pump | 0.48895 | 0.066909 |  | 1497.4 | 1 | 0.13684 | 3062.5121 | 25 |  | 95690 | 195707.0804 | Per Unit | GSD | 1 | 1 | 1 | 1 | 1 | 1 | 1 | 1 | 1 | 1 | 1 | 1 | CscNgsd331 | CscN | gsd | 331 | 89.844 | 183.7507 | [30 empty] | 0.0014308 | 0.00022319 | 0.001733
331 | HVAC | Heating | Warehouse | Turnover | Geothermal Heat Pump | 0.10727 | 0.017063 |  | 329.55 | 1 | 0.15908 | 3072.2704 | 25 |  | 95690 | 892081.8003 | Per Unit | GSD | 1 | 1 | 1 | 1 | 1 | 1 | 1 | 1 | 1 | 1 | 1 | 1 | CwaTgsd331 | CwaT | gsd | 331 | 19.773 | 184.3362 | [30 empty] | 0.048549 | 0.0086333 | 0.051551
331 | HVAC | Heating | Warehouse | New | Geothermal Heat Pump | 0.10727 | 0.017063 |  | 329.55 | 1 | 0.15908 | 3072.2704 | 25 |  | 95690 | 892081.8003 | Per Unit | GSD | 1 | 1 | 1 | 1 | 1 | 1 | 1 | 1 | 1 | 1 | 1 | 1 | CwaNgsd331 | CwaN | gsd | 331 | 19.773 | 184.3362 | [30 empty] | 0.00027115 | 7.1834e-06 | 0.00056859
332 | HVAC | Heating | Assembly | Turnover | Water source heat pump | 0.34618 | 0.0046702 |  | 1041.43 | 1 | 0.013491 | 3008.3658 | 15 |  | 322.5 | 931.6017 | Per End Use Consumption | GSD | 1 | 1 | 1 | 1 | 1 | 1 | 1 | 1 | 1 | 1 | 1 | 1 | CasTgsd332 | CasT | gsd | 332 | 62.4858 | 180.5019 | [30 empty] | 10.0801 | 3.1015 | 1.7496
332 | HVAC | Heating | Assembly | New | Water source heat pump | 0.34618 | 0.0046702 |  | 1041.43 | 1 | 0.013491 | 3008.3658 | 15 |  | 322.5 | 931.6017 | Per End Use Consumption | GSD | 1 | 1 | 1 | 1 | 1 | 1 | 1 | 1 | 1 | 1 | 1 | 1 | CasNgsd332 | CasN | gsd | 332 | 62.4858 | 180.5019 | [30 empty] | 0.048855 | 0.013451 | 0.019297
332 | HVAC | Heating | College and University | Turnover | Water source heat pump | 0.2338 | 0.0003944 |  | 1155.17 | 1 | 0.0016869 | 4940.9021 | 15 |  | 322.5 | 1379.3995 | Per End Use Consumption | GSD | 1 | 1 | 1 | 1 | 1 | 1 | 1 | 1 | 1 | 1 | 1 | 1 | CcoTgsd332 | CcoT | gsd | 332 | 69.3102 | 296.4541 | [30 empty] | 0.991 | 0.15109 | 0.047292
332 | HVAC | Heating | College and University | New | Water source heat pump | 0.2338 | 0.0003944 |  | 1155.17 | 1 | 0.0016869 | 4940.9021 | 15 |  | 322.5 | 1379.3995 | Per End Use Consumption | GSD | 1 | 1 | 1 | 1 | 1 | 1 | 1 | 1 | 1 | 1 | 1 | 1 | CcoNgsd332 | CcoN | gsd | 332 | 69.3102 | 296.4541 | [30 empty] | 0.0076678 | 0.001005 | 0.00052161
332 | HVAC | Heating | Data Center | Turnover | Water source heat pump | 0.43452 | 0.00070607 |  | 2146.79 | 1 | 0.0016249 | 4940.5799 | 15 |  | 322.5 | 742.1951 | Per End Use Consumption | GSD | 1 | 1 | 1 | 1 | 1 | 1 | 1 | 1 | 1 | 1 | 1 | 1 | CdaTgsd332 | CdaT | gsd | 332 | 128.8074 | 296.4348 | [30 empty] | 0.081813 | 0.015926 | 0.00062779
332 | HVAC | Heating | Data Center | New | Water source heat pump | 0.43452 | 0.00070607 |  | 2146.79 | 1 | 0.0016249 | 4940.5799 | 15 |  | 322.5 | 742.1951 | Per End Use Consumption | GSD | 1 | 1 | 1 | 1 | 1 | 1 | 1 | 1 | 1 | 1 | 1 | 1 | CdaNgsd332 | CdaN | gsd | 332 | 128.8074 | 296.4348 | [30 empty] | 0.00055901 | 0.00010604 | 6.9243e-06
332 | HVAC | Heating | Grocery | Turnover | Water source heat pump | 0.16288 | 0.0027129 |  | 577.91 | 1 | 0.016656 | 3548.0263 | 15 |  | 322.5 | 1979.9597 | Per End Use Consumption | GSD | 1 | 1 | 1 | 1 | 1 | 1 | 1 | 1 | 1 | 1 | 1 | 1 | CgrTgsd332 | CgrT | gsd | 332 | 34.6746 | 212.8816 | [30 empty] | 8.3392 | 2.3354 | 0.079661
332 | HVAC | Heating | Grocery | New | Water source heat pump | 0.16288 | 0.0027129 |  | 577.91 | 1 | 0.016656 | 3548.0263 | 15 |  | 322.5 | 1979.9597 | Per End Use Consumption | GSD | 1 | 1 | 1 | 1 | 1 | 1 | 1 | 1 | 1 | 1 | 1 | 1 | CgrNgsd332 | CgrN | gsd | 332 | 34.6746 | 212.8816 | [30 empty] | 0.013164 | 0.0034088 | 0.00087864
332 | HVAC | Heating | Healthcare | Turnover | Water source heat pump | 0.45873 | 0.00061757 |  | 2265.71 | 1 | 0.0013463 | 4939.1315 | 15 |  | 322.5 | 703.0334 | Per End Use Consumption | GSD | 1 | 1 | 1 | 1 | 1 | 1 | 1 | 1 | 1 | 1 | 1 | 1 | CheTgsd332 | CheT | gsd | 332 | 135.9426 | 296.3479 | [30 empty] | 7.506 | 1.4896 | 0.030641
332 | HVAC | Heating | Healthcare | New | Water source heat pump | 0.45873 | 0.00061757 |  | 2265.71 | 1 | 0.0013463 | 4939.1315 | 15 |  | 322.5 | 703.0334 | Per End Use Consumption | GSD | 1 | 1 | 1 | 1 | 1 | 1 | 1 | 1 | 1 | 1 | 1 | 1 | CheNgsd332 | CheN | gsd | 332 | 135.9426 | 296.3479 | [30 empty] | 0.0017567 | 0 | 0.00033796
332 | HVAC | Heating | Hospitals | Turnover | Water source heat pump | 0.43452 | 0.00070607 |  | 2146.79 | 1 | 0.0016249 | 4940.5799 | 15 |  | 322.5 | 742.1951 | Per End Use Consumption | GSD | 1 | 1 | 1 | 1 | 1 | 1 | 1 | 1 | 1 | 1 | 1 | 1 | ChoTgsd332 | ChoT | gsd | 332 | 128.8074 | 296.4348 | [30 empty] | 0 | 0 | 0
332 | HVAC | Heating | Hospitals | New | Water source heat pump | 0.43452 | 0.00070607 |  | 2146.79 | 1 | 0.0016249 | 4940.5799 | 15 |  | 322.5 | 742.1951 | Per End Use Consumption | GSD | 1 | 1 | 1 | 1 | 1 | 1 | 1 | 1 | 1 | 1 | 1 | 1 | ChoNgsd332 | ChoN | gsd | 332 | 128.8074 | 296.4348 | [30 empty] | 0 | 0 | 0
332 | HVAC | Heating | Institutional | Turnover | Water source heat pump | 0.11392 | 0.00034053 |  | 563.65 | 1 | 0.0029891 | 4947.6707 | 15 |  | 322.5 | 2830.877 | Per End Use Consumption | GSD | 1 | 1 | 1 | 1 | 1 | 1 | 1 | 1 | 1 | 1 | 1 | 1 | CinTgsd332 | CinT | gsd | 332 | 33.819 | 296.8602 | [30 empty] | 9.9854 | 1.9789 | 0.043372
332 | HVAC | Heating | Institutional | New | Water source heat pump | 0.11392 | 0.00034053 |  | 563.65 | 1 | 0.0029891 | 4947.6707 | 15 |  | 322.5 | 2830.877 | Per End Use Consumption | GSD | 1 | 1 | 1 | 1 | 1 | 1 | 1 | 1 | 1 | 1 | 1 | 1 | CinNgsd332 | CinN | gsd | 332 | 33.819 | 296.8602 | [30 empty] | 0.032417 | 0.0060684 | 0.00047838
332 | HVAC | Heating | Lodging/Hospitality | Turnover | Water source heat pump | 0.32892 | 0.0014096 |  | 1719.64 | 1 | 0.0042856 | 5228.1656 | 15 |  | 322.5 | 980.4863 | Per End Use Consumption | GSD | 1 | 1 | 1 | 1 | 1 | 1 | 1 | 1 | 1 | 1 | 1 | 1 | CloTgsd332 | CloT | gsd | 332 | 103.1784 | 313.6899 | [30 empty] | 4.1184 | 0.7717 | 0.058488
332 | HVAC | Heating | Lodging/Hospitality | New | Water source heat pump | 0.32892 | 0.0014096 |  | 1719.64 | 1 | 0.0042856 | 5228.1656 | 15 |  | 322.5 | 980.4863 | Per End Use Consumption | GSD | 1 | 1 | 1 | 1 | 1 | 1 | 1 | 1 | 1 | 1 | 1 | 1 | CloNgsd332 | CloN | gsd | 332 | 103.1784 | 313.6899 | [30 empty] | 0.027782 | 0.0051329 | 0.0006451
332 | HVAC | Heating | Miscellaneous | Turnover | Water source heat pump | 0.19338 | 0.0025515 |  | 581.74 | 1 | 0.013194 | 3008.2356 | 15 |  | 322.5 | 1667.6797 | Per End Use Consumption | GSD | 1 | 1 | 1 | 1 | 1 | 1 | 1 | 1 | 1 | 1 | 1 | 1 | CmiTgsd332 | CmiT | gsd | 332 | 34.9044 | 180.4941 | [30 empty] | 0 | 0 | 0
332 | HVAC | Heating | Miscellaneous | New | Water source heat pump | 0.19338 | 0.0025515 |  | 581.74 | 1 | 0.013194 | 3008.2356 | 15 |  | 322.5 | 1667.6797 | Per End Use Consumption | GSD | 1 | 1 | 1 | 1 | 1 | 1 | 1 | 1 | 1 | 1 | 1 | 1 | CmiNgsd332 | CmiN | gsd | 332 | 34.9044 | 180.4941 | [30 empty] | 0 | 0 | 0
332 | HVAC | Heating | Offices | Turnover | Water source heat pump | 0.38968 | 0.0027566 |  | 1171.21 | 1 | 0.0070739 | 3005.5491 | 15 |  | 322.5 | 827.5967 | Per End Use Consumption | GSD | 1 | 1 | 1 | 1 | 1 | 1 | 1 | 1 | 1 | 1 | 1 | 1 | CofTgsd332 | CofT | gsd | 332 | 70.2726 | 180.3329 | [30 empty] | 42.5377 | 13.7276 | 3.0105
332 | HVAC | Heating | Offices | New | Water source heat pump | 0.38968 | 0.0027566 |  | 1171.21 | 1 | 0.0070739 | 3005.5491 | 15 |  | 322.5 | 827.5967 | Per End Use Consumption | GSD | 1 | 1 | 1 | 1 | 1 | 1 | 1 | 1 | 1 | 1 | 1 | 1 | CofNgsd332 | CofN | gsd | 332 | 70.2726 | 180.3329 | [30 empty] | 0.28901 | 0.091403 | 0.033205
332 | HVAC | Heating | Restaurants | Turnover | Water source heat pump | 0.47783 | 0.0057871 |  | 1692.53 | 1 | 0.012111 | 3542.1129 | 15 |  | 322.5 | 674.9254 | Per End Use Consumption | GSD | 1 | 1 | 1 | 1 | 1 | 1 | 1 | 1 | 1 | 1 | 1 | 1 | CreTgsd332 | CreT | gsd | 332 | 101.5518 | 212.5268 | [30 empty] | 5.538 | 1.5375 | 0.089167
332 | HVAC | Heating | Restaurants | New | Water source heat pump | 0.47783 | 0.0057871 |  | 1692.53 | 1 | 0.012111 | 3542.1129 | 15 |  | 322.5 | 674.9254 | Per End Use Consumption | GSD | 1 | 1 | 1 | 1 | 1 | 1 | 1 | 1 | 1 | 1 | 1 | 1 | CreNgsd332 | CreN | gsd | 332 | 101.5518 | 212.5268 | [30 empty] | 0.02399 | 0.0064402 | 0.00098348
332 | HVAC | Heating | Retail | Turnover | Water source heat pump | 0.43985 | 0.010798 |  | 1325.36 | 1 | 0.02455 | 3013.2204 | 15 |  | 322.5 | 733.2073 | Per End Use Consumption | GSD | 1 | 1 | 1 | 1 | 1 | 1 | 1 | 1 | 1 | 1 | 1 | 1 | CrtTgsd332 | CrtT | gsd | 332 | 79.5216 | 180.7932 | [30 empty] | 14.489 | 4.6595 | 1.1373
332 | HVAC | Heating | Retail | New | Water source heat pump | 0.43985 | 0.010798 |  | 1325.36 | 1 | 0.02455 | 3013.2204 | 15 |  | 322.5 | 733.2073 | Per End Use Consumption | GSD | 1 | 1 | 1 | 1 | 1 | 1 | 1 | 1 | 1 | 1 | 1 | 1 | CrtNgsd332 | CrtN | gsd | 332 | 79.5216 | 180.7932 | [30 empty] | 0.098746 | 0.031055 | 0.012543
332 | HVAC | Heating | Schools K-12 | Turnover | Water source heat pump | 0.3824 | 0.0099555 |  | 1152.49 | 1 | 0.026035 | 3013.872 | 15 |  | 322.5 | 843.3685 | Per End Use Consumption | GSD | 1 | 1 | 1 | 1 | 1 | 1 | 1 | 1 | 1 | 1 | 1 | 1 | CscTgsd332 | CscT | gsd | 332 | 69.1494 | 180.8323 | [30 empty] | 1.7718 | 0.56177 | 0.19384
332 | HVAC | Heating | Schools K-12 | New | Water source heat pump | 0.3824 | 0.0099555 |  | 1152.49 | 1 | 0.026035 | 3013.872 | 15 |  | 322.5 | 843.3685 | Per End Use Consumption | GSD | 1 | 1 | 1 | 1 | 1 | 1 | 1 | 1 | 1 | 1 | 1 | 1 | CscNgsd332 | CscN | gsd | 332 | 69.1494 | 180.8323 | [30 empty] | 0.012157 | 0.0037366 | 0.002138
332 | HVAC | Heating | Warehouse | Turnover | Water source heat pump | 0.083892 | 0.0025515 |  | 253 | 1 | 0.030415 | 3015.7945 | 15 |  | 322.5 | 3844.244 | Per End Use Consumption | GSD | 1 | 1 | 1 | 1 | 1 | 1 | 1 | 1 | 1 | 1 | 1 | 1 | CwaTgsd332 | CwaT | gsd | 332 | 15.18 | 180.9477 | [30 empty] | 0.28718 | 0.086304 | 0.063909
332 | HVAC | Heating | Warehouse | New | Water source heat pump | 0.083892 | 0.0025515 |  | 253 | 1 | 0.030415 | 3015.7945 | 15 |  | 322.5 | 3844.244 | Per End Use Consumption | GSD | 1 | 1 | 1 | 1 | 1 | 1 | 1 | 1 | 1 | 1 | 1 | 1 | CwaNgsd332 | CwaN | gsd | 332 | 15.18 | 180.9477 | [30 empty] | 0.00068755 | 0.00012594 | 0.00070489
333 | HVAC | Insulation | Assembly | Existing | Commercial Duct Sealing | 4.9894 | 4.3458 |  | 16887.9 | 1 | 0.87101 | 3384.7769 | 20 |  | 6234 | 1249.4567 | Per End Use | GSD | 0.57723 | 0.60437 | 0.83705 | 1.097 | 1.2026 | 1.2026 | 1.289 | 1.2891 | 1.2453 | 1.1192 | 0.77553 | 0.85362 | CasEgsd333 | CasE | gsd | 333 | 849.1777 | 170.1974 | [30 empty] | 27.9072 | 1.2979 | 54.6994
333 | HVAC | Insulation | Assembly | New | Commercial Duct Sealing | 4.9894 | 4.3458 |  | 16887.9 | 1 | 0.87101 | 3384.7769 | 20 |  | 6234 | 1249.4567 | Per End Use | GSD | 0.57723 | 0.60437 | 0.83705 | 1.097 | 1.2026 | 1.2026 | 1.289 | 1.2891 | 1.2453 | 1.1192 | 0.77553 | 0.85362 | CasNgsd333 | CasN | gsd | 333 | 849.1777 | 170.1974 | [30 empty] | 0.17852 | 0.0076402 | 0.35445
333 | HVAC | Insulation | College and University | Existing | Commercial Duct Sealing | 1.2223 | 0.18017 |  | 6965.21 | 1 | 0.1474 | 5698.2917 | 20 |  | 9755.2 | 7980.8039 | Per End Use | GSD | 0.57723 | 0.60437 | 0.83705 | 1.097 | 1.2026 | 1.2026 | 1.289 | 1.2891 | 1.2453 | 1.1192 | 0.77553 | 0.85362 | CcoEgsd333 | CcoE | gsd | 333 | 350.2331 | 286.5283 | [30 empty] | 0.51813 | 0.064263 | 0.038703
333 | HVAC | Insulation | College and University | New | Commercial Duct Sealing | 1.2223 | 0.18017 |  | 6965.21 | 1 | 0.1474 | 5698.2917 | 20 |  | 9755.2 | 7980.8039 | Per End Use | GSD | 0.57723 | 0.60437 | 0.83705 | 1.097 | 1.2026 | 1.2026 | 1.289 | 1.2891 | 1.2453 | 1.1192 | 0.77553 | 0.85362 | CcoNgsd333 | CcoN | gsd | 333 | 350.2331 | 286.5283 | [30 empty] | 0.0030479 | 0.00035538 | 0.00024915
333 | HVAC | Insulation | Data Center | Existing | Commercial Duct Sealing | 5.9996 | 1.375 |  | 36737.63 | 1 | 0.22918 | 6123.3694 | 20 |  | 41794.8 | 6966.2904 | Per End Use | GSD | 0.57723 | 0.60437 | 0.83705 | 1.097 | 1.2026 | 1.2026 | 1.289 | 1.2891 | 1.2453 | 1.1192 | 0.77553 | 0.85362 | CdaEgsd333 | CdaE | gsd | 333 | 1847.2856 | 307.9026 | [30 empty] | 0.083145 | 0.010176 | 0.0063403
333 | HVAC | Insulation | Data Center | New | Commercial Duct Sealing | 5.9996 | 1.375 |  | 36737.63 | 1 | 0.22918 | 6123.3694 | 20 |  | 41794.8 | 6966.2904 | Per End Use | GSD | 0.57723 | 0.60437 | 0.83705 | 1.097 | 1.2026 | 1.2026 | 1.289 | 1.2891 | 1.2453 | 1.1192 | 0.77553 | 0.85362 | CdaNgsd333 | CdaN | gsd | 333 | 1847.2856 | 307.9026 | [30 empty] | 0.00051161 | 6.0408e-05 | 4.1108e-05
333 | HVAC | Insulation | Grocery | Existing | Commercial Duct Sealing | 0.34526 | 0.63609 |  | 2045.18 | 1 | 1.8423 | 5923.5406 | 20 |  | 1065.2 | 3085.1834 | Per End Use | GSD | 0.57723 | 0.60437 | 0.83705 | 1.097 | 1.2026 | 1.2026 | 1.289 | 1.2891 | 1.2453 | 1.1192 | 0.77553 | 0.85362 | CgrEgsd333 | CgrE | gsd | 333 | 102.8382 | 297.8546 | [30 empty] | 4.8361 | 0.32917 | 2.8247
333 | HVAC | Insulation | Grocery | New | Commercial Duct Sealing | 0.34526 | 0.63609 |  | 2045.18 | 1 | 1.8423 | 5923.5406 | 20 |  | 1065.2 | 3085.1834 | Per End Use | GSD | 0.57723 | 0.60437 | 0.83705 | 1.097 | 1.2026 | 1.2026 | 1.289 | 1.2891 | 1.2453 | 1.1192 | 0.77553 | 0.85362 | CgrNgsd333 | CgrN | gsd | 333 | 102.8382 | 297.8546 | [30 empty] | 0.030484 | 0.0018782 | 0.018338
333 | HVAC | Insulation | Healthcare | Existing | Commercial Duct Sealing | 0.51248 | 0.24645 |  | 3808.59 | 1 | 0.48089 | 7431.685 | 20 |  | 3812.4 | 7439.1194 | Per End Use | GSD | 0.57723 | 0.60437 | 0.83705 | 1.097 | 1.2026 | 1.2026 | 1.289 | 1.2891 | 1.2453 | 1.1192 | 0.77553 | 0.85362 | CheEgsd333 | CheE | gsd | 333 | 191.5081 | 373.6889 | [30 empty] | 4.3186 | 0 | 0.83086
333 | HVAC | Insulation | Healthcare | New | Commercial Duct Sealing | 0.51248 | 0.24645 |  | 3808.59 | 1 | 0.48089 | 7431.685 | 20 |  | 3812.4 | 7439.1194 | Per End Use | GSD | 0.57723 | 0.60437 | 0.83705 | 1.097 | 1.2026 | 1.2026 | 1.289 | 1.2891 | 1.2453 | 1.1192 | 0.77553 | 0.85362 | CheNgsd333 | CheN | gsd | 333 | 191.5081 | 373.6889 | [30 empty] | 0.027784 | 0 | 0.0053454
333 | HVAC | Insulation | Hospitals | Existing | Commercial Duct Sealing | 45.0931 | 5.0493 |  | 248650.51 | 1 | 0.11198 | 5514.1558 | 20 |  | 75417.2 | 1672.4767 | Per End Use | GSD | 0.57723 | 0.60437 | 0.83705 | 1.097 | 1.2026 | 1.2026 | 1.289 | 1.2891 | 1.2453 | 1.1192 | 0.77553 | 0.85362 | ChoEgsd333 | ChoE | gsd | 333 | 12502.9435 | 277.2694 | [30 empty] | 1.4331 | 0 | 0.27572
333 | HVAC | Insulation | Hospitals | New | Commercial Duct Sealing | 45.0931 | 5.0493 |  | 248650.51 | 1 | 0.11198 | 5514.1558 | 20 |  | 75417.2 | 1672.4767 | Per End Use | GSD | 0.57723 | 0.60437 | 0.83705 | 1.097 | 1.2026 | 1.2026 | 1.289 | 1.2891 | 1.2453 | 1.1192 | 0.77553 | 0.85362 | ChoNgsd333 | ChoN | gsd | 333 | 12502.9435 | 277.2694 | [30 empty] | 0.0092769 | 0 | 0.0017848
333 | HVAC | Insulation | Institutional | Existing | Commercial Duct Sealing | 0.59967 | 0.16956 |  | 3838.96 | 1 | 0.28275 | 6401.8151 | 20 |  | 4979.2 | 8303.2691 | Per End Use | GSD | 0.57723 | 0.60437 | 0.83705 | 1.097 | 1.2026 | 1.2026 | 1.289 | 1.2891 | 1.2453 | 1.1192 | 0.77553 | 0.85362 | CinEgsd333 | CinE | gsd | 333 | 193.0352 | 321.9038 | [30 empty] | 4.9101 | 0.47925 | 0.4899
333 | HVAC | Insulation | Institutional | New | Commercial Duct Sealing | 0.59967 | 0.16956 |  | 3838.96 | 1 | 0.28275 | 6401.8151 | 20 |  | 4979.2 | 8303.2691 | Per End Use | GSD | 0.57723 | 0.60437 | 0.83705 | 1.097 | 1.2026 | 1.2026 | 1.289 | 1.2891 | 1.2453 | 1.1192 | 0.77553 | 0.85362 | CinNgsd333 | CinN | gsd | 333 | 193.0352 | 321.9038 | [30 empty] | 0.030471 | 0.0028264 | 0.0031804
333 | HVAC | Insulation | Lodging/Hospitality | Existing | Commercial Duct Sealing | 4.6113 | 1.8195 |  | 26840.98 | 1 | 0.39458 | 5820.682 | 20 |  | 17372.8 | 3767.4312 | Per End Use | GSD | 0.57723 | 0.60437 | 0.83705 | 1.097 | 1.2026 | 1.2026 | 1.289 | 1.2891 | 1.2453 | 1.1192 | 0.77553 | 0.85362 | CloEgsd333 | CloE | gsd | 333 | 1349.6504 | 292.6825 | [30 empty] | 5.2235 | 0.49921 | 1.7237
333 | HVAC | Insulation | Lodging/Hospitality | New | Commercial Duct Sealing | 4.6113 | 1.8195 |  | 26840.98 | 1 | 0.39458 | 5820.682 | 20 |  | 17372.8 | 3767.4312 | Per End Use | GSD | 0.57723 | 0.60437 | 0.83705 | 1.097 | 1.2026 | 1.2026 | 1.289 | 1.2891 | 1.2453 | 1.1192 | 0.77553 | 0.85362 | CloNgsd333 | CloN | gsd | 333 | 1349.6504 | 292.6825 | [30 empty] | 0.031134 | 0.0027374 | 0.011093
333 | HVAC | Insulation | Miscellaneous | Existing | Commercial Duct Sealing | 1.7835 | 6.8387 |  | 8356.59 | 1 | 3.8346 | 4685.6307 | 20 |  | 13522 | 7581.9321 | Per End Use | GSD | 0.57723 | 0.60437 | 0.83705 | 1.097 | 1.2026 | 1.2026 | 1.289 | 1.2891 | 1.2453 | 1.1192 | 0.77553 | 0.85362 | CmiEgsd333 | CmiE | gsd | 333 | 420.1961 | 235.6085 | [30 empty] | 12.4506 | 0 | 28.3644
333 | HVAC | Insulation | Miscellaneous | New | Commercial Duct Sealing | 1.7835 | 6.8387 |  | 8356.59 | 1 | 3.8346 | 4685.6307 | 20 |  | 13522 | 7581.9321 | Per End Use | GSD | 0.57723 | 0.60437 | 0.83705 | 1.097 | 1.2026 | 1.2026 | 1.289 | 1.2891 | 1.2453 | 1.1192 | 0.77553 | 0.85362 | CmiNgsd333 | CmiN | gsd | 333 | 420.1961 | 235.6085 | [30 empty] | 0.080556 | 0 | 0.18352
333 | HVAC | Insulation | Offices | Existing | Commercial Duct Sealing | 2.2597 | 7.8495 |  | 10230.3 | 1 | 3.4736 | 4527.1974 | 20 |  | 7089.6 | 3137.3487 | Per End Use | GSD | 0.57723 | 0.60437 | 0.83705 | 1.097 | 1.2026 | 1.2026 | 1.289 | 1.2891 | 1.2453 | 1.1192 | 0.77553 | 0.85362 | CofEgsd333 | CofE | gsd | 333 | 514.4122 | 227.642 | [30 empty] | 24.897 | 2.1749 | 41.8427
333 | HVAC | Insulation | Offices | New | Commercial Duct Sealing | 2.2597 | 7.8495 |  | 10230.3 | 1 | 3.4736 | 4527.1974 | 20 |  | 7089.6 | 3137.3487 | Per End Use | GSD | 0.57723 | 0.60437 | 0.83705 | 1.097 | 1.2026 | 1.2026 | 1.289 | 1.2891 | 1.2453 | 1.1192 | 0.77553 | 0.85362 | CofNgsd333 | CofN | gsd | 333 | 514.4122 | 227.642 | [30 empty] | 0.46316 | 0.037807 | 0.79656
333 | HVAC | Insulation | Restaurants | Existing | Commercial Duct Sealing | 1.6505 | 1.6337 |  | 7946.08 | 1 | 0.98981 | 4814.2708 | 20 |  | 1996 | 1209.3113 | Per End Use | GSD | 0.57723 | 0.60437 | 0.83705 | 1.097 | 1.2026 | 1.2026 | 1.289 | 1.2891 | 1.2453 | 1.1192 | 0.77553 | 0.85362 | CreEgsd333 | CreE | gsd | 333 | 399.5543 | 242.0769 | [30 empty] | 5.1144 | 0.18713 | 3.4235
333 | HVAC | Insulation | Restaurants | New | Commercial Duct Sealing | 1.6505 | 1.6337 |  | 7946.08 | 1 | 0.98981 | 4814.2708 | 20 |  | 1996 | 1209.3113 | Per End Use | GSD | 0.57723 | 0.60437 | 0.83705 | 1.097 | 1.2026 | 1.2026 | 1.289 | 1.2891 | 1.2453 | 1.1192 | 0.77553 | 0.85362 | CreNgsd333 | CreN | gsd | 333 | 399.5543 | 242.0769 | [30 empty] | 0.094935 | 0.0030183 | 0.064781
333 | HVAC | Insulation | Retail | Existing | Commercial Duct Sealing | 2.8631 | 6.9531 |  | 11648.34 | 1 | 2.4285 | 4068.4587 | 20 |  | 9333.6 | 3259.9809 | Per End Use | GSD | 0.57723 | 0.60437 | 0.83705 | 1.097 | 1.2026 | 1.2026 | 1.289 | 1.2891 | 1.2453 | 1.1192 | 0.77553 | 0.85362 | CrtEgsd333 | CrtE | gsd | 333 | 585.7158 | 204.5751 | [30 empty] | 8.9524 | 0.75281 | 15.2457
333 | HVAC | Insulation | Retail | New | Commercial Duct Sealing | 2.8631 | 6.9531 |  | 11648.34 | 1 | 2.4285 | 4068.4587 | 20 |  | 9333.6 | 3259.9809 | Per End Use | GSD | 0.57723 | 0.60437 | 0.83705 | 1.097 | 1.2026 | 1.2026 | 1.289 | 1.2891 | 1.2453 | 1.1192 | 0.77553 | 0.85362 | CrtNgsd333 | CrtN | gsd | 333 | 585.7158 | 204.5751 | [30 empty] | 0.16552 | 0.012712 | 0.29013
333 | HVAC | Insulation | Schools K-12 | Existing | Commercial Duct Sealing | 6.4189 | 13.6695 |  | 25272.61 | 1 | 2.1296 | 3937.2259 | 20 |  | 13245.6 | 2063.5352 | Per End Use | GSD | 0.57723 | 0.60437 | 0.83705 | 1.097 | 1.2026 | 1.2026 | 1.289 | 1.2891 | 1.2453 | 1.1192 | 0.77553 | 0.85362 | CscEgsd333 | CscE | gsd | 333 | 1270.7877 | 197.9763 | [30 empty] | 2.1957 | 0.3634 | 2.5164
333 | HVAC | Insulation | Schools K-12 | New | Commercial Duct Sealing | 6.4189 | 13.6695 |  | 25272.61 | 1 | 2.1296 | 3937.2259 | 20 |  | 13245.6 | 2063.5352 | Per End Use | GSD | 0.57723 | 0.60437 | 0.83705 | 1.097 | 1.2026 | 1.2026 | 1.289 | 1.2891 | 1.2453 | 1.1192 | 0.77553 | 0.85362 | CscNgsd333 | CscN | gsd | 333 | 1270.7877 | 197.9763 | [30 empty] | 0.013091 | 0.0019927 | 0.016194
333 | HVAC | Insulation | Warehouse | Existing | Commercial Duct Sealing | 0.77561 | 2.3278 |  | 3350.5 | 1 | 3.0012 | 4319.836 | 20 |  | 7920.8 | 10212.3735 | Per End Use | GSD | 0.57723 | 0.60437 | 0.83705 | 1.097 | 1.2026 | 1.2026 | 1.289 | 1.2891 | 1.2453 | 1.1192 | 0.77553 | 0.85362 | CwaEgsd333 | CwaE | gsd | 333 | 168.4739 | 217.2152 | [30 empty] | 0.52632 | 0.0097028 | 1.1327
333 | HVAC | Insulation | Warehouse | New | Commercial Duct Sealing | 0.77561 | 2.3278 |  | 3350.5 | 1 | 3.0012 | 4319.836 | 20 |  | 7920.8 | 10212.3735 | Per End Use | GSD | 0.57723 | 0.60437 | 0.83705 | 1.097 | 1.2026 | 1.2026 | 1.289 | 1.2891 | 1.2453 | 1.1192 | 0.77553 | 0.85362 | CwaNgsd333 | CwaN | gsd | 333 | 168.4739 | 217.2152 | [30 empty] | 0.0033827 | 5.5198e-05 | 0.0073287
334 | HVAC | Insulation | Assembly | Existing | Duct Insulation | 0.83156 | 0.72429 |  | 2814.65 | 1 | 0.871 | 3384.7724 | 20 |  | 23065.8 | 27737.9011 | Per End Use Consumption | GSD | 1 | 1 | 1 | 1 | 1 | 1 | 1 | 1 | 1 | 1 | 1 | 1 | CasEgsd334 | CasE | gsd | 334 | 141.5296 | 170.1972 | [30 empty] | 3.6223 | 0.15843 | 7.1684
334 | HVAC | Insulation | Assembly | New | Duct Insulation | 0.83156 | 0.72429 |  | 2814.65 | 1 | 0.871 | 3384.7724 | 20 |  | 23065.8 | 27737.9011 | Per End Use Consumption | GSD | 1 | 1 | 1 | 1 | 1 | 1 | 1 | 1 | 1 | 1 | 1 | 1 | CasNgsd334 | CasN | gsd | 334 | 141.5296 | 170.1972 | [30 empty] | 0.021573 | 0.00070618 | 0.044317
334 | HVAC | Insulation | College and University | Existing | Duct Insulation | 0.20372 | 0.030028 |  | 1160.87 | 1 | 0.1474 | 5698.2715 | 20 |  | 36094.24 | 177172.964 | Per End Use Consumption | GSD | 1 | 1 | 1 | 1 | 1 | 1 | 1 | 1 | 1 | 1 | 1 | 1 | CcoEgsd334 | CcoE | gsd | 334 | 58.3723 | 286.5273 | [30 empty] | 0.067665 | 0.0083184 | 0.0051248
334 | HVAC | Insulation | College and University | New | Duct Insulation | 0.20372 | 0.030028 |  | 1160.87 | 1 | 0.1474 | 5698.2715 | 20 |  | 36094.24 | 177172.964 | Per End Use Consumption | GSD | 1 | 1 | 1 | 1 | 1 | 1 | 1 | 1 | 1 | 1 | 1 | 1 | CcoNgsd334 | CcoN | gsd | 334 | 58.3723 | 286.5273 | [30 empty] | 0.00033371 | 3.4622e-05 | 3.1349e-05
334 | HVAC | Insulation | Data Center | Existing | Duct Insulation | 0.99993 | 0.22917 |  | 6122.94 | 1 | 0.22918 | 6123.3669 | 20 |  | 154640.76 | 154651.5414 | Per End Use Consumption | GSD | 1 | 1 | 1 | 1 | 1 | 1 | 1 | 1 | 1 | 1 | 1 | 1 | CdaEgsd334 | CdaE | gsd | 334 | 307.881 | 307.9025 | [30 empty] | 0.010352 | 0.0011878 | 0.00086461
334 | HVAC | Insulation | Data Center | New | Duct Insulation | 0.99993 | 0.22917 |  | 6122.94 | 1 | 0.22918 | 6123.3669 | 20 |  | 154640.76 | 154651.5414 | Per End Use Consumption | GSD | 1 | 1 | 1 | 1 | 1 | 1 | 1 | 1 | 1 | 1 | 1 | 1 | CdaNgsd334 | CdaN | gsd | 334 | 307.881 | 307.9025 | [30 empty] | 5.398e-05 | 5.3109e-06 | 5.3457e-06
334 | HVAC | Insulation | Grocery | Existing | Duct Insulation | 0.057544 | 0.10601 |  | 340.86 | 1 | 1.8423 | 5923.4826 | 20 |  | 3941.24 | 68491.0713 | Per End Use Consumption | GSD | 1 | 1 | 1 | 1 | 1 | 1 | 1 | 1 | 1 | 1 | 1 | 1 | CgrEgsd334 | CgrE | gsd | 334 | 17.1395 | 297.8517 | [30 empty] | 0.6384 | 0.043725 | 0.37214
334 | HVAC | Insulation | Grocery | New | Duct Insulation | 0.057544 | 0.10601 |  | 340.86 | 1 | 1.8423 | 5923.4826 | 20 |  | 3941.24 | 68491.0713 | Per End Use Consumption | GSD | 1 | 1 | 1 | 1 | 1 | 1 | 1 | 1 | 1 | 1 | 1 | 1 | CgrNgsd334 | CgrN | gsd | 334 | 17.1395 | 297.8517 | [30 empty] | 0.0036581 | 0.00018687 | 0.002305
334 | HVAC | Insulation | Healthcare | Existing | Duct Insulation | 0.085413 | 0.041073 |  | 634.76 | 1 | 0.48088 | 7431.6265 | 20 |  | 14105.88 | 165148.4514 | Per End Use Consumption | GSD | 1 | 1 | 1 | 1 | 1 | 1 | 1 | 1 | 1 | 1 | 1 | 1 | CheEgsd334 | CheE | gsd | 334 | 31.9178 | 373.686 | [30 empty] | 0.5781 | 0 | 0.11122
334 | HVAC | Insulation | Healthcare | New | Duct Insulation | 0.085413 | 0.041073 |  | 634.76 | 1 | 0.48088 | 7431.6265 | 20 |  | 14105.88 | 165148.4514 | Per End Use Consumption | GSD | 1 | 1 | 1 | 1 | 1 | 1 | 1 | 1 | 1 | 1 | 1 | 1 | CheNgsd334 | CheN | gsd | 334 | 31.9178 | 373.686 | [30 empty] | 0.0035484 | 0 | 0.00068268
334 | HVAC | Insulation | Hospitals | Existing | Duct Insulation | 7.5155 | 0.84155 |  | 41441.75 | 1 | 0.11198 | 5514.1561 | 20 |  | 279043.64 | 37128.9869 | Per End Use Consumption | GSD | 1 | 1 | 1 | 1 | 1 | 1 | 1 | 1 | 1 | 1 | 1 | 1 | ChoEgsd334 | ChoE | gsd | 334 | 2083.8238 | 277.2694 | [30 empty] | 0.19705 | 0 | 0.03791
334 | HVAC | Insulation | Hospitals | New | Duct Insulation | 7.5155 | 0.84155 |  | 41441.75 | 1 | 0.11198 | 5514.1561 | 20 |  | 279043.64 | 37128.9869 | Per End Use Consumption | GSD | 1 | 1 | 1 | 1 | 1 | 1 | 1 | 1 | 1 | 1 | 1 | 1 | ChoNgsd334 | ChoN | gsd | 334 | 2083.8238 | 277.2694 | [30 empty] | 0.001217 | 0 | 0.00023413
334 | HVAC | Insulation | Institutional | Existing | Duct Insulation | 0.099945 | 0.02826 |  | 639.83 | 1 | 0.28276 | 6401.8485 | 20 |  | 18423.04 | 184332.5737 | Per End Use Consumption | GSD | 1 | 1 | 1 | 1 | 1 | 1 | 1 | 1 | 1 | 1 | 1 | 1 | CinEgsd334 | CinE | gsd | 334 | 32.1727 | 321.9054 | [30 empty] | 0.6504 | 0.062578 | 0.065751
334 | HVAC | Insulation | Institutional | New | Duct Insulation | 0.099945 | 0.02826 |  | 639.83 | 1 | 0.28276 | 6401.8485 | 20 |  | 18423.04 | 184332.5737 | Per End Use Consumption | GSD | 1 | 1 | 1 | 1 | 1 | 1 | 1 | 1 | 1 | 1 | 1 | 1 | CinNgsd334 | CinN | gsd | 334 | 32.1727 | 321.9054 | [30 empty] | 0.0034713 | 0.0002771 | 0.0004049
334 | HVAC | Insulation | Lodging/Hospitality | Existing | Duct Insulation | 0.76855 | 0.30325 |  | 4473.5 | 1 | 0.39458 | 5820.6815 | 20 |  | 64279.36 | 83636.9028 | Per End Use Consumption | GSD | 1 | 1 | 1 | 1 | 1 | 1 | 1 | 1 | 1 | 1 | 1 | 1 | CloEgsd334 | CloE | gsd | 334 | 224.9419 | 292.6825 | [30 empty] | 0.65058 | 0.059077 | 0.22534
334 | HVAC | Insulation | Lodging/Hospitality | New | Duct Insulation | 0.76855 | 0.30325 |  | 4473.5 | 1 | 0.39458 | 5820.6815 | 20 |  | 64279.36 | 83636.9028 | Per End Use Consumption | GSD | 1 | 1 | 1 | 1 | 1 | 1 | 1 | 1 | 1 | 1 | 1 | 1 | CloNgsd334 | CloN | gsd | 334 | 224.9419 | 292.6825 | [30 empty] | 0.0033844 | 0.00024549 | 0.001385
334 | HVAC | Insulation | Miscellaneous | Existing | Duct Insulation | 0.29724 | 1.1398 |  | 1392.76 | 1 | 3.8345 | 4685.6226 | 20 |  | 50031.4 | 168319.2069 | Per End Use Consumption | GSD | 1 | 1 | 1 | 1 | 1 | 1 | 1 | 1 | 1 | 1 | 1 | 1 | CmiEgsd334 | CmiE | gsd | 334 | 70.0324 | 235.6081 | [30 empty] | 1.6376 | 0 | 3.7308
334 | HVAC | Insulation | Miscellaneous | New | Duct Insulation | 0.29724 | 1.1398 |  | 1392.76 | 1 | 3.8345 | 4685.6226 | 20 |  | 50031.4 | 168319.2069 | Per End Use Consumption | GSD | 1 | 1 | 1 | 1 | 1 | 1 | 1 | 1 | 1 | 1 | 1 | 1 | CmiNgsd334 | CmiN | gsd | 334 | 70.0324 | 235.6081 | [30 empty] | 0.010109 | 0 | 0.023029
334 | HVAC | Insulation | Offices | Existing | Duct Insulation | 0.37662 | 1.3083 |  | 1705.05 | 1 | 3.4736 | 4527.2041 | 20 |  | 26231.52 | 69649.2448 | Per End Use Consumption | GSD | 1 | 1 | 1 | 1 | 1 | 1 | 1 | 1 | 1 | 1 | 1 | 1 | CofEgsd334 | CofE | gsd | 334 | 85.7354 | 227.6423 | [30 empty] | 3.5948 | 0.29895 | 6.1447
334 | HVAC | Insulation | Offices | New | Duct Insulation | 0.37662 | 1.3083 |  | 1705.05 | 1 | 3.4736 | 4527.2041 | 20 |  | 26231.52 | 69649.2448 | Per End Use Consumption | GSD | 1 | 1 | 1 | 1 | 1 | 1 | 1 | 1 | 1 | 1 | 1 | 1 | CofNgsd334 | CofN | gsd | 334 | 85.7354 | 227.6423 | [30 empty] | 0.057015 | 0.0036734 | 0.10476
334 | HVAC | Insulation | Restaurants | Existing | Duct Insulation | 0.27509 | 0.27229 |  | 1324.35 | 1 | 0.98981 | 4814.2663 | 20 |  | 7385.2 | 26846.6188 | Per End Use Consumption | GSD | 1 | 1 | 1 | 1 | 1 | 1 | 1 | 1 | 1 | 1 | 1 | 1 | CreEgsd334 | CreE | gsd | 334 | 66.5926 | 242.0767 | [30 empty] | 0.72277 | 0.025865 | 0.48538
334 | HVAC | Insulation | Restaurants | New | Duct Insulation | 0.27509 | 0.27229 |  | 1324.35 | 1 | 0.98981 | 4814.2663 | 20 |  | 7385.2 | 26846.6188 | Per End Use Consumption | GSD | 1 | 1 | 1 | 1 | 1 | 1 | 1 | 1 | 1 | 1 | 1 | 1 | CreNgsd334 | CreN | gsd | 334 | 66.5926 | 242.0767 | [30 empty] | 0.011748 | 0.00029644 | 0.0082258
334 | HVAC | Insulation | Retail | Existing | Duct Insulation | 0.47718 | 1.1588 |  | 1941.39 | 1 | 2.4285 | 4068.454 | 20 |  | 34534.32 | 72371.4928 | Per End Use Consumption | GSD | 1 | 1 | 1 | 1 | 1 | 1 | 1 | 1 | 1 | 1 | 1 | 1 | CrtEgsd334 | CrtE | gsd | 334 | 97.6193 | 204.5749 | [30 empty] | 1.2652 | 0.099782 | 2.1998
334 | HVAC | Insulation | Retail | New | Duct Insulation | 0.47718 | 1.1588 |  | 1941.39 | 1 | 2.4285 | 4068.454 | 20 |  | 34534.32 | 72371.4928 | Per End Use Consumption | GSD | 1 | 1 | 1 | 1 | 1 | 1 | 1 | 1 | 1 | 1 | 1 | 1 | CrtNgsd334 | CrtN | gsd | 334 | 97.6193 | 204.5749 | [30 empty] | 0.019965 | 0.0011841 | 0.037385
334 | HVAC | Insulation | Schools K-12 | Existing | Duct Insulation | 1.0698 | 2.2782 |  | 4212.1 | 1 | 2.1296 | 3937.2223 | 20 |  | 49008.72 | 45810.4571 | Per End Use Consumption | GSD | 1 | 1 | 1 | 1 | 1 | 1 | 1 | 1 | 1 | 1 | 1 | 1 | CscEgsd334 | CscE | gsd | 334 | 211.7979 | 197.9761 | [30 empty] | 0.26864 | 0.040413 | 0.33557
334 | HVAC | Insulation | Schools K-12 | New | Duct Insulation | 1.0698 | 2.2782 |  | 4212.1 | 1 | 2.1296 | 3937.2223 | 20 |  | 49008.72 | 45810.4571 | Per End Use Consumption | GSD | 1 | 1 | 1 | 1 | 1 | 1 | 1 | 1 | 1 | 1 | 1 | 1 | CscNgsd334 | CscN | gsd | 334 | 211.7979 | 197.9761 | [30 empty] | 0.0014081 | 0.00016778 | 0.0020603
334 | HVAC | Insulation | Warehouse | Existing | Duct Insulation | 0.12927 | 0.38797 |  | 558.42 | 1 | 3.0013 | 4319.8618 | 20 |  | 29306.96 | 226714.6918 | Per End Use Consumption | GSD | 1 | 1 | 1 | 1 | 1 | 1 | 1 | 1 | 1 | 1 | 1 | 1 | CwaEgsd334 | CwaE | gsd | 334 | 28.0791 | 217.2165 | [30 empty] | 0.069572 | 0.0012816 | 0.14973
334 | HVAC | Insulation | Warehouse | New | Duct Insulation | 0.12927 | 0.38797 |  | 558.42 | 1 | 3.0013 | 4319.8618 | 20 |  | 29306.96 | 226714.6918 | Per End Use Consumption | GSD | 1 | 1 | 1 | 1 | 1 | 1 | 1 | 1 | 1 | 1 | 1 | 1 | CwaNgsd334 | CwaN | gsd | 334 | 28.0791 | 217.2165 | [30 empty] | 0.00041606 | 5.3617e-06 | 0.00091118
335 | HVAC | Insulation | Assembly | Existing | Thermal Energy Storage | 1 | 0 |  | -309.2 | 1 | 0 | -309.2 | 30 |  | 2781.66 | 2781.66 | Per summer kW saved | GSD | 0.57723 | 0.60437 | 0.83705 | 1.097 | 1.2026 | 1.2026 | 1.289 | 1.2891 | 1.2453 | 1.1192 | 0.77553 | 0.85362 | CasEgsd335 | CasE | gsd | 335 | 15.5476 | 15.5476 | [30 empty] | -0.089731 | 0.2902 | 0
335 | HVAC | Insulation | Assembly | New | Thermal Energy Storage | 1 | 0 |  | -309.2 | 1 | 0 | -309.2 | 30 |  | 2781.66 | 2781.66 | Per summer kW saved | GSD | 0.57723 | 0.60437 | 0.83705 | 1.097 | 1.2026 | 1.2026 | 1.289 | 1.2891 | 1.2453 | 1.1192 | 0.77553 | 0.85362 | CasNgsd335 | CasN | gsd | 335 | 15.5476 | 15.5476 | [30 empty] | -0.0010748 | 0.0034762 | 0
335 | HVAC | Insulation | College and University | Existing | Thermal Energy Storage | 1 | 0 |  | -309.2 | 1 | 0 | -309.2 | 30 |  | 2781.66 | 2781.66 | Per summer kW saved | GSD | 0.57723 | 0.60437 | 0.83705 | 1.097 | 1.2026 | 1.2026 | 1.289 | 1.2891 | 1.2453 | 1.1192 | 0.77553 | 0.85362 | CcoEgsd335 | CcoE | gsd | 335 | 15.5476 | 15.5476 | [30 empty] | -0.089141 | 0.2883 | 0
335 | HVAC | Insulation | College and University | New | Thermal Energy Storage | 1 | 0 |  | -309.2 | 1 | 0 | -309.2 | 30 |  | 2781.66 | 2781.66 | Per summer kW saved | GSD | 0.57723 | 0.60437 | 0.83705 | 1.097 | 1.2026 | 1.2026 | 1.289 | 1.2891 | 1.2453 | 1.1192 | 0.77553 | 0.85362 | CcoNgsd335 | CcoN | gsd | 335 | 15.5476 | 15.5476 | [30 empty] | -0.0010678 | 0.0034534 | 0
335 | HVAC | Insulation | Data Center | Existing | Thermal Energy Storage | 1 | 0 |  | -309.2 | 1 | 0 | -309.2 | 30 |  | 2781.66 | 2781.66 | Per summer kW saved | GSD | 0.57723 | 0.60437 | 0.83705 | 1.097 | 1.2026 | 1.2026 | 1.289 | 1.2891 | 1.2453 | 1.1192 | 0.77553 | 0.85362 | CdaEgsd335 | CdaE | gsd | 335 | 15.5476 | 15.5476 | [30 empty] | -0.00038353 | 0.0012404 | 0
335 | HVAC | Insulation | Data Center | New | Thermal Energy Storage | 1 | 0 |  | -309.2 | 1 | 0 | -309.2 | 30 |  | 2781.66 | 2781.66 | Per summer kW saved | GSD | 0.57723 | 0.60437 | 0.83705 | 1.097 | 1.2026 | 1.2026 | 1.289 | 1.2891 | 1.2453 | 1.1192 | 0.77553 | 0.85362 | CdaNgsd335 | CdaN | gsd | 335 | 15.5476 | 15.5476 | [30 empty] | -4.5942e-06 | 1.4858e-05 | 0
335 | HVAC | Insulation | Grocery | Existing | Thermal Energy Storage | 1 | 0 |  | -309.2 | 1 | 0 | -309.2 | 30 |  | 2781.66 | 2781.66 | Per summer kW saved | GSD | 0.57723 | 0.60437 | 0.83705 | 1.097 | 1.2026 | 1.2026 | 1.289 | 1.2891 | 1.2453 | 1.1192 | 0.77553 | 0.85362 | CgrEgsd335 | CgrE | gsd | 335 | 15.5476 | 15.5476 | [30 empty] | 0 | 0 | 0
335 | HVAC | Insulation | Grocery | New | Thermal Energy Storage | 1 | 0 |  | -309.2 | 1 | 0 | -309.2 | 30 |  | 2781.66 | 2781.66 | Per summer kW saved | GSD | 0.57723 | 0.60437 | 0.83705 | 1.097 | 1.2026 | 1.2026 | 1.289 | 1.2891 | 1.2453 | 1.1192 | 0.77553 | 0.85362 | CgrNgsd335 | CgrN | gsd | 335 | 15.5476 | 15.5476 | [30 empty] | 0 | 0 | 0
335 | HVAC | Insulation | Healthcare | Existing | Thermal Energy Storage | 1 | 0 |  | -309.2 | 1 | 0 | -309.2 | 30 |  | 2781.66 | 2781.66 | Per summer kW saved | GSD | 0.57723 | 0.60437 | 0.83705 | 1.097 | 1.2026 | 1.2026 | 1.289 | 1.2891 | 1.2453 | 1.1192 | 0.77553 | 0.85362 | CheEgsd335 | CheE | gsd | 335 | 15.5476 | 15.5476 | [30 empty] | -0.0021785 | 0.0070456 | 0
335 | HVAC | Insulation | Healthcare | New | Thermal Energy Storage | 1 | 0 |  | -309.2 | 1 | 0 | -309.2 | 30 |  | 2781.66 | 2781.66 | Per summer kW saved | GSD | 0.57723 | 0.60437 | 0.83705 | 1.097 | 1.2026 | 1.2026 | 1.289 | 1.2891 | 1.2453 | 1.1192 | 0.77553 | 0.85362 | CheNgsd335 | CheN | gsd | 335 | 15.5476 | 15.5476 | [30 empty] | -2.6096e-05 | 8.4398e-05 | 0
335 | HVAC | Insulation | Hospitals | Existing | Thermal Energy Storage | 1 | 0 |  | -309.2 | 1 | 0 | -309.2 | 30 |  | 2781.66 | 2781.66 | Per summer kW saved | GSD | 0.57723 | 0.60437 | 0.83705 | 1.097 | 1.2026 | 1.2026 | 1.289 | 1.2891 | 1.2453 | 1.1192 | 0.77553 | 0.85362 | ChoEgsd335 | ChoE | gsd | 335 | 15.5476 | 15.5476 | [30 empty] | -0.0097079 | 0.031397 | 0
335 | HVAC | Insulation | Hospitals | New | Thermal Energy Storage | 1 | 0 |  | -309.2 | 1 | 0 | -309.2 | 30 |  | 2781.66 | 2781.66 | Per summer kW saved | GSD | 0.57723 | 0.60437 | 0.83705 | 1.097 | 1.2026 | 1.2026 | 1.289 | 1.2891 | 1.2453 | 1.1192 | 0.77553 | 0.85362 | ChoNgsd335 | ChoN | gsd | 335 | 15.5476 | 15.5476 | [30 empty] | -0.00011629 | 0.00037609 | 0
335 | HVAC | Insulation | Institutional | Existing | Thermal Energy Storage | 1 | 0 |  | -309.2 | 1 | 0 | -309.2 | 30 |  | 2781.66 | 2781.66 | Per summer kW saved | GSD | 0.57723 | 0.60437 | 0.83705 | 1.097 | 1.2026 | 1.2026 | 1.289 | 1.2891 | 1.2453 | 1.1192 | 0.77553 | 0.85362 | CinEgsd335 | CinE | gsd | 335 | 15.5476 | 15.5476 | [30 empty] | -0.0072344 | 0.023397 | 0
335 | HVAC | Insulation | Institutional | New | Thermal Energy Storage | 1 | 0 |  | -309.2 | 1 | 0 | -309.2 | 30 |  | 2781.66 | 2781.66 | Per summer kW saved | GSD | 0.57723 | 0.60437 | 0.83705 | 1.097 | 1.2026 | 1.2026 | 1.289 | 1.2891 | 1.2453 | 1.1192 | 0.77553 | 0.85362 | CinNgsd335 | CinN | gsd | 335 | 15.5476 | 15.5476 | [30 empty] | -8.6659e-05 | 0.00028027 | 0
335 | HVAC | Insulation | Lodging/Hospitality | Existing | Thermal Energy Storage | 1 | 0 |  | -309.2 | 1 | 0 | -309.2 | 30 |  | 2781.66 | 2781.66 | Per summer kW saved | GSD | 0.57723 | 0.60437 | 0.83705 | 1.097 | 1.2026 | 1.2026 | 1.289 | 1.2891 | 1.2453 | 1.1192 | 0.77553 | 0.85362 | CloEgsd335 | CloE | gsd | 335 | 15.5476 | 15.5476 | [30 empty] | -0.0071846 | 0.023236 | 0
335 | HVAC | Insulation | Lodging/Hospitality | New | Thermal Energy Storage | 1 | 0 |  | -309.2 | 1 | 0 | -309.2 | 30 |  | 2781.66 | 2781.66 | Per summer kW saved | GSD | 0.57723 | 0.60437 | 0.83705 | 1.097 | 1.2026 | 1.2026 | 1.289 | 1.2891 | 1.2453 | 1.1192 | 0.77553 | 0.85362 | CloNgsd335 | CloN | gsd | 335 | 15.5476 | 15.5476 | [30 empty] | -8.606e-05 | 0.00027833 | 0
335 | HVAC | Insulation | Miscellaneous | Existing | Thermal Energy Storage | 1 | 0 |  | -309.2 | 1 | 0 | -309.2 | 30 |  | 2781.66 | 2781.66 | Per summer kW saved | GSD | 0.57723 | 0.60437 | 0.83705 | 1.097 | 1.2026 | 1.2026 | 1.289 | 1.2891 | 1.2453 | 1.1192 | 0.77553 | 0.85362 | CmiEgsd335 | CmiE | gsd | 335 | 15.5476 | 15.5476 | [30 empty] | -0.48093 | 1.5554 | 0
335 | HVAC | Insulation | Miscellaneous | New | Thermal Energy Storage | 1 | 0 |  | -309.2 | 1 | 0 | -309.2 | 30 |  | 2781.66 | 2781.66 | Per summer kW saved | GSD | 0.57723 | 0.60437 | 0.83705 | 1.097 | 1.2026 | 1.2026 | 1.289 | 1.2891 | 1.2453 | 1.1192 | 0.77553 | 0.85362 | CmiNgsd335 | CmiN | gsd | 335 | 15.5476 | 15.5476 | [30 empty] | -0.0057608 | 0.018631 | 0
335 | HVAC | Insulation | Offices | Existing | Thermal Energy Storage | 1 | 0 |  | -309.2 | 1 | 0 | -309.2 | 30 |  | 2781.66 | 2781.66 | Per summer kW saved | GSD | 0.57723 | 0.60437 | 0.83705 | 1.097 | 1.2026 | 1.2026 | 1.289 | 1.2891 | 1.2453 | 1.1192 | 0.77553 | 0.85362 | CofEgsd335 | CofE | gsd | 335 | 15.5476 | 15.5476 | [30 empty] | -0.15786 | 0.51053 | 0
335 | HVAC | Insulation | Offices | New | Thermal Energy Storage | 1 | 0 |  | -309.2 | 1 | 0 | -309.2 | 30 |  | 2781.66 | 2781.66 | Per summer kW saved | GSD | 0.57723 | 0.60437 | 0.83705 | 1.097 | 1.2026 | 1.2026 | 1.289 | 1.2891 | 1.2453 | 1.1192 | 0.77553 | 0.85362 | CofNgsd335 | CofN | gsd | 335 | 15.5476 | 15.5476 | [30 empty] | -0.0018909 | 0.0061154 | 0
335 | HVAC | Insulation | Restaurants | Existing | Thermal Energy Storage | 1 | 0 |  | -309.2 | 1 | 0 | -309.2 | 30 |  | 2781.66 | 2781.66 | Per summer kW saved | GSD | 0.57723 | 0.60437 | 0.83705 | 1.097 | 1.2026 | 1.2026 | 1.289 | 1.2891 | 1.2453 | 1.1192 | 0.77553 | 0.85362 | CreEgsd335 | CreE | gsd | 335 | 15.5476 | 15.5476 | [30 empty] | 0 | 0 | 0
335 | HVAC | Insulation | Restaurants | New | Thermal Energy Storage | 1 | 0 |  | -309.2 | 1 | 0 | -309.2 | 30 |  | 2781.66 | 2781.66 | Per summer kW saved | GSD | 0.57723 | 0.60437 | 0.83705 | 1.097 | 1.2026 | 1.2026 | 1.289 | 1.2891 | 1.2453 | 1.1192 | 0.77553 | 0.85362 | CreNgsd335 | CreN | gsd | 335 | 15.5476 | 15.5476 | [30 empty] | 0 | 0 | 0
335 | HVAC | Insulation | Retail | Existing | Thermal Energy Storage | 1 | 0 |  | -309.2 | 1 | 0 | -309.2 | 30 |  | 2781.66 | 2781.66 | Per summer kW saved | GSD | 0.57723 | 0.60437 | 0.83705 | 1.097 | 1.2026 | 1.2026 | 1.289 | 1.2891 | 1.2453 | 1.1192 | 0.77553 | 0.85362 | CrtEgsd335 | CrtE | gsd | 335 | 15.5476 | 15.5476 | [30 empty] | -0.00014545 | 0.00047041 | 0
335 | HVAC | Insulation | Retail | New | Thermal Energy Storage | 1 | 0 |  | -309.2 | 1 | 0 | -309.2 | 30 |  | 2781.66 | 2781.66 | Per summer kW saved | GSD | 0.57723 | 0.60437 | 0.83705 | 1.097 | 1.2026 | 1.2026 | 1.289 | 1.2891 | 1.2453 | 1.1192 | 0.77553 | 0.85362 | CrtNgsd335 | CrtN | gsd | 335 | 15.5476 | 15.5476 | [30 empty] | -1.7419e-06 | 5.6335e-06 | 0
335 | HVAC | Insulation | Schools K-12 | Existing | Thermal Energy Storage | 1 | 0 |  | -309.2 | 1 | 0 | -309.2 | 30 |  | 2781.66 | 2781.66 | Per summer kW saved | GSD | 0.57723 | 0.60437 | 0.83705 | 1.097 | 1.2026 | 1.2026 | 1.289 | 1.2891 | 1.2453 | 1.1192 | 0.77553 | 0.85362 | CscEgsd335 | CscE | gsd | 335 | 15.5476 | 15.5476 | [30 empty] | -0.010131 | 0.032766 | 0
335 | HVAC | Insulation | Schools K-12 | New | Thermal Energy Storage | 1 | 0 |  | -309.2 | 1 | 0 | -309.2 | 30 |  | 2781.66 | 2781.66 | Per summer kW saved | GSD | 0.57723 | 0.60437 | 0.83705 | 1.097 | 1.2026 | 1.2026 | 1.289 | 1.2891 | 1.2453 | 1.1192 | 0.77553 | 0.85362 | CscNgsd335 | CscN | gsd | 335 | 15.5476 | 15.5476 | [30 empty] | -0.00012136 | 0.00039248 | 0
335 | HVAC | Insulation | Warehouse | Existing | Thermal Energy Storage | 1 | 0 |  | -309.2 | 1 | 0 | -309.2 | 30 |  | 2781.66 | 2781.66 | Per summer kW saved | GSD | 0.57723 | 0.60437 | 0.83705 | 1.097 | 1.2026 | 1.2026 | 1.289 | 1.2891 | 1.2453 | 1.1192 | 0.77553 | 0.85362 | CwaEgsd335 | CwaE | gsd | 335 | 15.5476 | 15.5476 | [30 empty] | 0 | 0 | 0
335 | HVAC | Insulation | Warehouse | New | Thermal Energy Storage | 1 | 0 |  | -309.2 | 1 | 0 | -309.2 | 30 |  | 2781.66 | 2781.66 | Per summer kW saved | GSD | 0.57723 | 0.60437 | 0.83705 | 1.097 | 1.2026 | 1.2026 | 1.289 | 1.2891 | 1.2453 | 1.1192 | 0.77553 | 0.85362 | CwaNgsd335 | CwaN | gsd | 335 | 15.5476 | 15.5476 | [30 empty] | 0 | 0 | 0
336 | HVAC | Mini-Split | Assembly | Turnover | Ductless Mini-Split AC | 0.23738 | 0 |  | 712.71 | 1 | 0 | 3002.444 | 18 |  | 1504 | 6335.9231 | Per Unit | GSD | 0.57723 | 0.60437 | 0.83705 | 1.097 | 1.2026 | 1.2026 | 1.289 | 1.2891 | 1.2453 | 1.1192 | 0.77553 | 0.85362 | CasTgsd336 | CasT | gsd | 336 | 42.7626 | 180.1466 | [30 empty] | 66.4402 | 22.1287 | 0
336 | HVAC | Mini-Split | Assembly | New | Ductless Mini-Split AC | 0.23738 | 0 |  | 712.71 | 1 | 0 | 3002.444 | 18 |  | 1504 | 6335.9231 | Per Unit | GSD | 0.57723 | 0.60437 | 0.83705 | 1.097 | 1.2026 | 1.2026 | 1.289 | 1.2891 | 1.2453 | 1.1192 | 0.77553 | 0.85362 | CasNgsd336 | CasN | gsd | 336 | 42.7626 | 180.1466 | [30 empty] | 0.73281 | 0.24407 | 0
336 | HVAC | Mini-Split | College and University | Turnover | Ductless Mini-Split AC | 0.16032 | 0 |  | 790.71 | 1 | 0 | 4932.1338 | 18 |  | 1504 | 9381.3526 | Per Unit | GSD | 0.57723 | 0.60437 | 0.83705 | 1.097 | 1.2026 | 1.2026 | 1.289 | 1.2891 | 1.2453 | 1.1192 | 0.77553 | 0.85362 | CcoTgsd336 | CcoT | gsd | 336 | 47.4426 | 295.928 | [30 empty] | 0 | 0 | 0
336 | HVAC | Mini-Split | College and University | New | Ductless Mini-Split AC | 0.16032 | 0 |  | 790.71 | 1 | 0 | 4932.1338 | 18 |  | 1504 | 9381.3526 | Per Unit | GSD | 0.57723 | 0.60437 | 0.83705 | 1.097 | 1.2026 | 1.2026 | 1.289 | 1.2891 | 1.2453 | 1.1192 | 0.77553 | 0.85362 | CcoNgsd336 | CcoN | gsd | 336 | 47.4426 | 295.928 | [30 empty] | 0 | 0 | 0
336 | HVAC | Mini-Split | Data Center | Turnover | Ductless Mini-Split AC | 0.29796 | 0 |  | 1469.57 | 1 | 0 | 4932.1338 | 18 |  | 1504 | 5047.6869 | Per Unit | GSD | 0.57723 | 0.60437 | 0.83705 | 1.097 | 1.2026 | 1.2026 | 1.289 | 1.2891 | 1.2453 | 1.1192 | 0.77553 | 0.85362 | CdaTgsd336 | CdaT | gsd | 336 | 88.1742 | 295.928 | [30 empty] | 0.14523 | 0.029445 | 0
336 | HVAC | Mini-Split | Data Center | New | Ductless Mini-Split AC | 0.29796 | 0 |  | 1469.57 | 1 | 0 | 4932.1338 | 18 |  | 1504 | 5047.6869 | Per Unit | GSD | 0.57723 | 0.60437 | 0.83705 | 1.097 | 1.2026 | 1.2026 | 1.289 | 1.2891 | 1.2453 | 1.1192 | 0.77553 | 0.85362 | CdaNgsd336 | CdaN | gsd | 336 | 88.1742 | 295.928 | [30 empty] | 0.0016018 | 0.00032477 | 0
336 | HVAC | Mini-Split | Grocery | Turnover | Ductless Mini-Split AC | 0.11169 | 0 |  | 393.86 | 1 | 0 | 3526.3542 | 18 |  | 1504 | 13465.7917 | Per Unit | GSD | 0.57723 | 0.60437 | 0.83705 | 1.097 | 1.2026 | 1.2026 | 1.289 | 1.2891 | 1.2453 | 1.1192 | 0.77553 | 0.85362 | CgrTgsd336 | CgrT | gsd | 336 | 23.6316 | 211.5813 | [30 empty] | 2.9183 | 0.82757 | 0
336 | HVAC | Mini-Split | Grocery | New | Ductless Mini-Split AC | 0.11169 | 0 |  | 393.86 | 1 | 0 | 3526.3542 | 18 |  | 1504 | 13465.7917 | Per Unit | GSD | 0.57723 | 0.60437 | 0.83705 | 1.097 | 1.2026 | 1.2026 | 1.289 | 1.2891 | 1.2453 | 1.1192 | 0.77553 | 0.85362 | CgrNgsd336 | CgrN | gsd | 336 | 23.6316 | 211.5813 | [30 empty] | 0.032188 | 0.0091278 | 0
336 | HVAC | Mini-Split | Healthcare | Turnover | Ductless Mini-Split AC | 0.31456 | 0 |  | 1551.43 | 1 | 0 | 4932.1338 | 18 |  | 1504 | 4781.3497 | Per Unit | GSD | 0.57723 | 0.60437 | 0.83705 | 1.097 | 1.2026 | 1.2026 | 1.289 | 1.2891 | 1.2453 | 1.1192 | 0.77553 | 0.85362 | CheTgsd336 | CheT | gsd | 336 | 93.0858 | 295.928 | [30 empty] | 1.8355 | 0.37215 | 0
336 | HVAC | Mini-Split | Healthcare | New | Ductless Mini-Split AC | 0.31456 | 0 |  | 1551.43 | 1 | 0 | 4932.1338 | 18 |  | 1504 | 4781.3497 | Per Unit | GSD | 0.57723 | 0.60437 | 0.83705 | 1.097 | 1.2026 | 1.2026 | 1.289 | 1.2891 | 1.2453 | 1.1192 | 0.77553 | 0.85362 | CheNgsd336 | CheN | gsd | 336 | 93.0858 | 295.928 | [30 empty] | 0.020245 | 0.0041047 | 0
336 | HVAC | Mini-Split | Hospitals | Turnover | Ductless Mini-Split AC | 0.29796 | 0 |  | 1469.57 | 1 | 0 | 4932.1338 | 18 |  | 1504 | 5047.6869 | Per Unit | GSD | 0.57723 | 0.60437 | 0.83705 | 1.097 | 1.2026 | 1.2026 | 1.289 | 1.2891 | 1.2453 | 1.1192 | 0.77553 | 0.85362 | ChoTgsd336 | ChoT | gsd | 336 | 88.1742 | 295.928 | [30 empty] | 0 | 0 | 0
336 | HVAC | Mini-Split | Hospitals | New | Ductless Mini-Split AC | 0.29796 | 0 |  | 1469.57 | 1 | 0 | 4932.1338 | 18 |  | 1504 | 5047.6869 | Per Unit | GSD | 0.57723 | 0.60437 | 0.83705 | 1.097 | 1.2026 | 1.2026 | 1.289 | 1.2891 | 1.2453 | 1.1192 | 0.77553 | 0.85362 | ChoNgsd336 | ChoN | gsd | 336 | 88.1742 | 295.928 | [30 empty] | 0 | 0 | 0
336 | HVAC | Mini-Split | Institutional | Turnover | Ductless Mini-Split AC | 0.078118 | 0 |  | 385.29 | 1 | 0 | 4932.1338 | 18 |  | 1504 | 19252.8467 | Per Unit | GSD | 0.57723 | 0.60437 | 0.83705 | 1.097 | 1.2026 | 1.2026 | 1.289 | 1.2891 | 1.2453 | 1.1192 | 0.77553 | 0.85362 | CinTgsd336 | CinT | gsd | 336 | 23.1174 | 295.928 | [30 empty] | 3.277 | 0.66441 | 0
336 | HVAC | Mini-Split | Institutional | New | Ductless Mini-Split AC | 0.078118 | 0 |  | 385.29 | 1 | 0 | 4932.1338 | 18 |  | 1504 | 19252.8467 | Per Unit | GSD | 0.57723 | 0.60437 | 0.83705 | 1.097 | 1.2026 | 1.2026 | 1.289 | 1.2891 | 1.2453 | 1.1192 | 0.77553 | 0.85362 | CinNgsd336 | CinN | gsd | 336 | 23.1174 | 295.928 | [30 empty] | 0.036144 | 0.0073283 | 0
336 | HVAC | Mini-Split | Lodging/Hospitality | Turnover | Ductless Mini-Split AC | 0.22554 | 0 |  | 1177.71 | 1 | 0 | 5221.6594 | 18 |  | 1504 | 6668.3443 | Per Unit | GSD | 0.57723 | 0.60437 | 0.83705 | 1.097 | 1.2026 | 1.2026 | 1.289 | 1.2891 | 1.2453 | 1.1192 | 0.77553 | 0.85362 | CloTgsd336 | CloT | gsd | 336 | 70.6626 | 313.2996 | [30 empty] | 0.49439 | 0.09468 | 0
336 | HVAC | Mini-Split | Lodging/Hospitality | New | Ductless Mini-Split AC | 0.22554 | 0 |  | 1177.71 | 1 | 0 | 5221.6594 | 18 |  | 1504 | 6668.3443 | Per Unit | GSD | 0.57723 | 0.60437 | 0.83705 | 1.097 | 1.2026 | 1.2026 | 1.289 | 1.2891 | 1.2453 | 1.1192 | 0.77553 | 0.85362 | CloNgsd336 | CloN | gsd | 336 | 70.6626 | 313.2996 | [30 empty] | 0.0054529 | 0.0010443 | 0
336 | HVAC | Mini-Split | Miscellaneous | Turnover | Ductless Mini-Split AC | 0.13261 | 0 |  | 398.14 | 1 | 0 | 3002.444 | 18 |  | 1504 | 11341.9293 | Per Unit | GSD | 0.57723 | 0.60437 | 0.83705 | 1.097 | 1.2026 | 1.2026 | 1.289 | 1.2891 | 1.2453 | 1.1192 | 0.77553 | 0.85362 | CmiTgsd336 | CmiT | gsd | 336 | 23.8884 | 180.1466 | [30 empty] | 0 | 0 | 0
336 | HVAC | Mini-Split | Miscellaneous | New | Ductless Mini-Split AC | 0.13261 | 0 |  | 398.14 | 1 | 0 | 3002.444 | 18 |  | 1504 | 11341.9293 | Per Unit | GSD | 0.57723 | 0.60437 | 0.83705 | 1.097 | 1.2026 | 1.2026 | 1.289 | 1.2891 | 1.2453 | 1.1192 | 0.77553 | 0.85362 | CmiNgsd336 | CmiN | gsd | 336 | 23.8884 | 180.1466 | [30 empty] | 0 | 0 | 0
336 | HVAC | Mini-Split | Offices | Turnover | Ductless Mini-Split AC | 0.26721 | 0 |  | 802.29 | 1 | 0 | 3002.444 | 18 |  | 1504 | 5628.4832 | Per Unit | GSD | 0.57723 | 0.60437 | 0.83705 | 1.097 | 1.2026 | 1.2026 | 1.289 | 1.2891 | 1.2453 | 1.1192 | 0.77553 | 0.85362 | CofTgsd336 | CofT | gsd | 336 | 48.1374 | 180.1466 | [30 empty] | 88.6101 | 29.5127 | 0
336 | HVAC | Mini-Split | Offices | New | Ductless Mini-Split AC | 0.26721 | 0 |  | 802.29 | 1 | 0 | 3002.444 | 18 |  | 1504 | 5628.4832 | Per Unit | GSD | 0.57723 | 0.60437 | 0.83705 | 1.097 | 1.2026 | 1.2026 | 1.289 | 1.2891 | 1.2453 | 1.1192 | 0.77553 | 0.85362 | CofNgsd336 | CofN | gsd | 336 | 48.1374 | 180.1466 | [30 empty] | 0.97734 | 0.32551 | 0
336 | HVAC | Mini-Split | Restaurants | Turnover | Ductless Mini-Split AC | 0.32766 | 0 |  | 1155.43 | 1 | 0 | 3526.3542 | 18 |  | 1504 | 4590.1844 | Per Unit | GSD | 0.57723 | 0.60437 | 0.83705 | 1.097 | 1.2026 | 1.2026 | 1.289 | 1.2891 | 1.2453 | 1.1192 | 0.77553 | 0.85362 | CreTgsd336 | CreT | gsd | 336 | 69.3258 | 211.5813 | [30 empty] | 1.4269 | 0.40464 | 0
336 | HVAC | Mini-Split | Restaurants | New | Ductless Mini-Split AC | 0.32766 | 0 |  | 1155.43 | 1 | 0 | 3526.3542 | 18 |  | 1504 | 4590.1844 | Per Unit | GSD | 0.57723 | 0.60437 | 0.83705 | 1.097 | 1.2026 | 1.2026 | 1.289 | 1.2891 | 1.2453 | 1.1192 | 0.77553 | 0.85362 | CreNgsd336 | CreN | gsd | 336 | 69.3258 | 211.5813 | [30 empty] | 0.015738 | 0.0044631 | 0
336 | HVAC | Mini-Split | Retail | Turnover | Ductless Mini-Split AC | 0.30161 | 0 |  | 905.57 | 1 | 0 | 3002.444 | 18 |  | 1504 | 4986.5563 | Per Unit | GSD | 0.57723 | 0.60437 | 0.83705 | 1.097 | 1.2026 | 1.2026 | 1.289 | 1.2891 | 1.2453 | 1.1192 | 0.77553 | 0.85362 | CrtTgsd336 | CrtT | gsd | 336 | 54.3342 | 180.1466 | [30 empty] | 2.9438 | 0.98048 | 0
336 | HVAC | Mini-Split | Retail | New | Ductless Mini-Split AC | 0.30161 | 0 |  | 905.57 | 1 | 0 | 3002.444 | 18 |  | 1504 | 4986.5563 | Per Unit | GSD | 0.57723 | 0.60437 | 0.83705 | 1.097 | 1.2026 | 1.2026 | 1.289 | 1.2891 | 1.2453 | 1.1192 | 0.77553 | 0.85362 | CrtNgsd336 | CrtN | gsd | 336 | 54.3342 | 180.1466 | [30 empty] | 0.032469 | 0.010814 | 0
336 | HVAC | Mini-Split | Schools K-12 | Turnover | Ductless Mini-Split AC | 0.26222 | 0 |  | 787.29 | 1 | 0 | 3002.444 | 18 |  | 1504 | 5735.721 | Per Unit | GSD | 0.57723 | 0.60437 | 0.83705 | 1.097 | 1.2026 | 1.2026 | 1.289 | 1.2891 | 1.2453 | 1.1192 | 0.77553 | 0.85362 | CscTgsd336 | CscT | gsd | 336 | 47.2374 | 180.1466 | [30 empty] | 7.7356 | 2.5765 | 0
336 | HVAC | Mini-Split | Schools K-12 | New | Ductless Mini-Split AC | 0.26222 | 0 |  | 787.29 | 1 | 0 | 3002.444 | 18 |  | 1504 | 5735.721 | Per Unit | GSD | 0.57723 | 0.60437 | 0.83705 | 1.097 | 1.2026 | 1.2026 | 1.289 | 1.2891 | 1.2453 | 1.1192 | 0.77553 | 0.85362 | CscNgsd336 | CscN | gsd | 336 | 47.2374 | 180.1466 | [30 empty] | 0.085321 | 0.028417 | 0
336 | HVAC | Mini-Split | Warehouse | Turnover | Ductless Mini-Split AC | 0.057523 | 0 |  | 172.71 | 1 | 0 | 3002.444 | 18 |  | 1504 | 26146.0006 | Per Unit | GSD | 0.57723 | 0.60437 | 0.83705 | 1.097 | 1.2026 | 1.2026 | 1.289 | 1.2891 | 1.2453 | 1.1192 | 0.77553 | 0.85362 | CwaTgsd336 | CwaT | gsd | 336 | 10.3626 | 180.1466 | [30 empty] | 3.2076 | 1.0683 | 0
336 | HVAC | Mini-Split | Warehouse | New | Ductless Mini-Split AC | 0.057523 | 0 |  | 172.71 | 1 | 0 | 3002.444 | 18 |  | 1504 | 26146.0006 | Per Unit | GSD | 0.57723 | 0.60437 | 0.83705 | 1.097 | 1.2026 | 1.2026 | 1.289 | 1.2891 | 1.2453 | 1.1192 | 0.77553 | 0.85362 | CwaNgsd336 | CwaN | gsd | 336 | 10.3626 | 180.1466 | [30 empty] | 0.035378 | 0.011783 | 0
337 | HVAC | Misc | Assembly | Turnover | Custom measure - Non-lighting | 2.0789 | 1.8108 |  | 7036.63 | 1 | 0.87102 | 3384.7802 | 15 |  | 2673.92 | 1286.2168 | Per End Use Consumption | GSD | 1 | 1 | 1 | 1 | 1 | 1 | 1 | 1 | 1 | 1 | 1 | 1 | CasTgsd337 | CasT | gsd | 337 | 422.1978 | 203.0868 | [30 empty] | 6.2575 | 0.8664 | 8.3293
337 | HVAC | Misc | Assembly | New | Custom measure - Non-lighting | 2.0789 | 1.8108 |  | 7036.63 | 1 | 0.87102 | 3384.7802 | 15 |  | 2673.92 | 1286.2168 | Per End Use Consumption | GSD | 1 | 1 | 1 | 1 | 1 | 1 | 1 | 1 | 1 | 1 | 1 | 1 | CasNgsd337 | CasN | gsd | 337 | 422.1978 | 203.0868 | [30 empty] | 0.048087 | 0.0025846 | 0.09187
337 | HVAC | Misc | College and University | Turnover | Custom measure - Non-lighting | 0.5093 | 0.075073 |  | 2902.17 | 1 | 0.1474 | 5698.2957 | 15 |  | 1102.83 | 2165.363 | Per End Use Consumption | GSD | 1 | 1 | 1 | 1 | 1 | 1 | 1 | 1 | 1 | 1 | 1 | 1 | CcoTgsd337 | CcoT | gsd | 337 | 174.1302 | 341.8977 | [30 empty] | 1.3784 | 0.042207 | 0.22515
337 | HVAC | Misc | College and University | New | Custom measure - Non-lighting | 0.5093 | 0.075073 |  | 2902.17 | 1 | 0.1474 | 5698.2957 | 15 |  | 1102.83 | 2165.363 | Per End Use Consumption | GSD | 1 | 1 | 1 | 1 | 1 | 1 | 1 | 1 | 1 | 1 | 1 | 1 | CcoNgsd337 | CcoN | gsd | 337 | 174.1302 | 341.8977 | [30 empty] | 0.013561 | 0.0001325 | 0.0024833
337 | HVAC | Misc | Data Center | Turnover | Custom measure - Non-lighting | 2.4998 | 0.57291 |  | 15307.35 | 1 | 0.22918 | 6123.3694 | 15 |  | 5816.79 | 2326.8792 | Per End Use Consumption | GSD | 1 | 1 | 1 | 1 | 1 | 1 | 1 | 1 | 1 | 1 | 1 | 1 | CdaTgsd337 | CdaT | gsd | 337 | 918.441 | 367.4022 | [30 empty] | 0.037522 | 0.004449 | 0.0029973
337 | HVAC | Misc | Data Center | New | Custom measure - Non-lighting | 2.4998 | 0.57291 |  | 15307.35 | 1 | 0.22918 | 6123.3694 | 15 |  | 5816.79 | 2326.8792 | Per End Use Consumption | GSD | 1 | 1 | 1 | 1 | 1 | 1 | 1 | 1 | 1 | 1 | 1 | 1 | CdaNgsd337 | CdaN | gsd | 337 | 918.441 | 367.4022 | [30 empty] | 0.00027471 | 2.0859e-05 | 3.3059e-05
337 | HVAC | Misc | Grocery | Turnover | Custom measure - Non-lighting | 0.14386 | 0.26504 |  | 852.16 | 1 | 1.8423 | 5923.5521 | 15 |  | 323.82 | 2250.9442 | Per End Use Consumption | GSD | 1 | 1 | 1 | 1 | 1 | 1 | 1 | 1 | 1 | 1 | 1 | 1 | CgrTgsd337 | CgrT | gsd | 337 | 51.1296 | 355.4131 | [30 empty] | 2.7955 | 0.65239 | 0.3804
337 | HVAC | Misc | Grocery | New | Custom measure - Non-lighting | 0.14386 | 0.26504 |  | 852.16 | 1 | 1.8423 | 5923.5521 | 15 |  | 323.82 | 2250.9442 | Per End Use Consumption | GSD | 1 | 1 | 1 | 1 | 1 | 1 | 1 | 1 | 1 | 1 | 1 | 1 | CgrNgsd337 | CgrN | gsd | 337 | 51.1296 | 355.4131 | [30 empty] | 0.0079709 | 0.00071223 | 0.0041957
337 | HVAC | Misc | Healthcare | Turnover | Custom measure - Non-lighting | 0.21353 | 0.10269 |  | 1586.92 | 1 | 0.48089 | 7431.6848 | 15 |  | 603.03 | 2824.0421 | Per End Use Consumption | GSD | 1 | 1 | 1 | 1 | 1 | 1 | 1 | 1 | 1 | 1 | 1 | 1 | CheTgsd337 | CheT | gsd | 337 | 95.2152 | 445.9011 | [30 empty] | 2.8117 | 0.41611 | 0.14609
337 | HVAC | Misc | Healthcare | New | Custom measure - Non-lighting | 0.21353 | 0.10269 |  | 1586.92 | 1 | 0.48089 | 7431.6848 | 15 |  | 603.03 | 2824.0421 | Per End Use Consumption | GSD | 1 | 1 | 1 | 1 | 1 | 1 | 1 | 1 | 1 | 1 | 1 | 1 | CheNgsd337 | CheN | gsd | 337 | 95.2152 | 445.9011 | [30 empty] | 0.0083754 | 0 | 0.0016113
337 | HVAC | Misc | Hospitals | Turnover | Custom measure - Non-lighting | 18.7888 | 2.1039 |  | 103604.37 | 1 | 0.11198 | 5514.1556 | 15 |  | 39369.66 | 2095.3791 | Per End Use Consumption | GSD | 1 | 1 | 1 | 1 | 1 | 1 | 1 | 1 | 1 | 1 | 1 | 1 | ChoTgsd337 | ChoT | gsd | 337 | 6216.2622 | 330.8493 | [30 empty] | 0 | 0 | 0
337 | HVAC | Misc | Hospitals | New | Custom measure - Non-lighting | 18.7888 | 2.1039 |  | 103604.37 | 1 | 0.11198 | 5514.1556 | 15 |  | 39369.66 | 2095.3791 | Per End Use Consumption | GSD | 1 | 1 | 1 | 1 | 1 | 1 | 1 | 1 | 1 | 1 | 1 | 1 | ChoNgsd337 | ChoN | gsd | 337 | 6216.2622 | 330.8493 | [30 empty] | 0 | 0 | 0
337 | HVAC | Misc | Institutional | Turnover | Custom measure - Non-lighting | 0.24986 | 0.070649 |  | 1599.57 | 1 | 0.28275 | 6401.8285 | 15 |  | 607.84 | 2432.7084 | Per End Use Consumption | GSD | 1 | 1 | 1 | 1 | 1 | 1 | 1 | 1 | 1 | 1 | 1 | 1 | CinTgsd337 | CinT | gsd | 337 | 95.9742 | 384.1097 | [30 empty] | 3.8 | 0.55279 | 0.20654
337 | HVAC | Misc | Institutional | New | Custom measure - Non-lighting | 0.24986 | 0.070649 |  | 1599.57 | 1 | 0.28275 | 6401.8285 | 15 |  | 607.84 | 2432.7084 | Per End Use Consumption | GSD | 1 | 1 | 1 | 1 | 1 | 1 | 1 | 1 | 1 | 1 | 1 | 1 | CinNgsd337 | CinN | gsd | 337 | 95.9742 | 384.1097 | [30 empty] | 0.016992 | 0.0010444 | 0.0022781
337 | HVAC | Misc | Lodging/Hospitality | Turnover | Custom measure - Non-lighting | 1.9214 | 0.75814 |  | 11183.74 | 1 | 0.39458 | 5820.6821 | 15 |  | 4249.82 | 2211.8586 | Per End Use Consumption | GSD | 1 | 1 | 1 | 1 | 1 | 1 | 1 | 1 | 1 | 1 | 1 | 1 | CloTgsd337 | CloT | gsd | 337 | 671.0244 | 349.2409 | [30 empty] | 1.549 | 0.21557 | 0.27886
337 | HVAC | Misc | Lodging/Hospitality | New | Custom measure - Non-lighting | 1.9214 | 0.75814 |  | 11183.74 | 1 | 0.39458 | 5820.6821 | 15 |  | 4249.82 | 2211.8586 | Per End Use Consumption | GSD | 1 | 1 | 1 | 1 | 1 | 1 | 1 | 1 | 1 | 1 | 1 | 1 | CloNgsd337 | CloN | gsd | 337 | 671.0244 | 349.2409 | [30 empty] | 0.0096048 | 0.00094521 | 0.0030757
337 | HVAC | Misc | Miscellaneous | Turnover | Custom measure - Non-lighting | 0.7431 | 2.8495 |  | 3481.91 | 1 | 3.8345 | 4685.6256 | 15 |  | 1323.13 | 1780.5434 | Per End Use Consumption | GSD | 1 | 1 | 1 | 1 | 1 | 1 | 1 | 1 | 1 | 1 | 1 | 1 | CmiTgsd337 | CmiT | gsd | 337 | 208.9146 | 281.1375 | [30 empty] | 0 | 0 | 0
337 | HVAC | Misc | Miscellaneous | New | Custom measure - Non-lighting | 0.7431 | 2.8495 |  | 3481.91 | 1 | 3.8345 | 4685.6256 | 15 |  | 1323.13 | 1780.5434 | Per End Use Consumption | GSD | 1 | 1 | 1 | 1 | 1 | 1 | 1 | 1 | 1 | 1 | 1 | 1 | CmiNgsd337 | CmiN | gsd | 337 | 208.9146 | 281.1375 | [30 empty] | 0 | 0 | 0
337 | HVAC | Misc | Offices | Turnover | Custom measure - Non-lighting | 0.94156 | 3.2706 |  | 4262.62 | 1 | 3.4736 | 4527.1908 | 15 |  | 1619.8 | 1720.3372 | Per End Use Consumption | GSD | 1 | 1 | 1 | 1 | 1 | 1 | 1 | 1 | 1 | 1 | 1 | 1 | CofTgsd337 | CofT | gsd | 337 | 255.7572 | 271.6314 | [30 empty] | 17.812 | 3.8348 | 14.3483
337 | HVAC | Misc | Offices | New | Custom measure - Non-lighting | 0.94156 | 3.2706 |  | 4262.62 | 1 | 3.4736 | 4527.1908 | 15 |  | 1619.8 | 1720.3372 | Per End Use Consumption | GSD | 1 | 1 | 1 | 1 | 1 | 1 | 1 | 1 | 1 | 1 | 1 | 1 | CofNgsd337 | CofN | gsd | 337 | 255.7572 | 271.6314 | [30 empty] | 0.11106 | 0.013854 | 0.15826
337 | HVAC | Misc | Restaurants | Turnover | Custom measure - Non-lighting | 0.68772 | 0.68072 |  | 3310.87 | 1 | 0.98982 | 4814.2789 | 15 |  | 1258.13 | 1829.4251 | Per End Use Consumption | GSD | 1 | 1 | 1 | 1 | 1 | 1 | 1 | 1 | 1 | 1 | 1 | 1 | CreTgsd337 | CreT | gsd | 337 | 198.6522 | 288.8567 | [30 empty] | 2.0682 | 0.42951 | 0.42549
337 | HVAC | Misc | Restaurants | New | Custom measure - Non-lighting | 0.68772 | 0.68072 |  | 3310.87 | 1 | 0.98982 | 4814.2789 | 15 |  | 1258.13 | 1829.4251 | Per End Use Consumption | GSD | 1 | 1 | 1 | 1 | 1 | 1 | 1 | 1 | 1 | 1 | 1 | 1 | CreNgsd337 | CreN | gsd | 337 | 198.6522 | 288.8567 | [30 empty] | 0.0099562 | 0.0010917 | 0.004693
337 | HVAC | Misc | Retail | Turnover | Custom measure - Non-lighting | 1.193 | 2.8971 |  | 4853.47 | 1 | 2.4285 | 4068.4555 | 15 |  | 1844.32 | 1546.0143 | Per End Use Consumption | GSD | 1 | 1 | 1 | 1 | 1 | 1 | 1 | 1 | 1 | 1 | 1 | 1 | CrtTgsd337 | CrtT | gsd | 337 | 291.2082 | 244.1073 | [30 empty] | 6.2907 | 1.3016 | 5.4279
337 | HVAC | Misc | Retail | New | Custom measure - Non-lighting | 1.193 | 2.8971 |  | 4853.47 | 1 | 2.4285 | 4068.4555 | 15 |  | 1844.32 | 1546.0143 | Per End Use Consumption | GSD | 1 | 1 | 1 | 1 | 1 | 1 | 1 | 1 | 1 | 1 | 1 | 1 | CrtNgsd337 | CrtN | gsd | 337 | 291.2082 | 244.1073 | [30 empty] | 0.040021 | 0.0045769 | 0.059868
337 | HVAC | Misc | Schools K-12 | Turnover | Custom measure - Non-lighting | 2.6745 | 5.6956 |  | 10530.26 | 1 | 2.1296 | 3937.2261 | 15 |  | 4001.5 | 1496.1464 | Per End Use Consumption | GSD | 1 | 1 | 1 | 1 | 1 | 1 | 1 | 1 | 1 | 1 | 1 | 1 | CscTgsd337 | CscT | gsd | 337 | 631.8156 | 236.2336 | [30 empty] | 0.87711 | 0.15693 | 0.9248
337 | HVAC | Misc | Schools K-12 | New | Custom measure - Non-lighting | 2.6745 | 5.6956 |  | 10530.26 | 1 | 2.1296 | 3937.2261 | 15 |  | 4001.5 | 1496.1464 | Per End Use Consumption | GSD | 1 | 1 | 1 | 1 | 1 | 1 | 1 | 1 | 1 | 1 | 1 | 1 | CscNgsd337 | CscN | gsd | 337 | 631.8156 | 236.2336 | [30 empty] | 0.0063448 | 0.00062196 | 0.0102
337 | HVAC | Misc | Warehouse | Turnover | Custom measure - Non-lighting | 0.32317 | 0.9699 |  | 1396.04 | 1 | 3.0012 | 4319.8309 | 15 |  | 530.5 | 1641.5506 | Per End Use Consumption | GSD | 1 | 1 | 1 | 1 | 1 | 1 | 1 | 1 | 1 | 1 | 1 | 1 | CwaTgsd337 | CwaT | gsd | 337 | 83.7624 | 259.1899 | [30 empty] | 0.20573 | 0.024109 | 0.30377
337 | HVAC | Misc | Warehouse | New | Custom measure - Non-lighting | 0.32317 | 0.9699 |  | 1396.04 | 1 | 3.0012 | 4319.8309 | 15 |  | 530.5 | 1641.5506 | Per End Use Consumption | GSD | 1 | 1 | 1 | 1 | 1 | 1 | 1 | 1 | 1 | 1 | 1 | 1 | CwaNgsd337 | CwaN | gsd | 337 | 83.7624 | 259.1899 | [30 empty] | 0.0015308 | 2.0017e-05 | 0.0033505
338 | HVAC | Misc | Assembly | Turnover | Dedicated Outside Air System (DOAS) | 7.2762 | 6.3376 |  | 24628.19 | 1 | 0.87101 | 3384.7774 | 15 |  | 86964.3 | 11951.946 | Per Unit | GSD | 1.4643 | 1.391 | 1.4253 | 1.4319 | 1.4238 | 1.3901 | 1.2504 | 1.3782 | 1.4309 | 1.4735 | 1.4117 | 1.4938 | CasTgsd338 | CasT | gsd | 338 | 1477.6914 | 203.0866 | [30 empty] | 20.1045 | 1.3336 | 36.6794
338 | HVAC | Misc | Assembly | New | Dedicated Outside Air System (DOAS) | 7.2762 | 6.3376 |  | 24628.19 | 1 | 0.87101 | 3384.7774 | 15 |  | 86964.3 | 11951.946 | Per Unit | GSD | 1.4643 | 1.391 | 1.4253 | 1.4319 | 1.4238 | 1.3901 | 1.2504 | 1.3782 | 1.4309 | 1.4735 | 1.4117 | 1.4938 | CasNgsd338 | CasN | gsd | 338 | 1477.6914 | 203.0866 | [30 empty] | 0.12835 | 0.0057833 | 0.25285
338 | HVAC | Misc | College and University | Turnover | Dedicated Outside Air System (DOAS) | 1.7826 | 0.26275 |  | 10157.6 | 1 | 0.1474 | 5698.292 | 15 |  | 136085.04 | 76342.0786 | Per Unit | GSD | 1.4643 | 1.391 | 1.4253 | 1.4319 | 1.4238 | 1.3901 | 1.2504 | 1.3782 | 1.4309 | 1.4735 | 1.4117 | 1.4938 | CcoTgsd338 | CcoT | gsd | 338 | 609.456 | 341.8975 | [30 empty] | 0.46809 | 0.064965 | 0.028411
338 | HVAC | Misc | College and University | New | Dedicated Outside Air System (DOAS) | 1.7826 | 0.26275 |  | 10157.6 | 1 | 0.1474 | 5698.292 | 15 |  | 136085.04 | 76342.0786 | Per Unit | GSD | 1.4643 | 1.391 | 1.4253 | 1.4319 | 1.4238 | 1.3901 | 1.2504 | 1.3782 | 1.4309 | 1.4735 | 1.4117 | 1.4938 | CcoNgsd338 | CcoN | gsd | 338 | 609.456 | 341.8975 | [30 empty] | 0.0024998 | 0.00031952 | 0.00017774
338 | HVAC | Misc | Data Center | Turnover | Dedicated Outside Air System (DOAS) | 8.7494 | 2.0052 |  | 53575.71 | 1 | 0.22918 | 6123.3698 | 15 |  | 583037.46 | 66637.5483 | Per Unit | GSD | 1.4643 | 1.391 | 1.4253 | 1.4319 | 1.4238 | 1.3901 | 1.2504 | 1.3782 | 1.4309 | 1.4735 | 1.4117 | 1.4938 | CdaTgsd338 | CdaT | gsd | 338 | 3214.5426 | 367.4022 | [30 empty] | 0.055804 | 0.0068479 | 0.0042382
338 | HVAC | Misc | Data Center | New | Dedicated Outside Air System (DOAS) | 8.7494 | 2.0052 |  | 53575.71 | 1 | 0.22918 | 6123.3698 | 15 |  | 583037.46 | 66637.5483 | Per Unit | GSD | 1.4643 | 1.391 | 1.4253 | 1.4319 | 1.4238 | 1.3901 | 1.2504 | 1.3782 | 1.4309 | 1.4735 | 1.4117 | 1.4938 | CdaNgsd338 | CdaN | gsd | 338 | 3214.5426 | 367.4022 | [30 empty] | 0.00037687 | 4.5596e-05 | 2.9241e-05
338 | HVAC | Misc | Grocery | Turnover | Dedicated Outside Air System (DOAS) | 0.50351 | 0.92763 |  | 2982.56 | 1 | 1.8423 | 5923.5188 | 15 |  | 14859.54 | 29511.8168 | Per Unit | GSD | 1.4643 | 1.391 | 1.4253 | 1.4319 | 1.4238 | 1.3901 | 1.2504 | 1.3782 | 1.4309 | 1.4735 | 1.4117 | 1.4938 | CgrTgsd338 | CgrT | gsd | 338 | 178.9536 | 355.4111 | [30 empty] | 6.0114 | 1.0042 | 1.8986
338 | HVAC | Misc | Grocery | New | Dedicated Outside Air System (DOAS) | 0.50351 | 0.92763 |  | 2982.56 | 1 | 1.8423 | 5923.5188 | 15 |  | 14859.54 | 29511.8168 | Per Unit | GSD | 1.4643 | 1.391 | 1.4253 | 1.4319 | 1.4238 | 1.3901 | 1.2504 | 1.3782 | 1.4309 | 1.4735 | 1.4117 | 1.4938 | CgrNgsd338 | CgrN | gsd | 338 | 178.9536 | 355.4111 | [30 empty] | 0.02219 | 0.0014657 | 0.013082
338 | HVAC | Misc | Healthcare | Turnover | Dedicated Outside Air System (DOAS) | 0.74737 | 0.3594 |  | 5554.19 | 1 | 0.48089 | 7431.685 | 15 |  | 53182.98 | 71160.5392 | Per Unit | GSD | 1.4643 | 1.391 | 1.4253 | 1.4319 | 1.4238 | 1.3901 | 1.2504 | 1.3782 | 1.4309 | 1.4735 | 1.4117 | 1.4938 | CheTgsd338 | CheT | gsd | 338 | 333.2514 | 445.9011 | [30 empty] | 6.0366 | 0.64047 | 0.55364
338 | HVAC | Misc | Healthcare | New | Dedicated Outside Air System (DOAS) | 0.74737 | 0.3594 |  | 5554.19 | 1 | 0.48089 | 7431.685 | 15 |  | 53182.98 | 71160.5392 | Per Unit | GSD | 1.4643 | 1.391 | 1.4253 | 1.4319 | 1.4238 | 1.3901 | 1.2504 | 1.3782 | 1.4309 | 1.4735 | 1.4117 | 1.4938 | CheNgsd338 | CheN | gsd | 338 | 333.2514 | 445.9011 | [30 empty] | 0.01982 | 0 | 0.0038132
338 | HVAC | Misc | Hospitals | Turnover | Dedicated Outside Air System (DOAS) | 65.7608 | 7.3636 |  | 362615.33 | 1 | 0.11198 | 5514.1557 | 15 |  | 1052069.94 | 15998.4342 | Per Unit | GSD | 1.4643 | 1.391 | 1.4253 | 1.4319 | 1.4238 | 1.3901 | 1.2504 | 1.3782 | 1.4309 | 1.4735 | 1.4117 | 1.4938 | ChoTgsd338 | ChoT | gsd | 338 | 21756.9198 | 330.8493 | [30 empty] | 0.96083 | 0 | 0.18485
338 | HVAC | Misc | Hospitals | New | Dedicated Outside Air System (DOAS) | 65.7608 | 7.3636 |  | 362615.33 | 1 | 0.11198 | 5514.1557 | 15 |  | 1052069.94 | 15998.4342 | Per Unit | GSD | 1.4643 | 1.391 | 1.4253 | 1.4319 | 1.4238 | 1.3901 | 1.2504 | 1.3782 | 1.4309 | 1.4735 | 1.4117 | 1.4938 | ChoNgsd338 | ChoN | gsd | 338 | 21756.9198 | 330.8493 | [30 empty] | 0.0066178 | 0 | 0.0012732
338 | HVAC | Misc | Institutional | Turnover | Dedicated Outside Air System (DOAS) | 0.87452 | 0.24727 |  | 5598.49 | 1 | 0.28275 | 6401.8153 | 15 |  | 69459.84 | 79426.6077 | Per Unit | GSD | 1.4643 | 1.391 | 1.4253 | 1.4319 | 1.4238 | 1.3901 | 1.2504 | 1.3782 | 1.4309 | 1.4735 | 1.4117 | 1.4938 | CinTgsd338 | CinT | gsd | 338 | 335.9094 | 384.1089 | [30 empty] | 6.0422 | 0.85085 | 0.3551
338 | HVAC | Misc | Institutional | New | Dedicated Outside Air System (DOAS) | 0.87452 | 0.24727 |  | 5598.49 | 1 | 0.28275 | 6401.8153 | 15 |  | 69459.84 | 79426.6077 | Per Unit | GSD | 1.4643 | 1.391 | 1.4253 | 1.4319 | 1.4238 | 1.3901 | 1.2504 | 1.3782 | 1.4309 | 1.4735 | 1.4117 | 1.4938 | CinNgsd338 | CinN | gsd | 338 | 335.9094 | 384.1089 | [30 empty] | 0.023235 | 0.0021334 | 0.0024458
338 | HVAC | Misc | Lodging/Hospitality | Turnover | Dedicated Outside Air System (DOAS) | 6.7248 | 2.6535 |  | 39143.09 | 1 | 0.39458 | 5820.6813 | 15 |  | 242350.56 | 36038.1711 | Per Unit | GSD | 1.4643 | 1.391 | 1.4253 | 1.4319 | 1.4238 | 1.3901 | 1.2504 | 1.3782 | 1.4309 | 1.4735 | 1.4117 | 1.4938 | CloTgsd338 | CloT | gsd | 338 | 2348.5854 | 349.2409 | [30 empty] | 3.4768 | 0.33181 | 1.1489
338 | HVAC | Misc | Lodging/Hospitality | New | Dedicated Outside Air System (DOAS) | 6.7248 | 2.6535 |  | 39143.09 | 1 | 0.39458 | 5820.6813 | 15 |  | 242350.56 | 36038.1711 | Per Unit | GSD | 1.4643 | 1.391 | 1.4253 | 1.4319 | 1.4238 | 1.3901 | 1.2504 | 1.3782 | 1.4309 | 1.4735 | 1.4117 | 1.4938 | CloNgsd338 | CloN | gsd | 338 | 2348.5854 | 349.2409 | [30 empty] | 0.023537 | 0.002207 | 0.0079131
338 | HVAC | Misc | Miscellaneous | Turnover | Dedicated Outside Air System (DOAS) | 2.6009 | 9.9732 |  | 12186.71 | 1 | 3.8346 | 4685.6322 | 15 |  | 188631.9 | 72526.5226 | Per Unit | GSD | 1.4643 | 1.391 | 1.4253 | 1.4319 | 1.4238 | 1.3901 | 1.2504 | 1.3782 | 1.4309 | 1.4735 | 1.4117 | 1.4938 | CmiTgsd338 | CmiT | gsd | 338 | 731.2026 | 281.1379 | [30 empty] | 8.3706 | 0 | 19.0694
338 | HVAC | Misc | Miscellaneous | New | Dedicated Outside Air System (DOAS) | 2.6009 | 9.9732 |  | 12186.71 | 1 | 3.8346 | 4685.6322 | 15 |  | 188631.9 | 72526.5226 | Per Unit | GSD | 1.4643 | 1.391 | 1.4253 | 1.4319 | 1.4238 | 1.3901 | 1.2504 | 1.3782 | 1.4309 | 1.4735 | 1.4117 | 1.4938 | CmiNgsd338 | CmiN | gsd | 338 | 731.2026 | 281.1379 | [30 empty] | 0.057653 | 0 | 0.13134
338 | HVAC | Misc | Offices | Turnover | Dedicated Outside Air System (DOAS) | 3.2955 | 11.4471 |  | 14919.17 | 1 | 3.4736 | 4527.1954 | 15 |  | 98899.92 | 30011.0032 | Per Unit | GSD | 1.4643 | 1.391 | 1.4253 | 1.4319 | 1.4238 | 1.3901 | 1.2504 | 1.3782 | 1.4309 | 1.4735 | 1.4117 | 1.4938 | CofTgsd338 | CofT | gsd | 338 | 895.1502 | 271.6317 | [30 empty] | 53.8319 | 5.9025 | 82.2639
338 | HVAC | Misc | Offices | New | Dedicated Outside Air System (DOAS) | 3.2955 | 11.4471 |  | 14919.17 | 1 | 3.4736 | 4527.1954 | 15 |  | 98899.92 | 30011.0032 | Per Unit | GSD | 1.4643 | 1.391 | 1.4253 | 1.4319 | 1.4238 | 1.3901 | 1.2504 | 1.3782 | 1.4309 | 1.4735 | 1.4117 | 1.4938 | CofNgsd338 | CofN | gsd | 338 | 895.1502 | 271.6317 | [30 empty] | 0.34067 | 0.030626 | 0.5666
338 | HVAC | Misc | Restaurants | Turnover | Dedicated Outside Air System (DOAS) | 2.407 | 2.3825 |  | 11588.03 | 1 | 0.98982 | 4814.2727 | 15 |  | 27844.2 | 11567.9344 | Per Unit | GSD | 1.4643 | 1.391 | 1.4253 | 1.4319 | 1.4238 | 1.3901 | 1.2504 | 1.3782 | 1.4309 | 1.4735 | 1.4117 | 1.4938 | CreTgsd338 | CreT | gsd | 338 | 695.2818 | 288.8564 | [30 empty] | 11.0615 | 0.66111 | 6.7095
338 | HVAC | Misc | Restaurants | New | Dedicated Outside Air System (DOAS) | 2.407 | 2.3825 |  | 11588.03 | 1 | 0.98982 | 4814.2727 | 15 |  | 27844.2 | 11567.9344 | Per Unit | GSD | 1.4643 | 1.391 | 1.4253 | 1.4319 | 1.4238 | 1.3901 | 1.2504 | 1.3782 | 1.4309 | 1.4735 | 1.4117 | 1.4938 | CreNgsd338 | CreN | gsd | 338 | 695.2818 | 288.8564 | [30 empty] | 0.069895 | 0.0027691 | 0.046212
338 | HVAC | Misc | Retail | Turnover | Dedicated Outside Air System (DOAS) | 4.1753 | 10.14 |  | 16987.15 | 1 | 2.4285 | 4068.4583 | 15 |  | 130203.72 | 31184.066 | Per Unit | GSD | 1.4643 | 1.391 | 1.4253 | 1.4319 | 1.4238 | 1.3901 | 1.2504 | 1.3782 | 1.4309 | 1.4735 | 1.4117 | 1.4938 | CrtTgsd338 | CrtT | gsd | 338 | 1019.229 | 244.1075 | [30 empty] | 19.1937 | 2.0035 | 30.0223
338 | HVAC | Misc | Retail | New | Dedicated Outside Air System (DOAS) | 4.1753 | 10.14 |  | 16987.15 | 1 | 2.4285 | 4068.4583 | 15 |  | 130203.72 | 31184.066 | Per Unit | GSD | 1.4643 | 1.391 | 1.4253 | 1.4319 | 1.4238 | 1.3901 | 1.2504 | 1.3782 | 1.4309 | 1.4735 | 1.4117 | 1.4938 | CrtNgsd338 | CrtN | gsd | 338 | 1019.229 | 244.1075 | [30 empty] | 0.12306 | 0.010727 | 0.20697
338 | HVAC | Misc | Schools K-12 | Turnover | Dedicated Outside Air System (DOAS) | 9.3609 | 19.9347 |  | 36855.88 | 1 | 2.1296 | 3937.225 | 15 |  | 184776.12 | 19739.1882 | Per Unit | GSD | 1.4643 | 1.391 | 1.4253 | 1.4319 | 1.4238 | 1.3901 | 1.2504 | 1.3782 | 1.4309 | 1.4735 | 1.4117 | 1.4938 | CscTgsd338 | CscT | gsd | 338 | 2211.3528 | 236.2335 | [30 empty] | 1.4615 | 0.24155 | 1.6772
338 | HVAC | Misc | Schools K-12 | New | Dedicated Outside Air System (DOAS) | 9.3609 | 19.9347 |  | 36855.88 | 1 | 2.1296 | 3937.225 | 15 |  | 184776.12 | 19739.1882 | Per Unit | GSD | 1.4643 | 1.391 | 1.4253 | 1.4319 | 1.4238 | 1.3901 | 1.2504 | 1.3782 | 1.4309 | 1.4735 | 1.4117 | 1.4938 | CscNgsd338 | CscN | gsd | 338 | 2211.3528 | 236.2335 | [30 empty] | 0.0098947 | 0.0016066 | 0.011552
338 | HVAC | Misc | Warehouse | Turnover | Dedicated Outside Air System (DOAS) | 1.1311 | 3.3947 |  | 4886.14 | 1 | 3.0012 | 4319.8436 | 15 |  | 110495.16 | 97688.9345 | Per Unit | GSD | 1.4643 | 1.391 | 1.4253 | 1.4319 | 1.4238 | 1.3901 | 1.2504 | 1.3782 | 1.4309 | 1.4735 | 1.4117 | 1.4938 | CwaTgsd338 | CwaT | gsd | 338 | 293.1684 | 259.1906 | [30 empty] | 1.076 | 0.037108 | 2.1974
338 | HVAC | Misc | Warehouse | New | Dedicated Outside Air System (DOAS) | 1.1311 | 3.3947 |  | 4886.14 | 1 | 3.0012 | 4319.8436 | 15 |  | 110495.16 | 97688.9345 | Per Unit | GSD | 1.4643 | 1.391 | 1.4253 | 1.4319 | 1.4238 | 1.3901 | 1.2504 | 1.3782 | 1.4309 | 1.4735 | 1.4117 | 1.4938 | CwaNgsd338 | CwaN | gsd | 338 | 293.1684 | 259.1906 | [30 empty] | 0.0026688 | 5.4151e-05 | 0.0057096
339 | HVAC | Room | Assembly | Turnover | Ductless Mini-Split HP | 0.23738 | 0.012143 |  | 718.04 | 1 | 0.051153 | 3024.8978 | 18 |  | 1504 | 6335.9231 | Per Unit | GSD | 0.57723 | 0.60437 | 0.83705 | 1.097 | 1.2026 | 1.2026 | 1.289 | 1.2891 | 1.2453 | 1.1192 | 0.77553 | 0.85362 | CasTgsd339 | CasT | gsd | 339 | 43.0824 | 181.4939 | [30 empty] | 63.1116 | 20.7733 | 1.6877
339 | HVAC | Room | Assembly | New | Ductless Mini-Split HP | 0.23738 | 0.012143 |  | 718.04 | 1 | 0.051153 | 3024.8978 | 18 |  | 1504 | 6335.9231 | Per Unit | GSD | 0.57723 | 0.60437 | 0.83705 | 1.097 | 1.2026 | 1.2026 | 1.289 | 1.2891 | 1.2453 | 1.1192 | 0.77553 | 0.85362 | CasNgsd339 | CasN | gsd | 339 | 43.0824 | 181.4939 | [30 empty] | 0.6961 | 0.22912 | 0.018615
339 | HVAC | Room | College and University | Turnover | Ductless Mini-Split HP | 0.16032 | 0.0010254 |  | 796.04 | 1 | 0.0063963 | 4965.3803 | 18 |  | 1504 | 9381.3526 | Per Unit | GSD | 0.57723 | 0.60437 | 0.83705 | 1.097 | 1.2026 | 1.2026 | 1.289 | 1.2891 | 1.2453 | 1.1192 | 0.77553 | 0.85362 | CcoTgsd339 | CcoT | gsd | 339 | 47.7624 | 297.9228 | [30 empty] | 0.23712 | 0 | 0.04562
339 | HVAC | Room | College and University | New | Ductless Mini-Split HP | 0.16032 | 0.0010254 |  | 796.04 | 1 | 0.0063963 | 4965.3803 | 18 |  | 1504 | 9381.3526 | Per Unit | GSD | 0.57723 | 0.60437 | 0.83705 | 1.097 | 1.2026 | 1.2026 | 1.289 | 1.2891 | 1.2453 | 1.1192 | 0.77553 | 0.85362 | CcoNgsd339 | CcoN | gsd | 339 | 47.7624 | 297.9228 | [30 empty] | 0.0026154 | 0 | 0.00050317
339 | HVAC | Room | Data Center | Turnover | Ductless Mini-Split HP | 0.29796 | 0.0018431 |  | 1479.15 | 1 | 0.0061858 | 4964.286 | 18 |  | 1504 | 5047.6869 | Per Unit | GSD | 0.57723 | 0.60437 | 0.83705 | 1.097 | 1.2026 | 1.2026 | 1.289 | 1.2891 | 1.2453 | 1.1192 | 0.77553 | 0.85362 | CdaTgsd339 | CdaT | gsd | 339 | 88.749 | 297.8572 | [30 empty] | 0.13949 | 0.027642 | 0.00060799
339 | HVAC | Room | Data Center | New | Ductless Mini-Split HP | 0.29796 | 0.0018431 |  | 1479.15 | 1 | 0.0061858 | 4964.286 | 18 |  | 1504 | 5047.6869 | Per Unit | GSD | 0.57723 | 0.60437 | 0.83705 | 1.097 | 1.2026 | 1.2026 | 1.289 | 1.2891 | 1.2453 | 1.1192 | 0.77553 | 0.85362 | CdaNgsd339 | CdaN | gsd | 339 | 88.749 | 297.8572 | [30 empty] | 0.0015386 | 0.00030488 | 6.7059e-06
339 | HVAC | Room | Grocery | Turnover | Ductless Mini-Split HP | 0.11169 | 0.0070859 |  | 403.08 | 1 | 0.063443 | 3608.9038 | 18 |  | 1504 | 13465.7917 | Per Unit | GSD | 0.57723 | 0.60437 | 0.83705 | 1.097 | 1.2026 | 1.2026 | 1.289 | 1.2891 | 1.2453 | 1.1192 | 0.77553 | 0.85362 | CgrTgsd339 | CgrT | gsd | 339 | 24.1848 | 216.5342 | [30 empty] | 2.84 | 0.77688 | 0.077194
339 | HVAC | Room | Grocery | New | Ductless Mini-Split HP | 0.11169 | 0.0070859 |  | 403.08 | 1 | 0.063443 | 3608.9038 | 18 |  | 1504 | 13465.7917 | Per Unit | GSD | 0.57723 | 0.60437 | 0.83705 | 1.097 | 1.2026 | 1.2026 | 1.289 | 1.2891 | 1.2453 | 1.1192 | 0.77553 | 0.85362 | CgrNgsd339 | CgrN | gsd | 339 | 24.1848 | 216.5342 | [30 empty] | 0.031324 | 0.0085687 | 0.00085142
339 | HVAC | Room | Healthcare | Turnover | Ductless Mini-Split HP | 0.31456 | 0.0016084 |  | 1559.79 | 1 | 0.0051132 | 4958.711 | 18 |  | 1504 | 4781.3497 | Per Unit | GSD | 0.57723 | 0.60437 | 0.83705 | 1.097 | 1.2026 | 1.2026 | 1.289 | 1.2891 | 1.2453 | 1.1192 | 0.77553 | 0.85362 | CheTgsd339 | CheT | gsd | 339 | 93.5874 | 297.5227 | [30 empty] | 1.877 | 0.34936 | 0.029608
339 | HVAC | Room | Healthcare | New | Ductless Mini-Split HP | 0.31456 | 0.0016084 |  | 1559.79 | 1 | 0.0051132 | 4958.711 | 18 |  | 1504 | 4781.3497 | Per Unit | GSD | 0.57723 | 0.60437 | 0.83705 | 1.097 | 1.2026 | 1.2026 | 1.289 | 1.2891 | 1.2453 | 1.1192 | 0.77553 | 0.85362 | CheNgsd339 | CheN | gsd | 339 | 93.5874 | 297.5227 | [30 empty] | 0.020702 | 0.0038533 | 0.00032657
339 | HVAC | Room | Hospitals | Turnover | Ductless Mini-Split HP | 0.29796 | 0.0018431 |  | 1479.15 | 1 | 0.0061858 | 4964.286 | 18 |  | 1504 | 5047.6869 | Per Unit | GSD | 0.57723 | 0.60437 | 0.83705 | 1.097 | 1.2026 | 1.2026 | 1.289 | 1.2891 | 1.2453 | 1.1192 | 0.77553 | 0.85362 | ChoTgsd339 | ChoT | gsd | 339 | 88.749 | 297.8572 | [30 empty] | 0 | 0 | 0
339 | HVAC | Room | Hospitals | New | Ductless Mini-Split HP | 0.29796 | 0.0018431 |  | 1479.15 | 1 | 0.0061858 | 4964.286 | 18 |  | 1504 | 5047.6869 | Per Unit | GSD | 0.57723 | 0.60437 | 0.83705 | 1.097 | 1.2026 | 1.2026 | 1.289 | 1.2891 | 1.2453 | 1.1192 | 0.77553 | 0.85362 | ChoNgsd339 | ChoN | gsd | 339 | 88.749 | 297.8572 | [30 empty] | 0 | 0 | 0
339 | HVAC | Room | Institutional | Turnover | Ductless Mini-Split HP | 0.078118 | 0.00088499 |  | 389.89 | 1 | 0.011329 | 4991.0189 | 18 |  | 1504 | 19252.8467 | Per Unit | GSD | 0.57723 | 0.60437 | 0.83705 | 1.097 | 1.2026 | 1.2026 | 1.289 | 1.2891 | 1.2453 | 1.1192 | 0.77553 | 0.85362 | CinTgsd339 | CinT | gsd | 339 | 23.3934 | 299.4611 | [30 empty] | 3.2937 | 0.62372 | 0.041821
339 | HVAC | Room | Institutional | New | Ductless Mini-Split HP | 0.078118 | 0.00088499 |  | 389.89 | 1 | 0.011329 | 4991.0189 | 18 |  | 1504 | 19252.8467 | Per Unit | GSD | 0.57723 | 0.60437 | 0.83705 | 1.097 | 1.2026 | 1.2026 | 1.289 | 1.2891 | 1.2453 | 1.1192 | 0.77553 | 0.85362 | CinNgsd339 | CinN | gsd | 339 | 23.3934 | 299.4611 | [30 empty] | 0.036328 | 0.0068794 | 0.00046128
339 | HVAC | Room | Lodging/Hospitality | Turnover | Ductless Mini-Split HP | 0.22554 | 0.0036756 |  | 1183.29 | 1 | 0.016297 | 5246.3997 | 18 |  | 1504 | 6668.3443 | Per Unit | GSD | 0.57723 | 0.60437 | 0.83705 | 1.097 | 1.2026 | 1.2026 | 1.289 | 1.2891 | 1.2453 | 1.1192 | 0.77553 | 0.85362 | CloTgsd339 | CloT | gsd | 339 | 70.9974 | 314.784 | [30 empty] | 0.55 | 0.088881 | 0.056582
339 | HVAC | Room | Lodging/Hospitality | New | Ductless Mini-Split HP | 0.22554 | 0.0036756 |  | 1183.29 | 1 | 0.016297 | 5246.3997 | 18 |  | 1504 | 6668.3443 | Per Unit | GSD | 0.57723 | 0.60437 | 0.83705 | 1.097 | 1.2026 | 1.2026 | 1.289 | 1.2891 | 1.2453 | 1.1192 | 0.77553 | 0.85362 | CloNgsd339 | CloN | gsd | 339 | 70.9974 | 314.784 | [30 empty] | 0.0060664 | 0.00098032 | 0.00062408
339 | HVAC | Room | Miscellaneous | Turnover | Ductless Mini-Split HP | 0.13261 | 0.0066294 |  | 401.05 | 1 | 0.049994 | 3024.3888 | 18 |  | 1504 | 11341.9293 | Per Unit | GSD | 0.57723 | 0.60437 | 0.83705 | 1.097 | 1.2026 | 1.2026 | 1.289 | 1.2891 | 1.2453 | 1.1192 | 0.77553 | 0.85362 | CmiTgsd339 | CmiT | gsd | 339 | 24.063 | 181.4633 | [30 empty] | 0 | 0 | 0
339 | HVAC | Room | Miscellaneous | New | Ductless Mini-Split HP | 0.13261 | 0.0066294 |  | 401.05 | 1 | 0.049994 | 3024.3888 | 18 |  | 1504 | 11341.9293 | Per Unit | GSD | 0.57723 | 0.60437 | 0.83705 | 1.097 | 1.2026 | 1.2026 | 1.289 | 1.2891 | 1.2453 | 1.1192 | 0.77553 | 0.85362 | CmiNgsd339 | CmiN | gsd | 339 | 24.063 | 181.4633 | [30 empty] | 0 | 0 | 0
339 | HVAC | Room | Offices | Turnover | Ductless Mini-Split HP | 0.26721 | 0.0071762 |  | 805.44 | 1 | 0.026856 | 3014.2324 | 18 |  | 1504 | 5628.4832 | Per Unit | GSD | 0.57723 | 0.60437 | 0.83705 | 1.097 | 1.2026 | 1.2026 | 1.289 | 1.2891 | 1.2453 | 1.1192 | 0.77553 | 0.85362 | CofTgsd339 | CofT | gsd | 339 | 48.3264 | 180.8539 | [30 empty] | 84.4591 | 27.705 | 2.9078
339 | HVAC | Room | Offices | New | Ductless Mini-Split HP | 0.26721 | 0.0071762 |  | 805.44 | 1 | 0.026856 | 3014.2324 | 18 |  | 1504 | 5628.4832 | Per Unit | GSD | 0.57723 | 0.60437 | 0.83705 | 1.097 | 1.2026 | 1.2026 | 1.289 | 1.2891 | 1.2453 | 1.1192 | 0.77553 | 0.85362 | CofNgsd339 | CofN | gsd | 339 | 48.3264 | 180.8539 | [30 empty] | 0.93155 | 0.30558 | 0.032072
339 | HVAC | Room | Restaurants | Turnover | Ductless Mini-Split HP | 0.32766 | 0.015094 |  | 1175.07 | 1 | 0.046067 | 3586.2952 | 18 |  | 1504 | 4590.1844 | Per Unit | GSD | 0.57723 | 0.60437 | 0.83705 | 1.097 | 1.2026 | 1.2026 | 1.289 | 1.2891 | 1.2453 | 1.1192 | 0.77553 | 0.85362 | CreTgsd339 | CreT | gsd | 339 | 70.5042 | 215.1777 | [30 empty] | 1.4518 | 0.37986 | 0.086286
339 | HVAC | Room | Restaurants | New | Ductless Mini-Split HP | 0.32766 | 0.015094 |  | 1175.07 | 1 | 0.046067 | 3586.2952 | 18 |  | 1504 | 4590.1844 | Per Unit | GSD | 0.57723 | 0.60437 | 0.83705 | 1.097 | 1.2026 | 1.2026 | 1.289 | 1.2891 | 1.2453 | 1.1192 | 0.77553 | 0.85362 | CreNgsd339 | CreN | gsd | 339 | 70.5042 | 215.1777 | [30 empty] | 0.016013 | 0.0041897 | 0.0009517
339 | HVAC | Room | Retail | Turnover | Ductless Mini-Split HP | 0.30161 | 0.028158 |  | 917.93 | 1 | 0.093358 | 3043.4239 | 18 |  | 1504 | 4986.5563 | Per Unit | GSD | 0.57723 | 0.60437 | 0.83705 | 1.097 | 1.2026 | 1.2026 | 1.289 | 1.2891 | 1.2453 | 1.1192 | 0.77553 | 0.85362 | CrtTgsd339 | CrtT | gsd | 339 | 55.0758 | 182.6054 | [30 empty] | 3.2465 | 0.92042 | 1.1002
339 | HVAC | Room | Retail | New | Ductless Mini-Split HP | 0.30161 | 0.028158 |  | 917.93 | 1 | 0.093358 | 3043.4239 | 18 |  | 1504 | 4986.5563 | Per Unit | GSD | 0.57723 | 0.60437 | 0.83705 | 1.097 | 1.2026 | 1.2026 | 1.289 | 1.2891 | 1.2453 | 1.1192 | 0.77553 | 0.85362 | CrtNgsd339 | CrtN | gsd | 339 | 55.0758 | 182.6054 | [30 empty] | 0.035807 | 0.010152 | 0.012135
339 | HVAC | Room | Schools K-12 | Turnover | Ductless Mini-Split HP | 0.26222 | 0.025971 |  | 798.69 | 1 | 0.099044 | 3045.9195 | 18 |  | 1504 | 5735.721 | Per Unit | GSD | 0.57723 | 0.60437 | 0.83705 | 1.097 | 1.2026 | 1.2026 | 1.289 | 1.2891 | 1.2453 | 1.1192 | 0.77553 | 0.85362 | CscTgsd339 | CscT | gsd | 339 | 47.9214 | 182.7552 | [30 empty] | 7.3442 | 2.4186 | 0.18761
339 | HVAC | Room | Schools K-12 | New | Ductless Mini-Split HP | 0.26222 | 0.025971 |  | 798.69 | 1 | 0.099044 | 3045.9195 | 18 |  | 1504 | 5735.721 | Per Unit | GSD | 0.57723 | 0.60437 | 0.83705 | 1.097 | 1.2026 | 1.2026 | 1.289 | 1.2891 | 1.2453 | 1.1192 | 0.77553 | 0.85362 | CscNgsd339 | CscN | gsd | 339 | 47.9214 | 182.7552 | [30 empty] | 0.081004 | 0.026677 | 0.0020692
339 | HVAC | Room | Warehouse | Turnover | Ductless Mini-Split HP | 0.057523 | 0.0066294 |  | 175.62 | 1 | 0.11525 | 3053.0323 | 18 |  | 1504 | 26146.0006 | Per Unit | GSD | 0.57723 | 0.60437 | 0.83705 | 1.097 | 1.2026 | 1.2026 | 1.289 | 1.2891 | 1.2453 | 1.1192 | 0.77553 | 0.85362 | CwaTgsd339 | CwaT | gsd | 339 | 10.5372 | 183.1819 | [30 empty] | 3.0381 | 1.0029 | 0.061609
339 | HVAC | Room | Warehouse | New | Ductless Mini-Split HP | 0.057523 | 0.0066294 |  | 175.62 | 1 | 0.11525 | 3053.0323 | 18 |  | 1504 | 26146.0006 | Per Unit | GSD | 0.57723 | 0.60437 | 0.83705 | 1.097 | 1.2026 | 1.2026 | 1.289 | 1.2891 | 1.2453 | 1.1192 | 0.77553 | 0.85362 | CwaNgsd339 | CwaN | gsd | 339 | 10.5372 | 183.1819 | [30 empty] | 0.03351 | 0.011061 | 0.00067952
340 | HVAC | Room | Assembly | Turnover | Energy Star room AC | 0.047205 | 0 |  | 141.73 | 1 | 0 | 3002.444 | 12 |  | 41.15 | 871.732 | Per Unit | GSD | 0.57723 | 0.60437 | 0.83705 | 1.097 | 1.2026 | 1.2026 | 1.289 | 1.2891 | 1.2453 | 1.1192 | 0.77553 | 0.85362 | CasTgsd340 | CasT | gsd | 340 | 8.5038 | 180.1466 | [30 empty] | 7.7824 | 2.592 | 0
340 | HVAC | Room | Assembly | New | Energy Star room AC | 0.047205 | 0 |  | 141.73 | 1 | 0 | 3002.444 | 12 |  | 41.15 | 871.732 | Per Unit | GSD | 0.57723 | 0.60437 | 0.83705 | 1.097 | 1.2026 | 1.2026 | 1.289 | 1.2891 | 1.2453 | 1.1192 | 0.77553 | 0.85362 | CasNgsd340 | CasN | gsd | 340 | 8.5038 | 180.1466 | [30 empty] | 0.085837 | 0.028589 | 0
340 | HVAC | Room | College and University | Turnover | Energy Star room AC | 0.031883 | 0 |  | 157.25 | 1 | 0 | 4932.1338 | 12 |  | 41.15 | 1290.6665 | Per Unit | GSD | 0.57723 | 0.60437 | 0.83705 | 1.097 | 1.2026 | 1.2026 | 1.289 | 1.2891 | 1.2453 | 1.1192 | 0.77553 | 0.85362 | CcoTgsd340 | CcoT | gsd | 340 | 9.435 | 295.928 | [30 empty] | 0 | 0 | 0
340 | HVAC | Room | College and University | New | Energy Star room AC | 0.031883 | 0 |  | 157.25 | 1 | 0 | 4932.1338 | 12 |  | 41.15 | 1290.6665 | Per Unit | GSD | 0.57723 | 0.60437 | 0.83705 | 1.097 | 1.2026 | 1.2026 | 1.289 | 1.2891 | 1.2453 | 1.1192 | 0.77553 | 0.85362 | CcoNgsd340 | CcoN | gsd | 340 | 9.435 | 295.928 | [30 empty] | 0 | 0 | 0
340 | HVAC | Room | Data Center | Turnover | Energy Star room AC | 0.059254 | 0 |  | 292.25 | 1 | 0 | 4932.1338 | 12 |  | 41.15 | 694.4647 | Per Unit | GSD | 0.57723 | 0.60437 | 0.83705 | 1.097 | 1.2026 | 1.2026 | 1.289 | 1.2891 | 1.2453 | 1.1192 | 0.77553 | 0.85362 | CdaTgsd340 | CdaT | gsd | 340 | 17.535 | 295.928 | [30 empty] | 0.027408 | 0.005557 | 0
340 | HVAC | Room | Data Center | New | Energy Star room AC | 0.059254 | 0 |  | 292.25 | 1 | 0 | 4932.1338 | 12 |  | 41.15 | 694.4647 | Per Unit | GSD | 0.57723 | 0.60437 | 0.83705 | 1.097 | 1.2026 | 1.2026 | 1.289 | 1.2891 | 1.2453 | 1.1192 | 0.77553 | 0.85362 | CdaNgsd340 | CdaN | gsd | 340 | 17.535 | 295.928 | [30 empty] | 0.0003023 | 6.1291e-05 | 0
340 | HVAC | Room | Grocery | Turnover | Energy Star room AC | 0.02221 | 0 |  | 78.32 | 1 | 0 | 3526.3543 | 12 |  | 41.15 | 1852.7768 | Per Unit | GSD | 0.57723 | 0.60437 | 0.83705 | 1.097 | 1.2026 | 1.2026 | 1.289 | 1.2891 | 1.2453 | 1.1192 | 0.77553 | 0.85362 | CgrTgsd340 | CgrT | gsd | 340 | 4.6992 | 211.5813 | [30 empty] | 0 | 0 | 0
340 | HVAC | Room | Grocery | New | Energy Star room AC | 0.02221 | 0 |  | 78.32 | 1 | 0 | 3526.3543 | 12 |  | 41.15 | 1852.7768 | Per Unit | GSD | 0.57723 | 0.60437 | 0.83705 | 1.097 | 1.2026 | 1.2026 | 1.289 | 1.2891 | 1.2453 | 1.1192 | 0.77553 | 0.85362 | CgrNgsd340 | CgrN | gsd | 340 | 4.6992 | 211.5813 | [30 empty] | 0 | 0 | 0
340 | HVAC | Room | Healthcare | Turnover | Energy Star room AC | 0.062553 | 0 |  | 308.52 | 1 | 0 | 4932.1338 | 12 |  | 41.15 | 657.8417 | Per Unit | GSD | 0.57723 | 0.60437 | 0.83705 | 1.097 | 1.2026 | 1.2026 | 1.289 | 1.2891 | 1.2453 | 1.1192 | 0.77553 | 0.85362 | CheTgsd340 | CheT | gsd | 340 | 18.5112 | 295.928 | [30 empty] | 0 | 0 | 0
340 | HVAC | Room | Healthcare | New | Energy Star room AC | 0.062553 | 0 |  | 308.52 | 1 | 0 | 4932.1338 | 12 |  | 41.15 | 657.8417 | Per Unit | GSD | 0.57723 | 0.60437 | 0.83705 | 1.097 | 1.2026 | 1.2026 | 1.289 | 1.2891 | 1.2453 | 1.1192 | 0.77553 | 0.85362 | CheNgsd340 | CheN | gsd | 340 | 18.5112 | 295.928 | [30 empty] | 0 | 0 | 0
340 | HVAC | Room | Hospitals | Turnover | Energy Star room AC | 0.059254 | 0 |  | 292.25 | 1 | 0 | 4932.1338 | 12 |  | 41.15 | 694.4647 | Per Unit | GSD | 0.57723 | 0.60437 | 0.83705 | 1.097 | 1.2026 | 1.2026 | 1.289 | 1.2891 | 1.2453 | 1.1192 | 0.77553 | 0.85362 | ChoTgsd340 | ChoT | gsd | 340 | 17.535 | 295.928 | [30 empty] | 3.8379 | 0.77813 | 0
340 | HVAC | Room | Hospitals | New | Energy Star room AC | 0.059254 | 0 |  | 292.25 | 1 | 0 | 4932.1338 | 12 |  | 41.15 | 694.4647 | Per Unit | GSD | 0.57723 | 0.60437 | 0.83705 | 1.097 | 1.2026 | 1.2026 | 1.289 | 1.2891 | 1.2453 | 1.1192 | 0.77553 | 0.85362 | ChoNgsd340 | ChoN | gsd | 340 | 17.535 | 295.928 | [30 empty] | 0.04233 | 0.0085825 | 0
340 | HVAC | Room | Institutional | Turnover | Energy Star room AC | 0.015535 | 0 |  | 76.62 | 1 | 0 | 4932.1339 | 12 |  | 41.15 | 2648.8816 | Per Unit | GSD | 0.57723 | 0.60437 | 0.83705 | 1.097 | 1.2026 | 1.2026 | 1.289 | 1.2891 | 1.2453 | 1.1192 | 0.77553 | 0.85362 | CinTgsd340 | CinT | gsd | 340 | 4.5972 | 295.928 | [30 empty] | 1.5693 | 0.31818 | 0
340 | HVAC | Room | Institutional | New | Energy Star room AC | 0.015535 | 0 |  | 76.62 | 1 | 0 | 4932.1339 | 12 |  | 41.15 | 2648.8816 | Per Unit | GSD | 0.57723 | 0.60437 | 0.83705 | 1.097 | 1.2026 | 1.2026 | 1.289 | 1.2891 | 1.2453 | 1.1192 | 0.77553 | 0.85362 | CinNgsd340 | CinN | gsd | 340 | 4.5972 | 295.928 | [30 empty] | 0.017309 | 0.0035094 | 0
340 | HVAC | Room | Lodging/Hospitality | Turnover | Energy Star room AC | 0.044852 | 0 |  | 234.2 | 1 | 0 | 5221.6594 | 12 |  | 41.15 | 917.4692 | Per Unit | GSD | 0.57723 | 0.60437 | 0.83705 | 1.097 | 1.2026 | 1.2026 | 1.289 | 1.2891 | 1.2453 | 1.1192 | 0.77553 | 0.85362 | CloTgsd340 | CloT | gsd | 340 | 14.052 | 313.2996 | [30 empty] | 52.5806 | 10.0697 | 0
340 | HVAC | Room | Lodging/Hospitality | New | Energy Star room AC | 0.044852 | 0 |  | 234.2 | 1 | 0 | 5221.6594 | 12 |  | 41.15 | 917.4692 | Per Unit | GSD | 0.57723 | 0.60437 | 0.83705 | 1.097 | 1.2026 | 1.2026 | 1.289 | 1.2891 | 1.2453 | 1.1192 | 0.77553 | 0.85362 | CloNgsd340 | CloN | gsd | 340 | 14.052 | 313.2996 | [30 empty] | 0.57995 | 0.11107 | 0
340 | HVAC | Room | Miscellaneous | Turnover | Energy Star room AC | 0.026372 | 0 |  | 79.18 | 1 | 0 | 3002.444 | 12 |  | 41.15 | 1560.376 | Per Unit | GSD | 0.57723 | 0.60437 | 0.83705 | 1.097 | 1.2026 | 1.2026 | 1.289 | 1.2891 | 1.2453 | 1.1192 | 0.77553 | 0.85362 | CmiTgsd340 | CmiT | gsd | 340 | 4.7508 | 180.1466 | [30 empty] | 9.5628 | 3.185 | 0
340 | HVAC | Room | Miscellaneous | New | Energy Star room AC | 0.026372 | 0 |  | 79.18 | 1 | 0 | 3002.444 | 12 |  | 41.15 | 1560.376 | Per Unit | GSD | 0.57723 | 0.60437 | 0.83705 | 1.097 | 1.2026 | 1.2026 | 1.289 | 1.2891 | 1.2453 | 1.1192 | 0.77553 | 0.85362 | CmiNgsd340 | CmiN | gsd | 340 | 4.7508 | 180.1466 | [30 empty] | 0.10547 | 0.03513 | 0
340 | HVAC | Room | Offices | Turnover | Energy Star room AC | 0.05314 | 0 |  | 159.55 | 1 | 0 | 3002.444 | 12 |  | 41.15 | 774.369 | Per Unit | GSD | 0.57723 | 0.60437 | 0.83705 | 1.097 | 1.2026 | 1.2026 | 1.289 | 1.2891 | 1.2453 | 1.1192 | 0.77553 | 0.85362 | CofTgsd340 | CofT | gsd | 340 | 9.573 | 180.1466 | [30 empty] | 9.1862 | 3.0596 | 0
340 | HVAC | Room | Offices | New | Energy Star room AC | 0.05314 | 0 |  | 159.55 | 1 | 0 | 3002.444 | 12 |  | 41.15 | 774.369 | Per Unit | GSD | 0.57723 | 0.60437 | 0.83705 | 1.097 | 1.2026 | 1.2026 | 1.289 | 1.2891 | 1.2453 | 1.1192 | 0.77553 | 0.85362 | CofNgsd340 | CofN | gsd | 340 | 9.573 | 180.1466 | [30 empty] | 0.10132 | 0.033746 | 0
340 | HVAC | Room | Restaurants | Turnover | Energy Star room AC | 0.065158 | 0 |  | 229.77 | 1 | 0 | 3526.3542 | 12 |  | 41.15 | 631.5423 | Per Unit | GSD | 0.57723 | 0.60437 | 0.83705 | 1.097 | 1.2026 | 1.2026 | 1.289 | 1.2891 | 1.2453 | 1.1192 | 0.77553 | 0.85362 | CreTgsd340 | CreT | gsd | 340 | 13.7862 | 211.5813 | [30 empty] | 2.4616 | 0.69806 | 0
340 | HVAC | Room | Restaurants | New | Energy Star room AC | 0.065158 | 0 |  | 229.77 | 1 | 0 | 3526.3542 | 12 |  | 41.15 | 631.5423 | Per Unit | GSD | 0.57723 | 0.60437 | 0.83705 | 1.097 | 1.2026 | 1.2026 | 1.289 | 1.2891 | 1.2453 | 1.1192 | 0.77553 | 0.85362 | CreNgsd340 | CreN | gsd | 340 | 13.7862 | 211.5813 | [30 empty] | 0.027151 | 0.0076994 | 0
340 | HVAC | Room | Retail | Turnover | Energy Star room AC | 0.059981 | 0 |  | 180.09 | 1 | 0 | 3002.444 | 12 |  | 41.15 | 686.049 | Per Unit | GSD | 0.57723 | 0.60437 | 0.83705 | 1.097 | 1.2026 | 1.2026 | 1.289 | 1.2891 | 1.2453 | 1.1192 | 0.77553 | 0.85362 | CrtTgsd340 | CrtT | gsd | 340 | 10.8054 | 180.1466 | [30 empty] | 2.664 | 0.88727 | 0
340 | HVAC | Room | Retail | New | Energy Star room AC | 0.059981 | 0 |  | 180.09 | 1 | 0 | 3002.444 | 12 |  | 41.15 | 686.049 | Per Unit | GSD | 0.57723 | 0.60437 | 0.83705 | 1.097 | 1.2026 | 1.2026 | 1.289 | 1.2891 | 1.2453 | 1.1192 | 0.77553 | 0.85362 | CrtNgsd340 | CrtN | gsd | 340 | 10.8054 | 180.1466 | [30 empty] | 0.029383 | 0.0097863 | 0
340 | HVAC | Room | Schools K-12 | Turnover | Energy Star room AC | 0.052148 | 0 |  | 156.57 | 1 | 0 | 3002.444 | 12 |  | 41.15 | 789.1076 | Per Unit | GSD | 0.57723 | 0.60437 | 0.83705 | 1.097 | 1.2026 | 1.2026 | 1.289 | 1.2891 | 1.2453 | 1.1192 | 0.77553 | 0.85362 | CscTgsd340 | CscT | gsd | 340 | 9.3942 | 180.1466 | [30 empty] | 0.6985 | 0.23265 | 0
340 | HVAC | Room | Schools K-12 | New | Energy Star room AC | 0.052148 | 0 |  | 156.57 | 1 | 0 | 3002.444 | 12 |  | 41.15 | 789.1076 | Per Unit | GSD | 0.57723 | 0.60437 | 0.83705 | 1.097 | 1.2026 | 1.2026 | 1.289 | 1.2891 | 1.2453 | 1.1192 | 0.77553 | 0.85362 | CscNgsd340 | CscN | gsd | 340 | 9.3942 | 180.1466 | [30 empty] | 0.0077043 | 0.002566 | 0
340 | HVAC | Room | Warehouse | Turnover | Energy Star room AC | 0.011437 | 0 |  | 34.34 | 1 | 0 | 3002.444 | 12 |  | 41.15 | 3597.8617 | Per Unit | GSD | 0.57723 | 0.60437 | 0.83705 | 1.097 | 1.2026 | 1.2026 | 1.289 | 1.2891 | 1.2453 | 1.1192 | 0.77553 | 0.85362 | CwaTgsd340 | CwaT | gsd | 340 | 2.0604 | 180.1466 | [30 empty] | 1.9391 | 0.64586 | 0
340 | HVAC | Room | Warehouse | New | Energy Star room AC | 0.011437 | 0 |  | 34.34 | 1 | 0 | 3002.444 | 12 |  | 41.15 | 3597.8617 | Per Unit | GSD | 0.57723 | 0.60437 | 0.83705 | 1.097 | 1.2026 | 1.2026 | 1.289 | 1.2891 | 1.2453 | 1.1192 | 0.77553 | 0.85362 | CwaNgsd340 | CwaN | gsd | 340 | 2.0604 | 180.1466 | [30 empty] | 0.021388 | 0.0071236 | 0
341 | HVAC | Room | Assembly | Turnover | High Efficiency PTAC | 0.20254 | 0 |  | 608.1 | 1 | 0 | 3002.444 | 8 |  | 129 | 636.9269 | Per Unit | GSD | 0.57723 | 0.60437 | 0.83705 | 1.097 | 1.2026 | 1.2026 | 1.289 | 1.2891 | 1.2453 | 1.1192 | 0.77553 | 0.85362 | CasTgsd341 | CasT | gsd | 341 | 36.486 | 180.1466 | [30 empty] | 116.9302 | 38.945 | 0
341 | HVAC | Room | Assembly | New | High Efficiency PTAC | 0.20254 | 0 |  | 608.1 | 1 | 0 | 3002.444 | 8 |  | 129 | 636.9269 | Per Unit | GSD | 0.57723 | 0.60437 | 0.83705 | 1.097 | 1.2026 | 1.2026 | 1.289 | 1.2891 | 1.2453 | 1.1192 | 0.77553 | 0.85362 | CasNgsd341 | CasN | gsd | 341 | 36.486 | 180.1466 | [30 empty] | 1.2897 | 0.42955 | 0
341 | HVAC | Room | College and University | Turnover | High Efficiency PTAC | 0.13679 | 0 |  | 674.65 | 1 | 0 | 4932.1338 | 8 |  | 129 | 943.0746 | Per Unit | GSD | 0.57723 | 0.60437 | 0.83705 | 1.097 | 1.2026 | 1.2026 | 1.289 | 1.2891 | 1.2453 | 1.1192 | 0.77553 | 0.85362 | CcoTgsd341 | CcoT | gsd | 341 | 40.479 | 295.928 | [30 empty] | 6.9339 | 1.4059 | 0
341 | HVAC | Room | College and University | New | High Efficiency PTAC | 0.13679 | 0 |  | 674.65 | 1 | 0 | 4932.1338 | 8 |  | 129 | 943.0746 | Per Unit | GSD | 0.57723 | 0.60437 | 0.83705 | 1.097 | 1.2026 | 1.2026 | 1.289 | 1.2891 | 1.2453 | 1.1192 | 0.77553 | 0.85362 | CcoNgsd341 | CcoN | gsd | 341 | 40.479 | 295.928 | [30 empty] | 0.076479 | 0.015506 | 0
341 | HVAC | Room | Data Center | Turnover | High Efficiency PTAC | 0.25422 | 0 |  | 1253.86 | 1 | 0 | 4932.1338 | 8 |  | 129 | 507.4293 | Per Unit | GSD | 0.57723 | 0.60437 | 0.83705 | 1.097 | 1.2026 | 1.2026 | 1.289 | 1.2891 | 1.2453 | 1.1192 | 0.77553 | 0.85362 | CdaTgsd341 | CdaT | gsd | 341 | 75.2316 | 295.928 | [30 empty] | 0.17326 | 0.035128 | 0
341 | HVAC | Room | Data Center | New | High Efficiency PTAC | 0.25422 | 0 |  | 1253.86 | 1 | 0 | 4932.1338 | 8 |  | 129 | 507.4293 | Per Unit | GSD | 0.57723 | 0.60437 | 0.83705 | 1.097 | 1.2026 | 1.2026 | 1.289 | 1.2891 | 1.2453 | 1.1192 | 0.77553 | 0.85362 | CdaNgsd341 | CdaN | gsd | 341 | 75.2316 | 295.928 | [30 empty] | 0.001911 | 0.00038745 | 0
341 | HVAC | Room | Grocery | Turnover | High Efficiency PTAC | 0.095294 | 0 |  | 336.04 | 1 | 0 | 3526.3542 | 8 |  | 129 | 1353.707 | Per Unit | GSD | 0.57723 | 0.60437 | 0.83705 | 1.097 | 1.2026 | 1.2026 | 1.289 | 1.2891 | 1.2453 | 1.1192 | 0.77553 | 0.85362 | CgrTgsd341 | CgrT | gsd | 341 | 20.1624 | 211.5813 | [30 empty] | 17.844 | 5.0602 | 0
341 | HVAC | Room | Grocery | New | High Efficiency PTAC | 0.095294 | 0 |  | 336.04 | 1 | 0 | 3526.3542 | 8 |  | 129 | 1353.707 | Per Unit | GSD | 0.57723 | 0.60437 | 0.83705 | 1.097 | 1.2026 | 1.2026 | 1.289 | 1.2891 | 1.2453 | 1.1192 | 0.77553 | 0.85362 | CgrNgsd341 | CgrN | gsd | 341 | 20.1624 | 211.5813 | [30 empty] | 0.19681 | 0.055812 | 0
341 | HVAC | Room | Healthcare | Turnover | High Efficiency PTAC | 0.26838 | 0 |  | 1323.69 | 1 | 0 | 4932.1338 | 8 |  | 129 | 480.6603 | Per Unit | GSD | 0.57723 | 0.60437 | 0.83705 | 1.097 | 1.2026 | 1.2026 | 1.289 | 1.2891 | 1.2453 | 1.1192 | 0.77553 | 0.85362 | CheTgsd341 | CheT | gsd | 341 | 79.4214 | 295.928 | [30 empty] | 18.6422 | 3.7797 | 0
341 | HVAC | Room | Healthcare | New | High Efficiency PTAC | 0.26838 | 0 |  | 1323.69 | 1 | 0 | 4932.1338 | 8 |  | 129 | 480.6603 | Per Unit | GSD | 0.57723 | 0.60437 | 0.83705 | 1.097 | 1.2026 | 1.2026 | 1.289 | 1.2891 | 1.2453 | 1.1192 | 0.77553 | 0.85362 | CheNgsd341 | CheN | gsd | 341 | 79.4214 | 295.928 | [30 empty] | 0.20562 | 0.041689 | 0
341 | HVAC | Room | Hospitals | Turnover | High Efficiency PTAC | 0.25422 | 0 |  | 1253.86 | 1 | 0 | 4932.1338 | 8 |  | 129 | 507.4293 | Per Unit | GSD | 0.57723 | 0.60437 | 0.83705 | 1.097 | 1.2026 | 1.2026 | 1.289 | 1.2891 | 1.2453 | 1.1192 | 0.77553 | 0.85362 | ChoTgsd341 | ChoT | gsd | 341 | 75.2316 | 295.928 | [30 empty] | 13.987 | 2.8359 | 0
341 | HVAC | Room | Hospitals | New | High Efficiency PTAC | 0.25422 | 0 |  | 1253.86 | 1 | 0 | 4932.1338 | 8 |  | 129 | 507.4293 | Per Unit | GSD | 0.57723 | 0.60437 | 0.83705 | 1.097 | 1.2026 | 1.2026 | 1.289 | 1.2891 | 1.2453 | 1.1192 | 0.77553 | 0.85362 | ChoNgsd341 | ChoN | gsd | 341 | 75.2316 | 295.928 | [30 empty] | 0.15427 | 0.031279 | 0
341 | HVAC | Room | Institutional | Turnover | High Efficiency PTAC | 0.066651 | 0 |  | 328.73 | 1 | 0 | 4932.1338 | 8 |  | 129 | 1935.4646 | Per Unit | GSD | 0.57723 | 0.60437 | 0.83705 | 1.097 | 1.2026 | 1.2026 | 1.289 | 1.2891 | 1.2453 | 1.1192 | 0.77553 | 0.85362 | CinTgsd341 | CinT | gsd | 341 | 19.7238 | 295.928 | [30 empty] | 14.9489 | 3.0309 | 0
341 | HVAC | Room | Institutional | New | High Efficiency PTAC | 0.066651 | 0 |  | 328.73 | 1 | 0 | 4932.1338 | 8 |  | 129 | 1935.4646 | Per Unit | GSD | 0.57723 | 0.60437 | 0.83705 | 1.097 | 1.2026 | 1.2026 | 1.289 | 1.2891 | 1.2453 | 1.1192 | 0.77553 | 0.85362 | CinNgsd341 | CinN | gsd | 341 | 19.7238 | 295.928 | [30 empty] | 0.16488 | 0.03343 | 0
341 | HVAC | Room | Lodging/Hospitality | Turnover | High Efficiency PTAC | 0.19244 | 0 |  | 1004.84 | 1 | 0 | 5221.6595 | 8 |  | 129 | 670.3496 | Per Unit | GSD | 0.57723 | 0.60437 | 0.83705 | 1.097 | 1.2026 | 1.2026 | 1.289 | 1.2891 | 1.2453 | 1.1192 | 0.77553 | 0.85362 | CloTgsd341 | CloT | gsd | 341 | 60.2904 | 313.2996 | [30 empty] | 2.1377 | 0.40939 | 0
341 | HVAC | Room | Lodging/Hospitality | New | High Efficiency PTAC | 0.19244 | 0 |  | 1004.84 | 1 | 0 | 5221.6595 | 8 |  | 129 | 670.3496 | Per Unit | GSD | 0.57723 | 0.60437 | 0.83705 | 1.097 | 1.2026 | 1.2026 | 1.289 | 1.2891 | 1.2453 | 1.1192 | 0.77553 | 0.85362 | CloNgsd341 | CloN | gsd | 341 | 60.2904 | 313.2996 | [30 empty] | 0.023578 | 0.0045155 | 0
341 | HVAC | Room | Miscellaneous | Turnover | High Efficiency PTAC | 0.11314 | 0 |  | 339.7 | 1 | 0 | 3002.444 | 8 |  | 129 | 1140.1686 | Per Unit | GSD | 0.57723 | 0.60437 | 0.83705 | 1.097 | 1.2026 | 1.2026 | 1.289 | 1.2891 | 1.2453 | 1.1192 | 0.77553 | 0.85362 | CmiTgsd341 | CmiT | gsd | 341 | 20.382 | 180.1466 | [30 empty] | 52.6982 | 17.5518 | 0
341 | HVAC | Room | Miscellaneous | New | High Efficiency PTAC | 0.11314 | 0 |  | 339.7 | 1 | 0 | 3002.444 | 8 |  | 129 | 1140.1686 | Per Unit | GSD | 0.57723 | 0.60437 | 0.83705 | 1.097 | 1.2026 | 1.2026 | 1.289 | 1.2891 | 1.2453 | 1.1192 | 0.77553 | 0.85362 | CmiNgsd341 | CmiN | gsd | 341 | 20.382 | 180.1466 | [30 empty] | 0.58124 | 0.19359 | 0
341 | HVAC | Room | Offices | Turnover | High Efficiency PTAC | 0.22799 | 0 |  | 684.52 | 1 | 0 | 3002.444 | 8 |  | 129 | 565.8202 | Per Unit | GSD | 0.57723 | 0.60437 | 0.83705 | 1.097 | 1.2026 | 1.2026 | 1.289 | 1.2891 | 1.2453 | 1.1192 | 0.77553 | 0.85362 | CofTgsd341 | CofT | gsd | 341 | 41.0712 | 180.1466 | [30 empty] | 206.6249 | 68.8189 | 0
341 | HVAC | Room | Offices | New | High Efficiency PTAC | 0.22799 | 0 |  | 684.52 | 1 | 0 | 3002.444 | 8 |  | 129 | 565.8202 | Per Unit | GSD | 0.57723 | 0.60437 | 0.83705 | 1.097 | 1.2026 | 1.2026 | 1.289 | 1.2891 | 1.2453 | 1.1192 | 0.77553 | 0.85362 | CofNgsd341 | CofN | gsd | 341 | 41.0712 | 180.1466 | [30 empty] | 2.279 | 0.75905 | 0
341 | HVAC | Room | Restaurants | Turnover | High Efficiency PTAC | 0.27956 | 0 |  | 985.82 | 1 | 0 | 3526.3542 | 8 |  | 129 | 461.443 | Per Unit | GSD | 0.57723 | 0.60437 | 0.83705 | 1.097 | 1.2026 | 1.2026 | 1.289 | 1.2891 | 1.2453 | 1.1192 | 0.77553 | 0.85362 | CreTgsd341 | CreT | gsd | 341 | 59.1492 | 211.5813 | [30 empty] | 60.615 | 17.1891 | 0
341 | HVAC | Room | Restaurants | New | High Efficiency PTAC | 0.27956 | 0 |  | 985.82 | 1 | 0 | 3526.3542 | 8 |  | 129 | 461.443 | Per Unit | GSD | 0.57723 | 0.60437 | 0.83705 | 1.097 | 1.2026 | 1.2026 | 1.289 | 1.2891 | 1.2453 | 1.1192 | 0.77553 | 0.85362 | CreNgsd341 | CreN | gsd | 341 | 59.1492 | 211.5813 | [30 empty] | 0.66856 | 0.18959 | 0
341 | HVAC | Room | Retail | Turnover | High Efficiency PTAC | 0.25734 | 0 |  | 772.65 | 1 | 0 | 3002.444 | 8 |  | 129 | 501.2817 | Per Unit | GSD | 0.57723 | 0.60437 | 0.83705 | 1.097 | 1.2026 | 1.2026 | 1.289 | 1.2891 | 1.2453 | 1.1192 | 0.77553 | 0.85362 | CrtTgsd341 | CrtT | gsd | 341 | 46.359 | 180.1466 | [30 empty] | 100.0525 | 33.3237 | 0
341 | HVAC | Room | Retail | New | High Efficiency PTAC | 0.25734 | 0 |  | 772.65 | 1 | 0 | 3002.444 | 8 |  | 129 | 501.2817 | Per Unit | GSD | 0.57723 | 0.60437 | 0.83705 | 1.097 | 1.2026 | 1.2026 | 1.289 | 1.2891 | 1.2453 | 1.1192 | 0.77553 | 0.85362 | CrtNgsd341 | CrtN | gsd | 341 | 46.359 | 180.1466 | [30 empty] | 1.1035 | 0.36755 | 0
341 | HVAC | Room | Schools K-12 | Turnover | High Efficiency PTAC | 0.22372 | 0 |  | 671.72 | 1 | 0 | 3002.444 | 8 |  | 129 | 576.6023 | Per Unit | GSD | 0.57723 | 0.60437 | 0.83705 | 1.097 | 1.2026 | 1.2026 | 1.289 | 1.2891 | 1.2453 | 1.1192 | 0.77553 | 0.85362 | CscTgsd341 | CscT | gsd | 341 | 40.3032 | 180.1466 | [30 empty] | 14.1533 | 4.7139 | 0
341 | HVAC | Room | Schools K-12 | New | High Efficiency PTAC | 0.22372 | 0 |  | 671.72 | 1 | 0 | 3002.444 | 8 |  | 129 | 576.6023 | Per Unit | GSD | 0.57723 | 0.60437 | 0.83705 | 1.097 | 1.2026 | 1.2026 | 1.289 | 1.2891 | 1.2453 | 1.1192 | 0.77553 | 0.85362 | CscNgsd341 | CscN | gsd | 341 | 40.3032 | 180.1466 | [30 empty] | 0.15611 | 0.051993 | 0
341 | HVAC | Room | Warehouse | Turnover | High Efficiency PTAC | 0.04908 | 0 |  | 147.36 | 1 | 0 | 3002.444 | 8 |  | 129 | 2628.361 | Per Unit | GSD | 0.57723 | 0.60437 | 0.83705 | 1.097 | 1.2026 | 1.2026 | 1.289 | 1.2891 | 1.2453 | 1.1192 | 0.77553 | 0.85362 | CwaTgsd341 | CwaT | gsd | 341 | 8.8416 | 180.1466 | [30 empty] | 11.7385 | 3.9096 | 0
341 | HVAC | Room | Warehouse | New | High Efficiency PTAC | 0.04908 | 0 |  | 147.36 | 1 | 0 | 3002.444 | 8 |  | 129 | 2628.361 | Per Unit | GSD | 0.57723 | 0.60437 | 0.83705 | 1.097 | 1.2026 | 1.2026 | 1.289 | 1.2891 | 1.2453 | 1.1192 | 0.77553 | 0.85362 | CwaNgsd341 | CwaN | gsd | 341 | 8.8416 | 180.1466 | [30 empty] | 0.12947 | 0.043122 | 0
342 | HVAC | Room | Assembly | Turnover | High Efficiency PTHP | 0.211 | 0.058321 |  | 659.13 | 1 | 0.2764 | 3123.7683 | 8 |  | 129 | 611.3606 | Per Unit | GSD | 1.0063 | 0.98564 | 1.0265 | 1.0441 | 1.0994 | 1.0901 | 1.0679 | 1.0965 | 1.0642 | 1.0547 | 1.0277 | 1.0297 | CasTgsd342 | CasT | gsd | 342 | 39.5478 | 187.4261 | [30 empty] | 147.507 | 45.2719 | 26.3828
342 | HVAC | Room | Assembly | New | High Efficiency PTHP | 0.211 | 0.058321 |  | 659.13 | 1 | 0.2764 | 3123.7683 | 8 |  | 129 | 611.3606 | Per Unit | GSD | 1.0063 | 0.98564 | 1.0265 | 1.0441 | 1.0994 | 1.0901 | 1.0679 | 1.0965 | 1.0642 | 1.0547 | 1.0277 | 1.0297 | CasNgsd342 | CasN | gsd | 342 | 39.5478 | 187.4261 | [30 empty] | 1.5715 | 0.49933 | 0.16461
342 | HVAC | Room | College and University | Turnover | High Efficiency PTHP | 0.14251 | 0.0049252 |  | 728.46 | 1 | 0.034561 | 5111.775 | 8 |  | 129 | 905.2233 | Per Unit | GSD | 1.0063 | 0.98564 | 1.0265 | 1.0441 | 1.0994 | 1.0901 | 1.0679 | 1.0965 | 1.0642 | 1.0547 | 1.0277 | 1.0297 | CcoTgsd342 | CcoT | gsd | 342 | 43.7076 | 306.7065 | [30 empty] | 8.1666 | 1.6343 | 0.020435
342 | HVAC | Room | College and University | New | High Efficiency PTHP | 0.14251 | 0.0049252 |  | 728.46 | 1 | 0.034561 | 5111.775 | 8 |  | 129 | 905.2233 | Per Unit | GSD | 1.0063 | 0.98564 | 1.0265 | 1.0441 | 1.0994 | 1.0901 | 1.0679 | 1.0965 | 1.0642 | 1.0547 | 1.0277 | 1.0297 | CcoNgsd342 | CcoN | gsd | 342 | 43.7076 | 306.7065 | [30 empty] | 0.089504 | 0.018025 | 0.00011571
342 | HVAC | Room | Data Center | Turnover | High Efficiency PTHP | 0.26485 | 0.0088422 |  | 1352.25 | 1 | 0.033385 | 5105.6641 | 8 |  | 129 | 487.0628 | Per Unit | GSD | 1.0063 | 0.98564 | 1.0265 | 1.0441 | 1.0994 | 1.0901 | 1.0679 | 1.0965 | 1.0642 | 1.0547 | 1.0277 | 1.0297 | CdaTgsd342 | CdaT | gsd | 342 | 81.135 | 306.3398 | [30 empty] | 0.21725 | 0.040835 | 0.0030482
342 | HVAC | Room | Data Center | New | High Efficiency PTHP | 0.26485 | 0.0088422 |  | 1352.25 | 1 | 0.033385 | 5105.6641 | 8 |  | 129 | 487.0628 | Per Unit | GSD | 1.0063 | 0.98564 | 1.0265 | 1.0441 | 1.0994 | 1.0901 | 1.0679 | 1.0965 | 1.0642 | 1.0547 | 1.0277 | 1.0297 | CdaNgsd342 | CdaN | gsd | 342 | 81.135 | 306.3398 | [30 empty] | 0.0023206 | 0.00045039 | 1.909e-05
342 | HVAC | Room | Grocery | Turnover | High Efficiency PTHP | 0.099281 | 0.033985 |  | 394.32 | 1 | 0.34231 | 3971.7566 | 8 |  | 129 | 1299.3422 | Per Unit | GSD | 1.0063 | 0.98564 | 1.0265 | 1.0441 | 1.0994 | 1.0901 | 1.0679 | 1.0965 | 1.0642 | 1.0547 | 1.0277 | 1.0297 | CgrTgsd342 | CgrT | gsd | 342 | 23.6592 | 238.3054 | [30 empty] | 22.5202 | 5.8824 | 1.3657
342 | HVAC | Room | Grocery | New | High Efficiency PTHP | 0.099281 | 0.033985 |  | 394.32 | 1 | 0.34231 | 3971.7566 | 8 |  | 129 | 1299.3422 | Per Unit | GSD | 1.0063 | 0.98564 | 1.0265 | 1.0441 | 1.0994 | 1.0901 | 1.0679 | 1.0965 | 1.0642 | 1.0547 | 1.0277 | 1.0297 | CgrNgsd342 | CgrN | gsd | 342 | 23.6592 | 238.3054 | [30 empty] | 0.23987 | 0.06488 | 0.0085169
342 | HVAC | Room | Healthcare | Turnover | High Efficiency PTHP | 0.2796 | 0.0077264 |  | 1419.2 | 1 | 0.027633 | 5075.766 | 8 |  | 129 | 461.3682 | Per Unit | GSD | 1.0063 | 0.98564 | 1.0265 | 1.0441 | 1.0994 | 1.0901 | 1.0679 | 1.0965 | 1.0642 | 1.0547 | 1.0277 | 1.0297 | CheTgsd342 | CheT | gsd | 342 | 85.152 | 304.546 | [30 empty] | 23.7412 | 4.3937 | 0.39836
342 | HVAC | Room | Healthcare | New | High Efficiency PTHP | 0.2796 | 0.0077264 |  | 1419.2 | 1 | 0.027633 | 5075.766 | 8 |  | 129 | 461.3682 | Per Unit | GSD | 1.0063 | 0.98564 | 1.0265 | 1.0441 | 1.0994 | 1.0901 | 1.0679 | 1.0965 | 1.0642 | 1.0547 | 1.0277 | 1.0297 | CheNgsd342 | CheN | gsd | 342 | 85.152 | 304.546 | [30 empty] | 0.25193 | 0.048461 | 0.0024834
342 | HVAC | Room | Hospitals | Turnover | High Efficiency PTHP | 0.26485 | 0.0088422 |  | 1352.25 | 1 | 0.033385 | 5105.6641 | 8 |  | 129 | 487.0628 | Per Unit | GSD | 1.0063 | 0.98564 | 1.0265 | 1.0441 | 1.0994 | 1.0901 | 1.0679 | 1.0965 | 1.0642 | 1.0547 | 1.0277 | 1.0297 | ChoTgsd342 | ChoT | gsd | 342 | 81.135 | 306.3398 | [30 empty] | 16.9503 | 3.2966 | 0.13295
342 | HVAC | Room | Hospitals | New | High Efficiency PTHP | 0.26485 | 0.0088422 |  | 1352.25 | 1 | 0.033385 | 5105.6641 | 8 |  | 129 | 487.0628 | Per Unit | GSD | 1.0063 | 0.98564 | 1.0265 | 1.0441 | 1.0994 | 1.0901 | 1.0679 | 1.0965 | 1.0642 | 1.0547 | 1.0277 | 1.0297 | ChoNgsd342 | ChoN | gsd | 342 | 81.135 | 306.3398 | [30 empty] | 0.18364 | 0.03636 | 0.00082883
342 | HVAC | Room | Institutional | Turnover | High Efficiency PTHP | 0.069436 | 0.0042537 |  | 364.58 | 1 | 0.061261 | 5250.5544 | 8 |  | 129 | 1857.8131 | Per Unit | GSD | 1.0063 | 0.98564 | 1.0265 | 1.0441 | 1.0994 | 1.0901 | 1.0679 | 1.0965 | 1.0642 | 1.0547 | 1.0277 | 1.0297 | CinTgsd342 | CinT | gsd | 342 | 21.8748 | 315.0333 | [30 empty] | 18.7048 | 3.5232 | 0.25543
342 | HVAC | Room | Institutional | New | High Efficiency PTHP | 0.069436 | 0.0042537 |  | 364.58 | 1 | 0.061261 | 5250.5544 | 8 |  | 129 | 1857.8131 | Per Unit | GSD | 1.0063 | 0.98564 | 1.0265 | 1.0441 | 1.0994 | 1.0901 | 1.0679 | 1.0965 | 1.0642 | 1.0547 | 1.0277 | 1.0297 | CinNgsd342 | CinN | gsd | 342 | 21.8748 | 315.0333 | [30 empty] | 0.19934 | 0.03886 | 0.0014771
342 | HVAC | Room | Lodging/Hospitality | Turnover | High Efficiency PTHP | 0.20048 | 0.017634 |  | 1073.63 | 1 | 0.087955 | 5355.1862 | 8 |  | 129 | 643.4424 | Per Unit | GSD | 1.0063 | 0.98564 | 1.0265 | 1.0441 | 1.0994 | 1.0901 | 1.0679 | 1.0965 | 1.0642 | 1.0547 | 1.0277 | 1.0297 | CloTgsd342 | CloT | gsd | 342 | 64.4178 | 321.3112 | [30 empty] | 3.7398 | 0.4759 | 0.82656
342 | HVAC | Room | Lodging/Hospitality | New | High Efficiency PTHP | 0.20048 | 0.017634 |  | 1073.63 | 1 | 0.087955 | 5355.1862 | 8 |  | 129 | 643.4424 | Per Unit | GSD | 1.0063 | 0.98564 | 1.0265 | 1.0441 | 1.0994 | 1.0901 | 1.0679 | 1.0965 | 1.0642 | 1.0547 | 1.0277 | 1.0297 | CloNgsd342 | CloN | gsd | 342 | 64.4178 | 321.3112 | [30 empty] | 0.035231 | 0.005249 | 0.0051528
342 | HVAC | Room | Miscellaneous | Turnover | High Efficiency PTHP | 0.11787 | 0.031826 |  | 367.87 | 1 | 0.27001 | 3120.9637 | 8 |  | 129 | 1094.4201 | Per Unit | GSD | 1.0063 | 0.98564 | 1.0265 | 1.0441 | 1.0994 | 1.0901 | 1.0679 | 1.0965 | 1.0642 | 1.0547 | 1.0277 | 1.0297 | CmiTgsd342 | CmiT | gsd | 342 | 22.0722 | 187.2578 | [30 empty] | 67.2817 | 20.4029 | 13.7219
342 | HVAC | Room | Miscellaneous | New | High Efficiency PTHP | 0.11787 | 0.031826 |  | 367.87 | 1 | 0.27001 | 3120.9637 | 8 |  | 129 | 1094.4201 | Per Unit | GSD | 1.0063 | 0.98564 | 1.0265 | 1.0441 | 1.0994 | 1.0901 | 1.0679 | 1.0965 | 1.0642 | 1.0547 | 1.0277 | 1.0297 | CmiNgsd342 | CmiN | gsd | 342 | 22.0722 | 187.2578 | [30 empty] | 0.71309 | 0.22504 | 0.085266
342 | HVAC | Room | Offices | Turnover | High Efficiency PTHP | 0.23752 | 0.034468 |  | 728.27 | 1 | 0.14512 | 3066.1439 | 8 |  | 129 | 543.1125 | Per Unit | GSD | 1.0063 | 0.98564 | 1.0265 | 1.0441 | 1.0994 | 1.0901 | 1.0679 | 1.0965 | 1.0642 | 1.0547 | 1.0277 | 1.0297 | CofTgsd342 | CofT | gsd | 342 | 43.6962 | 183.9686 | [30 empty] | 266.168 | 79.9984 | 59.1805
342 | HVAC | Room | Offices | New | High Efficiency PTHP | 0.23752 | 0.034468 |  | 728.27 | 1 | 0.14512 | 3066.1439 | 8 |  | 129 | 543.1125 | Per Unit | GSD | 1.0063 | 0.98564 | 1.0265 | 1.0441 | 1.0994 | 1.0901 | 1.0679 | 1.0965 | 1.0642 | 1.0547 | 1.0277 | 1.0297 | CofNgsd342 | CofN | gsd | 342 | 43.6962 | 183.9686 | [30 empty] | 2.8116 | 0.88235 | 0.37
342 | HVAC | Room | Restaurants | Turnover | High Efficiency PTHP | 0.29125 | 0.07245 |  | 1121.31 | 1 | 0.24876 | 3850.0314 | 8 |  | 129 | 442.9231 | Per Unit | GSD | 1.0063 | 0.98564 | 1.0265 | 1.0441 | 1.0994 | 1.0901 | 1.0679 | 1.0965 | 1.0642 | 1.0547 | 1.0277 | 1.0297 | CreTgsd342 | CreT | gsd | 342 | 67.2786 | 231.0019 | [30 empty] | 76.7423 | 19.9815 | 4.8267
342 | HVAC | Room | Restaurants | New | High Efficiency PTHP | 0.29125 | 0.07245 |  | 1121.31 | 1 | 0.24876 | 3850.0314 | 8 |  | 129 | 442.9231 | Per Unit | GSD | 1.0063 | 0.98564 | 1.0265 | 1.0441 | 1.0994 | 1.0901 | 1.0679 | 1.0965 | 1.0642 | 1.0547 | 1.0277 | 1.0297 | CreNgsd342 | CreN | gsd | 342 | 67.2786 | 231.0019 | [30 empty] | 0.81632 | 0.22039 | 0.03009
342 | HVAC | Room | Retail | Turnover | High Efficiency PTHP | 0.2681 | 0.13521 |  | 864.31 | 1 | 0.50432 | 3223.8153 | 8 |  | 129 | 481.1609 | Per Unit | GSD | 1.0063 | 0.98564 | 1.0265 | 1.0441 | 1.0994 | 1.0901 | 1.0679 | 1.0965 | 1.0642 | 1.0547 | 1.0277 | 1.0297 | CrtTgsd342 | CrtT | gsd | 342 | 51.8586 | 193.4289 | [30 empty] | 125.7861 | 38.7373 | 21.596
342 | HVAC | Room | Retail | New | High Efficiency PTHP | 0.2681 | 0.13521 |  | 864.31 | 1 | 0.50432 | 3223.8153 | 8 |  | 129 | 481.1609 | Per Unit | GSD | 1.0063 | 0.98564 | 1.0265 | 1.0441 | 1.0994 | 1.0901 | 1.0679 | 1.0965 | 1.0642 | 1.0547 | 1.0277 | 1.0297 | CrtNgsd342 | CrtN | gsd | 342 | 51.8586 | 193.4289 | [30 empty] | 1.342 | 0.42726 | 0.13475
342 | HVAC | Room | Schools K-12 | Turnover | High Efficiency PTHP | 0.23308 | 0.12461 |  | 754.51 | 1 | 0.53464 | 3237.1272 | 8 |  | 129 | 553.4578 | Per Unit | GSD | 1.0063 | 0.98564 | 1.0265 | 1.0441 | 1.0994 | 1.0901 | 1.0679 | 1.0965 | 1.0642 | 1.0547 | 1.0277 | 1.0297 | CscTgsd342 | CscT | gsd | 342 | 45.2706 | 194.2276 | [30 empty] | 16.9822 | 5.4797 | 1.2066
342 | HVAC | Room | Schools K-12 | New | High Efficiency PTHP | 0.23308 | 0.12461 |  | 754.51 | 1 | 0.53464 | 3237.1272 | 8 |  | 129 | 553.4578 | Per Unit | GSD | 1.0063 | 0.98564 | 1.0265 | 1.0441 | 1.0994 | 1.0901 | 1.0679 | 1.0965 | 1.0642 | 1.0547 | 1.0277 | 1.0297 | CscNgsd342 | CscN | gsd | 342 | 45.2706 | 194.2276 | [30 empty] | 0.18477 | 0.060439 | 0.007522
342 | HVAC | Room | Warehouse | Turnover | High Efficiency PTHP | 0.051135 | 0.031826 |  | 167.5 | 1 | 0.62239 | 3275.6423 | 8 |  | 129 | 2522.7335 | Per Unit | GSD | 1.0063 | 0.98564 | 1.0265 | 1.0441 | 1.0994 | 1.0901 | 1.0679 | 1.0965 | 1.0642 | 1.0547 | 1.0277 | 1.0297 | CwaTgsd342 | CwaT | gsd | 342 | 10.05 | 196.5385 | [30 empty] | 14.3401 | 4.545 | 1.5812
342 | HVAC | Room | Warehouse | New | High Efficiency PTHP | 0.051135 | 0.031826 |  | 167.5 | 1 | 0.62239 | 3275.6423 | 8 |  | 129 | 2522.7335 | Per Unit | GSD | 1.0063 | 0.98564 | 1.0265 | 1.0441 | 1.0994 | 1.0901 | 1.0679 | 1.0965 | 1.0642 | 1.0547 | 1.0277 | 1.0297 | CwaNgsd342 | CwaN | gsd | 342 | 10.05 | 196.5385 | [30 empty] | 0.15201 | 0.050129 | 0.003405
343 | HVAC | Room | Assembly | Turnover | Variable Refrigerant Flow (VRF) HVAC Systems | 0.97067 | 0.22782 |  | 3014.37 | 1 | 0.2347 | 3105.466 | 15 |  | 3855.24 | 3971.7476 | Per Unit | GSD | 0.57723 | 0.60437 | 0.83705 | 1.097 | 1.2026 | 1.2026 | 1.289 | 1.2891 | 1.2453 | 1.1192 | 0.77553 | 0.85362 | CasTgsd343 | CasT | gsd | 343 | 180.8622 | 186.328 | [30 empty] | 0.54896 | 0.04583 | 0.93714
343 | HVAC | Room | Assembly | New | Variable Refrigerant Flow (VRF) HVAC Systems | 0.97067 | 0.22782 |  | 3014.37 | 1 | 0.2347 | 3105.466 | 15 |  | 3855.24 | 3971.7476 | Per Unit | GSD | 0.57723 | 0.60437 | 0.83705 | 1.097 | 1.2026 | 1.2026 | 1.289 | 1.2891 | 1.2453 | 1.1192 | 0.77553 | 0.85362 | CasNgsd343 | CasN | gsd | 343 | 180.8622 | 186.328 | [30 empty] | 0.43338 | 0.032896 | 0.7623
343 | HVAC | Room | College and University | Turnover | Variable Refrigerant Flow (VRF) HVAC Systems | 0.65556 | 0.019239 |  | 3333.32 | 1 | 0.029347 | 5084.6747 | 15 |  | 3855.24 | 5880.8159 | Per Unit | GSD | 0.57723 | 0.60437 | 0.83705 | 1.097 | 1.2026 | 1.2026 | 1.289 | 1.2891 | 1.2453 | 1.1192 | 0.77553 | 0.85362 | CcoTgsd343 | CcoT | gsd | 343 | 199.9992 | 305.0805 | [30 empty] | 0.014784 | 0.0022326 | 0.00072587
343 | HVAC | Room | College and University | New | Variable Refrigerant Flow (VRF) HVAC Systems | 0.65556 | 0.019239 |  | 3333.32 | 1 | 0.029347 | 5084.6747 | 15 |  | 3855.24 | 5880.8159 | Per Unit | GSD | 0.57723 | 0.60437 | 0.83705 | 1.097 | 1.2026 | 1.2026 | 1.289 | 1.2891 | 1.2453 | 1.1192 | 0.77553 | 0.85362 | CcoNgsd343 | CcoN | gsd | 343 | 199.9992 | 305.0805 | [30 empty] | 0.015214 | 0.0024625 | 0.00059045
343 | HVAC | Room | Data Center | Turnover | Variable Refrigerant Flow (VRF) HVAC Systems | 1.2184 | 0.034544 |  | 6188.79 | 1 | 0.028352 | 5079.501 | 15 |  | 3855.24 | 3164.2204 | Per Unit | GSD | 0.57723 | 0.60437 | 0.83705 | 1.097 | 1.2026 | 1.2026 | 1.289 | 1.2891 | 1.2453 | 1.1192 | 0.77553 | 0.85362 | CdaTgsd343 | CdaT | gsd | 343 | 371.3274 | 304.7701 | [30 empty] | 0.0017236 | 0.00023534 | 0.00010828
343 | HVAC | Room | Data Center | New | Variable Refrigerant Flow (VRF) HVAC Systems | 1.2184 | 0.034544 |  | 6188.79 | 1 | 0.028352 | 5079.501 | 15 |  | 3855.24 | 3164.2204 | Per Unit | GSD | 0.57723 | 0.60437 | 0.83705 | 1.097 | 1.2026 | 1.2026 | 1.289 | 1.2891 | 1.2453 | 1.1192 | 0.77553 | 0.85362 | CdaNgsd343 | CdaN | gsd | 343 | 371.3274 | 304.7701 | [30 empty] | 0.0017381 | 0.00025957 | 8.8083e-05
343 | HVAC | Room | Grocery | Turnover | Variable Refrigerant Flow (VRF) HVAC Systems | 0.45671 | 0.13275 |  | 1783.25 | 1 | 0.29067 | 3904.5595 | 15 |  | 3855.24 | 8441.3368 | Per Unit | GSD | 0.57723 | 0.60437 | 0.83705 | 1.097 | 1.2026 | 1.2026 | 1.289 | 1.2891 | 1.2453 | 1.1192 | 0.77553 | 0.85362 | CgrTgsd343 | CgrT | gsd | 343 | 106.995 | 234.2736 | [30 empty] | 0.18481 | 0.034509 | 0.048508
343 | HVAC | Room | Grocery | New | Variable Refrigerant Flow (VRF) HVAC Systems | 0.45671 | 0.13275 |  | 1783.25 | 1 | 0.29067 | 3904.5595 | 15 |  | 3855.24 | 8441.3368 | Per Unit | GSD | 0.57723 | 0.60437 | 0.83705 | 1.097 | 1.2026 | 1.2026 | 1.289 | 1.2891 | 1.2453 | 1.1192 | 0.77553 | 0.85362 | CgrNgsd343 | CgrN | gsd | 343 | 106.995 | 234.2736 | [30 empty] | 0.080771 | 0.0083455 | 0.039458
343 | HVAC | Room | Healthcare | Turnover | Variable Refrigerant Flow (VRF) HVAC Systems | 1.2863 | 0.030171 |  | 6500.78 | 1 | 0.023456 | 5054.0541 | 15 |  | 3855.24 | 2997.2698 | Per Unit | GSD | 0.57723 | 0.60437 | 0.83705 | 1.097 | 1.2026 | 1.2026 | 1.289 | 1.2891 | 1.2453 | 1.1192 | 0.77553 | 0.85362 | CheTgsd343 | CheT | gsd | 343 | 390.0468 | 303.2432 | [30 empty] | 0.18208 | 0.022011 | 0.014145
343 | HVAC | Room | Healthcare | New | Variable Refrigerant Flow (VRF) HVAC Systems | 1.2863 | 0.030171 |  | 6500.78 | 1 | 0.023456 | 5054.0541 | 15 |  | 3855.24 | 2997.2698 | Per Unit | GSD | 0.57723 | 0.60437 | 0.83705 | 1.097 | 1.2026 | 1.2026 | 1.289 | 1.2891 | 1.2453 | 1.1192 | 0.77553 | 0.85362 | CheNgsd343 | CheN | gsd | 343 | 390.0468 | 303.2432 | [30 empty] | 0.059807 | 0 | 0.011506
343 | HVAC | Room | Hospitals | Turnover | Variable Refrigerant Flow (VRF) HVAC Systems | 1.2184 | 0.034544 |  | 6188.79 | 1 | 0.028352 | 5079.501 | 15 |  | 3855.24 | 3164.2204 | Per Unit | GSD | 0.57723 | 0.60437 | 0.83705 | 1.097 | 1.2026 | 1.2026 | 1.289 | 1.2891 | 1.2453 | 1.1192 | 0.77553 | 0.85362 | ChoTgsd343 | ChoT | gsd | 343 | 371.3274 | 304.7701 | [30 empty] | 0.024549 | 0 | 0.004723
343 | HVAC | Room | Hospitals | New | Variable Refrigerant Flow (VRF) HVAC Systems | 1.2184 | 0.034544 |  | 6188.79 | 1 | 0.028352 | 5079.501 | 15 |  | 3855.24 | 3164.2204 | Per Unit | GSD | 0.57723 | 0.60437 | 0.83705 | 1.097 | 1.2026 | 1.2026 | 1.289 | 1.2891 | 1.2453 | 1.1192 | 0.77553 | 0.85362 | ChoNgsd343 | ChoN | gsd | 343 | 371.3274 | 304.7701 | [30 empty] | 0.019969 | 0 | 0.0038419
343 | HVAC | Room | Institutional | Turnover | Variable Refrigerant Flow (VRF) HVAC Systems | 0.31943 | 0.016615 |  | 1661.84 | 1 | 0.052014 | 5202.489 | 15 |  | 3855.24 | 12069.0581 | Per Unit | GSD | 0.57723 | 0.60437 | 0.83705 | 1.097 | 1.2026 | 1.2026 | 1.289 | 1.2891 | 1.2453 | 1.1192 | 0.77553 | 0.85362 | CinTgsd343 | CinT | gsd | 343 | 99.7104 | 312.1493 | [30 empty] | 0.19138 | 0.029241 | 0.0090723
343 | HVAC | Room | Institutional | New | Variable Refrigerant Flow (VRF) HVAC Systems | 0.31943 | 0.016615 |  | 1661.84 | 1 | 0.052014 | 5202.489 | 15 |  | 3855.24 | 12069.0581 | Per Unit | GSD | 0.57723 | 0.60437 | 0.83705 | 1.097 | 1.2026 | 1.2026 | 1.289 | 1.2891 | 1.2453 | 1.1192 | 0.77553 | 0.85362 | CinNgsd343 | CinN | gsd | 343 | 99.7104 | 312.1493 | [30 empty] | 0.12434 | 0.017433 | 0.0073798
343 | HVAC | Room | Lodging/Hospitality | Turnover | Variable Refrigerant Flow (VRF) HVAC Systems | 0.92227 | 0.068868 |  | 4920.35 | 1 | 0.074672 | 5335.0206 | 15 |  | 3855.24 | 4180.1467 | Per Unit | GSD | 0.57723 | 0.60437 | 0.83705 | 1.097 | 1.2026 | 1.2026 | 1.289 | 1.2891 | 1.2453 | 1.1192 | 0.77553 | 0.85362 | CloTgsd343 | CloT | gsd | 343 | 295.221 | 320.1012 | [30 empty] | 0.10411 | 0.011403 | 0.029354
343 | HVAC | Room | Lodging/Hospitality | New | Variable Refrigerant Flow (VRF) HVAC Systems | 0.92227 | 0.068868 |  | 4920.35 | 1 | 0.074672 | 5335.0206 | 15 |  | 3855.24 | 4180.1467 | Per Unit | GSD | 0.57723 | 0.60437 | 0.83705 | 1.097 | 1.2026 | 1.2026 | 1.289 | 1.2891 | 1.2453 | 1.1192 | 0.77553 | 0.85362 | CloNgsd343 | CloN | gsd | 343 | 295.221 | 320.1012 | [30 empty] | 0.10192 | 0.012577 | 0.023878
343 | HVAC | Room | Miscellaneous | Turnover | Variable Refrigerant Flow (VRF) HVAC Systems | 0.54224 | 0.12427 |  | 1682.6 | 1 | 0.22918 | 3103.0449 | 15 |  | 3855.24 | 7109.8198 | Per Unit | GSD | 0.57723 | 0.60437 | 0.83705 | 1.097 | 1.2026 | 1.2026 | 1.289 | 1.2891 | 1.2453 | 1.1192 | 0.77553 | 0.85362 | CmiTgsd343 | CmiT | gsd | 343 | 100.956 | 186.1827 | [30 empty] | 0.21387 | 0 | 0.48724
343 | HVAC | Room | Miscellaneous | New | Variable Refrigerant Flow (VRF) HVAC Systems | 0.54224 | 0.12427 |  | 1682.6 | 1 | 0.22918 | 3103.0449 | 15 |  | 3855.24 | 7109.8198 | Per Unit | GSD | 0.57723 | 0.60437 | 0.83705 | 1.097 | 1.2026 | 1.2026 | 1.289 | 1.2891 | 1.2453 | 1.1192 | 0.77553 | 0.85362 | CmiNgsd343 | CmiN | gsd | 343 | 100.956 | 186.1827 | [30 empty] | 0.17397 | 0 | 0.39634
343 | HVAC | Room | Offices | Turnover | Variable Refrigerant Flow (VRF) HVAC Systems | 1.0927 | 0.13462 |  | 3339.72 | 1 | 0.1232 | 3056.5234 | 15 |  | 3855.24 | 3528.3291 | Per Unit | GSD | 0.57723 | 0.60437 | 0.83705 | 1.097 | 1.2026 | 1.2026 | 1.289 | 1.2891 | 1.2453 | 1.1192 | 0.77553 | 0.85362 | CofTgsd343 | CofT | gsd | 343 | 200.3832 | 183.3914 | [30 empty] | 1.5316 | 0.20285 | 2.1018
343 | HVAC | Room | Offices | New | Variable Refrigerant Flow (VRF) HVAC Systems | 1.0927 | 0.13462 |  | 3339.72 | 1 | 0.1232 | 3056.5234 | 15 |  | 3855.24 | 3528.3291 | Per Unit | GSD | 0.57723 | 0.60437 | 0.83705 | 1.097 | 1.2026 | 1.2026 | 1.289 | 1.2891 | 1.2453 | 1.1192 | 0.77553 | 0.85362 | CofNgsd343 | CofN | gsd | 343 | 200.3832 | 183.3914 | [30 empty] | 1.4222 | 0.22373 | 1.7097
343 | HVAC | Room | Restaurants | Turnover | Variable Refrigerant Flow (VRF) HVAC Systems | 1.3398 | 0.28296 |  | 5092.85 | 1 | 0.21119 | 3801.1529 | 15 |  | 3855.24 | 2877.4373 | Per Unit | GSD | 0.57723 | 0.60437 | 0.83705 | 1.097 | 1.2026 | 1.2026 | 1.289 | 1.2891 | 1.2453 | 1.1192 | 0.77553 | 0.85362 | CreTgsd343 | CreT | gsd | 343 | 305.571 | 228.0692 | [30 empty] | 0.30317 | 0.02272 | 0.17142
343 | HVAC | Room | Restaurants | New | Variable Refrigerant Flow (VRF) HVAC Systems | 1.3398 | 0.28296 |  | 5092.85 | 1 | 0.21119 | 3801.1529 | 15 |  | 3855.24 | 2877.4373 | Per Unit | GSD | 0.57723 | 0.60437 | 0.83705 | 1.097 | 1.2026 | 1.2026 | 1.289 | 1.2891 | 1.2453 | 1.1192 | 0.77553 | 0.85362 | CreNgsd343 | CreN | gsd | 343 | 305.571 | 228.0692 | [30 empty] | 0.23706 | 0.015773 | 0.13944
343 | HVAC | Room | Retail | Turnover | Variable Refrigerant Flow (VRF) HVAC Systems | 1.2333 | 0.52812 |  | 3934.8 | 1 | 0.42821 | 3190.4079 | 15 |  | 3855.24 | 3125.8992 | Per Unit | GSD | 0.57723 | 0.60437 | 0.83705 | 1.097 | 1.2026 | 1.2026 | 1.289 | 1.2891 | 1.2453 | 1.1192 | 0.77553 | 0.85362 | CrtTgsd343 | CrtT | gsd | 343 | 236.088 | 191.4245 | [30 empty] | 0.54342 | 0.068852 | 0.76705
343 | HVAC | Room | Retail | New | Variable Refrigerant Flow (VRF) HVAC Systems | 1.2333 | 0.52812 |  | 3934.8 | 1 | 0.42821 | 3190.4079 | 15 |  | 3855.24 | 3125.8992 | Per Unit | GSD | 0.57723 | 0.60437 | 0.83705 | 1.097 | 1.2026 | 1.2026 | 1.289 | 1.2891 | 1.2453 | 1.1192 | 0.77553 | 0.85362 | CrtNgsd343 | CrtN | gsd | 343 | 236.088 | 191.4245 | [30 empty] | 0.50189 | 0.075941 | 0.62395
343 | HVAC | Room | Schools K-12 | Turnover | Variable Refrigerant Flow (VRF) HVAC Systems | 1.0722 | 0.4867 |  | 3432.94 | 1 | 0.45392 | 3201.6929 | 15 |  | 3855.24 | 3595.5463 | Per Unit | GSD | 0.57723 | 0.60437 | 0.83705 | 1.097 | 1.2026 | 1.2026 | 1.289 | 1.2891 | 1.2453 | 1.1192 | 0.77553 | 0.85362 | CscTgsd343 | CscT | gsd | 343 | 205.9764 | 192.1016 | [30 empty] | 0.043734 | 0.0083011 | 0.042853
343 | HVAC | Room | Schools K-12 | New | Variable Refrigerant Flow (VRF) HVAC Systems | 1.0722 | 0.4867 |  | 3432.94 | 1 | 0.45392 | 3201.6929 | 15 |  | 3855.24 | 3595.5463 | Per Unit | GSD | 0.57723 | 0.60437 | 0.83705 | 1.097 | 1.2026 | 1.2026 | 1.289 | 1.2891 | 1.2453 | 1.1192 | 0.77553 | 0.85362 | CscNgsd343 | CscN | gsd | 343 | 205.9764 | 192.1016 | [30 empty] | 0.042791 | 0.0091558 | 0.034858
343 | HVAC | Room | Warehouse | Turnover | Variable Refrigerant Flow (VRF) HVAC Systems | 0.23523 | 0.12427 |  | 760.8 | 1 | 0.52832 | 3234.3496 | 15 |  | 3855.24 | 16389.5818 | Per Unit | GSD | 0.57723 | 0.60437 | 0.83705 | 1.097 | 1.2026 | 1.2026 | 1.289 | 1.2891 | 1.2453 | 1.1192 | 0.77553 | 0.85362 | CwaTgsd343 | CwaT | gsd | 343 | 45.648 | 194.061 | [30 empty] | 0.028474 | 0.0012753 | 0.056145
343 | HVAC | Room | Warehouse | New | Variable Refrigerant Flow (VRF) HVAC Systems | 0.23523 | 0.12427 |  | 760.8 | 1 | 0.52832 | 3234.3496 | 15 |  | 3855.24 | 16389.5818 | Per Unit | GSD | 0.57723 | 0.60437 | 0.83705 | 1.097 | 1.2026 | 1.2026 | 1.289 | 1.2891 | 1.2453 | 1.1192 | 0.77553 | 0.85362 | CwaNgsd343 | CwaN | gsd | 343 | 45.648 | 194.061 | [30 empty] | 0.0084807 | 0.00030797 | 0.017214
344 | HVAC | Sealing | Assembly | Existing | Air Curtains | 0.0010258 | 0.1777 |  | 81.08 | 1 | 173.2213 | 79038.3601 | 15 |  | 3704 | 3610731.2023 | Per End Use Consumption | GSD | 0.536 | 0.638 | 0.811 | 0.882 | 1.033 | 1.022 | 1.038 | 1.051 | 1.035 | 1.017 | 0.878 | 0.562 | CasEgsd344 | CasE | gsd | 344 | 4.8648 | 4742.3016 | [30 empty] | 0.27542 | 6.9442e-05 | 0.62696
344 | HVAC | Sealing | Assembly | New | Air Curtains | 0.0010258 | 0.1777 |  | 81.08 | 1 | 173.2213 | 79038.3601 | 15 |  | 3704 | 3610731.2023 | Per End Use Consumption | GSD | 0.536 | 0.638 | 0.811 | 0.882 | 1.033 | 1.022 | 1.038 | 1.051 | 1.035 | 1.017 | 0.878 | 0.562 | CasNgsd344 | CasN | gsd | 344 | 4.8648 | 4742.3016 | [30 empty] | 0.0016975 | 3.0864e-07 | 0.003865
344 | HVAC | Sealing | College and University | Existing | Air Curtains | 0.00062448 | 0.015006 |  | 81.08 | 1 | 24.0304 | 129836.8552 | 15 |  | 3704 | 5931372.863 | Per End Use Consumption | GSD | 0.536 | 0.638 | 0.811 | 0.882 | 1.033 | 1.022 | 1.038 | 1.051 | 1.035 | 1.017 | 0.878 | 0.562 | CcoEgsd344 | CcoE | gsd | 344 | 4.8648 | 7790.2113 | [30 empty] | 0.0048368 | 9.2688e-06 | 0.00092176
344 | HVAC | Sealing | College and University | New | Air Curtains | 0.00062448 | 0.015006 |  | 81.08 | 1 | 24.0304 | 129836.8552 | 15 |  | 3704 | 5931372.863 | Per End Use Consumption | GSD | 0.536 | 0.638 | 0.811 | 0.882 | 1.033 | 1.022 | 1.038 | 1.051 | 1.035 | 1.017 | 0.878 | 0.562 | CcoNgsd344 | CcoN | gsd | 344 | 4.8648 | 7790.2113 | [30 empty] | 2.5019e-05 | 3.2721e-08 | 4.7824e-06
344 | HVAC | Sealing | Data Center | Existing | Air Curtains | 0.00062448 | 0.015006 |  | 81.08 | 1 | 24.0304 | 129836.8552 | 15 |  | 3704 | 5931372.863 | Per End Use Consumption | GSD | 0.536 | 0.638 | 0.811 | 0.882 | 1.033 | 1.022 | 1.038 | 1.051 | 1.035 | 1.017 | 0.878 | 0.562 | CdaEgsd344 | CdaE | gsd | 344 | 4.8648 | 7790.2113 | [30 empty] | 0 | 0 | 0
344 | HVAC | Sealing | Data Center | New | Air Curtains | 0.00062448 | 0.015006 |  | 81.08 | 1 | 24.0304 | 129836.8552 | 15 |  | 3704 | 5931372.863 | Per End Use Consumption | GSD | 0.536 | 0.638 | 0.811 | 0.882 | 1.033 | 1.022 | 1.038 | 1.051 | 1.035 | 1.017 | 0.878 | 0.562 | CdaNgsd344 | CdaN | gsd | 344 | 4.8648 | 7790.2113 | [30 empty] | 0 | 0 | 0
344 | HVAC | Sealing | Grocery | Existing | Air Curtains | 0.00087342 | 0.059946 |  | 81.08 | 1 | 68.6335 | 92830.1636 | 15 |  | 3704 | 4240785.9651 | Per End Use Consumption | GSD | 0.536 | 0.638 | 0.811 | 0.882 | 1.033 | 1.022 | 1.038 | 1.051 | 1.035 | 1.017 | 0.878 | 0.562 | CgrEgsd344 | CgrE | gsd | 344 | 4.8648 | 5569.8098 | [30 empty] | 0.083207 | 0.00020095 | 0.063403
344 | HVAC | Sealing | Grocery | New | Air Curtains | 0.00087342 | 0.059946 |  | 81.08 | 1 | 68.6335 | 92830.1636 | 15 |  | 3704 | 4240785.9651 | Per End Use Consumption | GSD | 0.536 | 0.638 | 0.811 | 0.882 | 1.033 | 1.022 | 1.038 | 1.051 | 1.035 | 1.017 | 0.878 | 0.562 | CgrNgsd344 | CgrN | gsd | 344 | 4.8648 | 5569.8098 | [30 empty] | 0.00087194 | 1.4568e-06 | 0.00066617
344 | HVAC | Sealing | Healthcare | Existing | Air Curtains | 0.00062448 | 0.015006 |  | 81.08 | 1 | 24.0304 | 129836.8552 | 15 |  | 3704 | 5931372.863 | Per End Use Consumption | GSD | 0.536 | 0.638 | 0.811 | 0.882 | 1.033 | 1.022 | 1.038 | 1.051 | 1.035 | 1.017 | 0.878 | 0.562 | CheEgsd344 | CheE | gsd | 344 | 4.8648 | 7790.2113 | [30 empty] | 0.075909 | 0 | 0.014604
344 | HVAC | Sealing | Healthcare | New | Air Curtains | 0.00062448 | 0.015006 |  | 81.08 | 1 | 24.0304 | 129836.8552 | 15 |  | 3704 | 5931372.863 | Per End Use Consumption | GSD | 0.536 | 0.638 | 0.811 | 0.882 | 1.033 | 1.022 | 1.038 | 1.051 | 1.035 | 1.017 | 0.878 | 0.562 | CheNgsd344 | CheN | gsd | 344 | 4.8648 | 7790.2113 | [30 empty] | 0.0003949 | 0 | 7.5975e-05
344 | HVAC | Sealing | Hospitals | Existing | Air Curtains | 0.00062448 | 0.015006 |  | 81.08 | 1 | 24.0304 | 129836.8552 | 15 |  | 3704 | 5931372.863 | Per End Use Consumption | GSD | 0.536 | 0.638 | 0.811 | 0.882 | 1.033 | 1.022 | 1.038 | 1.051 | 1.035 | 1.017 | 0.878 | 0.562 | ChoEgsd344 | ChoE | gsd | 344 | 4.8648 | 7790.2113 | [30 empty] | 0.0012462 | 0 | 0.00023975
344 | HVAC | Sealing | Hospitals | New | Air Curtains | 0.00062448 | 0.015006 |  | 81.08 | 1 | 24.0304 | 129836.8552 | 15 |  | 3704 | 5931372.863 | Per End Use Consumption | GSD | 0.536 | 0.638 | 0.811 | 0.882 | 1.033 | 1.022 | 1.038 | 1.051 | 1.035 | 1.017 | 0.878 | 0.562 | ChoNgsd344 | ChoN | gsd | 344 | 4.8648 | 7790.2113 | [30 empty] | 6.5197e-06 | 0 | 1.2543e-06
344 | HVAC | Sealing | Institutional | Existing | Air Curtains | 0.00062448 | 0.015006 |  | 81.08 | 1 | 24.0304 | 129836.8552 | 15 |  | 3704 | 5931372.863 | Per End Use Consumption | GSD | 0.536 | 0.638 | 0.811 | 0.882 | 1.033 | 1.022 | 1.038 | 1.051 | 1.035 | 1.017 | 0.878 | 0.562 | CinEgsd344 | CinE | gsd | 344 | 4.8648 | 7790.2113 | [30 empty] | 0 | 0 | 0
344 | HVAC | Sealing | Institutional | New | Air Curtains | 0.00062448 | 0.015006 |  | 81.08 | 1 | 24.0304 | 129836.8552 | 15 |  | 3704 | 5931372.863 | Per End Use Consumption | GSD | 0.536 | 0.638 | 0.811 | 0.882 | 1.033 | 1.022 | 1.038 | 1.051 | 1.035 | 1.017 | 0.878 | 0.562 | CinNgsd344 | CinN | gsd | 344 | 4.8648 | 7790.2113 | [30 empty] | 0 | 0 | 0
344 | HVAC | Sealing | Lodging/Hospitality | Existing | Air Curtains | 0.00058985 | 0.051379 |  | 81.08 | 1 | 87.105 | 137458.4429 | 15 |  | 3704 | 6279551.9546 | Per End Use Consumption | GSD | 0.536 | 0.638 | 0.811 | 0.882 | 1.033 | 1.022 | 1.038 | 1.051 | 1.035 | 1.017 | 0.878 | 0.562 | CloEgsd344 | CloE | gsd | 344 | 4.8648 | 8247.5066 | [30 empty] | 0.020896 | 1.6165e-05 | 0.013709
344 | HVAC | Sealing | Lodging/Hospitality | New | Air Curtains | 0.00058985 | 0.051379 |  | 81.08 | 1 | 87.105 | 137458.4429 | 15 |  | 3704 | 6279551.9546 | Per End Use Consumption | GSD | 0.536 | 0.638 | 0.811 | 0.882 | 1.033 | 1.022 | 1.038 | 1.051 | 1.035 | 1.017 | 0.878 | 0.562 | CloNgsd344 | CloN | gsd | 344 | 4.8648 | 8247.5066 | [30 empty] | 0.00010875 | 5.6991e-08 | 7.1436e-05
344 | HVAC | Sealing | Miscellaneous | Existing | Air Curtains | 0.0010258 | 0.1777 |  | 81.08 | 1 | 173.2213 | 79038.3601 | 15 |  | 3704 | 3610731.2023 | Per End Use Consumption | GSD | 0.536 | 0.638 | 0.811 | 0.882 | 1.033 | 1.022 | 1.038 | 1.051 | 1.035 | 1.017 | 0.878 | 0.562 | CmiEgsd344 | CmiE | gsd | 344 | 4.8648 | 4742.3016 | [30 empty] | 0 | 0 | 0
344 | HVAC | Sealing | Miscellaneous | New | Air Curtains | 0.0010258 | 0.1777 |  | 81.08 | 1 | 173.2213 | 79038.3601 | 15 |  | 3704 | 3610731.2023 | Per End Use Consumption | GSD | 0.536 | 0.638 | 0.811 | 0.882 | 1.033 | 1.022 | 1.038 | 1.051 | 1.035 | 1.017 | 0.878 | 0.562 | CmiNgsd344 | CmiN | gsd | 344 | 4.8648 | 4742.3016 | [30 empty] | 0 | 0 | 0
344 | HVAC | Sealing | Offices | Existing | Air Curtains | 0.0010258 | 0.1777 |  | 81.08 | 1 | 173.2213 | 79038.3601 | 15 |  | 3704 | 3610731.2023 | Per End Use Consumption | GSD | 0.536 | 0.638 | 0.811 | 0.882 | 1.033 | 1.022 | 1.038 | 1.051 | 1.035 | 1.017 | 0.878 | 0.562 | CofEgsd344 | CofE | gsd | 344 | 4.8648 | 4742.3016 | [30 empty] | 0 | 0 | 0
344 | HVAC | Sealing | Offices | New | Air Curtains | 0.0010258 | 0.1777 |  | 81.08 | 1 | 173.2213 | 79038.3601 | 15 |  | 3704 | 3610731.2023 | Per End Use Consumption | GSD | 0.536 | 0.638 | 0.811 | 0.882 | 1.033 | 1.022 | 1.038 | 1.051 | 1.035 | 1.017 | 0.878 | 0.562 | CofNgsd344 | CofN | gsd | 344 | 4.8648 | 4742.3016 | [30 empty] | 0 | 0 | 0
344 | HVAC | Sealing | Restaurants | Existing | Air Curtains | 0.00087342 | 0.059946 |  | 81.08 | 1 | 68.6335 | 92830.1636 | 15 |  | 3704 | 4240785.9651 | Per End Use Consumption | GSD | 0.536 | 0.638 | 0.811 | 0.882 | 1.033 | 1.022 | 1.038 | 1.051 | 1.035 | 1.017 | 0.878 | 0.562 | CreEgsd344 | CreE | gsd | 344 | 4.8648 | 5569.8098 | [30 empty] | 0.14071 | 8.2547e-05 | 0.10792
344 | HVAC | Sealing | Restaurants | New | Air Curtains | 0.00087342 | 0.059946 |  | 81.08 | 1 | 68.6335 | 92830.1636 | 15 |  | 3704 | 4240785.9651 | Per End Use Consumption | GSD | 0.536 | 0.638 | 0.811 | 0.882 | 1.033 | 1.022 | 1.038 | 1.051 | 1.035 | 1.017 | 0.878 | 0.562 | CreNgsd344 | CreN | gsd | 344 | 4.8648 | 5569.8098 | [30 empty] | 0.0006803 | 2.6983e-07 | 0.0005221
344 | HVAC | Sealing | Retail | Existing | Air Curtains | 0.0010258 | 0.1777 |  | 81.08 | 1 | 173.2213 | 79038.3601 | 15 |  | 3704 | 3610731.2023 | Per End Use Consumption | GSD | 0.536 | 0.638 | 0.811 | 0.882 | 1.033 | 1.022 | 1.038 | 1.051 | 1.035 | 1.017 | 0.878 | 0.562 | CrtEgsd344 | CrtE | gsd | 344 | 4.8648 | 4742.3016 | [30 empty] | 0.15825 | 0.00023218 | 0.35893
344 | HVAC | Sealing | Retail | New | Air Curtains | 0.0010258 | 0.1777 |  | 81.08 | 1 | 173.2213 | 79038.3601 | 15 |  | 3704 | 3610731.2023 | Per End Use Consumption | GSD | 0.536 | 0.638 | 0.811 | 0.882 | 1.033 | 1.022 | 1.038 | 1.051 | 1.035 | 1.017 | 0.878 | 0.562 | CrtNgsd344 | CrtN | gsd | 344 | 4.8648 | 4742.3016 | [30 empty] | 0.00076682 | 7.8665e-07 | 0.0017416
344 | HVAC | Sealing | Schools K-12 | Existing | Air Curtains | 0.0010258 | 0.1777 |  | 81.08 | 1 | 173.2213 | 79038.3601 | 15 |  | 3704 | 3610731.2023 | Per End Use Consumption | GSD | 0.536 | 0.638 | 0.811 | 0.882 | 1.033 | 1.022 | 1.038 | 1.051 | 1.035 | 1.017 | 0.878 | 0.562 | CscEgsd344 | CscE | gsd | 344 | 4.8648 | 4742.3016 | [30 empty] | 0.0041397 | 1.384e-05 | 0.0093362
344 | HVAC | Sealing | Schools K-12 | New | Air Curtains | 0.0010258 | 0.1777 |  | 81.08 | 1 | 173.2213 | 79038.3601 | 15 |  | 3704 | 3610731.2023 | Per End Use Consumption | GSD | 0.536 | 0.638 | 0.811 | 0.882 | 1.033 | 1.022 | 1.038 | 1.051 | 1.035 | 1.017 | 0.878 | 0.562 | CscNgsd344 | CscN | gsd | 344 | 4.8648 | 4742.3016 | [30 empty] | 2.1473e-05 | 4.8735e-08 | 4.8586e-05
344 | HVAC | Sealing | Warehouse | Existing | Air Curtains | 0.0010258 | 0.1777 |  | 81.08 | 1 | 173.2213 | 79038.3601 | 15 |  | 3704 | 3610731.2023 | Per End Use Consumption | GSD | 0.536 | 0.638 | 0.811 | 0.882 | 1.033 | 1.022 | 1.038 | 1.051 | 1.035 | 1.017 | 0.878 | 0.562 | CwaEgsd344 | CwaE | gsd | 344 | 4.8648 | 4742.3016 | [30 empty] | 0 | 0 | 0
344 | HVAC | Sealing | Warehouse | New | Air Curtains | 0.0010258 | 0.1777 |  | 81.08 | 1 | 173.2213 | 79038.3601 | 15 |  | 3704 | 3610731.2023 | Per End Use Consumption | GSD | 0.536 | 0.638 | 0.811 | 0.882 | 1.033 | 1.022 | 1.038 | 1.051 | 1.035 | 1.017 | 0.878 | 0.562 | CwaNgsd344 | CwaN | gsd | 344 | 4.8648 | 4742.3016 | [30 empty] | 0 | 0 | 0
345 | HVAC | Space Cooling | Data Center | Existing | Data Center Hot Cold Aisle | 0.20646 | 0.21948 |  | 1860 | 1 | 1.0631 | 9009.009 | 15 |  | 5000 | 24217.7662 | per server room | GSD | 1 | 1 | 1 | 1 | 1 | 1 | 1 | 1 | 1 | 1 | 1 | 1 | CdaEgsd345 | CdaE | gsd | 345 | 93.5268 | 453.0018 | [30 empty] | 0.078359 | 0.0087154 | 0.0092309
345 | HVAC | Space Cooling | Data Center | New | Data Center Hot Cold Aisle | 0.20646 | 0.21948 |  | 1860 | 1 | 1.0631 | 9009.009 | 15 |  | 5000 | 24217.7662 | per server room | GSD | 1 | 1 | 1 | 1 | 1 | 1 | 1 | 1 | 1 | 1 | 1 | 1 | CdaNgsd345 | CdaN | gsd | 345 | 93.5268 | 453.0018 | [30 empty] | 0.00051388 | 5.7156e-05 | 6.0536e-05
346 | HVAC | Space Cooling | Assembly | Turnover | High Efficiency Data Center Cooling | 4.4943 | 0 |  | 13494 | 1 | 0 | 3002.444 | 15 |  | 21860.28 | 4863.9593 | Per End Use Consumption | GSD | 1 | 1 | 1 | 1 | 1 | 1 | 1 | 1 | 1 | 1 | 1 | 1 | CasTgsd346 | CasT | gsd | 346 | 809.64 | 180.1466 | [30 empty] | 0 | 0 | 0
346 | HVAC | Space Cooling | Assembly | New | High Efficiency Data Center Cooling | 4.4943 | 0 |  | 13494 | 1 | 0 | 3002.444 | 15 |  | 21860.28 | 4863.9593 | Per End Use Consumption | GSD | 1 | 1 | 1 | 1 | 1 | 1 | 1 | 1 | 1 | 1 | 1 | 1 | CasNgsd346 | CasN | gsd | 346 | 809.64 | 180.1466 | [30 empty] | 0 | 0 | 0
346 | HVAC | Space Cooling | College and University | Turnover | High Efficiency Data Center Cooling | 2.7359 | 0 |  | 13494 | 1 | 0 | 4932.1338 | 15 |  | 21860.28 | 7990.0568 | Per End Use Consumption | GSD | 1 | 1 | 1 | 1 | 1 | 1 | 1 | 1 | 1 | 1 | 1 | 1 | CcoTgsd346 | CcoT | gsd | 346 | 809.64 | 295.928 | [30 empty] | 2.8642 | 0.58071 | 0
346 | HVAC | Space Cooling | College and University | New | High Efficiency Data Center Cooling | 2.7359 | 0 |  | 13494 | 1 | 0 | 4932.1338 | 15 |  | 21860.28 | 7990.0568 | Per End Use Consumption | GSD | 1 | 1 | 1 | 1 | 1 | 1 | 1 | 1 | 1 | 1 | 1 | 1 | CcoNgsd346 | CcoN | gsd | 346 | 809.64 | 295.928 | [30 empty] | 0.031591 | 0.006405 | 0
346 | HVAC | Space Cooling | Data Center | Turnover | High Efficiency Data Center Cooling | 2.7359 | 0 |  | 13494 | 1 | 0 | 4932.1338 | 15 |  | 21860.28 | 7990.0568 | Per End Use Consumption | GSD | 1 | 1 | 1 | 1 | 1 | 1 | 1 | 1 | 1 | 1 | 1 | 1 | CdaTgsd346 | CdaT | gsd | 346 | 809.64 | 295.928 | [30 empty] | 0.010548 | 0.0021386 | 0
346 | HVAC | Space Cooling | Data Center | New | High Efficiency Data Center Cooling | 2.7359 | 0 |  | 13494 | 1 | 0 | 4932.1338 | 15 |  | 21860.28 | 7990.0568 | Per End Use Consumption | GSD | 1 | 1 | 1 | 1 | 1 | 1 | 1 | 1 | 1 | 1 | 1 | 1 | CdaNgsd346 | CdaN | gsd | 346 | 809.64 | 295.928 | [30 empty] | 0.00011634 | 2.3588e-05 | 0
346 | HVAC | Space Cooling | Grocery | Turnover | High Efficiency Data Center Cooling | 1.4386 | 0 |  | 5073.01 | 1 | 0 | 3526.3542 | 15 |  | 8218.28 | 5712.6965 | Per End Use Consumption | GSD | 1 | 1 | 1 | 1 | 1 | 1 | 1 | 1 | 1 | 1 | 1 | 1 | CgrTgsd346 | CgrT | gsd | 346 | 304.3806 | 211.5813 | [30 empty] | 0 | 0 | 0
346 | HVAC | Space Cooling | Grocery | New | High Efficiency Data Center Cooling | 1.4386 | 0 |  | 5073.01 | 1 | 0 | 3526.3542 | 15 |  | 8218.28 | 5712.6965 | Per End Use Consumption | GSD | 1 | 1 | 1 | 1 | 1 | 1 | 1 | 1 | 1 | 1 | 1 | 1 | CgrNgsd346 | CgrN | gsd | 346 | 304.3806 | 211.5813 | [30 empty] | 0 | 0 | 0
346 | HVAC | Space Cooling | Healthcare | Turnover | High Efficiency Data Center Cooling | 2.1353 | 0 |  | 10531.76 | 1 | 0 | 4932.1338 | 15 |  | 17061.44 | 7990.0516 | Per End Use Consumption | GSD | 1 | 1 | 1 | 1 | 1 | 1 | 1 | 1 | 1 | 1 | 1 | 1 | CheTgsd346 | CheT | gsd | 346 | 631.9056 | 295.928 | [30 empty] | 14.8437 | 3.0096 | 0
346 | HVAC | Space Cooling | Healthcare | New | High Efficiency Data Center Cooling | 2.1353 | 0 |  | 10531.76 | 1 | 0 | 4932.1338 | 15 |  | 17061.44 | 7990.0516 | Per End Use Consumption | GSD | 1 | 1 | 1 | 1 | 1 | 1 | 1 | 1 | 1 | 1 | 1 | 1 | CheNgsd346 | CheN | gsd | 346 | 631.9056 | 295.928 | [30 empty] | 0.16372 | 0.033195 | 0
346 | HVAC | Space Cooling | Hospitals | Turnover | High Efficiency Data Center Cooling | 2.7359 | 0 |  | 13494 | 1 | 0 | 4932.1338 | 15 |  | 21860.28 | 7990.0568 | Per End Use Consumption | GSD | 1 | 1 | 1 | 1 | 1 | 1 | 1 | 1 | 1 | 1 | 1 | 1 | ChoTgsd346 | ChoT | gsd | 346 | 809.64 | 295.928 | [30 empty] | 0.10862 | 0.022022 | 0
346 | HVAC | Space Cooling | Hospitals | New | High Efficiency Data Center Cooling | 2.7359 | 0 |  | 13494 | 1 | 0 | 4932.1338 | 15 |  | 21860.28 | 7990.0568 | Per End Use Consumption | GSD | 1 | 1 | 1 | 1 | 1 | 1 | 1 | 1 | 1 | 1 | 1 | 1 | ChoNgsd346 | ChoN | gsd | 346 | 809.64 | 295.928 | [30 empty] | 0.0011411 | 0.00023136 | 0
346 | HVAC | Space Cooling | Institutional | Turnover | High Efficiency Data Center Cooling | 2.4986 | 0 |  | 12323.52 | 1 | 0 | 4932.1338 | 15 |  | 19964.1 | 7990.0559 | Per End Use Consumption | GSD | 1 | 1 | 1 | 1 | 1 | 1 | 1 | 1 | 1 | 1 | 1 | 1 | CinTgsd346 | CinT | gsd | 346 | 739.4112 | 295.928 | [30 empty] | 13.5204 | 2.7413 | 0
346 | HVAC | Space Cooling | Institutional | New | High Efficiency Data Center Cooling | 2.4986 | 0 |  | 12323.52 | 1 | 0 | 4932.1338 | 15 |  | 19964.1 | 7990.0559 | Per End Use Consumption | GSD | 1 | 1 | 1 | 1 | 1 | 1 | 1 | 1 | 1 | 1 | 1 | 1 | CinNgsd346 | CinN | gsd | 346 | 739.4112 | 295.928 | [30 empty] | 0.14913 | 0.030235 | 0
346 | HVAC | Space Cooling | Lodging/Hospitality | Turnover | High Efficiency Data Center Cooling | 2.5842 | 0 |  | 13494 | 1 | 0 | 5221.6594 | 15 |  | 21860.28 | 8459.0883 | Per End Use Consumption | GSD | 1 | 1 | 1 | 1 | 1 | 1 | 1 | 1 | 1 | 1 | 1 | 1 | CloTgsd346 | CloT | gsd | 346 | 809.64 | 313.2996 | [30 empty] | 0 | 0 | 0
346 | HVAC | Space Cooling | Lodging/Hospitality | New | High Efficiency Data Center Cooling | 2.5842 | 0 |  | 13494 | 1 | 0 | 5221.6594 | 15 |  | 21860.28 | 8459.0883 | Per End Use Consumption | GSD | 1 | 1 | 1 | 1 | 1 | 1 | 1 | 1 | 1 | 1 | 1 | 1 | CloNgsd346 | CloN | gsd | 346 | 809.64 | 313.2996 | [30 empty] | 0 | 0 | 0
346 | HVAC | Space Cooling | Miscellaneous | Turnover | High Efficiency Data Center Cooling | 4.4943 | 0 |  | 13494 | 1 | 0 | 3002.444 | 15 |  | 21860.28 | 4863.9593 | Per End Use Consumption | GSD | 1 | 1 | 1 | 1 | 1 | 1 | 1 | 1 | 1 | 1 | 1 | 1 | CmiTgsd346 | CmiT | gsd | 346 | 809.64 | 180.1466 | [30 empty] | 0 | 0 | 0
346 | HVAC | Space Cooling | Miscellaneous | New | High Efficiency Data Center Cooling | 4.4943 | 0 |  | 13494 | 1 | 0 | 3002.444 | 15 |  | 21860.28 | 4863.9593 | Per End Use Consumption | GSD | 1 | 1 | 1 | 1 | 1 | 1 | 1 | 1 | 1 | 1 | 1 | 1 | CmiNgsd346 | CmiN | gsd | 346 | 809.64 | 180.1466 | [30 empty] | 0 | 0 | 0
346 | HVAC | Space Cooling | Offices | Turnover | High Efficiency Data Center Cooling | 4.4943 | 0 |  | 13494 | 1 | 0 | 3002.444 | 15 |  | 21860.28 | 4863.9593 | Per End Use Consumption | GSD | 1 | 1 | 1 | 1 | 1 | 1 | 1 | 1 | 1 | 1 | 1 | 1 | CofTgsd346 | CofT | gsd | 346 | 809.64 | 180.1466 | [30 empty] | 85.3175 | 28.416 | 0
346 | HVAC | Space Cooling | Offices | New | High Efficiency Data Center Cooling | 4.4943 | 0 |  | 13494 | 1 | 0 | 3002.444 | 15 |  | 21860.28 | 4863.9593 | Per End Use Consumption | GSD | 1 | 1 | 1 | 1 | 1 | 1 | 1 | 1 | 1 | 1 | 1 | 1 | CofNgsd346 | CofN | gsd | 346 | 809.64 | 180.1466 | [30 empty] | 0.94102 | 0.31342 | 0
346 | HVAC | Space Cooling | Restaurants | Turnover | High Efficiency Data Center Cooling | 3.8266 | 0 |  | 13494 | 1 | 0 | 3526.3542 | 15 |  | 21860.28 | 5712.6938 | Per End Use Consumption | GSD | 1 | 1 | 1 | 1 | 1 | 1 | 1 | 1 | 1 | 1 | 1 | 1 | CreTgsd346 | CreT | gsd | 346 | 809.64 | 211.5813 | [30 empty] | 0 | 0 | 0
346 | HVAC | Space Cooling | Restaurants | New | High Efficiency Data Center Cooling | 3.8266 | 0 |  | 13494 | 1 | 0 | 3526.3542 | 15 |  | 21860.28 | 5712.6938 | Per End Use Consumption | GSD | 1 | 1 | 1 | 1 | 1 | 1 | 1 | 1 | 1 | 1 | 1 | 1 | CreNgsd346 | CreN | gsd | 346 | 809.64 | 211.5813 | [30 empty] | 0 | 0 | 0
346 | HVAC | Space Cooling | Retail | Turnover | High Efficiency Data Center Cooling | 4.4943 | 0 |  | 13494 | 1 | 0 | 3002.444 | 15 |  | 21860.28 | 4863.9593 | Per End Use Consumption | GSD | 1 | 1 | 1 | 1 | 1 | 1 | 1 | 1 | 1 | 1 | 1 | 1 | CrtTgsd346 | CrtT | gsd | 346 | 809.64 | 180.1466 | [30 empty] | 0 | 0 | 0
346 | HVAC | Space Cooling | Retail | New | High Efficiency Data Center Cooling | 4.4943 | 0 |  | 13494 | 1 | 0 | 3002.444 | 15 |  | 21860.28 | 4863.9593 | Per End Use Consumption | GSD | 1 | 1 | 1 | 1 | 1 | 1 | 1 | 1 | 1 | 1 | 1 | 1 | CrtNgsd346 | CrtN | gsd | 346 | 809.64 | 180.1466 | [30 empty] | 0 | 0 | 0
346 | HVAC | Space Cooling | Schools K-12 | Turnover | High Efficiency Data Center Cooling | 4.4943 | 0 |  | 13494 | 1 | 0 | 3002.444 | 15 |  | 21860.28 | 4863.9593 | Per End Use Consumption | GSD | 1 | 1 | 1 | 1 | 1 | 1 | 1 | 1 | 1 | 1 | 1 | 1 | CscTgsd346 | CscT | gsd | 346 | 809.64 | 180.1466 | [30 empty] | 1.2555 | 0.41817 | 0
346 | HVAC | Space Cooling | Schools K-12 | New | High Efficiency Data Center Cooling | 4.4943 | 0 |  | 13494 | 1 | 0 | 3002.444 | 15 |  | 21860.28 | 4863.9593 | Per End Use Consumption | GSD | 1 | 1 | 1 | 1 | 1 | 1 | 1 | 1 | 1 | 1 | 1 | 1 | CscNgsd346 | CscN | gsd | 346 | 809.64 | 180.1466 | [30 empty] | 0.013848 | 0.0046123 | 0
346 | HVAC | Space Cooling | Warehouse | Turnover | High Efficiency Data Center Cooling | 3.2317 | 0 |  | 9702.98 | 1 | 0 | 3002.444 | 15 |  | 15718.83 | 4863.96 | Per End Use Consumption | GSD | 1 | 1 | 1 | 1 | 1 | 1 | 1 | 1 | 1 | 1 | 1 | 1 | CwaTgsd346 | CwaT | gsd | 346 | 582.1788 | 180.1466 | [30 empty] | 0 | 0 | 0
346 | HVAC | Space Cooling | Warehouse | New | High Efficiency Data Center Cooling | 3.2317 | 0 |  | 9702.98 | 1 | 0 | 3002.444 | 15 |  | 15718.83 | 4863.96 | Per End Use Consumption | GSD | 1 | 1 | 1 | 1 | 1 | 1 | 1 | 1 | 1 | 1 | 1 | 1 | CwaNgsd346 | CwaN | gsd | 346 | 582.1788 | 180.1466 | [30 empty] | 0 | 0 | 0
347 | HVAC | Ventilation | Assembly | Existing | Demand Controlled Ventilation | 1.3626 | 0.97034 |  | 4831.35 | 1 | 0.7121 | 3545.5611 | 10 |  | 5789.57 | 4248.7657 | Per End Use Consumption | GSD | 1 | 1 | 1 | 1 | 1 | 1 | 1 | 1 | 1 | 1 | 1 | 1 | CasEgsd347 | CasE | gsd | 347 | 242.9357 | 178.2822 | [30 empty] | 18.3023 | 5.162 | 3.6759
347 | HVAC | Ventilation | Assembly | New | Demand Controlled Ventilation | 1.3626 | 0.97034 |  | 4831.35 | 1 | 0.7121 | 3545.5611 | 10 |  | 5789.57 | 4248.7657 | Per End Use Consumption | GSD | 1 | 1 | 1 | 1 | 1 | 1 | 1 | 1 | 1 | 1 | 1 | 1 | CasNgsd347 | CasN | gsd | 347 | 242.9357 | 178.2822 | [30 empty] | 0.20187 | 0.056936 | 0.040544
347 | HVAC | Ventilation | College and University | Existing | Demand Controlled Ventilation | 1.6055 | 1.2677 |  | 11000.51 | 1 | 0.7896 | 6851.7404 | 10 |  | 9059.74 | 5642.919 | Per End Use Consumption | GSD | 1 | 1 | 1 | 1 | 1 | 1 | 1 | 1 | 1 | 1 | 1 | 1 | CcoEgsd347 | CcoE | gsd | 347 | 553.1409 | 344.5274 | [30 empty] | 6.161 | 0.89919 | 0.70999
347 | HVAC | Ventilation | College and University | New | Demand Controlled Ventilation | 1.6055 | 1.2677 |  | 11000.51 | 1 | 0.7896 | 6851.7404 | 10 |  | 9059.74 | 5642.919 | Per End Use Consumption | GSD | 1 | 1 | 1 | 1 | 1 | 1 | 1 | 1 | 1 | 1 | 1 | 1 | CcoNgsd347 | CcoN | gsd | 347 | 553.1409 | 344.5274 | [30 empty] | 0.067954 | 0.0099177 | 0.007831
347 | HVAC | Ventilation | Data Center | Existing | Demand Controlled Ventilation | 6.8786 | 5.4313 |  | 47130.17 | 1 | 0.7896 | 6851.7404 | 10 |  | 38815.18 | 5642.9149 | Per End Use Consumption | GSD | 1 | 1 | 1 | 1 | 1 | 1 | 1 | 1 | 1 | 1 | 1 | 1 | CdaEgsd347 | CdaE | gsd | 347 | 2369.8558 | 344.5274 | [30 empty] | 0 | 0 | 0
347 | HVAC | Ventilation | Data Center | New | Demand Controlled Ventilation | 6.8786 | 5.4313 |  | 47130.17 | 1 | 0.7896 | 6851.7404 | 10 |  | 38815.18 | 5642.9149 | Per End Use Consumption | GSD | 1 | 1 | 1 | 1 | 1 | 1 | 1 | 1 | 1 | 1 | 1 | 1 | CdaNgsd347 | CdaN | gsd | 347 | 2369.8558 | 344.5274 | [30 empty] | 0 | 0 | 0
347 | HVAC | Ventilation | Grocery | Existing | Demand Controlled Ventilation | 0.26653 | 0.19852 |  | 1201.18 | 1 | 0.74481 | 4506.7038 | 10 |  | 989.26 | 3711.6018 | Per End Use Consumption | GSD | 1 | 1 | 1 | 1 | 1 | 1 | 1 | 1 | 1 | 1 | 1 | 1 | CgrEgsd347 | CgrE | gsd | 347 | 60.3992 | 226.6115 | [30 empty] | 0 | 0 | 0
347 | HVAC | Ventilation | Grocery | New | Demand Controlled Ventilation | 0.26653 | 0.19852 |  | 1201.18 | 1 | 0.74481 | 4506.7038 | 10 |  | 989.26 | 3711.6018 | Per End Use Consumption | GSD | 1 | 1 | 1 | 1 | 1 | 1 | 1 | 1 | 1 | 1 | 1 | 1 | CgrNgsd347 | CgrN | gsd | 347 | 60.3992 | 226.6115 | [30 empty] | 0 | 0 | 0
347 | HVAC | Ventilation | Healthcare | Existing | Demand Controlled Ventilation | 0.62744 | 0.49543 |  | 4299.08 | 1 | 0.7896 | 6851.7404 | 10 |  | 3540.61 | 5642.9145 | Per End Use Consumption | GSD | 1 | 1 | 1 | 1 | 1 | 1 | 1 | 1 | 1 | 1 | 1 | 1 | CheEgsd347 | CheE | gsd | 347 | 216.1715 | 344.5274 | [30 empty] | 0 | 0 | 0
347 | HVAC | Ventilation | Healthcare | New | Demand Controlled Ventilation | 0.62744 | 0.49543 |  | 4299.08 | 1 | 0.7896 | 6851.7404 | 10 |  | 3540.61 | 5642.9145 | Per End Use Consumption | GSD | 1 | 1 | 1 | 1 | 1 | 1 | 1 | 1 | 1 | 1 | 1 | 1 | CheNgsd347 | CheN | gsd | 347 | 216.1715 | 344.5274 | [30 empty] | 0 | 0 | 0
347 | HVAC | Ventilation | Hospitals | Existing | Demand Controlled Ventilation | 12.4121 | 9.8006 |  | 85044.68 | 1 | 0.7896 | 6851.7404 | 10 |  | 70040.58 | 5642.9147 | Per End Use Consumption | GSD | 1 | 1 | 1 | 1 | 1 | 1 | 1 | 1 | 1 | 1 | 1 | 1 | ChoEgsd347 | ChoE | gsd | 347 | 4276.3187 | 344.5274 | [30 empty] | 0 | 0 | 0
347 | HVAC | Ventilation | Hospitals | New | Demand Controlled Ventilation | 12.4121 | 9.8006 |  | 85044.68 | 1 | 0.7896 | 6851.7404 | 10 |  | 70040.58 | 5642.9147 | Per End Use Consumption | GSD | 1 | 1 | 1 | 1 | 1 | 1 | 1 | 1 | 1 | 1 | 1 | 1 | ChoNgsd347 | ChoN | gsd | 347 | 4276.3187 | 344.5274 | [30 empty] | 0 | 0 | 0
347 | HVAC | Ventilation | Institutional | Existing | Demand Controlled Ventilation | 0.53595 | 0.42318 |  | 3672.16 | 1 | 0.7896 | 6851.7404 | 10 |  | 4624.22 | 8628.1521 | Per End Use Consumption | GSD | 1 | 1 | 1 | 1 | 1 | 1 | 1 | 1 | 1 | 1 | 1 | 1 | CinEgsd347 | CinE | gsd | 347 | 184.648 | 344.5274 | [30 empty] | 4.6803 | 0.68308 | 0.53936
347 | HVAC | Ventilation | Institutional | New | Demand Controlled Ventilation | 0.53595 | 0.42318 |  | 3672.16 | 1 | 0.7896 | 6851.7404 | 10 |  | 4624.22 | 8628.1521 | Per End Use Consumption | GSD | 1 | 1 | 1 | 1 | 1 | 1 | 1 | 1 | 1 | 1 | 1 | 1 | CinNgsd347 | CinN | gsd | 347 | 184.648 | 344.5274 | [30 empty] | 0.051622 | 0.0075342 | 0.0059489
347 | HVAC | Ventilation | Lodging/Hospitality | Existing | Demand Controlled Ventilation | 3.5473 | 1.4563 |  | 19590.55 | 1 | 0.41054 | 5522.7016 | 10 |  | 16134.26 | 4548.3513 | Per End Use Consumption | GSD | 1 | 1 | 1 | 1 | 1 | 1 | 1 | 1 | 1 | 1 | 1 | 1 | CloEgsd347 | CloE | gsd | 347 | 985.0756 | 277.6991 | [30 empty] | 0 | 0 | 0
347 | HVAC | Ventilation | Lodging/Hospitality | New | Demand Controlled Ventilation | 3.5473 | 1.4563 |  | 19590.55 | 1 | 0.41054 | 5522.7016 | 10 |  | 16134.26 | 4548.3513 | Per End Use Consumption | GSD | 1 | 1 | 1 | 1 | 1 | 1 | 1 | 1 | 1 | 1 | 1 | 1 | CloNgsd347 | CloN | gsd | 347 | 985.0756 | 277.6991 | [30 empty] | 0 | 0 | 0
347 | HVAC | Ventilation | Miscellaneous | Existing | Demand Controlled Ventilation | 3.0034 | 2.1387 |  | 10648.57 | 1 | 0.7121 | 3545.5611 | 10 |  | 12557.99 | 4181.324 | Per End Use Consumption | GSD | 1 | 1 | 1 | 1 | 1 | 1 | 1 | 1 | 1 | 1 | 1 | 1 | CmiEgsd347 | CmiE | gsd | 347 | 535.4442 | 178.2822 | [30 empty] | 61.9802 | 17.4811 | 12.4482
347 | HVAC | Ventilation | Miscellaneous | New | Demand Controlled Ventilation | 3.0034 | 2.1387 |  | 10648.57 | 1 | 0.7121 | 3545.5611 | 10 |  | 12557.99 | 4181.324 | Per End Use Consumption | GSD | 1 | 1 | 1 | 1 | 1 | 1 | 1 | 1 | 1 | 1 | 1 | 1 | CmiNgsd347 | CmiN | gsd | 347 | 535.4442 | 178.2822 | [30 empty] | 0.68362 | 0.19281 | 0.1373
347 | HVAC | Ventilation | Offices | Existing | Demand Controlled Ventilation | 2.2548 | 1.6057 |  | 7994.63 | 1 | 0.7121 | 3545.5611 | 10 |  | 6584.17 | 2920.0322 | Per End Use Consumption | GSD | 1 | 1 | 1 | 1 | 1 | 1 | 1 | 1 | 1 | 1 | 1 | 1 | CofEgsd347 | CofE | gsd | 347 | 401.9956 | 178.2822 | [30 empty] | 0 | 0 | 0
347 | HVAC | Ventilation | Offices | New | Demand Controlled Ventilation | 2.2548 | 1.6057 |  | 7994.63 | 1 | 0.7121 | 3545.5611 | 10 |  | 6584.17 | 2920.0322 | Per End Use Consumption | GSD | 1 | 1 | 1 | 1 | 1 | 1 | 1 | 1 | 1 | 1 | 1 | 1 | CofNgsd347 | CofN | gsd | 347 | 401.9956 | 178.2822 | [30 empty] | 0 | 0 | 0
347 | HVAC | Ventilation | Restaurants | Existing | Demand Controlled Ventilation | 0.49943 | 0.37198 |  | 2250.8 | 1 | 0.74481 | 4506.7038 | 10 |  | 1853.7 | 3711.6034 | Per End Use Consumption | GSD | 1 | 1 | 1 | 1 | 1 | 1 | 1 | 1 | 1 | 1 | 1 | 1 | CreEgsd347 | CreE | gsd | 347 | 113.1774 | 226.6115 | [30 empty] | 0 | 0 | 0
347 | HVAC | Ventilation | Restaurants | New | Demand Controlled Ventilation | 0.49943 | 0.37198 |  | 2250.8 | 1 | 0.74481 | 4506.7038 | 10 |  | 1853.7 | 3711.6034 | Per End Use Consumption | GSD | 1 | 1 | 1 | 1 | 1 | 1 | 1 | 1 | 1 | 1 | 1 | 1 | CreNgsd347 | CreN | gsd | 347 | 113.1774 | 226.6115 | [30 empty] | 0 | 0 | 0
347 | HVAC | Ventilation | Retail | Existing | Demand Controlled Ventilation | 2.9685 | 2.1139 |  | 10525.09 | 1 | 0.7121 | 3545.5611 | 10 |  | 8668.19 | 2920.0318 | Per End Use Consumption | GSD | 1 | 1 | 1 | 1 | 1 | 1 | 1 | 1 | 1 | 1 | 1 | 1 | CrtEgsd347 | CrtE | gsd | 347 | 529.2352 | 178.2822 | [30 empty] | 0 | 0 | 0
347 | HVAC | Ventilation | Retail | New | Demand Controlled Ventilation | 2.9685 | 2.1139 |  | 10525.09 | 1 | 0.7121 | 3545.5611 | 10 |  | 8668.19 | 2920.0318 | Per End Use Consumption | GSD | 1 | 1 | 1 | 1 | 1 | 1 | 1 | 1 | 1 | 1 | 1 | 1 | CrtNgsd347 | CrtN | gsd | 347 | 529.2352 | 178.2822 | [30 empty] | 0 | 0 | 0
347 | HVAC | Ventilation | Schools K-12 | Existing | Demand Controlled Ventilation | 4.2127 | 2.9999 |  | 14936.48 | 1 | 0.7121 | 3545.5611 | 10 |  | 12301.3 | 2920.0328 | Per End Use Consumption | GSD | 1 | 1 | 1 | 1 | 1 | 1 | 1 | 1 | 1 | 1 | 1 | 1 | CscEgsd347 | CscE | gsd | 347 | 751.054 | 178.2822 | [30 empty] | 4.9679 | 1.4012 | 0.99777
347 | HVAC | Ventilation | Schools K-12 | New | Demand Controlled Ventilation | 4.2127 | 2.9999 |  | 14936.48 | 1 | 0.7121 | 3545.5611 | 10 |  | 12301.3 | 2920.0328 | Per End Use Consumption | GSD | 1 | 1 | 1 | 1 | 1 | 1 | 1 | 1 | 1 | 1 | 1 | 1 | CscNgsd347 | CscN | gsd | 347 | 751.054 | 178.2822 | [30 empty] | 0.054795 | 0.015454 | 0.011005
347 | HVAC | Ventilation | Warehouse | Existing | Demand Controlled Ventilation | 0.6702 | 0.47725 |  | 2376.24 | 1 | 0.7121 | 3545.5611 | 10 |  | 7356.11 | 10975.9694 | Per End Use Consumption | GSD | 1 | 1 | 1 | 1 | 1 | 1 | 1 | 1 | 1 | 1 | 1 | 1 | CwaEgsd347 | CwaE | gsd | 347 | 119.485 | 178.2822 | [30 empty] | 0.58657 | 0.16544 | 0.11781
347 | HVAC | Ventilation | Warehouse | New | Demand Controlled Ventilation | 0.6702 | 0.47725 |  | 2376.24 | 1 | 0.7121 | 3545.5611 | 10 |  | 7356.11 | 10975.9694 | Per End Use Consumption | GSD | 1 | 1 | 1 | 1 | 1 | 1 | 1 | 1 | 1 | 1 | 1 | 1 | CwaNgsd347 | CwaN | gsd | 347 | 119.485 | 178.2822 | [30 empty] | 0.0064697 | 0.0018247 | 0.0012994
348 | HVAC | Ventilation | Assembly | Existing | Destratification Fans | 0 | 21.8474 |  | 9589.97 | 0 | 21.8474 | 9589.97 | 10 |  | 6919 | 6919 | Per Fan | GSD | 1 | 1 | 1 | 1 | 1 | 1 | 1 | 1 | 1 | 1 | 1 | 1 | CasEgsd348 | CasE | gsd | 348 | 482.2144 | 482.2144 | [30 empty] | 0 | 0 | 0
348 | HVAC | Ventilation | Assembly | New | Destratification Fans | 0 | 21.8474 |  | 9589.97 | 0 | 21.8474 | 9589.97 | 10 |  | 6919 | 6919 | Per Fan | GSD | 1 | 1 | 1 | 1 | 1 | 1 | 1 | 1 | 1 | 1 | 1 | 1 | CasNgsd348 | CasN | gsd | 348 | 482.2144 | 482.2144 | [30 empty] | 0 | 0 | 0
348 | HVAC | Ventilation | College and University | Existing | Destratification Fans | 0 | 1.845 |  | 9589.97 | 0 | 1.845 | 9589.97 | 10 |  | 6919 | 6919 | Per Fan | GSD | 1 | 1 | 1 | 1 | 1 | 1 | 1 | 1 | 1 | 1 | 1 | 1 | CcoEgsd348 | CcoE | gsd | 348 | 482.2144 | 482.2144 | [30 empty] | 0 | 0 | 0
348 | HVAC | Ventilation | College and University | New | Destratification Fans | 0 | 1.845 |  | 9589.97 | 0 | 1.845 | 9589.97 | 10 |  | 6919 | 6919 | Per Fan | GSD | 1 | 1 | 1 | 1 | 1 | 1 | 1 | 1 | 1 | 1 | 1 | 1 | CcoNgsd348 | CcoN | gsd | 348 | 482.2144 | 482.2144 | [30 empty] | 0 | 0 | 0
348 | HVAC | Ventilation | Data Center | Existing | Destratification Fans | 0 | 1.845 |  | 9589.97 | 0 | 1.845 | 9589.97 | 10 |  | 6919 | 6919 | Per Fan | GSD | 1 | 1 | 1 | 1 | 1 | 1 | 1 | 1 | 1 | 1 | 1 | 1 | CdaEgsd348 | CdaE | gsd | 348 | 482.2144 | 482.2144 | [30 empty] | 0 | 0 | 0
348 | HVAC | Ventilation | Data Center | New | Destratification Fans | 0 | 1.845 |  | 9589.97 | 0 | 1.845 | 9589.97 | 10 |  | 6919 | 6919 | Per Fan | GSD | 1 | 1 | 1 | 1 | 1 | 1 | 1 | 1 | 1 | 1 | 1 | 1 | CdaNgsd348 | CdaN | gsd | 348 | 482.2144 | 482.2144 | [30 empty] | 0 | 0 | 0
348 | HVAC | Ventilation | Grocery | Existing | Destratification Fans | 0 | 7.3703 |  | 9589.97 | 0 | 7.3703 | 9589.97 | 10 |  | 6919 | 6919 | Per Fan | GSD | 1 | 1 | 1 | 1 | 1 | 1 | 1 | 1 | 1 | 1 | 1 | 1 | CgrEgsd348 | CgrE | gsd | 348 | 482.2144 | 482.2144 | [30 empty] | 0 | 0 | 0
348 | HVAC | Ventilation | Grocery | New | Destratification Fans | 0 | 7.3703 |  | 9589.97 | 0 | 7.3703 | 9589.97 | 10 |  | 6919 | 6919 | Per Fan | GSD | 1 | 1 | 1 | 1 | 1 | 1 | 1 | 1 | 1 | 1 | 1 | 1 | CgrNgsd348 | CgrN | gsd | 348 | 482.2144 | 482.2144 | [30 empty] | 0 | 0 | 0
348 | HVAC | Ventilation | Healthcare | Existing | Destratification Fans | 0 | 1.845 |  | 9589.97 | 0 | 1.845 | 9589.97 | 10 |  | 6919 | 6919 | Per Fan | GSD | 1 | 1 | 1 | 1 | 1 | 1 | 1 | 1 | 1 | 1 | 1 | 1 | CheEgsd348 | CheE | gsd | 348 | 482.2144 | 482.2144 | [30 empty] | 0 | 0 | 0
348 | HVAC | Ventilation | Healthcare | New | Destratification Fans | 0 | 1.845 |  | 9589.97 | 0 | 1.845 | 9589.97 | 10 |  | 6919 | 6919 | Per Fan | GSD | 1 | 1 | 1 | 1 | 1 | 1 | 1 | 1 | 1 | 1 | 1 | 1 | CheNgsd348 | CheN | gsd | 348 | 482.2144 | 482.2144 | [30 empty] | 0 | 0 | 0
348 | HVAC | Ventilation | Hospitals | Existing | Destratification Fans | 0 | 1.845 |  | 9589.97 | 0 | 1.845 | 9589.97 | 10 |  | 6919 | 6919 | Per Fan | GSD | 1 | 1 | 1 | 1 | 1 | 1 | 1 | 1 | 1 | 1 | 1 | 1 | ChoEgsd348 | ChoE | gsd | 348 | 482.2144 | 482.2144 | [30 empty] | 0 | 0 | 0
348 | HVAC | Ventilation | Hospitals | New | Destratification Fans | 0 | 1.845 |  | 9589.97 | 0 | 1.845 | 9589.97 | 10 |  | 6919 | 6919 | Per Fan | GSD | 1 | 1 | 1 | 1 | 1 | 1 | 1 | 1 | 1 | 1 | 1 | 1 | ChoNgsd348 | ChoN | gsd | 348 | 482.2144 | 482.2144 | [30 empty] | 0 | 0 | 0
348 | HVAC | Ventilation | Institutional | Existing | Destratification Fans | 0 | 1.845 |  | 9589.97 | 0 | 1.845 | 9589.97 | 10 |  | 6919 | 6919 | Per Fan | GSD | 1 | 1 | 1 | 1 | 1 | 1 | 1 | 1 | 1 | 1 | 1 | 1 | CinEgsd348 | CinE | gsd | 348 | 482.2144 | 482.2144 | [30 empty] | 0 | 0 | 0
348 | HVAC | Ventilation | Institutional | New | Destratification Fans | 0 | 1.845 |  | 9589.97 | 0 | 1.845 | 9589.97 | 10 |  | 6919 | 6919 | Per Fan | GSD | 1 | 1 | 1 | 1 | 1 | 1 | 1 | 1 | 1 | 1 | 1 | 1 | CinNgsd348 | CinN | gsd | 348 | 482.2144 | 482.2144 | [30 empty] | 0 | 0 | 0
348 | HVAC | Ventilation | Lodging/Hospitality | Existing | Destratification Fans | 0 | 6.317 |  | 9589.97 | 0 | 6.317 | 9589.97 | 10 |  | 6919 | 6919 | Per Fan | GSD | 1 | 1 | 1 | 1 | 1 | 1 | 1 | 1 | 1 | 1 | 1 | 1 | CloEgsd348 | CloE | gsd | 348 | 482.2144 | 482.2144 | [30 empty] | 0 | 0 | 0
348 | HVAC | Ventilation | Lodging/Hospitality | New | Destratification Fans | 0 | 6.317 |  | 9589.97 | 0 | 6.317 | 9589.97 | 10 |  | 6919 | 6919 | Per Fan | GSD | 1 | 1 | 1 | 1 | 1 | 1 | 1 | 1 | 1 | 1 | 1 | 1 | CloNgsd348 | CloN | gsd | 348 | 482.2144 | 482.2144 | [30 empty] | 0 | 0 | 0
348 | HVAC | Ventilation | Miscellaneous | Existing | Destratification Fans | 0 | 21.8474 |  | 9589.97 | 0 | 21.8474 | 9589.97 | 10 |  | 6919 | 6919 | Per Fan | GSD | 1 | 1 | 1 | 1 | 1 | 1 | 1 | 1 | 1 | 1 | 1 | 1 | CmiEgsd348 | CmiE | gsd | 348 | 482.2144 | 482.2144 | [30 empty] | 0 | 0 | 0
348 | HVAC | Ventilation | Miscellaneous | New | Destratification Fans | 0 | 21.8474 |  | 9589.97 | 0 | 21.8474 | 9589.97 | 10 |  | 6919 | 6919 | Per Fan | GSD | 1 | 1 | 1 | 1 | 1 | 1 | 1 | 1 | 1 | 1 | 1 | 1 | CmiNgsd348 | CmiN | gsd | 348 | 482.2144 | 482.2144 | [30 empty] | 0 | 0 | 0
348 | HVAC | Ventilation | Offices | Existing | Destratification Fans | 0 | 21.8474 |  | 9589.97 | 0 | 21.8474 | 9589.97 | 10 |  | 6919 | 6919 | Per Fan | GSD | 1 | 1 | 1 | 1 | 1 | 1 | 1 | 1 | 1 | 1 | 1 | 1 | CofEgsd348 | CofE | gsd | 348 | 482.2144 | 482.2144 | [30 empty] | 0 | 0 | 0
348 | HVAC | Ventilation | Offices | New | Destratification Fans | 0 | 21.8474 |  | 9589.97 | 0 | 21.8474 | 9589.97 | 10 |  | 6919 | 6919 | Per Fan | GSD | 1 | 1 | 1 | 1 | 1 | 1 | 1 | 1 | 1 | 1 | 1 | 1 | CofNgsd348 | CofN | gsd | 348 | 482.2144 | 482.2144 | [30 empty] | 0 | 0 | 0
348 | HVAC | Ventilation | Restaurants | Existing | Destratification Fans | 0 | 7.3703 |  | 9589.97 | 0 | 7.3703 | 9589.97 | 10 |  | 6919 | 6919 | Per Fan | GSD | 1 | 1 | 1 | 1 | 1 | 1 | 1 | 1 | 1 | 1 | 1 | 1 | CreEgsd348 | CreE | gsd | 348 | 482.2144 | 482.2144 | [30 empty] | 0 | 0 | 0
348 | HVAC | Ventilation | Restaurants | New | Destratification Fans | 0 | 7.3703 |  | 9589.97 | 0 | 7.3703 | 9589.97 | 10 |  | 6919 | 6919 | Per Fan | GSD | 1 | 1 | 1 | 1 | 1 | 1 | 1 | 1 | 1 | 1 | 1 | 1 | CreNgsd348 | CreN | gsd | 348 | 482.2144 | 482.2144 | [30 empty] | 0 | 0 | 0
348 | HVAC | Ventilation | Retail | Existing | Destratification Fans | 0 | 21.8474 |  | 9589.97 | 0 | 21.8474 | 9589.97 | 10 |  | 6919 | 6919 | Per Fan | GSD | 1 | 1 | 1 | 1 | 1 | 1 | 1 | 1 | 1 | 1 | 1 | 1 | CrtEgsd348 | CrtE | gsd | 348 | 482.2144 | 482.2144 | [30 empty] | 0 | 0 | 0
348 | HVAC | Ventilation | Retail | New | Destratification Fans | 0 | 21.8474 |  | 9589.97 | 0 | 21.8474 | 9589.97 | 10 |  | 6919 | 6919 | Per Fan | GSD | 1 | 1 | 1 | 1 | 1 | 1 | 1 | 1 | 1 | 1 | 1 | 1 | CrtNgsd348 | CrtN | gsd | 348 | 482.2144 | 482.2144 | [30 empty] | 0 | 0 | 0
348 | HVAC | Ventilation | Schools K-12 | Existing | Destratification Fans | 0 | 21.8474 |  | 9589.97 | 0 | 21.8474 | 9589.97 | 10 |  | 6919 | 6919 | Per Fan | GSD | 1 | 1 | 1 | 1 | 1 | 1 | 1 | 1 | 1 | 1 | 1 | 1 | CscEgsd348 | CscE | gsd | 348 | 482.2144 | 482.2144 | [30 empty] | 0 | 0 | 0
348 | HVAC | Ventilation | Schools K-12 | New | Destratification Fans | 0 | 21.8474 |  | 9589.97 | 0 | 21.8474 | 9589.97 | 10 |  | 6919 | 6919 | Per Fan | GSD | 1 | 1 | 1 | 1 | 1 | 1 | 1 | 1 | 1 | 1 | 1 | 1 | CscNgsd348 | CscN | gsd | 348 | 482.2144 | 482.2144 | [30 empty] | 0 | 0 | 0
348 | HVAC | Ventilation | Warehouse | Existing | Destratification Fans | 0 | 21.8474 |  | 9589.97 | 0 | 21.8474 | 9589.97 | 10 |  | 6919 | 6919 | Per Fan | GSD | 1 | 1 | 1 | 1 | 1 | 1 | 1 | 1 | 1 | 1 | 1 | 1 | CwaEgsd348 | CwaE | gsd | 348 | 482.2144 | 482.2144 | [30 empty] | 10.0279 | 0 | 22.845
348 | HVAC | Ventilation | Warehouse | New | Destratification Fans | 0 | 21.8474 |  | 9589.97 | 0 | 21.8474 | 9589.97 | 10 |  | 6919 | 6919 | Per Fan | GSD | 1 | 1 | 1 | 1 | 1 | 1 | 1 | 1 | 1 | 1 | 1 | 1 | CwaNgsd348 | CwaN | gsd | 348 | 482.2144 | 482.2144 | [30 empty] | 0.1106 | 0 | 0.25197
349 | HVAC | Ventilation | Assembly | Existing | Energy Recovery Ventilation System (ERV) | 1.5527 | 0 |  | 4662 | 1 | 0 | 3002.4418 | 15 |  | 11580 | 7457.8027 | Per End Use Consumption | GSD | 1.4643 | 1.391 | 1.4253 | 1.4319 | 1.4238 | 1.3901 | 1.2504 | 1.3782 | 1.4309 | 1.4735 | 1.4117 | 1.4938 | CasEgsd349 | CasE | gsd | 349 | 234.4203 | 150.9724 | [30 empty] | 26.5952 | 8.8579 | 0
349 | HVAC | Ventilation | Assembly | New | Energy Recovery Ventilation System (ERV) | 1.5527 | 0 |  | 4662 | 1 | 0 | 3002.4418 | 15 |  | 11580 | 7457.8027 | Per End Use Consumption | GSD | 1.4643 | 1.391 | 1.4253 | 1.4319 | 1.4238 | 1.3901 | 1.2504 | 1.3782 | 1.4309 | 1.4735 | 1.4117 | 1.4938 | CasNgsd349 | CasN | gsd | 349 | 234.4203 | 150.9724 | [30 empty] | 0.29334 | 0.097699 | 0
349 | HVAC | Ventilation | College and University | Existing | Energy Recovery Ventilation System (ERV) | 0.94523 | 0 |  | 4662 | 1 | 0 | 4932.1455 | 15 |  | 11580 | 12251.0178 | Per End Use Consumption | GSD | 1.4643 | 1.391 | 1.4253 | 1.4319 | 1.4238 | 1.3901 | 1.2504 | 1.3782 | 1.4309 | 1.4735 | 1.4117 | 1.4938 | CcoEgsd349 | CcoE | gsd | 349 | 234.4203 | 248.0041 | [30 empty] | 0.40552 | 0.082221 | 0
349 | HVAC | Ventilation | College and University | New | Energy Recovery Ventilation System (ERV) | 0.94523 | 0 |  | 4662 | 1 | 0 | 4932.1455 | 15 |  | 11580 | 12251.0178 | Per End Use Consumption | GSD | 1.4643 | 1.391 | 1.4253 | 1.4319 | 1.4238 | 1.3901 | 1.2504 | 1.3782 | 1.4309 | 1.4735 | 1.4117 | 1.4938 | CcoNgsd349 | CcoN | gsd | 349 | 234.4203 | 248.0041 | [30 empty] | 0.0022426 | 0.00045469 | 0
349 | HVAC | Ventilation | Data Center | Existing | Energy Recovery Ventilation System (ERV) | 0.94523 | 0 |  | 4662 | 1 | 0 | 4932.1455 | 15 |  | 11580 | 12251.0178 | Per End Use Consumption | GSD | 1.4643 | 1.391 | 1.4253 | 1.4319 | 1.4238 | 1.3901 | 1.2504 | 1.3782 | 1.4309 | 1.4735 | 1.4117 | 1.4938 | CdaEgsd349 | CdaE | gsd | 349 | 234.4203 | 248.0041 | [30 empty] | 0.006443 | 0.0013063 | 0
349 | HVAC | Ventilation | Data Center | New | Energy Recovery Ventilation System (ERV) | 0.94523 | 0 |  | 4662 | 1 | 0 | 4932.1455 | 15 |  | 11580 | 12251.0178 | Per End Use Consumption | GSD | 1.4643 | 1.391 | 1.4253 | 1.4319 | 1.4238 | 1.3901 | 1.2504 | 1.3782 | 1.4309 | 1.4735 | 1.4117 | 1.4938 | CdaNgsd349 | CdaN | gsd | 349 | 234.4203 | 248.0041 | [30 empty] | 2.8808e-05 | 5.8408e-06 | 0
349 | HVAC | Ventilation | Grocery | Existing | Energy Recovery Ventilation System (ERV) | 1.322 | 0 |  | 4662 | 1 | 0 | 3526.3551 | 15 |  | 11580 | 8759.1575 | Per End Use Consumption | GSD | 1.4643 | 1.391 | 1.4253 | 1.4319 | 1.4238 | 1.3901 | 1.2504 | 1.3782 | 1.4309 | 1.4735 | 1.4117 | 1.4938 | CgrEgsd349 | CgrE | gsd | 349 | 234.4203 | 177.3164 | [30 empty] | 8.4948 | 2.4089 | 0
349 | HVAC | Ventilation | Grocery | New | Energy Recovery Ventilation System (ERV) | 1.322 | 0 |  | 4662 | 1 | 0 | 3526.3551 | 15 |  | 11580 | 8759.1575 | Per End Use Consumption | GSD | 1.4643 | 1.391 | 1.4253 | 1.4319 | 1.4238 | 1.3901 | 1.2504 | 1.3782 | 1.4309 | 1.4735 | 1.4117 | 1.4938 | CgrNgsd349 | CgrN | gsd | 349 | 234.4203 | 177.3164 | [30 empty] | 0.093694 | 0.02657 | 0
349 | HVAC | Ventilation | Healthcare | Existing | Energy Recovery Ventilation System (ERV) | 0.94523 | 0 |  | 4662 | 1 | 0 | 4932.1455 | 15 |  | 11580 | 12251.0178 | Per End Use Consumption | GSD | 1.4643 | 1.391 | 1.4253 | 1.4319 | 1.4238 | 1.3901 | 1.2504 | 1.3782 | 1.4309 | 1.4735 | 1.4117 | 1.4938 | CheEgsd349 | CheE | gsd | 349 | 234.4203 | 248.0041 | [30 empty] | 0 | 0 | 0
349 | HVAC | Ventilation | Healthcare | New | Energy Recovery Ventilation System (ERV) | 0.94523 | 0 |  | 4662 | 1 | 0 | 4932.1455 | 15 |  | 11580 | 12251.0178 | Per End Use Consumption | GSD | 1.4643 | 1.391 | 1.4253 | 1.4319 | 1.4238 | 1.3901 | 1.2504 | 1.3782 | 1.4309 | 1.4735 | 1.4117 | 1.4938 | CheNgsd349 | CheN | gsd | 349 | 234.4203 | 248.0041 | [30 empty] | 0 | 0 | 0
349 | HVAC | Ventilation | Hospitals | Existing | Energy Recovery Ventilation System (ERV) | 0.94523 | 0 |  | 4662 | 1 | 0 | 4932.1455 | 15 |  | 11580 | 12251.0178 | Per End Use Consumption | GSD | 1.4643 | 1.391 | 1.4253 | 1.4319 | 1.4238 | 1.3901 | 1.2504 | 1.3782 | 1.4309 | 1.4735 | 1.4117 | 1.4938 | ChoEgsd349 | ChoE | gsd | 349 | 234.4203 | 248.0041 | [30 empty] | 0 | 0 | 0
349 | HVAC | Ventilation | Hospitals | New | Energy Recovery Ventilation System (ERV) | 0.94523 | 0 |  | 4662 | 1 | 0 | 4932.1455 | 15 |  | 11580 | 12251.0178 | Per End Use Consumption | GSD | 1.4643 | 1.391 | 1.4253 | 1.4319 | 1.4238 | 1.3901 | 1.2504 | 1.3782 | 1.4309 | 1.4735 | 1.4117 | 1.4938 | ChoNgsd349 | ChoN | gsd | 349 | 234.4203 | 248.0041 | [30 empty] | 0 | 0 | 0
349 | HVAC | Ventilation | Institutional | Existing | Energy Recovery Ventilation System (ERV) | 0.94523 | 0 |  | 4662 | 1 | 0 | 4932.1455 | 15 |  | 11580 | 12251.0178 | Per End Use Consumption | GSD | 1.4643 | 1.391 | 1.4253 | 1.4319 | 1.4238 | 1.3901 | 1.2504 | 1.3782 | 1.4309 | 1.4735 | 1.4117 | 1.4938 | CinEgsd349 | CinE | gsd | 349 | 234.4203 | 248.0041 | [30 empty] | 36.6734 | 7.4356 | 0
349 | HVAC | Ventilation | Institutional | New | Energy Recovery Ventilation System (ERV) | 0.94523 | 0 |  | 4662 | 1 | 0 | 4932.1455 | 15 |  | 11580 | 12251.0178 | Per End Use Consumption | GSD | 1.4643 | 1.391 | 1.4253 | 1.4319 | 1.4238 | 1.3901 | 1.2504 | 1.3782 | 1.4309 | 1.4735 | 1.4117 | 1.4938 | CinNgsd349 | CinN | gsd | 349 | 234.4203 | 248.0041 | [30 empty] | 0.40449 | 0.082012 | 0
349 | HVAC | Ventilation | Lodging/Hospitality | Existing | Energy Recovery Ventilation System (ERV) | 0.89282 | 0 |  | 4662 | 1 | 0 | 5221.6713 | 15 |  | 11580 | 12970.1745 | Per End Use Consumption | GSD | 1.4643 | 1.391 | 1.4253 | 1.4319 | 1.4238 | 1.3901 | 1.2504 | 1.3782 | 1.4309 | 1.4735 | 1.4117 | 1.4938 | CloEgsd349 | CloE | gsd | 349 | 234.4203 | 262.5623 | [30 empty] | 0.57636 | 0.11038 | 0
349 | HVAC | Ventilation | Lodging/Hospitality | New | Energy Recovery Ventilation System (ERV) | 0.89282 | 0 |  | 4662 | 1 | 0 | 5221.6713 | 15 |  | 11580 | 12970.1745 | Per End Use Consumption | GSD | 1.4643 | 1.391 | 1.4253 | 1.4319 | 1.4238 | 1.3901 | 1.2504 | 1.3782 | 1.4309 | 1.4735 | 1.4117 | 1.4938 | CloNgsd349 | CloN | gsd | 349 | 234.4203 | 262.5623 | [30 empty] | 0.002395 | 0.00045867 | 0
349 | HVAC | Ventilation | Miscellaneous | Existing | Energy Recovery Ventilation System (ERV) | 1.5527 | 0 |  | 4662 | 1 | 0 | 3002.4418 | 15 |  | 11580 | 7457.8027 | Per End Use Consumption | GSD | 1.4643 | 1.391 | 1.4253 | 1.4319 | 1.4238 | 1.3901 | 1.2504 | 1.3782 | 1.4309 | 1.4735 | 1.4117 | 1.4938 | CmiEgsd349 | CmiE | gsd | 349 | 234.4203 | 150.9724 | [30 empty] | 0 | 0 | 0
349 | HVAC | Ventilation | Miscellaneous | New | Energy Recovery Ventilation System (ERV) | 1.5527 | 0 |  | 4662 | 1 | 0 | 3002.4418 | 15 |  | 11580 | 7457.8027 | Per End Use Consumption | GSD | 1.4643 | 1.391 | 1.4253 | 1.4319 | 1.4238 | 1.3901 | 1.2504 | 1.3782 | 1.4309 | 1.4735 | 1.4117 | 1.4938 | CmiNgsd349 | CmiN | gsd | 349 | 234.4203 | 150.9724 | [30 empty] | 0 | 0 | 0
349 | HVAC | Ventilation | Offices | Existing | Energy Recovery Ventilation System (ERV) | 1.5527 | 0 |  | 4662 | 1 | 0 | 3002.4418 | 15 |  | 11580 | 7457.8027 | Per End Use Consumption | GSD | 1.4643 | 1.391 | 1.4253 | 1.4319 | 1.4238 | 1.3901 | 1.2504 | 1.3782 | 1.4309 | 1.4735 | 1.4117 | 1.4938 | CofEgsd349 | CofE | gsd | 349 | 234.4203 | 150.9724 | [30 empty] | 14.4802 | 4.8228 | 0
349 | HVAC | Ventilation | Offices | New | Energy Recovery Ventilation System (ERV) | 1.5527 | 0 |  | 4662 | 1 | 0 | 3002.4418 | 15 |  | 11580 | 7457.8027 | Per End Use Consumption | GSD | 1.4643 | 1.391 | 1.4253 | 1.4319 | 1.4238 | 1.3901 | 1.2504 | 1.3782 | 1.4309 | 1.4735 | 1.4117 | 1.4938 | CofNgsd349 | CofN | gsd | 349 | 234.4203 | 150.9724 | [30 empty] | 0.072443 | 0.024128 | 0
349 | HVAC | Ventilation | Restaurants | Existing | Energy Recovery Ventilation System (ERV) | 1.322 | 0 |  | 4662 | 1 | 0 | 3526.3551 | 15 |  | 11580 | 8759.1575 | Per End Use Consumption | GSD | 1.4643 | 1.391 | 1.4253 | 1.4319 | 1.4238 | 1.3901 | 1.2504 | 1.3782 | 1.4309 | 1.4735 | 1.4117 | 1.4938 | CreEgsd349 | CreE | gsd | 349 | 234.4203 | 177.3164 | [30 empty] | 3.3813 | 0.95888 | 0
349 | HVAC | Ventilation | Restaurants | New | Energy Recovery Ventilation System (ERV) | 1.322 | 0 |  | 4662 | 1 | 0 | 3526.3551 | 15 |  | 11580 | 8759.1575 | Per End Use Consumption | GSD | 1.4643 | 1.391 | 1.4253 | 1.4319 | 1.4238 | 1.3901 | 1.2504 | 1.3782 | 1.4309 | 1.4735 | 1.4117 | 1.4938 | CreNgsd349 | CreN | gsd | 349 | 234.4203 | 177.3164 | [30 empty] | 0.018532 | 0.0052553 | 0
349 | HVAC | Ventilation | Retail | Existing | Energy Recovery Ventilation System (ERV) | 1.5527 | 0 |  | 4662 | 1 | 0 | 3002.4418 | 15 |  | 11580 | 7457.8027 | Per End Use Consumption | GSD | 1.4643 | 1.391 | 1.4253 | 1.4319 | 1.4238 | 1.3901 | 1.2504 | 1.3782 | 1.4309 | 1.4735 | 1.4117 | 1.4938 | CrtEgsd349 | CrtE | gsd | 349 | 234.4203 | 150.9724 | [30 empty] | 4.6856 | 1.5606 | 0
349 | HVAC | Ventilation | Retail | New | Energy Recovery Ventilation System (ERV) | 1.5527 | 0 |  | 4662 | 1 | 0 | 3002.4418 | 15 |  | 11580 | 7457.8027 | Per End Use Consumption | GSD | 1.4643 | 1.391 | 1.4253 | 1.4319 | 1.4238 | 1.3901 | 1.2504 | 1.3782 | 1.4309 | 1.4735 | 1.4117 | 1.4938 | CrtNgsd349 | CrtN | gsd | 349 | 234.4203 | 150.9724 | [30 empty] | 0.022772 | 0.0075845 | 0
349 | HVAC | Ventilation | Schools K-12 | Existing | Energy Recovery Ventilation System (ERV) | 1.5527 | 0 |  | 4662 | 1 | 0 | 3002.4418 | 15 |  | 11580 | 7457.8027 | Per End Use Consumption | GSD | 1.4643 | 1.391 | 1.4253 | 1.4319 | 1.4238 | 1.3901 | 1.2504 | 1.3782 | 1.4309 | 1.4735 | 1.4117 | 1.4938 | CscEgsd349 | CscE | gsd | 349 | 234.4203 | 150.9724 | [30 empty] | 0.84529 | 0.28154 | 0
349 | HVAC | Ventilation | Schools K-12 | New | Energy Recovery Ventilation System (ERV) | 1.5527 | 0 |  | 4662 | 1 | 0 | 3002.4418 | 15 |  | 11580 | 7457.8027 | Per End Use Consumption | GSD | 1.4643 | 1.391 | 1.4253 | 1.4319 | 1.4238 | 1.3901 | 1.2504 | 1.3782 | 1.4309 | 1.4735 | 1.4117 | 1.4938 | CscNgsd349 | CscN | gsd | 349 | 234.4203 | 150.9724 | [30 empty] | 0.0046352 | 0.0015438 | 0
349 | HVAC | Ventilation | Warehouse | Existing | Energy Recovery Ventilation System (ERV) | 1.5527 | 0 |  | 4662 | 1 | 0 | 3002.4418 | 15 |  | 11580 | 7457.8027 | Per End Use Consumption | GSD | 1.4643 | 1.391 | 1.4253 | 1.4319 | 1.4238 | 1.3901 | 1.2504 | 1.3782 | 1.4309 | 1.4735 | 1.4117 | 1.4938 | CwaEgsd349 | CwaE | gsd | 349 | 234.4203 | 150.9724 | [30 empty] | 1.5046 | 0.50114 | 0
349 | HVAC | Ventilation | Warehouse | New | Energy Recovery Ventilation System (ERV) | 1.5527 | 0 |  | 4662 | 1 | 0 | 3002.4418 | 15 |  | 11580 | 7457.8027 | Per End Use Consumption | GSD | 1.4643 | 1.391 | 1.4253 | 1.4319 | 1.4238 | 1.3901 | 1.2504 | 1.3782 | 1.4309 | 1.4735 | 1.4117 | 1.4938 | CwaNgsd349 | CwaN | gsd | 349 | 234.4203 | 150.9724 | [30 empty] | 0.016596 | 0.0055274 | 0
350 | HVAC | Ventilation | Assembly | Existing | VAV System | 15.9122 | 11.331 |  | 56417.7 | 1 | 0.7121 | 3545.5611 | 10 |  | 21507.3 | 1351.6227 | Per End Use Consumption | GSD | 1.4643 | 1.391 | 1.4253 | 1.4319 | 1.4238 | 1.3901 | 1.2504 | 1.3782 | 1.4309 | 1.4735 | 1.4117 | 1.4938 | CasEgsd350 | CasE | gsd | 350 | 2836.8625 | 178.2822 | [30 empty] | 0 | 0 | 0
350 | HVAC | Ventilation | Assembly | New | VAV System | 15.9122 | 11.331 |  | 56417.7 | 1 | 0.7121 | 3545.5611 | 10 |  | 21507.3 | 1351.6227 | Per End Use Consumption | GSD | 1.4643 | 1.391 | 1.4253 | 1.4319 | 1.4238 | 1.3901 | 1.2504 | 1.3782 | 1.4309 | 1.4735 | 1.4117 | 1.4938 | CasNgsd350 | CasN | gsd | 350 | 2836.8625 | 178.2822 | [30 empty] | 0 | 0 | 0
350 | HVAC | Ventilation | College and University | Existing | VAV System | 12.885 | 10.1739 |  | 88284.56 | 1 | 0.7896 | 6851.7404 | 10 |  | 33655.44 | 2611.9894 | Per End Use Consumption | GSD | 1.4643 | 1.391 | 1.4253 | 1.4319 | 1.4238 | 1.3901 | 1.2504 | 1.3782 | 1.4309 | 1.4735 | 1.4117 | 1.4938 | CcoEgsd350 | CcoE | gsd | 350 | 4439.2303 | 344.5274 | [30 empty] | 0 | 0 | 0
350 | HVAC | Ventilation | College and University | New | VAV System | 12.885 | 10.1739 |  | 88284.56 | 1 | 0.7896 | 6851.7404 | 10 |  | 33655.44 | 2611.9894 | Per End Use Consumption | GSD | 1.4643 | 1.391 | 1.4253 | 1.4319 | 1.4238 | 1.3901 | 1.2504 | 1.3782 | 1.4309 | 1.4735 | 1.4117 | 1.4938 | CcoNgsd350 | CcoN | gsd | 350 | 4439.2303 | 344.5274 | [30 empty] | 0 | 0 | 0
350 | HVAC | Ventilation | Data Center | Existing | VAV System | 55.2039 | 43.5887 |  | 378242.94 | 1 | 0.7896 | 6851.7404 | 10 |  | 144192.06 | 2611.9894 | Per End Use Consumption | GSD | 1.4643 | 1.391 | 1.4253 | 1.4319 | 1.4238 | 1.3901 | 1.2504 | 1.3782 | 1.4309 | 1.4735 | 1.4117 | 1.4938 | CdaEgsd350 | CdaE | gsd | 350 | 19019.2657 | 344.5274 | [30 empty] | 0.64546 | 0.094204 | 0.074383
350 | HVAC | Ventilation | Data Center | New | VAV System | 55.2039 | 43.5887 |  | 378242.94 | 1 | 0.7896 | 6851.7404 | 10 |  | 144192.06 | 2611.9894 | Per End Use Consumption | GSD | 1.4643 | 1.391 | 1.4253 | 1.4319 | 1.4238 | 1.3901 | 1.2504 | 1.3782 | 1.4309 | 1.4735 | 1.4117 | 1.4938 | CdaNgsd350 | CdaN | gsd | 350 | 19019.2657 | 344.5274 | [30 empty] | 0.0071192 | 0.001039 | 0.00082042
350 | HVAC | Ventilation | Grocery | Existing | VAV System | 2.139 | 1.5932 |  | 9640.06 | 1 | 0.74481 | 4506.7038 | 10 |  | 3674.94 | 1718.0252 | Per End Use Consumption | GSD | 1.4643 | 1.391 | 1.4253 | 1.4319 | 1.4238 | 1.3901 | 1.2504 | 1.3782 | 1.4309 | 1.4735 | 1.4117 | 1.4938 | CgrEgsd350 | CgrE | gsd | 350 | 484.7331 | 226.6115 | [30 empty] | 8.8775 | 1.9698 | 1.4672
350 | HVAC | Ventilation | Grocery | New | VAV System | 2.139 | 1.5932 |  | 9640.06 | 1 | 0.74481 | 4506.7038 | 10 |  | 3674.94 | 1718.0252 | Per End Use Consumption | GSD | 1.4643 | 1.391 | 1.4253 | 1.4319 | 1.4238 | 1.3901 | 1.2504 | 1.3782 | 1.4309 | 1.4735 | 1.4117 | 1.4938 | CgrNgsd350 | CgrN | gsd | 350 | 484.7331 | 226.6115 | [30 empty] | 0.097915 | 0.021727 | 0.016182
350 | HVAC | Ventilation | Healthcare | Existing | VAV System | 5.0355 | 3.976 |  | 34502.22 | 1 | 0.7896 | 6851.7404 | 10 |  | 13152.78 | 2611.9894 | Per End Use Consumption | GSD | 1.4643 | 1.391 | 1.4253 | 1.4319 | 1.4238 | 1.3901 | 1.2504 | 1.3782 | 1.4309 | 1.4735 | 1.4117 | 1.4938 | CheEgsd350 | CheE | gsd | 350 | 1734.8821 | 344.5274 | [30 empty] | 9.6186 | 1.4038 | 1.1084
350 | HVAC | Ventilation | Healthcare | New | VAV System | 5.0355 | 3.976 |  | 34502.22 | 1 | 0.7896 | 6851.7404 | 10 |  | 13152.78 | 2611.9894 | Per End Use Consumption | GSD | 1.4643 | 1.391 | 1.4253 | 1.4319 | 1.4238 | 1.3901 | 1.2504 | 1.3782 | 1.4309 | 1.4735 | 1.4117 | 1.4938 | CheNgsd350 | CheN | gsd | 350 | 1734.8821 | 344.5274 | [30 empty] | 0.10609 | 0.015484 | 0.012226
350 | HVAC | Ventilation | Hospitals | Existing | VAV System | 99.6135 | 78.6543 |  | 682525.66 | 1 | 0.7896 | 6851.7404 | 10 |  | 260189.34 | 2611.9894 | Per End Use Consumption | GSD | 1.4643 | 1.391 | 1.4253 | 1.4319 | 1.4238 | 1.3901 | 1.2504 | 1.3782 | 1.4309 | 1.4735 | 1.4117 | 1.4938 | ChoEgsd350 | ChoE | gsd | 350 | 34319.5748 | 344.5274 | [30 empty] | 50.4844 | 7.3681 | 5.8178
350 | HVAC | Ventilation | Hospitals | New | VAV System | 99.6135 | 78.6543 |  | 682525.66 | 1 | 0.7896 | 6851.7404 | 10 |  | 260189.34 | 2611.9894 | Per End Use Consumption | GSD | 1.4643 | 1.391 | 1.4253 | 1.4319 | 1.4238 | 1.3901 | 1.2504 | 1.3782 | 1.4309 | 1.4735 | 1.4117 | 1.4938 | ChoNgsd350 | ChoN | gsd | 350 | 34319.5748 | 344.5274 | [30 empty] | 0.55683 | 0.081268 | 0.064169
350 | HVAC | Ventilation | Institutional | Existing | VAV System | 6.5767 | 5.1929 |  | 45061.76 | 1 | 0.7896 | 6851.7404 | 10 |  | 17178.24 | 2611.9894 | Per End Use Consumption | GSD | 1.4643 | 1.391 | 1.4253 | 1.4319 | 1.4238 | 1.3901 | 1.2504 | 1.3782 | 1.4309 | 1.4735 | 1.4117 | 1.4938 | CinEgsd350 | CinE | gsd | 350 | 2265.8495 | 344.5274 | [30 empty] | 0 | 0 | 0
350 | HVAC | Ventilation | Institutional | New | VAV System | 6.5767 | 5.1929 |  | 45061.76 | 1 | 0.7896 | 6851.7404 | 10 |  | 17178.24 | 2611.9894 | Per End Use Consumption | GSD | 1.4643 | 1.391 | 1.4253 | 1.4319 | 1.4238 | 1.3901 | 1.2504 | 1.3782 | 1.4309 | 1.4735 | 1.4117 | 1.4938 | CinNgsd350 | CinN | gsd | 350 | 2265.8495 | 344.5274 | [30 empty] | 0 | 0 | 0
350 | HVAC | Ventilation | Lodging/Hospitality | Existing | VAV System | 28.4686 | 11.6874 |  | 157223.84 | 1 | 0.41054 | 5522.7016 | 10 |  | 59936.16 | 2105.3393 | Per End Use Consumption | GSD | 1.4643 | 1.391 | 1.4253 | 1.4319 | 1.4238 | 1.3901 | 1.2504 | 1.3782 | 1.4309 | 1.4735 | 1.4117 | 1.4938 | CloEgsd350 | CloE | gsd | 350 | 7905.7179 | 277.6991 | [30 empty] | 14.8346 | 2.6861 | 1.1027
350 | HVAC | Ventilation | Lodging/Hospitality | New | VAV System | 28.4686 | 11.6874 |  | 157223.84 | 1 | 0.41054 | 5522.7016 | 10 |  | 59936.16 | 2105.3393 | Per End Use Consumption | GSD | 1.4643 | 1.391 | 1.4253 | 1.4319 | 1.4238 | 1.3901 | 1.2504 | 1.3782 | 1.4309 | 1.4735 | 1.4117 | 1.4938 | CloNgsd350 | CloN | gsd | 350 | 7905.7179 | 277.6991 | [30 empty] | 0.16362 | 0.029627 | 0.012163
350 | HVAC | Ventilation | Miscellaneous | Existing | VAV System | 34.5147 | 24.5778 |  | 122374.1 | 1 | 0.7121 | 3545.5611 | 10 |  | 46650.9 | 1351.6227 | Per End Use Consumption | GSD | 1.4643 | 1.391 | 1.4253 | 1.4319 | 1.4238 | 1.3901 | 1.2504 | 1.3782 | 1.4309 | 1.4735 | 1.4117 | 1.4938 | CmiEgsd350 | CmiE | gsd | 350 | 6153.3614 | 178.2822 | [30 empty] | 0 | 0 | 0
350 | HVAC | Ventilation | Miscellaneous | New | VAV System | 34.5147 | 24.5778 |  | 122374.1 | 1 | 0.7121 | 3545.5611 | 10 |  | 46650.9 | 1351.6227 | Per End Use Consumption | GSD | 1.4643 | 1.391 | 1.4253 | 1.4319 | 1.4238 | 1.3901 | 1.2504 | 1.3782 | 1.4309 | 1.4735 | 1.4117 | 1.4938 | CmiNgsd350 | CmiN | gsd | 350 | 6153.3614 | 178.2822 | [30 empty] | 0 | 0 | 0
350 | HVAC | Ventilation | Offices | Existing | VAV System | 18.0961 | 12.8862 |  | 64160.88 | 1 | 0.7121 | 3545.5611 | 10 |  | 24459.12 | 1351.6227 | Per End Use Consumption | GSD | 1.4643 | 1.391 | 1.4253 | 1.4319 | 1.4238 | 1.3901 | 1.2504 | 1.3782 | 1.4309 | 1.4735 | 1.4117 | 1.4938 | CofEgsd350 | CofE | gsd | 350 | 3226.2144 | 178.2822 | [30 empty] | 86.1771 | 24.3056 | 17.308
350 | HVAC | Ventilation | Offices | New | VAV System | 18.0961 | 12.8862 |  | 64160.88 | 1 | 0.7121 | 3545.5611 | 10 |  | 24459.12 | 1351.6227 | Per End Use Consumption | GSD | 1.4643 | 1.391 | 1.4253 | 1.4319 | 1.4238 | 1.3901 | 1.2504 | 1.3782 | 1.4309 | 1.4735 | 1.4117 | 1.4938 | CofNgsd350 | CofN | gsd | 350 | 3226.2144 | 178.2822 | [30 empty] | 0.9505 | 0.26808 | 0.1909
350 | HVAC | Ventilation | Restaurants | Existing | VAV System | 4.0082 | 2.9854 |  | 18063.8 | 1 | 0.74481 | 4506.7038 | 10 |  | 6886.2 | 1718.0252 | Per End Use Consumption | GSD | 1.4643 | 1.391 | 1.4253 | 1.4319 | 1.4238 | 1.3901 | 1.2504 | 1.3782 | 1.4309 | 1.4735 | 1.4117 | 1.4938 | CreEgsd350 | CreE | gsd | 350 | 908.3057 | 226.6115 | [30 empty] | 25.711 | 5.7051 | 4.2492
350 | HVAC | Ventilation | Restaurants | New | VAV System | 4.0082 | 2.9854 |  | 18063.8 | 1 | 0.74481 | 4506.7038 | 10 |  | 6886.2 | 1718.0252 | Per End Use Consumption | GSD | 1.4643 | 1.391 | 1.4253 | 1.4319 | 1.4238 | 1.3901 | 1.2504 | 1.3782 | 1.4309 | 1.4735 | 1.4117 | 1.4938 | CreNgsd350 | CreN | gsd | 350 | 908.3057 | 226.6115 | [30 empty] | 0.28358 | 0.062925 | 0.046867
350 | HVAC | Ventilation | Retail | Existing | VAV System | 23.8239 | 16.9649 |  | 84469.08 | 1 | 0.7121 | 3545.5611 | 10 |  | 32200.92 | 1351.6227 | Per End Use Consumption | GSD | 1.4643 | 1.391 | 1.4253 | 1.4319 | 1.4238 | 1.3901 | 1.2504 | 1.3782 | 1.4309 | 1.4735 | 1.4117 | 1.4938 | CrtEgsd350 | CrtE | gsd | 350 | 4247.3757 | 178.2822 | [30 empty] | 14.3321 | 4.0423 | 2.8785
350 | HVAC | Ventilation | Retail | New | VAV System | 23.8239 | 16.9649 |  | 84469.08 | 1 | 0.7121 | 3545.5611 | 10 |  | 32200.92 | 1351.6227 | Per End Use Consumption | GSD | 1.4643 | 1.391 | 1.4253 | 1.4319 | 1.4238 | 1.3901 | 1.2504 | 1.3782 | 1.4309 | 1.4735 | 1.4117 | 1.4938 | CrtNgsd350 | CrtN | gsd | 350 | 4247.3757 | 178.2822 | [30 empty] | 0.15808 | 0.044585 | 0.031749
350 | HVAC | Ventilation | Schools K-12 | Existing | VAV System | 33.8092 | 24.0754 |  | 119872.68 | 1 | 0.7121 | 3545.5611 | 10 |  | 45697.32 | 1351.6227 | Per End Use Consumption | GSD | 1.4643 | 1.391 | 1.4253 | 1.4319 | 1.4238 | 1.3901 | 1.2504 | 1.3782 | 1.4309 | 1.4735 | 1.4117 | 1.4938 | CscEgsd350 | CscE | gsd | 350 | 6027.582 | 178.2822 | [30 empty] | 0 | 0 | 0
350 | HVAC | Ventilation | Schools K-12 | New | VAV System | 33.8092 | 24.0754 |  | 119872.68 | 1 | 0.7121 | 3545.5611 | 10 |  | 45697.32 | 1351.6227 | Per End Use Consumption | GSD | 1.4643 | 1.391 | 1.4253 | 1.4319 | 1.4238 | 1.3901 | 1.2504 | 1.3782 | 1.4309 | 1.4735 | 1.4117 | 1.4938 | CscNgsd350 | CscN | gsd | 350 | 6027.582 | 178.2822 | [30 empty] | 0 | 0 | 0
350 | HVAC | Ventilation | Warehouse | Existing | VAV System | 20.2177 | 14.397 |  | 71683.24 | 1 | 0.7121 | 3545.5611 | 10 |  | 27326.76 | 1351.6227 | Per End Use Consumption | GSD | 1.4643 | 1.391 | 1.4253 | 1.4319 | 1.4238 | 1.3901 | 1.2504 | 1.3782 | 1.4309 | 1.4735 | 1.4117 | 1.4938 | CwaEgsd350 | CwaE | gsd | 350 | 3604.4627 | 178.2822 | [30 empty] | 0 | 0 | 0
350 | HVAC | Ventilation | Warehouse | New | VAV System | 20.2177 | 14.397 |  | 71683.24 | 1 | 0.7121 | 3545.5611 | 10 |  | 27326.76 | 1351.6227 | Per End Use Consumption | GSD | 1.4643 | 1.391 | 1.4253 | 1.4319 | 1.4238 | 1.3901 | 1.2504 | 1.3782 | 1.4309 | 1.4735 | 1.4117 | 1.4938 | CwaNgsd350 | CwaN | gsd | 350 | 3604.4627 | 178.2822 | [30 empty] | 0 | 0 | 0
401 | Lighting-Exterior | Controls | Assembly | Existing | Bi-Level Lighting Control (Exterior) | 0 | 0.059165 |  | 622.79 | 0 | 0.059165 | 622.79 | 8 |  | 400 | 400 | Per 500W Controlled | GSD | 1 | 1 | 1 | 1 | 1 | 1 | 1 | 1 | 1 | 1 | 1 | 1 | CasEgsd401 | CasE | gsd | 401 | 37.3674 | 37.3674 | [30 empty] | 0.012451 | 0 | 0.0011834
401 | Lighting-Exterior | Controls | Assembly | New | Bi-Level Lighting Control (Exterior) | 0 | 0.059165 |  | 622.79 | 0 | 0.059165 | 622.79 | 8 |  | 400 | 400 | Per 500W Controlled | GSD | 1 | 1 | 1 | 1 | 1 | 1 | 1 | 1 | 1 | 1 | 1 | 1 | CasNgsd401 | CasN | gsd | 401 | 37.3674 | 37.3674 | [30 empty] | 0.00010253 | 0 | 9.7454e-06
401 | Lighting-Exterior | Controls | College and University | Existing | Bi-Level Lighting Control (Exterior) | 0 | 0.061656 |  | 622.79 | 0 | 0.061656 | 622.79 | 8 |  | 400 | 400 | Per 500W Controlled | GSD | 1 | 1 | 1 | 1 | 1 | 1 | 1 | 1 | 1 | 1 | 1 | 1 | CcoEgsd401 | CcoE | gsd | 401 | 37.3674 | 37.3674 | [30 empty] | 0.002719 | 0 | 0.00026922
401 | Lighting-Exterior | Controls | College and University | New | Bi-Level Lighting Control (Exterior) | 0 | 0.061656 |  | 622.79 | 0 | 0.061656 | 622.79 | 8 |  | 400 | 400 | Per 500W Controlled | GSD | 1 | 1 | 1 | 1 | 1 | 1 | 1 | 1 | 1 | 1 | 1 | 1 | CcoNgsd401 | CcoN | gsd | 401 | 37.3674 | 37.3674 | [30 empty] | 2.2392e-05 | 0 | 2.2171e-06
401 | Lighting-Exterior | Controls | Data Center | Existing | Bi-Level Lighting Control (Exterior) | 0 | 0.056674 |  | 622.79 | 0 | 0.056674 | 622.79 | 8 |  | 400 | 400 | Per 500W Controlled | GSD | 1 | 1 | 1 | 1 | 1 | 1 | 1 | 1 | 1 | 1 | 1 | 1 | CdaEgsd401 | CdaE | gsd | 401 | 37.3674 | 37.3674 | [30 empty] | 0.00019942 | 0 | 1.8088e-05
401 | Lighting-Exterior | Controls | Data Center | New | Bi-Level Lighting Control (Exterior) | 0 | 0.056674 |  | 622.79 | 0 | 0.056674 | 622.79 | 8 |  | 400 | 400 | Per 500W Controlled | GSD | 1 | 1 | 1 | 1 | 1 | 1 | 1 | 1 | 1 | 1 | 1 | 1 | CdaNgsd401 | CdaN | gsd | 401 | 37.3674 | 37.3674 | [30 empty] | 1.6422e-06 | 0 | 1.4896e-07
401 | Lighting-Exterior | Controls | Grocery | Existing | Bi-Level Lighting Control (Exterior) | 0 | 0.060411 |  | 622.79 | 0 | 0.060411 | 622.79 | 8 |  | 400 | 400 | Per 500W Controlled | GSD | 1 | 1 | 1 | 1 | 1 | 1 | 1 | 1 | 1 | 1 | 1 | 1 | CgrEgsd401 | CgrE | gsd | 401 | 37.3674 | 37.3674 | [30 empty] | 0.0071229 | 0 | 0.00069403
401 | Lighting-Exterior | Controls | Grocery | New | Bi-Level Lighting Control (Exterior) | 0 | 0.060411 |  | 622.79 | 0 | 0.060411 | 622.79 | 8 |  | 400 | 400 | Per 500W Controlled | GSD | 1 | 1 | 1 | 1 | 1 | 1 | 1 | 1 | 1 | 1 | 1 | 1 | CgrNgsd401 | CgrN | gsd | 401 | 37.3674 | 37.3674 | [30 empty] | 5.8658e-05 | 0 | 5.7154e-06
401 | Lighting-Exterior | Controls | Healthcare | Existing | Bi-Level Lighting Control (Exterior) | 0 | 0.060411 |  | 622.79 | 0 | 0.060411 | 622.79 | 8 |  | 400 | 400 | Per 500W Controlled | GSD | 1 | 1 | 1 | 1 | 1 | 1 | 1 | 1 | 1 | 1 | 1 | 1 | CheEgsd401 | CheE | gsd | 401 | 37.3674 | 37.3674 | [30 empty] | 0.013507 | 0 | 0.0013066
401 | Lighting-Exterior | Controls | Healthcare | New | Bi-Level Lighting Control (Exterior) | 0 | 0.060411 |  | 622.79 | 0 | 0.060411 | 622.79 | 8 |  | 400 | 400 | Per 500W Controlled | GSD | 1 | 1 | 1 | 1 | 1 | 1 | 1 | 1 | 1 | 1 | 1 | 1 | CheNgsd401 | CheN | gsd | 401 | 37.3674 | 37.3674 | [30 empty] | 0.00011124 | 0 | 1.076e-05
401 | Lighting-Exterior | Controls | Hospitals | Existing | Bi-Level Lighting Control (Exterior) | 0 | 0.061656 |  | 622.79 | 0 | 0.061656 | 622.79 | 8 |  | 400 | 400 | Per 500W Controlled | GSD | 1 | 1 | 1 | 1 | 1 | 1 | 1 | 1 | 1 | 1 | 1 | 1 | ChoEgsd401 | ChoE | gsd | 401 | 37.3674 | 37.3674 | [30 empty] | 0.0051412 | 0 | 0.00050905
401 | Lighting-Exterior | Controls | Hospitals | New | Bi-Level Lighting Control (Exterior) | 0 | 0.061656 |  | 622.79 | 0 | 0.061656 | 622.79 | 8 |  | 400 | 400 | Per 500W Controlled | GSD | 1 | 1 | 1 | 1 | 1 | 1 | 1 | 1 | 1 | 1 | 1 | 1 | ChoNgsd401 | ChoN | gsd | 401 | 37.3674 | 37.3674 | [30 empty] | 4.2338e-05 | 0 | 4.1921e-06
401 | Lighting-Exterior | Controls | Institutional | Existing | Bi-Level Lighting Control (Exterior) | 0 | 0.074735 |  | 622.79 | 0 | 0.074735 | 622.79 | 8 |  | 400 | 400 | Per 500W Controlled | GSD | 1 | 1 | 1 | 1 | 1 | 1 | 1 | 1 | 1 | 1 | 1 | 1 | CinEgsd401 | CinE | gsd | 401 | 37.3674 | 37.3674 | [30 empty] | 0.0035845 | 0 | 0.00042981
401 | Lighting-Exterior | Controls | Institutional | New | Bi-Level Lighting Control (Exterior) | 0 | 0.074735 |  | 622.79 | 0 | 0.074735 | 622.79 | 8 |  | 400 | 400 | Per 500W Controlled | GSD | 1 | 1 | 1 | 1 | 1 | 1 | 1 | 1 | 1 | 1 | 1 | 1 | CinNgsd401 | CinN | gsd | 401 | 37.3674 | 37.3674 | [30 empty] | 2.9518e-05 | 0 | 3.5395e-06
401 | Lighting-Exterior | Controls | Lodging/Hospitality | Existing | Bi-Level Lighting Control (Exterior) | 0 | 0.054183 |  | 622.79 | 0 | 0.054183 | 622.79 | 8 |  | 400 | 400 | Per 500W Controlled | GSD | 1 | 1 | 1 | 1 | 1 | 1 | 1 | 1 | 1 | 1 | 1 | 1 | CloEgsd401 | CloE | gsd | 401 | 37.3674 | 37.3674 | [30 empty] | 0.0080137 | 0 | 0.0006935
401 | Lighting-Exterior | Controls | Lodging/Hospitality | New | Bi-Level Lighting Control (Exterior) | 0 | 0.054183 |  | 622.79 | 0 | 0.054183 | 622.79 | 8 |  | 400 | 400 | Per 500W Controlled | GSD | 1 | 1 | 1 | 1 | 1 | 1 | 1 | 1 | 1 | 1 | 1 | 1 | CloNgsd401 | CloN | gsd | 401 | 37.3674 | 37.3674 | [30 empty] | 6.5994e-05 | 0 | 5.711e-06
401 | Lighting-Exterior | Controls | Miscellaneous | Existing | Bi-Level Lighting Control (Exterior) | 0 | 0.056674 |  | 622.79 | 0 | 0.056674 | 622.79 | 8 |  | 400 | 400 | Per 500W Controlled | GSD | 1 | 1 | 1 | 1 | 1 | 1 | 1 | 1 | 1 | 1 | 1 | 1 | CmiEgsd401 | CmiE | gsd | 401 | 37.3674 | 37.3674 | [30 empty] | 0.015486 | 0 | 0.0014046
401 | Lighting-Exterior | Controls | Miscellaneous | New | Bi-Level Lighting Control (Exterior) | 0 | 0.056674 |  | 622.79 | 0 | 0.056674 | 622.79 | 8 |  | 400 | 400 | Per 500W Controlled | GSD | 1 | 1 | 1 | 1 | 1 | 1 | 1 | 1 | 1 | 1 | 1 | 1 | CmiNgsd401 | CmiN | gsd | 401 | 37.3674 | 37.3674 | [30 empty] | 0.00012753 | 0 | 1.1567e-05
401 | Lighting-Exterior | Controls | Offices | Existing | Bi-Level Lighting Control (Exterior) | 0 | 0.056674 |  | 622.79 | 0 | 0.056674 | 622.79 | 8 |  | 400 | 400 | Per 500W Controlled | GSD | 1 | 1 | 1 | 1 | 1 | 1 | 1 | 1 | 1 | 1 | 1 | 1 | CofEgsd401 | CofE | gsd | 401 | 37.3674 | 37.3674 | [30 empty] | 0.08016 | 0 | 0.0072707
401 | Lighting-Exterior | Controls | Offices | New | Bi-Level Lighting Control (Exterior) | 0 | 0.056674 |  | 622.79 | 0 | 0.056674 | 622.79 | 8 |  | 400 | 400 | Per 500W Controlled | GSD | 1 | 1 | 1 | 1 | 1 | 1 | 1 | 1 | 1 | 1 | 1 | 1 | CofNgsd401 | CofN | gsd | 401 | 37.3674 | 37.3674 | [30 empty] | 0.00066013 | 0 | 5.9876e-05
401 | Lighting-Exterior | Controls | Restaurants | Existing | Bi-Level Lighting Control (Exterior) | 0 | 0.056051 |  | 622.79 | 0 | 0.056051 | 622.79 | 8 |  | 400 | 400 | Per 500W Controlled | GSD | 1 | 1 | 1 | 1 | 1 | 1 | 1 | 1 | 1 | 1 | 1 | 1 | CreEgsd401 | CreE | gsd | 401 | 37.3674 | 37.3674 | [30 empty] | 0.0021209 | 0 | 0.00019163
401 | Lighting-Exterior | Controls | Restaurants | New | Bi-Level Lighting Control (Exterior) | 0 | 0.056051 |  | 622.79 | 0 | 0.056051 | 622.79 | 8 |  | 400 | 400 | Per 500W Controlled | GSD | 1 | 1 | 1 | 1 | 1 | 1 | 1 | 1 | 1 | 1 | 1 | 1 | CreNgsd401 | CreN | gsd | 401 | 37.3674 | 37.3674 | [30 empty] | 1.8656e-05 | 0 | 1.6856e-06
401 | Lighting-Exterior | Controls | Retail | Existing | Bi-Level Lighting Control (Exterior) | 0 | 0.059788 |  | 622.79 | 0 | 0.059788 | 622.79 | 8 |  | 400 | 400 | Per 500W Controlled | GSD | 1 | 1 | 1 | 1 | 1 | 1 | 1 | 1 | 1 | 1 | 1 | 1 | CrtEgsd401 | CrtE | gsd | 401 | 37.3674 | 37.3674 | [30 empty] | 0.039024 | 0 | 0.0037641
401 | Lighting-Exterior | Controls | Retail | New | Bi-Level Lighting Control (Exterior) | 0 | 0.059788 |  | 622.79 | 0 | 0.059788 | 622.79 | 8 |  | 400 | 400 | Per 500W Controlled | GSD | 1 | 1 | 1 | 1 | 1 | 1 | 1 | 1 | 1 | 1 | 1 | 1 | CrtNgsd401 | CrtN | gsd | 401 | 37.3674 | 37.3674 | [30 empty] | 0.00034326 | 0 | 3.3109e-05
401 | Lighting-Exterior | Controls | Schools K-12 | Existing | Bi-Level Lighting Control (Exterior) | 0 | 0.06477 |  | 622.79 | 0 | 0.06477 | 622.79 | 8 |  | 400 | 400 | Per 500W Controlled | GSD | 1 | 1 | 1 | 1 | 1 | 1 | 1 | 1 | 1 | 1 | 1 | 1 | CscEgsd401 | CscE | gsd | 401 | 37.3674 | 37.3674 | [30 empty] | 0.0020134 | 0 | 0.00020849
401 | Lighting-Exterior | Controls | Schools K-12 | New | Bi-Level Lighting Control (Exterior) | 0 | 0.06477 |  | 622.79 | 0 | 0.06477 | 622.79 | 8 |  | 400 | 400 | Per 500W Controlled | GSD | 1 | 1 | 1 | 1 | 1 | 1 | 1 | 1 | 1 | 1 | 1 | 1 | CscNgsd401 | CscN | gsd | 401 | 37.3674 | 37.3674 | [30 empty] | 1.6581e-05 | 0 | 1.7169e-06
401 | Lighting-Exterior | Controls | Warehouse | Existing | Bi-Level Lighting Control (Exterior) | 0 | 0.059788 |  | 622.79 | 0 | 0.059788 | 622.79 | 8 |  | 400 | 400 | Per 500W Controlled | GSD | 1 | 1 | 1 | 1 | 1 | 1 | 1 | 1 | 1 | 1 | 1 | 1 | CwaEgsd401 | CwaE | gsd | 401 | 37.3674 | 37.3674 | [30 empty] | 0.0054065 | 0 | 0.0005191
401 | Lighting-Exterior | Controls | Warehouse | New | Bi-Level Lighting Control (Exterior) | 0 | 0.059788 |  | 622.79 | 0 | 0.059788 | 622.79 | 8 |  | 400 | 400 | Per 500W Controlled | GSD | 1 | 1 | 1 | 1 | 1 | 1 | 1 | 1 | 1 | 1 | 1 | 1 | CwaNgsd401 | CwaN | gsd | 401 | 37.3674 | 37.3674 | [30 empty] | 4.4524e-05 | 0 | 4.2749e-06
402 | Lighting-Exterior | Controls | Assembly | Existing | Outdoor Lighting Controls | 0 | 0.041895 |  | 441 | 0 | 0.041895 | 441 | 10 |  | 57.62 | 57.62 | Per 500W Controlled | GSD | 0.57723 | 0.60437 | 0.83705 | 1.097 | 1.2026 | 1.2026 | 1.289 | 1.2891 | 1.2453 | 1.1192 | 0.77553 | 0.85362 | CasEgsd402 | CasE | gsd | 402 | 26.46 | 26.46 | [30 empty] | 1.9194 | 0 | 0.18243
402 | Lighting-Exterior | Controls | Assembly | New | Outdoor Lighting Controls | 0 | 0.041895 |  | 441 | 0 | 0.041895 | 441 | 10 |  | 57.62 | 57.62 | Per 500W Controlled | GSD | 0.57723 | 0.60437 | 0.83705 | 1.097 | 1.2026 | 1.2026 | 1.289 | 1.2891 | 1.2453 | 1.1192 | 0.77553 | 0.85362 | CasNgsd402 | CasN | gsd | 402 | 26.46 | 26.46 | [30 empty] | 0.010784 | 0 | 0.001025
402 | Lighting-Exterior | Controls | College and University | Existing | Outdoor Lighting Controls | 0 | 0.043659 |  | 441 | 0 | 0.043659 | 441 | 10 |  | 57.62 | 57.62 | Per 500W Controlled | GSD | 0.57723 | 0.60437 | 0.83705 | 1.097 | 1.2026 | 1.2026 | 1.289 | 1.2891 | 1.2453 | 1.1192 | 0.77553 | 0.85362 | CcoEgsd402 | CcoE | gsd | 402 | 26.46 | 26.46 | [30 empty] | 0.26145 | 0 | 0.025888
402 | Lighting-Exterior | Controls | College and University | New | Outdoor Lighting Controls | 0 | 0.043659 |  | 441 | 0 | 0.043659 | 441 | 10 |  | 57.62 | 57.62 | Per 500W Controlled | GSD | 0.57723 | 0.60437 | 0.83705 | 1.097 | 1.2026 | 1.2026 | 1.289 | 1.2891 | 1.2453 | 1.1192 | 0.77553 | 0.85362 | CcoNgsd402 | CcoN | gsd | 402 | 26.46 | 26.46 | [30 empty] | 0.0013961 | 0 | 0.00013823
402 | Lighting-Exterior | Controls | Data Center | Existing | Outdoor Lighting Controls | 0 | 0.040131 |  | 441 | 0 | 0.040131 | 441 | 10 |  | 57.62 | 57.62 | Per 500W Controlled | GSD | 0.57723 | 0.60437 | 0.83705 | 1.097 | 1.2026 | 1.2026 | 1.289 | 1.2891 | 1.2453 | 1.1192 | 0.77553 | 0.85362 | CdaEgsd402 | CdaE | gsd | 402 | 26.46 | 26.46 | [30 empty] | 0.019175 | 0 | 0.0017393
402 | Lighting-Exterior | Controls | Data Center | New | Outdoor Lighting Controls | 0 | 0.040131 |  | 441 | 0 | 0.040131 | 441 | 10 |  | 57.62 | 57.62 | Per 500W Controlled | GSD | 0.57723 | 0.60437 | 0.83705 | 1.097 | 1.2026 | 1.2026 | 1.289 | 1.2891 | 1.2453 | 1.1192 | 0.77553 | 0.85362 | CdaNgsd402 | CdaN | gsd | 402 | 26.46 | 26.46 | [30 empty] | 0.00010239 | 0 | 9.2873e-06
402 | Lighting-Exterior | Controls | Grocery | Existing | Outdoor Lighting Controls | 0 | 0.042777 |  | 441 | 0 | 0.042777 | 441 | 10 |  | 57.62 | 57.62 | Per 500W Controlled | GSD | 0.57723 | 0.60437 | 0.83705 | 1.097 | 1.2026 | 1.2026 | 1.289 | 1.2891 | 1.2453 | 1.1192 | 0.77553 | 0.85362 | CgrEgsd402 | CgrE | gsd | 402 | 26.46 | 26.46 | [30 empty] | 1.098 | 0 | 0.10699
402 | Lighting-Exterior | Controls | Grocery | New | Outdoor Lighting Controls | 0 | 0.042777 |  | 441 | 0 | 0.042777 | 441 | 10 |  | 57.62 | 57.62 | Per 500W Controlled | GSD | 0.57723 | 0.60437 | 0.83705 | 1.097 | 1.2026 | 1.2026 | 1.289 | 1.2891 | 1.2453 | 1.1192 | 0.77553 | 0.85362 | CgrNgsd402 | CgrN | gsd | 402 | 26.46 | 26.46 | [30 empty] | 0.0061694 | 0 | 0.00060113
402 | Lighting-Exterior | Controls | Healthcare | Existing | Outdoor Lighting Controls | 0 | 0.042777 |  | 441 | 0 | 0.042777 | 441 | 10 |  | 57.62 | 57.62 | Per 500W Controlled | GSD | 0.57723 | 0.60437 | 0.83705 | 1.097 | 1.2026 | 1.2026 | 1.289 | 1.2891 | 1.2453 | 1.1192 | 0.77553 | 0.85362 | CheEgsd402 | CheE | gsd | 402 | 26.46 | 26.46 | [30 empty] | 1.2988 | 0 | 0.12564
402 | Lighting-Exterior | Controls | Healthcare | New | Outdoor Lighting Controls | 0 | 0.042777 |  | 441 | 0 | 0.042777 | 441 | 10 |  | 57.62 | 57.62 | Per 500W Controlled | GSD | 0.57723 | 0.60437 | 0.83705 | 1.097 | 1.2026 | 1.2026 | 1.289 | 1.2891 | 1.2453 | 1.1192 | 0.77553 | 0.85362 | CheNgsd402 | CheN | gsd | 402 | 26.46 | 26.46 | [30 empty] | 0.0069355 | 0 | 0.00067089
402 | Lighting-Exterior | Controls | Hospitals | Existing | Outdoor Lighting Controls | 0 | 0.043659 |  | 441 | 0 | 0.043659 | 441 | 10 |  | 57.62 | 57.62 | Per 500W Controlled | GSD | 0.57723 | 0.60437 | 0.83705 | 1.097 | 1.2026 | 1.2026 | 1.289 | 1.2891 | 1.2453 | 1.1192 | 0.77553 | 0.85362 | ChoEgsd402 | ChoE | gsd | 402 | 26.46 | 26.46 | [30 empty] | 0.49435 | 0 | 0.048949
402 | Lighting-Exterior | Controls | Hospitals | New | Outdoor Lighting Controls | 0 | 0.043659 |  | 441 | 0 | 0.043659 | 441 | 10 |  | 57.62 | 57.62 | Per 500W Controlled | GSD | 0.57723 | 0.60437 | 0.83705 | 1.097 | 1.2026 | 1.2026 | 1.289 | 1.2891 | 1.2453 | 1.1192 | 0.77553 | 0.85362 | ChoNgsd402 | ChoN | gsd | 402 | 26.46 | 26.46 | [30 empty] | 0.0026397 | 0 | 0.00026138
402 | Lighting-Exterior | Controls | Institutional | Existing | Outdoor Lighting Controls | 0 | 0.05292 |  | 441 | 0 | 0.05292 | 441 | 10 |  | 57.62 | 57.62 | Per 500W Controlled | GSD | 0.57723 | 0.60437 | 0.83705 | 1.097 | 1.2026 | 1.2026 | 1.289 | 1.2891 | 1.2453 | 1.1192 | 0.77553 | 0.85362 | CinEgsd402 | CinE | gsd | 402 | 26.46 | 26.46 | [30 empty] | 0.55257 | 0 | 0.066259
402 | Lighting-Exterior | Controls | Institutional | New | Outdoor Lighting Controls | 0 | 0.05292 |  | 441 | 0 | 0.05292 | 441 | 10 |  | 57.62 | 57.62 | Per 500W Controlled | GSD | 0.57723 | 0.60437 | 0.83705 | 1.097 | 1.2026 | 1.2026 | 1.289 | 1.2891 | 1.2453 | 1.1192 | 0.77553 | 0.85362 | CinNgsd402 | CinN | gsd | 402 | 26.46 | 26.46 | [30 empty] | 0.0031046 | 0 | 0.00037228
402 | Lighting-Exterior | Controls | Lodging/Hospitality | Existing | Outdoor Lighting Controls | 0 | 0.038367 |  | 441 | 0 | 0.038367 | 441 | 10 |  | 57.62 | 57.62 | Per 500W Controlled | GSD | 0.57723 | 0.60437 | 0.83705 | 1.097 | 1.2026 | 1.2026 | 1.289 | 1.2891 | 1.2453 | 1.1192 | 0.77553 | 0.85362 | CloEgsd402 | CloE | gsd | 402 | 26.46 | 26.46 | [30 empty] | 0.77057 | 0 | 0.066684
402 | Lighting-Exterior | Controls | Lodging/Hospitality | New | Outdoor Lighting Controls | 0 | 0.038367 |  | 441 | 0 | 0.038367 | 441 | 10 |  | 57.62 | 57.62 | Per 500W Controlled | GSD | 0.57723 | 0.60437 | 0.83705 | 1.097 | 1.2026 | 1.2026 | 1.289 | 1.2891 | 1.2453 | 1.1192 | 0.77553 | 0.85362 | CloNgsd402 | CloN | gsd | 402 | 26.46 | 26.46 | [30 empty] | 0.0041147 | 0 | 0.00035608
402 | Lighting-Exterior | Controls | Miscellaneous | Existing | Outdoor Lighting Controls | 0 | 0.040131 |  | 441 | 0 | 0.040131 | 441 | 10 |  | 57.62 | 57.62 | Per 500W Controlled | GSD | 0.57723 | 0.60437 | 0.83705 | 1.097 | 1.2026 | 1.2026 | 1.289 | 1.2891 | 1.2453 | 1.1192 | 0.77553 | 0.85362 | CmiEgsd402 | CmiE | gsd | 402 | 26.46 | 26.46 | [30 empty] | 2.3873 | 0 | 0.21654
402 | Lighting-Exterior | Controls | Miscellaneous | New | Outdoor Lighting Controls | 0 | 0.040131 |  | 441 | 0 | 0.040131 | 441 | 10 |  | 57.62 | 57.62 | Per 500W Controlled | GSD | 0.57723 | 0.60437 | 0.83705 | 1.097 | 1.2026 | 1.2026 | 1.289 | 1.2891 | 1.2453 | 1.1192 | 0.77553 | 0.85362 | CmiNgsd402 | CmiN | gsd | 402 | 26.46 | 26.46 | [30 empty] | 0.013413 | 0 | 0.0012166
402 | Lighting-Exterior | Controls | Offices | Existing | Outdoor Lighting Controls | 0 | 0.040131 |  | 441 | 0 | 0.040131 | 441 | 10 |  | 57.62 | 57.62 | Per 500W Controlled | GSD | 0.57723 | 0.60437 | 0.83705 | 1.097 | 1.2026 | 1.2026 | 1.289 | 1.2891 | 1.2453 | 1.1192 | 0.77553 | 0.85362 | CofEgsd402 | CofE | gsd | 402 | 26.46 | 26.46 | [30 empty] | 7.7079 | 0 | 0.69913
402 | Lighting-Exterior | Controls | Offices | New | Outdoor Lighting Controls | 0 | 0.040131 |  | 441 | 0 | 0.040131 | 441 | 10 |  | 57.62 | 57.62 | Per 500W Controlled | GSD | 0.57723 | 0.60437 | 0.83705 | 1.097 | 1.2026 | 1.2026 | 1.289 | 1.2891 | 1.2453 | 1.1192 | 0.77553 | 0.85362 | CofNgsd402 | CofN | gsd | 402 | 26.46 | 26.46 | [30 empty] | 0.041158 | 0 | 0.0037332
402 | Lighting-Exterior | Controls | Restaurants | Existing | Outdoor Lighting Controls | 0 | 0.03969 |  | 441 | 0 | 0.03969 | 441 | 10 |  | 57.62 | 57.62 | Per 500W Controlled | GSD | 0.57723 | 0.60437 | 0.83705 | 1.097 | 1.2026 | 1.2026 | 1.289 | 1.2891 | 1.2453 | 1.1192 | 0.77553 | 0.85362 | CreEgsd402 | CreE | gsd | 402 | 26.46 | 26.46 | [30 empty] | 0.81575 | 0 | 0.073707
402 | Lighting-Exterior | Controls | Restaurants | New | Outdoor Lighting Controls | 0 | 0.03969 |  | 441 | 0 | 0.03969 | 441 | 10 |  | 57.62 | 57.62 | Per 500W Controlled | GSD | 0.57723 | 0.60437 | 0.83705 | 1.097 | 1.2026 | 1.2026 | 1.289 | 1.2891 | 1.2453 | 1.1192 | 0.77553 | 0.85362 | CreNgsd402 | CreN | gsd | 402 | 26.46 | 26.46 | [30 empty] | 0.0048092 | 0 | 0.00043453
402 | Lighting-Exterior | Controls | Retail | Existing | Outdoor Lighting Controls | 0 | 0.042336 |  | 441 | 0 | 0.042336 | 441 | 10 |  | 57.62 | 57.62 | Per 500W Controlled | GSD | 0.57723 | 0.60437 | 0.83705 | 1.097 | 1.2026 | 1.2026 | 1.289 | 1.2891 | 1.2453 | 1.1192 | 0.77553 | 0.85362 | CrtEgsd402 | CrtE | gsd | 402 | 26.46 | 26.46 | [30 empty] | 3.7524 | 0 | 0.36194
402 | Lighting-Exterior | Controls | Retail | New | Outdoor Lighting Controls | 0 | 0.042336 |  | 441 | 0 | 0.042336 | 441 | 10 |  | 57.62 | 57.62 | Per 500W Controlled | GSD | 0.57723 | 0.60437 | 0.83705 | 1.097 | 1.2026 | 1.2026 | 1.289 | 1.2891 | 1.2453 | 1.1192 | 0.77553 | 0.85362 | CrtNgsd402 | CrtN | gsd | 402 | 26.46 | 26.46 | [30 empty] | 0.020037 | 0 | 0.0019327
402 | Lighting-Exterior | Controls | Schools K-12 | Existing | Outdoor Lighting Controls | 0 | 0.045864 |  | 441 | 0 | 0.045864 | 441 | 10 |  | 57.62 | 57.62 | Per 500W Controlled | GSD | 0.57723 | 0.60437 | 0.83705 | 1.097 | 1.2026 | 1.2026 | 1.289 | 1.2891 | 1.2453 | 1.1192 | 0.77553 | 0.85362 | CscEgsd402 | CscE | gsd | 402 | 26.46 | 26.46 | [30 empty] | 0.31039 | 0 | 0.03214
402 | Lighting-Exterior | Controls | Schools K-12 | New | Outdoor Lighting Controls | 0 | 0.045864 |  | 441 | 0 | 0.045864 | 441 | 10 |  | 57.62 | 57.62 | Per 500W Controlled | GSD | 0.57723 | 0.60437 | 0.83705 | 1.097 | 1.2026 | 1.2026 | 1.289 | 1.2891 | 1.2453 | 1.1192 | 0.77553 | 0.85362 | CscNgsd402 | CscN | gsd | 402 | 26.46 | 26.46 | [30 empty] | 0.0017439 | 0 | 0.00018058
402 | Lighting-Exterior | Controls | Warehouse | Existing | Outdoor Lighting Controls | 0 | 0.042336 |  | 441 | 0 | 0.042336 | 441 | 10 |  | 57.62 | 57.62 | Per 500W Controlled | GSD | 0.57723 | 0.60437 | 0.83705 | 1.097 | 1.2026 | 1.2026 | 1.289 | 1.2891 | 1.2453 | 1.1192 | 0.77553 | 0.85362 | CwaEgsd402 | CwaE | gsd | 402 | 26.46 | 26.46 | [30 empty] | 0.51987 | 0 | 0.049915
402 | Lighting-Exterior | Controls | Warehouse | New | Outdoor Lighting Controls | 0 | 0.042336 |  | 441 | 0 | 0.042336 | 441 | 10 |  | 57.62 | 57.62 | Per 500W Controlled | GSD | 0.57723 | 0.60437 | 0.83705 | 1.097 | 1.2026 | 1.2026 | 1.289 | 1.2891 | 1.2453 | 1.1192 | 0.77553 | 0.85362 | CwaNgsd402 | CwaN | gsd | 402 | 26.46 | 26.46 | [30 empty] | 0.002776 | 0 | 0.00026653
403 | Lighting-Exterior | Controls | Assembly | Existing | Outdoor motion sensor | 0 | 0.045805 |  | 482.16 | 0 | 0.045805 | 482.16 | 10 |  | 84 | 84 | Per 500W Controlled | GSD | 0.57723 | 0.60437 | 0.83705 | 1.097 | 1.2026 | 1.2026 | 1.289 | 1.2891 | 1.2453 | 1.1192 | 0.77553 | 0.85362 | CasEgsd403 | CasE | gsd | 403 | 28.9296 | 28.9296 | [30 empty] | 2.7653 | 0 | 0.26283
403 | Lighting-Exterior | Controls | Assembly | New | Outdoor motion sensor | 0 | 0.045805 |  | 482.16 | 0 | 0.045805 | 482.16 | 10 |  | 84 | 84 | Per 500W Controlled | GSD | 0.57723 | 0.60437 | 0.83705 | 1.097 | 1.2026 | 1.2026 | 1.289 | 1.2891 | 1.2453 | 1.1192 | 0.77553 | 0.85362 | CasNgsd403 | CasN | gsd | 403 | 28.9296 | 28.9296 | [30 empty] | 0.015537 | 0 | 0.0014767
403 | Lighting-Exterior | Controls | College and University | Existing | Outdoor motion sensor | 0 | 0.047734 |  | 482.16 | 0 | 0.047734 | 482.16 | 10 |  | 84 | 84 | Per 500W Controlled | GSD | 0.57723 | 0.60437 | 0.83705 | 1.097 | 1.2026 | 1.2026 | 1.289 | 1.2891 | 1.2453 | 1.1192 | 0.77553 | 0.85362 | CcoEgsd403 | CcoE | gsd | 403 | 28.9296 | 28.9296 | [30 empty] | 0.37667 | 0 | 0.037296
403 | Lighting-Exterior | Controls | College and University | New | Outdoor motion sensor | 0 | 0.047734 |  | 482.16 | 0 | 0.047734 | 482.16 | 10 |  | 84 | 84 | Per 500W Controlled | GSD | 0.57723 | 0.60437 | 0.83705 | 1.097 | 1.2026 | 1.2026 | 1.289 | 1.2891 | 1.2453 | 1.1192 | 0.77553 | 0.85362 | CcoNgsd403 | CcoN | gsd | 403 | 28.9296 | 28.9296 | [30 empty] | 0.0020113 | 0 | 0.00019915
403 | Lighting-Exterior | Controls | Data Center | Existing | Outdoor motion sensor | 0 | 0.043877 |  | 482.16 | 0 | 0.043877 | 482.16 | 10 |  | 84 | 84 | Per 500W Controlled | GSD | 0.57723 | 0.60437 | 0.83705 | 1.097 | 1.2026 | 1.2026 | 1.289 | 1.2891 | 1.2453 | 1.1192 | 0.77553 | 0.85362 | CdaEgsd403 | CdaE | gsd | 403 | 28.9296 | 28.9296 | [30 empty] | 0.027626 | 0 | 0.0025057
403 | Lighting-Exterior | Controls | Data Center | New | Outdoor motion sensor | 0 | 0.043877 |  | 482.16 | 0 | 0.043877 | 482.16 | 10 |  | 84 | 84 | Per 500W Controlled | GSD | 0.57723 | 0.60437 | 0.83705 | 1.097 | 1.2026 | 1.2026 | 1.289 | 1.2891 | 1.2453 | 1.1192 | 0.77553 | 0.85362 | CdaNgsd403 | CdaN | gsd | 403 | 28.9296 | 28.9296 | [30 empty] | 0.00014752 | 0 | 1.338e-05
403 | Lighting-Exterior | Controls | Grocery | Existing | Outdoor motion sensor | 0 | 0.04677 |  | 482.16 | 0 | 0.04677 | 482.16 | 10 |  | 84 | 84 | Per 500W Controlled | GSD | 0.57723 | 0.60437 | 0.83705 | 1.097 | 1.2026 | 1.2026 | 1.289 | 1.2891 | 1.2453 | 1.1192 | 0.77553 | 0.85362 | CgrEgsd403 | CgrE | gsd | 403 | 28.9296 | 28.9296 | [30 empty] | 1.582 | 0 | 0.15414
403 | Lighting-Exterior | Controls | Grocery | New | Outdoor motion sensor | 0 | 0.04677 |  | 482.16 | 0 | 0.04677 | 482.16 | 10 |  | 84 | 84 | Per 500W Controlled | GSD | 0.57723 | 0.60437 | 0.83705 | 1.097 | 1.2026 | 1.2026 | 1.289 | 1.2891 | 1.2453 | 1.1192 | 0.77553 | 0.85362 | CgrNgsd403 | CgrN | gsd | 403 | 28.9296 | 28.9296 | [30 empty] | 0.0088882 | 0 | 0.00086604
403 | Lighting-Exterior | Controls | Healthcare | Existing | Outdoor motion sensor | 0 | 0.04677 |  | 482.16 | 0 | 0.04677 | 482.16 | 10 |  | 84 | 84 | Per 500W Controlled | GSD | 0.57723 | 0.60437 | 0.83705 | 1.097 | 1.2026 | 1.2026 | 1.289 | 1.2891 | 1.2453 | 1.1192 | 0.77553 | 0.85362 | CheEgsd403 | CheE | gsd | 403 | 28.9296 | 28.9296 | [30 empty] | 1.8712 | 0 | 0.18101
403 | Lighting-Exterior | Controls | Healthcare | New | Outdoor motion sensor | 0 | 0.04677 |  | 482.16 | 0 | 0.04677 | 482.16 | 10 |  | 84 | 84 | Per 500W Controlled | GSD | 0.57723 | 0.60437 | 0.83705 | 1.097 | 1.2026 | 1.2026 | 1.289 | 1.2891 | 1.2453 | 1.1192 | 0.77553 | 0.85362 | CheNgsd403 | CheN | gsd | 403 | 28.9296 | 28.9296 | [30 empty] | 0.0099919 | 0 | 0.00096655
403 | Lighting-Exterior | Controls | Hospitals | Existing | Outdoor motion sensor | 0 | 0.047734 |  | 482.16 | 0 | 0.047734 | 482.16 | 10 |  | 84 | 84 | Per 500W Controlled | GSD | 0.57723 | 0.60437 | 0.83705 | 1.097 | 1.2026 | 1.2026 | 1.289 | 1.2891 | 1.2453 | 1.1192 | 0.77553 | 0.85362 | ChoEgsd403 | ChoE | gsd | 403 | 28.9296 | 28.9296 | [30 empty] | 0.71221 | 0 | 0.07052
403 | Lighting-Exterior | Controls | Hospitals | New | Outdoor motion sensor | 0 | 0.047734 |  | 482.16 | 0 | 0.047734 | 482.16 | 10 |  | 84 | 84 | Per 500W Controlled | GSD | 0.57723 | 0.60437 | 0.83705 | 1.097 | 1.2026 | 1.2026 | 1.289 | 1.2891 | 1.2453 | 1.1192 | 0.77553 | 0.85362 | ChoNgsd403 | ChoN | gsd | 403 | 28.9296 | 28.9296 | [30 empty] | 0.0038031 | 0 | 0.00037656
403 | Lighting-Exterior | Controls | Institutional | Existing | Outdoor motion sensor | 0 | 0.057859 |  | 482.16 | 0 | 0.057859 | 482.16 | 10 |  | 84 | 84 | Per 500W Controlled | GSD | 0.57723 | 0.60437 | 0.83705 | 1.097 | 1.2026 | 1.2026 | 1.289 | 1.2891 | 1.2453 | 1.1192 | 0.77553 | 0.85362 | CinEgsd403 | CinE | gsd | 403 | 28.9296 | 28.9296 | [30 empty] | 0.79609 | 0 | 0.095458
403 | Lighting-Exterior | Controls | Institutional | New | Outdoor motion sensor | 0 | 0.057859 |  | 482.16 | 0 | 0.057859 | 482.16 | 10 |  | 84 | 84 | Per 500W Controlled | GSD | 0.57723 | 0.60437 | 0.83705 | 1.097 | 1.2026 | 1.2026 | 1.289 | 1.2891 | 1.2453 | 1.1192 | 0.77553 | 0.85362 | CinNgsd403 | CinN | gsd | 403 | 28.9296 | 28.9296 | [30 empty] | 0.0044728 | 0 | 0.00053634
403 | Lighting-Exterior | Controls | Lodging/Hospitality | Existing | Outdoor motion sensor | 0 | 0.041948 |  | 482.16 | 0 | 0.041948 | 482.16 | 10 |  | 84 | 84 | Per 500W Controlled | GSD | 0.57723 | 0.60437 | 0.83705 | 1.097 | 1.2026 | 1.2026 | 1.289 | 1.2891 | 1.2453 | 1.1192 | 0.77553 | 0.85362 | CloEgsd403 | CloE | gsd | 403 | 28.9296 | 28.9296 | [30 empty] | 1.1101 | 0 | 0.096071
403 | Lighting-Exterior | Controls | Lodging/Hospitality | New | Outdoor motion sensor | 0 | 0.041948 |  | 482.16 | 0 | 0.041948 | 482.16 | 10 |  | 84 | 84 | Per 500W Controlled | GSD | 0.57723 | 0.60437 | 0.83705 | 1.097 | 1.2026 | 1.2026 | 1.289 | 1.2891 | 1.2453 | 1.1192 | 0.77553 | 0.85362 | CloNgsd403 | CloN | gsd | 403 | 28.9296 | 28.9296 | [30 empty] | 0.005928 | 0 | 0.000513
403 | Lighting-Exterior | Controls | Miscellaneous | Existing | Outdoor motion sensor | 0 | 0.043877 |  | 482.16 | 0 | 0.043877 | 482.16 | 10 |  | 84 | 84 | Per 500W Controlled | GSD | 0.57723 | 0.60437 | 0.83705 | 1.097 | 1.2026 | 1.2026 | 1.289 | 1.2891 | 1.2453 | 1.1192 | 0.77553 | 0.85362 | CmiEgsd403 | CmiE | gsd | 403 | 28.9296 | 28.9296 | [30 empty] | 3.4394 | 0 | 0.31197
403 | Lighting-Exterior | Controls | Miscellaneous | New | Outdoor motion sensor | 0 | 0.043877 |  | 482.16 | 0 | 0.043877 | 482.16 | 10 |  | 84 | 84 | Per 500W Controlled | GSD | 0.57723 | 0.60437 | 0.83705 | 1.097 | 1.2026 | 1.2026 | 1.289 | 1.2891 | 1.2453 | 1.1192 | 0.77553 | 0.85362 | CmiNgsd403 | CmiN | gsd | 403 | 28.9296 | 28.9296 | [30 empty] | 0.019324 | 0 | 0.0017528
403 | Lighting-Exterior | Controls | Offices | Existing | Outdoor motion sensor | 0 | 0.043877 |  | 482.16 | 0 | 0.043877 | 482.16 | 10 |  | 84 | 84 | Per 500W Controlled | GSD | 0.57723 | 0.60437 | 0.83705 | 1.097 | 1.2026 | 1.2026 | 1.289 | 1.2891 | 1.2453 | 1.1192 | 0.77553 | 0.85362 | CofEgsd403 | CofE | gsd | 403 | 28.9296 | 28.9296 | [30 empty] | 11.1047 | 0 | 1.0072
403 | Lighting-Exterior | Controls | Offices | New | Outdoor motion sensor | 0 | 0.043877 |  | 482.16 | 0 | 0.043877 | 482.16 | 10 |  | 84 | 84 | Per 500W Controlled | GSD | 0.57723 | 0.60437 | 0.83705 | 1.097 | 1.2026 | 1.2026 | 1.289 | 1.2891 | 1.2453 | 1.1192 | 0.77553 | 0.85362 | CofNgsd403 | CofN | gsd | 403 | 28.9296 | 28.9296 | [30 empty] | 0.059297 | 0 | 0.0053784
403 | Lighting-Exterior | Controls | Restaurants | Existing | Outdoor motion sensor | 0 | 0.043394 |  | 482.16 | 0 | 0.043394 | 482.16 | 10 |  | 84 | 84 | Per 500W Controlled | GSD | 0.57723 | 0.60437 | 0.83705 | 1.097 | 1.2026 | 1.2026 | 1.289 | 1.2891 | 1.2453 | 1.1192 | 0.77553 | 0.85362 | CreEgsd403 | CreE | gsd | 403 | 28.9296 | 28.9296 | [30 empty] | 1.1753 | 0 | 0.10619
403 | Lighting-Exterior | Controls | Restaurants | New | Outdoor motion sensor | 0 | 0.043394 |  | 482.16 | 0 | 0.043394 | 482.16 | 10 |  | 84 | 84 | Per 500W Controlled | GSD | 0.57723 | 0.60437 | 0.83705 | 1.097 | 1.2026 | 1.2026 | 1.289 | 1.2891 | 1.2453 | 1.1192 | 0.77553 | 0.85362 | CreNgsd403 | CreN | gsd | 403 | 28.9296 | 28.9296 | [30 empty] | 0.0069286 | 0 | 0.00062603
403 | Lighting-Exterior | Controls | Retail | Existing | Outdoor motion sensor | 0 | 0.046287 |  | 482.16 | 0 | 0.046287 | 482.16 | 10 |  | 84 | 84 | Per 500W Controlled | GSD | 0.57723 | 0.60437 | 0.83705 | 1.097 | 1.2026 | 1.2026 | 1.289 | 1.2891 | 1.2453 | 1.1192 | 0.77553 | 0.85362 | CrtEgsd403 | CrtE | gsd | 403 | 28.9296 | 28.9296 | [30 empty] | 5.4061 | 0 | 0.52145
403 | Lighting-Exterior | Controls | Retail | New | Outdoor motion sensor | 0 | 0.046287 |  | 482.16 | 0 | 0.046287 | 482.16 | 10 |  | 84 | 84 | Per 500W Controlled | GSD | 0.57723 | 0.60437 | 0.83705 | 1.097 | 1.2026 | 1.2026 | 1.289 | 1.2891 | 1.2453 | 1.1192 | 0.77553 | 0.85362 | CrtNgsd403 | CrtN | gsd | 403 | 28.9296 | 28.9296 | [30 empty] | 0.028867 | 0 | 0.0027844
403 | Lighting-Exterior | Controls | Schools K-12 | Existing | Outdoor motion sensor | 0 | 0.050145 |  | 482.16 | 0 | 0.050145 | 482.16 | 10 |  | 84 | 84 | Per 500W Controlled | GSD | 0.57723 | 0.60437 | 0.83705 | 1.097 | 1.2026 | 1.2026 | 1.289 | 1.2891 | 1.2453 | 1.1192 | 0.77553 | 0.85362 | CscEgsd403 | CscE | gsd | 403 | 28.9296 | 28.9296 | [30 empty] | 0.44718 | 0 | 0.046304
403 | Lighting-Exterior | Controls | Schools K-12 | New | Outdoor motion sensor | 0 | 0.050145 |  | 482.16 | 0 | 0.050145 | 482.16 | 10 |  | 84 | 84 | Per 500W Controlled | GSD | 0.57723 | 0.60437 | 0.83705 | 1.097 | 1.2026 | 1.2026 | 1.289 | 1.2891 | 1.2453 | 1.1192 | 0.77553 | 0.85362 | CscNgsd403 | CscN | gsd | 403 | 28.9296 | 28.9296 | [30 empty] | 0.0025125 | 0 | 0.00026016
403 | Lighting-Exterior | Controls | Warehouse | Existing | Outdoor motion sensor | 0 | 0.046287 |  | 482.16 | 0 | 0.046287 | 482.16 | 10 |  | 84 | 84 | Per 500W Controlled | GSD | 0.57723 | 0.60437 | 0.83705 | 1.097 | 1.2026 | 1.2026 | 1.289 | 1.2891 | 1.2453 | 1.1192 | 0.77553 | 0.85362 | CwaEgsd403 | CwaE | gsd | 403 | 28.9296 | 28.9296 | [30 empty] | 0.74898 | 0 | 0.071912
403 | Lighting-Exterior | Controls | Warehouse | New | Outdoor motion sensor | 0 | 0.046287 |  | 482.16 | 0 | 0.046287 | 482.16 | 10 |  | 84 | 84 | Per 500W Controlled | GSD | 0.57723 | 0.60437 | 0.83705 | 1.097 | 1.2026 | 1.2026 | 1.289 | 1.2891 | 1.2453 | 1.1192 | 0.77553 | 0.85362 | CwaNgsd403 | CwaN | gsd | 403 | 28.9296 | 28.9296 | [30 empty] | 0.0039994 | 0 | 0.00038399
404 | Lighting-Exterior | LED | Assembly | Turnover | LED - 9W Flood_CFL Baseline | 0 | 0.0019085 |  | 20.09 | 0 | 0.0019085 | 20.09 | 10 |  | 0.5 | 0.5 | Per Lamp | GSD | 0.57723 | 0.60437 | 0.83705 | 1.097 | 1.2026 | 1.2026 | 1.289 | 1.2891 | 1.2453 | 1.1192 | 0.77553 | 0.85362 | CasTgsd404 | CasT | gsd | 404 | 1.2054 | 1.2054 | [30 empty] | 0.083566 | 0 | 0.0079426
404 | Lighting-Exterior | LED | Assembly | New | LED - 9W Flood_CFL Baseline | 0 | 0.0019085 |  | 20.09 | 0 | 0.0019085 | 20.09 | 10 |  | 0.5 | 0.5 | Per Lamp | GSD | 0.57723 | 0.60437 | 0.83705 | 1.097 | 1.2026 | 1.2026 | 1.289 | 1.2891 | 1.2453 | 1.1192 | 0.77553 | 0.85362 | CasNgsd404 | CasN | gsd | 404 | 1.2054 | 1.2054 | [30 empty] | 0.00091606 | 0 | 8.7068e-05
404 | Lighting-Exterior | LED | College and University | Turnover | LED - 9W Flood_CFL Baseline | 0 | 0.0019889 |  | 20.09 | 0 | 0.0019889 | 20.09 | 10 |  | 0.5 | 0.5 | Per Lamp | GSD | 0.57723 | 0.60437 | 0.83705 | 1.097 | 1.2026 | 1.2026 | 1.289 | 1.2891 | 1.2453 | 1.1192 | 0.77553 | 0.85362 | CcoTgsd404 | CcoT | gsd | 404 | 1.2054 | 1.2054 | [30 empty] | 0.011313 | 0 | 0.0011202
404 | Lighting-Exterior | LED | College and University | New | LED - 9W Flood_CFL Baseline | 0 | 0.0019889 |  | 20.09 | 0 | 0.0019889 | 20.09 | 10 |  | 0.5 | 0.5 | Per Lamp | GSD | 0.57723 | 0.60437 | 0.83705 | 1.097 | 1.2026 | 1.2026 | 1.289 | 1.2891 | 1.2453 | 1.1192 | 0.77553 | 0.85362 | CcoNgsd404 | CcoN | gsd | 404 | 1.2054 | 1.2054 | [30 empty] | 0.00012478 | 0 | 1.2355e-05
404 | Lighting-Exterior | LED | Data Center | Turnover | LED - 9W Flood_CFL Baseline | 0 | 0.0018282 |  | 20.09 | 0 | 0.0018282 | 20.09 | 10 |  | 0.5 | 0.5 | Per Lamp | GSD | 0.57723 | 0.60437 | 0.83705 | 1.097 | 1.2026 | 1.2026 | 1.289 | 1.2891 | 1.2453 | 1.1192 | 0.77553 | 0.85362 | CdaTgsd404 | CdaT | gsd | 404 | 1.2054 | 1.2054 | [30 empty] | 0.00082974 | 0 | 7.526e-05
404 | Lighting-Exterior | LED | Data Center | New | LED - 9W Flood_CFL Baseline | 0 | 0.0018282 |  | 20.09 | 0 | 0.0018282 | 20.09 | 10 |  | 0.5 | 0.5 | Per Lamp | GSD | 0.57723 | 0.60437 | 0.83705 | 1.097 | 1.2026 | 1.2026 | 1.289 | 1.2891 | 1.2453 | 1.1192 | 0.77553 | 0.85362 | CdaNgsd404 | CdaN | gsd | 404 | 1.2054 | 1.2054 | [30 empty] | 9.1517e-06 | 0 | 8.3009e-07
404 | Lighting-Exterior | LED | Grocery | Turnover | LED - 9W Flood_CFL Baseline | 0 | 0.0019487 |  | 20.09 | 0 | 0.0019487 | 20.09 | 10 |  | 0.5 | 0.5 | Per Lamp | GSD | 0.57723 | 0.60437 | 0.83705 | 1.097 | 1.2026 | 1.2026 | 1.289 | 1.2891 | 1.2453 | 1.1192 | 0.77553 | 0.85362 | CgrTgsd404 | CgrT | gsd | 404 | 1.2054 | 1.2054 | [30 empty] | 0.047666 | 0 | 0.0046444
404 | Lighting-Exterior | LED | Grocery | New | LED - 9W Flood_CFL Baseline | 0 | 0.0019487 |  | 20.09 | 0 | 0.0019487 | 20.09 | 10 |  | 0.5 | 0.5 | Per Lamp | GSD | 0.57723 | 0.60437 | 0.83705 | 1.097 | 1.2026 | 1.2026 | 1.289 | 1.2891 | 1.2453 | 1.1192 | 0.77553 | 0.85362 | CgrNgsd404 | CgrN | gsd | 404 | 1.2054 | 1.2054 | [30 empty] | 0.00052406 | 0 | 5.1063e-05
404 | Lighting-Exterior | LED | Healthcare | Turnover | LED - 9W Flood_CFL Baseline | 0 | 0.0019487 |  | 20.09 | 0 | 0.0019487 | 20.09 | 10 |  | 0.5 | 0.5 | Per Lamp | GSD | 0.57723 | 0.60437 | 0.83705 | 1.097 | 1.2026 | 1.2026 | 1.289 | 1.2891 | 1.2453 | 1.1192 | 0.77553 | 0.85362 | CheTgsd404 | CheT | gsd | 404 | 1.2054 | 1.2054 | [30 empty] | 0.056202 | 0 | 0.0054366
404 | Lighting-Exterior | LED | Healthcare | New | LED - 9W Flood_CFL Baseline | 0 | 0.0019487 |  | 20.09 | 0 | 0.0019487 | 20.09 | 10 |  | 0.5 | 0.5 | Per Lamp | GSD | 0.57723 | 0.60437 | 0.83705 | 1.097 | 1.2026 | 1.2026 | 1.289 | 1.2891 | 1.2453 | 1.1192 | 0.77553 | 0.85362 | CheNgsd404 | CheN | gsd | 404 | 1.2054 | 1.2054 | [30 empty] | 0.00061989 | 0 | 5.9964e-05
404 | Lighting-Exterior | LED | Hospitals | Turnover | LED - 9W Flood_CFL Baseline | 0 | 0.0019889 |  | 20.09 | 0 | 0.0019889 | 20.09 | 10 |  | 0.5 | 0.5 | Per Lamp | GSD | 0.57723 | 0.60437 | 0.83705 | 1.097 | 1.2026 | 1.2026 | 1.289 | 1.2891 | 1.2453 | 1.1192 | 0.77553 | 0.85362 | ChoTgsd404 | ChoT | gsd | 404 | 1.2054 | 1.2054 | [30 empty] | 0.02146 | 0 | 0.0021249
404 | Lighting-Exterior | LED | Hospitals | New | LED - 9W Flood_CFL Baseline | 0 | 0.0019889 |  | 20.09 | 0 | 0.0019889 | 20.09 | 10 |  | 0.5 | 0.5 | Per Lamp | GSD | 0.57723 | 0.60437 | 0.83705 | 1.097 | 1.2026 | 1.2026 | 1.289 | 1.2891 | 1.2453 | 1.1192 | 0.77553 | 0.85362 | ChoNgsd404 | ChoN | gsd | 404 | 1.2054 | 1.2054 | [30 empty] | 0.00023594 | 0 | 2.3361e-05
404 | Lighting-Exterior | LED | Institutional | Turnover | LED - 9W Flood_CFL Baseline | 0 | 0.0024108 |  | 20.09 | 0 | 0.0024108 | 20.09 | 10 |  | 0.5 | 0.5 | Per Lamp | GSD | 0.57723 | 0.60437 | 0.83705 | 1.097 | 1.2026 | 1.2026 | 1.289 | 1.2891 | 1.2453 | 1.1192 | 0.77553 | 0.85362 | CinTgsd404 | CinT | gsd | 404 | 1.2054 | 1.2054 | [30 empty] | 0.02391 | 0 | 0.0028671
404 | Lighting-Exterior | LED | Institutional | New | LED - 9W Flood_CFL Baseline | 0 | 0.0024108 |  | 20.09 | 0 | 0.0024108 | 20.09 | 10 |  | 0.5 | 0.5 | Per Lamp | GSD | 0.57723 | 0.60437 | 0.83705 | 1.097 | 1.2026 | 1.2026 | 1.289 | 1.2891 | 1.2453 | 1.1192 | 0.77553 | 0.85362 | CinNgsd404 | CinN | gsd | 404 | 1.2054 | 1.2054 | [30 empty] | 0.00026372 | 0 | 3.1623e-05
404 | Lighting-Exterior | LED | Lodging/Hospitality | Turnover | LED - 9W Flood_CFL Baseline | 0 | 0.0017478 |  | 20.09 | 0 | 0.0017478 | 20.09 | 10 |  | 0.5 | 0.5 | Per Lamp | GSD | 0.57723 | 0.60437 | 0.83705 | 1.097 | 1.2026 | 1.2026 | 1.289 | 1.2891 | 1.2453 | 1.1192 | 0.77553 | 0.85362 | CloTgsd404 | CloT | gsd | 404 | 1.2054 | 1.2054 | [30 empty] | 0.03345 | 0 | 0.0028948
404 | Lighting-Exterior | LED | Lodging/Hospitality | New | LED - 9W Flood_CFL Baseline | 0 | 0.0017478 |  | 20.09 | 0 | 0.0017478 | 20.09 | 10 |  | 0.5 | 0.5 | Per Lamp | GSD | 0.57723 | 0.60437 | 0.83705 | 1.097 | 1.2026 | 1.2026 | 1.289 | 1.2891 | 1.2453 | 1.1192 | 0.77553 | 0.85362 | CloNgsd404 | CloN | gsd | 404 | 1.2054 | 1.2054 | [30 empty] | 0.00036776 | 0 | 3.1826e-05
404 | Lighting-Exterior | LED | Miscellaneous | Turnover | LED - 9W Flood_CFL Baseline | 0 | 0.0018282 |  | 20.09 | 0 | 0.0018282 | 20.09 | 10 |  | 0.5 | 0.5 | Per Lamp | GSD | 0.57723 | 0.60437 | 0.83705 | 1.097 | 1.2026 | 1.2026 | 1.289 | 1.2891 | 1.2453 | 1.1192 | 0.77553 | 0.85362 | CmiTgsd404 | CmiT | gsd | 404 | 1.2054 | 1.2054 | [30 empty] | 0.1033 | 0 | 0.0093699
404 | Lighting-Exterior | LED | Miscellaneous | New | LED - 9W Flood_CFL Baseline | 0 | 0.0018282 |  | 20.09 | 0 | 0.0018282 | 20.09 | 10 |  | 0.5 | 0.5 | Per Lamp | GSD | 0.57723 | 0.60437 | 0.83705 | 1.097 | 1.2026 | 1.2026 | 1.289 | 1.2891 | 1.2453 | 1.1192 | 0.77553 | 0.85362 | CmiNgsd404 | CmiN | gsd | 404 | 1.2054 | 1.2054 | [30 empty] | 0.0011394 | 0 | 0.00010335
404 | Lighting-Exterior | LED | Offices | Turnover | LED - 9W Flood_CFL Baseline | 0 | 0.0018282 |  | 20.09 | 0 | 0.0018282 | 20.09 | 10 |  | 0.5 | 0.5 | Per Lamp | GSD | 0.57723 | 0.60437 | 0.83705 | 1.097 | 1.2026 | 1.2026 | 1.289 | 1.2891 | 1.2453 | 1.1192 | 0.77553 | 0.85362 | CofTgsd404 | CofT | gsd | 404 | 1.2054 | 1.2054 | [30 empty] | 0.3346 | 0 | 0.030349
404 | Lighting-Exterior | LED | Offices | New | LED - 9W Flood_CFL Baseline | 0 | 0.0018282 |  | 20.09 | 0 | 0.0018282 | 20.09 | 10 |  | 0.5 | 0.5 | Per Lamp | GSD | 0.57723 | 0.60437 | 0.83705 | 1.097 | 1.2026 | 1.2026 | 1.289 | 1.2891 | 1.2453 | 1.1192 | 0.77553 | 0.85362 | CofNgsd404 | CofN | gsd | 404 | 1.2054 | 1.2054 | [30 empty] | 0.0036787 | 0 | 0.00033367
404 | Lighting-Exterior | LED | Restaurants | Turnover | LED - 9W Flood_CFL Baseline | 0 | 0.0018081 |  | 20.09 | 0 | 0.0018081 | 20.09 | 10 |  | 0.5 | 0.5 | Per Lamp | GSD | 0.57723 | 0.60437 | 0.83705 | 1.097 | 1.2026 | 1.2026 | 1.289 | 1.2891 | 1.2453 | 1.1192 | 0.77553 | 0.85362 | CreTgsd404 | CreT | gsd | 404 | 1.2054 | 1.2054 | [30 empty] | 0.025294 | 0 | 0.0022854
404 | Lighting-Exterior | LED | Restaurants | New | LED - 9W Flood_CFL Baseline | 0 | 0.0018081 |  | 20.09 | 0 | 0.0018081 | 20.09 | 10 |  | 0.5 | 0.5 | Per Lamp | GSD | 0.57723 | 0.60437 | 0.83705 | 1.097 | 1.2026 | 1.2026 | 1.289 | 1.2891 | 1.2453 | 1.1192 | 0.77553 | 0.85362 | CreNgsd404 | CreN | gsd | 404 | 1.2054 | 1.2054 | [30 empty] | 0.00027809 | 0 | 2.5127e-05
404 | Lighting-Exterior | LED | Retail | Turnover | LED - 9W Flood_CFL Baseline | 0 | 0.0019286 |  | 20.09 | 0 | 0.0019286 | 20.09 | 10 |  | 0.5 | 0.5 | Per Lamp | GSD | 0.57723 | 0.60437 | 0.83705 | 1.097 | 1.2026 | 1.2026 | 1.289 | 1.2891 | 1.2453 | 1.1192 | 0.77553 | 0.85362 | CrtTgsd404 | CrtT | gsd | 404 | 1.2054 | 1.2054 | [30 empty] | 0.11635 | 0 | 0.011223
404 | Lighting-Exterior | LED | Retail | New | LED - 9W Flood_CFL Baseline | 0 | 0.0019286 |  | 20.09 | 0 | 0.0019286 | 20.09 | 10 |  | 0.5 | 0.5 | Per Lamp | GSD | 0.57723 | 0.60437 | 0.83705 | 1.097 | 1.2026 | 1.2026 | 1.289 | 1.2891 | 1.2453 | 1.1192 | 0.77553 | 0.85362 | CrtNgsd404 | CrtN | gsd | 404 | 1.2054 | 1.2054 | [30 empty] | 0.0012792 | 0 | 0.00012339
404 | Lighting-Exterior | LED | Schools K-12 | Turnover | LED - 9W Flood_CFL Baseline | 0 | 0.0020894 |  | 20.09 | 0 | 0.0020894 | 20.09 | 10 |  | 0.5 | 0.5 | Per Lamp | GSD | 0.57723 | 0.60437 | 0.83705 | 1.097 | 1.2026 | 1.2026 | 1.289 | 1.2891 | 1.2453 | 1.1192 | 0.77553 | 0.85362 | CscTgsd404 | CscT | gsd | 404 | 1.2054 | 1.2054 | [30 empty] | 0.013431 | 0 | 0.0013907
404 | Lighting-Exterior | LED | Schools K-12 | New | LED - 9W Flood_CFL Baseline | 0 | 0.0020894 |  | 20.09 | 0 | 0.0020894 | 20.09 | 10 |  | 0.5 | 0.5 | Per Lamp | GSD | 0.57723 | 0.60437 | 0.83705 | 1.097 | 1.2026 | 1.2026 | 1.289 | 1.2891 | 1.2453 | 1.1192 | 0.77553 | 0.85362 | CscNgsd404 | CscN | gsd | 404 | 1.2054 | 1.2054 | [30 empty] | 0.00014814 | 0 | 1.5339e-05
404 | Lighting-Exterior | LED | Warehouse | Turnover | LED - 9W Flood_CFL Baseline | 0 | 0.0019286 |  | 20.09 | 0 | 0.0019286 | 20.09 | 10 |  | 0.5 | 0.5 | Per Lamp | GSD | 0.57723 | 0.60437 | 0.83705 | 1.097 | 1.2026 | 1.2026 | 1.289 | 1.2891 | 1.2453 | 1.1192 | 0.77553 | 0.85362 | CwaTgsd404 | CwaT | gsd | 404 | 1.2054 | 1.2054 | [30 empty] | 0.022495 | 0 | 0.0021599
404 | Lighting-Exterior | LED | Warehouse | New | LED - 9W Flood_CFL Baseline | 0 | 0.0019286 |  | 20.09 | 0 | 0.0019286 | 20.09 | 10 |  | 0.5 | 0.5 | Per Lamp | GSD | 0.57723 | 0.60437 | 0.83705 | 1.097 | 1.2026 | 1.2026 | 1.289 | 1.2891 | 1.2453 | 1.1192 | 0.77553 | 0.85362 | CwaNgsd404 | CwaN | gsd | 404 | 1.2054 | 1.2054 | [30 empty] | 0.00024812 | 0 | 2.3823e-05
405 | Lighting-Exterior | LED | Assembly | Turnover | LED Canopy Lighting (Exterior) | 0 | 0.050271 |  | 529.17 | 0 | 0.050271 | 529.17 | 13 |  | 255 | 255 | Per Fixture | GSD | 0.57723 | 0.60437 | 0.83705 | 1.097 | 1.2026 | 1.2026 | 1.289 | 1.2891 | 1.2453 | 1.1192 | 0.77553 | 0.85362 | CasTgsd405 | CasT | gsd | 405 | 31.7502 | 31.7502 | [30 empty] | 2.82 | 0 | 0.26803
405 | Lighting-Exterior | LED | Assembly | New | LED Canopy Lighting (Exterior) | 0 | 0.050271 |  | 529.17 | 0 | 0.050271 | 529.17 | 13 |  | 255 | 255 | Per Fixture | GSD | 0.57723 | 0.60437 | 0.83705 | 1.097 | 1.2026 | 1.2026 | 1.289 | 1.2891 | 1.2453 | 1.1192 | 0.77553 | 0.85362 | CasNgsd405 | CasN | gsd | 405 | 31.7502 | 31.7502 | [30 empty] | 0.031103 | 0 | 0.0029562
405 | Lighting-Exterior | LED | College and University | Turnover | LED Canopy Lighting (Exterior) | 0 | 0.052388 |  | 529.17 | 0 | 0.052388 | 529.17 | 13 |  | 255 | 255 | Per Fixture | GSD | 0.57723 | 0.60437 | 0.83705 | 1.097 | 1.2026 | 1.2026 | 1.289 | 1.2891 | 1.2453 | 1.1192 | 0.77553 | 0.85362 | CcoTgsd405 | CcoT | gsd | 405 | 31.7502 | 31.7502 | [30 empty] | 0.61583 | 0 | 0.060976
405 | Lighting-Exterior | LED | College and University | New | LED Canopy Lighting (Exterior) | 0 | 0.052388 |  | 529.17 | 0 | 0.052388 | 529.17 | 13 |  | 255 | 255 | Per Fixture | GSD | 0.57723 | 0.60437 | 0.83705 | 1.097 | 1.2026 | 1.2026 | 1.289 | 1.2891 | 1.2453 | 1.1192 | 0.77553 | 0.85362 | CcoNgsd405 | CcoN | gsd | 405 | 31.7502 | 31.7502 | [30 empty] | 0.0067923 | 0 | 0.00067254
405 | Lighting-Exterior | LED | Data Center | Turnover | LED Canopy Lighting (Exterior) | 0 | 0.048154 |  | 529.17 | 0 | 0.048154 | 529.17 | 13 |  | 255 | 255 | Per Fixture | GSD | 0.57723 | 0.60437 | 0.83705 | 1.097 | 1.2026 | 1.2026 | 1.289 | 1.2891 | 1.2453 | 1.1192 | 0.77553 | 0.85362 | CdaTgsd405 | CdaT | gsd | 405 | 31.7502 | 31.7502 | [30 empty] | 0.045166 | 0 | 0.0040967
405 | Lighting-Exterior | LED | Data Center | New | LED Canopy Lighting (Exterior) | 0 | 0.048154 |  | 529.17 | 0 | 0.048154 | 529.17 | 13 |  | 255 | 255 | Per Fixture | GSD | 0.57723 | 0.60437 | 0.83705 | 1.097 | 1.2026 | 1.2026 | 1.289 | 1.2891 | 1.2453 | 1.1192 | 0.77553 | 0.85362 | CdaNgsd405 | CdaN | gsd | 405 | 31.7502 | 31.7502 | [30 empty] | 0.00049816 | 0 | 4.5185e-05
405 | Lighting-Exterior | LED | Grocery | Turnover | LED Canopy Lighting (Exterior) | 0 | 0.051329 |  | 529.17 | 0 | 0.051329 | 529.17 | 13 |  | 255 | 255 | Per Fixture | GSD | 0.57723 | 0.60437 | 0.83705 | 1.097 | 1.2026 | 1.2026 | 1.289 | 1.2891 | 1.2453 | 1.1192 | 0.77553 | 0.85362 | CgrTgsd405 | CgrT | gsd | 405 | 31.7502 | 31.7502 | [30 empty] | 1.6132 | 0 | 0.15719
405 | Lighting-Exterior | LED | Grocery | New | LED Canopy Lighting (Exterior) | 0 | 0.051329 |  | 529.17 | 0 | 0.051329 | 529.17 | 13 |  | 255 | 255 | Per Fixture | GSD | 0.57723 | 0.60437 | 0.83705 | 1.097 | 1.2026 | 1.2026 | 1.289 | 1.2891 | 1.2453 | 1.1192 | 0.77553 | 0.85362 | CgrNgsd405 | CgrN | gsd | 405 | 31.7502 | 31.7502 | [30 empty] | 0.017793 | 0 | 0.0017337
405 | Lighting-Exterior | LED | Healthcare | Turnover | LED Canopy Lighting (Exterior) | 0 | 0.051329 |  | 529.17 | 0 | 0.051329 | 529.17 | 13 |  | 255 | 255 | Per Fixture | GSD | 0.57723 | 0.60437 | 0.83705 | 1.097 | 1.2026 | 1.2026 | 1.289 | 1.2891 | 1.2453 | 1.1192 | 0.77553 | 0.85362 | CheTgsd405 | CheT | gsd | 405 | 31.7502 | 31.7502 | [30 empty] | 3.0593 | 0 | 0.29594
405 | Lighting-Exterior | LED | Healthcare | New | LED Canopy Lighting (Exterior) | 0 | 0.051329 |  | 529.17 | 0 | 0.051329 | 529.17 | 13 |  | 255 | 255 | Per Fixture | GSD | 0.57723 | 0.60437 | 0.83705 | 1.097 | 1.2026 | 1.2026 | 1.289 | 1.2891 | 1.2453 | 1.1192 | 0.77553 | 0.85362 | CheNgsd405 | CheN | gsd | 405 | 31.7502 | 31.7502 | [30 empty] | 0.033743 | 0 | 0.0032641
405 | Lighting-Exterior | LED | Hospitals | Turnover | LED Canopy Lighting (Exterior) | 0 | 0.052388 |  | 529.17 | 0 | 0.052388 | 529.17 | 13 |  | 255 | 255 | Per Fixture | GSD | 0.57723 | 0.60437 | 0.83705 | 1.097 | 1.2026 | 1.2026 | 1.289 | 1.2891 | 1.2453 | 1.1192 | 0.77553 | 0.85362 | ChoTgsd405 | ChoT | gsd | 405 | 31.7502 | 31.7502 | [30 empty] | 1.1644 | 0 | 0.11529
405 | Lighting-Exterior | LED | Hospitals | New | LED Canopy Lighting (Exterior) | 0 | 0.052388 |  | 529.17 | 0 | 0.052388 | 529.17 | 13 |  | 255 | 255 | Per Fixture | GSD | 0.57723 | 0.60437 | 0.83705 | 1.097 | 1.2026 | 1.2026 | 1.289 | 1.2891 | 1.2453 | 1.1192 | 0.77553 | 0.85362 | ChoNgsd405 | ChoN | gsd | 405 | 31.7502 | 31.7502 | [30 empty] | 0.012843 | 0 | 0.0012717
405 | Lighting-Exterior | LED | Institutional | Turnover | LED Canopy Lighting (Exterior) | 0 | 0.0635 |  | 529.17 | 0 | 0.0635 | 529.17 | 13 |  | 255 | 255 | Per Fixture | GSD | 0.57723 | 0.60437 | 0.83705 | 1.097 | 1.2026 | 1.2026 | 1.289 | 1.2891 | 1.2453 | 1.1192 | 0.77553 | 0.85362 | CinTgsd405 | CinT | gsd | 405 | 31.7502 | 31.7502 | [30 empty] | 0.81184 | 0 | 0.097346
405 | Lighting-Exterior | LED | Institutional | New | LED Canopy Lighting (Exterior) | 0 | 0.0635 |  | 529.17 | 0 | 0.0635 | 529.17 | 13 |  | 255 | 255 | Per Fixture | GSD | 0.57723 | 0.60437 | 0.83705 | 1.097 | 1.2026 | 1.2026 | 1.289 | 1.2891 | 1.2453 | 1.1192 | 0.77553 | 0.85362 | CinNgsd405 | CinN | gsd | 405 | 31.7502 | 31.7502 | [30 empty] | 0.0089543 | 0 | 0.0010737
405 | Lighting-Exterior | LED | Lodging/Hospitality | Turnover | LED Canopy Lighting (Exterior) | 0 | 0.046038 |  | 529.17 | 0 | 0.046038 | 529.17 | 13 |  | 255 | 255 | Per Fixture | GSD | 0.57723 | 0.60437 | 0.83705 | 1.097 | 1.2026 | 1.2026 | 1.289 | 1.2891 | 1.2453 | 1.1192 | 0.77553 | 0.85362 | CloTgsd405 | CloT | gsd | 405 | 31.7502 | 31.7502 | [30 empty] | 1.815 | 0 | 0.15707
405 | Lighting-Exterior | LED | Lodging/Hospitality | New | LED Canopy Lighting (Exterior) | 0 | 0.046038 |  | 529.17 | 0 | 0.046038 | 529.17 | 13 |  | 255 | 255 | Per Fixture | GSD | 0.57723 | 0.60437 | 0.83705 | 1.097 | 1.2026 | 1.2026 | 1.289 | 1.2891 | 1.2453 | 1.1192 | 0.77553 | 0.85362 | CloNgsd405 | CloN | gsd | 405 | 31.7502 | 31.7502 | [30 empty] | 0.020019 | 0 | 0.0017324
405 | Lighting-Exterior | LED | Miscellaneous | Turnover | LED Canopy Lighting (Exterior) | 0 | 0.048154 |  | 529.17 | 0 | 0.048154 | 529.17 | 13 |  | 255 | 255 | Per Fixture | GSD | 0.57723 | 0.60437 | 0.83705 | 1.097 | 1.2026 | 1.2026 | 1.289 | 1.2891 | 1.2453 | 1.1192 | 0.77553 | 0.85362 | CmiTgsd405 | CmiT | gsd | 405 | 31.7502 | 31.7502 | [30 empty] | 3.5074 | 0 | 0.31814
405 | Lighting-Exterior | LED | Miscellaneous | New | LED Canopy Lighting (Exterior) | 0 | 0.048154 |  | 529.17 | 0 | 0.048154 | 529.17 | 13 |  | 255 | 255 | Per Fixture | GSD | 0.57723 | 0.60437 | 0.83705 | 1.097 | 1.2026 | 1.2026 | 1.289 | 1.2891 | 1.2453 | 1.1192 | 0.77553 | 0.85362 | CmiNgsd405 | CmiN | gsd | 405 | 31.7502 | 31.7502 | [30 empty] | 0.038686 | 0 | 0.0035089
405 | Lighting-Exterior | LED | Offices | Turnover | LED Canopy Lighting (Exterior) | 0 | 0.048154 |  | 529.17 | 0 | 0.048154 | 529.17 | 13 |  | 255 | 255 | Per Fixture | GSD | 0.57723 | 0.60437 | 0.83705 | 1.097 | 1.2026 | 1.2026 | 1.289 | 1.2891 | 1.2453 | 1.1192 | 0.77553 | 0.85362 | CofTgsd405 | CofT | gsd | 405 | 31.7502 | 31.7502 | [30 empty] | 18.1552 | 0 | 1.6467
405 | Lighting-Exterior | LED | Offices | New | LED Canopy Lighting (Exterior) | 0 | 0.048154 |  | 529.17 | 0 | 0.048154 | 529.17 | 13 |  | 255 | 255 | Per Fixture | GSD | 0.57723 | 0.60437 | 0.83705 | 1.097 | 1.2026 | 1.2026 | 1.289 | 1.2891 | 1.2453 | 1.1192 | 0.77553 | 0.85362 | CofNgsd405 | CofN | gsd | 405 | 31.7502 | 31.7502 | [30 empty] | 0.20025 | 0 | 0.018163
405 | Lighting-Exterior | LED | Restaurants | Turnover | LED Canopy Lighting (Exterior) | 0 | 0.047625 |  | 529.17 | 0 | 0.047625 | 529.17 | 13 |  | 255 | 255 | Per Fixture | GSD | 0.57723 | 0.60437 | 0.83705 | 1.097 | 1.2026 | 1.2026 | 1.289 | 1.2891 | 1.2453 | 1.1192 | 0.77553 | 0.85362 | CreTgsd405 | CreT | gsd | 405 | 31.7502 | 31.7502 | [30 empty] | 0.48036 | 0 | 0.043402
405 | Lighting-Exterior | LED | Restaurants | New | LED Canopy Lighting (Exterior) | 0 | 0.047625 |  | 529.17 | 0 | 0.047625 | 529.17 | 13 |  | 255 | 255 | Per Fixture | GSD | 0.57723 | 0.60437 | 0.83705 | 1.097 | 1.2026 | 1.2026 | 1.289 | 1.2891 | 1.2453 | 1.1192 | 0.77553 | 0.85362 | CreNgsd405 | CreN | gsd | 405 | 31.7502 | 31.7502 | [30 empty] | 0.0052982 | 0 | 0.00047871
405 | Lighting-Exterior | LED | Retail | Turnover | LED Canopy Lighting (Exterior) | 0 | 0.0508 |  | 529.17 | 0 | 0.0508 | 529.17 | 13 |  | 255 | 255 | Per Fixture | GSD | 0.57723 | 0.60437 | 0.83705 | 1.097 | 1.2026 | 1.2026 | 1.289 | 1.2891 | 1.2453 | 1.1192 | 0.77553 | 0.85362 | CrtTgsd405 | CrtT | gsd | 405 | 31.7502 | 31.7502 | [30 empty] | 8.8385 | 0 | 0.85252
405 | Lighting-Exterior | LED | Retail | New | LED Canopy Lighting (Exterior) | 0 | 0.0508 |  | 529.17 | 0 | 0.0508 | 529.17 | 13 |  | 255 | 255 | Per Fixture | GSD | 0.57723 | 0.60437 | 0.83705 | 1.097 | 1.2026 | 1.2026 | 1.289 | 1.2891 | 1.2453 | 1.1192 | 0.77553 | 0.85362 | CrtNgsd405 | CrtN | gsd | 405 | 31.7502 | 31.7502 | [30 empty] | 0.097486 | 0 | 0.009403
405 | Lighting-Exterior | LED | Schools K-12 | Turnover | LED Canopy Lighting (Exterior) | 0 | 0.055034 |  | 529.17 | 0 | 0.055034 | 529.17 | 13 |  | 255 | 255 | Per Fixture | GSD | 0.57723 | 0.60437 | 0.83705 | 1.097 | 1.2026 | 1.2026 | 1.289 | 1.2891 | 1.2453 | 1.1192 | 0.77553 | 0.85362 | CscTgsd405 | CscT | gsd | 405 | 31.7502 | 31.7502 | [30 empty] | 0.45602 | 0 | 0.04722
405 | Lighting-Exterior | LED | Schools K-12 | New | LED Canopy Lighting (Exterior) | 0 | 0.055034 |  | 529.17 | 0 | 0.055034 | 529.17 | 13 |  | 255 | 255 | Per Fixture | GSD | 0.57723 | 0.60437 | 0.83705 | 1.097 | 1.2026 | 1.2026 | 1.289 | 1.2891 | 1.2453 | 1.1192 | 0.77553 | 0.85362 | CscNgsd405 | CscN | gsd | 405 | 31.7502 | 31.7502 | [30 empty] | 0.0050298 | 0 | 0.00052082
405 | Lighting-Exterior | LED | Warehouse | Turnover | LED Canopy Lighting (Exterior) | 0 | 0.0508 |  | 529.17 | 0 | 0.0508 | 529.17 | 13 |  | 255 | 255 | Per Fixture | GSD | 0.57723 | 0.60437 | 0.83705 | 1.097 | 1.2026 | 1.2026 | 1.289 | 1.2891 | 1.2453 | 1.1192 | 0.77553 | 0.85362 | CwaTgsd405 | CwaT | gsd | 405 | 31.7502 | 31.7502 | [30 empty] | 1.2245 | 0 | 0.11757
405 | Lighting-Exterior | LED | Warehouse | New | LED Canopy Lighting (Exterior) | 0 | 0.0508 |  | 529.17 | 0 | 0.0508 | 529.17 | 13 |  | 255 | 255 | Per Fixture | GSD | 0.57723 | 0.60437 | 0.83705 | 1.097 | 1.2026 | 1.2026 | 1.289 | 1.2891 | 1.2453 | 1.1192 | 0.77553 | 0.85362 | CwaNgsd405 | CwaN | gsd | 405 | 31.7502 | 31.7502 | [30 empty] | 0.013506 | 0 | 0.0012968
406 | Lighting-Exterior | LED | Assembly | Turnover | LED Display Lighting (Exterior) | 0 | 0.35881 |  | 3776.92 | 0 | 0.35881 | 3776.92 | 11 |  | 2274.8 | 2274.8 | Per Fixture | GSD | 0.57723 | 0.60437 | 0.83705 | 1.097 | 1.2026 | 1.2026 | 1.289 | 1.2891 | 1.2453 | 1.1192 | 0.77553 | 0.85362 | CasTgsd406 | CasT | gsd | 406 | 226.6152 | 226.6152 | [30 empty] | 0.017244 | 0 | 0.001639
406 | Lighting-Exterior | LED | Assembly | New | LED Display Lighting (Exterior) | 0 | 0.35881 |  | 3776.92 | 0 | 0.35881 | 3776.92 | 11 |  | 2274.8 | 2274.8 | Per Fixture | GSD | 0.57723 | 0.60437 | 0.83705 | 1.097 | 1.2026 | 1.2026 | 1.289 | 1.2891 | 1.2453 | 1.1192 | 0.77553 | 0.85362 | CasNgsd406 | CasN | gsd | 406 | 226.6152 | 226.6152 | [30 empty] | 0.00020605 | 0 | 1.9584e-05
406 | Lighting-Exterior | LED | College and University | Turnover | LED Display Lighting (Exterior) | 0 | 0.37392 |  | 3776.92 | 0 | 0.37392 | 3776.92 | 11 |  | 2274.8 | 2274.8 | Per Fixture | GSD | 0.57723 | 0.60437 | 0.83705 | 1.097 | 1.2026 | 1.2026 | 1.289 | 1.2891 | 1.2453 | 1.1192 | 0.77553 | 0.85362 | CcoTgsd406 | CcoT | gsd | 406 | 226.6152 | 226.6152 | [30 empty] | 0.0025447 | 0 | 0.00025196
406 | Lighting-Exterior | LED | College and University | New | LED Display Lighting (Exterior) | 0 | 0.37392 |  | 3776.92 | 0 | 0.37392 | 3776.92 | 11 |  | 2274.8 | 2274.8 | Per Fixture | GSD | 0.57723 | 0.60437 | 0.83705 | 1.097 | 1.2026 | 1.2026 | 1.289 | 1.2891 | 1.2453 | 1.1192 | 0.77553 | 0.85362 | CcoNgsd406 | CcoN | gsd | 406 | 226.6152 | 226.6152 | [30 empty] | 2.8067e-05 | 0 | 2.7791e-06
406 | Lighting-Exterior | LED | Data Center | Turnover | LED Display Lighting (Exterior) | 0 | 0.3437 |  | 3776.92 | 0 | 0.3437 | 3776.92 | 11 |  | 2274.8 | 2274.8 | Per Fixture | GSD | 0.57723 | 0.60437 | 0.83705 | 1.097 | 1.2026 | 1.2026 | 1.289 | 1.2891 | 1.2453 | 1.1192 | 0.77553 | 0.85362 | CdaTgsd406 | CdaT | gsd | 406 | 226.6152 | 226.6152 | [30 empty] | 0.00018663 | 0 | 1.6928e-05
406 | Lighting-Exterior | LED | Data Center | New | LED Display Lighting (Exterior) | 0 | 0.3437 |  | 3776.92 | 0 | 0.3437 | 3776.92 | 11 |  | 2274.8 | 2274.8 | Per Fixture | GSD | 0.57723 | 0.60437 | 0.83705 | 1.097 | 1.2026 | 1.2026 | 1.289 | 1.2891 | 1.2453 | 1.1192 | 0.77553 | 0.85362 | CdaNgsd406 | CdaN | gsd | 406 | 226.6152 | 226.6152 | [30 empty] | 2.0585e-06 | 0 | 1.8671e-07
406 | Lighting-Exterior | LED | Grocery | Turnover | LED Display Lighting (Exterior) | 0 | 0.36636 |  | 3776.92 | 0 | 0.36636 | 3776.92 | 11 |  | 2274.8 | 2274.8 | Per Fixture | GSD | 0.57723 | 0.60437 | 0.83705 | 1.097 | 1.2026 | 1.2026 | 1.289 | 1.2891 | 1.2453 | 1.1192 | 0.77553 | 0.85362 | CgrTgsd406 | CgrT | gsd | 406 | 226.6152 | 226.6152 | [30 empty] | 0.0098651 | 0 | 0.00096123
406 | Lighting-Exterior | LED | Grocery | New | LED Display Lighting (Exterior) | 0 | 0.36636 |  | 3776.92 | 0 | 0.36636 | 3776.92 | 11 |  | 2274.8 | 2274.8 | Per Fixture | GSD | 0.57723 | 0.60437 | 0.83705 | 1.097 | 1.2026 | 1.2026 | 1.289 | 1.2891 | 1.2453 | 1.1192 | 0.77553 | 0.85362 | CgrNgsd406 | CgrN | gsd | 406 | 226.6152 | 226.6152 | [30 empty] | 0.00011788 | 0 | 1.1485e-05
406 | Lighting-Exterior | LED | Healthcare | Turnover | LED Display Lighting (Exterior) | 0 | 0.36636 |  | 3776.92 | 0 | 0.36636 | 3776.92 | 11 |  | 2274.8 | 2274.8 | Per Fixture | GSD | 0.57723 | 0.60437 | 0.83705 | 1.097 | 1.2026 | 1.2026 | 1.289 | 1.2891 | 1.2453 | 1.1192 | 0.77553 | 0.85362 | CheTgsd406 | CheT | gsd | 406 | 226.6152 | 226.6152 | [30 empty] | 0.012641 | 0 | 0.0012229
406 | Lighting-Exterior | LED | Healthcare | New | LED Display Lighting (Exterior) | 0 | 0.36636 |  | 3776.92 | 0 | 0.36636 | 3776.92 | 11 |  | 2274.8 | 2274.8 | Per Fixture | GSD | 0.57723 | 0.60437 | 0.83705 | 1.097 | 1.2026 | 1.2026 | 1.289 | 1.2891 | 1.2453 | 1.1192 | 0.77553 | 0.85362 | CheNgsd406 | CheN | gsd | 406 | 226.6152 | 226.6152 | [30 empty] | 0.00013943 | 0 | 1.3488e-05
406 | Lighting-Exterior | LED | Hospitals | Turnover | LED Display Lighting (Exterior) | 0 | 0.37392 |  | 3776.92 | 0 | 0.37392 | 3776.92 | 11 |  | 2274.8 | 2274.8 | Per Fixture | GSD | 0.57723 | 0.60437 | 0.83705 | 1.097 | 1.2026 | 1.2026 | 1.289 | 1.2891 | 1.2453 | 1.1192 | 0.77553 | 0.85362 | ChoTgsd406 | ChoT | gsd | 406 | 226.6152 | 226.6152 | [30 empty] | 0.0044414 | 0 | 0.00043977
406 | Lighting-Exterior | LED | Hospitals | New | LED Display Lighting (Exterior) | 0 | 0.37392 |  | 3776.92 | 0 | 0.37392 | 3776.92 | 11 |  | 2274.8 | 2274.8 | Per Fixture | GSD | 0.57723 | 0.60437 | 0.83705 | 1.097 | 1.2026 | 1.2026 | 1.289 | 1.2891 | 1.2453 | 1.1192 | 0.77553 | 0.85362 | ChoNgsd406 | ChoN | gsd | 406 | 226.6152 | 226.6152 | [30 empty] | 5.3069e-05 | 0 | 5.2547e-06
406 | Lighting-Exterior | LED | Institutional | Turnover | LED Display Lighting (Exterior) | 0 | 0.45323 |  | 3776.92 | 0 | 0.45323 | 3776.92 | 11 |  | 2274.8 | 2274.8 | Per Fixture | GSD | 0.57723 | 0.60437 | 0.83705 | 1.097 | 1.2026 | 1.2026 | 1.289 | 1.2891 | 1.2453 | 1.1192 | 0.77553 | 0.85362 | CinTgsd406 | CinT | gsd | 406 | 226.6152 | 226.6152 | [30 empty] | 0.0053782 | 0 | 0.00064489
406 | Lighting-Exterior | LED | Institutional | New | LED Display Lighting (Exterior) | 0 | 0.45323 |  | 3776.92 | 0 | 0.45323 | 3776.92 | 11 |  | 2274.8 | 2274.8 | Per Fixture | GSD | 0.57723 | 0.60437 | 0.83705 | 1.097 | 1.2026 | 1.2026 | 1.289 | 1.2891 | 1.2453 | 1.1192 | 0.77553 | 0.85362 | CinNgsd406 | CinN | gsd | 406 | 226.6152 | 226.6152 | [30 empty] | 5.9319e-05 | 0 | 7.1129e-06
406 | Lighting-Exterior | LED | Lodging/Hospitality | Turnover | LED Display Lighting (Exterior) | 0 | 0.32859 |  | 3776.92 | 0 | 0.32859 | 3776.92 | 11 |  | 2274.8 | 2274.8 | Per Fixture | GSD | 0.57723 | 0.60437 | 0.83705 | 1.097 | 1.2026 | 1.2026 | 1.289 | 1.2891 | 1.2453 | 1.1192 | 0.77553 | 0.85362 | CloTgsd406 | CloT | gsd | 406 | 226.6152 | 226.6152 | [30 empty] | 0.0069229 | 0 | 0.0005991
406 | Lighting-Exterior | LED | Lodging/Hospitality | New | LED Display Lighting (Exterior) | 0 | 0.32859 |  | 3776.92 | 0 | 0.32859 | 3776.92 | 11 |  | 2274.8 | 2274.8 | Per Fixture | GSD | 0.57723 | 0.60437 | 0.83705 | 1.097 | 1.2026 | 1.2026 | 1.289 | 1.2891 | 1.2453 | 1.1192 | 0.77553 | 0.85362 | CloNgsd406 | CloN | gsd | 406 | 226.6152 | 226.6152 | [30 empty] | 8.2721e-05 | 0 | 7.1586e-06
406 | Lighting-Exterior | LED | Miscellaneous | Turnover | LED Display Lighting (Exterior) | 0 | 0.3437 |  | 3776.92 | 0 | 0.3437 | 3776.92 | 11 |  | 2274.8 | 2274.8 | Per Fixture | GSD | 0.57723 | 0.60437 | 0.83705 | 1.097 | 1.2026 | 1.2026 | 1.289 | 1.2891 | 1.2453 | 1.1192 | 0.77553 | 0.85362 | CmiTgsd406 | CmiT | gsd | 406 | 226.6152 | 226.6152 | [30 empty] | 0.023236 | 0 | 0.0021076
406 | Lighting-Exterior | LED | Miscellaneous | New | LED Display Lighting (Exterior) | 0 | 0.3437 |  | 3776.92 | 0 | 0.3437 | 3776.92 | 11 |  | 2274.8 | 2274.8 | Per Fixture | GSD | 0.57723 | 0.60437 | 0.83705 | 1.097 | 1.2026 | 1.2026 | 1.289 | 1.2891 | 1.2453 | 1.1192 | 0.77553 | 0.85362 | CmiNgsd406 | CmiN | gsd | 406 | 226.6152 | 226.6152 | [30 empty] | 0.00025628 | 0 | 2.3246e-05
406 | Lighting-Exterior | LED | Offices | Turnover | LED Display Lighting (Exterior) | 0 | 0.3437 |  | 3776.92 | 0 | 0.3437 | 3776.92 | 11 |  | 2274.8 | 2274.8 | Per Fixture | GSD | 0.57723 | 0.60437 | 0.83705 | 1.097 | 1.2026 | 1.2026 | 1.289 | 1.2891 | 1.2453 | 1.1192 | 0.77553 | 0.85362 | CofTgsd406 | CofT | gsd | 406 | 226.6152 | 226.6152 | [30 empty] | 0.069249 | 0 | 0.0062811
406 | Lighting-Exterior | LED | Offices | New | LED Display Lighting (Exterior) | 0 | 0.3437 |  | 3776.92 | 0 | 0.3437 | 3776.92 | 11 |  | 2274.8 | 2274.8 | Per Fixture | GSD | 0.57723 | 0.60437 | 0.83705 | 1.097 | 1.2026 | 1.2026 | 1.289 | 1.2891 | 1.2453 | 1.1192 | 0.77553 | 0.85362 | CofNgsd406 | CofN | gsd | 406 | 226.6152 | 226.6152 | [30 empty] | 0.00082744 | 0 | 7.5052e-05
406 | Lighting-Exterior | LED | Restaurants | Turnover | LED Display Lighting (Exterior) | 0 | 0.33992 |  | 3776.92 | 0 | 0.33992 | 3776.92 | 11 |  | 2274.8 | 2274.8 | Per Fixture | GSD | 0.57723 | 0.60437 | 0.83705 | 1.097 | 1.2026 | 1.2026 | 1.289 | 1.2891 | 1.2453 | 1.1192 | 0.77553 | 0.85362 | CreTgsd406 | CreT | gsd | 406 | 226.6152 | 226.6152 | [30 empty] | 0.0073289 | 0 | 0.0006622
406 | Lighting-Exterior | LED | Restaurants | New | LED Display Lighting (Exterior) | 0 | 0.33992 |  | 3776.92 | 0 | 0.33992 | 3776.92 | 11 |  | 2274.8 | 2274.8 | Per Fixture | GSD | 0.57723 | 0.60437 | 0.83705 | 1.097 | 1.2026 | 1.2026 | 1.289 | 1.2891 | 1.2453 | 1.1192 | 0.77553 | 0.85362 | CreNgsd406 | CreN | gsd | 406 | 226.6152 | 226.6152 | [30 empty] | 8.7572e-05 | 0 | 7.9125e-06
406 | Lighting-Exterior | LED | Retail | Turnover | LED Display Lighting (Exterior) | 0 | 0.36258 |  | 3776.92 | 0 | 0.36258 | 3776.92 | 11 |  | 2274.8 | 2274.8 | Per Fixture | GSD | 0.57723 | 0.60437 | 0.83705 | 1.097 | 1.2026 | 1.2026 | 1.289 | 1.2891 | 1.2453 | 1.1192 | 0.77553 | 0.85362 | CrtTgsd406 | CrtT | gsd | 406 | 226.6152 | 226.6152 | [30 empty] | 0.033713 | 0 | 0.0032518
406 | Lighting-Exterior | LED | Retail | New | LED Display Lighting (Exterior) | 0 | 0.36258 |  | 3776.92 | 0 | 0.36258 | 3776.92 | 11 |  | 2274.8 | 2274.8 | Per Fixture | GSD | 0.57723 | 0.60437 | 0.83705 | 1.097 | 1.2026 | 1.2026 | 1.289 | 1.2891 | 1.2453 | 1.1192 | 0.77553 | 0.85362 | CrtNgsd406 | CrtN | gsd | 406 | 226.6152 | 226.6152 | [30 empty] | 0.00040283 | 0 | 3.8855e-05
406 | Lighting-Exterior | LED | Schools K-12 | Turnover | LED Display Lighting (Exterior) | 0 | 0.3928 |  | 3776.92 | 0 | 0.3928 | 3776.92 | 11 |  | 2274.8 | 2274.8 | Per Fixture | GSD | 0.57723 | 0.60437 | 0.83705 | 1.097 | 1.2026 | 1.2026 | 1.289 | 1.2891 | 1.2453 | 1.1192 | 0.77553 | 0.85362 | CscTgsd406 | CscT | gsd | 406 | 226.6152 | 226.6152 | [30 empty] | 0.003021 | 0 | 0.00031282
406 | Lighting-Exterior | LED | Schools K-12 | New | LED Display Lighting (Exterior) | 0 | 0.3928 |  | 3776.92 | 0 | 0.3928 | 3776.92 | 11 |  | 2274.8 | 2274.8 | Per Fixture | GSD | 0.57723 | 0.60437 | 0.83705 | 1.097 | 1.2026 | 1.2026 | 1.289 | 1.2891 | 1.2453 | 1.1192 | 0.77553 | 0.85362 | CscNgsd406 | CscN | gsd | 406 | 226.6152 | 226.6152 | [30 empty] | 3.3321e-05 | 0 | 3.4503e-06
406 | Lighting-Exterior | LED | Warehouse | Turnover | LED Display Lighting (Exterior) | 0 | 0.36258 |  | 3776.92 | 0 | 0.36258 | 3776.92 | 11 |  | 2274.8 | 2274.8 | Per Fixture | GSD | 0.57723 | 0.60437 | 0.83705 | 1.097 | 1.2026 | 1.2026 | 1.289 | 1.2891 | 1.2453 | 1.1192 | 0.77553 | 0.85362 | CwaTgsd406 | CwaT | gsd | 406 | 226.6152 | 226.6152 | [30 empty] | 0.0050599 | 0 | 0.00048582
406 | Lighting-Exterior | LED | Warehouse | New | LED Display Lighting (Exterior) | 0 | 0.36258 |  | 3776.92 | 0 | 0.36258 | 3776.92 | 11 |  | 2274.8 | 2274.8 | Per Fixture | GSD | 0.57723 | 0.60437 | 0.83705 | 1.097 | 1.2026 | 1.2026 | 1.289 | 1.2891 | 1.2453 | 1.1192 | 0.77553 | 0.85362 | CwaNgsd406 | CwaN | gsd | 406 | 226.6152 | 226.6152 | [30 empty] | 5.5809e-05 | 0 | 5.3584e-06
407 | Lighting-Exterior | LED | Assembly | Turnover | LED Exterior Wall Packs | 0 | 0.053439 |  | 562.52 | 0 | 0.053439 | 562.52 | 15 |  | 169 | 169 | Per Fixture | GSD | 0.57723 | 0.60437 | 0.83705 | 1.097 | 1.2026 | 1.2026 | 1.289 | 1.2891 | 1.2453 | 1.1192 | 0.77553 | 0.85362 | CasTgsd407 | CasT | gsd | 407 | 33.7512 | 33.7512 | [30 empty] | 0.015264 | 0 | 0.0014508
407 | Lighting-Exterior | LED | Assembly | New | LED Exterior Wall Packs | 0 | 0.053439 |  | 562.52 | 0 | 0.053439 | 562.52 | 15 |  | 169 | 169 | Per Fixture | GSD | 0.57723 | 0.60437 | 0.83705 | 1.097 | 1.2026 | 1.2026 | 1.289 | 1.2891 | 1.2453 | 1.1192 | 0.77553 | 0.85362 | CasNgsd407 | CasN | gsd | 407 | 33.7512 | 33.7512 | [30 empty] | 0.00018181 | 0 | 1.728e-05
407 | Lighting-Exterior | LED | College and University | Turnover | LED Exterior Wall Packs | 0 | 0.055689 |  | 562.52 | 0 | 0.055689 | 562.52 | 15 |  | 169 | 169 | Per Fixture | GSD | 0.57723 | 0.60437 | 0.83705 | 1.097 | 1.2026 | 1.2026 | 1.289 | 1.2891 | 1.2453 | 1.1192 | 0.77553 | 0.85362 | CcoTgsd407 | CcoT | gsd | 407 | 33.7512 | 33.7512 | [30 empty] | 0.0022453 | 0 | 0.00022232
407 | Lighting-Exterior | LED | College and University | New | LED Exterior Wall Packs | 0 | 0.055689 |  | 562.52 | 0 | 0.055689 | 562.52 | 15 |  | 169 | 169 | Per Fixture | GSD | 0.57723 | 0.60437 | 0.83705 | 1.097 | 1.2026 | 1.2026 | 1.289 | 1.2891 | 1.2453 | 1.1192 | 0.77553 | 0.85362 | CcoNgsd407 | CcoN | gsd | 407 | 33.7512 | 33.7512 | [30 empty] | 2.4765e-05 | 0 | 2.4521e-06
407 | Lighting-Exterior | LED | Data Center | Turnover | LED Exterior Wall Packs | 0 | 0.051189 |  | 562.52 | 0 | 0.051189 | 562.52 | 15 |  | 169 | 169 | Per Fixture | GSD | 0.57723 | 0.60437 | 0.83705 | 1.097 | 1.2026 | 1.2026 | 1.289 | 1.2891 | 1.2453 | 1.1192 | 0.77553 | 0.85362 | CdaTgsd407 | CdaT | gsd | 407 | 33.7512 | 33.7512 | [30 empty] | 0.00016467 | 0 | 1.4936e-05
407 | Lighting-Exterior | LED | Data Center | New | LED Exterior Wall Packs | 0 | 0.051189 |  | 562.52 | 0 | 0.051189 | 562.52 | 15 |  | 169 | 169 | Per Fixture | GSD | 0.57723 | 0.60437 | 0.83705 | 1.097 | 1.2026 | 1.2026 | 1.289 | 1.2891 | 1.2453 | 1.1192 | 0.77553 | 0.85362 | CdaNgsd407 | CdaN | gsd | 407 | 33.7512 | 33.7512 | [30 empty] | 1.8163e-06 | 0 | 1.6474e-07
407 | Lighting-Exterior | LED | Grocery | Turnover | LED Exterior Wall Packs | 0 | 0.054564 |  | 562.52 | 0 | 0.054564 | 562.52 | 15 |  | 169 | 169 | Per Fixture | GSD | 0.57723 | 0.60437 | 0.83705 | 1.097 | 1.2026 | 1.2026 | 1.289 | 1.2891 | 1.2453 | 1.1192 | 0.77553 | 0.85362 | CgrTgsd407 | CgrT | gsd | 407 | 33.7512 | 33.7512 | [30 empty] | 0.0094601 | 0 | 0.00092176
407 | Lighting-Exterior | LED | Grocery | New | LED Exterior Wall Packs | 0 | 0.054564 |  | 562.52 | 0 | 0.054564 | 562.52 | 15 |  | 169 | 169 | Per Fixture | GSD | 0.57723 | 0.60437 | 0.83705 | 1.097 | 1.2026 | 1.2026 | 1.289 | 1.2891 | 1.2453 | 1.1192 | 0.77553 | 0.85362 | CgrNgsd407 | CgrN | gsd | 407 | 33.7512 | 33.7512 | [30 empty] | 0.00010401 | 0 | 1.0134e-05
407 | Lighting-Exterior | LED | Healthcare | Turnover | LED Exterior Wall Packs | 0 | 0.054564 |  | 562.52 | 0 | 0.054564 | 562.52 | 15 |  | 169 | 169 | Per Fixture | GSD | 0.57723 | 0.60437 | 0.83705 | 1.097 | 1.2026 | 1.2026 | 1.289 | 1.2891 | 1.2453 | 1.1192 | 0.77553 | 0.85362 | CheTgsd407 | CheT | gsd | 407 | 33.7512 | 33.7512 | [30 empty] | 0.011154 | 0 | 0.001079
407 | Lighting-Exterior | LED | Healthcare | New | LED Exterior Wall Packs | 0 | 0.054564 |  | 562.52 | 0 | 0.054564 | 562.52 | 15 |  | 169 | 169 | Per Fixture | GSD | 0.57723 | 0.60437 | 0.83705 | 1.097 | 1.2026 | 1.2026 | 1.289 | 1.2891 | 1.2453 | 1.1192 | 0.77553 | 0.85362 | CheNgsd407 | CheN | gsd | 407 | 33.7512 | 33.7512 | [30 empty] | 0.00012303 | 0 | 1.1901e-05
407 | Lighting-Exterior | LED | Hospitals | Turnover | LED Exterior Wall Packs | 0 | 0.055689 |  | 562.52 | 0 | 0.055689 | 562.52 | 15 |  | 169 | 169 | Per Fixture | GSD | 0.57723 | 0.60437 | 0.83705 | 1.097 | 1.2026 | 1.2026 | 1.289 | 1.2891 | 1.2453 | 1.1192 | 0.77553 | 0.85362 | ChoTgsd407 | ChoT | gsd | 407 | 33.7512 | 33.7512 | [30 empty] | 0.0042591 | 0 | 0.00042171
407 | Lighting-Exterior | LED | Hospitals | New | LED Exterior Wall Packs | 0 | 0.055689 |  | 562.52 | 0 | 0.055689 | 562.52 | 15 |  | 169 | 169 | Per Fixture | GSD | 0.57723 | 0.60437 | 0.83705 | 1.097 | 1.2026 | 1.2026 | 1.289 | 1.2891 | 1.2453 | 1.1192 | 0.77553 | 0.85362 | ChoNgsd407 | ChoN | gsd | 407 | 33.7512 | 33.7512 | [30 empty] | 4.6826e-05 | 0 | 4.6364e-06
407 | Lighting-Exterior | LED | Institutional | Turnover | LED Exterior Wall Packs | 0 | 0.067502 |  | 562.52 | 0 | 0.067502 | 562.52 | 15 |  | 169 | 169 | Per Fixture | GSD | 0.57723 | 0.60437 | 0.83705 | 1.097 | 1.2026 | 1.2026 | 1.289 | 1.2891 | 1.2453 | 1.1192 | 0.77553 | 0.85362 | CinTgsd407 | CinT | gsd | 407 | 33.7512 | 33.7512 | [30 empty] | 0.0047454 | 0 | 0.00056902
407 | Lighting-Exterior | LED | Institutional | New | LED Exterior Wall Packs | 0 | 0.067502 |  | 562.52 | 0 | 0.067502 | 562.52 | 15 |  | 169 | 169 | Per Fixture | GSD | 0.57723 | 0.60437 | 0.83705 | 1.097 | 1.2026 | 1.2026 | 1.289 | 1.2891 | 1.2453 | 1.1192 | 0.77553 | 0.85362 | CinNgsd407 | CinN | gsd | 407 | 33.7512 | 33.7512 | [30 empty] | 5.234e-05 | 0 | 6.2761e-06
407 | Lighting-Exterior | LED | Lodging/Hospitality | Turnover | LED Exterior Wall Packs | 0 | 0.048939 |  | 562.52 | 0 | 0.048939 | 562.52 | 15 |  | 169 | 169 | Per Fixture | GSD | 0.57723 | 0.60437 | 0.83705 | 1.097 | 1.2026 | 1.2026 | 1.289 | 1.2891 | 1.2453 | 1.1192 | 0.77553 | 0.85362 | CloTgsd407 | CloT | gsd | 407 | 33.7512 | 33.7512 | [30 empty] | 0.0066387 | 0 | 0.00057451
407 | Lighting-Exterior | LED | Lodging/Hospitality | New | LED Exterior Wall Packs | 0 | 0.048939 |  | 562.52 | 0 | 0.048939 | 562.52 | 15 |  | 169 | 169 | Per Fixture | GSD | 0.57723 | 0.60437 | 0.83705 | 1.097 | 1.2026 | 1.2026 | 1.289 | 1.2891 | 1.2453 | 1.1192 | 0.77553 | 0.85362 | CloNgsd407 | CloN | gsd | 407 | 33.7512 | 33.7512 | [30 empty] | 7.2989e-05 | 0 | 6.3164e-06
407 | Lighting-Exterior | LED | Miscellaneous | Turnover | LED Exterior Wall Packs | 0 | 0.051189 |  | 562.52 | 0 | 0.051189 | 562.52 | 15 |  | 169 | 169 | Per Fixture | GSD | 0.57723 | 0.60437 | 0.83705 | 1.097 | 1.2026 | 1.2026 | 1.289 | 1.2891 | 1.2453 | 1.1192 | 0.77553 | 0.85362 | CmiTgsd407 | CmiT | gsd | 407 | 33.7512 | 33.7512 | [30 empty] | 0.020502 | 0 | 0.0018596
407 | Lighting-Exterior | LED | Miscellaneous | New | LED Exterior Wall Packs | 0 | 0.051189 |  | 562.52 | 0 | 0.051189 | 562.52 | 15 |  | 169 | 169 | Per Fixture | GSD | 0.57723 | 0.60437 | 0.83705 | 1.097 | 1.2026 | 1.2026 | 1.289 | 1.2891 | 1.2453 | 1.1192 | 0.77553 | 0.85362 | CmiNgsd407 | CmiN | gsd | 407 | 33.7512 | 33.7512 | [30 empty] | 0.00022613 | 0 | 2.0511e-05
407 | Lighting-Exterior | LED | Offices | Turnover | LED Exterior Wall Packs | 0 | 0.051189 |  | 562.52 | 0 | 0.051189 | 562.52 | 15 |  | 169 | 169 | Per Fixture | GSD | 0.57723 | 0.60437 | 0.83705 | 1.097 | 1.2026 | 1.2026 | 1.289 | 1.2891 | 1.2453 | 1.1192 | 0.77553 | 0.85362 | CofTgsd407 | CofT | gsd | 407 | 33.7512 | 33.7512 | [30 empty] | 0.066406 | 0 | 0.0060233
407 | Lighting-Exterior | LED | Offices | New | LED Exterior Wall Packs | 0 | 0.051189 |  | 562.52 | 0 | 0.051189 | 562.52 | 15 |  | 169 | 169 | Per Fixture | GSD | 0.57723 | 0.60437 | 0.83705 | 1.097 | 1.2026 | 1.2026 | 1.289 | 1.2891 | 1.2453 | 1.1192 | 0.77553 | 0.85362 | CofNgsd407 | CofN | gsd | 407 | 33.7512 | 33.7512 | [30 empty] | 0.00073009 | 0 | 6.6222e-05
407 | Lighting-Exterior | LED | Restaurants | Turnover | LED Exterior Wall Packs | 0 | 0.050627 |  | 562.52 | 0 | 0.050627 | 562.52 | 15 |  | 169 | 169 | Per Fixture | GSD | 0.57723 | 0.60437 | 0.83705 | 1.097 | 1.2026 | 1.2026 | 1.289 | 1.2891 | 1.2453 | 1.1192 | 0.77553 | 0.85362 | CreTgsd407 | CreT | gsd | 407 | 33.7512 | 33.7512 | [30 empty] | 0.007028 | 0 | 0.00063501
407 | Lighting-Exterior | LED | Restaurants | New | LED Exterior Wall Packs | 0 | 0.050627 |  | 562.52 | 0 | 0.050627 | 562.52 | 15 |  | 169 | 169 | Per Fixture | GSD | 0.57723 | 0.60437 | 0.83705 | 1.097 | 1.2026 | 1.2026 | 1.289 | 1.2891 | 1.2453 | 1.1192 | 0.77553 | 0.85362 | CreNgsd407 | CreN | gsd | 407 | 33.7512 | 33.7512 | [30 empty] | 7.7269e-05 | 0 | 6.9816e-06
407 | Lighting-Exterior | LED | Retail | Turnover | LED Exterior Wall Packs | 0 | 0.054002 |  | 562.52 | 0 | 0.054002 | 562.52 | 15 |  | 169 | 169 | Per Fixture | GSD | 0.57723 | 0.60437 | 0.83705 | 1.097 | 1.2026 | 1.2026 | 1.289 | 1.2891 | 1.2453 | 1.1192 | 0.77553 | 0.85362 | CrtTgsd407 | CrtT | gsd | 407 | 33.7512 | 33.7512 | [30 empty] | 0.032329 | 0 | 0.0031183
407 | Lighting-Exterior | LED | Retail | New | LED Exterior Wall Packs | 0 | 0.054002 |  | 562.52 | 0 | 0.054002 | 562.52 | 15 |  | 169 | 169 | Per Fixture | GSD | 0.57723 | 0.60437 | 0.83705 | 1.097 | 1.2026 | 1.2026 | 1.289 | 1.2891 | 1.2453 | 1.1192 | 0.77553 | 0.85362 | CrtNgsd407 | CrtN | gsd | 407 | 33.7512 | 33.7512 | [30 empty] | 0.00035543 | 0 | 3.4283e-05
407 | Lighting-Exterior | LED | Schools K-12 | Turnover | LED Exterior Wall Packs | 0 | 0.058502 |  | 562.52 | 0 | 0.058502 | 562.52 | 15 |  | 169 | 169 | Per Fixture | GSD | 0.57723 | 0.60437 | 0.83705 | 1.097 | 1.2026 | 1.2026 | 1.289 | 1.2891 | 1.2453 | 1.1192 | 0.77553 | 0.85362 | CscTgsd407 | CscT | gsd | 407 | 33.7512 | 33.7512 | [30 empty] | 0.0026656 | 0 | 0.00027601
407 | Lighting-Exterior | LED | Schools K-12 | New | LED Exterior Wall Packs | 0 | 0.058502 |  | 562.52 | 0 | 0.058502 | 562.52 | 15 |  | 169 | 169 | Per Fixture | GSD | 0.57723 | 0.60437 | 0.83705 | 1.097 | 1.2026 | 1.2026 | 1.289 | 1.2891 | 1.2453 | 1.1192 | 0.77553 | 0.85362 | CscNgsd407 | CscN | gsd | 407 | 33.7512 | 33.7512 | [30 empty] | 2.94e-05 | 0 | 3.0443e-06
407 | Lighting-Exterior | LED | Warehouse | Turnover | LED Exterior Wall Packs | 0 | 0.054002 |  | 562.52 | 0 | 0.054002 | 562.52 | 15 |  | 169 | 169 | Per Fixture | GSD | 0.57723 | 0.60437 | 0.83705 | 1.097 | 1.2026 | 1.2026 | 1.289 | 1.2891 | 1.2453 | 1.1192 | 0.77553 | 0.85362 | CwaTgsd407 | CwaT | gsd | 407 | 33.7512 | 33.7512 | [30 empty] | 0.0044646 | 0 | 0.00042866
407 | Lighting-Exterior | LED | Warehouse | New | LED Exterior Wall Packs | 0 | 0.054002 |  | 562.52 | 0 | 0.054002 | 562.52 | 15 |  | 169 | 169 | Per Fixture | GSD | 0.57723 | 0.60437 | 0.83705 | 1.097 | 1.2026 | 1.2026 | 1.289 | 1.2891 | 1.2453 | 1.1192 | 0.77553 | 0.85362 | CwaNgsd407 | CwaN | gsd | 407 | 33.7512 | 33.7512 | [30 empty] | 4.9243e-05 | 0 | 4.728e-06
408 | Lighting-Exterior | LED | Assembly | Turnover | LED Parking Lighting | 0 | 0.058146 |  | 612.06 | 0 | 0.058146 | 612.06 | 15 |  | 255 | 255 | Per Fixture | GSD | 1 | 1 | 1 | 1 | 1 | 1 | 1 | 1 | 1 | 1 | 1 | 1 | CasTgsd408 | CasT | gsd | 408 | 36.7236 | 36.7236 | [30 empty] | 15.385 | 0 | 1.4623
408 | Lighting-Exterior | LED | Assembly | New | LED Parking Lighting | 0 | 0.058146 |  | 612.06 | 0 | 0.058146 | 612.06 | 15 |  | 255 | 255 | Per Fixture | GSD | 1 | 1 | 1 | 1 | 1 | 1 | 1 | 1 | 1 | 1 | 1 | 1 | CasNgsd408 | CasN | gsd | 408 | 36.7236 | 36.7236 | [30 empty] | 0.16969 | 0 | 0.016128
408 | Lighting-Exterior | LED | College and University | Turnover | LED Parking Lighting | 0 | 0.060594 |  | 612.06 | 0 | 0.060594 | 612.06 | 15 |  | 255 | 255 | Per Fixture | GSD | 1 | 1 | 1 | 1 | 1 | 1 | 1 | 1 | 1 | 1 | 1 | 1 | CcoTgsd408 | CcoT | gsd | 408 | 36.7236 | 36.7236 | [30 empty] | 1.9917 | 0 | 0.19721
408 | Lighting-Exterior | LED | College and University | New | LED Parking Lighting | 0 | 0.060594 |  | 612.06 | 0 | 0.060594 | 612.06 | 15 |  | 255 | 255 | Per Fixture | GSD | 1 | 1 | 1 | 1 | 1 | 1 | 1 | 1 | 1 | 1 | 1 | 1 | CcoNgsd408 | CcoN | gsd | 408 | 36.7236 | 36.7236 | [30 empty] | 0.021968 | 0 | 0.0021751
408 | Lighting-Exterior | LED | Data Center | Turnover | LED Parking Lighting | 0 | 0.055697 |  | 612.06 | 0 | 0.055697 | 612.06 | 15 |  | 255 | 255 | Per Fixture | GSD | 1 | 1 | 1 | 1 | 1 | 1 | 1 | 1 | 1 | 1 | 1 | 1 | CdaTgsd408 | CdaT | gsd | 408 | 36.7236 | 36.7236 | [30 empty] | 0.14607 | 0 | 0.013249
408 | Lighting-Exterior | LED | Data Center | New | LED Parking Lighting | 0 | 0.055697 |  | 612.06 | 0 | 0.055697 | 612.06 | 15 |  | 255 | 255 | Per Fixture | GSD | 1 | 1 | 1 | 1 | 1 | 1 | 1 | 1 | 1 | 1 | 1 | 1 | CdaNgsd408 | CdaN | gsd | 408 | 36.7236 | 36.7236 | [30 empty] | 0.0016112 | 0 | 0.00014614
408 | Lighting-Exterior | LED | Grocery | Turnover | LED Parking Lighting | 0 | 0.05937 |  | 612.06 | 0 | 0.05937 | 612.06 | 15 |  | 255 | 255 | Per Fixture | GSD | 1 | 1 | 1 | 1 | 1 | 1 | 1 | 1 | 1 | 1 | 1 | 1 | CgrTgsd408 | CgrT | gsd | 408 | 36.7236 | 36.7236 | [30 empty] | 8.8015 | 0 | 0.85759
408 | Lighting-Exterior | LED | Grocery | New | LED Parking Lighting | 0 | 0.05937 |  | 612.06 | 0 | 0.05937 | 612.06 | 15 |  | 255 | 255 | Per Fixture | GSD | 1 | 1 | 1 | 1 | 1 | 1 | 1 | 1 | 1 | 1 | 1 | 1 | CgrNgsd408 | CgrN | gsd | 408 | 36.7236 | 36.7236 | [30 empty] | 0.097077 | 0 | 0.0094589
408 | Lighting-Exterior | LED | Healthcare | Turnover | LED Parking Lighting | 0 | 0.05937 |  | 612.06 | 0 | 0.05937 | 612.06 | 15 |  | 255 | 255 | Per Fixture | GSD | 1 | 1 | 1 | 1 | 1 | 1 | 1 | 1 | 1 | 1 | 1 | 1 | CheTgsd408 | CheT | gsd | 408 | 36.7236 | 36.7236 | [30 empty] | 9.8943 | 0 | 0.95712
408 | Lighting-Exterior | LED | Healthcare | New | LED Parking Lighting | 0 | 0.05937 |  | 612.06 | 0 | 0.05937 | 612.06 | 15 |  | 255 | 255 | Per Fixture | GSD | 1 | 1 | 1 | 1 | 1 | 1 | 1 | 1 | 1 | 1 | 1 | 1 | CheNgsd408 | CheN | gsd | 408 | 36.7236 | 36.7236 | [30 empty] | 0.10913 | 0 | 0.010557
408 | Lighting-Exterior | LED | Hospitals | Turnover | LED Parking Lighting | 0 | 0.060594 |  | 612.06 | 0 | 0.060594 | 612.06 | 15 |  | 255 | 255 | Per Fixture | GSD | 1 | 1 | 1 | 1 | 1 | 1 | 1 | 1 | 1 | 1 | 1 | 1 | ChoTgsd408 | ChoT | gsd | 408 | 36.7236 | 36.7236 | [30 empty] | 3.7659 | 0 | 0.37288
408 | Lighting-Exterior | LED | Hospitals | New | LED Parking Lighting | 0 | 0.060594 |  | 612.06 | 0 | 0.060594 | 612.06 | 15 |  | 255 | 255 | Per Fixture | GSD | 1 | 1 | 1 | 1 | 1 | 1 | 1 | 1 | 1 | 1 | 1 | 1 | ChoNgsd408 | ChoN | gsd | 408 | 36.7236 | 36.7236 | [30 empty] | 0.041537 | 0 | 0.0041128
408 | Lighting-Exterior | LED | Institutional | Turnover | LED Parking Lighting | 0 | 0.073447 |  | 612.06 | 0 | 0.073447 | 612.06 | 15 |  | 255 | 255 | Per Fixture | GSD | 1 | 1 | 1 | 1 | 1 | 1 | 1 | 1 | 1 | 1 | 1 | 1 | CinTgsd408 | CinT | gsd | 408 | 36.7236 | 36.7236 | [30 empty] | 4.4292 | 0 | 0.5311
408 | Lighting-Exterior | LED | Institutional | New | LED Parking Lighting | 0 | 0.073447 |  | 612.06 | 0 | 0.073447 | 612.06 | 15 |  | 255 | 255 | Per Fixture | GSD | 1 | 1 | 1 | 1 | 1 | 1 | 1 | 1 | 1 | 1 | 1 | 1 | CinNgsd408 | CinN | gsd | 408 | 36.7236 | 36.7236 | [30 empty] | 0.048852 | 0 | 0.0058578
408 | Lighting-Exterior | LED | Lodging/Hospitality | Turnover | LED Parking Lighting | 0 | 0.053249 |  | 612.06 | 0 | 0.053249 | 612.06 | 15 |  | 255 | 255 | Per Fixture | GSD | 1 | 1 | 1 | 1 | 1 | 1 | 1 | 1 | 1 | 1 | 1 | 1 | CloTgsd408 | CloT | gsd | 408 | 36.7236 | 36.7236 | [30 empty] | 5.8701 | 0 | 0.50799
408 | Lighting-Exterior | LED | Lodging/Hospitality | New | LED Parking Lighting | 0 | 0.053249 |  | 612.06 | 0 | 0.053249 | 612.06 | 15 |  | 255 | 255 | Per Fixture | GSD | 1 | 1 | 1 | 1 | 1 | 1 | 1 | 1 | 1 | 1 | 1 | 1 | CloNgsd408 | CloN | gsd | 408 | 36.7236 | 36.7236 | [30 empty] | 0.064745 | 0 | 0.005603
408 | Lighting-Exterior | LED | Miscellaneous | Turnover | LED Parking Lighting | 0 | 0.055697 |  | 612.06 | 0 | 0.055697 | 612.06 | 15 |  | 255 | 255 | Per Fixture | GSD | 1 | 1 | 1 | 1 | 1 | 1 | 1 | 1 | 1 | 1 | 1 | 1 | CmiTgsd408 | CmiT | gsd | 408 | 36.7236 | 36.7236 | [30 empty] | 19.1357 | 0 | 1.7357
408 | Lighting-Exterior | LED | Miscellaneous | New | LED Parking Lighting | 0 | 0.055697 |  | 612.06 | 0 | 0.055697 | 612.06 | 15 |  | 255 | 255 | Per Fixture | GSD | 1 | 1 | 1 | 1 | 1 | 1 | 1 | 1 | 1 | 1 | 1 | 1 | CmiNgsd408 | CmiN | gsd | 408 | 36.7236 | 36.7236 | [30 empty] | 0.21106 | 0 | 0.019144
408 | Lighting-Exterior | LED | Offices | Turnover | LED Parking Lighting | 0 | 0.055697 |  | 612.06 | 0 | 0.055697 | 612.06 | 15 |  | 255 | 255 | Per Fixture | GSD | 1 | 1 | 1 | 1 | 1 | 1 | 1 | 1 | 1 | 1 | 1 | 1 | CofTgsd408 | CofT | gsd | 408 | 36.7236 | 36.7236 | [30 empty] | 58.7177 | 0 | 5.3259
408 | Lighting-Exterior | LED | Offices | New | LED Parking Lighting | 0 | 0.055697 |  | 612.06 | 0 | 0.055697 | 612.06 | 15 |  | 255 | 255 | Per Fixture | GSD | 1 | 1 | 1 | 1 | 1 | 1 | 1 | 1 | 1 | 1 | 1 | 1 | CofNgsd408 | CofN | gsd | 408 | 36.7236 | 36.7236 | [30 empty] | 0.64763 | 0 | 0.058743
408 | Lighting-Exterior | LED | Restaurants | Turnover | LED Parking Lighting | 0 | 0.055085 |  | 612.06 | 0 | 0.055085 | 612.06 | 15 |  | 255 | 255 | Per Fixture | GSD | 1 | 1 | 1 | 1 | 1 | 1 | 1 | 1 | 1 | 1 | 1 | 1 | CreTgsd408 | CreT | gsd | 408 | 36.7236 | 36.7236 | [30 empty] | 6.8609 | 0 | 0.61991
408 | Lighting-Exterior | LED | Restaurants | New | LED Parking Lighting | 0 | 0.055085 |  | 612.06 | 0 | 0.055085 | 612.06 | 15 |  | 255 | 255 | Per Fixture | GSD | 1 | 1 | 1 | 1 | 1 | 1 | 1 | 1 | 1 | 1 | 1 | 1 | CreNgsd408 | CreN | gsd | 408 | 36.7236 | 36.7236 | [30 empty] | 0.075674 | 0 | 0.0068374
408 | Lighting-Exterior | LED | Retail | Turnover | LED Parking Lighting | 0 | 0.058758 |  | 612.06 | 0 | 0.058758 | 612.06 | 15 |  | 255 | 255 | Per Fixture | GSD | 1 | 1 | 1 | 1 | 1 | 1 | 1 | 1 | 1 | 1 | 1 | 1 | CrtTgsd408 | CrtT | gsd | 408 | 36.7236 | 36.7236 | [30 empty] | 28.5855 | 0 | 2.7572
408 | Lighting-Exterior | LED | Retail | New | LED Parking Lighting | 0 | 0.058758 |  | 612.06 | 0 | 0.058758 | 612.06 | 15 |  | 255 | 255 | Per Fixture | GSD | 1 | 1 | 1 | 1 | 1 | 1 | 1 | 1 | 1 | 1 | 1 | 1 | CrtNgsd408 | CrtN | gsd | 408 | 36.7236 | 36.7236 | [30 empty] | 0.31529 | 0 | 0.030411
408 | Lighting-Exterior | LED | Schools K-12 | Turnover | LED Parking Lighting | 0 | 0.063654 |  | 612.06 | 0 | 0.063654 | 612.06 | 15 |  | 255 | 255 | Per Fixture | GSD | 1 | 1 | 1 | 1 | 1 | 1 | 1 | 1 | 1 | 1 | 1 | 1 | CscTgsd408 | CscT | gsd | 408 | 36.7236 | 36.7236 | [30 empty] | 2.4879 | 0 | 0.25762
408 | Lighting-Exterior | LED | Schools K-12 | New | LED Parking Lighting | 0 | 0.063654 |  | 612.06 | 0 | 0.063654 | 612.06 | 15 |  | 255 | 255 | Per Fixture | GSD | 1 | 1 | 1 | 1 | 1 | 1 | 1 | 1 | 1 | 1 | 1 | 1 | CscNgsd408 | CscN | gsd | 408 | 36.7236 | 36.7236 | [30 empty] | 0.027441 | 0 | 0.0028415
408 | Lighting-Exterior | LED | Warehouse | Turnover | LED Parking Lighting | 0 | 0.058758 |  | 612.06 | 0 | 0.058758 | 612.06 | 15 |  | 255 | 255 | Per Fixture | GSD | 1 | 1 | 1 | 1 | 1 | 1 | 1 | 1 | 1 | 1 | 1 | 1 | CwaTgsd408 | CwaT | gsd | 408 | 36.7236 | 36.7236 | [30 empty] | 3.9603 | 0 | 0.38024
408 | Lighting-Exterior | LED | Warehouse | New | LED Parking Lighting | 0 | 0.058758 |  | 612.06 | 0 | 0.058758 | 612.06 | 15 |  | 255 | 255 | Per Fixture | GSD | 1 | 1 | 1 | 1 | 1 | 1 | 1 | 1 | 1 | 1 | 1 | 1 | CwaNgsd408 | CwaN | gsd | 408 | 36.7236 | 36.7236 | [30 empty] | 0.043681 | 0 | 0.004194
501 | Lighting-Interior | Controls | Assembly | Existing | Auto Off Time Switch | 0.052866 | 0.025641 |  | 316.56 | 1 | 0.48503 | 5988.024 | 10 |  | 282 | 5334.2897 | Per 500W Controlled | GSD | 1.0063 | 0.98564 | 1.0265 | 1.0441 | 1.0994 | 1.0901 | 1.0679 | 1.0965 | 1.0642 | 1.0547 | 1.0277 | 1.0297 | CasEgsd501 | CasE | gsd | 501 | 18.9936 | 359.2814 | [30 empty] | 0 | 0 | 0
501 | Lighting-Interior | Controls | Assembly | New | Auto Off Time Switch | 0.052866 | 0.025641 |  | 316.56 | 1 | 0.48503 | 5988.024 | 10 |  | 282 | 5334.2897 | Per 500W Controlled | GSD | 1.0063 | 0.98564 | 1.0265 | 1.0441 | 1.0994 | 1.0901 | 1.0679 | 1.0965 | 1.0642 | 1.0547 | 1.0277 | 1.0297 | CasNgsd501 | CasN | gsd | 501 | 18.9936 | 359.2814 | [30 empty] | 0 | 0 | 0
501 | Lighting-Interior | Controls | College and University | Existing | Auto Off Time Switch | 0.049792 | 0.038632 |  | 429.24 | 1 | 0.77586 | 8620.6897 | 10 |  | 282 | 5663.5786 | Per 500W Controlled | GSD | 1.0063 | 0.98564 | 1.0265 | 1.0441 | 1.0994 | 1.0901 | 1.0679 | 1.0965 | 1.0642 | 1.0547 | 1.0277 | 1.0297 | CcoEgsd501 | CcoE | gsd | 501 | 25.7544 | 517.2414 | [30 empty] | 0 | 0 | 0
501 | Lighting-Interior | Controls | College and University | New | Auto Off Time Switch | 0.049792 | 0.038632 |  | 429.24 | 1 | 0.77586 | 8620.6897 | 10 |  | 282 | 5663.5786 | Per 500W Controlled | GSD | 1.0063 | 0.98564 | 1.0265 | 1.0441 | 1.0994 | 1.0901 | 1.0679 | 1.0965 | 1.0642 | 1.0547 | 1.0277 | 1.0297 | CcoNgsd501 | CcoN | gsd | 501 | 25.7544 | 517.2414 | [30 empty] | 0 | 0 | 0
501 | Lighting-Interior | Controls | Data Center | Existing | Auto Off Time Switch | 0.051122 | 0.056952 |  | 448.44 | 1 | 1.114 | 8771.9298 | 10 |  | 282 | 5516.1988 | Per 500W Controlled | GSD | 1.0063 | 0.98564 | 1.0265 | 1.0441 | 1.0994 | 1.0901 | 1.0679 | 1.0965 | 1.0642 | 1.0547 | 1.0277 | 1.0297 | CdaEgsd501 | CdaE | gsd | 501 | 26.9064 | 526.3158 | [30 empty] | 0 | 0 | 0
501 | Lighting-Interior | Controls | Data Center | New | Auto Off Time Switch | 0.051122 | 0.056952 |  | 448.44 | 1 | 1.114 | 8771.9298 | 10 |  | 282 | 5516.1988 | Per 500W Controlled | GSD | 1.0063 | 0.98564 | 1.0265 | 1.0441 | 1.0994 | 1.0901 | 1.0679 | 1.0965 | 1.0642 | 1.0547 | 1.0277 | 1.0297 | CdaNgsd501 | CdaN | gsd | 501 | 26.9064 | 526.3158 | [30 empty] | 0 | 0 | 0
501 | Lighting-Interior | Controls | Grocery | Existing | Auto Off Time Switch | 0.14076 | 0.062928 |  | 828 | 1 | 0.44706 | 5882.3529 | 10 |  | 282 | 2003.4101 | Per 500W Controlled | GSD | 1.0063 | 0.98564 | 1.0265 | 1.0441 | 1.0994 | 1.0901 | 1.0679 | 1.0965 | 1.0642 | 1.0547 | 1.0277 | 1.0297 | CgrEgsd501 | CgrE | gsd | 501 | 49.68 | 352.9412 | [30 empty] | 0 | 0 | 0
501 | Lighting-Interior | Controls | Grocery | New | Auto Off Time Switch | 0.14076 | 0.062928 |  | 828 | 1 | 0.44706 | 5882.3529 | 10 |  | 282 | 2003.4101 | Per 500W Controlled | GSD | 1.0063 | 0.98564 | 1.0265 | 1.0441 | 1.0994 | 1.0901 | 1.0679 | 1.0965 | 1.0642 | 1.0547 | 1.0277 | 1.0297 | CgrNgsd501 | CgrN | gsd | 501 | 49.68 | 352.9412 | [30 empty] | 0 | 0 | 0
501 | Lighting-Interior | Controls | Healthcare | Existing | Auto Off Time Switch | 0.060542 | 0.049977 |  | 406.32 | 1 | 0.8255 | 6711.4094 | 10 |  | 282 | 4657.948 | Per 500W Controlled | GSD | 1.0063 | 0.98564 | 1.0265 | 1.0441 | 1.0994 | 1.0901 | 1.0679 | 1.0965 | 1.0642 | 1.0547 | 1.0277 | 1.0297 | CheEgsd501 | CheE | gsd | 501 | 24.3792 | 402.6846 | [30 empty] | 0 | 0 | 0
501 | Lighting-Interior | Controls | Healthcare | New | Auto Off Time Switch | 0.060542 | 0.049977 |  | 406.32 | 1 | 0.8255 | 6711.4094 | 10 |  | 282 | 4657.948 | Per 500W Controlled | GSD | 1.0063 | 0.98564 | 1.0265 | 1.0441 | 1.0994 | 1.0901 | 1.0679 | 1.0965 | 1.0642 | 1.0547 | 1.0277 | 1.0297 | CheNgsd501 | CheN | gsd | 501 | 24.3792 | 402.6846 | [30 empty] | 0 | 0 | 0
501 | Lighting-Interior | Controls | Hospitals | Existing | Auto Off Time Switch | 0.079762 | 0.061884 |  | 687.6 | 1 | 0.77586 | 8620.6897 | 10 |  | 282 | 3535.5359 | Per 500W Controlled | GSD | 1.0063 | 0.98564 | 1.0265 | 1.0441 | 1.0994 | 1.0901 | 1.0679 | 1.0965 | 1.0642 | 1.0547 | 1.0277 | 1.0297 | ChoEgsd501 | ChoE | gsd | 501 | 41.256 | 517.2414 | [30 empty] | 0 | 0 | 0
501 | Lighting-Interior | Controls | Hospitals | New | Auto Off Time Switch | 0.079762 | 0.061884 |  | 687.6 | 1 | 0.77586 | 8620.6897 | 10 |  | 282 | 3535.5359 | Per 500W Controlled | GSD | 1.0063 | 0.98564 | 1.0265 | 1.0441 | 1.0994 | 1.0901 | 1.0679 | 1.0965 | 1.0642 | 1.0547 | 1.0277 | 1.0297 | ChoNgsd501 | ChoN | gsd | 501 | 41.256 | 517.2414 | [30 empty] | 0 | 0 | 0
501 | Lighting-Interior | Controls | Institutional | Existing | Auto Off Time Switch | 0.043747 | 0.05958 |  | 416.64 | 1 | 1.3619 | 9523.8095 | 10 |  | 282 | 6446.1268 | Per 500W Controlled | GSD | 1.0063 | 0.98564 | 1.0265 | 1.0441 | 1.0994 | 1.0901 | 1.0679 | 1.0965 | 1.0642 | 1.0547 | 1.0277 | 1.0297 | CinEgsd501 | CinE | gsd | 501 | 24.9984 | 571.4286 | [30 empty] | 0 | 0 | 0
501 | Lighting-Interior | Controls | Institutional | New | Auto Off Time Switch | 0.043747 | 0.05958 |  | 416.64 | 1 | 1.3619 | 9523.8095 | 10 |  | 282 | 6446.1268 | Per 500W Controlled | GSD | 1.0063 | 0.98564 | 1.0265 | 1.0441 | 1.0994 | 1.0901 | 1.0679 | 1.0965 | 1.0642 | 1.0547 | 1.0277 | 1.0297 | CinNgsd501 | CinN | gsd | 501 | 24.9984 | 571.4286 | [30 empty] | 0 | 0 | 0
501 | Lighting-Interior | Controls | Lodging/Hospitality | Existing | Auto Off Time Switch | 0.047645 | 0.067401 |  | 581.04 | 1 | 1.4146 | 12195.122 | 10 |  | 282 | 5918.7395 | Per 500W Controlled | GSD | 1.0063 | 0.98564 | 1.0265 | 1.0441 | 1.0994 | 1.0901 | 1.0679 | 1.0965 | 1.0642 | 1.0547 | 1.0277 | 1.0297 | CloEgsd501 | CloE | gsd | 501 | 34.8624 | 731.7073 | [30 empty] | 0 | 0 | 0
501 | Lighting-Interior | Controls | Lodging/Hospitality | New | Auto Off Time Switch | 0.047645 | 0.067401 |  | 581.04 | 1 | 1.4146 | 12195.122 | 10 |  | 282 | 5918.7395 | Per 500W Controlled | GSD | 1.0063 | 0.98564 | 1.0265 | 1.0441 | 1.0994 | 1.0901 | 1.0679 | 1.0965 | 1.0642 | 1.0547 | 1.0277 | 1.0297 | CloNgsd501 | CloN | gsd | 501 | 34.8624 | 731.7073 | [30 empty] | 0 | 0 | 0
501 | Lighting-Interior | Controls | Miscellaneous | Existing | Auto Off Time Switch | 0.056184 | 0.062591 |  | 492.84 | 1 | 1.114 | 8771.9298 | 10 |  | 282 | 5019.244 | Per 500W Controlled | GSD | 1.0063 | 0.98564 | 1.0265 | 1.0441 | 1.0994 | 1.0901 | 1.0679 | 1.0965 | 1.0642 | 1.0547 | 1.0277 | 1.0297 | CmiEgsd501 | CmiE | gsd | 501 | 29.5704 | 526.3158 | [30 empty] | 0 | 0 | 0
501 | Lighting-Interior | Controls | Miscellaneous | New | Auto Off Time Switch | 0.056184 | 0.062591 |  | 492.84 | 1 | 1.114 | 8771.9298 | 10 |  | 282 | 5019.244 | Per 500W Controlled | GSD | 1.0063 | 0.98564 | 1.0265 | 1.0441 | 1.0994 | 1.0901 | 1.0679 | 1.0965 | 1.0642 | 1.0547 | 1.0277 | 1.0297 | CmiNgsd501 | CmiN | gsd | 501 | 29.5704 | 526.3158 | [30 empty] | 0 | 0 | 0
501 | Lighting-Interior | Controls | Offices | Existing | Auto Off Time Switch | 0.051163 | 0.056998 |  | 448.8 | 1 | 1.114 | 8771.9298 | 10 |  | 282 | 5511.7741 | Per 500W Controlled | GSD | 1.0063 | 0.98564 | 1.0265 | 1.0441 | 1.0994 | 1.0901 | 1.0679 | 1.0965 | 1.0642 | 1.0547 | 1.0277 | 1.0297 | CofEgsd501 | CofE | gsd | 501 | 26.928 | 526.3158 | [30 empty] | 0 | 0 | 0
501 | Lighting-Interior | Controls | Offices | New | Auto Off Time Switch | 0.051163 | 0.056998 |  | 448.8 | 1 | 1.114 | 8771.9298 | 10 |  | 282 | 5511.7741 | Per 500W Controlled | GSD | 1.0063 | 0.98564 | 1.0265 | 1.0441 | 1.0994 | 1.0901 | 1.0679 | 1.0965 | 1.0642 | 1.0547 | 1.0277 | 1.0297 | CofNgsd501 | CofN | gsd | 501 | 26.928 | 526.3158 | [30 empty] | 0 | 0 | 0
501 | Lighting-Interior | Controls | Restaurants | Existing | Auto Off Time Switch | 0.095004 | 0.055102 |  | 633.36 | 1 | 0.58 | 6666.6667 | 10 |  | 282 | 2968.2961 | Per 500W Controlled | GSD | 1.0063 | 0.98564 | 1.0265 | 1.0441 | 1.0994 | 1.0901 | 1.0679 | 1.0965 | 1.0642 | 1.0547 | 1.0277 | 1.0297 | CreEgsd501 | CreE | gsd | 501 | 38.0016 | 400 | [30 empty] | 0 | 0 | 0
501 | Lighting-Interior | Controls | Restaurants | New | Auto Off Time Switch | 0.095004 | 0.055102 |  | 633.36 | 1 | 0.58 | 6666.6667 | 10 |  | 282 | 2968.2961 | Per 500W Controlled | GSD | 1.0063 | 0.98564 | 1.0265 | 1.0441 | 1.0994 | 1.0901 | 1.0679 | 1.0965 | 1.0642 | 1.0547 | 1.0277 | 1.0297 | CreNgsd501 | CreN | gsd | 501 | 38.0016 | 400 | [30 empty] | 0 | 0 | 0
501 | Lighting-Interior | Controls | Retail | Existing | Auto Off Time Switch | 0.073947 | 0.034332 |  | 440.16 | 1 | 0.46429 | 5952.381 | 10 |  | 282 | 3813.5483 | Per 500W Controlled | GSD | 1.0063 | 0.98564 | 1.0265 | 1.0441 | 1.0994 | 1.0901 | 1.0679 | 1.0965 | 1.0642 | 1.0547 | 1.0277 | 1.0297 | CrtEgsd501 | CrtE | gsd | 501 | 26.4096 | 357.1429 | [30 empty] | 0 | 0 | 0
501 | Lighting-Interior | Controls | Retail | New | Auto Off Time Switch | 0.073947 | 0.034332 |  | 440.16 | 1 | 0.46429 | 5952.381 | 10 |  | 282 | 3813.5483 | Per 500W Controlled | GSD | 1.0063 | 0.98564 | 1.0265 | 1.0441 | 1.0994 | 1.0901 | 1.0679 | 1.0965 | 1.0642 | 1.0547 | 1.0277 | 1.0297 | CrtNgsd501 | CrtN | gsd | 501 | 26.4096 | 357.1429 | [30 empty] | 0 | 0 | 0
501 | Lighting-Interior | Controls | Schools K-12 | Existing | Auto Off Time Switch | 0.035323 | 0.039656 |  | 333.24 | 1 | 1.1226 | 9433.9623 | 10 |  | 282 | 7983.3674 | Per 500W Controlled | GSD | 1.0063 | 0.98564 | 1.0265 | 1.0441 | 1.0994 | 1.0901 | 1.0679 | 1.0965 | 1.0642 | 1.0547 | 1.0277 | 1.0297 | CscEgsd501 | CscE | gsd | 501 | 19.9944 | 566.0377 | [30 empty] | 0 | 0 | 0
501 | Lighting-Interior | Controls | Schools K-12 | New | Auto Off Time Switch | 0.035323 | 0.039656 |  | 333.24 | 1 | 1.1226 | 9433.9623 | 10 |  | 282 | 7983.3674 | Per 500W Controlled | GSD | 1.0063 | 0.98564 | 1.0265 | 1.0441 | 1.0994 | 1.0901 | 1.0679 | 1.0965 | 1.0642 | 1.0547 | 1.0277 | 1.0297 | CscNgsd501 | CscN | gsd | 501 | 19.9944 | 566.0377 | [30 empty] | 0 | 0 | 0
501 | Lighting-Interior | Controls | Warehouse | Existing | Auto Off Time Switch | 0.073564 | 0.052546 |  | 437.88 | 1 | 0.71429 | 5952.381 | 10 |  | 282 | 3833.4051 | Per 500W Controlled | GSD | 1.0063 | 0.98564 | 1.0265 | 1.0441 | 1.0994 | 1.0901 | 1.0679 | 1.0965 | 1.0642 | 1.0547 | 1.0277 | 1.0297 | CwaEgsd501 | CwaE | gsd | 501 | 26.2728 | 357.1429 | [30 empty] | 0 | 0 | 0
501 | Lighting-Interior | Controls | Warehouse | New | Auto Off Time Switch | 0.073564 | 0.052546 |  | 437.88 | 1 | 0.71429 | 5952.381 | 10 |  | 282 | 3833.4051 | Per 500W Controlled | GSD | 1.0063 | 0.98564 | 1.0265 | 1.0441 | 1.0994 | 1.0901 | 1.0679 | 1.0965 | 1.0642 | 1.0547 | 1.0277 | 1.0297 | CwaNgsd501 | CwaN | gsd | 501 | 26.2728 | 357.1429 | [30 empty] | 0 | 0 | 0
502 | Lighting-Interior | Controls | Assembly | Existing | Bi-Level Lighting Control (Interior) | 0.068285 | 0.03312 |  | 408.89 | 1 | 0.48503 | 5988.024 | 8 |  | 663 | 9709.3592 | Per 500W Controlled | GSD | 1.0063 | 0.98564 | 1.0265 | 1.0441 | 1.0994 | 1.0901 | 1.0679 | 1.0965 | 1.0642 | 1.0547 | 1.0277 | 1.0297 | CasEgsd502 | CasE | gsd | 502 | 20.5603 | 301.097 | [30 empty] | 0 | 0 | 0
502 | Lighting-Interior | Controls | Assembly | New | Bi-Level Lighting Control (Interior) | 0.068285 | 0.03312 |  | 408.89 | 1 | 0.48503 | 5988.024 | 8 |  | 663 | 9709.3592 | Per 500W Controlled | GSD | 1.0063 | 0.98564 | 1.0265 | 1.0441 | 1.0994 | 1.0901 | 1.0679 | 1.0965 | 1.0642 | 1.0547 | 1.0277 | 1.0297 | CasNgsd502 | CasN | gsd | 502 | 20.5603 | 301.097 | [30 empty] | 0 | 0 | 0
502 | Lighting-Interior | Controls | College and University | Existing | Bi-Level Lighting Control (Interior) | 0.064315 | 0.0499 |  | 554.44 | 1 | 0.77586 | 8620.6897 | 8 |  | 663 | 10308.6308 | Per 500W Controlled | GSD | 1.0063 | 0.98564 | 1.0265 | 1.0441 | 1.0994 | 1.0901 | 1.0679 | 1.0965 | 1.0642 | 1.0547 | 1.0277 | 1.0297 | CcoEgsd502 | CcoE | gsd | 502 | 27.879 | 433.4759 | [30 empty] | 0 | 0 | 0
502 | Lighting-Interior | Controls | College and University | New | Bi-Level Lighting Control (Interior) | 0.064315 | 0.0499 |  | 554.44 | 1 | 0.77586 | 8620.6897 | 8 |  | 663 | 10308.6308 | Per 500W Controlled | GSD | 1.0063 | 0.98564 | 1.0265 | 1.0441 | 1.0994 | 1.0901 | 1.0679 | 1.0965 | 1.0642 | 1.0547 | 1.0277 | 1.0297 | CcoNgsd502 | CcoN | gsd | 502 | 27.879 | 433.4759 | [30 empty] | 0 | 0 | 0
502 | Lighting-Interior | Controls | Data Center | Existing | Bi-Level Lighting Control (Interior) | 0.066033 | 0.073563 |  | 579.24 | 1 | 1.114 | 8771.9298 | 8 |  | 663 | 10040.3796 | Per 500W Controlled | GSD | 1.0063 | 0.98564 | 1.0265 | 1.0441 | 1.0994 | 1.0901 | 1.0679 | 1.0965 | 1.0642 | 1.0547 | 1.0277 | 1.0297 | CdaEgsd502 | CdaE | gsd | 502 | 29.126 | 441.0807 | [30 empty] | 0 | 0 | 0
502 | Lighting-Interior | Controls | Data Center | New | Bi-Level Lighting Control (Interior) | 0.066033 | 0.073563 |  | 579.24 | 1 | 1.114 | 8771.9298 | 8 |  | 663 | 10040.3796 | Per 500W Controlled | GSD | 1.0063 | 0.98564 | 1.0265 | 1.0441 | 1.0994 | 1.0901 | 1.0679 | 1.0965 | 1.0642 | 1.0547 | 1.0277 | 1.0297 | CdaNgsd502 | CdaN | gsd | 502 | 29.126 | 441.0807 | [30 empty] | 0 | 0 | 0
502 | Lighting-Interior | Controls | Grocery | Existing | Bi-Level Lighting Control (Interior) | 0.18182 | 0.081282 |  | 1069.5 | 1 | 0.44706 | 5882.3529 | 8 |  | 663 | 3646.5638 | Per 500W Controlled | GSD | 1.0063 | 0.98564 | 1.0265 | 1.0441 | 1.0994 | 1.0901 | 1.0679 | 1.0965 | 1.0642 | 1.0547 | 1.0277 | 1.0297 | CgrEgsd502 | CgrE | gsd | 502 | 53.7779 | 295.7835 | [30 empty] | 0 | 0 | 0
502 | Lighting-Interior | Controls | Grocery | New | Bi-Level Lighting Control (Interior) | 0.18182 | 0.081282 |  | 1069.5 | 1 | 0.44706 | 5882.3529 | 8 |  | 663 | 3646.5638 | Per 500W Controlled | GSD | 1.0063 | 0.98564 | 1.0265 | 1.0441 | 1.0994 | 1.0901 | 1.0679 | 1.0965 | 1.0642 | 1.0547 | 1.0277 | 1.0297 | CgrNgsd502 | CgrN | gsd | 502 | 53.7779 | 295.7835 | [30 empty] | 0 | 0 | 0
502 | Lighting-Interior | Controls | Healthcare | Existing | Bi-Level Lighting Control (Interior) | 0.0782 | 0.064554 |  | 524.83 | 1 | 0.8255 | 6711.4094 | 8 |  | 663 | 8478.2966 | Per 500W Controlled | GSD | 1.0063 | 0.98564 | 1.0265 | 1.0441 | 1.0994 | 1.0901 | 1.0679 | 1.0965 | 1.0642 | 1.0547 | 1.0277 | 1.0297 | CheEgsd502 | CheE | gsd | 502 | 26.3901 | 337.4711 | [30 empty] | 0 | 0 | 0
502 | Lighting-Interior | Controls | Healthcare | New | Bi-Level Lighting Control (Interior) | 0.0782 | 0.064554 |  | 524.83 | 1 | 0.8255 | 6711.4094 | 8 |  | 663 | 8478.2966 | Per 500W Controlled | GSD | 1.0063 | 0.98564 | 1.0265 | 1.0441 | 1.0994 | 1.0901 | 1.0679 | 1.0965 | 1.0642 | 1.0547 | 1.0277 | 1.0297 | CheNgsd502 | CheN | gsd | 502 | 26.3901 | 337.4711 | [30 empty] | 0 | 0 | 0
502 | Lighting-Interior | Controls | Hospitals | Existing | Bi-Level Lighting Control (Interior) | 0.10303 | 0.079934 |  | 888.15 | 1 | 0.77586 | 8620.6897 | 8 |  | 663 | 6435.3062 | Per 500W Controlled | GSD | 1.0063 | 0.98564 | 1.0265 | 1.0441 | 1.0994 | 1.0901 | 1.0679 | 1.0965 | 1.0642 | 1.0547 | 1.0277 | 1.0297 | ChoEgsd502 | ChoE | gsd | 502 | 44.659 | 433.4759 | [30 empty] | 0 | 0 | 0
502 | Lighting-Interior | Controls | Hospitals | New | Bi-Level Lighting Control (Interior) | 0.10303 | 0.079934 |  | 888.15 | 1 | 0.77586 | 8620.6897 | 8 |  | 663 | 6435.3062 | Per 500W Controlled | GSD | 1.0063 | 0.98564 | 1.0265 | 1.0441 | 1.0994 | 1.0901 | 1.0679 | 1.0965 | 1.0642 | 1.0547 | 1.0277 | 1.0297 | ChoNgsd502 | ChoN | gsd | 502 | 44.659 | 433.4759 | [30 empty] | 0 | 0 | 0
502 | Lighting-Interior | Controls | Institutional | Existing | Bi-Level Lighting Control (Interior) | 0.056507 | 0.076957 |  | 538.16 | 1 | 1.3619 | 9523.8095 | 8 |  | 663 | 11733.1011 | Per 500W Controlled | GSD | 1.0063 | 0.98564 | 1.0265 | 1.0441 | 1.0994 | 1.0901 | 1.0679 | 1.0965 | 1.0642 | 1.0547 | 1.0277 | 1.0297 | CinEgsd502 | CinE | gsd | 502 | 27.0604 | 478.8876 | [30 empty] | 0 | 0 | 0
502 | Lighting-Interior | Controls | Institutional | New | Bi-Level Lighting Control (Interior) | 0.056507 | 0.076957 |  | 538.16 | 1 | 1.3619 | 9523.8095 | 8 |  | 663 | 11733.1011 | Per 500W Controlled | GSD | 1.0063 | 0.98564 | 1.0265 | 1.0441 | 1.0994 | 1.0901 | 1.0679 | 1.0965 | 1.0642 | 1.0547 | 1.0277 | 1.0297 | CinNgsd502 | CinN | gsd | 502 | 27.0604 | 478.8876 | [30 empty] | 0 | 0 | 0
502 | Lighting-Interior | Controls | Lodging/Hospitality | Existing | Bi-Level Lighting Control (Interior) | 0.061542 | 0.087059 |  | 750.51 | 1 | 1.4146 | 12195.122 | 8 |  | 663 | 10773.1621 | Per 500W Controlled | GSD | 1.0063 | 0.98564 | 1.0265 | 1.0441 | 1.0994 | 1.0901 | 1.0679 | 1.0965 | 1.0642 | 1.0547 | 1.0277 | 1.0297 | CloEgsd502 | CloE | gsd | 502 | 37.738 | 613.2098 | [30 empty] | 0 | 0 | 0
502 | Lighting-Interior | Controls | Lodging/Hospitality | New | Bi-Level Lighting Control (Interior) | 0.061542 | 0.087059 |  | 750.51 | 1 | 1.4146 | 12195.122 | 8 |  | 663 | 10773.1621 | Per 500W Controlled | GSD | 1.0063 | 0.98564 | 1.0265 | 1.0441 | 1.0994 | 1.0901 | 1.0679 | 1.0965 | 1.0642 | 1.0547 | 1.0277 | 1.0297 | CloNgsd502 | CloN | gsd | 502 | 37.738 | 613.2098 | [30 empty] | 0 | 0 | 0
502 | Lighting-Interior | Controls | Miscellaneous | Existing | Bi-Level Lighting Control (Interior) | 0.072571 | 0.080847 |  | 636.59 | 1 | 1.114 | 8771.9298 | 8 |  | 663 | 9135.848 | Per 500W Controlled | GSD | 1.0063 | 0.98564 | 1.0265 | 1.0441 | 1.0994 | 1.0901 | 1.0679 | 1.0965 | 1.0642 | 1.0547 | 1.0277 | 1.0297 | CmiEgsd502 | CmiE | gsd | 502 | 32.0098 | 441.0807 | [30 empty] | 0 | 0 | 0
502 | Lighting-Interior | Controls | Miscellaneous | New | Bi-Level Lighting Control (Interior) | 0.072571 | 0.080847 |  | 636.59 | 1 | 1.114 | 8771.9298 | 8 |  | 663 | 9135.848 | Per 500W Controlled | GSD | 1.0063 | 0.98564 | 1.0265 | 1.0441 | 1.0994 | 1.0901 | 1.0679 | 1.0965 | 1.0642 | 1.0547 | 1.0277 | 1.0297 | CmiNgsd502 | CmiN | gsd | 502 | 32.0098 | 441.0807 | [30 empty] | 0 | 0 | 0
502 | Lighting-Interior | Controls | Offices | Existing | Bi-Level Lighting Control (Interior) | 0.066086 | 0.073622 |  | 579.7 | 1 | 1.114 | 8771.9298 | 8 |  | 663 | 10032.4124 | Per 500W Controlled | GSD | 1.0063 | 0.98564 | 1.0265 | 1.0441 | 1.0994 | 1.0901 | 1.0679 | 1.0965 | 1.0642 | 1.0547 | 1.0277 | 1.0297 | CofEgsd502 | CofE | gsd | 502 | 29.1492 | 441.0807 | [30 empty] | 0 | 0 | 0
502 | Lighting-Interior | Controls | Offices | New | Bi-Level Lighting Control (Interior) | 0.066086 | 0.073622 |  | 579.7 | 1 | 1.114 | 8771.9298 | 8 |  | 663 | 10032.4124 | Per 500W Controlled | GSD | 1.0063 | 0.98564 | 1.0265 | 1.0441 | 1.0994 | 1.0901 | 1.0679 | 1.0965 | 1.0642 | 1.0547 | 1.0277 | 1.0297 | CofNgsd502 | CofN | gsd | 502 | 29.1492 | 441.0807 | [30 empty] | 0 | 0 | 0
502 | Lighting-Interior | Controls | Restaurants | Existing | Bi-Level Lighting Control (Interior) | 0.12271 | 0.071174 |  | 818.09 | 1 | 0.58 | 6666.6667 | 8 |  | 663 | 5402.8285 | Per 500W Controlled | GSD | 1.0063 | 0.98564 | 1.0265 | 1.0441 | 1.0994 | 1.0901 | 1.0679 | 1.0965 | 1.0642 | 1.0547 | 1.0277 | 1.0297 | CreEgsd502 | CreE | gsd | 502 | 41.1362 | 335.2213 | [30 empty] | 0 | 0 | 0
502 | Lighting-Interior | Controls | Restaurants | New | Bi-Level Lighting Control (Interior) | 0.12271 | 0.071174 |  | 818.09 | 1 | 0.58 | 6666.6667 | 8 |  | 663 | 5402.8285 | Per 500W Controlled | GSD | 1.0063 | 0.98564 | 1.0265 | 1.0441 | 1.0994 | 1.0901 | 1.0679 | 1.0965 | 1.0642 | 1.0547 | 1.0277 | 1.0297 | CreNgsd502 | CreN | gsd | 502 | 41.1362 | 335.2213 | [30 empty] | 0 | 0 | 0
502 | Lighting-Interior | Controls | Retail | Existing | Bi-Level Lighting Control (Interior) | 0.095515 | 0.044346 |  | 568.54 | 1 | 0.46429 | 5952.381 | 8 |  | 663 | 6941.3385 | Per 500W Controlled | GSD | 1.0063 | 0.98564 | 1.0265 | 1.0441 | 1.0994 | 1.0901 | 1.0679 | 1.0965 | 1.0642 | 1.0547 | 1.0277 | 1.0297 | CrtEgsd502 | CrtE | gsd | 502 | 28.588 | 299.3048 | [30 empty] | 0 | 0 | 0
502 | Lighting-Interior | Controls | Retail | New | Bi-Level Lighting Control (Interior) | 0.095515 | 0.044346 |  | 568.54 | 1 | 0.46429 | 5952.381 | 8 |  | 663 | 6941.3385 | Per 500W Controlled | GSD | 1.0063 | 0.98564 | 1.0265 | 1.0441 | 1.0994 | 1.0901 | 1.0679 | 1.0965 | 1.0642 | 1.0547 | 1.0277 | 1.0297 | CrtNgsd502 | CrtN | gsd | 502 | 28.588 | 299.3048 | [30 empty] | 0 | 0 | 0
502 | Lighting-Interior | Controls | Schools K-12 | Existing | Bi-Level Lighting Control (Interior) | 0.045627 | 0.051222 |  | 430.44 | 1 | 1.1226 | 9433.9623 | 8 |  | 663 | 14530.9845 | Per 500W Controlled | GSD | 1.0063 | 0.98564 | 1.0265 | 1.0441 | 1.0994 | 1.0901 | 1.0679 | 1.0965 | 1.0642 | 1.0547 | 1.0277 | 1.0297 | CscEgsd502 | CscE | gsd | 502 | 21.6439 | 474.3698 | [30 empty] | 0 | 0 | 0
502 | Lighting-Interior | Controls | Schools K-12 | New | Bi-Level Lighting Control (Interior) | 0.045627 | 0.051222 |  | 430.44 | 1 | 1.1226 | 9433.9623 | 8 |  | 663 | 14530.9845 | Per 500W Controlled | GSD | 1.0063 | 0.98564 | 1.0265 | 1.0441 | 1.0994 | 1.0901 | 1.0679 | 1.0965 | 1.0642 | 1.0547 | 1.0277 | 1.0297 | CscNgsd502 | CscN | gsd | 502 | 21.6439 | 474.3698 | [30 empty] | 0 | 0 | 0
502 | Lighting-Interior | Controls | Warehouse | Existing | Bi-Level Lighting Control (Interior) | 0.095021 | 0.067872 |  | 565.6 | 1 | 0.71429 | 5952.381 | 8 |  | 663 | 6977.4197 | Per 500W Controlled | GSD | 1.0063 | 0.98564 | 1.0265 | 1.0441 | 1.0994 | 1.0901 | 1.0679 | 1.0965 | 1.0642 | 1.0547 | 1.0277 | 1.0297 | CwaEgsd502 | CwaE | gsd | 502 | 28.4402 | 299.3048 | [30 empty] | 0 | 0 | 0
502 | Lighting-Interior | Controls | Warehouse | New | Bi-Level Lighting Control (Interior) | 0.095021 | 0.067872 |  | 565.6 | 1 | 0.71429 | 5952.381 | 8 |  | 663 | 6977.4197 | Per 500W Controlled | GSD | 1.0063 | 0.98564 | 1.0265 | 1.0441 | 1.0994 | 1.0901 | 1.0679 | 1.0965 | 1.0642 | 1.0547 | 1.0277 | 1.0297 | CwaNgsd502 | CwaN | gsd | 502 | 28.4402 | 299.3048 | [30 empty] | 0 | 0 | 0
503 | Lighting-Interior | Controls | Assembly | Existing | Indoor daylight sensor | 0.061676 | 0.029915 |  | 369.32 | 1 | 0.48503 | 5988.024 | 10 |  | 51 | 826.896 | Per 500W Controlled | GSD | 1.0063 | 0.98564 | 1.0265 | 1.0441 | 1.0994 | 1.0901 | 1.0679 | 1.0965 | 1.0642 | 1.0547 | 1.0277 | 1.0297 | CasEgsd503 | CasE | gsd | 503 | 22.1592 | 359.2814 | [30 empty] | 0 | 0 | 0
503 | Lighting-Interior | Controls | Assembly | New | Indoor daylight sensor | 0.061676 | 0.029915 |  | 369.32 | 1 | 0.48503 | 5988.024 | 10 |  | 51 | 826.896 | Per 500W Controlled | GSD | 1.0063 | 0.98564 | 1.0265 | 1.0441 | 1.0994 | 1.0901 | 1.0679 | 1.0965 | 1.0642 | 1.0547 | 1.0277 | 1.0297 | CasNgsd503 | CasN | gsd | 503 | 22.1592 | 359.2814 | [30 empty] | 0 | 0 | 0
503 | Lighting-Interior | Controls | College and University | Existing | Indoor daylight sensor | 0.05809 | 0.04507 |  | 500.78 | 1 | 0.77586 | 8620.6897 | 10 |  | 51 | 877.9408 | Per 500W Controlled | GSD | 1.0063 | 0.98564 | 1.0265 | 1.0441 | 1.0994 | 1.0901 | 1.0679 | 1.0965 | 1.0642 | 1.0547 | 1.0277 | 1.0297 | CcoEgsd503 | CcoE | gsd | 503 | 30.0468 | 517.2414 | [30 empty] | 0 | 0 | 0
503 | Lighting-Interior | Controls | College and University | New | Indoor daylight sensor | 0.05809 | 0.04507 |  | 500.78 | 1 | 0.77586 | 8620.6897 | 10 |  | 51 | 877.9408 | Per 500W Controlled | GSD | 1.0063 | 0.98564 | 1.0265 | 1.0441 | 1.0994 | 1.0901 | 1.0679 | 1.0965 | 1.0642 | 1.0547 | 1.0277 | 1.0297 | CcoNgsd503 | CcoN | gsd | 503 | 30.0468 | 517.2414 | [30 empty] | 0 | 0 | 0
503 | Lighting-Interior | Controls | Data Center | Existing | Indoor daylight sensor | 0.059643 | 0.066444 |  | 523.18 | 1 | 1.114 | 8771.9298 | 10 |  | 51 | 855.0947 | Per 500W Controlled | GSD | 1.0063 | 0.98564 | 1.0265 | 1.0441 | 1.0994 | 1.0901 | 1.0679 | 1.0965 | 1.0642 | 1.0547 | 1.0277 | 1.0297 | CdaEgsd503 | CdaE | gsd | 503 | 31.3908 | 526.3158 | [30 empty] | 0 | 0 | 0
503 | Lighting-Interior | Controls | Data Center | New | Indoor daylight sensor | 0.059643 | 0.066444 |  | 523.18 | 1 | 1.114 | 8771.9298 | 10 |  | 51 | 855.0947 | Per 500W Controlled | GSD | 1.0063 | 0.98564 | 1.0265 | 1.0441 | 1.0994 | 1.0901 | 1.0679 | 1.0965 | 1.0642 | 1.0547 | 1.0277 | 1.0297 | CdaNgsd503 | CdaN | gsd | 503 | 31.3908 | 526.3158 | [30 empty] | 0 | 0 | 0
503 | Lighting-Interior | Controls | Grocery | Existing | Indoor daylight sensor | 0.16422 | 0.073416 |  | 966 | 1 | 0.44706 | 5882.3529 | 10 |  | 51 | 310.559 | Per 500W Controlled | GSD | 1.0063 | 0.98564 | 1.0265 | 1.0441 | 1.0994 | 1.0901 | 1.0679 | 1.0965 | 1.0642 | 1.0547 | 1.0277 | 1.0297 | CgrEgsd503 | CgrE | gsd | 503 | 57.96 | 352.9412 | [30 empty] | 0 | 0 | 0
503 | Lighting-Interior | Controls | Grocery | New | Indoor daylight sensor | 0.16422 | 0.073416 |  | 966 | 1 | 0.44706 | 5882.3529 | 10 |  | 51 | 310.559 | Per 500W Controlled | GSD | 1.0063 | 0.98564 | 1.0265 | 1.0441 | 1.0994 | 1.0901 | 1.0679 | 1.0965 | 1.0642 | 1.0547 | 1.0277 | 1.0297 | CgrNgsd503 | CgrN | gsd | 503 | 57.96 | 352.9412 | [30 empty] | 0 | 0 | 0
503 | Lighting-Interior | Controls | Healthcare | Existing | Indoor daylight sensor | 0.070632 | 0.058307 |  | 474.04 | 1 | 0.8255 | 6711.4094 | 10 |  | 51 | 722.0527 | Per 500W Controlled | GSD | 1.0063 | 0.98564 | 1.0265 | 1.0441 | 1.0994 | 1.0901 | 1.0679 | 1.0965 | 1.0642 | 1.0547 | 1.0277 | 1.0297 | CheEgsd503 | CheE | gsd | 503 | 28.4424 | 402.6846 | [30 empty] | 0 | 0 | 0
503 | Lighting-Interior | Controls | Healthcare | New | Indoor daylight sensor | 0.070632 | 0.058307 |  | 474.04 | 1 | 0.8255 | 6711.4094 | 10 |  | 51 | 722.0527 | Per 500W Controlled | GSD | 1.0063 | 0.98564 | 1.0265 | 1.0441 | 1.0994 | 1.0901 | 1.0679 | 1.0965 | 1.0642 | 1.0547 | 1.0277 | 1.0297 | CheNgsd503 | CheN | gsd | 503 | 28.4424 | 402.6846 | [30 empty] | 0 | 0 | 0
503 | Lighting-Interior | Controls | Hospitals | Existing | Indoor daylight sensor | 0.093055 | 0.072198 |  | 802.2 | 1 | 0.77586 | 8620.6897 | 10 |  | 51 | 548.0618 | Per 500W Controlled | GSD | 1.0063 | 0.98564 | 1.0265 | 1.0441 | 1.0994 | 1.0901 | 1.0679 | 1.0965 | 1.0642 | 1.0547 | 1.0277 | 1.0297 | ChoEgsd503 | ChoE | gsd | 503 | 48.132 | 517.2414 | [30 empty] | 0 | 0 | 0
503 | Lighting-Interior | Controls | Hospitals | New | Indoor daylight sensor | 0.093055 | 0.072198 |  | 802.2 | 1 | 0.77586 | 8620.6897 | 10 |  | 51 | 548.0618 | Per 500W Controlled | GSD | 1.0063 | 0.98564 | 1.0265 | 1.0441 | 1.0994 | 1.0901 | 1.0679 | 1.0965 | 1.0642 | 1.0547 | 1.0277 | 1.0297 | ChoNgsd503 | ChoN | gsd | 503 | 48.132 | 517.2414 | [30 empty] | 0 | 0 | 0
503 | Lighting-Interior | Controls | Institutional | Existing | Indoor daylight sensor | 0.051038 | 0.069509 |  | 486.08 | 1 | 1.3619 | 9523.8095 | 10 |  | 51 | 999.2476 | Per 500W Controlled | GSD | 1.0063 | 0.98564 | 1.0265 | 1.0441 | 1.0994 | 1.0901 | 1.0679 | 1.0965 | 1.0642 | 1.0547 | 1.0277 | 1.0297 | CinEgsd503 | CinE | gsd | 503 | 29.1648 | 571.4286 | [30 empty] | 0 | 0 | 0
503 | Lighting-Interior | Controls | Institutional | New | Indoor daylight sensor | 0.051038 | 0.069509 |  | 486.08 | 1 | 1.3619 | 9523.8095 | 10 |  | 51 | 999.2476 | Per 500W Controlled | GSD | 1.0063 | 0.98564 | 1.0265 | 1.0441 | 1.0994 | 1.0901 | 1.0679 | 1.0965 | 1.0642 | 1.0547 | 1.0277 | 1.0297 | CinNgsd503 | CinN | gsd | 503 | 29.1648 | 571.4286 | [30 empty] | 0 | 0 | 0
503 | Lighting-Interior | Controls | Lodging/Hospitality | Existing | Indoor daylight sensor | 0.055586 | 0.078634 |  | 677.88 | 1 | 1.4146 | 12195.122 | 10 |  | 51 | 917.4946 | Per 500W Controlled | GSD | 1.0063 | 0.98564 | 1.0265 | 1.0441 | 1.0994 | 1.0901 | 1.0679 | 1.0965 | 1.0642 | 1.0547 | 1.0277 | 1.0297 | CloEgsd503 | CloE | gsd | 503 | 40.6728 | 731.7073 | [30 empty] | 0 | 0 | 0
503 | Lighting-Interior | Controls | Lodging/Hospitality | New | Indoor daylight sensor | 0.055586 | 0.078634 |  | 677.88 | 1 | 1.4146 | 12195.122 | 10 |  | 51 | 917.4946 | Per 500W Controlled | GSD | 1.0063 | 0.98564 | 1.0265 | 1.0441 | 1.0994 | 1.0901 | 1.0679 | 1.0965 | 1.0642 | 1.0547 | 1.0277 | 1.0297 | CloNgsd503 | CloN | gsd | 503 | 40.6728 | 731.7073 | [30 empty] | 0 | 0 | 0
503 | Lighting-Interior | Controls | Miscellaneous | Existing | Indoor daylight sensor | 0.065548 | 0.073022 |  | 574.98 | 1 | 1.114 | 8771.9298 | 10 |  | 51 | 778.0591 | Per 500W Controlled | GSD | 1.0063 | 0.98564 | 1.0265 | 1.0441 | 1.0994 | 1.0901 | 1.0679 | 1.0965 | 1.0642 | 1.0547 | 1.0277 | 1.0297 | CmiEgsd503 | CmiE | gsd | 503 | 34.4988 | 526.3158 | [30 empty] | 0 | 0 | 0
503 | Lighting-Interior | Controls | Miscellaneous | New | Indoor daylight sensor | 0.065548 | 0.073022 |  | 574.98 | 1 | 1.114 | 8771.9298 | 10 |  | 51 | 778.0591 | Per 500W Controlled | GSD | 1.0063 | 0.98564 | 1.0265 | 1.0441 | 1.0994 | 1.0901 | 1.0679 | 1.0965 | 1.0642 | 1.0547 | 1.0277 | 1.0297 | CmiNgsd503 | CmiN | gsd | 503 | 34.4988 | 526.3158 | [30 empty] | 0 | 0 | 0
503 | Lighting-Interior | Controls | Offices | Existing | Indoor daylight sensor | 0.05969 | 0.066497 |  | 523.6 | 1 | 1.114 | 8771.9298 | 10 |  | 51 | 854.4087 | Per 500W Controlled | GSD | 1.0063 | 0.98564 | 1.0265 | 1.0441 | 1.0994 | 1.0901 | 1.0679 | 1.0965 | 1.0642 | 1.0547 | 1.0277 | 1.0297 | CofEgsd503 | CofE | gsd | 503 | 31.416 | 526.3158 | [30 empty] | 0 | 0 | 0
503 | Lighting-Interior | Controls | Offices | New | Indoor daylight sensor | 0.05969 | 0.066497 |  | 523.6 | 1 | 1.114 | 8771.9298 | 10 |  | 51 | 854.4087 | Per 500W Controlled | GSD | 1.0063 | 0.98564 | 1.0265 | 1.0441 | 1.0994 | 1.0901 | 1.0679 | 1.0965 | 1.0642 | 1.0547 | 1.0277 | 1.0297 | CofNgsd503 | CofN | gsd | 503 | 31.416 | 526.3158 | [30 empty] | 0 | 0 | 0
503 | Lighting-Interior | Controls | Restaurants | Existing | Indoor daylight sensor | 0.11084 | 0.064286 |  | 738.92 | 1 | 0.58 | 6666.6667 | 10 |  | 51 | 460.131 | Per 500W Controlled | GSD | 1.0063 | 0.98564 | 1.0265 | 1.0441 | 1.0994 | 1.0901 | 1.0679 | 1.0965 | 1.0642 | 1.0547 | 1.0277 | 1.0297 | CreEgsd503 | CreE | gsd | 503 | 44.3352 | 400 | [30 empty] | 0 | 0 | 0
503 | Lighting-Interior | Controls | Restaurants | New | Indoor daylight sensor | 0.11084 | 0.064286 |  | 738.92 | 1 | 0.58 | 6666.6667 | 10 |  | 51 | 460.131 | Per 500W Controlled | GSD | 1.0063 | 0.98564 | 1.0265 | 1.0441 | 1.0994 | 1.0901 | 1.0679 | 1.0965 | 1.0642 | 1.0547 | 1.0277 | 1.0297 | CreNgsd503 | CreN | gsd | 503 | 44.3352 | 400 | [30 empty] | 0 | 0 | 0
503 | Lighting-Interior | Controls | Retail | Existing | Indoor daylight sensor | 0.086271 | 0.040055 |  | 513.52 | 1 | 0.46429 | 5952.381 | 10 |  | 51 | 591.1579 | Per 500W Controlled | GSD | 1.0063 | 0.98564 | 1.0265 | 1.0441 | 1.0994 | 1.0901 | 1.0679 | 1.0965 | 1.0642 | 1.0547 | 1.0277 | 1.0297 | CrtEgsd503 | CrtE | gsd | 503 | 30.8112 | 357.1429 | [30 empty] | 0 | 0 | 0
503 | Lighting-Interior | Controls | Retail | New | Indoor daylight sensor | 0.086271 | 0.040055 |  | 513.52 | 1 | 0.46429 | 5952.381 | 10 |  | 51 | 591.1579 | Per 500W Controlled | GSD | 1.0063 | 0.98564 | 1.0265 | 1.0441 | 1.0994 | 1.0901 | 1.0679 | 1.0965 | 1.0642 | 1.0547 | 1.0277 | 1.0297 | CrtNgsd503 | CrtN | gsd | 503 | 30.8112 | 357.1429 | [30 empty] | 0 | 0 | 0
503 | Lighting-Interior | Controls | Schools K-12 | Existing | Indoor daylight sensor | 0.041211 | 0.046265 |  | 388.78 | 1 | 1.1226 | 9433.9623 | 10 |  | 51 | 1237.5433 | Per 500W Controlled | GSD | 1.0063 | 0.98564 | 1.0265 | 1.0441 | 1.0994 | 1.0901 | 1.0679 | 1.0965 | 1.0642 | 1.0547 | 1.0277 | 1.0297 | CscEgsd503 | CscE | gsd | 503 | 23.3268 | 566.0377 | [30 empty] | 0 | 0 | 0
503 | Lighting-Interior | Controls | Schools K-12 | New | Indoor daylight sensor | 0.041211 | 0.046265 |  | 388.78 | 1 | 1.1226 | 9433.9623 | 10 |  | 51 | 1237.5433 | Per 500W Controlled | GSD | 1.0063 | 0.98564 | 1.0265 | 1.0441 | 1.0994 | 1.0901 | 1.0679 | 1.0965 | 1.0642 | 1.0547 | 1.0277 | 1.0297 | CscNgsd503 | CscN | gsd | 503 | 23.3268 | 566.0377 | [30 empty] | 0 | 0 | 0
503 | Lighting-Interior | Controls | Warehouse | Existing | Indoor daylight sensor | 0.085824 | 0.061303 |  | 510.86 | 1 | 0.71429 | 5952.381 | 10 |  | 51 | 594.2361 | Per 500W Controlled | GSD | 1.0063 | 0.98564 | 1.0265 | 1.0441 | 1.0994 | 1.0901 | 1.0679 | 1.0965 | 1.0642 | 1.0547 | 1.0277 | 1.0297 | CwaEgsd503 | CwaE | gsd | 503 | 30.6516 | 357.1429 | [30 empty] | 0 | 0 | 0
503 | Lighting-Interior | Controls | Warehouse | New | Indoor daylight sensor | 0.085824 | 0.061303 |  | 510.86 | 1 | 0.71429 | 5952.381 | 10 |  | 51 | 594.2361 | Per 500W Controlled | GSD | 1.0063 | 0.98564 | 1.0265 | 1.0441 | 1.0994 | 1.0901 | 1.0679 | 1.0965 | 1.0642 | 1.0547 | 1.0277 | 1.0297 | CwaNgsd503 | CwaN | gsd | 503 | 30.6516 | 357.1429 | [30 empty] | 0 | 0 | 0
504 | Lighting-Interior | Controls | Assembly | Existing | Networked Lighting Controls | 0.10133 | 0.049146 |  | 606.74 | 1 | 0.48503 | 5988.024 | 15 |  | 9506.85 | 93824.7775 | Per 500W Controlled | GSD | 1 | 1 | 1 | 1 | 1 | 1 | 1 | 1 | 1 | 1 | 1 | 1 | CasEgsd504 | CasE | gsd | 504 | 30.5088 | 301.097 | [30 empty] | 104.093 | 17.3561 | 8.3965
504 | Lighting-Interior | Controls | Assembly | New | Networked Lighting Controls | 0.10133 | 0.049146 |  | 606.74 | 1 | 0.48503 | 5988.024 | 15 |  | 9506.85 | 93824.7775 | Per 500W Controlled | GSD | 1 | 1 | 1 | 1 | 1 | 1 | 1 | 1 | 1 | 1 | 1 | 1 | CasNgsd504 | CasN | gsd | 504 | 30.5088 | 301.097 | [30 empty] | 1.0593 | 0.17663 | 0.085448
504 | Lighting-Interior | Controls | College and University | Existing | Networked Lighting Controls | 0.095434 | 0.074044 |  | 822.71 | 1 | 0.77586 | 8620.6897 | 15 |  | 14876.68 | 155883.8976 | Per 500W Controlled | GSD | 1 | 1 | 1 | 1 | 1 | 1 | 1 | 1 | 1 | 1 | 1 | 1 | CcoEgsd504 | CcoE | gsd | 504 | 41.3685 | 433.4759 | [30 empty] | 16.7635 | 1.9491 | 1.5122
504 | Lighting-Interior | Controls | College and University | New | Networked Lighting Controls | 0.095434 | 0.074044 |  | 822.71 | 1 | 0.77586 | 8620.6897 | 15 |  | 14876.68 | 155883.8976 | Per 500W Controlled | GSD | 1 | 1 | 1 | 1 | 1 | 1 | 1 | 1 | 1 | 1 | 1 | 1 | CcoNgsd504 | CcoN | gsd | 504 | 41.3685 | 433.4759 | [30 empty] | 0.16986 | 0.01975 | 0.015322
504 | Lighting-Interior | Controls | Data Center | Existing | Networked Lighting Controls | 0.097984 | 0.10916 |  | 859.51 | 1 | 1.114 | 8771.9298 | 15 |  | 63737.07 | 650483.5374 | Per 500W Controlled | GSD | 1 | 1 | 1 | 1 | 1 | 1 | 1 | 1 | 1 | 1 | 1 | 1 | CdaEgsd504 | CdaE | gsd | 504 | 43.2189 | 441.0807 | [30 empty] | 1.203 | 0.13728 | 0.15295
504 | Lighting-Interior | Controls | Data Center | New | Networked Lighting Controls | 0.097984 | 0.10916 |  | 859.51 | 1 | 1.114 | 8771.9298 | 15 |  | 63737.07 | 650483.5374 | Per 500W Controlled | GSD | 1 | 1 | 1 | 1 | 1 | 1 | 1 | 1 | 1 | 1 | 1 | 1 | CdaNgsd504 | CdaN | gsd | 504 | 43.2189 | 441.0807 | [30 empty] | 0.012318 | 0.0014057 | 0.0015661
504 | Lighting-Interior | Controls | Grocery | Existing | Networked Lighting Controls | 0.26979 | 0.12061 |  | 1587 | 1 | 0.44706 | 5882.3529 | 15 |  | 1624.43 | 6021.0905 | Per 500W Controlled | GSD | 1 | 1 | 1 | 1 | 1 | 1 | 1 | 1 | 1 | 1 | 1 | 1 | CgrEgsd504 | CgrE | gsd | 504 | 79.7994 | 295.7835 | [30 empty] | 69.9617 | 11.8678 | 5.2924
504 | Lighting-Interior | Controls | Grocery | New | Networked Lighting Controls | 0.26979 | 0.12061 |  | 1587 | 1 | 0.44706 | 5882.3529 | 15 |  | 1624.43 | 6021.0905 | Per 500W Controlled | GSD | 1 | 1 | 1 | 1 | 1 | 1 | 1 | 1 | 1 | 1 | 1 | 1 | CgrNgsd504 | CgrN | gsd | 504 | 79.7994 | 295.7835 | [30 empty] | 0.73348 | 0.12442 | 0.055485
504 | Lighting-Interior | Controls | Healthcare | Existing | Networked Lighting Controls | 0.11604 | 0.09579 |  | 778.78 | 1 | 0.8255 | 6711.4094 | 15 |  | 5813.91 | 50103.4056 | Per 500W Controlled | GSD | 1 | 1 | 1 | 1 | 1 | 1 | 1 | 1 | 1 | 1 | 1 | 1 | CheEgsd504 | CheE | gsd | 504 | 39.1596 | 337.4711 | [30 empty] | 80.3426 | 11.9819 | 9.9199
504 | Lighting-Interior | Controls | Healthcare | New | Networked Lighting Controls | 0.11604 | 0.09579 |  | 778.78 | 1 | 0.8255 | 6711.4094 | 15 |  | 5813.91 | 50103.4056 | Per 500W Controlled | GSD | 1 | 1 | 1 | 1 | 1 | 1 | 1 | 1 | 1 | 1 | 1 | 1 | CheNgsd504 | CheN | gsd | 504 | 39.1596 | 337.4711 | [30 empty] | 0.84231 | 0.12562 | 0.104
504 | Lighting-Interior | Controls | Hospitals | Existing | Networked Lighting Controls | 0.15288 | 0.11861 |  | 1317.9 | 1 | 0.77586 | 8620.6897 | 15 |  | 115011.23 | 752315.1382 | Per 500W Controlled | GSD | 1 | 1 | 1 | 1 | 1 | 1 | 1 | 1 | 1 | 1 | 1 | 1 | ChoEgsd504 | ChoE | gsd | 504 | 66.2682 | 433.4759 | [30 empty] | 27.3306 | 3.1778 | 2.4654
504 | Lighting-Interior | Controls | Hospitals | New | Networked Lighting Controls | 0.15288 | 0.11861 |  | 1317.9 | 1 | 0.77586 | 8620.6897 | 15 |  | 115011.23 | 752315.1382 | Per 500W Controlled | GSD | 1 | 1 | 1 | 1 | 1 | 1 | 1 | 1 | 1 | 1 | 1 | 1 | ChoNgsd504 | ChoN | gsd | 504 | 66.2682 | 433.4759 | [30 empty] | 0.28653 | 0.033316 | 0.025847
504 | Lighting-Interior | Controls | Institutional | Existing | Networked Lighting Controls | 0.083849 | 0.11419 |  | 798.56 | 1 | 1.3619 | 9523.8095 | 15 |  | 7593.28 | 90559.197 | Per 500W Controlled | GSD | 1 | 1 | 1 | 1 | 1 | 1 | 1 | 1 | 1 | 1 | 1 | 1 | CinEgsd504 | CinE | gsd | 504 | 40.1542 | 478.8876 | [30 empty] | 31.2172 | 3.272 | 4.4748
504 | Lighting-Interior | Controls | Institutional | New | Networked Lighting Controls | 0.083849 | 0.11419 |  | 798.56 | 1 | 1.3619 | 9523.8095 | 15 |  | 7593.28 | 90559.197 | Per 500W Controlled | GSD | 1 | 1 | 1 | 1 | 1 | 1 | 1 | 1 | 1 | 1 | 1 | 1 | CinNgsd504 | CinN | gsd | 504 | 40.1542 | 478.8876 | [30 empty] | 0.31632 | 0.033154 | 0.045342
504 | Lighting-Interior | Controls | Lodging/Hospitality | Existing | Networked Lighting Controls | 0.09132 | 0.12918 |  | 1113.66 | 1 | 1.4146 | 12195.122 | 15 |  | 26493.52 | 290117.0082 | Per 500W Controlled | GSD | 1 | 1 | 1 | 1 | 1 | 1 | 1 | 1 | 1 | 1 | 1 | 1 | CloEgsd504 | CloE | gsd | 504 | 55.9984 | 613.2098 | [30 empty] | 35.3538 | 2.9134 | 4.112
504 | Lighting-Interior | Controls | Lodging/Hospitality | New | Networked Lighting Controls | 0.09132 | 0.12918 |  | 1113.66 | 1 | 1.4146 | 12195.122 | 15 |  | 26493.52 | 290117.0082 | Per 500W Controlled | GSD | 1 | 1 | 1 | 1 | 1 | 1 | 1 | 1 | 1 | 1 | 1 | 1 | CloNgsd504 | CloN | gsd | 504 | 55.9984 | 613.2098 | [30 empty] | 0.35836 | 0.029531 | 0.041681
504 | Lighting-Interior | Controls | Miscellaneous | Existing | Networked Lighting Controls | 0.10769 | 0.11997 |  | 944.61 | 1 | 1.114 | 8771.9298 | 15 |  | 20621.05 | 191493.2126 | Per 500W Controlled | GSD | 1 | 1 | 1 | 1 | 1 | 1 | 1 | 1 | 1 | 1 | 1 | 1 | CmiEgsd504 | CmiE | gsd | 504 | 47.498 | 441.0807 | [30 empty] | 144.3204 | 16.4694 | 18.3485
504 | Lighting-Interior | Controls | Miscellaneous | New | Networked Lighting Controls | 0.10769 | 0.11997 |  | 944.61 | 1 | 1.114 | 8771.9298 | 15 |  | 20621.05 | 191493.2126 | Per 500W Controlled | GSD | 1 | 1 | 1 | 1 | 1 | 1 | 1 | 1 | 1 | 1 | 1 | 1 | CmiNgsd504 | CmiN | gsd | 504 | 47.498 | 441.0807 | [30 empty] | 1.4624 | 0.16688 | 0.18592
504 | Lighting-Interior | Controls | Offices | Existing | Networked Lighting Controls | 0.098063 | 0.10925 |  | 860.2 | 1 | 1.114 | 8771.9298 | 15 |  | 10811.64 | 110252.2057 | Per 500W Controlled | GSD | 1 | 1 | 1 | 1 | 1 | 1 | 1 | 1 | 1 | 1 | 1 | 1 | CofEgsd504 | CofE | gsd | 504 | 43.2536 | 441.0807 | [30 empty] | 483.0631 | 55.1257 | 61.4153
504 | Lighting-Interior | Controls | Offices | New | Networked Lighting Controls | 0.098063 | 0.10925 |  | 860.2 | 1 | 1.114 | 8771.9298 | 15 |  | 10811.64 | 110252.2057 | Per 500W Controlled | GSD | 1 | 1 | 1 | 1 | 1 | 1 | 1 | 1 | 1 | 1 | 1 | 1 | CofNgsd504 | CofN | gsd | 504 | 43.2536 | 441.0807 | [30 empty] | 4.9496 | 0.56483 | 0.62927
504 | Lighting-Interior | Controls | Restaurants | Existing | Networked Lighting Controls | 0.18209 | 0.10561 |  | 1213.94 | 1 | 0.58 | 6666.6667 | 15 |  | 3043.9 | 16716.3671 | Per 500W Controlled | GSD | 1 | 1 | 1 | 1 | 1 | 1 | 1 | 1 | 1 | 1 | 1 | 1 | CreEgsd504 | CreE | gsd | 504 | 61.0408 | 335.2213 | [30 empty] | 48.2177 | 7.2239 | 4.2057
504 | Lighting-Interior | Controls | Restaurants | New | Networked Lighting Controls | 0.18209 | 0.10561 |  | 1213.94 | 1 | 0.58 | 6666.6667 | 15 |  | 3043.9 | 16716.3671 | Per 500W Controlled | GSD | 1 | 1 | 1 | 1 | 1 | 1 | 1 | 1 | 1 | 1 | 1 | 1 | CreNgsd504 | CreN | gsd | 504 | 61.0408 | 335.2213 | [30 empty] | 0.50551 | 0.075735 | 0.044093
504 | Lighting-Interior | Controls | Retail | Existing | Networked Lighting Controls | 0.14173 | 0.065804 |  | 843.64 | 1 | 0.46429 | 5952.381 | 15 |  | 14233.74 | 100427.4843 | Per 500W Controlled | GSD | 1 | 1 | 1 | 1 | 1 | 1 | 1 | 1 | 1 | 1 | 1 | 1 | CrtEgsd504 | CrtE | gsd | 504 | 42.4209 | 299.3048 | [30 empty] | 230.9841 | 38.8497 | 18.0495
504 | Lighting-Interior | Controls | Retail | New | Networked Lighting Controls | 0.14173 | 0.065804 |  | 843.64 | 1 | 0.46429 | 5952.381 | 15 |  | 14233.74 | 100427.4843 | Per 500W Controlled | GSD | 1 | 1 | 1 | 1 | 1 | 1 | 1 | 1 | 1 | 1 | 1 | 1 | CrtNgsd504 | CrtN | gsd | 504 | 42.4209 | 299.3048 | [30 empty] | 2.384 | 0.40096 | 0.18629
504 | Lighting-Interior | Controls | Schools K-12 | Existing | Networked Lighting Controls | 0.067703 | 0.076006 |  | 638.71 | 1 | 1.1226 | 9433.9623 | 15 |  | 20199.54 | 298354.0231 | Per 500W Controlled | GSD | 1 | 1 | 1 | 1 | 1 | 1 | 1 | 1 | 1 | 1 | 1 | 1 | CscEgsd504 | CscE | gsd | 504 | 32.1164 | 474.3698 | [30 empty] | 19.7167 | 2.0921 | 2.3403
504 | Lighting-Interior | Controls | Schools K-12 | New | Networked Lighting Controls | 0.067703 | 0.076006 |  | 638.71 | 1 | 1.1226 | 9433.9623 | 15 |  | 20199.54 | 298354.0231 | Per 500W Controlled | GSD | 1 | 1 | 1 | 1 | 1 | 1 | 1 | 1 | 1 | 1 | 1 | 1 | CscNgsd504 | CscN | gsd | 504 | 32.1164 | 474.3698 | [30 empty] | 0.20008 | 0.021231 | 0.023749
504 | Lighting-Interior | Controls | Warehouse | Existing | Networked Lighting Controls | 0.141 | 0.10071 |  | 839.27 | 1 | 0.71429 | 5952.381 | 15 |  | 12079.22 | 85669.831 | Per 500W Controlled | GSD | 1 | 1 | 1 | 1 | 1 | 1 | 1 | 1 | 1 | 1 | 1 | 1 | CwaEgsd504 | CwaE | gsd | 504 | 42.2012 | 299.3048 | [30 empty] | 33.0789 | 5.5676 | 3.9653
504 | Lighting-Interior | Controls | Warehouse | New | Networked Lighting Controls | 0.141 | 0.10071 |  | 839.27 | 1 | 0.71429 | 5952.381 | 15 |  | 12079.22 | 85669.831 | Per 500W Controlled | GSD | 1 | 1 | 1 | 1 | 1 | 1 | 1 | 1 | 1 | 1 | 1 | 1 | CwaNgsd504 | CwaN | gsd | 504 | 42.2012 | 299.3048 | [30 empty] | 0.33518 | 0.056415 | 0.04018
505 | Lighting-Interior | Controls | Assembly | Existing | Occupancy Sensors, Ceiling Mounted | 0.052866 | 0.025641 |  | 316.56 | 1 | 0.48503 | 5988.024 | 10 |  | 129 | 2440.1538 | Per 500W Controlled | GSD | 1 | 1 | 1 | 1 | 1 | 1 | 1 | 1 | 1 | 1 | 1 | 1 | CasEgsd505 | CasE | gsd | 505 | 18.9936 | 359.2814 | [30 empty] | 0 | 0 | 0
505 | Lighting-Interior | Controls | Assembly | New | Occupancy Sensors, Ceiling Mounted | 0.052866 | 0.025641 |  | 316.56 | 1 | 0.48503 | 5988.024 | 10 |  | 129 | 2440.1538 | Per 500W Controlled | GSD | 1 | 1 | 1 | 1 | 1 | 1 | 1 | 1 | 1 | 1 | 1 | 1 | CasNgsd505 | CasN | gsd | 505 | 18.9936 | 359.2814 | [30 empty] | 0 | 0 | 0
505 | Lighting-Interior | Controls | College and University | Existing | Occupancy Sensors, Ceiling Mounted | 0.049792 | 0.038632 |  | 429.24 | 1 | 0.77586 | 8620.6897 | 10 |  | 129 | 2590.786 | Per 500W Controlled | GSD | 1 | 1 | 1 | 1 | 1 | 1 | 1 | 1 | 1 | 1 | 1 | 1 | CcoEgsd505 | CcoE | gsd | 505 | 25.7544 | 517.2414 | [30 empty] | 0 | 0 | 0
505 | Lighting-Interior | Controls | College and University | New | Occupancy Sensors, Ceiling Mounted | 0.049792 | 0.038632 |  | 429.24 | 1 | 0.77586 | 8620.6897 | 10 |  | 129 | 2590.786 | Per 500W Controlled | GSD | 1 | 1 | 1 | 1 | 1 | 1 | 1 | 1 | 1 | 1 | 1 | 1 | CcoNgsd505 | CcoN | gsd | 505 | 25.7544 | 517.2414 | [30 empty] | 0 | 0 | 0
505 | Lighting-Interior | Controls | Data Center | Existing | Occupancy Sensors, Ceiling Mounted | 0.051122 | 0.056952 |  | 448.44 | 1 | 1.114 | 8771.9298 | 10 |  | 129 | 2523.3676 | Per 500W Controlled | GSD | 1 | 1 | 1 | 1 | 1 | 1 | 1 | 1 | 1 | 1 | 1 | 1 | CdaEgsd505 | CdaE | gsd | 505 | 26.9064 | 526.3158 | [30 empty] | 0 | 0 | 0
505 | Lighting-Interior | Controls | Data Center | New | Occupancy Sensors, Ceiling Mounted | 0.051122 | 0.056952 |  | 448.44 | 1 | 1.114 | 8771.9298 | 10 |  | 129 | 2523.3676 | Per 500W Controlled | GSD | 1 | 1 | 1 | 1 | 1 | 1 | 1 | 1 | 1 | 1 | 1 | 1 | CdaNgsd505 | CdaN | gsd | 505 | 26.9064 | 526.3158 | [30 empty] | 0 | 0 | 0
505 | Lighting-Interior | Controls | Grocery | Existing | Occupancy Sensors, Ceiling Mounted | 0.14076 | 0.062928 |  | 828 | 1 | 0.44706 | 5882.3529 | 10 |  | 129 | 916.4535 | Per 500W Controlled | GSD | 1 | 1 | 1 | 1 | 1 | 1 | 1 | 1 | 1 | 1 | 1 | 1 | CgrEgsd505 | CgrE | gsd | 505 | 49.68 | 352.9412 | [30 empty] | 0 | 0 | 0
505 | Lighting-Interior | Controls | Grocery | New | Occupancy Sensors, Ceiling Mounted | 0.14076 | 0.062928 |  | 828 | 1 | 0.44706 | 5882.3529 | 10 |  | 129 | 916.4535 | Per 500W Controlled | GSD | 1 | 1 | 1 | 1 | 1 | 1 | 1 | 1 | 1 | 1 | 1 | 1 | CgrNgsd505 | CgrN | gsd | 505 | 49.68 | 352.9412 | [30 empty] | 0 | 0 | 0
505 | Lighting-Interior | Controls | Healthcare | Existing | Occupancy Sensors, Ceiling Mounted | 0.060542 | 0.049977 |  | 406.32 | 1 | 0.8255 | 6711.4094 | 10 |  | 129 | 2130.7635 | Per 500W Controlled | GSD | 1 | 1 | 1 | 1 | 1 | 1 | 1 | 1 | 1 | 1 | 1 | 1 | CheEgsd505 | CheE | gsd | 505 | 24.3792 | 402.6846 | [30 empty] | 0 | 0 | 0
505 | Lighting-Interior | Controls | Healthcare | New | Occupancy Sensors, Ceiling Mounted | 0.060542 | 0.049977 |  | 406.32 | 1 | 0.8255 | 6711.4094 | 10 |  | 129 | 2130.7635 | Per 500W Controlled | GSD | 1 | 1 | 1 | 1 | 1 | 1 | 1 | 1 | 1 | 1 | 1 | 1 | CheNgsd505 | CheN | gsd | 505 | 24.3792 | 402.6846 | [30 empty] | 0 | 0 | 0
505 | Lighting-Interior | Controls | Hospitals | Existing | Occupancy Sensors, Ceiling Mounted | 0.079762 | 0.061884 |  | 687.6 | 1 | 0.77586 | 8620.6897 | 10 |  | 129 | 1617.3196 | Per 500W Controlled | GSD | 1 | 1 | 1 | 1 | 1 | 1 | 1 | 1 | 1 | 1 | 1 | 1 | ChoEgsd505 | ChoE | gsd | 505 | 41.256 | 517.2414 | [30 empty] | 0 | 0 | 0
505 | Lighting-Interior | Controls | Hospitals | New | Occupancy Sensors, Ceiling Mounted | 0.079762 | 0.061884 |  | 687.6 | 1 | 0.77586 | 8620.6897 | 10 |  | 129 | 1617.3196 | Per 500W Controlled | GSD | 1 | 1 | 1 | 1 | 1 | 1 | 1 | 1 | 1 | 1 | 1 | 1 | ChoNgsd505 | ChoN | gsd | 505 | 41.256 | 517.2414 | [30 empty] | 0 | 0 | 0
505 | Lighting-Interior | Controls | Institutional | Existing | Occupancy Sensors, Ceiling Mounted | 0.043747 | 0.05958 |  | 416.64 | 1 | 1.3619 | 9523.8095 | 10 |  | 129 | 2948.7601 | Per 500W Controlled | GSD | 1 | 1 | 1 | 1 | 1 | 1 | 1 | 1 | 1 | 1 | 1 | 1 | CinEgsd505 | CinE | gsd | 505 | 24.9984 | 571.4286 | [30 empty] | 0 | 0 | 0
505 | Lighting-Interior | Controls | Institutional | New | Occupancy Sensors, Ceiling Mounted | 0.043747 | 0.05958 |  | 416.64 | 1 | 1.3619 | 9523.8095 | 10 |  | 129 | 2948.7601 | Per 500W Controlled | GSD | 1 | 1 | 1 | 1 | 1 | 1 | 1 | 1 | 1 | 1 | 1 | 1 | CinNgsd505 | CinN | gsd | 505 | 24.9984 | 571.4286 | [30 empty] | 0 | 0 | 0
505 | Lighting-Interior | Controls | Lodging/Hospitality | Existing | Occupancy Sensors, Ceiling Mounted | 0.047645 | 0.067401 |  | 581.04 | 1 | 1.4146 | 12195.122 | 10 |  | 129 | 2707.5085 | Per 500W Controlled | GSD | 1 | 1 | 1 | 1 | 1 | 1 | 1 | 1 | 1 | 1 | 1 | 1 | CloEgsd505 | CloE | gsd | 505 | 34.8624 | 731.7073 | [30 empty] | 0 | 0 | 0
505 | Lighting-Interior | Controls | Lodging/Hospitality | New | Occupancy Sensors, Ceiling Mounted | 0.047645 | 0.067401 |  | 581.04 | 1 | 1.4146 | 12195.122 | 10 |  | 129 | 2707.5085 | Per 500W Controlled | GSD | 1 | 1 | 1 | 1 | 1 | 1 | 1 | 1 | 1 | 1 | 1 | 1 | CloNgsd505 | CloN | gsd | 505 | 34.8624 | 731.7073 | [30 empty] | 0 | 0 | 0
505 | Lighting-Interior | Controls | Miscellaneous | Existing | Occupancy Sensors, Ceiling Mounted | 0.056184 | 0.062591 |  | 492.84 | 1 | 1.114 | 8771.9298 | 10 |  | 129 | 2296.0371 | Per 500W Controlled | GSD | 1 | 1 | 1 | 1 | 1 | 1 | 1 | 1 | 1 | 1 | 1 | 1 | CmiEgsd505 | CmiE | gsd | 505 | 29.5704 | 526.3158 | [30 empty] | 0 | 0 | 0
505 | Lighting-Interior | Controls | Miscellaneous | New | Occupancy Sensors, Ceiling Mounted | 0.056184 | 0.062591 |  | 492.84 | 1 | 1.114 | 8771.9298 | 10 |  | 129 | 2296.0371 | Per 500W Controlled | GSD | 1 | 1 | 1 | 1 | 1 | 1 | 1 | 1 | 1 | 1 | 1 | 1 | CmiNgsd505 | CmiN | gsd | 505 | 29.5704 | 526.3158 | [30 empty] | 0 | 0 | 0
505 | Lighting-Interior | Controls | Offices | Existing | Occupancy Sensors, Ceiling Mounted | 0.051163 | 0.056998 |  | 448.8 | 1 | 1.114 | 8771.9298 | 10 |  | 129 | 2521.3435 | Per 500W Controlled | GSD | 1 | 1 | 1 | 1 | 1 | 1 | 1 | 1 | 1 | 1 | 1 | 1 | CofEgsd505 | CofE | gsd | 505 | 26.928 | 526.3158 | [30 empty] | 0 | 0 | 0
505 | Lighting-Interior | Controls | Offices | New | Occupancy Sensors, Ceiling Mounted | 0.051163 | 0.056998 |  | 448.8 | 1 | 1.114 | 8771.9298 | 10 |  | 129 | 2521.3435 | Per 500W Controlled | GSD | 1 | 1 | 1 | 1 | 1 | 1 | 1 | 1 | 1 | 1 | 1 | 1 | CofNgsd505 | CofN | gsd | 505 | 26.928 | 526.3158 | [30 empty] | 0 | 0 | 0
505 | Lighting-Interior | Controls | Restaurants | Existing | Occupancy Sensors, Ceiling Mounted | 0.095004 | 0.055102 |  | 633.36 | 1 | 0.58 | 6666.6667 | 10 |  | 129 | 1357.8376 | Per 500W Controlled | GSD | 1 | 1 | 1 | 1 | 1 | 1 | 1 | 1 | 1 | 1 | 1 | 1 | CreEgsd505 | CreE | gsd | 505 | 38.0016 | 400 | [30 empty] | 0 | 0 | 0
505 | Lighting-Interior | Controls | Restaurants | New | Occupancy Sensors, Ceiling Mounted | 0.095004 | 0.055102 |  | 633.36 | 1 | 0.58 | 6666.6667 | 10 |  | 129 | 1357.8376 | Per 500W Controlled | GSD | 1 | 1 | 1 | 1 | 1 | 1 | 1 | 1 | 1 | 1 | 1 | 1 | CreNgsd505 | CreN | gsd | 505 | 38.0016 | 400 | [30 empty] | 0 | 0 | 0
505 | Lighting-Interior | Controls | Retail | Existing | Occupancy Sensors, Ceiling Mounted | 0.073947 | 0.034332 |  | 440.16 | 1 | 0.46429 | 5952.381 | 10 |  | 129 | 1744.4955 | Per 500W Controlled | GSD | 1 | 1 | 1 | 1 | 1 | 1 | 1 | 1 | 1 | 1 | 1 | 1 | CrtEgsd505 | CrtE | gsd | 505 | 26.4096 | 357.1429 | [30 empty] | 0 | 0 | 0
505 | Lighting-Interior | Controls | Retail | New | Occupancy Sensors, Ceiling Mounted | 0.073947 | 0.034332 |  | 440.16 | 1 | 0.46429 | 5952.381 | 10 |  | 129 | 1744.4955 | Per 500W Controlled | GSD | 1 | 1 | 1 | 1 | 1 | 1 | 1 | 1 | 1 | 1 | 1 | 1 | CrtNgsd505 | CrtN | gsd | 505 | 26.4096 | 357.1429 | [30 empty] | 0 | 0 | 0
505 | Lighting-Interior | Controls | Schools K-12 | Existing | Occupancy Sensors, Ceiling Mounted | 0.035323 | 0.039656 |  | 333.24 | 1 | 1.1226 | 9433.9623 | 10 |  | 129 | 3651.9659 | Per 500W Controlled | GSD | 1 | 1 | 1 | 1 | 1 | 1 | 1 | 1 | 1 | 1 | 1 | 1 | CscEgsd505 | CscE | gsd | 505 | 19.9944 | 566.0377 | [30 empty] | 0 | 0 | 0
505 | Lighting-Interior | Controls | Schools K-12 | New | Occupancy Sensors, Ceiling Mounted | 0.035323 | 0.039656 |  | 333.24 | 1 | 1.1226 | 9433.9623 | 10 |  | 129 | 3651.9659 | Per 500W Controlled | GSD | 1 | 1 | 1 | 1 | 1 | 1 | 1 | 1 | 1 | 1 | 1 | 1 | CscNgsd505 | CscN | gsd | 505 | 19.9944 | 566.0377 | [30 empty] | 0 | 0 | 0
505 | Lighting-Interior | Controls | Warehouse | Existing | Occupancy Sensors, Ceiling Mounted | 0.073564 | 0.052546 |  | 437.88 | 1 | 0.71429 | 5952.381 | 10 |  | 129 | 1753.5789 | Per 500W Controlled | GSD | 1 | 1 | 1 | 1 | 1 | 1 | 1 | 1 | 1 | 1 | 1 | 1 | CwaEgsd505 | CwaE | gsd | 505 | 26.2728 | 357.1429 | [30 empty] | 0 | 0 | 0
505 | Lighting-Interior | Controls | Warehouse | New | Occupancy Sensors, Ceiling Mounted | 0.073564 | 0.052546 |  | 437.88 | 1 | 0.71429 | 5952.381 | 10 |  | 129 | 1753.5789 | Per 500W Controlled | GSD | 1 | 1 | 1 | 1 | 1 | 1 | 1 | 1 | 1 | 1 | 1 | 1 | CwaNgsd505 | CwaN | gsd | 505 | 26.2728 | 357.1429 | [30 empty] | 0 | 0 | 0
506 | Lighting-Interior | Controls | Assembly | Existing | Occupancy Sensors, Switch Mounted | 0.052866 | 0.025641 |  | 316.56 | 1 | 0.48503 | 5988.024 | 10 |  | 56.59 | 1070.452 | Per 500W Controlled | GSD | 1 | 1 | 1 | 1 | 1 | 1 | 1 | 1 | 1 | 1 | 1 | 1 | CasEgsd506 | CasE | gsd | 506 | 18.9936 | 359.2814 | [30 empty] | 0 | 0 | 0
506 | Lighting-Interior | Controls | Assembly | New | Occupancy Sensors, Switch Mounted | 0.052866 | 0.025641 |  | 316.56 | 1 | 0.48503 | 5988.024 | 10 |  | 56.59 | 1070.452 | Per 500W Controlled | GSD | 1 | 1 | 1 | 1 | 1 | 1 | 1 | 1 | 1 | 1 | 1 | 1 | CasNgsd506 | CasN | gsd | 506 | 18.9936 | 359.2814 | [30 empty] | 0 | 0 | 0
506 | Lighting-Interior | Controls | College and University | Existing | Occupancy Sensors, Switch Mounted | 0.049792 | 0.038632 |  | 429.24 | 1 | 0.77586 | 8620.6897 | 10 |  | 56.59 | 1136.5316 | Per 500W Controlled | GSD | 1 | 1 | 1 | 1 | 1 | 1 | 1 | 1 | 1 | 1 | 1 | 1 | CcoEgsd506 | CcoE | gsd | 506 | 25.7544 | 517.2414 | [30 empty] | 0 | 0 | 0
506 | Lighting-Interior | Controls | College and University | New | Occupancy Sensors, Switch Mounted | 0.049792 | 0.038632 |  | 429.24 | 1 | 0.77586 | 8620.6897 | 10 |  | 56.59 | 1136.5316 | Per 500W Controlled | GSD | 1 | 1 | 1 | 1 | 1 | 1 | 1 | 1 | 1 | 1 | 1 | 1 | CcoNgsd506 | CcoN | gsd | 506 | 25.7544 | 517.2414 | [30 empty] | 0 | 0 | 0
506 | Lighting-Interior | Controls | Data Center | Existing | Occupancy Sensors, Switch Mounted | 0.051122 | 0.056952 |  | 448.44 | 1 | 1.114 | 8771.9298 | 10 |  | 56.59 | 1106.9564 | Per 500W Controlled | GSD | 1 | 1 | 1 | 1 | 1 | 1 | 1 | 1 | 1 | 1 | 1 | 1 | CdaEgsd506 | CdaE | gsd | 506 | 26.9064 | 526.3158 | [30 empty] | 0 | 0 | 0
506 | Lighting-Interior | Controls | Data Center | New | Occupancy Sensors, Switch Mounted | 0.051122 | 0.056952 |  | 448.44 | 1 | 1.114 | 8771.9298 | 10 |  | 56.59 | 1106.9564 | Per 500W Controlled | GSD | 1 | 1 | 1 | 1 | 1 | 1 | 1 | 1 | 1 | 1 | 1 | 1 | CdaNgsd506 | CdaN | gsd | 506 | 26.9064 | 526.3158 | [30 empty] | 0 | 0 | 0
506 | Lighting-Interior | Controls | Grocery | Existing | Occupancy Sensors, Switch Mounted | 0.14076 | 0.062928 |  | 828 | 1 | 0.44706 | 5882.3529 | 10 |  | 56.59 | 402.0318 | Per 500W Controlled | GSD | 1 | 1 | 1 | 1 | 1 | 1 | 1 | 1 | 1 | 1 | 1 | 1 | CgrEgsd506 | CgrE | gsd | 506 | 49.68 | 352.9412 | [30 empty] | 0 | 0 | 0
506 | Lighting-Interior | Controls | Grocery | New | Occupancy Sensors, Switch Mounted | 0.14076 | 0.062928 |  | 828 | 1 | 0.44706 | 5882.3529 | 10 |  | 56.59 | 402.0318 | Per 500W Controlled | GSD | 1 | 1 | 1 | 1 | 1 | 1 | 1 | 1 | 1 | 1 | 1 | 1 | CgrNgsd506 | CgrN | gsd | 506 | 49.68 | 352.9412 | [30 empty] | 0 | 0 | 0
506 | Lighting-Interior | Controls | Healthcare | Existing | Occupancy Sensors, Switch Mounted | 0.060542 | 0.049977 |  | 406.32 | 1 | 0.8255 | 6711.4094 | 10 |  | 56.59 | 934.7279 | Per 500W Controlled | GSD | 1 | 1 | 1 | 1 | 1 | 1 | 1 | 1 | 1 | 1 | 1 | 1 | CheEgsd506 | CheE | gsd | 506 | 24.3792 | 402.6846 | [30 empty] | 0 | 0 | 0
506 | Lighting-Interior | Controls | Healthcare | New | Occupancy Sensors, Switch Mounted | 0.060542 | 0.049977 |  | 406.32 | 1 | 0.8255 | 6711.4094 | 10 |  | 56.59 | 934.7279 | Per 500W Controlled | GSD | 1 | 1 | 1 | 1 | 1 | 1 | 1 | 1 | 1 | 1 | 1 | 1 | CheNgsd506 | CheN | gsd | 506 | 24.3792 | 402.6846 | [30 empty] | 0 | 0 | 0
506 | Lighting-Interior | Controls | Hospitals | Existing | Occupancy Sensors, Switch Mounted | 0.079762 | 0.061884 |  | 687.6 | 1 | 0.77586 | 8620.6897 | 10 |  | 56.59 | 709.4893 | Per 500W Controlled | GSD | 1 | 1 | 1 | 1 | 1 | 1 | 1 | 1 | 1 | 1 | 1 | 1 | ChoEgsd506 | ChoE | gsd | 506 | 41.256 | 517.2414 | [30 empty] | 0 | 0 | 0
506 | Lighting-Interior | Controls | Hospitals | New | Occupancy Sensors, Switch Mounted | 0.079762 | 0.061884 |  | 687.6 | 1 | 0.77586 | 8620.6897 | 10 |  | 56.59 | 709.4893 | Per 500W Controlled | GSD | 1 | 1 | 1 | 1 | 1 | 1 | 1 | 1 | 1 | 1 | 1 | 1 | ChoNgsd506 | ChoN | gsd | 506 | 41.256 | 517.2414 | [30 empty] | 0 | 0 | 0
506 | Lighting-Interior | Controls | Institutional | Existing | Occupancy Sensors, Switch Mounted | 0.043747 | 0.05958 |  | 416.64 | 1 | 1.3619 | 9523.8095 | 10 |  | 56.59 | 1293.5685 | Per 500W Controlled | GSD | 1 | 1 | 1 | 1 | 1 | 1 | 1 | 1 | 1 | 1 | 1 | 1 | CinEgsd506 | CinE | gsd | 506 | 24.9984 | 571.4286 | [30 empty] | 0 | 0 | 0
506 | Lighting-Interior | Controls | Institutional | New | Occupancy Sensors, Switch Mounted | 0.043747 | 0.05958 |  | 416.64 | 1 | 1.3619 | 9523.8095 | 10 |  | 56.59 | 1293.5685 | Per 500W Controlled | GSD | 1 | 1 | 1 | 1 | 1 | 1 | 1 | 1 | 1 | 1 | 1 | 1 | CinNgsd506 | CinN | gsd | 506 | 24.9984 | 571.4286 | [30 empty] | 0 | 0 | 0
506 | Lighting-Interior | Controls | Lodging/Hospitality | Existing | Occupancy Sensors, Switch Mounted | 0.047645 | 0.067401 |  | 581.04 | 1 | 1.4146 | 12195.122 | 10 |  | 56.59 | 1187.7357 | Per 500W Controlled | GSD | 1 | 1 | 1 | 1 | 1 | 1 | 1 | 1 | 1 | 1 | 1 | 1 | CloEgsd506 | CloE | gsd | 506 | 34.8624 | 731.7073 | [30 empty] | 0 | 0 | 0
506 | Lighting-Interior | Controls | Lodging/Hospitality | New | Occupancy Sensors, Switch Mounted | 0.047645 | 0.067401 |  | 581.04 | 1 | 1.4146 | 12195.122 | 10 |  | 56.59 | 1187.7357 | Per 500W Controlled | GSD | 1 | 1 | 1 | 1 | 1 | 1 | 1 | 1 | 1 | 1 | 1 | 1 | CloNgsd506 | CloN | gsd | 506 | 34.8624 | 731.7073 | [30 empty] | 0 | 0 | 0
506 | Lighting-Interior | Controls | Miscellaneous | Existing | Occupancy Sensors, Switch Mounted | 0.056184 | 0.062591 |  | 492.84 | 1 | 1.114 | 8771.9298 | 10 |  | 56.59 | 1007.2306 | Per 500W Controlled | GSD | 1 | 1 | 1 | 1 | 1 | 1 | 1 | 1 | 1 | 1 | 1 | 1 | CmiEgsd506 | CmiE | gsd | 506 | 29.5704 | 526.3158 | [30 empty] | 0 | 0 | 0
506 | Lighting-Interior | Controls | Miscellaneous | New | Occupancy Sensors, Switch Mounted | 0.056184 | 0.062591 |  | 492.84 | 1 | 1.114 | 8771.9298 | 10 |  | 56.59 | 1007.2306 | Per 500W Controlled | GSD | 1 | 1 | 1 | 1 | 1 | 1 | 1 | 1 | 1 | 1 | 1 | 1 | CmiNgsd506 | CmiN | gsd | 506 | 29.5704 | 526.3158 | [30 empty] | 0 | 0 | 0
506 | Lighting-Interior | Controls | Offices | Existing | Occupancy Sensors, Switch Mounted | 0.051163 | 0.056998 |  | 448.8 | 1 | 1.114 | 8771.9298 | 10 |  | 56.59 | 1106.0684 | Per 500W Controlled | GSD | 1 | 1 | 1 | 1 | 1 | 1 | 1 | 1 | 1 | 1 | 1 | 1 | CofEgsd506 | CofE | gsd | 506 | 26.928 | 526.3158 | [30 empty] | 0 | 0 | 0
506 | Lighting-Interior | Controls | Offices | New | Occupancy Sensors, Switch Mounted | 0.051163 | 0.056998 |  | 448.8 | 1 | 1.114 | 8771.9298 | 10 |  | 56.59 | 1106.0684 | Per 500W Controlled | GSD | 1 | 1 | 1 | 1 | 1 | 1 | 1 | 1 | 1 | 1 | 1 | 1 | CofNgsd506 | CofN | gsd | 506 | 26.928 | 526.3158 | [30 empty] | 0 | 0 | 0
506 | Lighting-Interior | Controls | Restaurants | Existing | Occupancy Sensors, Switch Mounted | 0.095004 | 0.055102 |  | 633.36 | 1 | 0.58 | 6666.6667 | 10 |  | 56.59 | 595.6591 | Per 500W Controlled | GSD | 1 | 1 | 1 | 1 | 1 | 1 | 1 | 1 | 1 | 1 | 1 | 1 | CreEgsd506 | CreE | gsd | 506 | 38.0016 | 400 | [30 empty] | 0 | 0 | 0
506 | Lighting-Interior | Controls | Restaurants | New | Occupancy Sensors, Switch Mounted | 0.095004 | 0.055102 |  | 633.36 | 1 | 0.58 | 6666.6667 | 10 |  | 56.59 | 595.6591 | Per 500W Controlled | GSD | 1 | 1 | 1 | 1 | 1 | 1 | 1 | 1 | 1 | 1 | 1 | 1 | CreNgsd506 | CreN | gsd | 506 | 38.0016 | 400 | [30 empty] | 0 | 0 | 0
506 | Lighting-Interior | Controls | Retail | Existing | Occupancy Sensors, Switch Mounted | 0.073947 | 0.034332 |  | 440.16 | 1 | 0.46429 | 5952.381 | 10 |  | 56.59 | 765.2791 | Per 500W Controlled | GSD | 1 | 1 | 1 | 1 | 1 | 1 | 1 | 1 | 1 | 1 | 1 | 1 | CrtEgsd506 | CrtE | gsd | 506 | 26.4096 | 357.1429 | [30 empty] | 0 | 0 | 0
506 | Lighting-Interior | Controls | Retail | New | Occupancy Sensors, Switch Mounted | 0.073947 | 0.034332 |  | 440.16 | 1 | 0.46429 | 5952.381 | 10 |  | 56.59 | 765.2791 | Per 500W Controlled | GSD | 1 | 1 | 1 | 1 | 1 | 1 | 1 | 1 | 1 | 1 | 1 | 1 | CrtNgsd506 | CrtN | gsd | 506 | 26.4096 | 357.1429 | [30 empty] | 0 | 0 | 0
506 | Lighting-Interior | Controls | Schools K-12 | Existing | Occupancy Sensors, Switch Mounted | 0.035323 | 0.039656 |  | 333.24 | 1 | 1.1226 | 9433.9623 | 10 |  | 56.59 | 1602.0523 | Per 500W Controlled | GSD | 1 | 1 | 1 | 1 | 1 | 1 | 1 | 1 | 1 | 1 | 1 | 1 | CscEgsd506 | CscE | gsd | 506 | 19.9944 | 566.0377 | [30 empty] | 0 | 0 | 0
506 | Lighting-Interior | Controls | Schools K-12 | New | Occupancy Sensors, Switch Mounted | 0.035323 | 0.039656 |  | 333.24 | 1 | 1.1226 | 9433.9623 | 10 |  | 56.59 | 1602.0523 | Per 500W Controlled | GSD | 1 | 1 | 1 | 1 | 1 | 1 | 1 | 1 | 1 | 1 | 1 | 1 | CscNgsd506 | CscN | gsd | 506 | 19.9944 | 566.0377 | [30 empty] | 0 | 0 | 0
506 | Lighting-Interior | Controls | Warehouse | Existing | Occupancy Sensors, Switch Mounted | 0.073564 | 0.052546 |  | 437.88 | 1 | 0.71429 | 5952.381 | 10 |  | 56.59 | 769.2638 | Per 500W Controlled | GSD | 1 | 1 | 1 | 1 | 1 | 1 | 1 | 1 | 1 | 1 | 1 | 1 | CwaEgsd506 | CwaE | gsd | 506 | 26.2728 | 357.1429 | [30 empty] | 0 | 0 | 0
506 | Lighting-Interior | Controls | Warehouse | New | Occupancy Sensors, Switch Mounted | 0.073564 | 0.052546 |  | 437.88 | 1 | 0.71429 | 5952.381 | 10 |  | 56.59 | 769.2638 | Per 500W Controlled | GSD | 1 | 1 | 1 | 1 | 1 | 1 | 1 | 1 | 1 | 1 | 1 | 1 | CwaNgsd506 | CwaN | gsd | 506 | 26.2728 | 357.1429 | [30 empty] | 0 | 0 | 0
507 | Lighting-Interior | Controls | Assembly | Existing | Time Clock Control | 0.052866 | 0.025641 |  | 316.56 | 1 | 0.48503 | 5988.024 | 8 |  | 26 | 491.8139 | Per End Use Consumption | GSD | 1 | 1 | 1 | 1 | 1 | 1 | 1 | 1 | 1 | 1 | 1 | 1 | CasEgsd507 | CasE | gsd | 507 | 18.9936 | 359.2814 | [30 empty] | 0 | 0 | 0
507 | Lighting-Interior | Controls | Assembly | New | Time Clock Control | 0.052866 | 0.025641 |  | 316.56 | 1 | 0.48503 | 5988.024 | 8 |  | 26 | 491.8139 | Per End Use Consumption | GSD | 1 | 1 | 1 | 1 | 1 | 1 | 1 | 1 | 1 | 1 | 1 | 1 | CasNgsd507 | CasN | gsd | 507 | 18.9936 | 359.2814 | [30 empty] | 0 | 0 | 0
507 | Lighting-Interior | Controls | College and University | Existing | Time Clock Control | 0.049792 | 0.038632 |  | 429.24 | 1 | 0.77586 | 8620.6897 | 8 |  | 26 | 522.1739 | Per End Use Consumption | GSD | 1 | 1 | 1 | 1 | 1 | 1 | 1 | 1 | 1 | 1 | 1 | 1 | CcoEgsd507 | CcoE | gsd | 507 | 25.7544 | 517.2414 | [30 empty] | 0 | 0 | 0
507 | Lighting-Interior | Controls | College and University | New | Time Clock Control | 0.049792 | 0.038632 |  | 429.24 | 1 | 0.77586 | 8620.6897 | 8 |  | 26 | 522.1739 | Per End Use Consumption | GSD | 1 | 1 | 1 | 1 | 1 | 1 | 1 | 1 | 1 | 1 | 1 | 1 | CcoNgsd507 | CcoN | gsd | 507 | 25.7544 | 517.2414 | [30 empty] | 0 | 0 | 0
507 | Lighting-Interior | Controls | Data Center | Existing | Time Clock Control | 0.051122 | 0.056952 |  | 448.44 | 1 | 1.114 | 8771.9298 | 8 |  | 26 | 508.5857 | Per End Use Consumption | GSD | 1 | 1 | 1 | 1 | 1 | 1 | 1 | 1 | 1 | 1 | 1 | 1 | CdaEgsd507 | CdaE | gsd | 507 | 26.9064 | 526.3158 | [30 empty] | 0 | 0 | 0
507 | Lighting-Interior | Controls | Data Center | New | Time Clock Control | 0.051122 | 0.056952 |  | 448.44 | 1 | 1.114 | 8771.9298 | 8 |  | 26 | 508.5857 | Per End Use Consumption | GSD | 1 | 1 | 1 | 1 | 1 | 1 | 1 | 1 | 1 | 1 | 1 | 1 | CdaNgsd507 | CdaN | gsd | 507 | 26.9064 | 526.3158 | [30 empty] | 0 | 0 | 0
507 | Lighting-Interior | Controls | Grocery | Existing | Time Clock Control | 0.14076 | 0.062928 |  | 828 | 1 | 0.44706 | 5882.3529 | 8 |  | 26 | 184.7116 | Per End Use Consumption | GSD | 1 | 1 | 1 | 1 | 1 | 1 | 1 | 1 | 1 | 1 | 1 | 1 | CgrEgsd507 | CgrE | gsd | 507 | 49.68 | 352.9412 | [30 empty] | 0 | 0 | 0
507 | Lighting-Interior | Controls | Grocery | New | Time Clock Control | 0.14076 | 0.062928 |  | 828 | 1 | 0.44706 | 5882.3529 | 8 |  | 26 | 184.7116 | Per End Use Consumption | GSD | 1 | 1 | 1 | 1 | 1 | 1 | 1 | 1 | 1 | 1 | 1 | 1 | CgrNgsd507 | CgrN | gsd | 507 | 49.68 | 352.9412 | [30 empty] | 0 | 0 | 0
507 | Lighting-Interior | Controls | Healthcare | Existing | Time Clock Control | 0.060542 | 0.049977 |  | 406.32 | 1 | 0.8255 | 6711.4094 | 8 |  | 26 | 429.4562 | Per End Use Consumption | GSD | 1 | 1 | 1 | 1 | 1 | 1 | 1 | 1 | 1 | 1 | 1 | 1 | CheEgsd507 | CheE | gsd | 507 | 24.3792 | 402.6846 | [30 empty] | 0 | 0 | 0
507 | Lighting-Interior | Controls | Healthcare | New | Time Clock Control | 0.060542 | 0.049977 |  | 406.32 | 1 | 0.8255 | 6711.4094 | 8 |  | 26 | 429.4562 | Per End Use Consumption | GSD | 1 | 1 | 1 | 1 | 1 | 1 | 1 | 1 | 1 | 1 | 1 | 1 | CheNgsd507 | CheN | gsd | 507 | 24.3792 | 402.6846 | [30 empty] | 0 | 0 | 0
507 | Lighting-Interior | Controls | Hospitals | Existing | Time Clock Control | 0.079762 | 0.061884 |  | 687.6 | 1 | 0.77586 | 8620.6897 | 8 |  | 26 | 325.9714 | Per End Use Consumption | GSD | 1 | 1 | 1 | 1 | 1 | 1 | 1 | 1 | 1 | 1 | 1 | 1 | ChoEgsd507 | ChoE | gsd | 507 | 41.256 | 517.2414 | [30 empty] | 0 | 0 | 0
507 | Lighting-Interior | Controls | Hospitals | New | Time Clock Control | 0.079762 | 0.061884 |  | 687.6 | 1 | 0.77586 | 8620.6897 | 8 |  | 26 | 325.9714 | Per End Use Consumption | GSD | 1 | 1 | 1 | 1 | 1 | 1 | 1 | 1 | 1 | 1 | 1 | 1 | ChoNgsd507 | ChoN | gsd | 507 | 41.256 | 517.2414 | [30 empty] | 0 | 0 | 0
507 | Lighting-Interior | Controls | Institutional | Existing | Time Clock Control | 0.043747 | 0.05958 |  | 416.64 | 1 | 1.3619 | 9523.8095 | 8 |  | 26 | 594.3238 | Per End Use Consumption | GSD | 1 | 1 | 1 | 1 | 1 | 1 | 1 | 1 | 1 | 1 | 1 | 1 | CinEgsd507 | CinE | gsd | 507 | 24.9984 | 571.4286 | [30 empty] | 0 | 0 | 0
507 | Lighting-Interior | Controls | Institutional | New | Time Clock Control | 0.043747 | 0.05958 |  | 416.64 | 1 | 1.3619 | 9523.8095 | 8 |  | 26 | 594.3238 | Per End Use Consumption | GSD | 1 | 1 | 1 | 1 | 1 | 1 | 1 | 1 | 1 | 1 | 1 | 1 | CinNgsd507 | CinN | gsd | 507 | 24.9984 | 571.4286 | [30 empty] | 0 | 0 | 0
507 | Lighting-Interior | Controls | Lodging/Hospitality | Existing | Time Clock Control | 0.047645 | 0.067401 |  | 581.04 | 1 | 1.4146 | 12195.122 | 8 |  | 26 | 545.6994 | Per End Use Consumption | GSD | 1 | 1 | 1 | 1 | 1 | 1 | 1 | 1 | 1 | 1 | 1 | 1 | CloEgsd507 | CloE | gsd | 507 | 34.8624 | 731.7073 | [30 empty] | 0 | 0 | 0
507 | Lighting-Interior | Controls | Lodging/Hospitality | New | Time Clock Control | 0.047645 | 0.067401 |  | 581.04 | 1 | 1.4146 | 12195.122 | 8 |  | 26 | 545.6994 | Per End Use Consumption | GSD | 1 | 1 | 1 | 1 | 1 | 1 | 1 | 1 | 1 | 1 | 1 | 1 | CloNgsd507 | CloN | gsd | 507 | 34.8624 | 731.7073 | [30 empty] | 0 | 0 | 0
507 | Lighting-Interior | Controls | Miscellaneous | Existing | Time Clock Control | 0.056184 | 0.062591 |  | 492.84 | 1 | 1.114 | 8771.9298 | 8 |  | 26 | 462.7672 | Per End Use Consumption | GSD | 1 | 1 | 1 | 1 | 1 | 1 | 1 | 1 | 1 | 1 | 1 | 1 | CmiEgsd507 | CmiE | gsd | 507 | 29.5704 | 526.3158 | [30 empty] | 0 | 0 | 0
507 | Lighting-Interior | Controls | Miscellaneous | New | Time Clock Control | 0.056184 | 0.062591 |  | 492.84 | 1 | 1.114 | 8771.9298 | 8 |  | 26 | 462.7672 | Per End Use Consumption | GSD | 1 | 1 | 1 | 1 | 1 | 1 | 1 | 1 | 1 | 1 | 1 | 1 | CmiNgsd507 | CmiN | gsd | 507 | 29.5704 | 526.3158 | [30 empty] | 0 | 0 | 0
507 | Lighting-Interior | Controls | Offices | Existing | Time Clock Control | 0.051163 | 0.056998 |  | 448.8 | 1 | 1.114 | 8771.9298 | 8 |  | 26 | 508.1778 | Per End Use Consumption | GSD | 1 | 1 | 1 | 1 | 1 | 1 | 1 | 1 | 1 | 1 | 1 | 1 | CofEgsd507 | CofE | gsd | 507 | 26.928 | 526.3158 | [30 empty] | 0 | 0 | 0
507 | Lighting-Interior | Controls | Offices | New | Time Clock Control | 0.051163 | 0.056998 |  | 448.8 | 1 | 1.114 | 8771.9298 | 8 |  | 26 | 508.1778 | Per End Use Consumption | GSD | 1 | 1 | 1 | 1 | 1 | 1 | 1 | 1 | 1 | 1 | 1 | 1 | CofNgsd507 | CofN | gsd | 507 | 26.928 | 526.3158 | [30 empty] | 0 | 0 | 0
507 | Lighting-Interior | Controls | Restaurants | Existing | Time Clock Control | 0.095004 | 0.055102 |  | 633.36 | 1 | 0.58 | 6666.6667 | 8 |  | 26 | 273.6727 | Per End Use Consumption | GSD | 1 | 1 | 1 | 1 | 1 | 1 | 1 | 1 | 1 | 1 | 1 | 1 | CreEgsd507 | CreE | gsd | 507 | 38.0016 | 400 | [30 empty] | 0 | 0 | 0
507 | Lighting-Interior | Controls | Restaurants | New | Time Clock Control | 0.095004 | 0.055102 |  | 633.36 | 1 | 0.58 | 6666.6667 | 8 |  | 26 | 273.6727 | Per End Use Consumption | GSD | 1 | 1 | 1 | 1 | 1 | 1 | 1 | 1 | 1 | 1 | 1 | 1 | CreNgsd507 | CreN | gsd | 507 | 38.0016 | 400 | [30 empty] | 0 | 0 | 0
507 | Lighting-Interior | Controls | Retail | Existing | Time Clock Control | 0.073947 | 0.034332 |  | 440.16 | 1 | 0.46429 | 5952.381 | 8 |  | 26 | 351.6037 | Per End Use Consumption | GSD | 1 | 1 | 1 | 1 | 1 | 1 | 1 | 1 | 1 | 1 | 1 | 1 | CrtEgsd507 | CrtE | gsd | 507 | 26.4096 | 357.1429 | [30 empty] | 0 | 0 | 0
507 | Lighting-Interior | Controls | Retail | New | Time Clock Control | 0.073947 | 0.034332 |  | 440.16 | 1 | 0.46429 | 5952.381 | 8 |  | 26 | 351.6037 | Per End Use Consumption | GSD | 1 | 1 | 1 | 1 | 1 | 1 | 1 | 1 | 1 | 1 | 1 | 1 | CrtNgsd507 | CrtN | gsd | 507 | 26.4096 | 357.1429 | [30 empty] | 0 | 0 | 0
507 | Lighting-Interior | Controls | Schools K-12 | Existing | Time Clock Control | 0.035323 | 0.039656 |  | 333.24 | 1 | 1.1226 | 9433.9623 | 8 |  | 26 | 736.0552 | Per End Use Consumption | GSD | 1 | 1 | 1 | 1 | 1 | 1 | 1 | 1 | 1 | 1 | 1 | 1 | CscEgsd507 | CscE | gsd | 507 | 19.9944 | 566.0377 | [30 empty] | 0 | 0 | 0
507 | Lighting-Interior | Controls | Schools K-12 | New | Time Clock Control | 0.035323 | 0.039656 |  | 333.24 | 1 | 1.1226 | 9433.9623 | 8 |  | 26 | 736.0552 | Per End Use Consumption | GSD | 1 | 1 | 1 | 1 | 1 | 1 | 1 | 1 | 1 | 1 | 1 | 1 | CscNgsd507 | CscN | gsd | 507 | 19.9944 | 566.0377 | [30 empty] | 0 | 0 | 0
507 | Lighting-Interior | Controls | Warehouse | Existing | Time Clock Control | 0.073564 | 0.052546 |  | 437.88 | 1 | 0.71429 | 5952.381 | 8 |  | 26 | 353.4345 | Per End Use Consumption | GSD | 1 | 1 | 1 | 1 | 1 | 1 | 1 | 1 | 1 | 1 | 1 | 1 | CwaEgsd507 | CwaE | gsd | 507 | 26.2728 | 357.1429 | [30 empty] | 0 | 0 | 0
507 | Lighting-Interior | Controls | Warehouse | New | Time Clock Control | 0.073564 | 0.052546 |  | 437.88 | 1 | 0.71429 | 5952.381 | 8 |  | 26 | 353.4345 | Per End Use Consumption | GSD | 1 | 1 | 1 | 1 | 1 | 1 | 1 | 1 | 1 | 1 | 1 | 1 | CwaNgsd507 | CwaN | gsd | 507 | 26.2728 | 357.1429 | [30 empty] | 0 | 0 | 0
508 | Lighting-Interior | LED | Assembly | Turnover | Energy Star LED Directional Lamp | 0.018327 | 0.0088889 |  | 109.74 | 1 | 0.48503 | 5988.024 | 5 |  | 1.7 | 92.7614 | Per lamp | GSD | 1 | 1 | 1 | 1 | 1 | 1 | 1 | 1 | 1 | 1 | 1 | 1 | CasTgsd508 | CasT | gsd | 508 | 6.5844 | 359.2814 | [30 empty] | 50.4721 | 8.4155 | 4.0712
508 | Lighting-Interior | LED | Assembly | New | Energy Star LED Directional Lamp | 0.018327 | 0.0088889 |  | 109.74 | 1 | 0.48503 | 5988.024 | 5 |  | 1.7 | 92.7614 | Per lamp | GSD | 1 | 1 | 1 | 1 | 1 | 1 | 1 | 1 | 1 | 1 | 1 | 1 | CasNgsd508 | CasN | gsd | 508 | 6.5844 | 359.2814 | [30 empty] | 0.56722 | 0.094576 | 0.045753
508 | Lighting-Interior | LED | College and University | Turnover | Energy Star LED Directional Lamp | 0.017261 | 0.013392 |  | 148.8 | 1 | 0.77586 | 8620.6897 | 5 |  | 1.7 | 98.4891 | Per lamp | GSD | 1 | 1 | 1 | 1 | 1 | 1 | 1 | 1 | 1 | 1 | 1 | 1 | CcoTgsd508 | CcoT | gsd | 508 | 8.928 | 517.2414 | [30 empty] | 0.53971 | 0.062754 | 0.048685
508 | Lighting-Interior | LED | College and University | New | Energy Star LED Directional Lamp | 0.017261 | 0.013392 |  | 148.8 | 1 | 0.77586 | 8620.6897 | 5 |  | 1.7 | 98.4891 | Per lamp | GSD | 1 | 1 | 1 | 1 | 1 | 1 | 1 | 1 | 1 | 1 | 1 | 1 | CcoNgsd508 | CcoN | gsd | 508 | 8.928 | 517.2414 | [30 empty] | 0.0060654 | 0.00070524 | 0.00054713
508 | Lighting-Interior | LED | Data Center | Turnover | Energy Star LED Directional Lamp | 0.017722 | 0.019743 |  | 155.46 | 1 | 1.114 | 8771.9298 | 5 |  | 1.7 | 95.9236 | Per lamp | GSD | 1 | 1 | 1 | 1 | 1 | 1 | 1 | 1 | 1 | 1 | 1 | 1 | CdaTgsd508 | CdaT | gsd | 508 | 9.3276 | 526.3158 | [30 empty] | 0.065148 | 0.0074344 | 0.0082827
508 | Lighting-Interior | LED | Data Center | New | Energy Star LED Directional Lamp | 0.017722 | 0.019743 |  | 155.46 | 1 | 1.114 | 8771.9298 | 5 |  | 1.7 | 95.9236 | Per lamp | GSD | 1 | 1 | 1 | 1 | 1 | 1 | 1 | 1 | 1 | 1 | 1 | 1 | CdaNgsd508 | CdaN | gsd | 508 | 9.3276 | 526.3158 | [30 empty] | 0.0007333 | 8.3682e-05 | 9.3229e-05
508 | Lighting-Interior | LED | Grocery | Turnover | Energy Star LED Directional Lamp | 0.048797 | 0.021815 |  | 287.04 | 1 | 0.44706 | 5882.3529 | 5 |  | 1.7 | 34.8384 | Per lamp | GSD | 1 | 1 | 1 | 1 | 1 | 1 | 1 | 1 | 1 | 1 | 1 | 1 | CgrTgsd508 | CgrT | gsd | 508 | 17.2224 | 352.9412 | [30 empty] | 2.0078 | 0.34059 | 0.15189
508 | Lighting-Interior | LED | Grocery | New | Energy Star LED Directional Lamp | 0.048797 | 0.021815 |  | 287.04 | 1 | 0.44706 | 5882.3529 | 5 |  | 1.7 | 34.8384 | Per lamp | GSD | 1 | 1 | 1 | 1 | 1 | 1 | 1 | 1 | 1 | 1 | 1 | 1 | CgrNgsd508 | CgrN | gsd | 508 | 17.2224 | 352.9412 | [30 empty] | 0.022564 | 0.0038276 | 0.0017069
508 | Lighting-Interior | LED | Healthcare | Turnover | Energy Star LED Directional Lamp | 0.020988 | 0.017326 |  | 140.86 | 1 | 0.8255 | 6711.4094 | 5 |  | 1.7 | 80.9981 | Per lamp | GSD | 1 | 1 | 1 | 1 | 1 | 1 | 1 | 1 | 1 | 1 | 1 | 1 | CheTgsd508 | CheT | gsd | 508 | 8.4516 | 402.6846 | [30 empty] | 12.0081 | 1.7908 | 1.4826
508 | Lighting-Interior | LED | Healthcare | New | Energy Star LED Directional Lamp | 0.020988 | 0.017326 |  | 140.86 | 1 | 0.8255 | 6711.4094 | 5 |  | 1.7 | 80.9981 | Per lamp | GSD | 1 | 1 | 1 | 1 | 1 | 1 | 1 | 1 | 1 | 1 | 1 | 1 | CheNgsd508 | CheN | gsd | 508 | 8.4516 | 402.6846 | [30 empty] | 0.13495 | 0.020126 | 0.016662
508 | Lighting-Interior | LED | Hospitals | Turnover | Energy Star LED Directional Lamp | 0.027651 | 0.021453 |  | 238.37 | 1 | 0.77586 | 8620.6897 | 5 |  | 1.7 | 61.4808 | Per lamp | GSD | 1 | 1 | 1 | 1 | 1 | 1 | 1 | 1 | 1 | 1 | 1 | 1 | ChoTgsd508 | ChoT | gsd | 508 | 14.3022 | 517.2414 | [30 empty] | 14.0715 | 1.6361 | 1.2693
508 | Lighting-Interior | LED | Hospitals | New | Energy Star LED Directional Lamp | 0.027651 | 0.021453 |  | 238.37 | 1 | 0.77586 | 8620.6897 | 5 |  | 1.7 | 61.4808 | Per lamp | GSD | 1 | 1 | 1 | 1 | 1 | 1 | 1 | 1 | 1 | 1 | 1 | 1 | ChoNgsd508 | ChoN | gsd | 508 | 14.3022 | 517.2414 | [30 empty] | 0.15814 | 0.018387 | 0.014265
508 | Lighting-Interior | LED | Institutional | Turnover | Energy Star LED Directional Lamp | 0.015165 | 0.020653 |  | 144.43 | 1 | 1.3619 | 9523.8095 | 5 |  | 1.7 | 112.0991 | Per lamp | GSD | 1 | 1 | 1 | 1 | 1 | 1 | 1 | 1 | 1 | 1 | 1 | 1 | CinTgsd508 | CinT | gsd | 508 | 8.6658 | 571.4286 | [30 empty] | 13.1673 | 1.3801 | 1.8875
508 | Lighting-Interior | LED | Institutional | New | Energy Star LED Directional Lamp | 0.015165 | 0.020653 |  | 144.43 | 1 | 1.3619 | 9523.8095 | 5 |  | 1.7 | 112.0991 | Per lamp | GSD | 1 | 1 | 1 | 1 | 1 | 1 | 1 | 1 | 1 | 1 | 1 | 1 | CinNgsd508 | CinN | gsd | 508 | 8.6658 | 571.4286 | [30 empty] | 0.14798 | 0.01551 | 0.021212
508 | Lighting-Interior | LED | Lodging/Hospitality | Turnover | Energy Star LED Directional Lamp | 0.016517 | 0.023366 |  | 201.43 | 1 | 1.4146 | 12195.122 | 5 |  | 1.7 | 102.9226 | Per lamp | GSD | 1 | 1 | 1 | 1 | 1 | 1 | 1 | 1 | 1 | 1 | 1 | 1 | CloTgsd508 | CloT | gsd | 508 | 12.0858 | 731.7073 | [30 empty] | 43.1274 | 3.554 | 5.0162
508 | Lighting-Interior | LED | Lodging/Hospitality | New | Energy Star LED Directional Lamp | 0.016517 | 0.023366 |  | 201.43 | 1 | 1.4146 | 12195.122 | 5 |  | 1.7 | 102.9226 | Per lamp | GSD | 1 | 1 | 1 | 1 | 1 | 1 | 1 | 1 | 1 | 1 | 1 | 1 | CloNgsd508 | CloN | gsd | 508 | 12.0858 | 731.7073 | [30 empty] | 0.48468 | 0.039941 | 0.056373
508 | Lighting-Interior | LED | Miscellaneous | Turnover | Energy Star LED Directional Lamp | 0.019477 | 0.021698 |  | 170.85 | 1 | 1.114 | 8771.9298 | 5 |  | 1.7 | 87.2829 | Per lamp | GSD | 1 | 1 | 1 | 1 | 1 | 1 | 1 | 1 | 1 | 1 | 1 | 1 | CmiTgsd508 | CmiT | gsd | 508 | 10.251 | 526.3158 | [30 empty] | 27.9953 | 3.1947 | 3.5592
508 | Lighting-Interior | LED | Miscellaneous | New | Energy Star LED Directional Lamp | 0.019477 | 0.021698 |  | 170.85 | 1 | 1.114 | 8771.9298 | 5 |  | 1.7 | 87.2829 | Per lamp | GSD | 1 | 1 | 1 | 1 | 1 | 1 | 1 | 1 | 1 | 1 | 1 | 1 | CmiNgsd508 | CmiN | gsd | 508 | 10.251 | 526.3158 | [30 empty] | 0.31511 | 0.03596 | 0.040063
508 | Lighting-Interior | LED | Offices | Turnover | Energy Star LED Directional Lamp | 0.017737 | 0.01976 |  | 155.59 | 1 | 1.114 | 8771.9298 | 5 |  | 1.7 | 95.8434 | Per lamp | GSD | 1 | 1 | 1 | 1 | 1 | 1 | 1 | 1 | 1 | 1 | 1 | 1 | CofTgsd508 | CofT | gsd | 508 | 9.3354 | 526.3158 | [30 empty] | 34.5684 | 3.9448 | 4.3949
508 | Lighting-Interior | LED | Offices | New | Energy Star LED Directional Lamp | 0.017737 | 0.01976 |  | 155.59 | 1 | 1.114 | 8771.9298 | 5 |  | 1.7 | 95.8434 | Per lamp | GSD | 1 | 1 | 1 | 1 | 1 | 1 | 1 | 1 | 1 | 1 | 1 | 1 | CofNgsd508 | CofN | gsd | 508 | 9.3354 | 526.3158 | [30 empty] | 0.38849 | 0.044333 | 0.049391
508 | Lighting-Interior | LED | Restaurants | Turnover | Energy Star LED Directional Lamp | 0.032935 | 0.019103 |  | 219.57 | 1 | 0.58 | 6666.6667 | 5 |  | 1.7 | 51.616 | Per lamp | GSD | 1 | 1 | 1 | 1 | 1 | 1 | 1 | 1 | 1 | 1 | 1 | 1 | CreTgsd508 | CreT | gsd | 508 | 13.1742 | 400 | [30 empty] | 14.1007 | 2.1125 | 1.2299
508 | Lighting-Interior | LED | Restaurants | New | Energy Star LED Directional Lamp | 0.032935 | 0.019103 |  | 219.57 | 1 | 0.58 | 6666.6667 | 5 |  | 1.7 | 51.616 | Per lamp | GSD | 1 | 1 | 1 | 1 | 1 | 1 | 1 | 1 | 1 | 1 | 1 | 1 | CreNgsd508 | CreN | gsd | 508 | 13.1742 | 400 | [30 empty] | 0.15847 | 0.023741 | 0.013822
508 | Lighting-Interior | LED | Retail | Turnover | Energy Star LED Directional Lamp | 0.025635 | 0.011902 |  | 152.59 | 1 | 0.46429 | 5952.381 | 5 |  | 1.7 | 66.3153 | Per lamp | GSD | 1 | 1 | 1 | 1 | 1 | 1 | 1 | 1 | 1 | 1 | 1 | 1 | CrtTgsd508 | CrtT | gsd | 508 | 9.1554 | 357.1429 | [30 empty] | 20.886 | 3.5129 | 1.6321
508 | Lighting-Interior | LED | Retail | New | Energy Star LED Directional Lamp | 0.025635 | 0.011902 |  | 152.59 | 1 | 0.46429 | 5952.381 | 5 |  | 1.7 | 66.3153 | Per lamp | GSD | 1 | 1 | 1 | 1 | 1 | 1 | 1 | 1 | 1 | 1 | 1 | 1 | CrtNgsd508 | CrtN | gsd | 508 | 9.1554 | 357.1429 | [30 empty] | 0.23472 | 0.039478 | 0.018341
508 | Lighting-Interior | LED | Schools K-12 | Turnover | Energy Star LED Directional Lamp | 0.012245 | 0.013747 |  | 115.52 | 1 | 1.1226 | 9433.9623 | 5 |  | 1.7 | 138.8308 | Per lamp | GSD | 1 | 1 | 1 | 1 | 1 | 1 | 1 | 1 | 1 | 1 | 1 | 1 | CscTgsd508 | CscT | gsd | 508 | 6.9312 | 566.0377 | [30 empty] | 0.38279 | 0.040618 | 0.045436
508 | Lighting-Interior | LED | Schools K-12 | New | Energy Star LED Directional Lamp | 0.012245 | 0.013747 |  | 115.52 | 1 | 1.1226 | 9433.9623 | 5 |  | 1.7 | 138.8308 | Per lamp | GSD | 1 | 1 | 1 | 1 | 1 | 1 | 1 | 1 | 1 | 1 | 1 | 1 | CscNgsd508 | CscN | gsd | 508 | 6.9312 | 566.0377 | [30 empty] | 0.0043019 | 0.00045647 | 0.00051062
508 | Lighting-Interior | LED | Warehouse | Turnover | Energy Star LED Directional Lamp | 0.025502 | 0.018216 |  | 151.8 | 1 | 0.71429 | 5952.381 | 5 |  | 1.7 | 66.6604 | Per lamp | GSD | 1 | 1 | 1 | 1 | 1 | 1 | 1 | 1 | 1 | 1 | 1 | 1 | CwaTgsd508 | CwaT | gsd | 508 | 9.108 | 357.1429 | [30 empty] | 0.25227 | 0.04246 | 0.030241
508 | Lighting-Interior | LED | Warehouse | New | Energy Star LED Directional Lamp | 0.025502 | 0.018216 |  | 151.8 | 1 | 0.71429 | 5952.381 | 5 |  | 1.7 | 66.6604 | Per lamp | GSD | 1 | 1 | 1 | 1 | 1 | 1 | 1 | 1 | 1 | 1 | 1 | 1 | CwaNgsd508 | CwaN | gsd | 508 | 9.108 | 357.1429 | [30 empty] | 0.002835 | 0.00047717 | 0.00033985
509 | Lighting-Interior | LED | Assembly | Turnover | LED - 14W_CFL Baseline | 0.0039646 | 0.0019229 |  | 23.74 | 1 | 0.48503 | 5988.024 | 10 |  | 0.87 | 219.4432 | Per Lamp | GSD | 0.57723 | 0.60437 | 0.83705 | 1.097 | 1.2026 | 1.2026 | 1.289 | 1.2891 | 1.2453 | 1.1192 | 0.77553 | 0.85362 | CasTgsd509 | CasT | gsd | 509 | 1.4244 | 359.2814 | [30 empty] | 5.7055 | 0.95132 | 0.46023
509 | Lighting-Interior | LED | Assembly | New | LED - 14W_CFL Baseline | 0.0039646 | 0.0019229 |  | 23.74 | 1 | 0.48503 | 5988.024 | 10 |  | 0.87 | 219.4432 | Per Lamp | GSD | 0.57723 | 0.60437 | 0.83705 | 1.097 | 1.2026 | 1.2026 | 1.289 | 1.2891 | 1.2453 | 1.1192 | 0.77553 | 0.85362 | CasNgsd509 | CasN | gsd | 509 | 1.4244 | 359.2814 | [30 empty] | 0.06412 | 0.010691 | 0.0051721
509 | Lighting-Interior | LED | College and University | Turnover | LED - 14W_CFL Baseline | 0.003734 | 0.0028971 |  | 32.19 | 1 | 0.77586 | 8620.6897 | 10 |  | 0.87 | 232.9916 | Per Lamp | GSD | 0.57723 | 0.60437 | 0.83705 | 1.097 | 1.2026 | 1.2026 | 1.289 | 1.2891 | 1.2453 | 1.1192 | 0.77553 | 0.85362 | CcoTgsd509 | CcoT | gsd | 509 | 1.9314 | 517.2414 | [30 empty] | 0.06101 | 0.0070939 | 0.0055035
509 | Lighting-Interior | LED | College and University | New | LED - 14W_CFL Baseline | 0.003734 | 0.0028971 |  | 32.19 | 1 | 0.77586 | 8620.6897 | 10 |  | 0.87 | 232.9916 | Per Lamp | GSD | 0.57723 | 0.60437 | 0.83705 | 1.097 | 1.2026 | 1.2026 | 1.289 | 1.2891 | 1.2453 | 1.1192 | 0.77553 | 0.85362 | CcoNgsd509 | CcoN | gsd | 509 | 1.9314 | 517.2414 | [30 empty] | 0.00068565 | 7.9722e-05 | 6.1849e-05
509 | Lighting-Interior | LED | Data Center | Turnover | LED - 14W_CFL Baseline | 0.0038338 | 0.004271 |  | 33.63 | 1 | 1.114 | 8771.9298 | 10 |  | 0.87 | 226.9277 | Per Lamp | GSD | 0.57723 | 0.60437 | 0.83705 | 1.097 | 1.2026 | 1.2026 | 1.289 | 1.2891 | 1.2453 | 1.1192 | 0.77553 | 0.85362 | CdaTgsd509 | CdaT | gsd | 509 | 2.0178 | 526.3158 | [30 empty] | 0.0073637 | 0.00084032 | 0.0009362
509 | Lighting-Interior | LED | Data Center | New | LED - 14W_CFL Baseline | 0.0038338 | 0.004271 |  | 33.63 | 1 | 1.114 | 8771.9298 | 10 |  | 0.87 | 226.9277 | Per Lamp | GSD | 0.57723 | 0.60437 | 0.83705 | 1.097 | 1.2026 | 1.2026 | 1.289 | 1.2891 | 1.2453 | 1.1192 | 0.77553 | 0.85362 | CdaNgsd509 | CdaN | gsd | 509 | 2.0178 | 526.3158 | [30 empty] | 8.2885e-05 | 9.4586e-06 | 1.0538e-05
509 | Lighting-Interior | LED | Grocery | Turnover | LED - 14W_CFL Baseline | 0.010557 | 0.0047196 |  | 62.1 | 1 | 0.44706 | 5882.3529 | 10 |  | 0.87 | 82.4098 | Per Lamp | GSD | 0.57723 | 0.60437 | 0.83705 | 1.097 | 1.2026 | 1.2026 | 1.289 | 1.2891 | 1.2453 | 1.1192 | 0.77553 | 0.85362 | CgrTgsd509 | CgrT | gsd | 509 | 3.726 | 352.9412 | [30 empty] | 0.22697 | 0.038501 | 0.017169
509 | Lighting-Interior | LED | Grocery | New | LED - 14W_CFL Baseline | 0.010557 | 0.0047196 |  | 62.1 | 1 | 0.44706 | 5882.3529 | 10 |  | 0.87 | 82.4098 | Per Lamp | GSD | 0.57723 | 0.60437 | 0.83705 | 1.097 | 1.2026 | 1.2026 | 1.289 | 1.2891 | 1.2453 | 1.1192 | 0.77553 | 0.85362 | CgrNgsd509 | CgrN | gsd | 509 | 3.726 | 352.9412 | [30 empty] | 0.0025507 | 0.00043268 | 0.00019295
509 | Lighting-Interior | LED | Healthcare | Turnover | LED - 14W_CFL Baseline | 0.0045415 | 0.003749 |  | 30.48 | 1 | 0.8255 | 6711.4094 | 10 |  | 0.87 | 191.5658 | Per Lamp | GSD | 0.57723 | 0.60437 | 0.83705 | 1.097 | 1.2026 | 1.2026 | 1.289 | 1.2891 | 1.2453 | 1.1192 | 0.77553 | 0.85362 | CheTgsd509 | CheT | gsd | 509 | 1.8288 | 402.6846 | [30 empty] | 1.3576 | 0.20246 | 0.16762
509 | Lighting-Interior | LED | Healthcare | New | LED - 14W_CFL Baseline | 0.0045415 | 0.003749 |  | 30.48 | 1 | 0.8255 | 6711.4094 | 10 |  | 0.87 | 191.5658 | Per Lamp | GSD | 0.57723 | 0.60437 | 0.83705 | 1.097 | 1.2026 | 1.2026 | 1.289 | 1.2891 | 1.2453 | 1.1192 | 0.77553 | 0.85362 | CheNgsd509 | CheN | gsd | 509 | 1.8288 | 402.6846 | [30 empty] | 0.015257 | 0.0022753 | 0.0018837
509 | Lighting-Interior | LED | Hospitals | Turnover | LED - 14W_CFL Baseline | 0.0059821 | 0.0046413 |  | 51.57 | 1 | 0.77586 | 8620.6897 | 10 |  | 0.87 | 145.4334 | Per Lamp | GSD | 0.57723 | 0.60437 | 0.83705 | 1.097 | 1.2026 | 1.2026 | 1.289 | 1.2891 | 1.2453 | 1.1192 | 0.77553 | 0.85362 | ChoTgsd509 | ChoT | gsd | 509 | 3.0942 | 517.2414 | [30 empty] | 1.5907 | 0.18495 | 0.14349
509 | Lighting-Interior | LED | Hospitals | New | LED - 14W_CFL Baseline | 0.0059821 | 0.0046413 |  | 51.57 | 1 | 0.77586 | 8620.6897 | 10 |  | 0.87 | 145.4334 | Per Lamp | GSD | 0.57723 | 0.60437 | 0.83705 | 1.097 | 1.2026 | 1.2026 | 1.289 | 1.2891 | 1.2453 | 1.1192 | 0.77553 | 0.85362 | ChoNgsd509 | ChoN | gsd | 509 | 3.0942 | 517.2414 | [30 empty] | 0.017877 | 0.0020786 | 0.0016126
509 | Lighting-Interior | LED | Institutional | Turnover | LED - 14W_CFL Baseline | 0.0032812 | 0.0044687 |  | 31.25 | 1 | 1.3619 | 9523.8095 | 10 |  | 0.87 | 265.1429 | Per Lamp | GSD | 0.57723 | 0.60437 | 0.83705 | 1.097 | 1.2026 | 1.2026 | 1.289 | 1.2891 | 1.2453 | 1.1192 | 0.77553 | 0.85362 | CinTgsd509 | CinT | gsd | 509 | 1.875 | 571.4286 | [30 empty] | 1.4886 | 0.15602 | 0.21338
509 | Lighting-Interior | LED | Institutional | New | LED - 14W_CFL Baseline | 0.0032812 | 0.0044687 |  | 31.25 | 1 | 1.3619 | 9523.8095 | 10 |  | 0.87 | 265.1429 | Per Lamp | GSD | 0.57723 | 0.60437 | 0.83705 | 1.097 | 1.2026 | 1.2026 | 1.289 | 1.2891 | 1.2453 | 1.1192 | 0.77553 | 0.85362 | CinNgsd509 | CinN | gsd | 509 | 1.875 | 571.4286 | [30 empty] | 0.016729 | 0.0017534 | 0.002398
509 | Lighting-Interior | LED | Lodging/Hospitality | Turnover | LED - 14W_CFL Baseline | 0.0035736 | 0.0050553 |  | 43.58 | 1 | 1.4146 | 12195.122 | 10 |  | 0.87 | 243.4547 | Per Lamp | GSD | 0.57723 | 0.60437 | 0.83705 | 1.097 | 1.2026 | 1.2026 | 1.289 | 1.2891 | 1.2453 | 1.1192 | 0.77553 | 0.85362 | CloTgsd509 | CloT | gsd | 509 | 2.6148 | 731.7073 | [30 empty] | 4.8753 | 0.40176 | 0.56704
509 | Lighting-Interior | LED | Lodging/Hospitality | New | LED - 14W_CFL Baseline | 0.0035736 | 0.0050553 |  | 43.58 | 1 | 1.4146 | 12195.122 | 10 |  | 0.87 | 243.4547 | Per Lamp | GSD | 0.57723 | 0.60437 | 0.83705 | 1.097 | 1.2026 | 1.2026 | 1.289 | 1.2891 | 1.2453 | 1.1192 | 0.77553 | 0.85362 | CloNgsd509 | CloN | gsd | 509 | 2.6148 | 731.7073 | [30 empty] | 0.054789 | 0.004515 | 0.0063726
509 | Lighting-Interior | LED | Miscellaneous | Turnover | LED - 14W_CFL Baseline | 0.0042134 | 0.0046939 |  | 36.96 | 1 | 1.114 | 8771.9298 | 10 |  | 0.87 | 206.4821 | Per Lamp | GSD | 0.57723 | 0.60437 | 0.83705 | 1.097 | 1.2026 | 1.2026 | 1.289 | 1.2891 | 1.2453 | 1.1192 | 0.77553 | 0.85362 | CmiTgsd509 | CmiT | gsd | 509 | 2.2176 | 526.3158 | [30 empty] | 3.1643 | 0.3611 | 0.4023
509 | Lighting-Interior | LED | Miscellaneous | New | LED - 14W_CFL Baseline | 0.0042134 | 0.0046939 |  | 36.96 | 1 | 1.114 | 8771.9298 | 10 |  | 0.87 | 206.4821 | Per Lamp | GSD | 0.57723 | 0.60437 | 0.83705 | 1.097 | 1.2026 | 1.2026 | 1.289 | 1.2891 | 1.2453 | 1.1192 | 0.77553 | 0.85362 | CmiNgsd509 | CmiN | gsd | 509 | 2.2176 | 526.3158 | [30 empty] | 0.035617 | 0.0040645 | 0.0045282
509 | Lighting-Interior | LED | Offices | Turnover | LED - 14W_CFL Baseline | 0.0038372 | 0.0042748 |  | 33.66 | 1 | 1.114 | 8771.9298 | 10 |  | 0.87 | 226.7255 | Per Lamp | GSD | 0.57723 | 0.60437 | 0.83705 | 1.097 | 1.2026 | 1.2026 | 1.289 | 1.2891 | 1.2453 | 1.1192 | 0.77553 | 0.85362 | CofTgsd509 | CofT | gsd | 509 | 2.0196 | 526.3158 | [30 empty] | 3.9074 | 0.4459 | 0.49677
509 | Lighting-Interior | LED | Offices | New | LED - 14W_CFL Baseline | 0.0038372 | 0.0042748 |  | 33.66 | 1 | 1.114 | 8771.9298 | 10 |  | 0.87 | 226.7255 | Per Lamp | GSD | 0.57723 | 0.60437 | 0.83705 | 1.097 | 1.2026 | 1.2026 | 1.289 | 1.2891 | 1.2453 | 1.1192 | 0.77553 | 0.85362 | CofNgsd509 | CofN | gsd | 509 | 2.0196 | 526.3158 | [30 empty] | 0.043912 | 0.0050111 | 0.0055828
509 | Lighting-Interior | LED | Restaurants | Turnover | LED - 14W_CFL Baseline | 0.007125 | 0.0041325 |  | 47.5 | 1 | 0.58 | 6666.6667 | 10 |  | 0.87 | 122.1053 | Per Lamp | GSD | 0.57723 | 0.60437 | 0.83705 | 1.097 | 1.2026 | 1.2026 | 1.289 | 1.2891 | 1.2453 | 1.1192 | 0.77553 | 0.85362 | CreTgsd509 | CreT | gsd | 509 | 2.85 | 400 | [30 empty] | 1.1385 | 0.17057 | 0.099303
509 | Lighting-Interior | LED | Restaurants | New | LED - 14W_CFL Baseline | 0.007125 | 0.0041325 |  | 47.5 | 1 | 0.58 | 6666.6667 | 10 |  | 0.87 | 122.1053 | Per Lamp | GSD | 0.57723 | 0.60437 | 0.83705 | 1.097 | 1.2026 | 1.2026 | 1.289 | 1.2891 | 1.2453 | 1.1192 | 0.77553 | 0.85362 | CreNgsd509 | CreN | gsd | 509 | 2.85 | 400 | [30 empty] | 0.012795 | 0.0019169 | 0.001116
509 | Lighting-Interior | LED | Retail | Turnover | LED - 14W_CFL Baseline | 0.0055457 | 0.0025748 |  | 33.01 | 1 | 0.46429 | 5952.381 | 10 |  | 0.87 | 156.8789 | Per Lamp | GSD | 0.57723 | 0.60437 | 0.83705 | 1.097 | 1.2026 | 1.2026 | 1.289 | 1.2891 | 1.2453 | 1.1192 | 0.77553 | 0.85362 | CrtTgsd509 | CrtT | gsd | 509 | 1.9806 | 357.1429 | [30 empty] | 1.6865 | 0.28365 | 0.13178
509 | Lighting-Interior | LED | Retail | New | LED - 14W_CFL Baseline | 0.0055457 | 0.0025748 |  | 33.01 | 1 | 0.46429 | 5952.381 | 10 |  | 0.87 | 156.8789 | Per Lamp | GSD | 0.57723 | 0.60437 | 0.83705 | 1.097 | 1.2026 | 1.2026 | 1.289 | 1.2891 | 1.2453 | 1.1192 | 0.77553 | 0.85362 | CrtNgsd509 | CrtN | gsd | 509 | 1.9806 | 357.1429 | [30 empty] | 0.018953 | 0.0031877 | 0.001481
509 | Lighting-Interior | LED | Schools K-12 | Turnover | LED - 14W_CFL Baseline | 0.0026489 | 0.0029738 |  | 24.99 | 1 | 1.1226 | 9433.9623 | 10 |  | 0.87 | 328.4333 | Per Lamp | GSD | 0.57723 | 0.60437 | 0.83705 | 1.097 | 1.2026 | 1.2026 | 1.289 | 1.2891 | 1.2453 | 1.1192 | 0.77553 | 0.85362 | CscTgsd509 | CscT | gsd | 509 | 1.4994 | 566.0377 | [30 empty] | 0.043272 | 0.0045915 | 0.0051362
509 | Lighting-Interior | LED | Schools K-12 | New | LED - 14W_CFL Baseline | 0.0026489 | 0.0029738 |  | 24.99 | 1 | 1.1226 | 9433.9623 | 10 |  | 0.87 | 328.4333 | Per Lamp | GSD | 0.57723 | 0.60437 | 0.83705 | 1.097 | 1.2026 | 1.2026 | 1.289 | 1.2891 | 1.2453 | 1.1192 | 0.77553 | 0.85362 | CscNgsd509 | CscN | gsd | 509 | 1.4994 | 566.0377 | [30 empty] | 0.0004863 | 5.1601e-05 | 5.7722e-05
509 | Lighting-Interior | LED | Warehouse | Turnover | LED - 14W_CFL Baseline | 0.0055171 | 0.0039408 |  | 32.84 | 1 | 0.71429 | 5952.381 | 10 |  | 0.87 | 157.691 | Per Lamp | GSD | 0.57723 | 0.60437 | 0.83705 | 1.097 | 1.2026 | 1.2026 | 1.289 | 1.2891 | 1.2453 | 1.1192 | 0.77553 | 0.85362 | CwaTgsd509 | CwaT | gsd | 509 | 1.9704 | 357.1429 | [30 empty] | 0.028514 | 0.0047992 | 0.0034181
509 | Lighting-Interior | LED | Warehouse | New | LED - 14W_CFL Baseline | 0.0055171 | 0.0039408 |  | 32.84 | 1 | 0.71429 | 5952.381 | 10 |  | 0.87 | 157.691 | Per Lamp | GSD | 0.57723 | 0.60437 | 0.83705 | 1.097 | 1.2026 | 1.2026 | 1.289 | 1.2891 | 1.2453 | 1.1192 | 0.77553 | 0.85362 | CwaNgsd509 | CwaN | gsd | 509 | 1.9704 | 357.1429 | [30 empty] | 0.00032044 | 5.3935e-05 | 3.8413e-05
510 | Lighting-Interior | LED | Assembly | Turnover | LED Display Lighting (Interior) | 0.41411 | 0.20086 |  | 2479.72 | 1 | 0.48503 | 5988.024 | 11 |  | 3431 | 8285.1734 | Per Fixture | GSD | 1 | 1 | 1 | 1 | 1 | 1 | 1 | 1 | 1 | 1 | 1 | 1 | CasTgsd510 | CasT | gsd | 510 | 148.7832 | 359.2814 | [30 empty] | 1.466 | 0.24443 | 0.11825
510 | Lighting-Interior | LED | Assembly | New | LED Display Lighting (Interior) | 0.41411 | 0.20086 |  | 2479.72 | 1 | 0.48503 | 5988.024 | 11 |  | 3431 | 8285.1734 | Per Fixture | GSD | 1 | 1 | 1 | 1 | 1 | 1 | 1 | 1 | 1 | 1 | 1 | 1 | CasNgsd510 | CasN | gsd | 510 | 148.7832 | 359.2814 | [30 empty] | 0 | 0 | 0
510 | Lighting-Interior | LED | College and University | Turnover | LED Display Lighting (Interior) | 0.39004 | 0.30261 |  | 3362.38 | 1 | 0.77586 | 8620.6897 | 11 |  | 3431 | 8796.6221 | Per Fixture | GSD | 1 | 1 | 1 | 1 | 1 | 1 | 1 | 1 | 1 | 1 | 1 | 1 | CcoTgsd510 | CcoT | gsd | 510 | 201.7428 | 517.2414 | [30 empty] | 0.015676 | 0.0018227 | 0.0014141
510 | Lighting-Interior | LED | College and University | New | LED Display Lighting (Interior) | 0.39004 | 0.30261 |  | 3362.38 | 1 | 0.77586 | 8620.6897 | 11 |  | 3431 | 8796.6221 | Per Fixture | GSD | 1 | 1 | 1 | 1 | 1 | 1 | 1 | 1 | 1 | 1 | 1 | 1 | CcoNgsd510 | CcoN | gsd | 510 | 201.7428 | 517.2414 | [30 empty] | 0 | 0 | 0
510 | Lighting-Interior | LED | Data Center | Turnover | LED Display Lighting (Interior) | 0.40046 | 0.44612 |  | 3512.78 | 1 | 1.114 | 8771.9298 | 11 |  | 3431 | 8567.7131 | Per Fixture | GSD | 1 | 1 | 1 | 1 | 1 | 1 | 1 | 1 | 1 | 1 | 1 | 1 | CdaTgsd510 | CdaT | gsd | 510 | 210.7668 | 526.3158 | [30 empty] | 0.0020531 | 0.00023429 | 0.00026103
510 | Lighting-Interior | LED | Data Center | New | LED Display Lighting (Interior) | 0.40046 | 0.44612 |  | 3512.78 | 1 | 1.114 | 8771.9298 | 11 |  | 3431 | 8567.7131 | Per Fixture | GSD | 1 | 1 | 1 | 1 | 1 | 1 | 1 | 1 | 1 | 1 | 1 | 1 | CdaNgsd510 | CdaN | gsd | 510 | 210.7668 | 526.3158 | [30 empty] | 0 | 0 | 0
510 | Lighting-Interior | LED | Grocery | Turnover | LED Display Lighting (Interior) | 1.1026 | 0.49294 |  | 6486 | 1 | 0.44706 | 5882.3529 | 11 |  | 3431 | 3111.6795 | Per Fixture | GSD | 1 | 1 | 1 | 1 | 1 | 1 | 1 | 1 | 1 | 1 | 1 | 1 | CgrTgsd510 | CgrT | gsd | 510 | 389.16 | 352.9412 | [30 empty] | 0.058317 | 0.0098925 | 0.0044115
510 | Lighting-Interior | LED | Grocery | New | LED Display Lighting (Interior) | 1.1026 | 0.49294 |  | 6486 | 1 | 0.44706 | 5882.3529 | 11 |  | 3431 | 3111.6795 | Per Fixture | GSD | 1 | 1 | 1 | 1 | 1 | 1 | 1 | 1 | 1 | 1 | 1 | 1 | CgrNgsd510 | CgrN | gsd | 510 | 389.16 | 352.9412 | [30 empty] | 0 | 0 | 0
510 | Lighting-Interior | LED | Healthcare | Turnover | LED Display Lighting (Interior) | 0.47424 | 0.39149 |  | 3182.84 | 1 | 0.8255 | 6711.4094 | 11 |  | 3431 | 7234.6853 | Per Fixture | GSD | 1 | 1 | 1 | 1 | 1 | 1 | 1 | 1 | 1 | 1 | 1 | 1 | CheTgsd510 | CheT | gsd | 510 | 190.9704 | 402.6846 | [30 empty] | 0.34877 | 0.052013 | 0.043062
510 | Lighting-Interior | LED | Healthcare | New | LED Display Lighting (Interior) | 0.47424 | 0.39149 |  | 3182.84 | 1 | 0.8255 | 6711.4094 | 11 |  | 3431 | 7234.6853 | Per Fixture | GSD | 1 | 1 | 1 | 1 | 1 | 1 | 1 | 1 | 1 | 1 | 1 | 1 | CheNgsd510 | CheN | gsd | 510 | 190.9704 | 402.6846 | [30 empty] | 0 | 0 | 0
510 | Lighting-Interior | LED | Hospitals | Turnover | LED Display Lighting (Interior) | 0.6248 | 0.48476 |  | 5386.2 | 1 | 0.77586 | 8620.6897 | 11 |  | 3431 | 5491.3643 | Per Fixture | GSD | 1 | 1 | 1 | 1 | 1 | 1 | 1 | 1 | 1 | 1 | 1 | 1 | ChoTgsd510 | ChoT | gsd | 510 | 323.172 | 517.2414 | [30 empty] | 0.40871 | 0.047522 | 0.036868
510 | Lighting-Interior | LED | Hospitals | New | LED Display Lighting (Interior) | 0.6248 | 0.48476 |  | 5386.2 | 1 | 0.77586 | 8620.6897 | 11 |  | 3431 | 5491.3643 | Per Fixture | GSD | 1 | 1 | 1 | 1 | 1 | 1 | 1 | 1 | 1 | 1 | 1 | 1 | ChoNgsd510 | ChoN | gsd | 510 | 323.172 | 517.2414 | [30 empty] | 0 | 0 | 0
510 | Lighting-Interior | LED | Institutional | Turnover | LED Display Lighting (Interior) | 0.34269 | 0.46671 |  | 3263.68 | 1 | 1.3619 | 9523.8095 | 11 |  | 3431 | 10012.0693 | Per Fixture | GSD | 1 | 1 | 1 | 1 | 1 | 1 | 1 | 1 | 1 | 1 | 1 | 1 | CinTgsd510 | CinT | gsd | 510 | 195.8208 | 571.4286 | [30 empty] | 0.38245 | 0.040086 | 0.054822
510 | Lighting-Interior | LED | Institutional | New | LED Display Lighting (Interior) | 0.34269 | 0.46671 |  | 3263.68 | 1 | 1.3619 | 9523.8095 | 11 |  | 3431 | 10012.0693 | Per Fixture | GSD | 1 | 1 | 1 | 1 | 1 | 1 | 1 | 1 | 1 | 1 | 1 | 1 | CinNgsd510 | CinN | gsd | 510 | 195.8208 | 571.4286 | [30 empty] | 0 | 0 | 0
510 | Lighting-Interior | LED | Lodging/Hospitality | Turnover | LED Display Lighting (Interior) | 0.37322 | 0.52797 |  | 4551.48 | 1 | 1.4146 | 12195.122 | 11 |  | 3431 | 9192.9358 | Per Fixture | GSD | 1 | 1 | 1 | 1 | 1 | 1 | 1 | 1 | 1 | 1 | 1 | 1 | CloTgsd510 | CloT | gsd | 510 | 273.0888 | 731.7073 | [30 empty] | 1.2526 | 0.10323 | 0.14569
510 | Lighting-Interior | LED | Lodging/Hospitality | New | LED Display Lighting (Interior) | 0.37322 | 0.52797 |  | 4551.48 | 1 | 1.4146 | 12195.122 | 11 |  | 3431 | 9192.9358 | Per Fixture | GSD | 1 | 1 | 1 | 1 | 1 | 1 | 1 | 1 | 1 | 1 | 1 | 1 | CloNgsd510 | CloN | gsd | 510 | 273.0888 | 731.7073 | [30 empty] | 0 | 0 | 0
510 | Lighting-Interior | LED | Miscellaneous | Turnover | LED Display Lighting (Interior) | 0.44011 | 0.49029 |  | 3860.58 | 1 | 1.114 | 8771.9298 | 11 |  | 3431 | 7795.8471 | Per Fixture | GSD | 1 | 1 | 1 | 1 | 1 | 1 | 1 | 1 | 1 | 1 | 1 | 1 | CmiTgsd510 | CmiT | gsd | 510 | 231.6348 | 526.3158 | [30 empty] | 0.88226 | 0.10068 | 0.11217
510 | Lighting-Interior | LED | Miscellaneous | New | LED Display Lighting (Interior) | 0.44011 | 0.49029 |  | 3860.58 | 1 | 1.114 | 8771.9298 | 11 |  | 3431 | 7795.8471 | Per Fixture | GSD | 1 | 1 | 1 | 1 | 1 | 1 | 1 | 1 | 1 | 1 | 1 | 1 | CmiNgsd510 | CmiN | gsd | 510 | 231.6348 | 526.3158 | [30 empty] | 0 | 0 | 0
510 | Lighting-Interior | LED | Offices | Turnover | LED Display Lighting (Interior) | 0.40078 | 0.44648 |  | 3515.6 | 1 | 1.114 | 8771.9298 | 11 |  | 3431 | 8560.8406 | Per Fixture | GSD | 1 | 1 | 1 | 1 | 1 | 1 | 1 | 1 | 1 | 1 | 1 | 1 | CofTgsd510 | CofT | gsd | 510 | 210.936 | 526.3158 | [30 empty] | 1.004 | 0.11457 | 0.12765
510 | Lighting-Interior | LED | Offices | New | LED Display Lighting (Interior) | 0.40078 | 0.44648 |  | 3515.6 | 1 | 1.114 | 8771.9298 | 11 |  | 3431 | 8560.8406 | Per Fixture | GSD | 1 | 1 | 1 | 1 | 1 | 1 | 1 | 1 | 1 | 1 | 1 | 1 | CofNgsd510 | CofN | gsd | 510 | 210.936 | 526.3158 | [30 empty] | 0 | 0 | 0
510 | Lighting-Interior | LED | Restaurants | Turnover | LED Display Lighting (Interior) | 0.7442 | 0.43163 |  | 4961.32 | 1 | 0.58 | 6666.6667 | 11 |  | 3431 | 4610.3322 | Per Fixture | GSD | 1 | 1 | 1 | 1 | 1 | 1 | 1 | 1 | 1 | 1 | 1 | 1 | CreTgsd510 | CreT | gsd | 510 | 297.6792 | 400 | [30 empty] | 0.40955 | 0.061358 | 0.035722
510 | Lighting-Interior | LED | Restaurants | New | LED Display Lighting (Interior) | 0.7442 | 0.43163 |  | 4961.32 | 1 | 0.58 | 6666.6667 | 11 |  | 3431 | 4610.3322 | Per Fixture | GSD | 1 | 1 | 1 | 1 | 1 | 1 | 1 | 1 | 1 | 1 | 1 | 1 | CreNgsd510 | CreN | gsd | 510 | 297.6792 | 400 | [30 empty] | 0 | 0 | 0
510 | Lighting-Interior | LED | Retail | Turnover | LED Display Lighting (Interior) | 0.57925 | 0.26894 |  | 3447.92 | 1 | 0.46429 | 5952.381 | 11 |  | 3431 | 5923.1708 | Per Fixture | GSD | 1 | 1 | 1 | 1 | 1 | 1 | 1 | 1 | 1 | 1 | 1 | 1 | CrtTgsd510 | CrtT | gsd | 510 | 206.8752 | 357.1429 | [30 empty] | 0.60664 | 0.10203 | 0.047404
510 | Lighting-Interior | LED | Retail | New | LED Display Lighting (Interior) | 0.57925 | 0.26894 |  | 3447.92 | 1 | 0.46429 | 5952.381 | 11 |  | 3431 | 5923.1708 | Per Fixture | GSD | 1 | 1 | 1 | 1 | 1 | 1 | 1 | 1 | 1 | 1 | 1 | 1 | CrtNgsd510 | CrtN | gsd | 510 | 206.8752 | 357.1429 | [30 empty] | 0 | 0 | 0
510 | Lighting-Interior | LED | Schools K-12 | Turnover | LED Display Lighting (Interior) | 0.2767 | 0.31064 |  | 2610.38 | 1 | 1.1226 | 9433.9623 | 11 |  | 3431 | 12399.6983 | Per Fixture | GSD | 1 | 1 | 1 | 1 | 1 | 1 | 1 | 1 | 1 | 1 | 1 | 1 | CscTgsd510 | CscT | gsd | 510 | 156.6228 | 566.0377 | [30 empty] | 0.011119 | 0.0011798 | 0.0013197
510 | Lighting-Interior | LED | Schools K-12 | New | LED Display Lighting (Interior) | 0.2767 | 0.31064 |  | 2610.38 | 1 | 1.1226 | 9433.9623 | 11 |  | 3431 | 12399.6983 | Per Fixture | GSD | 1 | 1 | 1 | 1 | 1 | 1 | 1 | 1 | 1 | 1 | 1 | 1 | CscNgsd510 | CscN | gsd | 510 | 156.6228 | 566.0377 | [30 empty] | 0 | 0 | 0
510 | Lighting-Interior | LED | Warehouse | Turnover | LED Display Lighting (Interior) | 0.57625 | 0.41161 |  | 3430.06 | 1 | 0.71429 | 5952.381 | 11 |  | 3431 | 5954.0122 | Per Fixture | GSD | 1 | 1 | 1 | 1 | 1 | 1 | 1 | 1 | 1 | 1 | 1 | 1 | CwaTgsd510 | CwaT | gsd | 510 | 205.8036 | 357.1429 | [30 empty] | 0.007327 | 0.0012332 | 0.00087833
510 | Lighting-Interior | LED | Warehouse | New | LED Display Lighting (Interior) | 0.57625 | 0.41161 |  | 3430.06 | 1 | 0.71429 | 5952.381 | 11 |  | 3431 | 5954.0122 | Per Fixture | GSD | 1 | 1 | 1 | 1 | 1 | 1 | 1 | 1 | 1 | 1 | 1 | 1 | CwaNgsd510 | CwaN | gsd | 510 | 205.8036 | 357.1429 | [30 empty] | 0 | 0 | 0
511 | Lighting-Interior | LED | Assembly | Turnover | LED Exit Sign | 0.0058517 | 0.0028382 |  | 35.04 | 1 | 0.48503 | 5988.024 | 15 |  | 33.44 | 5714.5982 | Per Exit Sign | GSD | 1 | 1 | 1 | 1 | 1 | 1 | 1 | 1 | 1 | 1 | 1 | 1 | CasTgsd511 | CasT | gsd | 511 | 2.1024 | 359.2814 | [30 empty] | 4.5551 | 0.7595 | 0.36743
511 | Lighting-Interior | LED | Assembly | New | LED Exit Sign | 0.0058517 | 0.0028382 |  | 35.04 | 1 | 0.48503 | 5988.024 | 15 |  | 33.44 | 5714.5982 | Per Exit Sign | GSD | 1 | 1 | 1 | 1 | 1 | 1 | 1 | 1 | 1 | 1 | 1 | 1 | CasNgsd511 | CasN | gsd | 511 | 2.1024 | 359.2814 | [30 empty] | 0 | 0 | 0
511 | Lighting-Interior | LED | College and University | Turnover | LED Exit Sign | 0.0040646 | 0.0031536 |  | 35.04 | 1 | 0.77586 | 8620.6897 | 15 |  | 33.44 | 8227.0509 | Per Exit Sign | GSD | 1 | 1 | 1 | 1 | 1 | 1 | 1 | 1 | 1 | 1 | 1 | 1 | CcoTgsd511 | CcoT | gsd | 511 | 2.1024 | 517.2414 | [30 empty] | 0.73041 | 0.084927 | 0.065887
511 | Lighting-Interior | LED | College and University | New | LED Exit Sign | 0.0040646 | 0.0031536 |  | 35.04 | 1 | 0.77586 | 8620.6897 | 15 |  | 33.44 | 8227.0509 | Per Exit Sign | GSD | 1 | 1 | 1 | 1 | 1 | 1 | 1 | 1 | 1 | 1 | 1 | 1 | CcoNgsd511 | CcoN | gsd | 511 | 2.1024 | 517.2414 | [30 empty] | 0 | 0 | 0
511 | Lighting-Interior | LED | Data Center | Turnover | LED Exit Sign | 0.0039946 | 0.0044501 |  | 35.04 | 1 | 1.114 | 8771.9298 | 15 |  | 33.44 | 8371.3851 | Per Exit Sign | GSD | 1 | 1 | 1 | 1 | 1 | 1 | 1 | 1 | 1 | 1 | 1 | 1 | CdaTgsd511 | CdaT | gsd | 511 | 2.1024 | 526.3158 | [30 empty] | 0.052968 | 0.0060446 | 0.0067342
511 | Lighting-Interior | LED | Data Center | New | LED Exit Sign | 0.0039946 | 0.0044501 |  | 35.04 | 1 | 1.114 | 8771.9298 | 15 |  | 33.44 | 8371.3851 | Per Exit Sign | GSD | 1 | 1 | 1 | 1 | 1 | 1 | 1 | 1 | 1 | 1 | 1 | 1 | CdaNgsd511 | CdaN | gsd | 511 | 2.1024 | 526.3158 | [30 empty] | 0 | 0 | 0
511 | Lighting-Interior | LED | Grocery | Turnover | LED Exit Sign | 0.0059568 | 0.002663 |  | 35.04 | 1 | 0.44706 | 5882.3529 | 15 |  | 33.44 | 5613.7524 | Per Exit Sign | GSD | 1 | 1 | 1 | 1 | 1 | 1 | 1 | 1 | 1 | 1 | 1 | 1 | CgrTgsd511 | CgrT | gsd | 511 | 2.1024 | 352.9412 | [30 empty] | 3.7965 | 0.64401 | 0.28719
511 | Lighting-Interior | LED | Grocery | New | LED Exit Sign | 0.0059568 | 0.002663 |  | 35.04 | 1 | 0.44706 | 5882.3529 | 15 |  | 33.44 | 5613.7524 | Per Exit Sign | GSD | 1 | 1 | 1 | 1 | 1 | 1 | 1 | 1 | 1 | 1 | 1 | 1 | CgrNgsd511 | CgrN | gsd | 511 | 2.1024 | 352.9412 | [30 empty] | 0 | 0 | 0
511 | Lighting-Interior | LED | Healthcare | Turnover | LED Exit Sign | 0.005221 | 0.0043099 |  | 35.04 | 1 | 0.8255 | 6711.4094 | 15 |  | 33.44 | 6404.9523 | Per Exit Sign | GSD | 1 | 1 | 1 | 1 | 1 | 1 | 1 | 1 | 1 | 1 | 1 | 1 | CheTgsd511 | CheT | gsd | 511 | 2.1024 | 402.6846 | [30 empty] | 3.622 | 0.54016 | 0.44721
511 | Lighting-Interior | LED | Healthcare | New | LED Exit Sign | 0.005221 | 0.0043099 |  | 35.04 | 1 | 0.8255 | 6711.4094 | 15 |  | 33.44 | 6404.9523 | Per Exit Sign | GSD | 1 | 1 | 1 | 1 | 1 | 1 | 1 | 1 | 1 | 1 | 1 | 1 | CheNgsd511 | CheN | gsd | 511 | 2.1024 | 402.6846 | [30 empty] | 0 | 0 | 0
511 | Lighting-Interior | LED | Hospitals | Turnover | LED Exit Sign | 0.0040646 | 0.0031536 |  | 35.04 | 1 | 0.77586 | 8620.6897 | 15 |  | 33.44 | 8227.0509 | Per Exit Sign | GSD | 1 | 1 | 1 | 1 | 1 | 1 | 1 | 1 | 1 | 1 | 1 | 1 | ChoTgsd511 | ChoT | gsd | 511 | 2.1024 | 517.2414 | [30 empty] | 0.84423 | 0.098161 | 0.076154
511 | Lighting-Interior | LED | Hospitals | New | LED Exit Sign | 0.0040646 | 0.0031536 |  | 35.04 | 1 | 0.77586 | 8620.6897 | 15 |  | 33.44 | 8227.0509 | Per Exit Sign | GSD | 1 | 1 | 1 | 1 | 1 | 1 | 1 | 1 | 1 | 1 | 1 | 1 | ChoNgsd511 | ChoN | gsd | 511 | 2.1024 | 517.2414 | [30 empty] | 0 | 0 | 0
511 | Lighting-Interior | LED | Institutional | Turnover | LED Exit Sign | 0.0036792 | 0.0050107 |  | 35.04 | 1 | 1.3619 | 9523.8095 | 15 |  | 33.44 | 9088.9324 | Per Exit Sign | GSD | 1 | 1 | 1 | 1 | 1 | 1 | 1 | 1 | 1 | 1 | 1 | 1 | CinTgsd511 | CinT | gsd | 511 | 2.1024 | 571.4286 | [30 empty] | 1.3602 | 0.14257 | 0.19497
511 | Lighting-Interior | LED | Institutional | New | LED Exit Sign | 0.0036792 | 0.0050107 |  | 35.04 | 1 | 1.3619 | 9523.8095 | 15 |  | 33.44 | 9088.9324 | Per Exit Sign | GSD | 1 | 1 | 1 | 1 | 1 | 1 | 1 | 1 | 1 | 1 | 1 | 1 | CinNgsd511 | CinN | gsd | 511 | 2.1024 | 571.4286 | [30 empty] | 0 | 0 | 0
511 | Lighting-Interior | LED | Lodging/Hospitality | Turnover | LED Exit Sign | 0.0028733 | 0.0040646 |  | 35.04 | 1 | 1.4146 | 12195.122 | 15 |  | 33.44 | 11638.2671 | Per Exit Sign | GSD | 1 | 1 | 1 | 1 | 1 | 1 | 1 | 1 | 1 | 1 | 1 | 1 | CloTgsd511 | CloT | gsd | 511 | 2.1024 | 731.7073 | [30 empty] | 1.541 | 0.12699 | 0.17923
511 | Lighting-Interior | LED | Lodging/Hospitality | New | LED Exit Sign | 0.0028733 | 0.0040646 |  | 35.04 | 1 | 1.4146 | 12195.122 | 15 |  | 33.44 | 11638.2671 | Per Exit Sign | GSD | 1 | 1 | 1 | 1 | 1 | 1 | 1 | 1 | 1 | 1 | 1 | 1 | CloNgsd511 | CloN | gsd | 511 | 2.1024 | 731.7073 | [30 empty] | 0 | 0 | 0
511 | Lighting-Interior | LED | Miscellaneous | Turnover | LED Exit Sign | 0.0039946 | 0.0044501 |  | 35.04 | 1 | 1.114 | 8771.9298 | 15 |  | 33.44 | 8371.3851 | Per Exit Sign | GSD | 1 | 1 | 1 | 1 | 1 | 1 | 1 | 1 | 1 | 1 | 1 | 1 | CmiTgsd511 | CmiT | gsd | 511 | 2.1024 | 526.3158 | [30 empty] | 4.3086 | 0.49168 | 0.54778
511 | Lighting-Interior | LED | Miscellaneous | New | LED Exit Sign | 0.0039946 | 0.0044501 |  | 35.04 | 1 | 1.114 | 8771.9298 | 15 |  | 33.44 | 8371.3851 | Per Exit Sign | GSD | 1 | 1 | 1 | 1 | 1 | 1 | 1 | 1 | 1 | 1 | 1 | 1 | CmiNgsd511 | CmiN | gsd | 511 | 2.1024 | 526.3158 | [30 empty] | 0.045869 | 0.0052345 | 0.0058317
511 | Lighting-Interior | LED | Offices | Turnover | LED Exit Sign | 0.0039946 | 0.0044501 |  | 35.04 | 1 | 1.114 | 8771.9298 | 15 |  | 33.44 | 8371.3851 | Per Exit Sign | GSD | 1 | 1 | 1 | 1 | 1 | 1 | 1 | 1 | 1 | 1 | 1 | 1 | CofTgsd511 | CofT | gsd | 511 | 2.1024 | 526.3158 | [30 empty] | 21.2835 | 2.4288 | 2.7059
511 | Lighting-Interior | LED | Offices | New | LED Exit Sign | 0.0039946 | 0.0044501 |  | 35.04 | 1 | 1.114 | 8771.9298 | 15 |  | 33.44 | 8371.3851 | Per Exit Sign | GSD | 1 | 1 | 1 | 1 | 1 | 1 | 1 | 1 | 1 | 1 | 1 | 1 | CofNgsd511 | CofN | gsd | 511 | 2.1024 | 526.3158 | [30 empty] | 0 | 0 | 0
511 | Lighting-Interior | LED | Restaurants | Turnover | LED Exit Sign | 0.005256 | 0.0030485 |  | 35.04 | 1 | 0.58 | 6666.6667 | 15 |  | 33.44 | 6362.2527 | Per Exit Sign | GSD | 1 | 1 | 1 | 1 | 1 | 1 | 1 | 1 | 1 | 1 | 1 | 1 | CreTgsd511 | CreT | gsd | 511 | 2.1024 | 400 | [30 empty] | 2.6165 | 0.392 | 0.22822
511 | Lighting-Interior | LED | Restaurants | New | LED Exit Sign | 0.005256 | 0.0030485 |  | 35.04 | 1 | 0.58 | 6666.6667 | 15 |  | 33.44 | 6362.2527 | Per Exit Sign | GSD | 1 | 1 | 1 | 1 | 1 | 1 | 1 | 1 | 1 | 1 | 1 | 1 | CreNgsd511 | CreN | gsd | 511 | 2.1024 | 400 | [30 empty] | 0 | 0 | 0
511 | Lighting-Interior | LED | Retail | Turnover | LED Exit Sign | 0.0058867 | 0.0027331 |  | 35.04 | 1 | 0.46429 | 5952.381 | 15 |  | 33.44 | 5680.5827 | Per Exit Sign | GSD | 1 | 1 | 1 | 1 | 1 | 1 | 1 | 1 | 1 | 1 | 1 | 1 | CrtTgsd511 | CrtT | gsd | 511 | 2.1024 | 357.1429 | [30 empty] | 12.3394 | 2.0754 | 0.96422
511 | Lighting-Interior | LED | Retail | New | LED Exit Sign | 0.0058867 | 0.0027331 |  | 35.04 | 1 | 0.46429 | 5952.381 | 15 |  | 33.44 | 5680.5827 | Per Exit Sign | GSD | 1 | 1 | 1 | 1 | 1 | 1 | 1 | 1 | 1 | 1 | 1 | 1 | CrtNgsd511 | CrtN | gsd | 511 | 2.1024 | 357.1429 | [30 empty] | 0 | 0 | 0
511 | Lighting-Interior | LED | Schools K-12 | Turnover | LED Exit Sign | 0.0037142 | 0.0041698 |  | 35.04 | 1 | 1.1226 | 9433.9623 | 15 |  | 33.44 | 9003.1877 | Per Exit Sign | GSD | 1 | 1 | 1 | 1 | 1 | 1 | 1 | 1 | 1 | 1 | 1 | 1 | CscTgsd511 | CscT | gsd | 511 | 2.1024 | 566.0377 | [30 empty] | 0.86037 | 0.091293 | 0.10212
511 | Lighting-Interior | LED | Schools K-12 | New | LED Exit Sign | 0.0037142 | 0.0041698 |  | 35.04 | 1 | 1.1226 | 9433.9623 | 15 |  | 33.44 | 9003.1877 | Per Exit Sign | GSD | 1 | 1 | 1 | 1 | 1 | 1 | 1 | 1 | 1 | 1 | 1 | 1 | CscNgsd511 | CscN | gsd | 511 | 2.1024 | 566.0377 | [30 empty] | 0 | 0 | 0
511 | Lighting-Interior | LED | Warehouse | Turnover | LED Exit Sign | 0.0058867 | 0.0042048 |  | 35.04 | 1 | 0.71429 | 5952.381 | 15 |  | 33.44 | 5680.5827 | Per Exit Sign | GSD | 1 | 1 | 1 | 1 | 1 | 1 | 1 | 1 | 1 | 1 | 1 | 1 | CwaTgsd511 | CwaT | gsd | 511 | 2.1024 | 357.1429 | [30 empty] | 1.4413 | 0.24259 | 0.17278
511 | Lighting-Interior | LED | Warehouse | New | LED Exit Sign | 0.0058867 | 0.0042048 |  | 35.04 | 1 | 0.71429 | 5952.381 | 15 |  | 33.44 | 5680.5827 | Per Exit Sign | GSD | 1 | 1 | 1 | 1 | 1 | 1 | 1 | 1 | 1 | 1 | 1 | 1 | CwaNgsd511 | CwaN | gsd | 511 | 2.1024 | 357.1429 | [30 empty] | 0 | 0 | 0
512 | Lighting-Interior | LED | Assembly | Turnover | LED High Bay_HID Baseline | 0.11366 | 0.055129 |  | 680.6 | 1 | 0.48503 | 5988.024 | 15 |  | 179 | 1574.8697 | Per Fixture | GSD | 0.57723 | 0.60437 | 0.83705 | 1.097 | 1.2026 | 1.2026 | 1.289 | 1.2891 | 1.2453 | 1.1192 | 0.77553 | 0.85362 | CasTgsd512 | CasT | gsd | 512 | 40.836 | 359.2814 | [30 empty] | 6.746 | 1.1248 | 0.54416
512 | Lighting-Interior | LED | Assembly | New | LED High Bay_HID Baseline | 0.11366 | 0.055129 |  | 680.6 | 1 | 0.48503 | 5988.024 | 15 |  | 179 | 1574.8697 | Per Fixture | GSD | 0.57723 | 0.60437 | 0.83705 | 1.097 | 1.2026 | 1.2026 | 1.289 | 1.2891 | 1.2453 | 1.1192 | 0.77553 | 0.85362 | CasNgsd512 | CasN | gsd | 512 | 40.836 | 359.2814 | [30 empty] | 0.074406 | 0.012406 | 0.0060018
512 | Lighting-Interior | LED | College and University | Turnover | LED High Bay_HID Baseline | 0.10705 | 0.083058 |  | 922.87 | 1 | 0.77586 | 8620.6897 | 15 |  | 179 | 1672.0702 | Per Fixture | GSD | 0.57723 | 0.60437 | 0.83705 | 1.097 | 1.2026 | 1.2026 | 1.289 | 1.2891 | 1.2453 | 1.1192 | 0.77553 | 0.85362 | CcoTgsd512 | CcoT | gsd | 512 | 55.3722 | 517.2414 | [30 empty] | 0.15199 | 0.017672 | 0.01371
512 | Lighting-Interior | LED | College and University | New | LED High Bay_HID Baseline | 0.10705 | 0.083058 |  | 922.87 | 1 | 0.77586 | 8620.6897 | 15 |  | 179 | 1672.0702 | Per Fixture | GSD | 0.57723 | 0.60437 | 0.83705 | 1.097 | 1.2026 | 1.2026 | 1.289 | 1.2891 | 1.2453 | 1.1192 | 0.77553 | 0.85362 | CcoNgsd512 | CcoN | gsd | 512 | 55.3722 | 517.2414 | [30 empty] | 0.0016764 | 0.00019491 | 0.00015122
512 | Lighting-Interior | LED | Data Center | Turnover | LED High Bay_HID Baseline | 0.10991 | 0.12245 |  | 964.15 | 1 | 1.114 | 8771.9298 | 15 |  | 179 | 1628.5593 | Per Fixture | GSD | 0.57723 | 0.60437 | 0.83705 | 1.097 | 1.2026 | 1.2026 | 1.289 | 1.2891 | 1.2453 | 1.1192 | 0.77553 | 0.85362 | CdaTgsd512 | CdaT | gsd | 512 | 57.849 | 526.3158 | [30 empty] | 0.063564 | 0.0072538 | 0.0080814
512 | Lighting-Interior | LED | Data Center | New | LED High Bay_HID Baseline | 0.10991 | 0.12245 |  | 964.15 | 1 | 1.114 | 8771.9298 | 15 |  | 179 | 1628.5593 | Per Fixture | GSD | 0.57723 | 0.60437 | 0.83705 | 1.097 | 1.2026 | 1.2026 | 1.289 | 1.2891 | 1.2453 | 1.1192 | 0.77553 | 0.85362 | CdaNgsd512 | CdaN | gsd | 512 | 57.849 | 526.3158 | [30 empty] | 0.00070109 | 8.0006e-05 | 8.9135e-05
512 | Lighting-Interior | LED | Grocery | Turnover | LED High Bay_HID Baseline | 0.30263 | 0.1353 |  | 1780.2 | 1 | 0.44706 | 5882.3529 | 15 |  | 179 | 591.4735 | Per Fixture | GSD | 0.57723 | 0.60437 | 0.83705 | 1.097 | 1.2026 | 1.2026 | 1.289 | 1.2891 | 1.2453 | 1.1192 | 0.77553 | 0.85362 | CgrTgsd512 | CgrT | gsd | 512 | 106.812 | 352.9412 | [30 empty] | 2.2124 | 0.3753 | 0.16736
512 | Lighting-Interior | LED | Grocery | New | LED High Bay_HID Baseline | 0.30263 | 0.1353 |  | 1780.2 | 1 | 0.44706 | 5882.3529 | 15 |  | 179 | 591.4735 | Per Fixture | GSD | 0.57723 | 0.60437 | 0.83705 | 1.097 | 1.2026 | 1.2026 | 1.289 | 1.2891 | 1.2453 | 1.1192 | 0.77553 | 0.85362 | CgrNgsd512 | CgrN | gsd | 512 | 106.812 | 352.9412 | [30 empty] | 0.024402 | 0.0041394 | 0.001846
512 | Lighting-Interior | LED | Healthcare | Turnover | LED High Bay_HID Baseline | 0.13016 | 0.10745 |  | 873.59 | 1 | 0.8255 | 6711.4094 | 15 |  | 179 | 1375.1786 | Per Fixture | GSD | 0.57723 | 0.60437 | 0.83705 | 1.097 | 1.2026 | 1.2026 | 1.289 | 1.2891 | 1.2453 | 1.1192 | 0.77553 | 0.85362 | CheTgsd512 | CheT | gsd | 512 | 52.4154 | 402.6846 | [30 empty] | 0 | 0 | 0
512 | Lighting-Interior | LED | Healthcare | New | LED High Bay_HID Baseline | 0.13016 | 0.10745 |  | 873.59 | 1 | 0.8255 | 6711.4094 | 15 |  | 179 | 1375.1786 | Per Fixture | GSD | 0.57723 | 0.60437 | 0.83705 | 1.097 | 1.2026 | 1.2026 | 1.289 | 1.2891 | 1.2453 | 1.1192 | 0.77553 | 0.85362 | CheNgsd512 | CheN | gsd | 512 | 52.4154 | 402.6846 | [30 empty] | 0 | 0 | 0
512 | Lighting-Interior | LED | Hospitals | Turnover | LED High Bay_HID Baseline | 0.17149 | 0.13305 |  | 1478.34 | 1 | 0.77586 | 8620.6897 | 15 |  | 179 | 1043.8082 | Per Fixture | GSD | 0.57723 | 0.60437 | 0.83705 | 1.097 | 1.2026 | 1.2026 | 1.289 | 1.2891 | 1.2453 | 1.1192 | 0.77553 | 0.85362 | ChoTgsd512 | ChoT | gsd | 512 | 88.7004 | 517.2414 | [30 empty] | 0 | 0 | 0
512 | Lighting-Interior | LED | Hospitals | New | LED High Bay_HID Baseline | 0.17149 | 0.13305 |  | 1478.34 | 1 | 0.77586 | 8620.6897 | 15 |  | 179 | 1043.8082 | Per Fixture | GSD | 0.57723 | 0.60437 | 0.83705 | 1.097 | 1.2026 | 1.2026 | 1.289 | 1.2891 | 1.2453 | 1.1192 | 0.77553 | 0.85362 | ChoNgsd512 | ChoN | gsd | 512 | 88.7004 | 517.2414 | [30 empty] | 0 | 0 | 0
512 | Lighting-Interior | LED | Institutional | Turnover | LED High Bay_HID Baseline | 0.094057 | 0.1281 |  | 895.78 | 1 | 1.3619 | 9523.8095 | 15 |  | 179 | 1903.1033 | Per Fixture | GSD | 0.57723 | 0.60437 | 0.83705 | 1.097 | 1.2026 | 1.2026 | 1.289 | 1.2891 | 1.2453 | 1.1192 | 0.77553 | 0.85362 | CinTgsd512 | CinT | gsd | 512 | 53.7468 | 571.4286 | [30 empty] | 0.61664 | 0.064632 | 0.088391
512 | Lighting-Interior | LED | Institutional | New | LED High Bay_HID Baseline | 0.094057 | 0.1281 |  | 895.78 | 1 | 1.3619 | 9523.8095 | 15 |  | 179 | 1903.1033 | Per Fixture | GSD | 0.57723 | 0.60437 | 0.83705 | 1.097 | 1.2026 | 1.2026 | 1.289 | 1.2891 | 1.2453 | 1.1192 | 0.77553 | 0.85362 | CinNgsd512 | CinN | gsd | 512 | 53.7468 | 571.4286 | [30 empty] | 0.0068013 | 0.00071287 | 0.00097492
512 | Lighting-Interior | LED | Lodging/Hospitality | Turnover | LED High Bay_HID Baseline | 0.10244 | 0.14491 |  | 1249.24 | 1 | 1.4146 | 12195.122 | 15 |  | 179 | 1747.4039 | Per Fixture | GSD | 0.57723 | 0.60437 | 0.83705 | 1.097 | 1.2026 | 1.2026 | 1.289 | 1.2891 | 1.2453 | 1.1192 | 0.77553 | 0.85362 | CloTgsd512 | CloT | gsd | 512 | 74.9544 | 731.7073 | [30 empty] | 0 | 0 | 0
512 | Lighting-Interior | LED | Lodging/Hospitality | New | LED High Bay_HID Baseline | 0.10244 | 0.14491 |  | 1249.24 | 1 | 1.4146 | 12195.122 | 15 |  | 179 | 1747.4039 | Per Fixture | GSD | 0.57723 | 0.60437 | 0.83705 | 1.097 | 1.2026 | 1.2026 | 1.289 | 1.2891 | 1.2453 | 1.1192 | 0.77553 | 0.85362 | CloNgsd512 | CloN | gsd | 512 | 74.9544 | 731.7073 | [30 empty] | 0 | 0 | 0
512 | Lighting-Interior | LED | Miscellaneous | Turnover | LED High Bay_HID Baseline | 0.1208 | 0.13457 |  | 1059.61 | 1 | 1.114 | 8771.9298 | 15 |  | 179 | 1481.8428 | Per Fixture | GSD | 0.57723 | 0.60437 | 0.83705 | 1.097 | 1.2026 | 1.2026 | 1.289 | 1.2891 | 1.2453 | 1.1192 | 0.77553 | 0.85362 | CmiTgsd512 | CmiT | gsd | 512 | 63.5766 | 526.3158 | [30 empty] | 3.8964 | 0.44464 | 0.49537
512 | Lighting-Interior | LED | Miscellaneous | New | LED High Bay_HID Baseline | 0.1208 | 0.13457 |  | 1059.61 | 1 | 1.114 | 8771.9298 | 15 |  | 179 | 1481.8428 | Per Fixture | GSD | 0.57723 | 0.60437 | 0.83705 | 1.097 | 1.2026 | 1.2026 | 1.289 | 1.2891 | 1.2453 | 1.1192 | 0.77553 | 0.85362 | CmiNgsd512 | CmiN | gsd | 512 | 63.5766 | 526.3158 | [30 empty] | 0.042976 | 0.0049042 | 0.0054638
512 | Lighting-Interior | LED | Offices | Turnover | LED High Bay_HID Baseline | 0.11 | 0.12254 |  | 964.92 | 1 | 1.114 | 8771.9298 | 15 |  | 179 | 1627.2597 | Per Fixture | GSD | 0.57723 | 0.60437 | 0.83705 | 1.097 | 1.2026 | 1.2026 | 1.289 | 1.2891 | 1.2453 | 1.1192 | 0.77553 | 0.85362 | CofTgsd512 | CofT | gsd | 512 | 57.8952 | 526.3158 | [30 empty] | 18.6143 | 2.1242 | 2.3666
512 | Lighting-Interior | LED | Offices | New | LED High Bay_HID Baseline | 0.11 | 0.12254 |  | 964.92 | 1 | 1.114 | 8771.9298 | 15 |  | 179 | 1627.2597 | Per Fixture | GSD | 0.57723 | 0.60437 | 0.83705 | 1.097 | 1.2026 | 1.2026 | 1.289 | 1.2891 | 1.2453 | 1.1192 | 0.77553 | 0.85362 | CofNgsd512 | CofN | gsd | 512 | 57.8952 | 526.3158 | [30 empty] | 0.20531 | 0.023429 | 0.026102
512 | Lighting-Interior | LED | Restaurants | Turnover | LED High Bay_HID Baseline | 0.20426 | 0.11847 |  | 1361.72 | 1 | 0.58 | 6666.6667 | 15 |  | 179 | 876.3427 | Per Fixture | GSD | 0.57723 | 0.60437 | 0.83705 | 1.097 | 1.2026 | 1.2026 | 1.289 | 1.2891 | 1.2453 | 1.1192 | 0.77553 | 0.85362 | CreTgsd512 | CreT | gsd | 512 | 81.7032 | 400 | [30 empty] | 0 | 0 | 0
512 | Lighting-Interior | LED | Restaurants | New | LED High Bay_HID Baseline | 0.20426 | 0.11847 |  | 1361.72 | 1 | 0.58 | 6666.6667 | 15 |  | 179 | 876.3427 | Per Fixture | GSD | 0.57723 | 0.60437 | 0.83705 | 1.097 | 1.2026 | 1.2026 | 1.289 | 1.2891 | 1.2453 | 1.1192 | 0.77553 | 0.85362 | CreNgsd512 | CreN | gsd | 512 | 81.7032 | 400 | [30 empty] | 0 | 0 | 0
512 | Lighting-Interior | LED | Retail | Turnover | LED High Bay_HID Baseline | 0.15899 | 0.073815 |  | 946.34 | 1 | 0.46429 | 5952.381 | 15 |  | 179 | 1125.8915 | Per Fixture | GSD | 0.57723 | 0.60437 | 0.83705 | 1.097 | 1.2026 | 1.2026 | 1.289 | 1.2891 | 1.2453 | 1.1192 | 0.77553 | 0.85362 | CrtTgsd512 | CrtT | gsd | 512 | 56.7804 | 357.1429 | [30 empty] | 11.4597 | 1.9274 | 0.89548
512 | Lighting-Interior | LED | Retail | New | LED High Bay_HID Baseline | 0.15899 | 0.073815 |  | 946.34 | 1 | 0.46429 | 5952.381 | 15 |  | 179 | 1125.8915 | Per Fixture | GSD | 0.57723 | 0.60437 | 0.83705 | 1.097 | 1.2026 | 1.2026 | 1.289 | 1.2891 | 1.2453 | 1.1192 | 0.77553 | 0.85362 | CrtNgsd512 | CrtN | gsd | 512 | 56.7804 | 357.1429 | [30 empty] | 0.1264 | 0.021259 | 0.0098768
512 | Lighting-Interior | LED | Schools K-12 | Turnover | LED High Bay_HID Baseline | 0.075946 | 0.08526 |  | 716.47 | 1 | 1.1226 | 9433.9623 | 15 |  | 179 | 2356.9434 | Per Fixture | GSD | 0.57723 | 0.60437 | 0.83705 | 1.097 | 1.2026 | 1.2026 | 1.289 | 1.2891 | 1.2453 | 1.1192 | 0.77553 | 0.85362 | CscTgsd512 | CscT | gsd | 512 | 42.9882 | 566.0377 | [30 empty] | 0.98977 | 0.10502 | 0.11748
512 | Lighting-Interior | LED | Schools K-12 | New | LED High Bay_HID Baseline | 0.075946 | 0.08526 |  | 716.47 | 1 | 1.1226 | 9433.9623 | 15 |  | 179 | 2356.9434 | Per Fixture | GSD | 0.57723 | 0.60437 | 0.83705 | 1.097 | 1.2026 | 1.2026 | 1.289 | 1.2891 | 1.2453 | 1.1192 | 0.77553 | 0.85362 | CscNgsd512 | CscN | gsd | 512 | 42.9882 | 566.0377 | [30 empty] | 0.010917 | 0.0011584 | 0.0012958
512 | Lighting-Interior | LED | Warehouse | Turnover | LED High Bay_HID Baseline | 0.15816 | 0.11297 |  | 941.44 | 1 | 0.71429 | 5952.381 | 15 |  | 179 | 1131.7516 | Per Fixture | GSD | 0.57723 | 0.60437 | 0.83705 | 1.097 | 1.2026 | 1.2026 | 1.289 | 1.2891 | 1.2453 | 1.1192 | 0.77553 | 0.85362 | CwaTgsd512 | CwaT | gsd | 512 | 56.4864 | 357.1429 | [30 empty] | 1.2462 | 0.20976 | 0.14939
512 | Lighting-Interior | LED | Warehouse | New | LED High Bay_HID Baseline | 0.15816 | 0.11297 |  | 941.44 | 1 | 0.71429 | 5952.381 | 15 |  | 179 | 1131.7516 | Per Fixture | GSD | 0.57723 | 0.60437 | 0.83705 | 1.097 | 1.2026 | 1.2026 | 1.289 | 1.2891 | 1.2453 | 1.1192 | 0.77553 | 0.85362 | CwaNgsd512 | CwaN | gsd | 512 | 56.4864 | 357.1429 | [30 empty] | 0.013745 | 0.0023135 | 0.0016477
513 | Lighting-Interior | LED | Assembly | Turnover | LED High Bay_LF Baseline | 0.067844 | 0.032906 |  | 406.25 | 1 | 0.48503 | 5988.024 | 15 |  | 179 | 2638.4155 | Per Fixture | GSD | 0.57723 | 0.60437 | 0.83705 | 1.097 | 1.2026 | 1.2026 | 1.289 | 1.2891 | 1.2453 | 1.1192 | 0.77553 | 0.85362 | CasTgsd513 | CasT | gsd | 513 | 24.375 | 359.2814 | [30 empty] | 3.1189 | 0.52004 | 0.25158
513 | Lighting-Interior | LED | Assembly | New | LED High Bay_LF Baseline | 0.067844 | 0.032906 |  | 406.25 | 1 | 0.48503 | 5988.024 | 15 |  | 179 | 2638.4155 | Per Fixture | GSD | 0.57723 | 0.60437 | 0.83705 | 1.097 | 1.2026 | 1.2026 | 1.289 | 1.2891 | 1.2453 | 1.1192 | 0.77553 | 0.85362 | CasNgsd513 | CasN | gsd | 513 | 24.375 | 359.2814 | [30 empty] | 0.0344 | 0.0057358 | 0.0027749
513 | Lighting-Interior | LED | College and University | Turnover | LED High Bay_LF Baseline | 0.0639 | 0.049577 |  | 550.86 | 1 | 0.77586 | 8620.6897 | 15 |  | 179 | 2801.2625 | Per Fixture | GSD | 0.57723 | 0.60437 | 0.83705 | 1.097 | 1.2026 | 1.2026 | 1.289 | 1.2891 | 1.2453 | 1.1192 | 0.77553 | 0.85362 | CcoTgsd513 | CcoT | gsd | 513 | 33.0516 | 517.2414 | [30 empty] | 0.0432 | 0.005023 | 0.0038969
513 | Lighting-Interior | LED | College and University | New | LED High Bay_LF Baseline | 0.0639 | 0.049577 |  | 550.86 | 1 | 0.77586 | 8620.6897 | 15 |  | 179 | 2801.2625 | Per Fixture | GSD | 0.57723 | 0.60437 | 0.83705 | 1.097 | 1.2026 | 1.2026 | 1.289 | 1.2891 | 1.2453 | 1.1192 | 0.77553 | 0.85362 | CcoNgsd513 | CcoN | gsd | 513 | 33.0516 | 517.2414 | [30 empty] | 0.00047648 | 5.5402e-05 | 4.2981e-05
513 | Lighting-Interior | LED | Data Center | Turnover | LED High Bay_LF Baseline | 0.065607 | 0.073089 |  | 575.5 | 1 | 1.114 | 8771.9298 | 15 |  | 179 | 2728.3674 | Per Fixture | GSD | 0.57723 | 0.60437 | 0.83705 | 1.097 | 1.2026 | 1.2026 | 1.289 | 1.2891 | 1.2453 | 1.1192 | 0.77553 | 0.85362 | CdaTgsd513 | CdaT | gsd | 513 | 34.53 | 526.3158 | [30 empty] | 0.018067 | 0.0020618 | 0.002297
513 | Lighting-Interior | LED | Data Center | New | LED High Bay_LF Baseline | 0.065607 | 0.073089 |  | 575.5 | 1 | 1.114 | 8771.9298 | 15 |  | 179 | 2728.3674 | Per Fixture | GSD | 0.57723 | 0.60437 | 0.83705 | 1.097 | 1.2026 | 1.2026 | 1.289 | 1.2891 | 1.2453 | 1.1192 | 0.77553 | 0.85362 | CdaNgsd513 | CdaN | gsd | 513 | 34.53 | 526.3158 | [30 empty] | 0.00019928 | 2.2741e-05 | 2.5335e-05
513 | Lighting-Interior | LED | Grocery | Turnover | LED High Bay_LF Baseline | 0.18064 | 0.080758 |  | 1062.6 | 1 | 0.44706 | 5882.3529 | 15 |  | 179 | 990.9102 | Per Fixture | GSD | 0.57723 | 0.60437 | 0.83705 | 1.097 | 1.2026 | 1.2026 | 1.289 | 1.2891 | 1.2453 | 1.1192 | 0.77553 | 0.85362 | CgrTgsd513 | CgrT | gsd | 513 | 63.756 | 352.9412 | [30 empty] | 0.62886 | 0.10667 | 0.047571
513 | Lighting-Interior | LED | Grocery | New | LED High Bay_LF Baseline | 0.18064 | 0.080758 |  | 1062.6 | 1 | 0.44706 | 5882.3529 | 15 |  | 179 | 990.9102 | Per Fixture | GSD | 0.57723 | 0.60437 | 0.83705 | 1.097 | 1.2026 | 1.2026 | 1.289 | 1.2891 | 1.2453 | 1.1192 | 0.77553 | 0.85362 | CgrNgsd513 | CgrN | gsd | 513 | 63.756 | 352.9412 | [30 empty] | 0.0069361 | 0.0011766 | 0.00052469
513 | Lighting-Interior | LED | Healthcare | Turnover | LED High Bay_LF Baseline | 0.077695 | 0.064137 |  | 521.44 | 1 | 0.8255 | 6711.4094 | 15 |  | 179 | 2303.8936 | Per Fixture | GSD | 0.57723 | 0.60437 | 0.83705 | 1.097 | 1.2026 | 1.2026 | 1.289 | 1.2891 | 1.2453 | 1.1192 | 0.77553 | 0.85362 | CheTgsd513 | CheT | gsd | 513 | 31.2864 | 402.6846 | [30 empty] | 0 | 0 | 0
513 | Lighting-Interior | LED | Healthcare | New | LED High Bay_LF Baseline | 0.077695 | 0.064137 |  | 521.44 | 1 | 0.8255 | 6711.4094 | 15 |  | 179 | 2303.8936 | Per Fixture | GSD | 0.57723 | 0.60437 | 0.83705 | 1.097 | 1.2026 | 1.2026 | 1.289 | 1.2891 | 1.2453 | 1.1192 | 0.77553 | 0.85362 | CheNgsd513 | CheN | gsd | 513 | 31.2864 | 402.6846 | [30 empty] | 0 | 0 | 0
513 | Lighting-Interior | LED | Hospitals | Turnover | LED High Bay_LF Baseline | 0.10236 | 0.079418 |  | 882.42 | 1 | 0.77586 | 8620.6897 | 15 |  | 179 | 1748.7177 | Per Fixture | GSD | 0.57723 | 0.60437 | 0.83705 | 1.097 | 1.2026 | 1.2026 | 1.289 | 1.2891 | 1.2453 | 1.1192 | 0.77553 | 0.85362 | ChoTgsd513 | ChoT | gsd | 513 | 52.9452 | 517.2414 | [30 empty] | 0 | 0 | 0
513 | Lighting-Interior | LED | Hospitals | New | LED High Bay_LF Baseline | 0.10236 | 0.079418 |  | 882.42 | 1 | 0.77586 | 8620.6897 | 15 |  | 179 | 1748.7177 | Per Fixture | GSD | 0.57723 | 0.60437 | 0.83705 | 1.097 | 1.2026 | 1.2026 | 1.289 | 1.2891 | 1.2453 | 1.1192 | 0.77553 | 0.85362 | ChoNgsd513 | ChoN | gsd | 513 | 52.9452 | 517.2414 | [30 empty] | 0 | 0 | 0
513 | Lighting-Interior | LED | Institutional | Turnover | LED High Bay_LF Baseline | 0.056142 | 0.076461 |  | 534.69 | 1 | 1.3619 | 9523.8095 | 15 |  | 179 | 3188.3183 | Per Fixture | GSD | 0.57723 | 0.60437 | 0.83705 | 1.097 | 1.2026 | 1.2026 | 1.289 | 1.2891 | 1.2453 | 1.1192 | 0.77553 | 0.85362 | CinTgsd513 | CinT | gsd | 513 | 32.0814 | 571.4286 | [30 empty] | 0.17527 | 0.018371 | 0.025124
513 | Lighting-Interior | LED | Institutional | New | LED High Bay_LF Baseline | 0.056142 | 0.076461 |  | 534.69 | 1 | 1.3619 | 9523.8095 | 15 |  | 179 | 3188.3183 | Per Fixture | GSD | 0.57723 | 0.60437 | 0.83705 | 1.097 | 1.2026 | 1.2026 | 1.289 | 1.2891 | 1.2453 | 1.1192 | 0.77553 | 0.85362 | CinNgsd513 | CinN | gsd | 513 | 32.0814 | 571.4286 | [30 empty] | 0.0019332 | 0.00020262 | 0.00027711
513 | Lighting-Interior | LED | Lodging/Hospitality | Turnover | LED High Bay_LF Baseline | 0.061145 | 0.086498 |  | 745.67 | 1 | 1.4146 | 12195.122 | 15 |  | 179 | 2927.4704 | Per Fixture | GSD | 0.57723 | 0.60437 | 0.83705 | 1.097 | 1.2026 | 1.2026 | 1.289 | 1.2891 | 1.2453 | 1.1192 | 0.77553 | 0.85362 | CloTgsd513 | CloT | gsd | 513 | 44.7402 | 731.7073 | [30 empty] | 0 | 0 | 0
513 | Lighting-Interior | LED | Lodging/Hospitality | New | LED High Bay_LF Baseline | 0.061145 | 0.086498 |  | 745.67 | 1 | 1.4146 | 12195.122 | 15 |  | 179 | 2927.4704 | Per Fixture | GSD | 0.57723 | 0.60437 | 0.83705 | 1.097 | 1.2026 | 1.2026 | 1.289 | 1.2891 | 1.2453 | 1.1192 | 0.77553 | 0.85362 | CloNgsd513 | CloN | gsd | 513 | 44.7402 | 731.7073 | [30 empty] | 0 | 0 | 0
513 | Lighting-Interior | LED | Miscellaneous | Turnover | LED High Bay_LF Baseline | 0.072103 | 0.080325 |  | 632.48 | 1 | 1.114 | 8771.9298 | 15 |  | 179 | 2482.5693 | Per Fixture | GSD | 0.57723 | 0.60437 | 0.83705 | 1.097 | 1.2026 | 1.2026 | 1.289 | 1.2891 | 1.2453 | 1.1192 | 0.77553 | 0.85362 | CmiTgsd513 | CmiT | gsd | 513 | 37.9488 | 526.3158 | [30 empty] | 1.1075 | 0.12638 | 0.1408
513 | Lighting-Interior | LED | Miscellaneous | New | LED High Bay_LF Baseline | 0.072103 | 0.080325 |  | 632.48 | 1 | 1.114 | 8771.9298 | 15 |  | 179 | 2482.5693 | Per Fixture | GSD | 0.57723 | 0.60437 | 0.83705 | 1.097 | 1.2026 | 1.2026 | 1.289 | 1.2891 | 1.2453 | 1.1192 | 0.77553 | 0.85362 | CmiNgsd513 | CmiN | gsd | 513 | 37.9488 | 526.3158 | [30 empty] | 0.012215 | 0.001394 | 0.001553
513 | Lighting-Interior | LED | Offices | Turnover | LED High Bay_LF Baseline | 0.065659 | 0.073147 |  | 575.96 | 1 | 1.114 | 8771.9298 | 15 |  | 179 | 2726.1883 | Per Fixture | GSD | 0.57723 | 0.60437 | 0.83705 | 1.097 | 1.2026 | 1.2026 | 1.289 | 1.2891 | 1.2453 | 1.1192 | 0.77553 | 0.85362 | CofTgsd513 | CofT | gsd | 513 | 34.5576 | 526.3158 | [30 empty] | 5.2909 | 0.60378 | 0.67267
513 | Lighting-Interior | LED | Offices | New | LED High Bay_LF Baseline | 0.065659 | 0.073147 |  | 575.96 | 1 | 1.114 | 8771.9298 | 15 |  | 179 | 2726.1883 | Per Fixture | GSD | 0.57723 | 0.60437 | 0.83705 | 1.097 | 1.2026 | 1.2026 | 1.289 | 1.2891 | 1.2453 | 1.1192 | 0.77553 | 0.85362 | CofNgsd513 | CofN | gsd | 513 | 34.5576 | 526.3158 | [30 empty] | 0.058357 | 0.0066595 | 0.0074193
513 | Lighting-Interior | LED | Restaurants | Turnover | LED High Bay_LF Baseline | 0.12192 | 0.070714 |  | 812.81 | 1 | 0.58 | 6666.6667 | 15 |  | 179 | 1468.1578 | Per Fixture | GSD | 0.57723 | 0.60437 | 0.83705 | 1.097 | 1.2026 | 1.2026 | 1.289 | 1.2891 | 1.2453 | 1.1192 | 0.77553 | 0.85362 | CreTgsd513 | CreT | gsd | 513 | 48.7686 | 400 | [30 empty] | 0 | 0 | 0
513 | Lighting-Interior | LED | Restaurants | New | LED High Bay_LF Baseline | 0.12192 | 0.070714 |  | 812.81 | 1 | 0.58 | 6666.6667 | 15 |  | 179 | 1468.1578 | Per Fixture | GSD | 0.57723 | 0.60437 | 0.83705 | 1.097 | 1.2026 | 1.2026 | 1.289 | 1.2891 | 1.2453 | 1.1192 | 0.77553 | 0.85362 | CreNgsd513 | CreN | gsd | 513 | 48.7686 | 400 | [30 empty] | 0 | 0 | 0
513 | Lighting-Interior | LED | Retail | Turnover | LED High Bay_LF Baseline | 0.094898 | 0.04406 |  | 564.87 | 1 | 0.46429 | 5952.381 | 15 |  | 179 | 1886.2326 | Per Fixture | GSD | 0.57723 | 0.60437 | 0.83705 | 1.097 | 1.2026 | 1.2026 | 1.289 | 1.2891 | 1.2453 | 1.1192 | 0.77553 | 0.85362 | CrtTgsd513 | CrtT | gsd | 513 | 33.8922 | 357.1429 | [30 empty] | 5.2982 | 0.89111 | 0.41401
513 | Lighting-Interior | LED | Retail | New | LED High Bay_LF Baseline | 0.094898 | 0.04406 |  | 564.87 | 1 | 0.46429 | 5952.381 | 15 |  | 179 | 1886.2326 | Per Fixture | GSD | 0.57723 | 0.60437 | 0.83705 | 1.097 | 1.2026 | 1.2026 | 1.289 | 1.2891 | 1.2453 | 1.1192 | 0.77553 | 0.85362 | CrtNgsd513 | CrtN | gsd | 513 | 33.8922 | 357.1429 | [30 empty] | 0.058437 | 0.0098287 | 0.0045664
513 | Lighting-Interior | LED | Schools K-12 | Turnover | LED High Bay_LF Baseline | 0.045332 | 0.050892 |  | 427.66 | 1 | 1.1226 | 9433.9623 | 15 |  | 179 | 3948.649 | Per Fixture | GSD | 0.57723 | 0.60437 | 0.83705 | 1.097 | 1.2026 | 1.2026 | 1.289 | 1.2891 | 1.2453 | 1.1192 | 0.77553 | 0.85362 | CscTgsd513 | CscT | gsd | 513 | 25.6596 | 566.0377 | [30 empty] | 0.28133 | 0.029852 | 0.033393
513 | Lighting-Interior | LED | Schools K-12 | New | LED High Bay_LF Baseline | 0.045332 | 0.050892 |  | 427.66 | 1 | 1.1226 | 9433.9623 | 15 |  | 179 | 3948.649 | Per Fixture | GSD | 0.57723 | 0.60437 | 0.83705 | 1.097 | 1.2026 | 1.2026 | 1.289 | 1.2891 | 1.2453 | 1.1192 | 0.77553 | 0.85362 | CscNgsd513 | CscN | gsd | 513 | 25.6596 | 566.0377 | [30 empty] | 0.003103 | 0.00032925 | 0.00036831
513 | Lighting-Interior | LED | Warehouse | Turnover | LED High Bay_LF Baseline | 0.094408 | 0.067434 |  | 561.95 | 1 | 0.71429 | 5952.381 | 15 |  | 179 | 1896.0338 | Per Fixture | GSD | 0.57723 | 0.60437 | 0.83705 | 1.097 | 1.2026 | 1.2026 | 1.289 | 1.2891 | 1.2453 | 1.1192 | 0.77553 | 0.85362 | CwaTgsd513 | CwaT | gsd | 513 | 33.717 | 357.1429 | [30 empty] | 0.57617 | 0.096977 | 0.069069
513 | Lighting-Interior | LED | Warehouse | New | LED High Bay_LF Baseline | 0.094408 | 0.067434 |  | 561.95 | 1 | 0.71429 | 5952.381 | 15 |  | 179 | 1896.0338 | Per Fixture | GSD | 0.57723 | 0.60437 | 0.83705 | 1.097 | 1.2026 | 1.2026 | 1.289 | 1.2891 | 1.2453 | 1.1192 | 0.77553 | 0.85362 | CwaNgsd513 | CwaN | gsd | 513 | 33.717 | 357.1429 | [30 empty] | 0.006355 | 0.0010696 | 0.0007618
514 | Lighting-Interior | LED | Assembly | Turnover | LED Linear - Fixture Replacement | 0.025083 | 0.012166 |  | 150.2 | 1 | 0.48503 | 5988.024 | 15 |  | 109.08 | 4348.6928 | Per Fixture | GSD | 0.57723 | 0.60437 | 0.83705 | 1.097 | 1.2026 | 1.2026 | 1.289 | 1.2891 | 1.2453 | 1.1192 | 0.77553 | 0.85362 | CasTgsd514 | CasT | gsd | 514 | 9.012 | 359.2814 | [30 empty] | 82.8385 | 13.8122 | 6.682
514 | Lighting-Interior | LED | Assembly | New | LED Linear - Fixture Replacement | 0.025083 | 0.012166 |  | 150.2 | 1 | 0.48503 | 5988.024 | 15 |  | 109.08 | 4348.6928 | Per Fixture | GSD | 0.57723 | 0.60437 | 0.83705 | 1.097 | 1.2026 | 1.2026 | 1.289 | 1.2891 | 1.2453 | 1.1192 | 0.77553 | 0.85362 | CasNgsd514 | CasN | gsd | 514 | 9.012 | 359.2814 | [30 empty] | 0 | 0 | 0
514 | Lighting-Interior | LED | College and University | Turnover | LED Linear - Fixture Replacement | 0.020974 | 0.016273 |  | 180.81 | 1 | 0.77586 | 8620.6897 | 15 |  | 109.08 | 5200.7346 | Per Fixture | GSD | 0.57723 | 0.60437 | 0.83705 | 1.097 | 1.2026 | 1.2026 | 1.289 | 1.2891 | 1.2453 | 1.1192 | 0.77553 | 0.85362 | CcoTgsd514 | CcoT | gsd | 514 | 10.8486 | 517.2414 | [30 empty] | 13.2832 | 1.5445 | 1.1982
514 | Lighting-Interior | LED | College and University | New | LED Linear - Fixture Replacement | 0.020974 | 0.016273 |  | 180.81 | 1 | 0.77586 | 8620.6897 | 15 |  | 109.08 | 5200.7346 | Per Fixture | GSD | 0.57723 | 0.60437 | 0.83705 | 1.097 | 1.2026 | 1.2026 | 1.289 | 1.2891 | 1.2453 | 1.1192 | 0.77553 | 0.85362 | CcoNgsd514 | CcoN | gsd | 514 | 10.8486 | 517.2414 | [30 empty] | 0 | 0 | 0
514 | Lighting-Interior | LED | Data Center | Turnover | LED Linear - Fixture Replacement | 0.023266 | 0.025919 |  | 204.09 | 1 | 1.114 | 8771.9298 | 15 |  | 109.08 | 4688.3341 | Per Fixture | GSD | 0.57723 | 0.60437 | 0.83705 | 1.097 | 1.2026 | 1.2026 | 1.289 | 1.2891 | 1.2453 | 1.1192 | 0.77553 | 0.85362 | CdaTgsd514 | CdaT | gsd | 514 | 12.2454 | 526.3158 | [30 empty] | 0.96327 | 0.10993 | 0.12247
514 | Lighting-Interior | LED | Data Center | New | LED Linear - Fixture Replacement | 0.023266 | 0.025919 |  | 204.09 | 1 | 1.114 | 8771.9298 | 15 |  | 109.08 | 4688.3341 | Per Fixture | GSD | 0.57723 | 0.60437 | 0.83705 | 1.097 | 1.2026 | 1.2026 | 1.289 | 1.2891 | 1.2453 | 1.1192 | 0.77553 | 0.85362 | CdaNgsd514 | CdaN | gsd | 514 | 12.2454 | 526.3158 | [30 empty] | 0 | 0 | 0
514 | Lighting-Interior | LED | Grocery | Turnover | LED Linear - Fixture Replacement | 0.064743 | 0.028944 |  | 380.84 | 1 | 0.44706 | 5882.3529 | 15 |  | 109.08 | 1684.8206 | Per Fixture | GSD | 0.57723 | 0.60437 | 0.83705 | 1.097 | 1.2026 | 1.2026 | 1.289 | 1.2891 | 1.2453 | 1.1192 | 0.77553 | 0.85362 | CgrTgsd514 | CgrT | gsd | 514 | 22.8504 | 352.9412 | [30 empty] | 57.3573 | 9.7297 | 4.3389
514 | Lighting-Interior | LED | Grocery | New | LED Linear - Fixture Replacement | 0.064743 | 0.028944 |  | 380.84 | 1 | 0.44706 | 5882.3529 | 15 |  | 109.08 | 1684.8206 | Per Fixture | GSD | 0.57723 | 0.60437 | 0.83705 | 1.097 | 1.2026 | 1.2026 | 1.289 | 1.2891 | 1.2453 | 1.1192 | 0.77553 | 0.85362 | CgrNgsd514 | CgrN | gsd | 514 | 22.8504 | 352.9412 | [30 empty] | 0 | 0 | 0
514 | Lighting-Interior | LED | Healthcare | Turnover | LED Linear - Fixture Replacement | 0.026968 | 0.022262 |  | 180.99 | 1 | 0.8255 | 6711.4094 | 15 |  | 109.08 | 4044.8673 | Per Fixture | GSD | 0.57723 | 0.60437 | 0.83705 | 1.097 | 1.2026 | 1.2026 | 1.289 | 1.2891 | 1.2453 | 1.1192 | 0.77553 | 0.85362 | CheTgsd514 | CheT | gsd | 514 | 10.8594 | 402.6846 | [30 empty] | 65.8695 | 9.8234 | 8.1329
514 | Lighting-Interior | LED | Healthcare | New | LED Linear - Fixture Replacement | 0.026968 | 0.022262 |  | 180.99 | 1 | 0.8255 | 6711.4094 | 15 |  | 109.08 | 4044.8673 | Per Fixture | GSD | 0.57723 | 0.60437 | 0.83705 | 1.097 | 1.2026 | 1.2026 | 1.289 | 1.2891 | 1.2453 | 1.1192 | 0.77553 | 0.85362 | CheNgsd514 | CheN | gsd | 514 | 10.8594 | 402.6846 | [30 empty] | 0 | 0 | 0
514 | Lighting-Interior | LED | Hospitals | Turnover | LED Linear - Fixture Replacement | 0.035528 | 0.027565 |  | 306.28 | 1 | 0.77586 | 8620.6897 | 15 |  | 109.08 | 3070.213 | Per Fixture | GSD | 0.57723 | 0.60437 | 0.83705 | 1.097 | 1.2026 | 1.2026 | 1.289 | 1.2891 | 1.2453 | 1.1192 | 0.77553 | 0.85362 | ChoTgsd514 | ChoT | gsd | 514 | 18.3768 | 517.2414 | [30 empty] | 22.4068 | 2.6053 | 2.0212
514 | Lighting-Interior | LED | Hospitals | New | LED Linear - Fixture Replacement | 0.035528 | 0.027565 |  | 306.28 | 1 | 0.77586 | 8620.6897 | 15 |  | 109.08 | 3070.213 | Per Fixture | GSD | 0.57723 | 0.60437 | 0.83705 | 1.097 | 1.2026 | 1.2026 | 1.289 | 1.2891 | 1.2453 | 1.1192 | 0.77553 | 0.85362 | ChoNgsd514 | ChoN | gsd | 514 | 18.3768 | 517.2414 | [30 empty] | 0 | 0 | 0
514 | Lighting-Interior | LED | Institutional | Turnover | LED Linear - Fixture Replacement | 0.01864 | 0.025385 |  | 177.52 | 1 | 1.3619 | 9523.8095 | 15 |  | 109.08 | 5852.0569 | Per Fixture | GSD | 0.57723 | 0.60437 | 0.83705 | 1.097 | 1.2026 | 1.2026 | 1.289 | 1.2891 | 1.2453 | 1.1192 | 0.77553 | 0.85362 | CinTgsd514 | CinT | gsd | 514 | 10.6512 | 571.4286 | [30 empty] | 24.7362 | 2.5927 | 3.5458
514 | Lighting-Interior | LED | Institutional | New | LED Linear - Fixture Replacement | 0.01864 | 0.025385 |  | 177.52 | 1 | 1.3619 | 9523.8095 | 15 |  | 109.08 | 5852.0569 | Per Fixture | GSD | 0.57723 | 0.60437 | 0.83705 | 1.097 | 1.2026 | 1.2026 | 1.289 | 1.2891 | 1.2453 | 1.1192 | 0.77553 | 0.85362 | CinNgsd514 | CinN | gsd | 514 | 10.6512 | 571.4286 | [30 empty] | 0 | 0 | 0
514 | Lighting-Interior | LED | Lodging/Hospitality | Turnover | LED Linear - Fixture Replacement | 0.019608 | 0.027738 |  | 239.12 | 1 | 1.4146 | 12195.122 | 15 |  | 109.08 | 5563.0809 | Per Fixture | GSD | 0.57723 | 0.60437 | 0.83705 | 1.097 | 1.2026 | 1.2026 | 1.289 | 1.2891 | 1.2453 | 1.1192 | 0.77553 | 0.85362 | CloTgsd514 | CloT | gsd | 514 | 14.3472 | 731.7073 | [30 empty] | 28.0232 | 2.3093 | 3.2594
514 | Lighting-Interior | LED | Lodging/Hospitality | New | LED Linear - Fixture Replacement | 0.019608 | 0.027738 |  | 239.12 | 1 | 1.4146 | 12195.122 | 15 |  | 109.08 | 5563.0809 | Per Fixture | GSD | 0.57723 | 0.60437 | 0.83705 | 1.097 | 1.2026 | 1.2026 | 1.289 | 1.2891 | 1.2453 | 1.1192 | 0.77553 | 0.85362 | CloNgsd514 | CloN | gsd | 514 | 14.3472 | 731.7073 | [30 empty] | 0 | 0 | 0
514 | Lighting-Interior | LED | Miscellaneous | Turnover | LED Linear - Fixture Replacement | 0.02557 | 0.028486 |  | 224.3 | 1 | 1.114 | 8771.9298 | 15 |  | 109.08 | 4265.9033 | Per Fixture | GSD | 0.57723 | 0.60437 | 0.83705 | 1.097 | 1.2026 | 1.2026 | 1.289 | 1.2891 | 1.2453 | 1.1192 | 0.77553 | 0.85362 | CmiTgsd514 | CmiT | gsd | 514 | 13.458 | 526.3158 | [30 empty] | 114.3585 | 13.0502 | 14.5392
514 | Lighting-Interior | LED | Miscellaneous | New | LED Linear - Fixture Replacement | 0.02557 | 0.028486 |  | 224.3 | 1 | 1.114 | 8771.9298 | 15 |  | 109.08 | 4265.9033 | Per Fixture | GSD | 0.57723 | 0.60437 | 0.83705 | 1.097 | 1.2026 | 1.2026 | 1.289 | 1.2891 | 1.2453 | 1.1192 | 0.77553 | 0.85362 | CmiNgsd514 | CmiN | gsd | 514 | 13.458 | 526.3158 | [30 empty] | 0 | 0 | 0
514 | Lighting-Interior | LED | Offices | Turnover | LED Linear - Fixture Replacement | 0.021056 | 0.023457 |  | 184.7 | 1 | 1.114 | 8771.9298 | 15 |  | 109.08 | 5180.5203 | Per Fixture | GSD | 0.57723 | 0.60437 | 0.83705 | 1.097 | 1.2026 | 1.2026 | 1.289 | 1.2891 | 1.2453 | 1.1192 | 0.77553 | 0.85362 | CofTgsd514 | CofT | gsd | 514 | 11.082 | 526.3158 | [30 empty] | 387.0525 | 44.1692 | 49.2088
514 | Lighting-Interior | LED | Offices | New | LED Linear - Fixture Replacement | 0.021056 | 0.023457 |  | 184.7 | 1 | 1.114 | 8771.9298 | 15 |  | 109.08 | 5180.5203 | Per Fixture | GSD | 0.57723 | 0.60437 | 0.83705 | 1.097 | 1.2026 | 1.2026 | 1.289 | 1.2891 | 1.2453 | 1.1192 | 0.77553 | 0.85362 | CofNgsd514 | CofN | gsd | 514 | 11.082 | 526.3158 | [30 empty] | 0 | 0 | 0
514 | Lighting-Interior | LED | Restaurants | Turnover | LED Linear - Fixture Replacement | 0.043698 | 0.025345 |  | 291.32 | 1 | 0.58 | 6666.6667 | 15 |  | 109.08 | 2496.2241 | Per Fixture | GSD | 0.57723 | 0.60437 | 0.83705 | 1.097 | 1.2026 | 1.2026 | 1.289 | 1.2891 | 1.2453 | 1.1192 | 0.77553 | 0.85362 | CreTgsd514 | CreT | gsd | 514 | 17.4792 | 400 | [30 empty] | 39.5314 | 5.9225 | 3.4481
514 | Lighting-Interior | LED | Restaurants | New | LED Linear - Fixture Replacement | 0.043698 | 0.025345 |  | 291.32 | 1 | 0.58 | 6666.6667 | 15 |  | 109.08 | 2496.2241 | Per Fixture | GSD | 0.57723 | 0.60437 | 0.83705 | 1.097 | 1.2026 | 1.2026 | 1.289 | 1.2891 | 1.2453 | 1.1192 | 0.77553 | 0.85362 | CreNgsd514 | CreN | gsd | 514 | 17.4792 | 400 | [30 empty] | 0 | 0 | 0
514 | Lighting-Interior | LED | Retail | Turnover | LED Linear - Fixture Replacement | 0.034012 | 0.015791 |  | 202.45 | 1 | 0.46429 | 5952.381 | 15 |  | 109.08 | 3207.1411 | Per Fixture | GSD | 0.57723 | 0.60437 | 0.83705 | 1.097 | 1.2026 | 1.2026 | 1.289 | 1.2891 | 1.2453 | 1.1192 | 0.77553 | 0.85362 | CrtTgsd514 | CrtT | gsd | 514 | 12.147 | 357.1429 | [30 empty] | 189.3677 | 31.8502 | 14.7975
514 | Lighting-Interior | LED | Retail | New | LED Linear - Fixture Replacement | 0.034012 | 0.015791 |  | 202.45 | 1 | 0.46429 | 5952.381 | 15 |  | 109.08 | 3207.1411 | Per Fixture | GSD | 0.57723 | 0.60437 | 0.83705 | 1.097 | 1.2026 | 1.2026 | 1.289 | 1.2891 | 1.2453 | 1.1192 | 0.77553 | 0.85362 | CrtNgsd514 | CrtN | gsd | 514 | 12.147 | 357.1429 | [30 empty] | 0 | 0 | 0
514 | Lighting-Interior | LED | Schools K-12 | Turnover | LED Linear - Fixture Replacement | 0.014196 | 0.015936 |  | 133.92 | 1 | 1.1226 | 9433.9623 | 15 |  | 109.08 | 7684.1144 | Per Fixture | GSD | 0.57723 | 0.60437 | 0.83705 | 1.097 | 1.2026 | 1.2026 | 1.289 | 1.2891 | 1.2453 | 1.1192 | 0.77553 | 0.85362 | CscTgsd514 | CscT | gsd | 514 | 8.0352 | 566.0377 | [30 empty] | 15.647 | 1.6603 | 1.8572
514 | Lighting-Interior | LED | Schools K-12 | New | LED Linear - Fixture Replacement | 0.014196 | 0.015936 |  | 133.92 | 1 | 1.1226 | 9433.9623 | 15 |  | 109.08 | 7684.1144 | Per Fixture | GSD | 0.57723 | 0.60437 | 0.83705 | 1.097 | 1.2026 | 1.2026 | 1.289 | 1.2891 | 1.2453 | 1.1192 | 0.77553 | 0.85362 | CscNgsd514 | CscN | gsd | 514 | 8.0352 | 566.0377 | [30 empty] | 0 | 0 | 0
514 | Lighting-Interior | LED | Warehouse | Turnover | LED Linear - Fixture Replacement | 0.03063 | 0.021878 |  | 182.32 | 1 | 0.71429 | 5952.381 | 15 |  | 109.08 | 3561.2424 | Per Fixture | GSD | 0.57723 | 0.60437 | 0.83705 | 1.097 | 1.2026 | 1.2026 | 1.289 | 1.2891 | 1.2453 | 1.1192 | 0.77553 | 0.85362 | CwaTgsd514 | CwaT | gsd | 514 | 10.9392 | 357.1429 | [30 empty] | 26.2104 | 4.4115 | 3.142
514 | Lighting-Interior | LED | Warehouse | New | LED Linear - Fixture Replacement | 0.03063 | 0.021878 |  | 182.32 | 1 | 0.71429 | 5952.381 | 15 |  | 109.08 | 3561.2424 | Per Fixture | GSD | 0.57723 | 0.60437 | 0.83705 | 1.097 | 1.2026 | 1.2026 | 1.289 | 1.2891 | 1.2453 | 1.1192 | 0.77553 | 0.85362 | CwaNgsd514 | CwaN | gsd | 514 | 10.9392 | 357.1429 | [30 empty] | 0 | 0 | 0
515 | Lighting-Interior | LED | Assembly | Turnover | LED Linear - Lamp Replacement | 0.0047094 | 0.0022842 |  | 28.2 | 1 | 0.48503 | 5988.024 | 12 |  | 5.59 | 1186.9877 | Per Fixture | GSD | 1.4643 | 1.391 | 1.4253 | 1.4319 | 1.4238 | 1.3901 | 1.2504 | 1.3782 | 1.4309 | 1.4735 | 1.4117 | 1.4938 | CasTgsd515 | CasT | gsd | 515 | 1.692 | 359.2814 | [30 empty] | 0 | 0 | 0
515 | Lighting-Interior | LED | Assembly | New | LED Linear - Lamp Replacement | 0.0047094 | 0.0022842 |  | 28.2 | 1 | 0.48503 | 5988.024 | 12 |  | 5.59 | 1186.9877 | Per Fixture | GSD | 1.4643 | 1.391 | 1.4253 | 1.4319 | 1.4238 | 1.3901 | 1.2504 | 1.3782 | 1.4309 | 1.4735 | 1.4117 | 1.4938 | CasNgsd515 | CasN | gsd | 515 | 1.692 | 359.2814 | [30 empty] | 0 | 0 | 0
515 | Lighting-Interior | LED | College and University | Turnover | LED Linear - Lamp Replacement | 0.0044358 | 0.0034416 |  | 38.24 | 1 | 0.77586 | 8620.6897 | 12 |  | 5.59 | 1260.1897 | Per Fixture | GSD | 1.4643 | 1.391 | 1.4253 | 1.4319 | 1.4238 | 1.3901 | 1.2504 | 1.3782 | 1.4309 | 1.4735 | 1.4117 | 1.4938 | CcoTgsd515 | CcoT | gsd | 515 | 2.2944 | 517.2414 | [30 empty] | 0 | 0 | 0
515 | Lighting-Interior | LED | College and University | New | LED Linear - Lamp Replacement | 0.0044358 | 0.0034416 |  | 38.24 | 1 | 0.77586 | 8620.6897 | 12 |  | 5.59 | 1260.1897 | Per Fixture | GSD | 1.4643 | 1.391 | 1.4253 | 1.4319 | 1.4238 | 1.3901 | 1.2504 | 1.3782 | 1.4309 | 1.4735 | 1.4117 | 1.4938 | CcoNgsd515 | CcoN | gsd | 515 | 2.2944 | 517.2414 | [30 empty] | 0 | 0 | 0
515 | Lighting-Interior | LED | Data Center | Turnover | LED Linear - Lamp Replacement | 0.0045532 | 0.0050724 |  | 39.94 | 1 | 1.114 | 8771.9298 | 12 |  | 5.59 | 1227.7188 | Per Fixture | GSD | 1.4643 | 1.391 | 1.4253 | 1.4319 | 1.4238 | 1.3901 | 1.2504 | 1.3782 | 1.4309 | 1.4735 | 1.4117 | 1.4938 | CdaTgsd515 | CdaT | gsd | 515 | 2.3964 | 526.3158 | [30 empty] | 0 | 0 | 0
515 | Lighting-Interior | LED | Data Center | New | LED Linear - Lamp Replacement | 0.0045532 | 0.0050724 |  | 39.94 | 1 | 1.114 | 8771.9298 | 12 |  | 5.59 | 1227.7188 | Per Fixture | GSD | 1.4643 | 1.391 | 1.4253 | 1.4319 | 1.4238 | 1.3901 | 1.2504 | 1.3782 | 1.4309 | 1.4735 | 1.4117 | 1.4938 | CdaNgsd515 | CdaN | gsd | 515 | 2.3964 | 526.3158 | [30 empty] | 0 | 0 | 0
515 | Lighting-Interior | LED | Grocery | Turnover | LED Linear - Lamp Replacement | 0.012539 | 0.0056058 |  | 73.76 | 1 | 0.44706 | 5882.3529 | 12 |  | 5.59 | 445.802 | Per Fixture | GSD | 1.4643 | 1.391 | 1.4253 | 1.4319 | 1.4238 | 1.3901 | 1.2504 | 1.3782 | 1.4309 | 1.4735 | 1.4117 | 1.4938 | CgrTgsd515 | CgrT | gsd | 515 | 4.4256 | 352.9412 | [30 empty] | 0 | 0 | 0
515 | Lighting-Interior | LED | Grocery | New | LED Linear - Lamp Replacement | 0.012539 | 0.0056058 |  | 73.76 | 1 | 0.44706 | 5882.3529 | 12 |  | 5.59 | 445.802 | Per Fixture | GSD | 1.4643 | 1.391 | 1.4253 | 1.4319 | 1.4238 | 1.3901 | 1.2504 | 1.3782 | 1.4309 | 1.4735 | 1.4117 | 1.4938 | CgrNgsd515 | CgrN | gsd | 515 | 4.4256 | 352.9412 | [30 empty] | 0 | 0 | 0
515 | Lighting-Interior | LED | Healthcare | Turnover | LED Linear - Lamp Replacement | 0.0053938 | 0.0044526 |  | 36.2 | 1 | 0.8255 | 6711.4094 | 12 |  | 5.59 | 1036.3751 | Per Fixture | GSD | 1.4643 | 1.391 | 1.4253 | 1.4319 | 1.4238 | 1.3901 | 1.2504 | 1.3782 | 1.4309 | 1.4735 | 1.4117 | 1.4938 | CheTgsd515 | CheT | gsd | 515 | 2.172 | 402.6846 | [30 empty] | 0 | 0 | 0
515 | Lighting-Interior | LED | Healthcare | New | LED Linear - Lamp Replacement | 0.0053938 | 0.0044526 |  | 36.2 | 1 | 0.8255 | 6711.4094 | 12 |  | 5.59 | 1036.3751 | Per Fixture | GSD | 1.4643 | 1.391 | 1.4253 | 1.4319 | 1.4238 | 1.3901 | 1.2504 | 1.3782 | 1.4309 | 1.4735 | 1.4117 | 1.4938 | CheNgsd515 | CheN | gsd | 515 | 2.172 | 402.6846 | [30 empty] | 0 | 0 | 0
515 | Lighting-Interior | LED | Hospitals | Turnover | LED Linear - Lamp Replacement | 0.007105 | 0.0055125 |  | 61.25 | 1 | 0.77586 | 8620.6897 | 12 |  | 5.59 | 786.7699 | Per Fixture | GSD | 1.4643 | 1.391 | 1.4253 | 1.4319 | 1.4238 | 1.3901 | 1.2504 | 1.3782 | 1.4309 | 1.4735 | 1.4117 | 1.4938 | ChoTgsd515 | ChoT | gsd | 515 | 3.675 | 517.2414 | [30 empty] | 0 | 0 | 0
515 | Lighting-Interior | LED | Hospitals | New | LED Linear - Lamp Replacement | 0.007105 | 0.0055125 |  | 61.25 | 1 | 0.77586 | 8620.6897 | 12 |  | 5.59 | 786.7699 | Per Fixture | GSD | 1.4643 | 1.391 | 1.4253 | 1.4319 | 1.4238 | 1.3901 | 1.2504 | 1.3782 | 1.4309 | 1.4735 | 1.4117 | 1.4938 | ChoNgsd515 | ChoN | gsd | 515 | 3.675 | 517.2414 | [30 empty] | 0 | 0 | 0
515 | Lighting-Interior | LED | Institutional | Turnover | LED Linear - Lamp Replacement | 0.0038965 | 0.0053067 |  | 37.11 | 1 | 1.3619 | 9523.8095 | 12 |  | 5.59 | 1434.6024 | Per Fixture | GSD | 1.4643 | 1.391 | 1.4253 | 1.4319 | 1.4238 | 1.3901 | 1.2504 | 1.3782 | 1.4309 | 1.4735 | 1.4117 | 1.4938 | CinTgsd515 | CinT | gsd | 515 | 2.2266 | 571.4286 | [30 empty] | 0 | 0 | 0
515 | Lighting-Interior | LED | Institutional | New | LED Linear - Lamp Replacement | 0.0038965 | 0.0053067 |  | 37.11 | 1 | 1.3619 | 9523.8095 | 12 |  | 5.59 | 1434.6024 | Per Fixture | GSD | 1.4643 | 1.391 | 1.4253 | 1.4319 | 1.4238 | 1.3901 | 1.2504 | 1.3782 | 1.4309 | 1.4735 | 1.4117 | 1.4938 | CinNgsd515 | CinN | gsd | 515 | 2.2266 | 571.4286 | [30 empty] | 0 | 0 | 0
515 | Lighting-Interior | LED | Lodging/Hospitality | Turnover | LED Linear - Lamp Replacement | 0.0042443 | 0.0060042 |  | 51.76 | 1 | 1.4146 | 12195.122 | 12 |  | 5.59 | 1317.0543 | Per Fixture | GSD | 1.4643 | 1.391 | 1.4253 | 1.4319 | 1.4238 | 1.3901 | 1.2504 | 1.3782 | 1.4309 | 1.4735 | 1.4117 | 1.4938 | CloTgsd515 | CloT | gsd | 515 | 3.1056 | 731.7073 | [30 empty] | 0 | 0 | 0
515 | Lighting-Interior | LED | Lodging/Hospitality | New | LED Linear - Lamp Replacement | 0.0042443 | 0.0060042 |  | 51.76 | 1 | 1.4146 | 12195.122 | 12 |  | 5.59 | 1317.0543 | Per Fixture | GSD | 1.4643 | 1.391 | 1.4253 | 1.4319 | 1.4238 | 1.3901 | 1.2504 | 1.3782 | 1.4309 | 1.4735 | 1.4117 | 1.4938 | CloNgsd515 | CloN | gsd | 515 | 3.1056 | 731.7073 | [30 empty] | 0 | 0 | 0
515 | Lighting-Interior | LED | Miscellaneous | Turnover | LED Linear - Lamp Replacement | 0.0050046 | 0.0055753 |  | 43.9 | 1 | 1.114 | 8771.9298 | 12 |  | 5.59 | 1116.9724 | Per Fixture | GSD | 1.4643 | 1.391 | 1.4253 | 1.4319 | 1.4238 | 1.3901 | 1.2504 | 1.3782 | 1.4309 | 1.4735 | 1.4117 | 1.4938 | CmiTgsd515 | CmiT | gsd | 515 | 2.634 | 526.3158 | [30 empty] | 0 | 0 | 0
515 | Lighting-Interior | LED | Miscellaneous | New | LED Linear - Lamp Replacement | 0.0050046 | 0.0055753 |  | 43.9 | 1 | 1.114 | 8771.9298 | 12 |  | 5.59 | 1116.9724 | Per Fixture | GSD | 1.4643 | 1.391 | 1.4253 | 1.4319 | 1.4238 | 1.3901 | 1.2504 | 1.3782 | 1.4309 | 1.4735 | 1.4117 | 1.4938 | CmiNgsd515 | CmiN | gsd | 515 | 2.634 | 526.3158 | [30 empty] | 0 | 0 | 0
515 | Lighting-Interior | LED | Offices | Turnover | LED Linear - Lamp Replacement | 0.0045577 | 0.0050775 |  | 39.98 | 1 | 1.114 | 8771.9298 | 12 |  | 5.59 | 1226.4904 | Per Fixture | GSD | 1.4643 | 1.391 | 1.4253 | 1.4319 | 1.4238 | 1.3901 | 1.2504 | 1.3782 | 1.4309 | 1.4735 | 1.4117 | 1.4938 | CofTgsd515 | CofT | gsd | 515 | 2.3988 | 526.3158 | [30 empty] | 0 | 0 | 0
515 | Lighting-Interior | LED | Offices | New | LED Linear - Lamp Replacement | 0.0045577 | 0.0050775 |  | 39.98 | 1 | 1.114 | 8771.9298 | 12 |  | 5.59 | 1226.4904 | Per Fixture | GSD | 1.4643 | 1.391 | 1.4253 | 1.4319 | 1.4238 | 1.3901 | 1.2504 | 1.3782 | 1.4309 | 1.4735 | 1.4117 | 1.4938 | CofNgsd515 | CofN | gsd | 515 | 2.3988 | 526.3158 | [30 empty] | 0 | 0 | 0
515 | Lighting-Interior | LED | Restaurants | Turnover | LED Linear - Lamp Replacement | 0.008463 | 0.0049085 |  | 56.42 | 1 | 0.58 | 6666.6667 | 12 |  | 5.59 | 660.5223 | Per Fixture | GSD | 1.4643 | 1.391 | 1.4253 | 1.4319 | 1.4238 | 1.3901 | 1.2504 | 1.3782 | 1.4309 | 1.4735 | 1.4117 | 1.4938 | CreTgsd515 | CreT | gsd | 515 | 3.3852 | 400 | [30 empty] | 0 | 0 | 0
515 | Lighting-Interior | LED | Restaurants | New | LED Linear - Lamp Replacement | 0.008463 | 0.0049085 |  | 56.42 | 1 | 0.58 | 6666.6667 | 12 |  | 5.59 | 660.5223 | Per Fixture | GSD | 1.4643 | 1.391 | 1.4253 | 1.4319 | 1.4238 | 1.3901 | 1.2504 | 1.3782 | 1.4309 | 1.4735 | 1.4117 | 1.4938 | CreNgsd515 | CreN | gsd | 515 | 3.3852 | 400 | [30 empty] | 0 | 0 | 0
515 | Lighting-Interior | LED | Retail | Turnover | LED Linear - Lamp Replacement | 0.0065873 | 0.0030584 |  | 39.21 | 1 | 0.46429 | 5952.381 | 12 |  | 5.59 | 848.6052 | Per Fixture | GSD | 1.4643 | 1.391 | 1.4253 | 1.4319 | 1.4238 | 1.3901 | 1.2504 | 1.3782 | 1.4309 | 1.4735 | 1.4117 | 1.4938 | CrtTgsd515 | CrtT | gsd | 515 | 2.3526 | 357.1429 | [30 empty] | 0 | 0 | 0
515 | Lighting-Interior | LED | Retail | New | LED Linear - Lamp Replacement | 0.0065873 | 0.0030584 |  | 39.21 | 1 | 0.46429 | 5952.381 | 12 |  | 5.59 | 848.6052 | Per Fixture | GSD | 1.4643 | 1.391 | 1.4253 | 1.4319 | 1.4238 | 1.3901 | 1.2504 | 1.3782 | 1.4309 | 1.4735 | 1.4117 | 1.4938 | CrtNgsd515 | CrtN | gsd | 515 | 2.3526 | 357.1429 | [30 empty] | 0 | 0 | 0
515 | Lighting-Interior | LED | Schools K-12 | Turnover | LED Linear - Lamp Replacement | 0.0031471 | 0.0035331 |  | 29.69 | 1 | 1.1226 | 9433.9623 | 12 |  | 5.59 | 1776.2159 | Per Fixture | GSD | 1.4643 | 1.391 | 1.4253 | 1.4319 | 1.4238 | 1.3901 | 1.2504 | 1.3782 | 1.4309 | 1.4735 | 1.4117 | 1.4938 | CscTgsd515 | CscT | gsd | 515 | 1.7814 | 566.0377 | [30 empty] | 0 | 0 | 0
515 | Lighting-Interior | LED | Schools K-12 | New | LED Linear - Lamp Replacement | 0.0031471 | 0.0035331 |  | 29.69 | 1 | 1.1226 | 9433.9623 | 12 |  | 5.59 | 1776.2159 | Per Fixture | GSD | 1.4643 | 1.391 | 1.4253 | 1.4319 | 1.4238 | 1.3901 | 1.2504 | 1.3782 | 1.4309 | 1.4735 | 1.4117 | 1.4938 | CscNgsd515 | CscN | gsd | 515 | 1.7814 | 566.0377 | [30 empty] | 0 | 0 | 0
515 | Lighting-Interior | LED | Warehouse | Turnover | LED Linear - Lamp Replacement | 0.0065537 | 0.0046812 |  | 39.01 | 1 | 0.71429 | 5952.381 | 12 |  | 5.59 | 852.9559 | Per Fixture | GSD | 1.4643 | 1.391 | 1.4253 | 1.4319 | 1.4238 | 1.3901 | 1.2504 | 1.3782 | 1.4309 | 1.4735 | 1.4117 | 1.4938 | CwaTgsd515 | CwaT | gsd | 515 | 2.3406 | 357.1429 | [30 empty] | 0 | 0 | 0
515 | Lighting-Interior | LED | Warehouse | New | LED Linear - Lamp Replacement | 0.0065537 | 0.0046812 |  | 39.01 | 1 | 0.71429 | 5952.381 | 12 |  | 5.59 | 852.9559 | Per Fixture | GSD | 1.4643 | 1.391 | 1.4253 | 1.4319 | 1.4238 | 1.3901 | 1.2504 | 1.3782 | 1.4309 | 1.4735 | 1.4117 | 1.4938 | CwaNgsd515 | CwaN | gsd | 515 | 2.3406 | 357.1429 | [30 empty] | 0 | 0 | 0
516 | Lighting-Interior | Misc | Assembly | New | Efficient New Construction Lighting | 1.2359 | 0.59943 |  | 7400.39 | 1 | 0.48503 | 5988.024 | 15 |  | 14494.05 | 11727.8574 | Per Premise | GSD | 0.57723 | 0.60437 | 0.83705 | 1.097 | 1.2026 | 1.2026 | 1.289 | 1.2891 | 1.2453 | 1.1192 | 0.77553 | 0.85362 | CasNgsd516 | CasN | gsd | 516 | 444.0234 | 359.2814 | [30 empty] | 0 | 0 | 0
516 | Lighting-Interior | Misc | College and University | New | Efficient New Construction Lighting | 1.2295 | 0.95392 |  | 10599.16 | 1 | 0.77586 | 8620.6897 | 15 |  | 22680.84 | 18447.1678 | Per Premise | GSD | 0.57723 | 0.60437 | 0.83705 | 1.097 | 1.2026 | 1.2026 | 1.289 | 1.2891 | 1.2453 | 1.1192 | 0.77553 | 0.85362 | CcoNgsd516 | CcoN | gsd | 516 | 635.9496 | 517.2414 | [30 empty] | 0 | 0 | 0
516 | Lighting-Interior | Misc | Data Center | New | Efficient New Construction Lighting | 5.2748 | 5.8763 |  | 46270.45 | 1 | 1.114 | 8771.9298 | 15 |  | 97172.91 | 18421.9939 | Per Premise | GSD | 0.57723 | 0.60437 | 0.83705 | 1.097 | 1.2026 | 1.2026 | 1.289 | 1.2891 | 1.2453 | 1.1192 | 0.77553 | 0.85362 | CdaNgsd516 | CdaN | gsd | 516 | 2776.227 | 526.3158 | [30 empty] | 0 | 0 | 0
516 | Lighting-Interior | Misc | Grocery | New | Efficient New Construction Lighting | 0.49667 | 0.22204 |  | 2921.58 | 1 | 0.44706 | 5882.3529 | 15 |  | 2476.59 | 4986.4034 | Per Premise | GSD | 0.57723 | 0.60437 | 0.83705 | 1.097 | 1.2026 | 1.2026 | 1.289 | 1.2891 | 1.2453 | 1.1192 | 0.77553 | 0.85362 | CgrNgsd516 | CgrN | gsd | 516 | 175.2948 | 352.9412 | [30 empty] | 0 | 0 | 0
516 | Lighting-Interior | Misc | Healthcare | New | Efficient New Construction Lighting | 0.59145 | 0.48824 |  | 3969.45 | 1 | 0.8255 | 6711.4094 | 15 |  | 8863.83 | 14986.6586 | Per Premise | GSD | 0.57723 | 0.60437 | 0.83705 | 1.097 | 1.2026 | 1.2026 | 1.289 | 1.2891 | 1.2453 | 1.1192 | 0.77553 | 0.85362 | CheNgsd516 | CheN | gsd | 516 | 238.167 | 402.6846 | [30 empty] | 0 | 0 | 0
516 | Lighting-Interior | Misc | Hospitals | New | Efficient New Construction Lighting | 19.738 | 15.314 |  | 170155.34 | 1 | 0.77586 | 8620.6897 | 15 |  | 175344.99 | 8883.6162 | Per Premise | GSD | 0.57723 | 0.60437 | 0.83705 | 1.097 | 1.2026 | 1.2026 | 1.289 | 1.2891 | 1.2453 | 1.1192 | 0.77553 | 0.85362 | ChoNgsd516 | ChoN | gsd | 516 | 10209.3204 | 517.2414 | [30 empty] | 0 | 0 | 0
516 | Lighting-Interior | Misc | Institutional | New | Efficient New Construction Lighting | 0.63986 | 0.87143 |  | 6093.94 | 1 | 1.3619 | 9523.8095 | 15 |  | 11576.64 | 18092.3531 | Per Premise | GSD | 0.57723 | 0.60437 | 0.83705 | 1.097 | 1.2026 | 1.2026 | 1.289 | 1.2891 | 1.2453 | 1.1192 | 0.77553 | 0.85362 | CinNgsd516 | CinN | gsd | 516 | 365.6364 | 571.4286 | [30 empty] | 0 | 0 | 0
516 | Lighting-Interior | Misc | Lodging/Hospitality | New | Efficient New Construction Lighting | 1.94 | 2.7444 |  | 23658.5 | 1 | 1.4146 | 12195.122 | 15 |  | 40391.76 | 20820.527 | Per Premise | GSD | 0.57723 | 0.60437 | 0.83705 | 1.097 | 1.2026 | 1.2026 | 1.289 | 1.2891 | 1.2453 | 1.1192 | 0.77553 | 0.85362 | CloNgsd516 | CloN | gsd | 516 | 1419.51 | 731.7073 | [30 empty] | 0 | 0 | 0
516 | Lighting-Interior | Misc | Miscellaneous | New | Efficient New Construction Lighting | 2.1367 | 2.3804 |  | 18743.01 | 1 | 1.114 | 8771.9298 | 15 |  | 31438.65 | 14713.6256 | Per Premise | GSD | 0.57723 | 0.60437 | 0.83705 | 1.097 | 1.2026 | 1.2026 | 1.289 | 1.2891 | 1.2453 | 1.1192 | 0.77553 | 0.85362 | CmiNgsd516 | CmiN | gsd | 516 | 1124.5806 | 526.3158 | [30 empty] | 0 | 0 | 0
516 | Lighting-Interior | Misc | Offices | New | Efficient New Construction Lighting | 0.89548 | 0.9976 |  | 7855.1 | 1 | 1.114 | 8771.9298 | 15 |  | 16483.32 | 18407.2165 | Per Premise | GSD | 0.57723 | 0.60437 | 0.83705 | 1.097 | 1.2026 | 1.2026 | 1.289 | 1.2891 | 1.2453 | 1.1192 | 0.77553 | 0.85362 | CofNgsd516 | CofN | gsd | 516 | 471.306 | 526.3158 | [30 empty] | 0 | 0 | 0
516 | Lighting-Interior | Misc | Restaurants | New | Efficient New Construction Lighting | 0.53333 | 0.30933 |  | 3555.53 | 1 | 0.58 | 6666.6667 | 15 |  | 4640.7 | 8701.375 | Per Premise | GSD | 0.57723 | 0.60437 | 0.83705 | 1.097 | 1.2026 | 1.2026 | 1.289 | 1.2891 | 1.2453 | 1.1192 | 0.77553 | 0.85362 | CreNgsd516 | CreN | gsd | 516 | 213.3318 | 400 | [30 empty] | 0 | 0 | 0
516 | Lighting-Interior | Misc | Retail | New | Efficient New Construction Lighting | 2.2863 | 1.0615 |  | 13608.67 | 1 | 0.46429 | 5952.381 | 15 |  | 21700.62 | 9491.7694 | Per Premise | GSD | 0.57723 | 0.60437 | 0.83705 | 1.097 | 1.2026 | 1.2026 | 1.289 | 1.2891 | 1.2453 | 1.1192 | 0.77553 | 0.85362 | CrtNgsd516 | CrtN | gsd | 516 | 816.5202 | 357.1429 | [30 empty] | 0 | 0 | 0
516 | Lighting-Interior | Misc | Schools K-12 | New | Efficient New Construction Lighting | 1.1843 | 1.3296 |  | 11172.85 | 1 | 1.1226 | 9433.9623 | 15 |  | 30796.02 | 26003.078 | Per Premise | GSD | 0.57723 | 0.60437 | 0.83705 | 1.097 | 1.2026 | 1.2026 | 1.289 | 1.2891 | 1.2453 | 1.1192 | 0.77553 | 0.85362 | CscNgsd516 | CscN | gsd | 516 | 670.371 | 566.0377 | [30 empty] | 0 | 0 | 0
516 | Lighting-Interior | Misc | Warehouse | New | Efficient New Construction Lighting | 0.87403 | 0.6243 |  | 5202.54 | 1 | 0.71429 | 5952.381 | 15 |  | 18415.86 | 21070.1339 | Per Premise | GSD | 0.57723 | 0.60437 | 0.83705 | 1.097 | 1.2026 | 1.2026 | 1.289 | 1.2891 | 1.2453 | 1.1192 | 0.77553 | 0.85362 | CwaNgsd516 | CwaN | gsd | 516 | 312.1524 | 357.1429 | [30 empty] | 0 | 0 | 0
517 | Lighting-Interior | Misc | Assembly | Turnover | Light Tube | 0.05992 | 0.029063 |  | 358.8 | 1 | 0.48503 | 5988.024 | 10 |  | 772 | 12883.9311 | Per Lamp | GSD | 1 | 1 | 1 | 1 | 1 | 1 | 1 | 1 | 1 | 1 | 1 | 1 | CasTgsd517 | CasT | gsd | 517 | 21.528 | 359.2814 | [30 empty] | 13.9664 | 2.3287 | 1.1266
517 | Lighting-Interior | Misc | Assembly | New | Light Tube | 0.05992 | 0.029063 |  | 358.8 | 1 | 0.48503 | 5988.024 | 10 |  | 772 | 12883.9311 | Per Lamp | GSD | 1 | 1 | 1 | 1 | 1 | 1 | 1 | 1 | 1 | 1 | 1 | 1 | CasNgsd517 | CasN | gsd | 517 | 21.528 | 359.2814 | [30 empty] | 0.15404 | 0.025685 | 0.012426
517 | Lighting-Interior | Misc | College and University | Turnover | Light Tube | 0.03741 | 0.029025 |  | 322.5 | 1 | 0.77586 | 8620.6897 | 10 |  | 772 | 20636.1935 | Per Lamp | GSD | 1 | 1 | 1 | 1 | 1 | 1 | 1 | 1 | 1 | 1 | 1 | 1 | CcoTgsd517 | CcoT | gsd | 517 | 19.35 | 517.2414 | [30 empty] | 2.5701 | 0.29884 | 0.23184
517 | Lighting-Interior | Misc | College and University | New | Light Tube | 0.03741 | 0.029025 |  | 322.5 | 1 | 0.77586 | 8620.6897 | 10 |  | 772 | 20636.1935 | Per Lamp | GSD | 1 | 1 | 1 | 1 | 1 | 1 | 1 | 1 | 1 | 1 | 1 | 1 | CcoNgsd517 | CcoN | gsd | 517 | 19.35 | 517.2414 | [30 empty] | 0.028348 | 0.0032961 | 0.0025571
517 | Lighting-Interior | Misc | Data Center | Turnover | Light Tube | 0.040903 | 0.045568 |  | 358.8 | 1 | 1.114 | 8771.9298 | 10 |  | 772 | 18873.8289 | Per Lamp | GSD | 1 | 1 | 1 | 1 | 1 | 1 | 1 | 1 | 1 | 1 | 1 | 1 | CdaTgsd517 | CdaT | gsd | 517 | 21.528 | 526.3158 | [30 empty] | 0.1285 | 0.014664 | 0.016337
517 | Lighting-Interior | Misc | Data Center | New | Light Tube | 0.040903 | 0.045568 |  | 358.8 | 1 | 1.114 | 8771.9298 | 10 |  | 772 | 18873.8289 | Per Lamp | GSD | 1 | 1 | 1 | 1 | 1 | 1 | 1 | 1 | 1 | 1 | 1 | 1 | CdaNgsd517 | CdaN | gsd | 517 | 21.528 | 526.3158 | [30 empty] | 0.0014173 | 0.00016174 | 0.0001802
517 | Lighting-Interior | Misc | Grocery | Turnover | Light Tube | 0.060996 | 0.027269 |  | 358.8 | 1 | 0.44706 | 5882.3529 | 10 |  | 772 | 12656.5676 | Per Lamp | GSD | 1 | 1 | 1 | 1 | 1 | 1 | 1 | 1 | 1 | 1 | 1 | 1 | CgrTgsd517 | CgrT | gsd | 517 | 21.528 | 352.9412 | [30 empty] | 2.1811 | 0.36999 | 0.165
517 | Lighting-Interior | Misc | Grocery | New | Light Tube | 0.060996 | 0.027269 |  | 358.8 | 1 | 0.44706 | 5882.3529 | 10 |  | 772 | 12656.5676 | Per Lamp | GSD | 1 | 1 | 1 | 1 | 1 | 1 | 1 | 1 | 1 | 1 | 1 | 1 | CgrNgsd517 | CgrN | gsd | 517 | 21.528 | 352.9412 | [30 empty] | 0.023561 | 0.0039967 | 0.0017823
517 | Lighting-Interior | Misc | Healthcare | Turnover | Light Tube | 0.053461 | 0.044132 |  | 358.8 | 1 | 0.8255 | 6711.4094 | 10 |  | 772 | 14440.3792 | Per Lamp | GSD | 1 | 1 | 1 | 1 | 1 | 1 | 1 | 1 | 1 | 1 | 1 | 1 | CheTgsd517 | CheT | gsd | 517 | 21.528 | 402.6846 | [30 empty] | 4.0732 | 0.60746 | 0.50292
517 | Lighting-Interior | Misc | Healthcare | New | Light Tube | 0.053461 | 0.044132 |  | 358.8 | 1 | 0.8255 | 6711.4094 | 10 |  | 772 | 14440.3792 | Per Lamp | GSD | 1 | 1 | 1 | 1 | 1 | 1 | 1 | 1 | 1 | 1 | 1 | 1 | CheNgsd517 | CheN | gsd | 517 | 21.528 | 402.6846 | [30 empty] | 0.04389 | 0.0065455 | 0.0054191
517 | Lighting-Interior | Misc | Hospitals | Turnover | Light Tube | 0.041621 | 0.032292 |  | 358.8 | 1 | 0.77586 | 8620.6897 | 10 |  | 772 | 18548.4181 | Per Lamp | GSD | 1 | 1 | 1 | 1 | 1 | 1 | 1 | 1 | 1 | 1 | 1 | 1 | ChoTgsd517 | ChoT | gsd | 517 | 21.528 | 517.2414 | [30 empty] | 1.2395 | 0.14412 | 0.11181
517 | Lighting-Interior | Misc | Hospitals | New | Light Tube | 0.041621 | 0.032292 |  | 358.8 | 1 | 0.77586 | 8620.6897 | 10 |  | 772 | 18548.4181 | Per Lamp | GSD | 1 | 1 | 1 | 1 | 1 | 1 | 1 | 1 | 1 | 1 | 1 | 1 | ChoNgsd517 | ChoN | gsd | 517 | 21.528 | 517.2414 | [30 empty] | 0.013305 | 0.001547 | 0.0012002
517 | Lighting-Interior | Misc | Institutional | Turnover | Light Tube | 0.02835 | 0.03861 |  | 270 | 1 | 1.3619 | 9523.8095 | 10 |  | 772 | 27231.0406 | Per Lamp | GSD | 1 | 1 | 1 | 1 | 1 | 1 | 1 | 1 | 1 | 1 | 1 | 1 | CinTgsd517 | CinT | gsd | 517 | 16.2 | 571.4286 | [30 empty] | 4.7862 | 0.50166 | 0.68607
517 | Lighting-Interior | Misc | Institutional | New | Light Tube | 0.02835 | 0.03861 |  | 270 | 1 | 1.3619 | 9523.8095 | 10 |  | 772 | 27231.0406 | Per Lamp | GSD | 1 | 1 | 1 | 1 | 1 | 1 | 1 | 1 | 1 | 1 | 1 | 1 | CinNgsd517 | CinN | gsd | 517 | 16.2 | 571.4286 | [30 empty] | 0.05279 | 0.0055331 | 0.0075671
517 | Lighting-Interior | Misc | Lodging/Hospitality | Turnover | Light Tube | 0.029422 | 0.041621 |  | 358.8 | 1 | 1.4146 | 12195.122 | 10 |  | 772 | 26239.2256 | Per Lamp | GSD | 1 | 1 | 1 | 1 | 1 | 1 | 1 | 1 | 1 | 1 | 1 | 1 | CloTgsd517 | CloT | gsd | 517 | 21.528 | 731.7073 | [30 empty] | 5.365 | 0.44212 | 0.62401
517 | Lighting-Interior | Misc | Lodging/Hospitality | New | Light Tube | 0.029422 | 0.041621 |  | 358.8 | 1 | 1.4146 | 12195.122 | 10 |  | 772 | 26239.2256 | Per Lamp | GSD | 1 | 1 | 1 | 1 | 1 | 1 | 1 | 1 | 1 | 1 | 1 | 1 | CloNgsd517 | CloN | gsd | 517 | 21.528 | 731.7073 | [30 empty] | 0.059175 | 0.0048764 | 0.0068826
517 | Lighting-Interior | Misc | Miscellaneous | Turnover | Light Tube | 0.038475 | 0.042862 |  | 337.5 | 1 | 1.114 | 8771.9298 | 10 |  | 772 | 20064.9773 | Per Lamp | GSD | 1 | 1 | 1 | 1 | 1 | 1 | 1 | 1 | 1 | 1 | 1 | 1 | CmiTgsd517 | CmiT | gsd | 517 | 20.25 | 526.3158 | [30 empty] | 22.1269 | 2.5251 | 2.8132
517 | Lighting-Interior | Misc | Miscellaneous | New | Light Tube | 0.038475 | 0.042862 |  | 337.5 | 1 | 1.114 | 8771.9298 | 10 |  | 772 | 20064.9773 | Per Lamp | GSD | 1 | 1 | 1 | 1 | 1 | 1 | 1 | 1 | 1 | 1 | 1 | 1 | CmiNgsd517 | CmiN | gsd | 517 | 20.25 | 526.3158 | [30 empty] | 0.24405 | 0.02785 | 0.031028
517 | Lighting-Interior | Misc | Offices | Turnover | Light Tube | 0.040903 | 0.045568 |  | 358.8 | 1 | 1.114 | 8771.9298 | 10 |  | 772 | 18873.8289 | Per Lamp | GSD | 1 | 1 | 1 | 1 | 1 | 1 | 1 | 1 | 1 | 1 | 1 | 1 | CofTgsd517 | CofT | gsd | 517 | 21.528 | 526.3158 | [30 empty] | 50.1388 | 5.7217 | 6.3745
517 | Lighting-Interior | Misc | Offices | New | Light Tube | 0.040903 | 0.045568 |  | 358.8 | 1 | 1.114 | 8771.9298 | 10 |  | 772 | 18873.8289 | Per Lamp | GSD | 1 | 1 | 1 | 1 | 1 | 1 | 1 | 1 | 1 | 1 | 1 | 1 | CofNgsd517 | CofN | gsd | 517 | 21.528 | 526.3158 | [30 empty] | 0.55301 | 0.063108 | 0.070309
517 | Lighting-Interior | Misc | Restaurants | Turnover | Light Tube | 0.05382 | 0.031216 |  | 358.8 | 1 | 0.58 | 6666.6667 | 10 |  | 772 | 14344.11 | Per Lamp | GSD | 1 | 1 | 1 | 1 | 1 | 1 | 1 | 1 | 1 | 1 | 1 | 1 | CreTgsd517 | CreT | gsd | 517 | 21.528 | 400 | [30 empty] | 2.3646 | 0.35426 | 0.20625
517 | Lighting-Interior | Misc | Restaurants | New | Light Tube | 0.05382 | 0.031216 |  | 358.8 | 1 | 0.58 | 6666.6667 | 10 |  | 772 | 14344.11 | Per Lamp | GSD | 1 | 1 | 1 | 1 | 1 | 1 | 1 | 1 | 1 | 1 | 1 | 1 | CreNgsd517 | CreN | gsd | 517 | 21.528 | 400 | [30 empty] | 0.025542 | 0.0038267 | 0.0022279
517 | Lighting-Interior | Misc | Retail | Turnover | Light Tube | 0.060278 | 0.027986 |  | 358.8 | 1 | 0.46429 | 5952.381 | 10 |  | 772 | 12807.2411 | Per Lamp | GSD | 1 | 1 | 1 | 1 | 1 | 1 | 1 | 1 | 1 | 1 | 1 | 1 | CrtTgsd517 | CrtT | gsd | 517 | 21.528 | 357.1429 | [30 empty] | 13.5021 | 2.271 | 1.0551
517 | Lighting-Interior | Misc | Retail | New | Light Tube | 0.060278 | 0.027986 |  | 358.8 | 1 | 0.46429 | 5952.381 | 10 |  | 772 | 12807.2411 | Per Lamp | GSD | 1 | 1 | 1 | 1 | 1 | 1 | 1 | 1 | 1 | 1 | 1 | 1 | CrtNgsd517 | CrtN | gsd | 517 | 21.528 | 357.1429 | [30 empty] | 0.18142 | 0.030514 | 0.014177
517 | Lighting-Interior | Misc | Schools K-12 | Turnover | Light Tube | 0.038033 | 0.042697 |  | 358.8 | 1 | 1.1226 | 9433.9623 | 10 |  | 772 | 20298.2689 | Per Lamp | GSD | 1 | 1 | 1 | 1 | 1 | 1 | 1 | 1 | 1 | 1 | 1 | 1 | CscTgsd517 | CscT | gsd | 517 | 21.528 | 566.0377 | [30 empty] | 2.8923 | 0.3069 | 0.34331
517 | Lighting-Interior | Misc | Schools K-12 | New | Light Tube | 0.038033 | 0.042697 |  | 358.8 | 1 | 1.1226 | 9433.9623 | 10 |  | 772 | 20298.2689 | Per Lamp | GSD | 1 | 1 | 1 | 1 | 1 | 1 | 1 | 1 | 1 | 1 | 1 | 1 | CscNgsd517 | CscN | gsd | 517 | 21.528 | 566.0377 | [30 empty] | 0.031902 | 0.003385 | 0.0037866
517 | Lighting-Interior | Misc | Warehouse | Turnover | Light Tube | 0.0378 | 0.027 |  | 225 | 1 | 0.71429 | 5952.381 | 10 |  | 772 | 20423.2804 | Per Lamp | GSD | 1 | 1 | 1 | 1 | 1 | 1 | 1 | 1 | 1 | 1 | 1 | 1 | CwaTgsd517 | CwaT | gsd | 517 | 13.5 | 357.1429 | [30 empty] | 5.0716 | 0.85361 | 0.60796
517 | Lighting-Interior | Misc | Warehouse | New | Light Tube | 0.0378 | 0.027 |  | 225 | 1 | 0.71429 | 5952.381 | 10 |  | 772 | 20423.2804 | Per Lamp | GSD | 1 | 1 | 1 | 1 | 1 | 1 | 1 | 1 | 1 | 1 | 1 | 1 | CwaNgsd517 | CwaN | gsd | 517 | 13.5 | 357.1429 | [30 empty] | 0.055938 | 0.0094151 | 0.0067056
601 | Motors | Belts | Assembly | Turnover | Efficient Motor Belts | 0.07444 | 0.032214 |  | 435.32 | 1 | 0.43275 | 5847.9532 | 4 |  | 391 | 5252.5721 | Per Unit | GSD | 1 | 1 | 1 | 1 | 1 | 1 | 1 | 1 | 1 | 1 | 1 | 1 | CasTgsd601 | CasT | gsd | 601 | 26.1192 | 350.8772 | [30 empty] | 0 | 0 | 0
601 | Motors | Belts | Assembly | New | Efficient Motor Belts | 0.07444 | 0.032214 |  | 435.32 | 1 | 0.43275 | 5847.9532 | 4 |  | 391 | 5252.5721 | Per Unit | GSD | 1 | 1 | 1 | 1 | 1 | 1 | 1 | 1 | 1 | 1 | 1 | 1 | CasNgsd601 | CasN | gsd | 601 | 26.1192 | 350.8772 | [30 empty] | 0 | 0 | 0
601 | Motors | Belts | College and University | Turnover | Efficient Motor Belts | 0.043967 | 0.044403 |  | 435.32 | 1 | 1.0099 | 9900.9901 | 4 |  | 391 | 8892.9687 | Per Unit | GSD | 1 | 1 | 1 | 1 | 1 | 1 | 1 | 1 | 1 | 1 | 1 | 1 | CcoTgsd601 | CcoT | gsd | 601 | 26.1192 | 594.0594 | [30 empty] | 0 | 0 | 0
601 | Motors | Belts | College and University | New | Efficient Motor Belts | 0.043967 | 0.044403 |  | 435.32 | 1 | 1.0099 | 9900.9901 | 4 |  | 391 | 8892.9687 | Per Unit | GSD | 1 | 1 | 1 | 1 | 1 | 1 | 1 | 1 | 1 | 1 | 1 | 1 | CcoNgsd601 | CcoN | gsd | 601 | 26.1192 | 594.0594 | [30 empty] | 0 | 0 | 0
601 | Motors | Belts | Data Center | Turnover | Efficient Motor Belts | 0.048321 | 0.051368 |  | 435.32 | 1 | 1.0631 | 9009.009 | 4 |  | 391 | 8091.8003 | Per Unit | GSD | 1 | 1 | 1 | 1 | 1 | 1 | 1 | 1 | 1 | 1 | 1 | 1 | CdaTgsd601 | CdaT | gsd | 601 | 26.1192 | 540.5405 | [30 empty] | 0 | 0 | 0
601 | Motors | Belts | Data Center | New | Efficient Motor Belts | 0.048321 | 0.051368 |  | 435.32 | 1 | 1.0631 | 9009.009 | 4 |  | 391 | 8091.8003 | Per Unit | GSD | 1 | 1 | 1 | 1 | 1 | 1 | 1 | 1 | 1 | 1 | 1 | 1 | CdaNgsd601 | CdaN | gsd | 601 | 26.1192 | 540.5405 | [30 empty] | 0 | 0 | 0
601 | Motors | Belts | Grocery | Turnover | Efficient Motor Belts | 0.058768 | 0.035261 |  | 435.32 | 1 | 0.6 | 7407.4074 | 4 |  | 391 | 6653.2581 | Per Unit | GSD | 1 | 1 | 1 | 1 | 1 | 1 | 1 | 1 | 1 | 1 | 1 | 1 | CgrTgsd601 | CgrT | gsd | 601 | 26.1192 | 444.4444 | [30 empty] | 9.7849 | 1.3168 | 0.79407
601 | Motors | Belts | Grocery | New | Efficient Motor Belts | 0.058768 | 0.035261 |  | 435.32 | 1 | 0.6 | 7407.4074 | 4 |  | 391 | 6653.2581 | Per Unit | GSD | 1 | 1 | 1 | 1 | 1 | 1 | 1 | 1 | 1 | 1 | 1 | 1 | CgrNgsd601 | CgrN | gsd | 601 | 26.1192 | 444.4444 | [30 empty] | 0.097132 | 0.013071 | 0.0078825
601 | Motors | Belts | Healthcare | Turnover | Efficient Motor Belts | 0.062686 | 0.064863 |  | 435.32 | 1 | 1.0347 | 6944.4444 | 4 |  | 391 | 6237.4294 | Per Unit | GSD | 1 | 1 | 1 | 1 | 1 | 1 | 1 | 1 | 1 | 1 | 1 | 1 | CheTgsd601 | CheT | gsd | 601 | 26.1192 | 416.6667 | [30 empty] | 0 | 0 | 0
601 | Motors | Belts | Healthcare | New | Efficient Motor Belts | 0.062686 | 0.064863 |  | 435.32 | 1 | 1.0347 | 6944.4444 | 4 |  | 391 | 6237.4294 | Per Unit | GSD | 1 | 1 | 1 | 1 | 1 | 1 | 1 | 1 | 1 | 1 | 1 | 1 | CheNgsd601 | CheN | gsd | 601 | 26.1192 | 416.6667 | [30 empty] | 0 | 0 | 0
601 | Motors | Belts | Hospitals | Turnover | Efficient Motor Belts | 0.043967 | 0.044403 |  | 435.32 | 1 | 1.0099 | 9900.9901 | 4 |  | 391 | 8892.9687 | Per Unit | GSD | 1 | 1 | 1 | 1 | 1 | 1 | 1 | 1 | 1 | 1 | 1 | 1 | ChoTgsd601 | ChoT | gsd | 601 | 26.1192 | 594.0594 | [30 empty] | 0 | 0 | 0
601 | Motors | Belts | Hospitals | New | Efficient Motor Belts | 0.043967 | 0.044403 |  | 435.32 | 1 | 1.0099 | 9900.9901 | 4 |  | 391 | 8892.9687 | Per Unit | GSD | 1 | 1 | 1 | 1 | 1 | 1 | 1 | 1 | 1 | 1 | 1 | 1 | ChoNgsd601 | ChoN | gsd | 601 | 26.1192 | 594.0594 | [30 empty] | 0 | 0 | 0
601 | Motors | Belts | Institutional | Turnover | Efficient Motor Belts | 0.048321 | 0.052238 |  | 435.32 | 1 | 1.0811 | 9009.009 | 4 |  | 391 | 8091.8003 | Per Unit | GSD | 1 | 1 | 1 | 1 | 1 | 1 | 1 | 1 | 1 | 1 | 1 | 1 | CinTgsd601 | CinT | gsd | 601 | 26.1192 | 540.5405 | [30 empty] | 0 | 0 | 0
601 | Motors | Belts | Institutional | New | Efficient Motor Belts | 0.048321 | 0.052238 |  | 435.32 | 1 | 1.0811 | 9009.009 | 4 |  | 391 | 8091.8003 | Per Unit | GSD | 1 | 1 | 1 | 1 | 1 | 1 | 1 | 1 | 1 | 1 | 1 | 1 | CinNgsd601 | CinN | gsd | 601 | 26.1192 | 540.5405 | [30 empty] | 0 | 0 | 0
601 | Motors | Belts | Lodging/Hospitality | Turnover | Efficient Motor Belts | 0.046579 | 0.054415 |  | 435.32 | 1 | 1.1682 | 9345.7944 | 4 |  | 391 | 8394.2975 | Per Unit | GSD | 1 | 1 | 1 | 1 | 1 | 1 | 1 | 1 | 1 | 1 | 1 | 1 | CloTgsd601 | CloT | gsd | 601 | 26.1192 | 560.7477 | [30 empty] | 0 | 0 | 0
601 | Motors | Belts | Lodging/Hospitality | New | Efficient Motor Belts | 0.046579 | 0.054415 |  | 435.32 | 1 | 1.1682 | 9345.7944 | 4 |  | 391 | 8394.2975 | Per Unit | GSD | 1 | 1 | 1 | 1 | 1 | 1 | 1 | 1 | 1 | 1 | 1 | 1 | CloNgsd601 | CloN | gsd | 601 | 26.1192 | 560.7477 | [30 empty] | 0 | 0 | 0
601 | Motors | Belts | Miscellaneous | Turnover | Efficient Motor Belts | 0.048321 | 0.051368 |  | 435.32 | 1 | 1.0631 | 9009.009 | 4 |  | 391 | 8091.8003 | Per Unit | GSD | 1 | 1 | 1 | 1 | 1 | 1 | 1 | 1 | 1 | 1 | 1 | 1 | CmiTgsd601 | CmiT | gsd | 601 | 26.1192 | 540.5405 | [30 empty] | 0 | 0 | 0
601 | Motors | Belts | Miscellaneous | New | Efficient Motor Belts | 0.048321 | 0.051368 |  | 435.32 | 1 | 1.0631 | 9009.009 | 4 |  | 391 | 8091.8003 | Per Unit | GSD | 1 | 1 | 1 | 1 | 1 | 1 | 1 | 1 | 1 | 1 | 1 | 1 | CmiNgsd601 | CmiN | gsd | 601 | 26.1192 | 540.5405 | [30 empty] | 0 | 0 | 0
601 | Motors | Belts | Offices | Turnover | Efficient Motor Belts | 0.048321 | 0.051368 |  | 435.32 | 1 | 1.0631 | 9009.009 | 4 |  | 391 | 8091.8003 | Per Unit | GSD | 1 | 1 | 1 | 1 | 1 | 1 | 1 | 1 | 1 | 1 | 1 | 1 | CofTgsd601 | CofT | gsd | 601 | 26.1192 | 540.5405 | [30 empty] | 0 | 0 | 0
601 | Motors | Belts | Offices | New | Efficient Motor Belts | 0.048321 | 0.051368 |  | 435.32 | 1 | 1.0631 | 9009.009 | 4 |  | 391 | 8091.8003 | Per Unit | GSD | 1 | 1 | 1 | 1 | 1 | 1 | 1 | 1 | 1 | 1 | 1 | 1 | CofNgsd601 | CofN | gsd | 601 | 26.1192 | 540.5405 | [30 empty] | 0 | 0 | 0
601 | Motors | Belts | Restaurants | Turnover | Efficient Motor Belts | 0.058333 | 0.021766 |  | 435.32 | 1 | 0.37313 | 7462.6866 | 4 |  | 391 | 6702.9092 | Per Unit | GSD | 1 | 1 | 1 | 1 | 1 | 1 | 1 | 1 | 1 | 1 | 1 | 1 | CreTgsd601 | CreT | gsd | 601 | 26.1192 | 447.7612 | [30 empty] | 0 | 0 | 0
601 | Motors | Belts | Restaurants | New | Efficient Motor Belts | 0.058333 | 0.021766 |  | 435.32 | 1 | 0.37313 | 7462.6866 | 4 |  | 391 | 6702.9092 | Per Unit | GSD | 1 | 1 | 1 | 1 | 1 | 1 | 1 | 1 | 1 | 1 | 1 | 1 | CreNgsd601 | CreN | gsd | 601 | 26.1192 | 447.7612 | [30 empty] | 0 | 0 | 0
601 | Motors | Belts | Retail | Turnover | Efficient Motor Belts | 0.062251 | 0.03439 |  | 435.32 | 1 | 0.55245 | 6993.007 | 4 |  | 391 | 6281.0478 | Per Unit | GSD | 1 | 1 | 1 | 1 | 1 | 1 | 1 | 1 | 1 | 1 | 1 | 1 | CrtTgsd601 | CrtT | gsd | 601 | 26.1192 | 419.5804 | [30 empty] | 0 | 0 | 0
601 | Motors | Belts | Retail | New | Efficient Motor Belts | 0.062251 | 0.03439 |  | 435.32 | 1 | 0.55245 | 6993.007 | 4 |  | 391 | 6281.0478 | Per Unit | GSD | 1 | 1 | 1 | 1 | 1 | 1 | 1 | 1 | 1 | 1 | 1 | 1 | CrtNgsd601 | CrtN | gsd | 601 | 26.1192 | 419.5804 | [30 empty] | 0 | 0 | 0
601 | Motors | Belts | Schools K-12 | Turnover | Efficient Motor Belts | 0.044838 | 0.046579 |  | 435.32 | 1 | 1.0388 | 9708.7379 | 4 |  | 391 | 8720.2897 | Per Unit | GSD | 1 | 1 | 1 | 1 | 1 | 1 | 1 | 1 | 1 | 1 | 1 | 1 | CscTgsd601 | CscT | gsd | 601 | 26.1192 | 582.5243 | [30 empty] | 0 | 0 | 0
601 | Motors | Belts | Schools K-12 | New | Efficient Motor Belts | 0.044838 | 0.046579 |  | 435.32 | 1 | 1.0388 | 9708.7379 | 4 |  | 391 | 8720.2897 | Per Unit | GSD | 1 | 1 | 1 | 1 | 1 | 1 | 1 | 1 | 1 | 1 | 1 | 1 | CscNgsd601 | CscN | gsd | 601 | 26.1192 | 582.5243 | [30 empty] | 0 | 0 | 0
601 | Motors | Belts | Warehouse | Turnover | Efficient Motor Belts | 0.066604 | 0.048321 |  | 435.32 | 1 | 0.72549 | 6535.9477 | 4 |  | 391 | 5870.5218 | Per Unit | GSD | 1 | 1 | 1 | 1 | 1 | 1 | 1 | 1 | 1 | 1 | 1 | 1 | CwaTgsd601 | CwaT | gsd | 601 | 26.1192 | 392.1569 | [30 empty] | 0 | 0 | 0
601 | Motors | Belts | Warehouse | New | Efficient Motor Belts | 0.066604 | 0.048321 |  | 435.32 | 1 | 0.72549 | 6535.9477 | 4 |  | 391 | 5870.5218 | Per Unit | GSD | 1 | 1 | 1 | 1 | 1 | 1 | 1 | 1 | 1 | 1 | 1 | 1 | CwaNgsd601 | CwaN | gsd | 601 | 26.1192 | 392.1569 | [30 empty] | 0 | 0 | 0
602 | Motors | Controls | Assembly | Existing | CO Sensors for Parking Garage Exhaust | 0.28367 | 0.12276 |  | 1658.87 | 1 | 0.43275 | 5847.9532 | 5 |  | 852 | 3003.5242 | Per HP | GSD | 1 | 1 | 1 | 1 | 1 | 1 | 1 | 1 | 1 | 1 | 1 | 1 | CasEgsd602 | CasE | gsd | 602 | 99.5322 | 350.8772 | [30 empty] | 0 | 0 | 0
602 | Motors | Controls | Assembly | New | CO Sensors for Parking Garage Exhaust | 0.28367 | 0.12276 |  | 1658.87 | 1 | 0.43275 | 5847.9532 | 5 |  | 852 | 3003.5242 | Per HP | GSD | 1 | 1 | 1 | 1 | 1 | 1 | 1 | 1 | 1 | 1 | 1 | 1 | CasNgsd602 | CasN | gsd | 602 | 99.5322 | 350.8772 | [30 empty] | 0 | 0 | 0
602 | Motors | Controls | College and University | Existing | CO Sensors for Parking Garage Exhaust | 0.16755 | 0.1692 |  | 1658.87 | 1 | 1.0099 | 9900.9901 | 5 |  | 852 | 5085.1746 | Per HP | GSD | 1 | 1 | 1 | 1 | 1 | 1 | 1 | 1 | 1 | 1 | 1 | 1 | CcoEgsd602 | CcoE | gsd | 602 | 99.5322 | 594.0594 | [30 empty] | 12.5321 | 1.2712 | 1.2734
602 | Motors | Controls | College and University | New | CO Sensors for Parking Garage Exhaust | 0.16755 | 0.1692 |  | 1658.87 | 1 | 1.0099 | 9900.9901 | 5 |  | 852 | 5085.1746 | Per HP | GSD | 1 | 1 | 1 | 1 | 1 | 1 | 1 | 1 | 1 | 1 | 1 | 1 | CcoNgsd602 | CcoN | gsd | 602 | 99.5322 | 594.0594 | [30 empty] | 0.13314 | 0.013505 | 0.013529
602 | Motors | Controls | Data Center | Existing | CO Sensors for Parking Garage Exhaust | 0.18413 | 0.19575 |  | 1658.87 | 1 | 1.0631 | 9009.009 | 5 |  | 852 | 4627.0507 | Per HP | GSD | 1 | 1 | 1 | 1 | 1 | 1 | 1 | 1 | 1 | 1 | 1 | 1 | CdaEgsd602 | CdaE | gsd | 602 | 99.5322 | 540.5405 | [30 empty] | 0 | 0 | 0
602 | Motors | Controls | Data Center | New | CO Sensors for Parking Garage Exhaust | 0.18413 | 0.19575 |  | 1658.87 | 1 | 1.0631 | 9009.009 | 5 |  | 852 | 4627.0507 | Per HP | GSD | 1 | 1 | 1 | 1 | 1 | 1 | 1 | 1 | 1 | 1 | 1 | 1 | CdaNgsd602 | CdaN | gsd | 602 | 99.5322 | 540.5405 | [30 empty] | 0 | 0 | 0
602 | Motors | Controls | Grocery | Existing | CO Sensors for Parking Garage Exhaust | 0.22395 | 0.13437 |  | 1658.87 | 1 | 0.6 | 7407.4074 | 5 |  | 852 | 3804.4639 | Per HP | GSD | 1 | 1 | 1 | 1 | 1 | 1 | 1 | 1 | 1 | 1 | 1 | 1 | CgrEgsd602 | CgrE | gsd | 602 | 99.5322 | 444.4444 | [30 empty] | 0 | 0 | 0
602 | Motors | Controls | Grocery | New | CO Sensors for Parking Garage Exhaust | 0.22395 | 0.13437 |  | 1658.87 | 1 | 0.6 | 7407.4074 | 5 |  | 852 | 3804.4639 | Per HP | GSD | 1 | 1 | 1 | 1 | 1 | 1 | 1 | 1 | 1 | 1 | 1 | 1 | CgrNgsd602 | CgrN | gsd | 602 | 99.5322 | 444.4444 | [30 empty] | 0 | 0 | 0
602 | Motors | Controls | Healthcare | Existing | CO Sensors for Parking Garage Exhaust | 0.23888 | 0.24717 |  | 1658.87 | 1 | 1.0347 | 6944.4444 | 5 |  | 852 | 3566.685 | Per HP | GSD | 1 | 1 | 1 | 1 | 1 | 1 | 1 | 1 | 1 | 1 | 1 | 1 | CheEgsd602 | CheE | gsd | 602 | 99.5322 | 416.6667 | [30 empty] | 0 | 0 | 0
602 | Motors | Controls | Healthcare | New | CO Sensors for Parking Garage Exhaust | 0.23888 | 0.24717 |  | 1658.87 | 1 | 1.0347 | 6944.4444 | 5 |  | 852 | 3566.685 | Per HP | GSD | 1 | 1 | 1 | 1 | 1 | 1 | 1 | 1 | 1 | 1 | 1 | 1 | CheNgsd602 | CheN | gsd | 602 | 99.5322 | 416.6667 | [30 empty] | 0 | 0 | 0
602 | Motors | Controls | Hospitals | Existing | CO Sensors for Parking Garage Exhaust | 0.16755 | 0.1692 |  | 1658.87 | 1 | 1.0099 | 9900.9901 | 5 |  | 852 | 5085.1746 | Per HP | GSD | 1 | 1 | 1 | 1 | 1 | 1 | 1 | 1 | 1 | 1 | 1 | 1 | ChoEgsd602 | ChoE | gsd | 602 | 99.5322 | 594.0594 | [30 empty] | 10.9774 | 1.1135 | 1.1154
602 | Motors | Controls | Hospitals | New | CO Sensors for Parking Garage Exhaust | 0.16755 | 0.1692 |  | 1658.87 | 1 | 1.0099 | 9900.9901 | 5 |  | 852 | 5085.1746 | Per HP | GSD | 1 | 1 | 1 | 1 | 1 | 1 | 1 | 1 | 1 | 1 | 1 | 1 | ChoNgsd602 | ChoN | gsd | 602 | 99.5322 | 594.0594 | [30 empty] | 0.11663 | 0.01183 | 0.01185
602 | Motors | Controls | Institutional | Existing | CO Sensors for Parking Garage Exhaust | 0.18413 | 0.19906 |  | 1658.87 | 1 | 1.0811 | 9009.009 | 5 |  | 852 | 4627.0507 | Per HP | GSD | 1 | 1 | 1 | 1 | 1 | 1 | 1 | 1 | 1 | 1 | 1 | 1 | CinEgsd602 | CinE | gsd | 602 | 99.5322 | 540.5405 | [30 empty] | 15.1855 | 1.6824 | 1.8264
602 | Motors | Controls | Institutional | New | CO Sensors for Parking Garage Exhaust | 0.18413 | 0.19906 |  | 1658.87 | 1 | 1.0811 | 9009.009 | 5 |  | 852 | 4627.0507 | Per HP | GSD | 1 | 1 | 1 | 1 | 1 | 1 | 1 | 1 | 1 | 1 | 1 | 1 | CinNgsd602 | CinN | gsd | 602 | 99.5322 | 540.5405 | [30 empty] | 0.16638 | 0.018433 | 0.02001
602 | Motors | Controls | Lodging/Hospitality | Existing | CO Sensors for Parking Garage Exhaust | 0.1775 | 0.20736 |  | 1658.87 | 1 | 1.1682 | 9345.7944 | 5 |  | 852 | 4800.0246 | Per HP | GSD | 1 | 1 | 1 | 1 | 1 | 1 | 1 | 1 | 1 | 1 | 1 | 1 | CloEgsd602 | CloE | gsd | 602 | 99.5322 | 560.7477 | [30 empty] | 0 | 0 | 0
602 | Motors | Controls | Lodging/Hospitality | New | CO Sensors for Parking Garage Exhaust | 0.1775 | 0.20736 |  | 1658.87 | 1 | 1.1682 | 9345.7944 | 5 |  | 852 | 4800.0246 | Per HP | GSD | 1 | 1 | 1 | 1 | 1 | 1 | 1 | 1 | 1 | 1 | 1 | 1 | CloNgsd602 | CloN | gsd | 602 | 99.5322 | 560.7477 | [30 empty] | 0 | 0 | 0
602 | Motors | Controls | Miscellaneous | Existing | CO Sensors for Parking Garage Exhaust | 0.18413 | 0.19575 |  | 1658.87 | 1 | 1.0631 | 9009.009 | 5 |  | 852 | 4627.0507 | Per HP | GSD | 1 | 1 | 1 | 1 | 1 | 1 | 1 | 1 | 1 | 1 | 1 | 1 | CmiEgsd602 | CmiE | gsd | 602 | 99.5322 | 540.5405 | [30 empty] | 0 | 0 | 0
602 | Motors | Controls | Miscellaneous | New | CO Sensors for Parking Garage Exhaust | 0.18413 | 0.19575 |  | 1658.87 | 1 | 1.0631 | 9009.009 | 5 |  | 852 | 4627.0507 | Per HP | GSD | 1 | 1 | 1 | 1 | 1 | 1 | 1 | 1 | 1 | 1 | 1 | 1 | CmiNgsd602 | CmiN | gsd | 602 | 99.5322 | 540.5405 | [30 empty] | 0 | 0 | 0
602 | Motors | Controls | Offices | Existing | CO Sensors for Parking Garage Exhaust | 0.18413 | 0.19575 |  | 1658.87 | 1 | 1.0631 | 9009.009 | 5 |  | 852 | 4627.0507 | Per HP | GSD | 1 | 1 | 1 | 1 | 1 | 1 | 1 | 1 | 1 | 1 | 1 | 1 | CofEgsd602 | CofE | gsd | 602 | 99.5322 | 540.5405 | [30 empty] | 305.9622 | 34.0302 | 36.0431
602 | Motors | Controls | Offices | New | CO Sensors for Parking Garage Exhaust | 0.18413 | 0.19575 |  | 1658.87 | 1 | 1.0631 | 9009.009 | 5 |  | 852 | 4627.0507 | Per HP | GSD | 1 | 1 | 1 | 1 | 1 | 1 | 1 | 1 | 1 | 1 | 1 | 1 | CofNgsd602 | CofN | gsd | 602 | 99.5322 | 540.5405 | [30 empty] | 3.3522 | 0.37284 | 0.3949
602 | Motors | Controls | Restaurants | Existing | CO Sensors for Parking Garage Exhaust | 0.22229 | 0.082944 |  | 1658.87 | 1 | 0.37313 | 7462.6866 | 5 |  | 852 | 3832.8555 | Per HP | GSD | 1 | 1 | 1 | 1 | 1 | 1 | 1 | 1 | 1 | 1 | 1 | 1 | CreEgsd602 | CreE | gsd | 602 | 99.5322 | 447.7612 | [30 empty] | 0 | 0 | 0
602 | Motors | Controls | Restaurants | New | CO Sensors for Parking Garage Exhaust | 0.22229 | 0.082944 |  | 1658.87 | 1 | 0.37313 | 7462.6866 | 5 |  | 852 | 3832.8555 | Per HP | GSD | 1 | 1 | 1 | 1 | 1 | 1 | 1 | 1 | 1 | 1 | 1 | 1 | CreNgsd602 | CreN | gsd | 602 | 99.5322 | 447.7612 | [30 empty] | 0 | 0 | 0
602 | Motors | Controls | Retail | Existing | CO Sensors for Parking Garage Exhaust | 0.23722 | 0.13105 |  | 1658.87 | 1 | 0.55245 | 6993.007 | 5 |  | 852 | 3591.6268 | Per HP | GSD | 1 | 1 | 1 | 1 | 1 | 1 | 1 | 1 | 1 | 1 | 1 | 1 | CrtEgsd602 | CrtE | gsd | 602 | 99.5322 | 419.5804 | [30 empty] | 0 | 0 | 0
602 | Motors | Controls | Retail | New | CO Sensors for Parking Garage Exhaust | 0.23722 | 0.13105 |  | 1658.87 | 1 | 0.55245 | 6993.007 | 5 |  | 852 | 3591.6268 | Per HP | GSD | 1 | 1 | 1 | 1 | 1 | 1 | 1 | 1 | 1 | 1 | 1 | 1 | CrtNgsd602 | CrtN | gsd | 602 | 99.5322 | 419.5804 | [30 empty] | 0 | 0 | 0
602 | Motors | Controls | Schools K-12 | Existing | CO Sensors for Parking Garage Exhaust | 0.17086 | 0.1775 |  | 1658.87 | 1 | 1.0388 | 9708.7379 | 5 |  | 852 | 4986.4333 | Per HP | GSD | 1 | 1 | 1 | 1 | 1 | 1 | 1 | 1 | 1 | 1 | 1 | 1 | CscEgsd602 | CscE | gsd | 602 | 99.5322 | 582.5243 | [30 empty] | 0 | 0 | 0
602 | Motors | Controls | Schools K-12 | New | CO Sensors for Parking Garage Exhaust | 0.17086 | 0.1775 |  | 1658.87 | 1 | 1.0388 | 9708.7379 | 5 |  | 852 | 4986.4333 | Per HP | GSD | 1 | 1 | 1 | 1 | 1 | 1 | 1 | 1 | 1 | 1 | 1 | 1 | CscNgsd602 | CscN | gsd | 602 | 99.5322 | 582.5243 | [30 empty] | 0 | 0 | 0
602 | Motors | Controls | Warehouse | Existing | CO Sensors for Parking Garage Exhaust | 0.25381 | 0.18413 |  | 1658.87 | 1 | 0.72549 | 6535.9477 | 5 |  | 852 | 3356.88 | Per HP | GSD | 1 | 1 | 1 | 1 | 1 | 1 | 1 | 1 | 1 | 1 | 1 | 1 | CwaEgsd602 | CwaE | gsd | 602 | 99.5322 | 392.1569 | [30 empty] | 0 | 0 | 0
602 | Motors | Controls | Warehouse | New | CO Sensors for Parking Garage Exhaust | 0.25381 | 0.18413 |  | 1658.87 | 1 | 0.72549 | 6535.9477 | 5 |  | 852 | 3356.88 | Per HP | GSD | 1 | 1 | 1 | 1 | 1 | 1 | 1 | 1 | 1 | 1 | 1 | 1 | CwaNgsd602 | CwaN | gsd | 602 | 99.5322 | 392.1569 | [30 empty] | 0 | 0 | 0
603 | Motors | Controls | Assembly | Existing | Escalator Motor Efficiency Controller | 1.9238 | 0.8325 |  | 11250 | 1 | 0.43275 | 5847.9532 | 15 |  | 3147 | 1635.8674 | Per Unit | GSD | 1 | 1 | 1 | 1 | 1 | 1 | 1 | 1 | 1 | 1 | 1 | 1 | CasEgsd603 | CasE | gsd | 603 | 675 | 350.8772 | [30 empty] | 1.8688 | 0.31923 | 0.13782
603 | Motors | Controls | Assembly | New | Escalator Motor Efficiency Controller | 1.9238 | 0.8325 |  | 11250 | 1 | 0.43275 | 5847.9532 | 15 |  | 3147 | 1635.8674 | Per Unit | GSD | 1 | 1 | 1 | 1 | 1 | 1 | 1 | 1 | 1 | 1 | 1 | 1 | CasNgsd603 | CasN | gsd | 603 | 675 | 350.8772 | [30 empty] | 0.022019 | 0.0037613 | 0.0016239
603 | Motors | Controls | College and University | Existing | Escalator Motor Efficiency Controller | 1.1362 | 1.1475 |  | 11250 | 1 | 1.0099 | 9900.9901 | 15 |  | 3147 | 2769.637 | Per Unit | GSD | 1 | 1 | 1 | 1 | 1 | 1 | 1 | 1 | 1 | 1 | 1 | 1 | CcoEgsd603 | CcoE | gsd | 603 | 675 | 594.0594 | [30 empty] | 0.55802 | 0.056601 | 0.0567
603 | Motors | Controls | College and University | New | Escalator Motor Efficiency Controller | 1.1362 | 1.1475 |  | 11250 | 1 | 1.0099 | 9900.9901 | 15 |  | 3147 | 2769.637 | Per Unit | GSD | 1 | 1 | 1 | 1 | 1 | 1 | 1 | 1 | 1 | 1 | 1 | 1 | CcoNgsd603 | CcoN | gsd | 603 | 675 | 594.0594 | [30 empty] | 0.0065748 | 0.0006669 | 0.00066806
603 | Motors | Controls | Data Center | Existing | Escalator Motor Efficiency Controller | 1.2488 | 1.3275 |  | 11250 | 1 | 1.0631 | 9009.009 | 15 |  | 3147 | 2520.1201 | Per Unit | GSD | 1 | 1 | 1 | 1 | 1 | 1 | 1 | 1 | 1 | 1 | 1 | 1 | CdaEgsd603 | CdaE | gsd | 603 | 675 | 540.5405 | [30 empty] | 0.029036 | 0.0032295 | 0.0034205
603 | Motors | Controls | Data Center | New | Escalator Motor Efficiency Controller | 1.2488 | 1.3275 |  | 11250 | 1 | 1.0631 | 9009.009 | 15 |  | 3147 | 2520.1201 | Per Unit | GSD | 1 | 1 | 1 | 1 | 1 | 1 | 1 | 1 | 1 | 1 | 1 | 1 | CdaNgsd603 | CdaN | gsd | 603 | 675 | 540.5405 | [30 empty] | 0.00034211 | 3.8051e-05 | 4.0302e-05
603 | Motors | Controls | Grocery | Existing | Escalator Motor Efficiency Controller | 1.5188 | 0.91125 |  | 11250 | 1 | 0.6 | 7407.4074 | 15 |  | 3147 | 2072.0988 | Per Unit | GSD | 1 | 1 | 1 | 1 | 1 | 1 | 1 | 1 | 1 | 1 | 1 | 1 | CgrEgsd603 | CgrE | gsd | 603 | 675 | 444.4444 | [30 empty] | 0 | 0 | 0
603 | Motors | Controls | Grocery | New | Escalator Motor Efficiency Controller | 1.5188 | 0.91125 |  | 11250 | 1 | 0.6 | 7407.4074 | 15 |  | 3147 | 2072.0988 | Per Unit | GSD | 1 | 1 | 1 | 1 | 1 | 1 | 1 | 1 | 1 | 1 | 1 | 1 | CgrNgsd603 | CgrN | gsd | 603 | 675 | 444.4444 | [30 empty] | 0 | 0 | 0
603 | Motors | Controls | Healthcare | Existing | Escalator Motor Efficiency Controller | 1.62 | 1.6763 |  | 11250 | 1 | 1.0347 | 6944.4444 | 15 |  | 3147 | 1942.5926 | Per Unit | GSD | 1 | 1 | 1 | 1 | 1 | 1 | 1 | 1 | 1 | 1 | 1 | 1 | CheEgsd603 | CheE | gsd | 603 | 675 | 416.6667 | [30 empty] | 0.39419 | 0.056706 | 0.058777
603 | Motors | Controls | Healthcare | New | Escalator Motor Efficiency Controller | 1.62 | 1.6763 |  | 11250 | 1 | 1.0347 | 6944.4444 | 15 |  | 3147 | 1942.5926 | Per Unit | GSD | 1 | 1 | 1 | 1 | 1 | 1 | 1 | 1 | 1 | 1 | 1 | 1 | CheNgsd603 | CheN | gsd | 603 | 675 | 416.6667 | [30 empty] | 0.0046445 | 0.00066814 | 0.00069254
603 | Motors | Controls | Hospitals | Existing | Escalator Motor Efficiency Controller | 1.1362 | 1.1475 |  | 11250 | 1 | 1.0099 | 9900.9901 | 15 |  | 3147 | 2769.637 | Per Unit | GSD | 1 | 1 | 1 | 1 | 1 | 1 | 1 | 1 | 1 | 1 | 1 | 1 | ChoEgsd603 | ChoE | gsd | 603 | 675 | 594.0594 | [30 empty] | 1.0148 | 0.10293 | 0.10311
603 | Motors | Controls | Hospitals | New | Escalator Motor Efficiency Controller | 1.1362 | 1.1475 |  | 11250 | 1 | 1.0099 | 9900.9901 | 15 |  | 3147 | 2769.637 | Per Unit | GSD | 1 | 1 | 1 | 1 | 1 | 1 | 1 | 1 | 1 | 1 | 1 | 1 | ChoNgsd603 | ChoN | gsd | 603 | 675 | 594.0594 | [30 empty] | 0.011957 | 0.0012128 | 0.0012149
603 | Motors | Controls | Institutional | Existing | Escalator Motor Efficiency Controller | 1.2488 | 1.35 |  | 11250 | 1 | 1.0811 | 9009.009 | 15 |  | 3147 | 2520.1201 | Per Unit | GSD | 1 | 1 | 1 | 1 | 1 | 1 | 1 | 1 | 1 | 1 | 1 | 1 | CinEgsd603 | CinE | gsd | 603 | 675 | 540.5405 | [30 empty] | 0.26884 | 0.029785 | 0.032333
603 | Motors | Controls | Institutional | New | Escalator Motor Efficiency Controller | 1.2488 | 1.35 |  | 11250 | 1 | 1.0811 | 9009.009 | 15 |  | 3147 | 2520.1201 | Per Unit | GSD | 1 | 1 | 1 | 1 | 1 | 1 | 1 | 1 | 1 | 1 | 1 | 1 | CinNgsd603 | CinN | gsd | 603 | 675 | 540.5405 | [30 empty] | 0.0031676 | 0.00035094 | 0.00038097
603 | Motors | Controls | Lodging/Hospitality | Existing | Escalator Motor Efficiency Controller | 1.2038 | 1.4062 |  | 11250 | 1 | 1.1682 | 9345.7944 | 15 |  | 3147 | 2614.3302 | Per Unit | GSD | 1 | 1 | 1 | 1 | 1 | 1 | 1 | 1 | 1 | 1 | 1 | 1 | CloEgsd603 | CloE | gsd | 603 | 675 | 560.7477 | [30 empty] | 2.7085 | 0.29001 | 0.33724
603 | Motors | Controls | Lodging/Hospitality | New | Escalator Motor Efficiency Controller | 1.2038 | 1.4062 |  | 11250 | 1 | 1.1682 | 9345.7944 | 15 |  | 3147 | 2614.3302 | Per Unit | GSD | 1 | 1 | 1 | 1 | 1 | 1 | 1 | 1 | 1 | 1 | 1 | 1 | CloNgsd603 | CloN | gsd | 603 | 675 | 560.7477 | [30 empty] | 0.031913 | 0.0034171 | 0.0039735
603 | Motors | Controls | Miscellaneous | Existing | Escalator Motor Efficiency Controller | 1.2488 | 1.3275 |  | 11250 | 1 | 1.0631 | 9009.009 | 15 |  | 3147 | 2520.1201 | Per Unit | GSD | 1 | 1 | 1 | 1 | 1 | 1 | 1 | 1 | 1 | 1 | 1 | 1 | CmiEgsd603 | CmiE | gsd | 603 | 675 | 540.5405 | [30 empty] | 0 | 0 | 0
603 | Motors | Controls | Miscellaneous | New | Escalator Motor Efficiency Controller | 1.2488 | 1.3275 |  | 11250 | 1 | 1.0631 | 9009.009 | 15 |  | 3147 | 2520.1201 | Per Unit | GSD | 1 | 1 | 1 | 1 | 1 | 1 | 1 | 1 | 1 | 1 | 1 | 1 | CmiNgsd603 | CmiN | gsd | 603 | 675 | 540.5405 | [30 empty] | 0 | 0 | 0
603 | Motors | Controls | Offices | Existing | Escalator Motor Efficiency Controller | 1.2488 | 1.3275 |  | 11250 | 1 | 1.0631 | 9009.009 | 15 |  | 3147 | 2520.1201 | Per Unit | GSD | 1 | 1 | 1 | 1 | 1 | 1 | 1 | 1 | 1 | 1 | 1 | 1 | CofEgsd603 | CofE | gsd | 603 | 675 | 540.5405 | [30 empty] | 6.8509 | 0.76199 | 0.80706
603 | Motors | Controls | Offices | New | Escalator Motor Efficiency Controller | 1.2488 | 1.3275 |  | 11250 | 1 | 1.0631 | 9009.009 | 15 |  | 3147 | 2520.1201 | Per Unit | GSD | 1 | 1 | 1 | 1 | 1 | 1 | 1 | 1 | 1 | 1 | 1 | 1 | CofNgsd603 | CofN | gsd | 603 | 675 | 540.5405 | [30 empty] | 0.080721 | 0.0089781 | 0.0095091
603 | Motors | Controls | Restaurants | Existing | Escalator Motor Efficiency Controller | 1.5075 | 0.5625 |  | 11250 | 1 | 0.37313 | 7462.6866 | 15 |  | 3147 | 2087.5622 | Per Unit | GSD | 1 | 1 | 1 | 1 | 1 | 1 | 1 | 1 | 1 | 1 | 1 | 1 | CreEgsd603 | CreE | gsd | 603 | 675 | 447.7612 | [30 empty] | 0.0094965 | 0.0012719 | 0.00047635
603 | Motors | Controls | Restaurants | New | Escalator Motor Efficiency Controller | 1.5075 | 0.5625 |  | 11250 | 1 | 0.37313 | 7462.6866 | 15 |  | 3147 | 2087.5622 | Per Unit | GSD | 1 | 1 | 1 | 1 | 1 | 1 | 1 | 1 | 1 | 1 | 1 | 1 | CreNgsd603 | CreN | gsd | 603 | 675 | 447.7612 | [30 empty] | 0.00052216 | 6.9935e-05 | 2.6192e-05
603 | Motors | Controls | Retail | Existing | Escalator Motor Efficiency Controller | 1.6087 | 0.88875 |  | 11250 | 1 | 0.55245 | 6993.007 | 15 |  | 3147 | 1956.1772 | Per Unit | GSD | 1 | 1 | 1 | 1 | 1 | 1 | 1 | 1 | 1 | 1 | 1 | 1 | CrtEgsd603 | CrtE | gsd | 603 | 675 | 419.5804 | [30 empty] | 0.025046 | 0.0035924 | 0.0019872
603 | Motors | Controls | Retail | New | Escalator Motor Efficiency Controller | 1.6087 | 0.88875 |  | 11250 | 1 | 0.55245 | 6993.007 | 15 |  | 3147 | 1956.1772 | Per Unit | GSD | 1 | 1 | 1 | 1 | 1 | 1 | 1 | 1 | 1 | 1 | 1 | 1 | CrtNgsd603 | CrtN | gsd | 603 | 675 | 419.5804 | [30 empty] | 0.0013772 | 0.00019753 | 0.00010927
603 | Motors | Controls | Schools K-12 | Existing | Escalator Motor Efficiency Controller | 1.1587 | 1.2038 |  | 11250 | 1 | 1.0388 | 9708.7379 | 15 |  | 3147 | 2715.8576 | Per Unit | GSD | 1 | 1 | 1 | 1 | 1 | 1 | 1 | 1 | 1 | 1 | 1 | 1 | CscEgsd603 | CscE | gsd | 603 | 675 | 582.5243 | [30 empty] | 0.30147 | 0.031082 | 0.032384
603 | Motors | Controls | Schools K-12 | New | Escalator Motor Efficiency Controller | 1.1587 | 1.2038 |  | 11250 | 1 | 1.0388 | 9708.7379 | 15 |  | 3147 | 2715.8576 | Per Unit | GSD | 1 | 1 | 1 | 1 | 1 | 1 | 1 | 1 | 1 | 1 | 1 | 1 | CscNgsd603 | CscN | gsd | 603 | 675 | 582.5243 | [30 empty] | 0.0035521 | 0.00036622 | 0.00038156
603 | Motors | Controls | Warehouse | Existing | Escalator Motor Efficiency Controller | 1.7212 | 1.2488 |  | 11250 | 1 | 0.72549 | 6535.9477 | 15 |  | 3147 | 1828.3224 | Per Unit | GSD | 1 | 1 | 1 | 1 | 1 | 1 | 1 | 1 | 1 | 1 | 1 | 1 | CwaEgsd603 | CwaE | gsd | 603 | 675 | 392.1569 | [30 empty] | 0.064007 | 0.0097655 | 0.0070966
603 | Motors | Controls | Warehouse | New | Escalator Motor Efficiency Controller | 1.7212 | 1.2488 |  | 11250 | 1 | 0.72549 | 6535.9477 | 15 |  | 3147 | 1828.3224 | Per Unit | GSD | 1 | 1 | 1 | 1 | 1 | 1 | 1 | 1 | 1 | 1 | 1 | 1 | CwaNgsd603 | CwaN | gsd | 603 | 675 | 392.1569 | [30 empty] | 0.0035194 | 0.00053695 | 0.0003902
604 | Motors | Fans | Assembly | Turnover | 1.5HP Open Drip-Proof(ODP) Motor | 0.0017551 | 0.0017551 |  | 15.13 | 1 | 1 | 8620.6897 | 15 |  | 429 | 244433.3022 | Per Unit | GSD | 1 | 1 | 1 | 1 | 1 | 1 | 1 | 1 | 1 | 1 | 1 | 1 | CasTgsd604 | CasT | gsd | 604 | 0.9078 | 517.2414 | [30 empty] | 0.98292 | 0.11359 | 0.11403
604 | Motors | Fans | Assembly | New | 1.5HP Open Drip-Proof(ODP) Motor | 0.0017551 | 0.0017551 |  | 15.13 | 1 | 1 | 8620.6897 | 15 |  | 429 | 244433.3022 | Per Unit | GSD | 1 | 1 | 1 | 1 | 1 | 1 | 1 | 1 | 1 | 1 | 1 | 1 | CasNgsd604 | CasN | gsd | 604 | 0.9078 | 517.2414 | [30 empty] | 0.0071585 | 0.00082728 | 0.00083046
604 | Motors | Fans | College and University | Turnover | 1.5HP Open Drip-Proof(ODP) Motor | 0.0017551 | 0.0017551 |  | 15.13 | 1 | 1 | 8620.6897 | 15 |  | 429 | 244433.3022 | Per Unit | GSD | 1 | 1 | 1 | 1 | 1 | 1 | 1 | 1 | 1 | 1 | 1 | 1 | CcoTgsd604 | CcoT | gsd | 604 | 0.9078 | 517.2414 | [30 empty] | 0.36861 | 0.042599 | 0.042763
604 | Motors | Fans | College and University | New | 1.5HP Open Drip-Proof(ODP) Motor | 0.0017551 | 0.0017551 |  | 15.13 | 1 | 1 | 8620.6897 | 15 |  | 429 | 244433.3022 | Per Unit | GSD | 1 | 1 | 1 | 1 | 1 | 1 | 1 | 1 | 1 | 1 | 1 | 1 | CcoNgsd604 | CcoN | gsd | 604 | 0.9078 | 517.2414 | [30 empty] | 0.0030809 | 0.00035605 | 0.00035742
604 | Motors | Fans | Data Center | Turnover | 1.5HP Open Drip-Proof(ODP) Motor | 0.0027688 | 0.0019669 |  | 15.13 | 1 | 0.71038 | 5464.4809 | 15 |  | 429 | 154941.3282 | Per Unit | GSD | 1 | 1 | 1 | 1 | 1 | 1 | 1 | 1 | 1 | 1 | 1 | 1 | CdaTgsd604 | CdaT | gsd | 604 | 0.9078 | 327.8689 | [30 empty] | 0.031284 | 0.0057245 | 0.0040572
604 | Motors | Fans | Data Center | New | 1.5HP Open Drip-Proof(ODP) Motor | 0.0027688 | 0.0019669 |  | 15.13 | 1 | 0.71038 | 5464.4809 | 15 |  | 429 | 154941.3282 | Per Unit | GSD | 1 | 1 | 1 | 1 | 1 | 1 | 1 | 1 | 1 | 1 | 1 | 1 | CdaNgsd604 | CdaN | gsd | 604 | 0.9078 | 327.8689 | [30 empty] | 0.00028334 | 5.1847e-05 | 3.6746e-05
604 | Motors | Fans | Grocery | Turnover | 1.5HP Open Drip-Proof(ODP) Motor | 0.0026629 | 0.0014222 |  | 15.13 | 1 | 0.53409 | 5681.8182 | 15 |  | 429 | 161103.7673 | Per Unit | GSD | 1 | 1 | 1 | 1 | 1 | 1 | 1 | 1 | 1 | 1 | 1 | 1 | CgrTgsd604 | CgrT | gsd | 604 | 0.9078 | 340.9091 | [30 empty] | 1.0233 | 0.18048 | 0.096421
604 | Motors | Fans | Grocery | New | 1.5HP Open Drip-Proof(ODP) Motor | 0.0026629 | 0.0014222 |  | 15.13 | 1 | 0.53409 | 5681.8182 | 15 |  | 429 | 161103.7673 | Per Unit | GSD | 1 | 1 | 1 | 1 | 1 | 1 | 1 | 1 | 1 | 1 | 1 | 1 | CgrNgsd604 | CgrN | gsd | 604 | 0.9078 | 340.9091 | [30 empty] | 0.00779 | 0.0013739 | 0.00073402
604 | Motors | Fans | Healthcare | Turnover | 1.5HP Open Drip-Proof(ODP) Motor | 0.0022241 | 0.0019518 |  | 15.13 | 1 | 0.87755 | 6802.7211 | 15 |  | 429 | 192886.1432 | Per Unit | GSD | 1 | 1 | 1 | 1 | 1 | 1 | 1 | 1 | 1 | 1 | 1 | 1 | CheTgsd604 | CheT | gsd | 604 | 0.9078 | 408.1633 | [30 empty] | 1.9423 | 0.28499 | 0.25148
604 | Motors | Fans | Healthcare | New | 1.5HP Open Drip-Proof(ODP) Motor | 0.0022241 | 0.0019518 |  | 15.13 | 1 | 0.87755 | 6802.7211 | 15 |  | 429 | 192886.1432 | Per Unit | GSD | 1 | 1 | 1 | 1 | 1 | 1 | 1 | 1 | 1 | 1 | 1 | 1 | CheNgsd604 | CheN | gsd | 604 | 0.9078 | 408.1633 | [30 empty] | 0.017322 | 0.0025416 | 0.0022428
604 | Motors | Fans | Hospitals | Turnover | 1.5HP Open Drip-Proof(ODP) Motor | 0.0017551 | 0.0017551 |  | 15.13 | 1 | 1 | 8620.6897 | 15 |  | 429 | 244433.3022 | Per Unit | GSD | 1 | 1 | 1 | 1 | 1 | 1 | 1 | 1 | 1 | 1 | 1 | 1 | ChoTgsd604 | ChoT | gsd | 604 | 0.9078 | 517.2414 | [30 empty] | 1.2586 | 0.14545 | 0.14601
604 | Motors | Fans | Hospitals | New | 1.5HP Open Drip-Proof(ODP) Motor | 0.0017551 | 0.0017551 |  | 15.13 | 1 | 1 | 8620.6897 | 15 |  | 429 | 244433.3022 | Per Unit | GSD | 1 | 1 | 1 | 1 | 1 | 1 | 1 | 1 | 1 | 1 | 1 | 1 | ChoNgsd604 | ChoN | gsd | 604 | 0.9078 | 517.2414 | [30 empty] | 0.01064 | 0.0012297 | 0.0012344
604 | Motors | Fans | Institutional | Turnover | 1.5HP Open Drip-Proof(ODP) Motor | 0.0024813 | 0.0019366 |  | 15.13 | 1 | 0.78049 | 6097.561 | 15 |  | 429 | 172891.8479 | Per Unit | GSD | 1 | 1 | 1 | 1 | 1 | 1 | 1 | 1 | 1 | 1 | 1 | 1 | CinTgsd604 | CinT | gsd | 604 | 0.9078 | 365.8537 | [30 empty] | 0.51335 | 0.084196 | 0.065634
604 | Motors | Fans | Institutional | New | 1.5HP Open Drip-Proof(ODP) Motor | 0.0024813 | 0.0019366 |  | 15.13 | 1 | 0.78049 | 6097.561 | 15 |  | 429 | 172891.8479 | Per Unit | GSD | 1 | 1 | 1 | 1 | 1 | 1 | 1 | 1 | 1 | 1 | 1 | 1 | CinNgsd604 | CinN | gsd | 604 | 0.9078 | 365.8537 | [30 empty] | 0.003517 | 0.00057683 | 0.00044966
604 | Motors | Fans | Lodging/Hospitality | Turnover | 1.5HP Open Drip-Proof(ODP) Motor | 0.0020274 | 0.0016643 |  | 15.13 | 1 | 0.8209 | 7462.6866 | 15 |  | 429 | 211598.978 | Per Unit | GSD | 1 | 1 | 1 | 1 | 1 | 1 | 1 | 1 | 1 | 1 | 1 | 1 | CloTgsd604 | CloT | gsd | 604 | 0.9078 | 447.7612 | [30 empty] | 2.0424 | 0.27332 | 0.2255
604 | Motors | Fans | Lodging/Hospitality | New | 1.5HP Open Drip-Proof(ODP) Motor | 0.0020274 | 0.0016643 |  | 15.13 | 1 | 0.8209 | 7462.6866 | 15 |  | 429 | 211598.978 | Per Unit | GSD | 1 | 1 | 1 | 1 | 1 | 1 | 1 | 1 | 1 | 1 | 1 | 1 | CloNgsd604 | CloN | gsd | 604 | 0.9078 | 447.7612 | [30 empty] | 0.018826 | 0.0025193 | 0.0020786
604 | Motors | Fans | Miscellaneous | Turnover | 1.5HP Open Drip-Proof(ODP) Motor | 0.0027688 | 0.0019669 |  | 15.13 | 1 | 0.71038 | 5464.4809 | 15 |  | 429 | 154941.3282 | Per Unit | GSD | 1 | 1 | 1 | 1 | 1 | 1 | 1 | 1 | 1 | 1 | 1 | 1 | CmiTgsd604 | CmiT | gsd | 604 | 0.9078 | 327.8689 | [30 empty] | 1.8695 | 0.34209 | 0.24246
604 | Motors | Fans | Miscellaneous | New | 1.5HP Open Drip-Proof(ODP) Motor | 0.0027688 | 0.0019669 |  | 15.13 | 1 | 0.71038 | 5464.4809 | 15 |  | 429 | 154941.3282 | Per Unit | GSD | 1 | 1 | 1 | 1 | 1 | 1 | 1 | 1 | 1 | 1 | 1 | 1 | CmiNgsd604 | CmiN | gsd | 604 | 0.9078 | 327.8689 | [30 empty] | 0.013588 | 0.0024864 | 0.0017622
604 | Motors | Fans | Offices | Turnover | 1.5HP Open Drip-Proof(ODP) Motor | 0.0027688 | 0.0019669 |  | 15.13 | 1 | 0.71038 | 5464.4809 | 15 |  | 429 | 154941.3282 | Per Unit | GSD | 1 | 1 | 1 | 1 | 1 | 1 | 1 | 1 | 1 | 1 | 1 | 1 | CofTgsd604 | CofT | gsd | 604 | 0.9078 | 327.8689 | [30 empty] | 16.707 | 3.0571 | 2.1667
604 | Motors | Fans | Offices | New | 1.5HP Open Drip-Proof(ODP) Motor | 0.0027688 | 0.0019669 |  | 15.13 | 1 | 0.71038 | 5464.4809 | 15 |  | 429 | 154941.3282 | Per Unit | GSD | 1 | 1 | 1 | 1 | 1 | 1 | 1 | 1 | 1 | 1 | 1 | 1 | CofNgsd604 | CofN | gsd | 604 | 0.9078 | 327.8689 | [30 empty] | 0.16039 | 0.029349 | 0.020801
604 | Motors | Fans | Restaurants | Turnover | 1.5HP Open Drip-Proof(ODP) Motor | 0.0023149 | 0.0017702 |  | 15.13 | 1 | 0.76471 | 6535.9477 | 15 |  | 429 | 185321.9807 | Per Unit | GSD | 1 | 1 | 1 | 1 | 1 | 1 | 1 | 1 | 1 | 1 | 1 | 1 | CreTgsd604 | CreT | gsd | 604 | 0.9078 | 392.1569 | [30 empty] | 1.5144 | 0.2311 | 0.1773
604 | Motors | Fans | Restaurants | New | 1.5HP Open Drip-Proof(ODP) Motor | 0.0023149 | 0.0017702 |  | 15.13 | 1 | 0.76471 | 6535.9477 | 15 |  | 429 | 185321.9807 | Per Unit | GSD | 1 | 1 | 1 | 1 | 1 | 1 | 1 | 1 | 1 | 1 | 1 | 1 | CreNgsd604 | CreN | gsd | 604 | 0.9078 | 392.1569 | [30 empty] | 0.012591 | 0.0019214 | 0.0014741
604 | Motors | Fans | Retail | Turnover | 1.5HP Open Drip-Proof(ODP) Motor | 0.0017551 | 0.0017551 |  | 15.13 | 1 | 1 | 8620.6897 | 15 |  | 429 | 244433.3022 | Per Unit | GSD | 1 | 1 | 1 | 1 | 1 | 1 | 1 | 1 | 1 | 1 | 1 | 1 | CrtTgsd604 | CrtT | gsd | 604 | 0.9078 | 517.2414 | [30 empty] | 3.6176 | 0.41807 | 0.41968
604 | Motors | Fans | Retail | New | 1.5HP Open Drip-Proof(ODP) Motor | 0.0017551 | 0.0017551 |  | 15.13 | 1 | 1 | 8620.6897 | 15 |  | 429 | 244433.3022 | Per Unit | GSD | 1 | 1 | 1 | 1 | 1 | 1 | 1 | 1 | 1 | 1 | 1 | 1 | CrtNgsd604 | CrtN | gsd | 604 | 0.9078 | 517.2414 | [30 empty] | 0.034088 | 0.0039395 | 0.0039546
604 | Motors | Fans | Schools K-12 | Turnover | 1.5HP Open Drip-Proof(ODP) Motor | 0.0027688 | 0.0019669 |  | 15.13 | 1 | 0.71038 | 5464.4809 | 15 |  | 429 | 154941.3282 | Per Unit | GSD | 1 | 1 | 1 | 1 | 1 | 1 | 1 | 1 | 1 | 1 | 1 | 1 | CscTgsd604 | CscT | gsd | 604 | 0.9078 | 327.8689 | [30 empty] | 0.37264 | 0.068188 | 0.048328
604 | Motors | Fans | Schools K-12 | New | 1.5HP Open Drip-Proof(ODP) Motor | 0.0027688 | 0.0019669 |  | 15.13 | 1 | 0.71038 | 5464.4809 | 15 |  | 429 | 154941.3282 | Per Unit | GSD | 1 | 1 | 1 | 1 | 1 | 1 | 1 | 1 | 1 | 1 | 1 | 1 | CscNgsd604 | CscN | gsd | 604 | 0.9078 | 327.8689 | [30 empty] | 0.0032262 | 0.00059035 | 0.0004184
604 | Motors | Fans | Warehouse | Turnover | 1.5HP Open Drip-Proof(ODP) Motor | 0.0027688 | 0.0019669 |  | 15.13 | 1 | 0.71038 | 5464.4809 | 15 |  | 429 | 154941.3282 | Per Unit | GSD | 1 | 1 | 1 | 1 | 1 | 1 | 1 | 1 | 1 | 1 | 1 | 1 | CwaTgsd604 | CwaT | gsd | 604 | 0.9078 | 327.8689 | [30 empty] | 0.2359 | 0.043167 | 0.030594
604 | Motors | Fans | Warehouse | New | 1.5HP Open Drip-Proof(ODP) Motor | 0.0027688 | 0.0019669 |  | 15.13 | 1 | 0.71038 | 5464.4809 | 15 |  | 429 | 154941.3282 | Per Unit | GSD | 1 | 1 | 1 | 1 | 1 | 1 | 1 | 1 | 1 | 1 | 1 | 1 | CwaNgsd604 | CwaN | gsd | 604 | 0.9078 | 327.8689 | [30 empty] | 0.0012395 | 0.00022682 | 0.00016075
605 | Motors | Fans | Assembly | Turnover | 10HP Open Drip-Proof(ODP) Motor | 0.018064 | 0.018064 |  | 155.72 | 1 | 1 | 8620.6897 | 15 |  | 1035 | 57297.8024 | Per Unit | GSD | 1 | 1 | 1 | 1 | 1 | 1 | 1 | 1 | 1 | 1 | 1 | 1 | CasTgsd605 | CasT | gsd | 605 | 9.3432 | 517.2414 | [30 empty] | 1.3069 | 0.15103 | 0.15161
605 | Motors | Fans | Assembly | New | 10HP Open Drip-Proof(ODP) Motor | 0.018064 | 0.018064 |  | 155.72 | 1 | 1 | 8620.6897 | 15 |  | 1035 | 57297.8024 | Per Unit | GSD | 1 | 1 | 1 | 1 | 1 | 1 | 1 | 1 | 1 | 1 | 1 | 1 | CasNgsd605 | CasN | gsd | 605 | 9.3432 | 517.2414 | [30 empty] | 0.0095177 | 0.0010999 | 0.0011042
605 | Motors | Fans | College and University | Turnover | 10HP Open Drip-Proof(ODP) Motor | 0.018064 | 0.018064 |  | 155.72 | 1 | 1 | 8620.6897 | 15 |  | 1035 | 57297.8024 | Per Unit | GSD | 1 | 1 | 1 | 1 | 1 | 1 | 1 | 1 | 1 | 1 | 1 | 1 | CcoTgsd605 | CcoT | gsd | 605 | 9.3432 | 517.2414 | [30 empty] | 0.49009 | 0.056638 | 0.056856
605 | Motors | Fans | College and University | New | 10HP Open Drip-Proof(ODP) Motor | 0.018064 | 0.018064 |  | 155.72 | 1 | 1 | 8620.6897 | 15 |  | 1035 | 57297.8024 | Per Unit | GSD | 1 | 1 | 1 | 1 | 1 | 1 | 1 | 1 | 1 | 1 | 1 | 1 | CcoNgsd605 | CcoN | gsd | 605 | 9.3432 | 517.2414 | [30 empty] | 0.0040963 | 0.0004734 | 0.00047522
605 | Motors | Fans | Data Center | Turnover | 10HP Open Drip-Proof(ODP) Motor | 0.028497 | 0.020244 |  | 155.72 | 1 | 0.71038 | 5464.4809 | 15 |  | 1035 | 36319.9185 | Per Unit | GSD | 1 | 1 | 1 | 1 | 1 | 1 | 1 | 1 | 1 | 1 | 1 | 1 | CdaTgsd605 | CdaT | gsd | 605 | 9.3432 | 327.8689 | [30 empty] | 0.041657 | 0.0076227 | 0.0054025
605 | Motors | Fans | Data Center | New | 10HP Open Drip-Proof(ODP) Motor | 0.028497 | 0.020244 |  | 155.72 | 1 | 0.71038 | 5464.4809 | 15 |  | 1035 | 36319.9185 | Per Unit | GSD | 1 | 1 | 1 | 1 | 1 | 1 | 1 | 1 | 1 | 1 | 1 | 1 | CdaNgsd605 | CdaN | gsd | 605 | 9.3432 | 327.8689 | [30 empty] | 0.0003773 | 6.904e-05 | 4.8931e-05
605 | Motors | Fans | Grocery | Turnover | 10HP Open Drip-Proof(ODP) Motor | 0.027407 | 0.014638 |  | 155.72 | 1 | 0.53409 | 5681.8182 | 15 |  | 1035 | 37764.4607 | Per Unit | GSD | 1 | 1 | 1 | 1 | 1 | 1 | 1 | 1 | 1 | 1 | 1 | 1 | CgrTgsd605 | CgrT | gsd | 605 | 9.3432 | 340.9091 | [30 empty] | 1.3605 | 0.23996 | 0.1282
605 | Motors | Fans | Grocery | New | 10HP Open Drip-Proof(ODP) Motor | 0.027407 | 0.014638 |  | 155.72 | 1 | 0.53409 | 5681.8182 | 15 |  | 1035 | 37764.4607 | Per Unit | GSD | 1 | 1 | 1 | 1 | 1 | 1 | 1 | 1 | 1 | 1 | 1 | 1 | CgrNgsd605 | CgrN | gsd | 605 | 9.3432 | 340.9091 | [30 empty] | 0.010357 | 0.0018267 | 0.00097593
605 | Motors | Fans | Healthcare | Turnover | 10HP Open Drip-Proof(ODP) Motor | 0.022891 | 0.020088 |  | 155.72 | 1 | 0.87755 | 6802.7211 | 15 |  | 1035 | 45214.5924 | Per Unit | GSD | 1 | 1 | 1 | 1 | 1 | 1 | 1 | 1 | 1 | 1 | 1 | 1 | CheTgsd605 | CheT | gsd | 605 | 9.3432 | 408.1633 | [30 empty] | 2.5824 | 0.37891 | 0.33436
605 | Motors | Fans | Healthcare | New | 10HP Open Drip-Proof(ODP) Motor | 0.022891 | 0.020088 |  | 155.72 | 1 | 0.87755 | 6802.7211 | 15 |  | 1035 | 45214.5924 | Per Unit | GSD | 1 | 1 | 1 | 1 | 1 | 1 | 1 | 1 | 1 | 1 | 1 | 1 | CheNgsd605 | CheN | gsd | 605 | 9.3432 | 408.1633 | [30 empty] | 0.023031 | 0.0033793 | 0.0029819
605 | Motors | Fans | Hospitals | Turnover | 10HP Open Drip-Proof(ODP) Motor | 0.018064 | 0.018064 |  | 155.72 | 1 | 1 | 8620.6897 | 15 |  | 1035 | 57297.8024 | Per Unit | GSD | 1 | 1 | 1 | 1 | 1 | 1 | 1 | 1 | 1 | 1 | 1 | 1 | ChoTgsd605 | ChoT | gsd | 605 | 9.3432 | 517.2414 | [30 empty] | 1.6733 | 0.19338 | 0.19413
605 | Motors | Fans | Hospitals | New | 10HP Open Drip-Proof(ODP) Motor | 0.018064 | 0.018064 |  | 155.72 | 1 | 1 | 8620.6897 | 15 |  | 1035 | 57297.8024 | Per Unit | GSD | 1 | 1 | 1 | 1 | 1 | 1 | 1 | 1 | 1 | 1 | 1 | 1 | ChoNgsd605 | ChoN | gsd | 605 | 9.3432 | 517.2414 | [30 empty] | 0.014147 | 0.0016349 | 0.0016412
605 | Motors | Fans | Institutional | Turnover | 10HP Open Drip-Proof(ODP) Motor | 0.025538 | 0.019932 |  | 155.72 | 1 | 0.78049 | 6097.561 | 15 |  | 1035 | 40527.7139 | Per Unit | GSD | 1 | 1 | 1 | 1 | 1 | 1 | 1 | 1 | 1 | 1 | 1 | 1 | CinTgsd605 | CinT | gsd | 605 | 9.3432 | 365.8537 | [30 empty] | 0.68358 | 0.11212 | 0.087398
605 | Motors | Fans | Institutional | New | 10HP Open Drip-Proof(ODP) Motor | 0.025538 | 0.019932 |  | 155.72 | 1 | 0.78049 | 6097.561 | 15 |  | 1035 | 40527.7139 | Per Unit | GSD | 1 | 1 | 1 | 1 | 1 | 1 | 1 | 1 | 1 | 1 | 1 | 1 | CinNgsd605 | CinN | gsd | 605 | 9.3432 | 365.8537 | [30 empty] | 0.0046832 | 0.0007681 | 0.00059876
605 | Motors | Fans | Lodging/Hospitality | Turnover | 10HP Open Drip-Proof(ODP) Motor | 0.020866 | 0.017129 |  | 155.72 | 1 | 0.8209 | 7462.6866 | 15 |  | 1035 | 49601.0827 | Per Unit | GSD | 1 | 1 | 1 | 1 | 1 | 1 | 1 | 1 | 1 | 1 | 1 | 1 | CloTgsd605 | CloT | gsd | 605 | 9.3432 | 447.7612 | [30 empty] | 2.7155 | 0.3634 | 0.29982
605 | Motors | Fans | Lodging/Hospitality | New | 10HP Open Drip-Proof(ODP) Motor | 0.020866 | 0.017129 |  | 155.72 | 1 | 0.8209 | 7462.6866 | 15 |  | 1035 | 49601.0827 | Per Unit | GSD | 1 | 1 | 1 | 1 | 1 | 1 | 1 | 1 | 1 | 1 | 1 | 1 | CloNgsd605 | CloN | gsd | 605 | 9.3432 | 447.7612 | [30 empty] | 0.02503 | 0.0033496 | 0.0027636
605 | Motors | Fans | Miscellaneous | Turnover | 10HP Open Drip-Proof(ODP) Motor | 0.028497 | 0.020244 |  | 155.72 | 1 | 0.71038 | 5464.4809 | 15 |  | 1035 | 36319.9185 | Per Unit | GSD | 1 | 1 | 1 | 1 | 1 | 1 | 1 | 1 | 1 | 1 | 1 | 1 | CmiTgsd605 | CmiT | gsd | 605 | 9.3432 | 327.8689 | [30 empty] | 2.4894 | 0.45553 | 0.32285
605 | Motors | Fans | Miscellaneous | New | 10HP Open Drip-Proof(ODP) Motor | 0.028497 | 0.020244 |  | 155.72 | 1 | 0.71038 | 5464.4809 | 15 |  | 1035 | 36319.9185 | Per Unit | GSD | 1 | 1 | 1 | 1 | 1 | 1 | 1 | 1 | 1 | 1 | 1 | 1 | CmiNgsd605 | CmiN | gsd | 605 | 9.3432 | 327.8689 | [30 empty] | 0.018094 | 0.0033109 | 0.0023465
605 | Motors | Fans | Offices | Turnover | 10HP Open Drip-Proof(ODP) Motor | 0.028497 | 0.020244 |  | 155.72 | 1 | 0.71038 | 5464.4809 | 15 |  | 1035 | 36319.9185 | Per Unit | GSD | 1 | 1 | 1 | 1 | 1 | 1 | 1 | 1 | 1 | 1 | 1 | 1 | CofTgsd605 | CofT | gsd | 605 | 9.3432 | 327.8689 | [30 empty] | 22.247 | 4.0709 | 2.8852
605 | Motors | Fans | Offices | New | 10HP Open Drip-Proof(ODP) Motor | 0.028497 | 0.020244 |  | 155.72 | 1 | 0.71038 | 5464.4809 | 15 |  | 1035 | 36319.9185 | Per Unit | GSD | 1 | 1 | 1 | 1 | 1 | 1 | 1 | 1 | 1 | 1 | 1 | 1 | CofNgsd605 | CofN | gsd | 605 | 9.3432 | 327.8689 | [30 empty] | 0.21357 | 0.039081 | 0.027698
605 | Motors | Fans | Restaurants | Turnover | 10HP Open Drip-Proof(ODP) Motor | 0.023825 | 0.018219 |  | 155.72 | 1 | 0.76471 | 6535.9477 | 15 |  | 1035 | 43441.4711 | Per Unit | GSD | 1 | 1 | 1 | 1 | 1 | 1 | 1 | 1 | 1 | 1 | 1 | 1 | CreTgsd605 | CreT | gsd | 605 | 9.3432 | 392.1569 | [30 empty] | 2.0135 | 0.30727 | 0.23573
605 | Motors | Fans | Restaurants | New | 10HP Open Drip-Proof(ODP) Motor | 0.023825 | 0.018219 |  | 155.72 | 1 | 0.76471 | 6535.9477 | 15 |  | 1035 | 43441.4711 | Per Unit | GSD | 1 | 1 | 1 | 1 | 1 | 1 | 1 | 1 | 1 | 1 | 1 | 1 | CreNgsd605 | CreN | gsd | 605 | 9.3432 | 392.1569 | [30 empty] | 0.016741 | 0.0025547 | 0.0019599
605 | Motors | Fans | Retail | Turnover | 10HP Open Drip-Proof(ODP) Motor | 0.018064 | 0.018064 |  | 155.72 | 1 | 1 | 8620.6897 | 15 |  | 1035 | 57297.8024 | Per Unit | GSD | 1 | 1 | 1 | 1 | 1 | 1 | 1 | 1 | 1 | 1 | 1 | 1 | CrtTgsd605 | CrtT | gsd | 605 | 9.3432 | 517.2414 | [30 empty] | 4.8098 | 0.55586 | 0.558
605 | Motors | Fans | Retail | New | 10HP Open Drip-Proof(ODP) Motor | 0.018064 | 0.018064 |  | 155.72 | 1 | 1 | 8620.6897 | 15 |  | 1035 | 57297.8024 | Per Unit | GSD | 1 | 1 | 1 | 1 | 1 | 1 | 1 | 1 | 1 | 1 | 1 | 1 | CrtNgsd605 | CrtN | gsd | 605 | 9.3432 | 517.2414 | [30 empty] | 0.045323 | 0.0052378 | 0.0052579
605 | Motors | Fans | Schools K-12 | Turnover | 10HP Open Drip-Proof(ODP) Motor | 0.028497 | 0.020244 |  | 155.72 | 1 | 0.71038 | 5464.4809 | 15 |  | 1035 | 36319.9185 | Per Unit | GSD | 1 | 1 | 1 | 1 | 1 | 1 | 1 | 1 | 1 | 1 | 1 | 1 | CscTgsd605 | CscT | gsd | 605 | 9.3432 | 327.8689 | [30 empty] | 0.49545 | 0.090661 | 0.064255
605 | Motors | Fans | Schools K-12 | New | 10HP Open Drip-Proof(ODP) Motor | 0.028497 | 0.020244 |  | 155.72 | 1 | 0.71038 | 5464.4809 | 15 |  | 1035 | 36319.9185 | Per Unit | GSD | 1 | 1 | 1 | 1 | 1 | 1 | 1 | 1 | 1 | 1 | 1 | 1 | CscNgsd605 | CscN | gsd | 605 | 9.3432 | 327.8689 | [30 empty] | 0.0042895 | 0.00078491 | 0.0005563
605 | Motors | Fans | Warehouse | Turnover | 10HP Open Drip-Proof(ODP) Motor | 0.028497 | 0.020244 |  | 155.72 | 1 | 0.71038 | 5464.4809 | 15 |  | 1035 | 36319.9185 | Per Unit | GSD | 1 | 1 | 1 | 1 | 1 | 1 | 1 | 1 | 1 | 1 | 1 | 1 | CwaTgsd605 | CwaT | gsd | 605 | 9.3432 | 327.8689 | [30 empty] | 0.31413 | 0.057481 | 0.040739
605 | Motors | Fans | Warehouse | New | 10HP Open Drip-Proof(ODP) Motor | 0.028497 | 0.020244 |  | 155.72 | 1 | 0.71038 | 5464.4809 | 15 |  | 1035 | 36319.9185 | Per Unit | GSD | 1 | 1 | 1 | 1 | 1 | 1 | 1 | 1 | 1 | 1 | 1 | 1 | CwaNgsd605 | CwaN | gsd | 605 | 9.3432 | 327.8689 | [30 empty] | 0.0016505 | 0.00030203 | 0.00021406
606 | Motors | Fans | Assembly | Turnover | 20HP Open Drip-Proof (ODP) Motor | 0.02027 | 0.02027 |  | 174.74 | 1 | 1 | 8620.6897 | 15 |  | 1653 | 81549.731 | Per Unit | GSD | 1 | 1 | 1 | 1 | 1 | 1 | 1 | 1 | 1 | 1 | 1 | 1 | CasTgsd606 | CasT | gsd | 606 | 10.4844 | 517.2414 | [30 empty] | 0.73337 | 0.084753 | 0.085079
606 | Motors | Fans | Assembly | New | 20HP Open Drip-Proof (ODP) Motor | 0.02027 | 0.02027 |  | 174.74 | 1 | 1 | 8620.6897 | 15 |  | 1653 | 81549.731 | Per Unit | GSD | 1 | 1 | 1 | 1 | 1 | 1 | 1 | 1 | 1 | 1 | 1 | 1 | CasNgsd606 | CasN | gsd | 606 | 10.4844 | 517.2414 | [30 empty] | 0.005341 | 0.00061724 | 0.00061962
606 | Motors | Fans | College and University | Turnover | 20HP Open Drip-Proof (ODP) Motor | 0.02027 | 0.02027 |  | 174.74 | 1 | 1 | 8620.6897 | 15 |  | 1653 | 81549.731 | Per Unit | GSD | 1 | 1 | 1 | 1 | 1 | 1 | 1 | 1 | 1 | 1 | 1 | 1 | CcoTgsd606 | CcoT | gsd | 606 | 10.4844 | 517.2414 | [30 empty] | 0.27502 | 0.031783 | 0.031906
606 | Motors | Fans | College and University | New | 20HP Open Drip-Proof (ODP) Motor | 0.02027 | 0.02027 |  | 174.74 | 1 | 1 | 8620.6897 | 15 |  | 1653 | 81549.731 | Per Unit | GSD | 1 | 1 | 1 | 1 | 1 | 1 | 1 | 1 | 1 | 1 | 1 | 1 | CcoNgsd606 | CcoN | gsd | 606 | 10.4844 | 517.2414 | [30 empty] | 0.0022987 | 0.00026566 | 0.00026668
606 | Motors | Fans | Data Center | Turnover | 20HP Open Drip-Proof (ODP) Motor | 0.031977 | 0.022716 |  | 174.74 | 1 | 0.71038 | 5464.4809 | 15 |  | 1653 | 51692.7257 | Per Unit | GSD | 1 | 1 | 1 | 1 | 1 | 1 | 1 | 1 | 1 | 1 | 1 | 1 | CdaTgsd606 | CdaT | gsd | 606 | 10.4844 | 327.8689 | [30 empty] | 0.023314 | 0.0042662 | 0.0030236
606 | Motors | Fans | Data Center | New | 20HP Open Drip-Proof (ODP) Motor | 0.031977 | 0.022716 |  | 174.74 | 1 | 0.71038 | 5464.4809 | 15 |  | 1653 | 51692.7257 | Per Unit | GSD | 1 | 1 | 1 | 1 | 1 | 1 | 1 | 1 | 1 | 1 | 1 | 1 | CdaNgsd606 | CdaN | gsd | 606 | 10.4844 | 327.8689 | [30 empty] | 0.00021116 | 3.8639e-05 | 2.7385e-05
606 | Motors | Fans | Grocery | Turnover | 20HP Open Drip-Proof (ODP) Motor | 0.030754 | 0.016426 |  | 174.74 | 1 | 0.53409 | 5681.8182 | 15 |  | 1653 | 53748.6864 | Per Unit | GSD | 1 | 1 | 1 | 1 | 1 | 1 | 1 | 1 | 1 | 1 | 1 | 1 | CgrTgsd606 | CgrT | gsd | 606 | 10.4844 | 340.9091 | [30 empty] | 0.76349 | 0.13466 | 0.071941
606 | Motors | Fans | Grocery | New | 20HP Open Drip-Proof (ODP) Motor | 0.030754 | 0.016426 |  | 174.74 | 1 | 0.53409 | 5681.8182 | 15 |  | 1653 | 53748.6864 | Per Unit | GSD | 1 | 1 | 1 | 1 | 1 | 1 | 1 | 1 | 1 | 1 | 1 | 1 | CgrNgsd606 | CgrN | gsd | 606 | 10.4844 | 340.9091 | [30 empty] | 0.0058122 | 0.0010251 | 0.00054766
606 | Motors | Fans | Healthcare | Turnover | 20HP Open Drip-Proof (ODP) Motor | 0.025687 | 0.022541 |  | 174.74 | 1 | 0.87755 | 6802.7211 | 15 |  | 1653 | 64352.1687 | Per Unit | GSD | 1 | 1 | 1 | 1 | 1 | 1 | 1 | 1 | 1 | 1 | 1 | 1 | CheTgsd606 | CheT | gsd | 606 | 10.4844 | 408.1633 | [30 empty] | 1.4492 | 0.21263 | 0.18763
606 | Motors | Fans | Healthcare | New | 20HP Open Drip-Proof (ODP) Motor | 0.025687 | 0.022541 |  | 174.74 | 1 | 0.87755 | 6802.7211 | 15 |  | 1653 | 64352.1687 | Per Unit | GSD | 1 | 1 | 1 | 1 | 1 | 1 | 1 | 1 | 1 | 1 | 1 | 1 | CheNgsd606 | CheN | gsd | 606 | 10.4844 | 408.1633 | [30 empty] | 0.012924 | 0.0018963 | 0.0016733
606 | Motors | Fans | Hospitals | Turnover | 20HP Open Drip-Proof (ODP) Motor | 0.02027 | 0.02027 |  | 174.74 | 1 | 1 | 8620.6897 | 15 |  | 1653 | 81549.731 | Per Unit | GSD | 1 | 1 | 1 | 1 | 1 | 1 | 1 | 1 | 1 | 1 | 1 | 1 | ChoTgsd606 | ChoT | gsd | 606 | 10.4844 | 517.2414 | [30 empty] | 0.93902 | 0.10852 | 0.10894
606 | Motors | Fans | Hospitals | New | 20HP Open Drip-Proof (ODP) Motor | 0.02027 | 0.02027 |  | 174.74 | 1 | 1 | 8620.6897 | 15 |  | 1653 | 81549.731 | Per Unit | GSD | 1 | 1 | 1 | 1 | 1 | 1 | 1 | 1 | 1 | 1 | 1 | 1 | ChoNgsd606 | ChoN | gsd | 606 | 10.4844 | 517.2414 | [30 empty] | 0.0079388 | 0.00091746 | 0.00092099
606 | Motors | Fans | Institutional | Turnover | 20HP Open Drip-Proof (ODP) Motor | 0.028657 | 0.022367 |  | 174.74 | 1 | 0.78049 | 6097.561 | 15 |  | 1653 | 57681.5171 | Per Unit | GSD | 1 | 1 | 1 | 1 | 1 | 1 | 1 | 1 | 1 | 1 | 1 | 1 | CinTgsd606 | CinT | gsd | 606 | 10.4844 | 365.8537 | [30 empty] | 0.38258 | 0.062748 | 0.048914
606 | Motors | Fans | Institutional | New | 20HP Open Drip-Proof (ODP) Motor | 0.028657 | 0.022367 |  | 174.74 | 1 | 0.78049 | 6097.561 | 15 |  | 1653 | 57681.5171 | Per Unit | GSD | 1 | 1 | 1 | 1 | 1 | 1 | 1 | 1 | 1 | 1 | 1 | 1 | CinNgsd606 | CinN | gsd | 606 | 10.4844 | 365.8537 | [30 empty] | 0.002621 | 0.00042988 | 0.00033511
606 | Motors | Fans | Lodging/Hospitality | Turnover | 20HP Open Drip-Proof (ODP) Motor | 0.023415 | 0.019221 |  | 174.74 | 1 | 0.8209 | 7462.6866 | 15 |  | 1653 | 70595.2895 | Per Unit | GSD | 1 | 1 | 1 | 1 | 1 | 1 | 1 | 1 | 1 | 1 | 1 | 1 | CloTgsd606 | CloT | gsd | 606 | 10.4844 | 447.7612 | [30 empty] | 1.5239 | 0.20393 | 0.16825
606 | Motors | Fans | Lodging/Hospitality | New | 20HP Open Drip-Proof (ODP) Motor | 0.023415 | 0.019221 |  | 174.74 | 1 | 0.8209 | 7462.6866 | 15 |  | 1653 | 70595.2895 | Per Unit | GSD | 1 | 1 | 1 | 1 | 1 | 1 | 1 | 1 | 1 | 1 | 1 | 1 | CloNgsd606 | CloN | gsd | 606 | 10.4844 | 447.7612 | [30 empty] | 0.014046 | 0.0018797 | 0.0015508
606 | Motors | Fans | Miscellaneous | Turnover | 20HP Open Drip-Proof (ODP) Motor | 0.031977 | 0.022716 |  | 174.74 | 1 | 0.71038 | 5464.4809 | 15 |  | 1653 | 51692.7257 | Per Unit | GSD | 1 | 1 | 1 | 1 | 1 | 1 | 1 | 1 | 1 | 1 | 1 | 1 | CmiTgsd606 | CmiT | gsd | 606 | 10.4844 | 327.8689 | [30 empty] | 1.3933 | 0.25495 | 0.18069
606 | Motors | Fans | Miscellaneous | New | 20HP Open Drip-Proof (ODP) Motor | 0.031977 | 0.022716 |  | 174.74 | 1 | 0.71038 | 5464.4809 | 15 |  | 1653 | 51692.7257 | Per Unit | GSD | 1 | 1 | 1 | 1 | 1 | 1 | 1 | 1 | 1 | 1 | 1 | 1 | CmiNgsd606 | CmiN | gsd | 606 | 10.4844 | 327.8689 | [30 empty] | 0.010126 | 0.001853 | 0.0013133
606 | Motors | Fans | Offices | Turnover | 20HP Open Drip-Proof (ODP) Motor | 0.031977 | 0.022716 |  | 174.74 | 1 | 0.71038 | 5464.4809 | 15 |  | 1653 | 51692.7257 | Per Unit | GSD | 1 | 1 | 1 | 1 | 1 | 1 | 1 | 1 | 1 | 1 | 1 | 1 | CofTgsd606 | CofT | gsd | 606 | 10.4844 | 327.8689 | [30 empty] | 12.451 | 2.2783 | 1.6148
606 | Motors | Fans | Offices | New | 20HP Open Drip-Proof (ODP) Motor | 0.031977 | 0.022716 |  | 174.74 | 1 | 0.71038 | 5464.4809 | 15 |  | 1653 | 51692.7257 | Per Unit | GSD | 1 | 1 | 1 | 1 | 1 | 1 | 1 | 1 | 1 | 1 | 1 | 1 | CofNgsd606 | CofN | gsd | 606 | 10.4844 | 327.8689 | [30 empty] | 0.11953 | 0.021872 | 0.015502
606 | Motors | Fans | Restaurants | Turnover | 20HP Open Drip-Proof (ODP) Motor | 0.026735 | 0.020445 |  | 174.74 | 1 | 0.76471 | 6535.9477 | 15 |  | 1653 | 61828.5542 | Per Unit | GSD | 1 | 1 | 1 | 1 | 1 | 1 | 1 | 1 | 1 | 1 | 1 | 1 | CreTgsd606 | CreT | gsd | 606 | 10.4844 | 392.1569 | [30 empty] | 1.1299 | 0.17243 | 0.13228
606 | Motors | Fans | Restaurants | New | 20HP Open Drip-Proof (ODP) Motor | 0.026735 | 0.020445 |  | 174.74 | 1 | 0.76471 | 6535.9477 | 15 |  | 1653 | 61828.5542 | Per Unit | GSD | 1 | 1 | 1 | 1 | 1 | 1 | 1 | 1 | 1 | 1 | 1 | 1 | CreNgsd606 | CreN | gsd | 606 | 10.4844 | 392.1569 | [30 empty] | 0.0093944 | 0.0014336 | 0.0010998
606 | Motors | Fans | Retail | Turnover | 20HP Open Drip-Proof (ODP) Motor | 0.02027 | 0.02027 |  | 174.74 | 1 | 1 | 8620.6897 | 15 |  | 1653 | 81549.731 | Per Unit | GSD | 1 | 1 | 1 | 1 | 1 | 1 | 1 | 1 | 1 | 1 | 1 | 1 | CrtTgsd606 | CrtT | gsd | 606 | 10.4844 | 517.2414 | [30 empty] | 2.6991 | 0.31193 | 0.31313
606 | Motors | Fans | Retail | New | 20HP Open Drip-Proof (ODP) Motor | 0.02027 | 0.02027 |  | 174.74 | 1 | 1 | 8620.6897 | 15 |  | 1653 | 81549.731 | Per Unit | GSD | 1 | 1 | 1 | 1 | 1 | 1 | 1 | 1 | 1 | 1 | 1 | 1 | CrtNgsd606 | CrtN | gsd | 606 | 10.4844 | 517.2414 | [30 empty] | 0.025434 | 0.0029393 | 0.0029506
606 | Motors | Fans | Schools K-12 | Turnover | 20HP Open Drip-Proof (ODP) Motor | 0.031977 | 0.022716 |  | 174.74 | 1 | 0.71038 | 5464.4809 | 15 |  | 1653 | 51692.7257 | Per Unit | GSD | 1 | 1 | 1 | 1 | 1 | 1 | 1 | 1 | 1 | 1 | 1 | 1 | CscTgsd606 | CscT | gsd | 606 | 10.4844 | 327.8689 | [30 empty] | 0.27803 | 0.050876 | 0.036058
606 | Motors | Fans | Schools K-12 | New | 20HP Open Drip-Proof (ODP) Motor | 0.031977 | 0.022716 |  | 174.74 | 1 | 0.71038 | 5464.4809 | 15 |  | 1653 | 51692.7257 | Per Unit | GSD | 1 | 1 | 1 | 1 | 1 | 1 | 1 | 1 | 1 | 1 | 1 | 1 | CscNgsd606 | CscN | gsd | 606 | 10.4844 | 327.8689 | [30 empty] | 0.0024071 | 0.00044047 | 0.00031217
606 | Motors | Fans | Warehouse | Turnover | 20HP Open Drip-Proof (ODP) Motor | 0.031977 | 0.022716 |  | 174.74 | 1 | 0.71038 | 5464.4809 | 15 |  | 1653 | 51692.7257 | Per Unit | GSD | 1 | 1 | 1 | 1 | 1 | 1 | 1 | 1 | 1 | 1 | 1 | 1 | CwaTgsd606 | CwaT | gsd | 606 | 10.4844 | 327.8689 | [30 empty] | 0.17581 | 0.03217 | 0.0228
606 | Motors | Fans | Warehouse | New | 20HP Open Drip-Proof (ODP) Motor | 0.031977 | 0.022716 |  | 174.74 | 1 | 0.71038 | 5464.4809 | 15 |  | 1653 | 51692.7257 | Per Unit | GSD | 1 | 1 | 1 | 1 | 1 | 1 | 1 | 1 | 1 | 1 | 1 | 1 | CwaNgsd606 | CwaN | gsd | 606 | 10.4844 | 327.8689 | [30 empty] | 0.00092376 | 0.00016904 | 0.0001198
607 | Motors | Fans | Assembly | Turnover | High Speed Fans | 0.058993 | 0.058993 |  | 508.56 | 1 | 1 | 8620.6897 | 7 |  | 154 | 2610.481 | Per Unit | GSD | 1 | 1 | 1 | 1 | 1 | 1 | 1 | 1 | 1 | 1 | 1 | 1 | CasTgsd607 | CasT | gsd | 607 | 30.5136 | 517.2414 | [30 empty] | 0 | 0 | 0
607 | Motors | Fans | Assembly | New | High Speed Fans | 0.058993 | 0.058993 |  | 508.56 | 1 | 1 | 8620.6897 | 7 |  | 154 | 2610.481 | Per Unit | GSD | 1 | 1 | 1 | 1 | 1 | 1 | 1 | 1 | 1 | 1 | 1 | 1 | CasNgsd607 | CasN | gsd | 607 | 30.5136 | 517.2414 | [30 empty] | 0 | 0 | 0
607 | Motors | Fans | College and University | Turnover | High Speed Fans | 0.058993 | 0.058993 |  | 508.56 | 1 | 1 | 8620.6897 | 7 |  | 154 | 2610.481 | Per Unit | GSD | 1 | 1 | 1 | 1 | 1 | 1 | 1 | 1 | 1 | 1 | 1 | 1 | CcoTgsd607 | CcoT | gsd | 607 | 30.5136 | 517.2414 | [30 empty] | 0 | 0 | 0
607 | Motors | Fans | College and University | New | High Speed Fans | 0.058993 | 0.058993 |  | 508.56 | 1 | 1 | 8620.6897 | 7 |  | 154 | 2610.481 | Per Unit | GSD | 1 | 1 | 1 | 1 | 1 | 1 | 1 | 1 | 1 | 1 | 1 | 1 | CcoNgsd607 | CcoN | gsd | 607 | 30.5136 | 517.2414 | [30 empty] | 0 | 0 | 0
607 | Motors | Fans | Data Center | Turnover | High Speed Fans | 0.093066 | 0.066113 |  | 508.56 | 1 | 0.71038 | 5464.4809 | 7 |  | 154 | 1654.7311 | Per Unit | GSD | 1 | 1 | 1 | 1 | 1 | 1 | 1 | 1 | 1 | 1 | 1 | 1 | CdaTgsd607 | CdaT | gsd | 607 | 30.5136 | 327.8689 | [30 empty] | 0 | 0 | 0
607 | Motors | Fans | Data Center | New | High Speed Fans | 0.093066 | 0.066113 |  | 508.56 | 1 | 0.71038 | 5464.4809 | 7 |  | 154 | 1654.7311 | Per Unit | GSD | 1 | 1 | 1 | 1 | 1 | 1 | 1 | 1 | 1 | 1 | 1 | 1 | CdaNgsd607 | CdaN | gsd | 607 | 30.5136 | 327.8689 | [30 empty] | 0 | 0 | 0
607 | Motors | Fans | Grocery | Turnover | High Speed Fans | 0.089507 | 0.047805 |  | 508.56 | 1 | 0.53409 | 5681.8182 | 7 |  | 154 | 1720.5443 | Per Unit | GSD | 1 | 1 | 1 | 1 | 1 | 1 | 1 | 1 | 1 | 1 | 1 | 1 | CgrTgsd607 | CgrT | gsd | 607 | 30.5136 | 340.9091 | [30 empty] | 2.4007 | 0.42341 | 0.22621
607 | Motors | Fans | Grocery | New | High Speed Fans | 0.089507 | 0.047805 |  | 508.56 | 1 | 0.53409 | 5681.8182 | 7 |  | 154 | 1720.5443 | Per Unit | GSD | 1 | 1 | 1 | 1 | 1 | 1 | 1 | 1 | 1 | 1 | 1 | 1 | CgrNgsd607 | CgrN | gsd | 607 | 30.5136 | 340.9091 | [30 empty] | 0.018275 | 0.0032233 | 0.001722
607 | Motors | Fans | Healthcare | Turnover | High Speed Fans | 0.074758 | 0.065604 |  | 508.56 | 1 | 0.87755 | 6802.7211 | 7 |  | 154 | 2059.9714 | Per Unit | GSD | 1 | 1 | 1 | 1 | 1 | 1 | 1 | 1 | 1 | 1 | 1 | 1 | CheTgsd607 | CheT | gsd | 607 | 30.5136 | 408.1633 | [30 empty] | 0 | 0 | 0
607 | Motors | Fans | Healthcare | New | High Speed Fans | 0.074758 | 0.065604 |  | 508.56 | 1 | 0.87755 | 6802.7211 | 7 |  | 154 | 2059.9714 | Per Unit | GSD | 1 | 1 | 1 | 1 | 1 | 1 | 1 | 1 | 1 | 1 | 1 | 1 | CheNgsd607 | CheN | gsd | 607 | 30.5136 | 408.1633 | [30 empty] | 0 | 0 | 0
607 | Motors | Fans | Hospitals | Turnover | High Speed Fans | 0.058993 | 0.058993 |  | 508.56 | 1 | 1 | 8620.6897 | 7 |  | 154 | 2610.481 | Per Unit | GSD | 1 | 1 | 1 | 1 | 1 | 1 | 1 | 1 | 1 | 1 | 1 | 1 | ChoTgsd607 | ChoT | gsd | 607 | 30.5136 | 517.2414 | [30 empty] | 0 | 0 | 0
607 | Motors | Fans | Hospitals | New | High Speed Fans | 0.058993 | 0.058993 |  | 508.56 | 1 | 1 | 8620.6897 | 7 |  | 154 | 2610.481 | Per Unit | GSD | 1 | 1 | 1 | 1 | 1 | 1 | 1 | 1 | 1 | 1 | 1 | 1 | ChoNgsd607 | ChoN | gsd | 607 | 30.5136 | 517.2414 | [30 empty] | 0 | 0 | 0
607 | Motors | Fans | Institutional | Turnover | High Speed Fans | 0.083404 | 0.065096 |  | 508.56 | 1 | 0.78049 | 6097.561 | 7 |  | 154 | 1846.4378 | Per Unit | GSD | 1 | 1 | 1 | 1 | 1 | 1 | 1 | 1 | 1 | 1 | 1 | 1 | CinTgsd607 | CinT | gsd | 607 | 30.5136 | 365.8537 | [30 empty] | 0 | 0 | 0
607 | Motors | Fans | Institutional | New | High Speed Fans | 0.083404 | 0.065096 |  | 508.56 | 1 | 0.78049 | 6097.561 | 7 |  | 154 | 1846.4378 | Per Unit | GSD | 1 | 1 | 1 | 1 | 1 | 1 | 1 | 1 | 1 | 1 | 1 | 1 | CinNgsd607 | CinN | gsd | 607 | 30.5136 | 365.8537 | [30 empty] | 0 | 0 | 0
607 | Motors | Fans | Lodging/Hospitality | Turnover | High Speed Fans | 0.068147 | 0.055942 |  | 508.56 | 1 | 0.8209 | 7462.6866 | 7 |  | 154 | 2259.8194 | Per Unit | GSD | 1 | 1 | 1 | 1 | 1 | 1 | 1 | 1 | 1 | 1 | 1 | 1 | CloTgsd607 | CloT | gsd | 607 | 30.5136 | 447.7612 | [30 empty] | 0 | 0 | 0
607 | Motors | Fans | Lodging/Hospitality | New | High Speed Fans | 0.068147 | 0.055942 |  | 508.56 | 1 | 0.8209 | 7462.6866 | 7 |  | 154 | 2259.8194 | Per Unit | GSD | 1 | 1 | 1 | 1 | 1 | 1 | 1 | 1 | 1 | 1 | 1 | 1 | CloNgsd607 | CloN | gsd | 607 | 30.5136 | 447.7612 | [30 empty] | 0 | 0 | 0
607 | Motors | Fans | Miscellaneous | Turnover | High Speed Fans | 0.093066 | 0.066113 |  | 508.56 | 1 | 0.71038 | 5464.4809 | 7 |  | 154 | 1654.7311 | Per Unit | GSD | 1 | 1 | 1 | 1 | 1 | 1 | 1 | 1 | 1 | 1 | 1 | 1 | CmiTgsd607 | CmiT | gsd | 607 | 30.5136 | 327.8689 | [30 empty] | 0 | 0 | 0
607 | Motors | Fans | Miscellaneous | New | High Speed Fans | 0.093066 | 0.066113 |  | 508.56 | 1 | 0.71038 | 5464.4809 | 7 |  | 154 | 1654.7311 | Per Unit | GSD | 1 | 1 | 1 | 1 | 1 | 1 | 1 | 1 | 1 | 1 | 1 | 1 | CmiNgsd607 | CmiN | gsd | 607 | 30.5136 | 327.8689 | [30 empty] | 0 | 0 | 0
607 | Motors | Fans | Offices | Turnover | High Speed Fans | 0.093066 | 0.066113 |  | 508.56 | 1 | 0.71038 | 5464.4809 | 7 |  | 154 | 1654.7311 | Per Unit | GSD | 1 | 1 | 1 | 1 | 1 | 1 | 1 | 1 | 1 | 1 | 1 | 1 | CofTgsd607 | CofT | gsd | 607 | 30.5136 | 327.8689 | [30 empty] | 0 | 0 | 0
607 | Motors | Fans | Offices | New | High Speed Fans | 0.093066 | 0.066113 |  | 508.56 | 1 | 0.71038 | 5464.4809 | 7 |  | 154 | 1654.7311 | Per Unit | GSD | 1 | 1 | 1 | 1 | 1 | 1 | 1 | 1 | 1 | 1 | 1 | 1 | CofNgsd607 | CofN | gsd | 607 | 30.5136 | 327.8689 | [30 empty] | 0 | 0 | 0
607 | Motors | Fans | Restaurants | Turnover | High Speed Fans | 0.07781 | 0.059502 |  | 508.56 | 1 | 0.76471 | 6535.9477 | 7 |  | 154 | 1979.1882 | Per Unit | GSD | 1 | 1 | 1 | 1 | 1 | 1 | 1 | 1 | 1 | 1 | 1 | 1 | CreTgsd607 | CreT | gsd | 607 | 30.5136 | 392.1569 | [30 empty] | 39.2988 | 5.997 | 4.6008
607 | Motors | Fans | Restaurants | New | High Speed Fans | 0.07781 | 0.059502 |  | 508.56 | 1 | 0.76471 | 6535.9477 | 7 |  | 154 | 1979.1882 | Per Unit | GSD | 1 | 1 | 1 | 1 | 1 | 1 | 1 | 1 | 1 | 1 | 1 | 1 | CreNgsd607 | CreN | gsd | 607 | 30.5136 | 392.1569 | [30 empty] | 0.35514 | 0.054194 | 0.041576
607 | Motors | Fans | Retail | Turnover | High Speed Fans | 0.058993 | 0.058993 |  | 508.56 | 1 | 1 | 8620.6897 | 7 |  | 154 | 2610.481 | Per Unit | GSD | 1 | 1 | 1 | 1 | 1 | 1 | 1 | 1 | 1 | 1 | 1 | 1 | CrtTgsd607 | CrtT | gsd | 607 | 30.5136 | 517.2414 | [30 empty] | 0 | 0 | 0
607 | Motors | Fans | Retail | New | High Speed Fans | 0.058993 | 0.058993 |  | 508.56 | 1 | 1 | 8620.6897 | 7 |  | 154 | 2610.481 | Per Unit | GSD | 1 | 1 | 1 | 1 | 1 | 1 | 1 | 1 | 1 | 1 | 1 | 1 | CrtNgsd607 | CrtN | gsd | 607 | 30.5136 | 517.2414 | [30 empty] | 0 | 0 | 0
607 | Motors | Fans | Schools K-12 | Turnover | High Speed Fans | 0.093066 | 0.066113 |  | 508.56 | 1 | 0.71038 | 5464.4809 | 7 |  | 154 | 1654.7311 | Per Unit | GSD | 1 | 1 | 1 | 1 | 1 | 1 | 1 | 1 | 1 | 1 | 1 | 1 | CscTgsd607 | CscT | gsd | 607 | 30.5136 | 327.8689 | [30 empty] | 0 | 0 | 0
607 | Motors | Fans | Schools K-12 | New | High Speed Fans | 0.093066 | 0.066113 |  | 508.56 | 1 | 0.71038 | 5464.4809 | 7 |  | 154 | 1654.7311 | Per Unit | GSD | 1 | 1 | 1 | 1 | 1 | 1 | 1 | 1 | 1 | 1 | 1 | 1 | CscNgsd607 | CscN | gsd | 607 | 30.5136 | 327.8689 | [30 empty] | 0 | 0 | 0
607 | Motors | Fans | Warehouse | Turnover | High Speed Fans | 0.093066 | 0.066113 |  | 508.56 | 1 | 0.71038 | 5464.4809 | 7 |  | 154 | 1654.7311 | Per Unit | GSD | 1 | 1 | 1 | 1 | 1 | 1 | 1 | 1 | 1 | 1 | 1 | 1 | CwaTgsd607 | CwaT | gsd | 607 | 30.5136 | 327.8689 | [30 empty] | 0 | 0 | 0
607 | Motors | Fans | Warehouse | New | High Speed Fans | 0.093066 | 0.066113 |  | 508.56 | 1 | 0.71038 | 5464.4809 | 7 |  | 154 | 1654.7311 | Per Unit | GSD | 1 | 1 | 1 | 1 | 1 | 1 | 1 | 1 | 1 | 1 | 1 | 1 | CwaNgsd607 | CwaN | gsd | 607 | 30.5136 | 327.8689 | [30 empty] | 0 | 0 | 0
608 | Motors | Misc | Assembly | Turnover | Regenerative Drive Elevator Motor | 0.35305 | 0.15278 |  | 2064.63 | 1 | 0.43275 | 5847.9532 | 15 |  | 10000 | 28324.4611 | Per Motor | GSD | 1 | 1 | 1 | 1 | 1 | 1 | 1 | 1 | 1 | 1 | 1 | 1 | CasTgsd608 | CasT | gsd | 608 | 123.8778 | 350.8772 | [30 empty] | 0 | 0 | 0
608 | Motors | Misc | Assembly | New | Regenerative Drive Elevator Motor | 0.35305 | 0.15278 |  | 2064.63 | 1 | 0.43275 | 5847.9532 | 15 |  | 10000 | 28324.4611 | Per Motor | GSD | 1 | 1 | 1 | 1 | 1 | 1 | 1 | 1 | 1 | 1 | 1 | 1 | CasNgsd608 | CasN | gsd | 608 | 123.8778 | 350.8772 | [30 empty] | 0.068108 | 0.011634 | 0.005023
608 | Motors | Misc | College and University | Turnover | Regenerative Drive Elevator Motor | 0.20853 | 0.21059 |  | 2064.63 | 1 | 1.0099 | 9900.9901 | 15 |  | 10000 | 47955.2758 | Per Motor | GSD | 1 | 1 | 1 | 1 | 1 | 1 | 1 | 1 | 1 | 1 | 1 | 1 | CcoTgsd608 | CcoT | gsd | 608 | 123.8778 | 594.0594 | [30 empty] | 0 | 0 | 0
608 | Motors | Misc | College and University | New | Regenerative Drive Elevator Motor | 0.20853 | 0.21059 |  | 2064.63 | 1 | 1.0099 | 9900.9901 | 15 |  | 10000 | 47955.2758 | Per Motor | GSD | 1 | 1 | 1 | 1 | 1 | 1 | 1 | 1 | 1 | 1 | 1 | 1 | CcoNgsd608 | CcoN | gsd | 608 | 123.8778 | 594.0594 | [30 empty] | 0.0066133 | 0.0006708 | 0.00067197
608 | Motors | Misc | Data Center | Turnover | Regenerative Drive Elevator Motor | 0.22917 | 0.24363 |  | 2064.63 | 1 | 1.0631 | 9009.009 | 15 |  | 10000 | 43634.9806 | Per Motor | GSD | 1 | 1 | 1 | 1 | 1 | 1 | 1 | 1 | 1 | 1 | 1 | 1 | CdaTgsd608 | CdaT | gsd | 608 | 123.8778 | 540.5405 | [30 empty] | 0 | 0 | 0
608 | Motors | Misc | Data Center | New | Regenerative Drive Elevator Motor | 0.22917 | 0.24363 |  | 2064.63 | 1 | 1.0631 | 9009.009 | 15 |  | 10000 | 43634.9806 | Per Motor | GSD | 1 | 1 | 1 | 1 | 1 | 1 | 1 | 1 | 1 | 1 | 1 | 1 | CdaNgsd608 | CdaN | gsd | 608 | 123.8778 | 540.5405 | [30 empty] | 0 | 0 | 0
608 | Motors | Misc | Grocery | Turnover | Regenerative Drive Elevator Motor | 0.27873 | 0.16724 |  | 2064.63 | 1 | 0.6 | 7407.4074 | 15 |  | 10000 | 35877.6508 | Per Motor | GSD | 1 | 1 | 1 | 1 | 1 | 1 | 1 | 1 | 1 | 1 | 1 | 1 | CgrTgsd608 | CgrT | gsd | 608 | 123.8778 | 444.4444 | [30 empty] | 0 | 0 | 0
608 | Motors | Misc | Grocery | New | Regenerative Drive Elevator Motor | 0.27873 | 0.16724 |  | 2064.63 | 1 | 0.6 | 7407.4074 | 15 |  | 10000 | 35877.6508 | Per Motor | GSD | 1 | 1 | 1 | 1 | 1 | 1 | 1 | 1 | 1 | 1 | 1 | 1 | CgrNgsd608 | CgrN | gsd | 608 | 123.8778 | 444.4444 | [30 empty] | 0 | 0 | 0
608 | Motors | Misc | Healthcare | Turnover | Regenerative Drive Elevator Motor | 0.29731 | 0.30763 |  | 2064.63 | 1 | 1.0347 | 6944.4444 | 15 |  | 10000 | 33635.2976 | Per Motor | GSD | 1 | 1 | 1 | 1 | 1 | 1 | 1 | 1 | 1 | 1 | 1 | 1 | CheTgsd608 | CheT | gsd | 608 | 123.8778 | 416.6667 | [30 empty] | 0 | 0 | 0
608 | Motors | Misc | Healthcare | New | Regenerative Drive Elevator Motor | 0.29731 | 0.30763 |  | 2064.63 | 1 | 1.0347 | 6944.4444 | 15 |  | 10000 | 33635.2976 | Per Motor | GSD | 1 | 1 | 1 | 1 | 1 | 1 | 1 | 1 | 1 | 1 | 1 | 1 | CheNgsd608 | CheN | gsd | 608 | 123.8778 | 416.6667 | [30 empty] | 0.012327 | 0.0017733 | 0.0018381
608 | Motors | Misc | Hospitals | Turnover | Regenerative Drive Elevator Motor | 0.20853 | 0.21059 |  | 2064.63 | 1 | 1.0099 | 9900.9901 | 15 |  | 10000 | 47955.2758 | Per Motor | GSD | 1 | 1 | 1 | 1 | 1 | 1 | 1 | 1 | 1 | 1 | 1 | 1 | ChoTgsd608 | ChoT | gsd | 608 | 123.8778 | 594.0594 | [30 empty] | 0 | 0 | 0
608 | Motors | Misc | Hospitals | New | Regenerative Drive Elevator Motor | 0.20853 | 0.21059 |  | 2064.63 | 1 | 1.0099 | 9900.9901 | 15 |  | 10000 | 47955.2758 | Per Motor | GSD | 1 | 1 | 1 | 1 | 1 | 1 | 1 | 1 | 1 | 1 | 1 | 1 | ChoNgsd608 | ChoN | gsd | 608 | 123.8778 | 594.0594 | [30 empty] | 0.0056502 | 0.00057311 | 0.00057411
608 | Motors | Misc | Institutional | Turnover | Regenerative Drive Elevator Motor | 0.22917 | 0.24776 |  | 2064.63 | 1 | 1.0811 | 9009.009 | 15 |  | 10000 | 43634.9806 | Per Motor | GSD | 1 | 1 | 1 | 1 | 1 | 1 | 1 | 1 | 1 | 1 | 1 | 1 | CinTgsd608 | CinT | gsd | 608 | 123.8778 | 540.5405 | [30 empty] | 0 | 0 | 0
608 | Motors | Misc | Institutional | New | Regenerative Drive Elevator Motor | 0.22917 | 0.24776 |  | 2064.63 | 1 | 1.0811 | 9009.009 | 15 |  | 10000 | 43634.9806 | Per Motor | GSD | 1 | 1 | 1 | 1 | 1 | 1 | 1 | 1 | 1 | 1 | 1 | 1 | CinNgsd608 | CinN | gsd | 608 | 123.8778 | 540.5405 | [30 empty] | 0.0087388 | 0.00096817 | 0.001051
608 | Motors | Misc | Lodging/Hospitality | Turnover | Regenerative Drive Elevator Motor | 0.22092 | 0.25808 |  | 2064.63 | 1 | 1.1682 | 9345.7944 | 15 |  | 10000 | 45266.1949 | Per Motor | GSD | 1 | 1 | 1 | 1 | 1 | 1 | 1 | 1 | 1 | 1 | 1 | 1 | CloTgsd608 | CloT | gsd | 608 | 123.8778 | 560.7477 | [30 empty] | 0 | 0 | 0
608 | Motors | Misc | Lodging/Hospitality | New | Regenerative Drive Elevator Motor | 0.22092 | 0.25808 |  | 2064.63 | 1 | 1.1682 | 9345.7944 | 15 |  | 10000 | 45266.1949 | Per Motor | GSD | 1 | 1 | 1 | 1 | 1 | 1 | 1 | 1 | 1 | 1 | 1 | 1 | CloNgsd608 | CloN | gsd | 608 | 123.8778 | 560.7477 | [30 empty] | 0.03531 | 0.0037808 | 0.0043965
608 | Motors | Misc | Miscellaneous | Turnover | Regenerative Drive Elevator Motor | 0.22917 | 0.24363 |  | 2064.63 | 1 | 1.0631 | 9009.009 | 15 |  | 10000 | 43634.9806 | Per Motor | GSD | 1 | 1 | 1 | 1 | 1 | 1 | 1 | 1 | 1 | 1 | 1 | 1 | CmiTgsd608 | CmiT | gsd | 608 | 123.8778 | 540.5405 | [30 empty] | 0 | 0 | 0
608 | Motors | Misc | Miscellaneous | New | Regenerative Drive Elevator Motor | 0.22917 | 0.24363 |  | 2064.63 | 1 | 1.0631 | 9009.009 | 15 |  | 10000 | 43634.9806 | Per Motor | GSD | 1 | 1 | 1 | 1 | 1 | 1 | 1 | 1 | 1 | 1 | 1 | 1 | CmiNgsd608 | CmiN | gsd | 608 | 123.8778 | 540.5405 | [30 empty] | 0 | 0 | 0
608 | Motors | Misc | Offices | Turnover | Regenerative Drive Elevator Motor | 0.22917 | 0.24363 |  | 2064.63 | 1 | 1.0631 | 9009.009 | 15 |  | 10000 | 43634.9806 | Per Motor | GSD | 1 | 1 | 1 | 1 | 1 | 1 | 1 | 1 | 1 | 1 | 1 | 1 | CofTgsd608 | CofT | gsd | 608 | 123.8778 | 540.5405 | [30 empty] | 0 | 0 | 0
608 | Motors | Misc | Offices | New | Regenerative Drive Elevator Motor | 0.22917 | 0.24363 |  | 2064.63 | 1 | 1.0631 | 9009.009 | 15 |  | 10000 | 43634.9806 | Per Motor | GSD | 1 | 1 | 1 | 1 | 1 | 1 | 1 | 1 | 1 | 1 | 1 | 1 | CofNgsd608 | CofN | gsd | 608 | 123.8778 | 540.5405 | [30 empty] | 0.17582 | 0.019556 | 0.020713
608 | Motors | Misc | Restaurants | Turnover | Regenerative Drive Elevator Motor | 0.27666 | 0.10323 |  | 2064.63 | 1 | 0.37313 | 7462.6866 | 15 |  | 10000 | 36145.3944 | Per Motor | GSD | 1 | 1 | 1 | 1 | 1 | 1 | 1 | 1 | 1 | 1 | 1 | 1 | CreTgsd608 | CreT | gsd | 608 | 123.8778 | 447.7612 | [30 empty] | 0 | 0 | 0
608 | Motors | Misc | Restaurants | New | Regenerative Drive Elevator Motor | 0.27666 | 0.10323 |  | 2064.63 | 1 | 0.37313 | 7462.6866 | 15 |  | 10000 | 36145.3944 | Per Motor | GSD | 1 | 1 | 1 | 1 | 1 | 1 | 1 | 1 | 1 | 1 | 1 | 1 | CreNgsd608 | CreN | gsd | 608 | 123.8778 | 447.7612 | [30 empty] | 0.035031 | 0.0046918 | 0.0017572
608 | Motors | Misc | Retail | Turnover | Regenerative Drive Elevator Motor | 0.29524 | 0.16311 |  | 2064.63 | 1 | 0.55245 | 6993.007 | 15 |  | 10000 | 33870.5095 | Per Motor | GSD | 1 | 1 | 1 | 1 | 1 | 1 | 1 | 1 | 1 | 1 | 1 | 1 | CrtTgsd608 | CrtT | gsd | 608 | 123.8778 | 419.5804 | [30 empty] | 0 | 0 | 0
608 | Motors | Misc | Retail | New | Regenerative Drive Elevator Motor | 0.29524 | 0.16311 |  | 2064.63 | 1 | 0.55245 | 6993.007 | 15 |  | 10000 | 33870.5095 | Per Motor | GSD | 1 | 1 | 1 | 1 | 1 | 1 | 1 | 1 | 1 | 1 | 1 | 1 | CrtNgsd608 | CrtN | gsd | 608 | 123.8778 | 419.5804 | [30 empty] | 0.060643 | 0.0086983 | 0.0048116
608 | Motors | Misc | Schools K-12 | Turnover | Regenerative Drive Elevator Motor | 0.21266 | 0.22092 |  | 2064.63 | 1 | 1.0388 | 9708.7379 | 15 |  | 10000 | 47024.1054 | Per Motor | GSD | 1 | 1 | 1 | 1 | 1 | 1 | 1 | 1 | 1 | 1 | 1 | 1 | CscTgsd608 | CscT | gsd | 608 | 123.8778 | 582.5243 | [30 empty] | 0 | 0 | 0
608 | Motors | Misc | Schools K-12 | New | Regenerative Drive Elevator Motor | 0.21266 | 0.22092 |  | 2064.63 | 1 | 1.0388 | 9708.7379 | 15 |  | 10000 | 47024.1054 | Per Motor | GSD | 1 | 1 | 1 | 1 | 1 | 1 | 1 | 1 | 1 | 1 | 1 | 1 | CscNgsd608 | CscN | gsd | 608 | 123.8778 | 582.5243 | [30 empty] | 0.011075 | 0.0011418 | 0.0011897
608 | Motors | Misc | Warehouse | Turnover | Regenerative Drive Elevator Motor | 0.31589 | 0.22917 |  | 2064.63 | 1 | 0.72549 | 6535.9477 | 15 |  | 10000 | 31656.7507 | Per Motor | GSD | 1 | 1 | 1 | 1 | 1 | 1 | 1 | 1 | 1 | 1 | 1 | 1 | CwaTgsd608 | CwaT | gsd | 608 | 123.8778 | 392.1569 | [30 empty] | 0 | 0 | 0
608 | Motors | Misc | Warehouse | New | Regenerative Drive Elevator Motor | 0.31589 | 0.22917 |  | 2064.63 | 1 | 0.72549 | 6535.9477 | 15 |  | 10000 | 31656.7507 | Per Motor | GSD | 1 | 1 | 1 | 1 | 1 | 1 | 1 | 1 | 1 | 1 | 1 | 1 | CwaNgsd608 | CwaN | gsd | 608 | 123.8778 | 392.1569 | [30 empty] | 0.013438 | 0.0020503 | 0.0014899
609 | Motors | Solar | Assembly | Turnover | Solar Powered Pool Pump | 0.10436 | 0.045161 |  | 610.28 | 1 | 0.43275 | 5847.9532 | 15 |  | 3669.01 | 35157.9584 | Per Unit | GSD | 1 | 1 | 1 | 1 | 1 | 1 | 1 | 1 | 1 | 1 | 1 | 1 | CasTgsd609 | CasT | gsd | 609 | 36.6168 | 350.8772 | [30 empty] | 0.00029913 | 5.1097e-05 | 2.206e-05
609 | Motors | Solar | Assembly | New | Solar Powered Pool Pump | 0.10436 | 0.045161 |  | 610.28 | 1 | 0.43275 | 5847.9532 | 15 |  | 3669.01 | 35157.9584 | Per Unit | GSD | 1 | 1 | 1 | 1 | 1 | 1 | 1 | 1 | 1 | 1 | 1 | 1 | CasNgsd609 | CasN | gsd | 609 | 36.6168 | 350.8772 | [30 empty] | 3.2993e-06 | 5.6358e-07 | 2.4332e-07
609 | Motors | Solar | College and University | Turnover | Solar Powered Pool Pump | 0.061638 | 0.062249 |  | 610.28 | 1 | 1.0099 | 9900.9901 | 15 |  | 3669.01 | 59524.8602 | Per Unit | GSD | 1 | 1 | 1 | 1 | 1 | 1 | 1 | 1 | 1 | 1 | 1 | 1 | CcoTgsd609 | CcoT | gsd | 609 | 36.6168 | 594.0594 | [30 empty] | 0 | 0 | 0
609 | Motors | Solar | College and University | New | Solar Powered Pool Pump | 0.061638 | 0.062249 |  | 610.28 | 1 | 1.0099 | 9900.9901 | 15 |  | 3669.01 | 59524.8602 | Per Unit | GSD | 1 | 1 | 1 | 1 | 1 | 1 | 1 | 1 | 1 | 1 | 1 | 1 | CcoNgsd609 | CcoN | gsd | 609 | 36.6168 | 594.0594 | [30 empty] | 0 | 0 | 0
609 | Motors | Solar | Data Center | Turnover | Solar Powered Pool Pump | 0.067741 | 0.072013 |  | 610.28 | 1 | 1.0631 | 9009.009 | 15 |  | 3669.01 | 54162.2602 | Per Unit | GSD | 1 | 1 | 1 | 1 | 1 | 1 | 1 | 1 | 1 | 1 | 1 | 1 | CdaTgsd609 | CdaT | gsd | 609 | 36.6168 | 540.5405 | [30 empty] | 0 | 0 | 0
609 | Motors | Solar | Data Center | New | Solar Powered Pool Pump | 0.067741 | 0.072013 |  | 610.28 | 1 | 1.0631 | 9009.009 | 15 |  | 3669.01 | 54162.2602 | Per Unit | GSD | 1 | 1 | 1 | 1 | 1 | 1 | 1 | 1 | 1 | 1 | 1 | 1 | CdaNgsd609 | CdaN | gsd | 609 | 36.6168 | 540.5405 | [30 empty] | 0 | 0 | 0
609 | Motors | Solar | Grocery | Turnover | Solar Powered Pool Pump | 0.082388 | 0.049433 |  | 610.28 | 1 | 0.6 | 7407.4074 | 15 |  | 3669.01 | 44533.4139 | Per Unit | GSD | 1 | 1 | 1 | 1 | 1 | 1 | 1 | 1 | 1 | 1 | 1 | 1 | CgrTgsd609 | CgrT | gsd | 609 | 36.6168 | 444.4444 | [30 empty] | 0 | 0 | 0
609 | Motors | Solar | Grocery | New | Solar Powered Pool Pump | 0.082388 | 0.049433 |  | 610.28 | 1 | 0.6 | 7407.4074 | 15 |  | 3669.01 | 44533.4139 | Per Unit | GSD | 1 | 1 | 1 | 1 | 1 | 1 | 1 | 1 | 1 | 1 | 1 | 1 | CgrNgsd609 | CgrN | gsd | 609 | 36.6168 | 444.4444 | [30 empty] | 0 | 0 | 0
609 | Motors | Solar | Healthcare | Turnover | Solar Powered Pool Pump | 0.08788 | 0.090932 |  | 610.28 | 1 | 1.0347 | 6944.4444 | 15 |  | 3669.01 | 41750.0756 | Per Unit | GSD | 1 | 1 | 1 | 1 | 1 | 1 | 1 | 1 | 1 | 1 | 1 | 1 | CheTgsd609 | CheT | gsd | 609 | 36.6168 | 416.6667 | [30 empty] | 0 | 0 | 0
609 | Motors | Solar | Healthcare | New | Solar Powered Pool Pump | 0.08788 | 0.090932 |  | 610.28 | 1 | 1.0347 | 6944.4444 | 15 |  | 3669.01 | 41750.0756 | Per Unit | GSD | 1 | 1 | 1 | 1 | 1 | 1 | 1 | 1 | 1 | 1 | 1 | 1 | CheNgsd609 | CheN | gsd | 609 | 36.6168 | 416.6667 | [30 empty] | 0 | 0 | 0
609 | Motors | Solar | Hospitals | Turnover | Solar Powered Pool Pump | 0.061638 | 0.062249 |  | 610.28 | 1 | 1.0099 | 9900.9901 | 15 |  | 3669.01 | 59524.8602 | Per Unit | GSD | 1 | 1 | 1 | 1 | 1 | 1 | 1 | 1 | 1 | 1 | 1 | 1 | ChoTgsd609 | ChoT | gsd | 609 | 36.6168 | 594.0594 | [30 empty] | 0 | 0 | 0
609 | Motors | Solar | Hospitals | New | Solar Powered Pool Pump | 0.061638 | 0.062249 |  | 610.28 | 1 | 1.0099 | 9900.9901 | 15 |  | 3669.01 | 59524.8602 | Per Unit | GSD | 1 | 1 | 1 | 1 | 1 | 1 | 1 | 1 | 1 | 1 | 1 | 1 | ChoNgsd609 | ChoN | gsd | 609 | 36.6168 | 594.0594 | [30 empty] | 0 | 0 | 0
609 | Motors | Solar | Institutional | Turnover | Solar Powered Pool Pump | 0.067741 | 0.073234 |  | 610.28 | 1 | 1.0811 | 9009.009 | 15 |  | 3669.01 | 54162.2602 | Per Unit | GSD | 1 | 1 | 1 | 1 | 1 | 1 | 1 | 1 | 1 | 1 | 1 | 1 | CinTgsd609 | CinT | gsd | 609 | 36.6168 | 540.5405 | [30 empty] | 0 | 0 | 0
609 | Motors | Solar | Institutional | New | Solar Powered Pool Pump | 0.067741 | 0.073234 |  | 610.28 | 1 | 1.0811 | 9009.009 | 15 |  | 3669.01 | 54162.2602 | Per Unit | GSD | 1 | 1 | 1 | 1 | 1 | 1 | 1 | 1 | 1 | 1 | 1 | 1 | CinNgsd609 | CinN | gsd | 609 | 36.6168 | 540.5405 | [30 empty] | 0 | 0 | 0
609 | Motors | Solar | Lodging/Hospitality | Turnover | Solar Powered Pool Pump | 0.0653 | 0.076285 |  | 610.28 | 1 | 1.1682 | 9345.7944 | 15 |  | 3669.01 | 56187.0176 | Per Unit | GSD | 1 | 1 | 1 | 1 | 1 | 1 | 1 | 1 | 1 | 1 | 1 | 1 | CloTgsd609 | CloT | gsd | 609 | 36.6168 | 560.7477 | [30 empty] | 0.020613 | 0.0022071 | 0.0025665
609 | Motors | Solar | Lodging/Hospitality | New | Solar Powered Pool Pump | 0.0653 | 0.076285 |  | 610.28 | 1 | 1.1682 | 9345.7944 | 15 |  | 3669.01 | 56187.0176 | Per Unit | GSD | 1 | 1 | 1 | 1 | 1 | 1 | 1 | 1 | 1 | 1 | 1 | 1 | CloNgsd609 | CloN | gsd | 609 | 36.6168 | 560.7477 | [30 empty] | 0.00022735 | 2.4343e-05 | 2.8308e-05
609 | Motors | Solar | Miscellaneous | Turnover | Solar Powered Pool Pump | 0.067741 | 0.072013 |  | 610.28 | 1 | 1.0631 | 9009.009 | 15 |  | 3669.01 | 54162.2602 | Per Unit | GSD | 1 | 1 | 1 | 1 | 1 | 1 | 1 | 1 | 1 | 1 | 1 | 1 | CmiTgsd609 | CmiT | gsd | 609 | 36.6168 | 540.5405 | [30 empty] | 0 | 0 | 0
609 | Motors | Solar | Miscellaneous | New | Solar Powered Pool Pump | 0.067741 | 0.072013 |  | 610.28 | 1 | 1.0631 | 9009.009 | 15 |  | 3669.01 | 54162.2602 | Per Unit | GSD | 1 | 1 | 1 | 1 | 1 | 1 | 1 | 1 | 1 | 1 | 1 | 1 | CmiNgsd609 | CmiN | gsd | 609 | 36.6168 | 540.5405 | [30 empty] | 0 | 0 | 0
609 | Motors | Solar | Offices | Turnover | Solar Powered Pool Pump | 0.067741 | 0.072013 |  | 610.28 | 1 | 1.0631 | 9009.009 | 15 |  | 3669.01 | 54162.2602 | Per Unit | GSD | 1 | 1 | 1 | 1 | 1 | 1 | 1 | 1 | 1 | 1 | 1 | 1 | CofTgsd609 | CofT | gsd | 609 | 36.6168 | 540.5405 | [30 empty] | 0 | 0 | 0
609 | Motors | Solar | Offices | New | Solar Powered Pool Pump | 0.067741 | 0.072013 |  | 610.28 | 1 | 1.0631 | 9009.009 | 15 |  | 3669.01 | 54162.2602 | Per Unit | GSD | 1 | 1 | 1 | 1 | 1 | 1 | 1 | 1 | 1 | 1 | 1 | 1 | CofNgsd609 | CofN | gsd | 609 | 36.6168 | 540.5405 | [30 empty] | 0 | 0 | 0
609 | Motors | Solar | Restaurants | Turnover | Solar Powered Pool Pump | 0.081778 | 0.030514 |  | 610.28 | 1 | 0.37313 | 7462.6866 | 15 |  | 3669.01 | 44865.7528 | Per Unit | GSD | 1 | 1 | 1 | 1 | 1 | 1 | 1 | 1 | 1 | 1 | 1 | 1 | CreTgsd609 | CreT | gsd | 609 | 36.6168 | 447.7612 | [30 empty] | 0 | 0 | 0
609 | Motors | Solar | Restaurants | New | Solar Powered Pool Pump | 0.081778 | 0.030514 |  | 610.28 | 1 | 0.37313 | 7462.6866 | 15 |  | 3669.01 | 44865.7528 | Per Unit | GSD | 1 | 1 | 1 | 1 | 1 | 1 | 1 | 1 | 1 | 1 | 1 | 1 | CreNgsd609 | CreN | gsd | 609 | 36.6168 | 447.7612 | [30 empty] | 0 | 0 | 0
609 | Motors | Solar | Retail | Turnover | Solar Powered Pool Pump | 0.08727 | 0.048212 |  | 610.28 | 1 | 0.55245 | 6993.007 | 15 |  | 3669.01 | 42042.0341 | Per Unit | GSD | 1 | 1 | 1 | 1 | 1 | 1 | 1 | 1 | 1 | 1 | 1 | 1 | CrtTgsd609 | CrtT | gsd | 609 | 36.6168 | 419.5804 | [30 empty] | 0 | 0 | 0
609 | Motors | Solar | Retail | New | Solar Powered Pool Pump | 0.08727 | 0.048212 |  | 610.28 | 1 | 0.55245 | 6993.007 | 15 |  | 3669.01 | 42042.0341 | Per Unit | GSD | 1 | 1 | 1 | 1 | 1 | 1 | 1 | 1 | 1 | 1 | 1 | 1 | CrtNgsd609 | CrtN | gsd | 609 | 36.6168 | 419.5804 | [30 empty] | 0 | 0 | 0
609 | Motors | Solar | Schools K-12 | Turnover | Solar Powered Pool Pump | 0.062859 | 0.0653 |  | 610.28 | 1 | 1.0388 | 9708.7379 | 15 |  | 3669.01 | 58369.0377 | Per Unit | GSD | 1 | 1 | 1 | 1 | 1 | 1 | 1 | 1 | 1 | 1 | 1 | 1 | CscTgsd609 | CscT | gsd | 609 | 36.6168 | 582.5243 | [30 empty] | 0 | 0 | 0
609 | Motors | Solar | Schools K-12 | New | Solar Powered Pool Pump | 0.062859 | 0.0653 |  | 610.28 | 1 | 1.0388 | 9708.7379 | 15 |  | 3669.01 | 58369.0377 | Per Unit | GSD | 1 | 1 | 1 | 1 | 1 | 1 | 1 | 1 | 1 | 1 | 1 | 1 | CscNgsd609 | CscN | gsd | 609 | 36.6168 | 582.5243 | [30 empty] | 0 | 0 | 0
609 | Motors | Solar | Warehouse | Turnover | Solar Powered Pool Pump | 0.093373 | 0.067741 |  | 610.28 | 1 | 0.72549 | 6535.9477 | 15 |  | 3669.01 | 39294.1888 | Per Unit | GSD | 1 | 1 | 1 | 1 | 1 | 1 | 1 | 1 | 1 | 1 | 1 | 1 | CwaTgsd609 | CwaT | gsd | 609 | 36.6168 | 392.1569 | [30 empty] | 0 | 0 | 0
609 | Motors | Solar | Warehouse | New | Solar Powered Pool Pump | 0.093373 | 0.067741 |  | 610.28 | 1 | 0.72549 | 6535.9477 | 15 |  | 3669.01 | 39294.1888 | Per Unit | GSD | 1 | 1 | 1 | 1 | 1 | 1 | 1 | 1 | 1 | 1 | 1 | 1 | CwaNgsd609 | CwaN | gsd | 609 | 36.6168 | 392.1569 | [30 empty] | 0 | 0 | 0
701 | Power Management | Storage | Assembly | Turnover | Efficient Battery Charger | 0.19002 | 0.08223 |  | 1111.21 | 1 | 0.43275 | 5847.9532 | 15 |  | 412 | 2168.2281 | Per Unit | GSD | 1 | 1 | 1 | 1 | 1 | 1 | 1 | 1 | 1 | 1 | 1 | 1 | CasTgsd701 | CasT | gsd | 701 | 66.6726 | 350.8772 | [30 empty] | 24.4443 | 4.1756 | 1.8028
701 | Power Management | Storage | Assembly | New | Efficient Battery Charger | 0.19002 | 0.08223 |  | 1111.21 | 1 | 0.43275 | 5847.9532 | 15 |  | 412 | 2168.2281 | Per Unit | GSD | 1 | 1 | 1 | 1 | 1 | 1 | 1 | 1 | 1 | 1 | 1 | 1 | CasNgsd701 | CasN | gsd | 701 | 66.6726 | 350.8772 | [30 empty] | 0.26961 | 0.046055 | 0.019884
701 | Power Management | Storage | College and University | Turnover | Efficient Battery Charger | 0.11223 | 0.11334 |  | 1111.21 | 1 | 1.0099 | 9900.9901 | 15 |  | 412 | 3670.9604 | Per Unit | GSD | 1 | 1 | 1 | 1 | 1 | 1 | 1 | 1 | 1 | 1 | 1 | 1 | CcoTgsd701 | CcoT | gsd | 701 | 66.6726 | 594.0594 | [30 empty] | 0 | 0 | 0
701 | Power Management | Storage | College and University | New | Efficient Battery Charger | 0.11223 | 0.11334 |  | 1111.21 | 1 | 1.0099 | 9900.9901 | 15 |  | 412 | 3670.9604 | Per Unit | GSD | 1 | 1 | 1 | 1 | 1 | 1 | 1 | 1 | 1 | 1 | 1 | 1 | CcoNgsd701 | CcoN | gsd | 701 | 66.6726 | 594.0594 | [30 empty] | 0 | 0 | 0
701 | Power Management | Storage | Data Center | Turnover | Efficient Battery Charger | 0.12334 | 0.13112 |  | 1111.21 | 1 | 1.0631 | 9009.009 | 15 |  | 412 | 3340.2433 | Per Unit | GSD | 1 | 1 | 1 | 1 | 1 | 1 | 1 | 1 | 1 | 1 | 1 | 1 | CdaTgsd701 | CdaT | gsd | 701 | 66.6726 | 540.5405 | [30 empty] | 0.076178 | 0.0084727 | 0.0089739
701 | Power Management | Storage | Data Center | New | Efficient Battery Charger | 0.12334 | 0.13112 |  | 1111.21 | 1 | 1.0631 | 9009.009 | 15 |  | 412 | 3340.2433 | Per Unit | GSD | 1 | 1 | 1 | 1 | 1 | 1 | 1 | 1 | 1 | 1 | 1 | 1 | CdaNgsd701 | CdaN | gsd | 701 | 66.6726 | 540.5405 | [30 empty] | 0.00080785 | 8.9852e-05 | 9.5166e-05
701 | Power Management | Storage | Grocery | Turnover | Efficient Battery Charger | 0.15001 | 0.090008 |  | 1111.21 | 1 | 0.6 | 7407.4074 | 15 |  | 412 | 2746.4222 | Per Unit | GSD | 1 | 1 | 1 | 1 | 1 | 1 | 1 | 1 | 1 | 1 | 1 | 1 | CgrTgsd701 | CgrT | gsd | 701 | 66.6726 | 444.4444 | [30 empty] | 9.6811 | 1.3028 | 0.78564
701 | Power Management | Storage | Grocery | New | Efficient Battery Charger | 0.15001 | 0.090008 |  | 1111.21 | 1 | 0.6 | 7407.4074 | 15 |  | 412 | 2746.4222 | Per Unit | GSD | 1 | 1 | 1 | 1 | 1 | 1 | 1 | 1 | 1 | 1 | 1 | 1 | CgrNgsd701 | CgrN | gsd | 701 | 66.6726 | 444.4444 | [30 empty] | 0.10678 | 0.01437 | 0.0086654
701 | Power Management | Storage | Healthcare | Turnover | Efficient Battery Charger | 0.16001 | 0.16557 |  | 1111.21 | 1 | 1.0347 | 6944.4444 | 15 |  | 412 | 2574.7708 | Per Unit | GSD | 1 | 1 | 1 | 1 | 1 | 1 | 1 | 1 | 1 | 1 | 1 | 1 | CheTgsd701 | CheT | gsd | 701 | 66.6726 | 416.6667 | [30 empty] | 4.6086 | 0.66298 | 0.68719
701 | Power Management | Storage | Healthcare | New | Efficient Battery Charger | 0.16001 | 0.16557 |  | 1111.21 | 1 | 1.0347 | 6944.4444 | 15 |  | 412 | 2574.7708 | Per Unit | GSD | 1 | 1 | 1 | 1 | 1 | 1 | 1 | 1 | 1 | 1 | 1 | 1 | CheNgsd701 | CheN | gsd | 701 | 66.6726 | 416.6667 | [30 empty] | 0.048798 | 0.0070199 | 0.0072762
701 | Power Management | Storage | Hospitals | Turnover | Efficient Battery Charger | 0.11223 | 0.11334 |  | 1111.21 | 1 | 1.0099 | 9900.9901 | 15 |  | 412 | 3670.9604 | Per Unit | GSD | 1 | 1 | 1 | 1 | 1 | 1 | 1 | 1 | 1 | 1 | 1 | 1 | ChoTgsd701 | ChoT | gsd | 701 | 66.6726 | 594.0594 | [30 empty] | 2.3618 | 0.23956 | 0.23998
701 | Power Management | Storage | Hospitals | New | Efficient Battery Charger | 0.11223 | 0.11334 |  | 1111.21 | 1 | 1.0099 | 9900.9901 | 15 |  | 412 | 3670.9604 | Per Unit | GSD | 1 | 1 | 1 | 1 | 1 | 1 | 1 | 1 | 1 | 1 | 1 | 1 | ChoNgsd701 | ChoN | gsd | 701 | 66.6726 | 594.0594 | [30 empty] | 0.022367 | 0.0022687 | 0.0022727
701 | Power Management | Storage | Institutional | Turnover | Efficient Battery Charger | 0.12334 | 0.13335 |  | 1111.21 | 1 | 1.0811 | 9009.009 | 15 |  | 412 | 3340.2433 | Per Unit | GSD | 1 | 1 | 1 | 1 | 1 | 1 | 1 | 1 | 1 | 1 | 1 | 1 | CinTgsd701 | CinT | gsd | 701 | 66.6726 | 540.5405 | [30 empty] | 3.6574 | 0.40521 | 0.43988
701 | Power Management | Storage | Institutional | New | Efficient Battery Charger | 0.12334 | 0.13335 |  | 1111.21 | 1 | 1.0811 | 9009.009 | 15 |  | 412 | 3340.2433 | Per Unit | GSD | 1 | 1 | 1 | 1 | 1 | 1 | 1 | 1 | 1 | 1 | 1 | 1 | CinNgsd701 | CinN | gsd | 701 | 66.6726 | 540.5405 | [30 empty] | 0.034691 | 0.0038434 | 0.0041722
701 | Power Management | Storage | Lodging/Hospitality | Turnover | Efficient Battery Charger | 0.1189 | 0.1389 |  | 1111.21 | 1 | 1.1682 | 9345.7944 | 15 |  | 412 | 3465.1122 | Per Unit | GSD | 1 | 1 | 1 | 1 | 1 | 1 | 1 | 1 | 1 | 1 | 1 | 1 | CloTgsd701 | CloT | gsd | 701 | 66.6726 | 560.7477 | [30 empty] | 13.2009 | 1.4135 | 1.6437
701 | Power Management | Storage | Lodging/Hospitality | New | Efficient Battery Charger | 0.1189 | 0.1389 |  | 1111.21 | 1 | 1.1682 | 9345.7944 | 15 |  | 412 | 3465.1122 | Per Unit | GSD | 1 | 1 | 1 | 1 | 1 | 1 | 1 | 1 | 1 | 1 | 1 | 1 | CloNgsd701 | CloN | gsd | 701 | 66.6726 | 560.7477 | [30 empty] | 0.13978 | 0.014967 | 0.017404
701 | Power Management | Storage | Miscellaneous | Turnover | Efficient Battery Charger | 0.12334 | 0.13112 |  | 1111.21 | 1 | 1.0631 | 9009.009 | 15 |  | 412 | 3340.2433 | Per Unit | GSD | 1 | 1 | 1 | 1 | 1 | 1 | 1 | 1 | 1 | 1 | 1 | 1 | CmiTgsd701 | CmiT | gsd | 701 | 66.6726 | 540.5405 | [30 empty] | 0 | 0 | 0
701 | Power Management | Storage | Miscellaneous | New | Efficient Battery Charger | 0.12334 | 0.13112 |  | 1111.21 | 1 | 1.0631 | 9009.009 | 15 |  | 412 | 3340.2433 | Per Unit | GSD | 1 | 1 | 1 | 1 | 1 | 1 | 1 | 1 | 1 | 1 | 1 | 1 | CmiNgsd701 | CmiN | gsd | 701 | 66.6726 | 540.5405 | [30 empty] | 0 | 0 | 0
701 | Power Management | Storage | Offices | Turnover | Efficient Battery Charger | 0.12334 | 0.13112 |  | 1111.21 | 1 | 1.0631 | 9009.009 | 15 |  | 412 | 3340.2433 | Per Unit | GSD | 1 | 1 | 1 | 1 | 1 | 1 | 1 | 1 | 1 | 1 | 1 | 1 | CofTgsd701 | CofT | gsd | 701 | 66.6726 | 540.5405 | [30 empty] | 73.6913 | 8.1962 | 8.681
701 | Power Management | Storage | Offices | New | Efficient Battery Charger | 0.12334 | 0.13112 |  | 1111.21 | 1 | 1.0631 | 9009.009 | 15 |  | 412 | 3340.2433 | Per Unit | GSD | 1 | 1 | 1 | 1 | 1 | 1 | 1 | 1 | 1 | 1 | 1 | 1 | CofNgsd701 | CofN | gsd | 701 | 66.6726 | 540.5405 | [30 empty] | 0.69896 | 0.077741 | 0.082339
701 | Power Management | Storage | Restaurants | Turnover | Efficient Battery Charger | 0.1489 | 0.05556 |  | 1111.21 | 1 | 0.37313 | 7462.6866 | 15 |  | 412 | 2766.9179 | Per Unit | GSD | 1 | 1 | 1 | 1 | 1 | 1 | 1 | 1 | 1 | 1 | 1 | 1 | CreTgsd701 | CreT | gsd | 701 | 66.6726 | 447.7612 | [30 empty] | 0 | 0 | 0
701 | Power Management | Storage | Restaurants | New | Efficient Battery Charger | 0.1489 | 0.05556 |  | 1111.21 | 1 | 0.37313 | 7462.6866 | 15 |  | 412 | 2766.9179 | Per Unit | GSD | 1 | 1 | 1 | 1 | 1 | 1 | 1 | 1 | 1 | 1 | 1 | 1 | CreNgsd701 | CreN | gsd | 701 | 66.6726 | 447.7612 | [30 empty] | 0 | 0 | 0
701 | Power Management | Storage | Retail | Turnover | Efficient Battery Charger | 0.1589 | 0.087786 |  | 1111.21 | 1 | 0.55245 | 6993.007 | 15 |  | 412 | 2592.7762 | Per Unit | GSD | 1 | 1 | 1 | 1 | 1 | 1 | 1 | 1 | 1 | 1 | 1 | 1 | CrtTgsd701 | CrtT | gsd | 701 | 66.6726 | 419.5804 | [30 empty] | 21.7652 | 3.1218 | 1.7269
701 | Power Management | Storage | Retail | New | Efficient Battery Charger | 0.1589 | 0.087786 |  | 1111.21 | 1 | 0.55245 | 6993.007 | 15 |  | 412 | 2592.7762 | Per Unit | GSD | 1 | 1 | 1 | 1 | 1 | 1 | 1 | 1 | 1 | 1 | 1 | 1 | CrtNgsd701 | CrtN | gsd | 701 | 66.6726 | 419.5804 | [30 empty] | 0.24006 | 0.034433 | 0.019047
701 | Power Management | Storage | Schools K-12 | Turnover | Efficient Battery Charger | 0.11445 | 0.1189 |  | 1111.21 | 1 | 1.0388 | 9708.7379 | 15 |  | 412 | 3599.6796 | Per Unit | GSD | 1 | 1 | 1 | 1 | 1 | 1 | 1 | 1 | 1 | 1 | 1 | 1 | CscTgsd701 | CscT | gsd | 701 | 66.6726 | 582.5243 | [30 empty] | 0 | 0 | 0
701 | Power Management | Storage | Schools K-12 | New | Efficient Battery Charger | 0.11445 | 0.1189 |  | 1111.21 | 1 | 1.0388 | 9708.7379 | 15 |  | 412 | 3599.6796 | Per Unit | GSD | 1 | 1 | 1 | 1 | 1 | 1 | 1 | 1 | 1 | 1 | 1 | 1 | CscNgsd701 | CscN | gsd | 701 | 66.6726 | 582.5243 | [30 empty] | 0 | 0 | 0
701 | Power Management | Storage | Warehouse | Turnover | Efficient Battery Charger | 0.17002 | 0.12334 |  | 1111.21 | 1 | 0.72549 | 6535.9477 | 15 |  | 412 | 2423.3137 | Per Unit | GSD | 1 | 1 | 1 | 1 | 1 | 1 | 1 | 1 | 1 | 1 | 1 | 1 | CwaTgsd701 | CwaT | gsd | 701 | 66.6726 | 392.1569 | [30 empty] | 6.3112 | 0.9629 | 0.69974
701 | Power Management | Storage | Warehouse | New | Efficient Battery Charger | 0.17002 | 0.12334 |  | 1111.21 | 1 | 0.72549 | 6535.9477 | 15 |  | 412 | 2423.3137 | Per Unit | GSD | 1 | 1 | 1 | 1 | 1 | 1 | 1 | 1 | 1 | 1 | 1 | 1 | CwaNgsd701 | CwaN | gsd | 701 | 66.6726 | 392.1569 | [30 empty] | 0.053196 | 0.0081161 | 0.005898
702 | Power Management | Supply | Assembly | Existing | Engine Block Timer | 0.098496 | 0.042624 |  | 576 | 1 | 0.43275 | 5847.9532 | 3 |  | 10.48 | 106.4003 | Per Timer | GSD | 1 | 1 | 1 | 1 | 1 | 1 | 1 | 1 | 1 | 1 | 1 | 1 | CasEgsd702 | CasE | gsd | 702 | 28.9631 | 294.0538 | [30 empty] | 0 | 0 | 0
702 | Power Management | Supply | Assembly | New | Engine Block Timer | 0.098496 | 0.042624 |  | 576 | 1 | 0.43275 | 5847.9532 | 3 |  | 10.48 | 106.4003 | Per Timer | GSD | 1 | 1 | 1 | 1 | 1 | 1 | 1 | 1 | 1 | 1 | 1 | 1 | CasNgsd702 | CasN | gsd | 702 | 28.9631 | 294.0538 | [30 empty] | 0 | 0 | 0
702 | Power Management | Supply | College and University | Existing | Engine Block Timer | 0.058176 | 0.058752 |  | 576 | 1 | 1.0099 | 9900.9901 | 3 |  | 10.48 | 180.143 | Per Timer | GSD | 1 | 1 | 1 | 1 | 1 | 1 | 1 | 1 | 1 | 1 | 1 | 1 | CcoEgsd702 | CcoE | gsd | 702 | 28.9631 | 497.8535 | [30 empty] | 1.1987 | 0.12159 | 0.1218
702 | Power Management | Supply | College and University | New | Engine Block Timer | 0.058176 | 0.058752 |  | 576 | 1 | 1.0099 | 9900.9901 | 3 |  | 10.48 | 180.143 | Per Timer | GSD | 1 | 1 | 1 | 1 | 1 | 1 | 1 | 1 | 1 | 1 | 1 | 1 | CcoNgsd702 | CcoN | gsd | 702 | 28.9631 | 497.8535 | [30 empty] | 0.052887 | 0.0053644 | 0.0053738
702 | Power Management | Supply | Data Center | Existing | Engine Block Timer | 0.063936 | 0.067968 |  | 576 | 1 | 1.0631 | 9009.009 | 3 |  | 10.48 | 163.9139 | Per Timer | GSD | 1 | 1 | 1 | 1 | 1 | 1 | 1 | 1 | 1 | 1 | 1 | 1 | CdaEgsd702 | CdaE | gsd | 702 | 28.9631 | 453.0018 | [30 empty] | 0.11999 | 0.013346 | 0.014135
702 | Power Management | Supply | Data Center | New | Engine Block Timer | 0.063936 | 0.067968 |  | 576 | 1 | 1.0631 | 9009.009 | 3 |  | 10.48 | 163.9139 | Per Timer | GSD | 1 | 1 | 1 | 1 | 1 | 1 | 1 | 1 | 1 | 1 | 1 | 1 | CdaNgsd702 | CdaN | gsd | 702 | 28.9631 | 453.0018 | [30 empty] | 0.0013234 | 0.0001472 | 0.0001559
702 | Power Management | Supply | Grocery | Existing | Engine Block Timer | 0.07776 | 0.046656 |  | 576 | 1 | 0.6 | 7407.4074 | 3 |  | 10.48 | 134.7737 | Per Timer | GSD | 1 | 1 | 1 | 1 | 1 | 1 | 1 | 1 | 1 | 1 | 1 | 1 | CgrEgsd702 | CgrE | gsd | 702 | 28.9631 | 372.4682 | [30 empty] | 0 | 0 | 0
702 | Power Management | Supply | Grocery | New | Engine Block Timer | 0.07776 | 0.046656 |  | 576 | 1 | 0.6 | 7407.4074 | 3 |  | 10.48 | 134.7737 | Per Timer | GSD | 1 | 1 | 1 | 1 | 1 | 1 | 1 | 1 | 1 | 1 | 1 | 1 | CgrNgsd702 | CgrN | gsd | 702 | 28.9631 | 372.4682 | [30 empty] | 0 | 0 | 0
702 | Power Management | Supply | Healthcare | Existing | Engine Block Timer | 0.082944 | 0.085824 |  | 576 | 1 | 1.0347 | 6944.4444 | 3 |  | 10.48 | 126.3503 | Per Timer | GSD | 1 | 1 | 1 | 1 | 1 | 1 | 1 | 1 | 1 | 1 | 1 | 1 | CheEgsd702 | CheE | gsd | 702 | 28.9631 | 349.1889 | [30 empty] | 2.0489 | 0.29475 | 0.30551
702 | Power Management | Supply | Healthcare | New | Engine Block Timer | 0.082944 | 0.085824 |  | 576 | 1 | 1.0347 | 6944.4444 | 3 |  | 10.48 | 126.3503 | Per Timer | GSD | 1 | 1 | 1 | 1 | 1 | 1 | 1 | 1 | 1 | 1 | 1 | 1 | CheNgsd702 | CheN | gsd | 702 | 28.9631 | 349.1889 | [30 empty] | 0.090395 | 0.013004 | 0.013479
702 | Power Management | Supply | Hospitals | Existing | Engine Block Timer | 0.058176 | 0.058752 |  | 576 | 1 | 1.0099 | 9900.9901 | 3 |  | 10.48 | 180.143 | Per Timer | GSD | 1 | 1 | 1 | 1 | 1 | 1 | 1 | 1 | 1 | 1 | 1 | 1 | ChoEgsd702 | ChoE | gsd | 702 | 28.9631 | 497.8535 | [30 empty] | 1.05 | 0.10651 | 0.10669
702 | Power Management | Supply | Hospitals | New | Engine Block Timer | 0.058176 | 0.058752 |  | 576 | 1 | 1.0099 | 9900.9901 | 3 |  | 10.48 | 180.143 | Per Timer | GSD | 1 | 1 | 1 | 1 | 1 | 1 | 1 | 1 | 1 | 1 | 1 | 1 | ChoNgsd702 | ChoN | gsd | 702 | 28.9631 | 497.8535 | [30 empty] | 0.046326 | 0.0046989 | 0.0047071
702 | Power Management | Supply | Institutional | Existing | Engine Block Timer | 0.063936 | 0.06912 |  | 576 | 1 | 1.0811 | 9009.009 | 3 |  | 10.48 | 163.9139 | Per Timer | GSD | 1 | 1 | 1 | 1 | 1 | 1 | 1 | 1 | 1 | 1 | 1 | 1 | CinEgsd702 | CinE | gsd | 702 | 28.9631 | 453.0018 | [30 empty] | 5.7609 | 0.63825 | 0.69287
702 | Power Management | Supply | Institutional | New | Engine Block Timer | 0.063936 | 0.06912 |  | 576 | 1 | 1.0811 | 9009.009 | 3 |  | 10.48 | 163.9139 | Per Timer | GSD | 1 | 1 | 1 | 1 | 1 | 1 | 1 | 1 | 1 | 1 | 1 | 1 | CinNgsd702 | CinN | gsd | 702 | 28.9631 | 453.0018 | [30 empty] | 0.063541 | 0.0070397 | 0.0076421
702 | Power Management | Supply | Lodging/Hospitality | Existing | Engine Block Timer | 0.061632 | 0.072 |  | 576 | 1 | 1.1682 | 9345.7944 | 3 |  | 10.48 | 170.0415 | Per Timer | GSD | 1 | 1 | 1 | 1 | 1 | 1 | 1 | 1 | 1 | 1 | 1 | 1 | CloEgsd702 | CloE | gsd | 702 | 28.9631 | 469.9365 | [30 empty] | 5.869 | 0.62841 | 0.73075
702 | Power Management | Supply | Lodging/Hospitality | New | Engine Block Timer | 0.061632 | 0.072 |  | 576 | 1 | 1.1682 | 9345.7944 | 3 |  | 10.48 | 170.0415 | Per Timer | GSD | 1 | 1 | 1 | 1 | 1 | 1 | 1 | 1 | 1 | 1 | 1 | 1 | CloNgsd702 | CloN | gsd | 702 | 28.9631 | 469.9365 | [30 empty] | 0.25893 | 0.027725 | 0.03224
702 | Power Management | Supply | Miscellaneous | Existing | Engine Block Timer | 0.063936 | 0.067968 |  | 576 | 1 | 1.0631 | 9009.009 | 3 |  | 10.48 | 163.9139 | Per Timer | GSD | 1 | 1 | 1 | 1 | 1 | 1 | 1 | 1 | 1 | 1 | 1 | 1 | CmiEgsd702 | CmiE | gsd | 702 | 28.9631 | 453.0018 | [30 empty] | 0 | 0 | 0
702 | Power Management | Supply | Miscellaneous | New | Engine Block Timer | 0.063936 | 0.067968 |  | 576 | 1 | 1.0631 | 9009.009 | 3 |  | 10.48 | 163.9139 | Per Timer | GSD | 1 | 1 | 1 | 1 | 1 | 1 | 1 | 1 | 1 | 1 | 1 | 1 | CmiNgsd702 | CmiN | gsd | 702 | 28.9631 | 453.0018 | [30 empty] | 0 | 0 | 0
702 | Power Management | Supply | Offices | Existing | Engine Block Timer | 0.063936 | 0.067968 |  | 576 | 1 | 1.0631 | 9009.009 | 3 |  | 10.48 | 163.9139 | Per Timer | GSD | 1 | 1 | 1 | 1 | 1 | 1 | 1 | 1 | 1 | 1 | 1 | 1 | CofEgsd702 | CofE | gsd | 702 | 28.9631 | 453.0018 | [30 empty] | 116.0736 | 12.9101 | 13.6738
702 | Power Management | Supply | Offices | New | Engine Block Timer | 0.063936 | 0.067968 |  | 576 | 1 | 1.0631 | 9009.009 | 3 |  | 10.48 | 163.9139 | Per Timer | GSD | 1 | 1 | 1 | 1 | 1 | 1 | 1 | 1 | 1 | 1 | 1 | 1 | CofNgsd702 | CofN | gsd | 702 | 28.9631 | 453.0018 | [30 empty] | 1.2803 | 0.14239 | 0.15082
702 | Power Management | Supply | Restaurants | Existing | Engine Block Timer | 0.077184 | 0.0288 |  | 576 | 1 | 0.37313 | 7462.6866 | 3 |  | 10.48 | 135.7794 | Per Timer | GSD | 1 | 1 | 1 | 1 | 1 | 1 | 1 | 1 | 1 | 1 | 1 | 1 | CreEgsd702 | CreE | gsd | 702 | 28.9631 | 375.2478 | [30 empty] | 0 | 0 | 0
702 | Power Management | Supply | Restaurants | New | Engine Block Timer | 0.077184 | 0.0288 |  | 576 | 1 | 0.37313 | 7462.6866 | 3 |  | 10.48 | 135.7794 | Per Timer | GSD | 1 | 1 | 1 | 1 | 1 | 1 | 1 | 1 | 1 | 1 | 1 | 1 | CreNgsd702 | CreN | gsd | 702 | 28.9631 | 375.2478 | [30 empty] | 0 | 0 | 0
702 | Power Management | Supply | Retail | Existing | Engine Block Timer | 0.082368 | 0.045504 |  | 576 | 1 | 0.55245 | 6993.007 | 3 |  | 10.48 | 127.2339 | Per Timer | GSD | 1 | 1 | 1 | 1 | 1 | 1 | 1 | 1 | 1 | 1 | 1 | 1 | CrtEgsd702 | CrtE | gsd | 702 | 28.9631 | 351.6308 | [30 empty] | 0 | 0 | 0
702 | Power Management | Supply | Retail | New | Engine Block Timer | 0.082368 | 0.045504 |  | 576 | 1 | 0.55245 | 6993.007 | 3 |  | 10.48 | 127.2339 | Per Timer | GSD | 1 | 1 | 1 | 1 | 1 | 1 | 1 | 1 | 1 | 1 | 1 | 1 | CrtNgsd702 | CrtN | gsd | 702 | 28.9631 | 351.6308 | [30 empty] | 0 | 0 | 0
702 | Power Management | Supply | Schools K-12 | Existing | Engine Block Timer | 0.059328 | 0.061632 |  | 576 | 1 | 1.0388 | 9708.7379 | 3 |  | 10.48 | 176.6451 | Per Timer | GSD | 1 | 1 | 1 | 1 | 1 | 1 | 1 | 1 | 1 | 1 | 1 | 1 | CscEgsd702 | CscE | gsd | 702 | 28.9631 | 488.1864 | [30 empty] | 0 | 0 | 0
702 | Power Management | Supply | Schools K-12 | New | Engine Block Timer | 0.059328 | 0.061632 |  | 576 | 1 | 1.0388 | 9708.7379 | 3 |  | 10.48 | 176.6451 | Per Timer | GSD | 1 | 1 | 1 | 1 | 1 | 1 | 1 | 1 | 1 | 1 | 1 | 1 | CscNgsd702 | CscN | gsd | 702 | 28.9631 | 488.1864 | [30 empty] | 0 | 0 | 0
702 | Power Management | Supply | Warehouse | Existing | Engine Block Timer | 0.088128 | 0.063936 |  | 576 | 1 | 0.72549 | 6535.9477 | 3 |  | 10.48 | 118.9179 | Per Timer | GSD | 1 | 1 | 1 | 1 | 1 | 1 | 1 | 1 | 1 | 1 | 1 | 1 | CwaEgsd702 | CwaE | gsd | 702 | 28.9631 | 328.6484 | [30 empty] | 0 | 0 | 0
702 | Power Management | Supply | Warehouse | New | Engine Block Timer | 0.088128 | 0.063936 |  | 576 | 1 | 0.72549 | 6535.9477 | 3 |  | 10.48 | 118.9179 | Per Timer | GSD | 1 | 1 | 1 | 1 | 1 | 1 | 1 | 1 | 1 | 1 | 1 | 1 | CwaNgsd702 | CwaN | gsd | 702 | 28.9631 | 328.6484 | [30 empty] | 0 | 0 | 0
801 | Refrigeration | Controls | Assembly | Existing | Anti-Sweat Controls | 0.041457 | 0.032889 |  | 276.38 | 1 | 0.79333 | 6666.6667 | 12 |  | 71 | 1712.6179 | Per Refrigerated Case | GSD | 1 | 1 | 1 | 1 | 1 | 1 | 1 | 1 | 1 | 1 | 1 | 1 | CasEgsd801 | CasE | gsd | 801 | 16.5828 | 400 | [30 empty] | 0 | 0 | 0
801 | Refrigeration | Controls | Assembly | New | Anti-Sweat Controls | 0.041457 | 0.032889 |  | 276.38 | 1 | 0.79333 | 6666.6667 | 12 |  | 71 | 1712.6179 | Per Refrigerated Case | GSD | 1 | 1 | 1 | 1 | 1 | 1 | 1 | 1 | 1 | 1 | 1 | 1 | CasNgsd801 | CasN | gsd | 801 | 16.5828 | 400 | [30 empty] | 0 | 0 | 0
801 | Refrigeration | Controls | College and University | Existing | Anti-Sweat Controls | 0.041457 | 0.032889 |  | 276.38 | 1 | 0.79333 | 6666.6667 | 12 |  | 71 | 1712.6179 | Per Refrigerated Case | GSD | 1 | 1 | 1 | 1 | 1 | 1 | 1 | 1 | 1 | 1 | 1 | 1 | CcoEgsd801 | CcoE | gsd | 801 | 16.5828 | 400 | [30 empty] | 0 | 0 | 0
801 | Refrigeration | Controls | College and University | New | Anti-Sweat Controls | 0.041457 | 0.032889 |  | 276.38 | 1 | 0.79333 | 6666.6667 | 12 |  | 71 | 1712.6179 | Per Refrigerated Case | GSD | 1 | 1 | 1 | 1 | 1 | 1 | 1 | 1 | 1 | 1 | 1 | 1 | CcoNgsd801 | CcoN | gsd | 801 | 16.5828 | 400 | [30 empty] | 0 | 0 | 0
801 | Refrigeration | Controls | Data Center | Existing | Anti-Sweat Controls | 0.039522 | 0.03206 |  | 276.38 | 1 | 0.81119 | 6993.007 | 12 |  | 71 | 1796.4523 | Per Refrigerated Case | GSD | 1 | 1 | 1 | 1 | 1 | 1 | 1 | 1 | 1 | 1 | 1 | 1 | CdaEgsd801 | CdaE | gsd | 801 | 16.5828 | 419.5804 | [30 empty] | 0 | 0 | 0
801 | Refrigeration | Controls | Data Center | New | Anti-Sweat Controls | 0.039522 | 0.03206 |  | 276.38 | 1 | 0.81119 | 6993.007 | 12 |  | 71 | 1796.4523 | Per Refrigerated Case | GSD | 1 | 1 | 1 | 1 | 1 | 1 | 1 | 1 | 1 | 1 | 1 | 1 | CdaNgsd801 | CdaN | gsd | 801 | 16.5828 | 419.5804 | [30 empty] | 0 | 0 | 0
801 | Refrigeration | Controls | Grocery | Existing | Anti-Sweat Controls | 0.041457 | 0.032889 |  | 276.38 | 1 | 0.79333 | 6666.6667 | 12 |  | 71 | 1712.6179 | Per Refrigerated Case | GSD | 1 | 1 | 1 | 1 | 1 | 1 | 1 | 1 | 1 | 1 | 1 | 1 | CgrEgsd801 | CgrE | gsd | 801 | 16.5828 | 400 | [30 empty] | 1.6796 | 0.25164 | 0.19906
801 | Refrigeration | Controls | Grocery | New | Anti-Sweat Controls | 0.041457 | 0.032889 |  | 276.38 | 1 | 0.79333 | 6666.6667 | 12 |  | 71 | 1712.6179 | Per Refrigerated Case | GSD | 1 | 1 | 1 | 1 | 1 | 1 | 1 | 1 | 1 | 1 | 1 | 1 | CgrNgsd801 | CgrN | gsd | 801 | 16.5828 | 400 | [30 empty] | 0.022799 | 0.0034159 | 0.0027022
801 | Refrigeration | Controls | Healthcare | Existing | Anti-Sweat Controls | 0.041457 | 0.032889 |  | 276.38 | 1 | 0.79333 | 6666.6667 | 12 |  | 71 | 1712.6179 | Per Refrigerated Case | GSD | 1 | 1 | 1 | 1 | 1 | 1 | 1 | 1 | 1 | 1 | 1 | 1 | CheEgsd801 | CheE | gsd | 801 | 16.5828 | 400 | [30 empty] | 0 | 0 | 0
801 | Refrigeration | Controls | Healthcare | New | Anti-Sweat Controls | 0.041457 | 0.032889 |  | 276.38 | 1 | 0.79333 | 6666.6667 | 12 |  | 71 | 1712.6179 | Per Refrigerated Case | GSD | 1 | 1 | 1 | 1 | 1 | 1 | 1 | 1 | 1 | 1 | 1 | 1 | CheNgsd801 | CheN | gsd | 801 | 16.5828 | 400 | [30 empty] | 0 | 0 | 0
801 | Refrigeration | Controls | Hospitals | Existing | Anti-Sweat Controls | 0.041457 | 0.032889 |  | 276.38 | 1 | 0.79333 | 6666.6667 | 12 |  | 71 | 1712.6179 | Per Refrigerated Case | GSD | 1 | 1 | 1 | 1 | 1 | 1 | 1 | 1 | 1 | 1 | 1 | 1 | ChoEgsd801 | ChoE | gsd | 801 | 16.5828 | 400 | [30 empty] | 0 | 0 | 0
801 | Refrigeration | Controls | Hospitals | New | Anti-Sweat Controls | 0.041457 | 0.032889 |  | 276.38 | 1 | 0.79333 | 6666.6667 | 12 |  | 71 | 1712.6179 | Per Refrigerated Case | GSD | 1 | 1 | 1 | 1 | 1 | 1 | 1 | 1 | 1 | 1 | 1 | 1 | ChoNgsd801 | ChoN | gsd | 801 | 16.5828 | 400 | [30 empty] | 0 | 0 | 0
801 | Refrigeration | Controls | Institutional | Existing | Anti-Sweat Controls | 0.039522 | 0.03206 |  | 276.38 | 1 | 0.81119 | 6993.007 | 12 |  | 71 | 1796.4523 | Per Refrigerated Case | GSD | 1 | 1 | 1 | 1 | 1 | 1 | 1 | 1 | 1 | 1 | 1 | 1 | CinEgsd801 | CinE | gsd | 801 | 16.5828 | 419.5804 | [30 empty] | 0 | 0 | 0
801 | Refrigeration | Controls | Institutional | New | Anti-Sweat Controls | 0.039522 | 0.03206 |  | 276.38 | 1 | 0.81119 | 6993.007 | 12 |  | 71 | 1796.4523 | Per Refrigerated Case | GSD | 1 | 1 | 1 | 1 | 1 | 1 | 1 | 1 | 1 | 1 | 1 | 1 | CinNgsd801 | CinN | gsd | 801 | 16.5828 | 419.5804 | [30 empty] | 0 | 0 | 0
801 | Refrigeration | Controls | Lodging/Hospitality | Existing | Anti-Sweat Controls | 0.041457 | 0.032889 |  | 276.38 | 1 | 0.79333 | 6666.6667 | 12 |  | 71 | 1712.6179 | Per Refrigerated Case | GSD | 1 | 1 | 1 | 1 | 1 | 1 | 1 | 1 | 1 | 1 | 1 | 1 | CloEgsd801 | CloE | gsd | 801 | 16.5828 | 400 | [30 empty] | 0 | 0 | 0
801 | Refrigeration | Controls | Lodging/Hospitality | New | Anti-Sweat Controls | 0.041457 | 0.032889 |  | 276.38 | 1 | 0.79333 | 6666.6667 | 12 |  | 71 | 1712.6179 | Per Refrigerated Case | GSD | 1 | 1 | 1 | 1 | 1 | 1 | 1 | 1 | 1 | 1 | 1 | 1 | CloNgsd801 | CloN | gsd | 801 | 16.5828 | 400 | [30 empty] | 0 | 0 | 0
801 | Refrigeration | Controls | Miscellaneous | Existing | Anti-Sweat Controls | 0.039522 | 0.03206 |  | 276.38 | 1 | 0.81119 | 6993.007 | 12 |  | 71 | 1796.4523 | Per Refrigerated Case | GSD | 1 | 1 | 1 | 1 | 1 | 1 | 1 | 1 | 1 | 1 | 1 | 1 | CmiEgsd801 | CmiE | gsd | 801 | 16.5828 | 419.5804 | [30 empty] | 0 | 0 | 0
801 | Refrigeration | Controls | Miscellaneous | New | Anti-Sweat Controls | 0.039522 | 0.03206 |  | 276.38 | 1 | 0.81119 | 6993.007 | 12 |  | 71 | 1796.4523 | Per Refrigerated Case | GSD | 1 | 1 | 1 | 1 | 1 | 1 | 1 | 1 | 1 | 1 | 1 | 1 | CmiNgsd801 | CmiN | gsd | 801 | 16.5828 | 419.5804 | [30 empty] | 0 | 0 | 0
801 | Refrigeration | Controls | Offices | Existing | Anti-Sweat Controls | 0.039522 | 0.03206 |  | 276.38 | 1 | 0.81119 | 6993.007 | 12 |  | 71 | 1796.4523 | Per Refrigerated Case | GSD | 1 | 1 | 1 | 1 | 1 | 1 | 1 | 1 | 1 | 1 | 1 | 1 | CofEgsd801 | CofE | gsd | 801 | 16.5828 | 419.5804 | [30 empty] | 0 | 0 | 0
801 | Refrigeration | Controls | Offices | New | Anti-Sweat Controls | 0.039522 | 0.03206 |  | 276.38 | 1 | 0.81119 | 6993.007 | 12 |  | 71 | 1796.4523 | Per Refrigerated Case | GSD | 1 | 1 | 1 | 1 | 1 | 1 | 1 | 1 | 1 | 1 | 1 | 1 | CofNgsd801 | CofN | gsd | 801 | 16.5828 | 419.5804 | [30 empty] | 0 | 0 | 0
801 | Refrigeration | Controls | Restaurants | Existing | Anti-Sweat Controls | 0.03897 | 0.031231 |  | 276.38 | 1 | 0.80142 | 7092.1986 | 12 |  | 71 | 1821.9339 | Per Refrigerated Case | GSD | 1 | 1 | 1 | 1 | 1 | 1 | 1 | 1 | 1 | 1 | 1 | 1 | CreEgsd801 | CreE | gsd | 801 | 16.5828 | 425.5319 | [30 empty] | 0 | 0 | 0
801 | Refrigeration | Controls | Restaurants | New | Anti-Sweat Controls | 0.03897 | 0.031231 |  | 276.38 | 1 | 0.80142 | 7092.1986 | 12 |  | 71 | 1821.9339 | Per Refrigerated Case | GSD | 1 | 1 | 1 | 1 | 1 | 1 | 1 | 1 | 1 | 1 | 1 | 1 | CreNgsd801 | CreN | gsd | 801 | 16.5828 | 425.5319 | [30 empty] | 0 | 0 | 0
801 | Refrigeration | Controls | Retail | Existing | Anti-Sweat Controls | 0.041457 | 0.032889 |  | 276.38 | 1 | 0.79333 | 6666.6667 | 12 |  | 71 | 1712.6179 | Per Refrigerated Case | GSD | 1 | 1 | 1 | 1 | 1 | 1 | 1 | 1 | 1 | 1 | 1 | 1 | CrtEgsd801 | CrtE | gsd | 801 | 16.5828 | 400 | [30 empty] | 0 | 0 | 0
801 | Refrigeration | Controls | Retail | New | Anti-Sweat Controls | 0.041457 | 0.032889 |  | 276.38 | 1 | 0.79333 | 6666.6667 | 12 |  | 71 | 1712.6179 | Per Refrigerated Case | GSD | 1 | 1 | 1 | 1 | 1 | 1 | 1 | 1 | 1 | 1 | 1 | 1 | CrtNgsd801 | CrtN | gsd | 801 | 16.5828 | 400 | [30 empty] | 0 | 0 | 0
801 | Refrigeration | Controls | Schools K-12 | Existing | Anti-Sweat Controls | 0.039522 | 0.03206 |  | 276.38 | 1 | 0.81119 | 6993.007 | 12 |  | 71 | 1796.4523 | Per Refrigerated Case | GSD | 1 | 1 | 1 | 1 | 1 | 1 | 1 | 1 | 1 | 1 | 1 | 1 | CscEgsd801 | CscE | gsd | 801 | 16.5828 | 419.5804 | [30 empty] | 0 | 0 | 0
801 | Refrigeration | Controls | Schools K-12 | New | Anti-Sweat Controls | 0.039522 | 0.03206 |  | 276.38 | 1 | 0.81119 | 6993.007 | 12 |  | 71 | 1796.4523 | Per Refrigerated Case | GSD | 1 | 1 | 1 | 1 | 1 | 1 | 1 | 1 | 1 | 1 | 1 | 1 | CscNgsd801 | CscN | gsd | 801 | 16.5828 | 419.5804 | [30 empty] | 0 | 0 | 0
801 | Refrigeration | Controls | Warehouse | Existing | Anti-Sweat Controls | 0.039522 | 0.03206 |  | 276.38 | 1 | 0.81119 | 6993.007 | 12 |  | 71 | 1796.4523 | Per Refrigerated Case | GSD | 1 | 1 | 1 | 1 | 1 | 1 | 1 | 1 | 1 | 1 | 1 | 1 | CwaEgsd801 | CwaE | gsd | 801 | 16.5828 | 419.5804 | [30 empty] | 0 | 0 | 0
801 | Refrigeration | Controls | Warehouse | New | Anti-Sweat Controls | 0.039522 | 0.03206 |  | 276.38 | 1 | 0.81119 | 6993.007 | 12 |  | 71 | 1796.4523 | Per Refrigerated Case | GSD | 1 | 1 | 1 | 1 | 1 | 1 | 1 | 1 | 1 | 1 | 1 | 1 | CwaNgsd801 | CwaN | gsd | 801 | 16.5828 | 419.5804 | [30 empty] | 0 | 0 | 0
802 | Refrigeration | Controls | Assembly | Existing | Automatic Door Closer for Walk-in Coolers and Freezers | 0.0058545 | 0.0046446 |  | 39.03 | 1 | 0.79333 | 6666.6667 | 8 |  | 161 | 27500.2135 | Per Refrigerated Case | GSD | 1 | 1 | 1 | 1 | 1 | 1 | 1 | 1 | 1 | 1 | 1 | 1 | CasEgsd802 | CasE | gsd | 802 | 2.3418 | 400 | [30 empty] | 0.15322 | 0.022957 | 0.01816
802 | Refrigeration | Controls | Assembly | New | Automatic Door Closer for Walk-in Coolers and Freezers | 0.0058545 | 0.0046446 |  | 39.03 | 1 | 0.79333 | 6666.6667 | 8 |  | 161 | 27500.2135 | Per Refrigerated Case | GSD | 1 | 1 | 1 | 1 | 1 | 1 | 1 | 1 | 1 | 1 | 1 | 1 | CasNgsd802 | CasN | gsd | 802 | 2.3418 | 400 | [30 empty] | 0.00169 | 0.0002532 | 0.0002003
802 | Refrigeration | Controls | College and University | Existing | Automatic Door Closer for Walk-in Coolers and Freezers | 0.0058545 | 0.0046446 |  | 39.03 | 1 | 0.79333 | 6666.6667 | 8 |  | 161 | 27500.2135 | Per Refrigerated Case | GSD | 1 | 1 | 1 | 1 | 1 | 1 | 1 | 1 | 1 | 1 | 1 | 1 | CcoEgsd802 | CcoE | gsd | 802 | 2.3418 | 400 | [30 empty] | 0.011325 | 0.0016967 | 0.0013422
802 | Refrigeration | Controls | College and University | New | Automatic Door Closer for Walk-in Coolers and Freezers | 0.0058545 | 0.0046446 |  | 39.03 | 1 | 0.79333 | 6666.6667 | 8 |  | 161 | 27500.2135 | Per Refrigerated Case | GSD | 1 | 1 | 1 | 1 | 1 | 1 | 1 | 1 | 1 | 1 | 1 | 1 | CcoNgsd802 | CcoN | gsd | 802 | 2.3418 | 400 | [30 empty] | 0.00012491 | 1.8714e-05 | 1.4804e-05
802 | Refrigeration | Controls | Data Center | Existing | Automatic Door Closer for Walk-in Coolers and Freezers | 0.0055813 | 0.0045275 |  | 39.03 | 1 | 0.81119 | 6993.007 | 8 |  | 161 | 28846.3778 | Per Refrigerated Case | GSD | 1 | 1 | 1 | 1 | 1 | 1 | 1 | 1 | 1 | 1 | 1 | 1 | CdaEgsd802 | CdaE | gsd | 802 | 2.3418 | 419.5804 | [30 empty] | 0 | 0 | 0
802 | Refrigeration | Controls | Data Center | New | Automatic Door Closer for Walk-in Coolers and Freezers | 0.0055813 | 0.0045275 |  | 39.03 | 1 | 0.81119 | 6993.007 | 8 |  | 161 | 28846.3778 | Per Refrigerated Case | GSD | 1 | 1 | 1 | 1 | 1 | 1 | 1 | 1 | 1 | 1 | 1 | 1 | CdaNgsd802 | CdaN | gsd | 802 | 2.3418 | 419.5804 | [30 empty] | 0 | 0 | 0
802 | Refrigeration | Controls | Grocery | Existing | Automatic Door Closer for Walk-in Coolers and Freezers | 0.0058545 | 0.0046446 |  | 39.03 | 1 | 0.79333 | 6666.6667 | 8 |  | 161 | 27500.2135 | Per Refrigerated Case | GSD | 1 | 1 | 1 | 1 | 1 | 1 | 1 | 1 | 1 | 1 | 1 | 1 | CgrEgsd802 | CgrE | gsd | 802 | 2.3418 | 400 | [30 empty] | 2.7591 | 0.41339 | 0.32701
802 | Refrigeration | Controls | Grocery | New | Automatic Door Closer for Walk-in Coolers and Freezers | 0.0058545 | 0.0046446 |  | 39.03 | 1 | 0.79333 | 6666.6667 | 8 |  | 161 | 27500.2135 | Per Refrigerated Case | GSD | 1 | 1 | 1 | 1 | 1 | 1 | 1 | 1 | 1 | 1 | 1 | 1 | CgrNgsd802 | CgrN | gsd | 802 | 2.3418 | 400 | [30 empty] | 0.012092 | 0.0018117 | 0.0014331
802 | Refrigeration | Controls | Healthcare | Existing | Automatic Door Closer for Walk-in Coolers and Freezers | 0.0058545 | 0.0046446 |  | 39.03 | 1 | 0.79333 | 6666.6667 | 8 |  | 161 | 27500.2135 | Per Refrigerated Case | GSD | 1 | 1 | 1 | 1 | 1 | 1 | 1 | 1 | 1 | 1 | 1 | 1 | CheEgsd802 | CheE | gsd | 802 | 2.3418 | 400 | [30 empty] | 0.0012458 | 0.00018665 | 0.00014765
802 | Refrigeration | Controls | Healthcare | New | Automatic Door Closer for Walk-in Coolers and Freezers | 0.0058545 | 0.0046446 |  | 39.03 | 1 | 0.79333 | 6666.6667 | 8 |  | 161 | 27500.2135 | Per Refrigerated Case | GSD | 1 | 1 | 1 | 1 | 1 | 1 | 1 | 1 | 1 | 1 | 1 | 1 | CheNgsd802 | CheN | gsd | 802 | 2.3418 | 400 | [30 empty] | 1.374e-05 | 2.0587e-06 | 1.6285e-06
802 | Refrigeration | Controls | Hospitals | Existing | Automatic Door Closer for Walk-in Coolers and Freezers | 0.0058545 | 0.0046446 |  | 39.03 | 1 | 0.79333 | 6666.6667 | 8 |  | 161 | 27500.2135 | Per Refrigerated Case | GSD | 1 | 1 | 1 | 1 | 1 | 1 | 1 | 1 | 1 | 1 | 1 | 1 | ChoEgsd802 | ChoE | gsd | 802 | 2.3418 | 400 | [30 empty] | 0.010917 | 0.0016356 | 0.0012938
802 | Refrigeration | Controls | Hospitals | New | Automatic Door Closer for Walk-in Coolers and Freezers | 0.0058545 | 0.0046446 |  | 39.03 | 1 | 0.79333 | 6666.6667 | 8 |  | 161 | 27500.2135 | Per Refrigerated Case | GSD | 1 | 1 | 1 | 1 | 1 | 1 | 1 | 1 | 1 | 1 | 1 | 1 | ChoNgsd802 | ChoN | gsd | 802 | 2.3418 | 400 | [30 empty] | 0.00012041 | 1.804e-05 | 1.427e-05
802 | Refrigeration | Controls | Institutional | Existing | Automatic Door Closer for Walk-in Coolers and Freezers | 0.0055813 | 0.0045275 |  | 39.03 | 1 | 0.81119 | 6993.007 | 8 |  | 161 | 28846.3778 | Per Refrigerated Case | GSD | 1 | 1 | 1 | 1 | 1 | 1 | 1 | 1 | 1 | 1 | 1 | 1 | CinEgsd802 | CinE | gsd | 802 | 2.3418 | 419.5804 | [30 empty] | 0 | 0 | 0
802 | Refrigeration | Controls | Institutional | New | Automatic Door Closer for Walk-in Coolers and Freezers | 0.0055813 | 0.0045275 |  | 39.03 | 1 | 0.81119 | 6993.007 | 8 |  | 161 | 28846.3778 | Per Refrigerated Case | GSD | 1 | 1 | 1 | 1 | 1 | 1 | 1 | 1 | 1 | 1 | 1 | 1 | CinNgsd802 | CinN | gsd | 802 | 2.3418 | 419.5804 | [30 empty] | 0 | 0 | 0
802 | Refrigeration | Controls | Lodging/Hospitality | Existing | Automatic Door Closer for Walk-in Coolers and Freezers | 0.0058545 | 0.0046446 |  | 39.03 | 1 | 0.79333 | 6666.6667 | 8 |  | 161 | 27500.2135 | Per Refrigerated Case | GSD | 1 | 1 | 1 | 1 | 1 | 1 | 1 | 1 | 1 | 1 | 1 | 1 | CloEgsd802 | CloE | gsd | 802 | 2.3418 | 400 | [30 empty] | 0.081775 | 0.012252 | 0.009692
802 | Refrigeration | Controls | Lodging/Hospitality | New | Automatic Door Closer for Walk-in Coolers and Freezers | 0.0058545 | 0.0046446 |  | 39.03 | 1 | 0.79333 | 6666.6667 | 8 |  | 161 | 27500.2135 | Per Refrigerated Case | GSD | 1 | 1 | 1 | 1 | 1 | 1 | 1 | 1 | 1 | 1 | 1 | 1 | CloNgsd802 | CloN | gsd | 802 | 2.3418 | 400 | [30 empty] | 0.00090195 | 0.00013513 | 0.0001069
802 | Refrigeration | Controls | Miscellaneous | Existing | Automatic Door Closer for Walk-in Coolers and Freezers | 0.0055813 | 0.0045275 |  | 39.03 | 1 | 0.81119 | 6993.007 | 8 |  | 161 | 28846.3778 | Per Refrigerated Case | GSD | 1 | 1 | 1 | 1 | 1 | 1 | 1 | 1 | 1 | 1 | 1 | 1 | CmiEgsd802 | CmiE | gsd | 802 | 2.3418 | 419.5804 | [30 empty] | 0 | 0 | 0
802 | Refrigeration | Controls | Miscellaneous | New | Automatic Door Closer for Walk-in Coolers and Freezers | 0.0055813 | 0.0045275 |  | 39.03 | 1 | 0.81119 | 6993.007 | 8 |  | 161 | 28846.3778 | Per Refrigerated Case | GSD | 1 | 1 | 1 | 1 | 1 | 1 | 1 | 1 | 1 | 1 | 1 | 1 | CmiNgsd802 | CmiN | gsd | 802 | 2.3418 | 419.5804 | [30 empty] | 0 | 0 | 0
802 | Refrigeration | Controls | Offices | Existing | Automatic Door Closer for Walk-in Coolers and Freezers | 0.0055813 | 0.0045275 |  | 39.03 | 1 | 0.81119 | 6993.007 | 8 |  | 161 | 28846.3778 | Per Refrigerated Case | GSD | 1 | 1 | 1 | 1 | 1 | 1 | 1 | 1 | 1 | 1 | 1 | 1 | CofEgsd802 | CofE | gsd | 802 | 2.3418 | 419.5804 | [30 empty] | 0 | 0 | 0
802 | Refrigeration | Controls | Offices | New | Automatic Door Closer for Walk-in Coolers and Freezers | 0.0055813 | 0.0045275 |  | 39.03 | 1 | 0.81119 | 6993.007 | 8 |  | 161 | 28846.3778 | Per Refrigerated Case | GSD | 1 | 1 | 1 | 1 | 1 | 1 | 1 | 1 | 1 | 1 | 1 | 1 | CofNgsd802 | CofN | gsd | 802 | 2.3418 | 419.5804 | [30 empty] | 0 | 0 | 0
802 | Refrigeration | Controls | Restaurants | Existing | Automatic Door Closer for Walk-in Coolers and Freezers | 0.0055032 | 0.0044104 |  | 39.03 | 1 | 0.80142 | 7092.1986 | 8 |  | 161 | 29255.5463 | Per Refrigerated Case | GSD | 1 | 1 | 1 | 1 | 1 | 1 | 1 | 1 | 1 | 1 | 1 | 1 | CreEgsd802 | CreE | gsd | 802 | 2.3418 | 425.5319 | [30 empty] | 2.5295 | 0.3575 | 0.28631
802 | Refrigeration | Controls | Restaurants | New | Automatic Door Closer for Walk-in Coolers and Freezers | 0.0055032 | 0.0044104 |  | 39.03 | 1 | 0.80142 | 7092.1986 | 8 |  | 161 | 29255.5463 | Per Refrigerated Case | GSD | 1 | 1 | 1 | 1 | 1 | 1 | 1 | 1 | 1 | 1 | 1 | 1 | CreNgsd802 | CreN | gsd | 802 | 2.3418 | 425.5319 | [30 empty] | 0.0279 | 0.0039431 | 0.0031579
802 | Refrigeration | Controls | Retail | Existing | Automatic Door Closer for Walk-in Coolers and Freezers | 0.0058545 | 0.0046446 |  | 39.03 | 1 | 0.79333 | 6666.6667 | 8 |  | 161 | 27500.2135 | Per Refrigerated Case | GSD | 1 | 1 | 1 | 1 | 1 | 1 | 1 | 1 | 1 | 1 | 1 | 1 | CrtEgsd802 | CrtE | gsd | 802 | 2.3418 | 400 | [30 empty] | 1.6506 | 0.2473 | 0.19563
802 | Refrigeration | Controls | Retail | New | Automatic Door Closer for Walk-in Coolers and Freezers | 0.0058545 | 0.0046446 |  | 39.03 | 1 | 0.79333 | 6666.6667 | 8 |  | 161 | 27500.2135 | Per Refrigerated Case | GSD | 1 | 1 | 1 | 1 | 1 | 1 | 1 | 1 | 1 | 1 | 1 | 1 | CrtNgsd802 | CrtN | gsd | 802 | 2.3418 | 400 | [30 empty] | 0.018205 | 0.0027276 | 0.0021577
802 | Refrigeration | Controls | Schools K-12 | Existing | Automatic Door Closer for Walk-in Coolers and Freezers | 0.0055813 | 0.0045275 |  | 39.03 | 1 | 0.81119 | 6993.007 | 8 |  | 161 | 28846.3778 | Per Refrigerated Case | GSD | 1 | 1 | 1 | 1 | 1 | 1 | 1 | 1 | 1 | 1 | 1 | 1 | CscEgsd802 | CscE | gsd | 802 | 2.3418 | 419.5804 | [30 empty] | 0.001994 | 0.00028532 | 0.00023175
802 | Refrigeration | Controls | Schools K-12 | New | Automatic Door Closer for Walk-in Coolers and Freezers | 0.0055813 | 0.0045275 |  | 39.03 | 1 | 0.81119 | 6993.007 | 8 |  | 161 | 28846.3778 | Per Refrigerated Case | GSD | 1 | 1 | 1 | 1 | 1 | 1 | 1 | 1 | 1 | 1 | 1 | 1 | CscNgsd802 | CscN | gsd | 802 | 2.3418 | 419.5804 | [30 empty] | 2.1993e-05 | 3.147e-06 | 2.5561e-06
802 | Refrigeration | Controls | Warehouse | Existing | Automatic Door Closer for Walk-in Coolers and Freezers | 0.0055813 | 0.0045275 |  | 39.03 | 1 | 0.81119 | 6993.007 | 8 |  | 161 | 28846.3778 | Per Refrigerated Case | GSD | 1 | 1 | 1 | 1 | 1 | 1 | 1 | 1 | 1 | 1 | 1 | 1 | CwaEgsd802 | CwaE | gsd | 802 | 2.3418 | 419.5804 | [30 empty] | 0 | 0 | 0
802 | Refrigeration | Controls | Warehouse | New | Automatic Door Closer for Walk-in Coolers and Freezers | 0.0055813 | 0.0045275 |  | 39.03 | 1 | 0.81119 | 6993.007 | 8 |  | 161 | 28846.3778 | Per Refrigerated Case | GSD | 1 | 1 | 1 | 1 | 1 | 1 | 1 | 1 | 1 | 1 | 1 | 1 | CwaNgsd802 | CwaN | gsd | 802 | 2.3418 | 419.5804 | [30 empty] | 0 | 0 | 0
803 | Refrigeration | Controls | Assembly | Existing | Beverage Vending Machine Controls | 0.078861 | 0.062563 |  | 525.74 | 1 | 0.79333 | 6666.6667 | 14 |  | 514 | 6517.7971 | Per Unit | GSD | 1 | 1 | 1 | 1 | 1 | 1 | 1 | 1 | 1 | 1 | 1 | 1 | CasEgsd803 | CasE | gsd | 803 | 31.5444 | 400 | [30 empty] | 1.1777 | 0.17645 | 0.13958
803 | Refrigeration | Controls | Assembly | New | Beverage Vending Machine Controls | 0.078861 | 0.062563 |  | 525.74 | 1 | 0.79333 | 6666.6667 | 14 |  | 514 | 6517.7971 | Per Unit | GSD | 1 | 1 | 1 | 1 | 1 | 1 | 1 | 1 | 1 | 1 | 1 | 1 | CasNgsd803 | CasN | gsd | 803 | 31.5444 | 400 | [30 empty] | 0.012989 | 0.0019461 | 0.0015395
803 | Refrigeration | Controls | College and University | Existing | Beverage Vending Machine Controls | 0.078861 | 0.062563 |  | 525.74 | 1 | 0.79333 | 6666.6667 | 14 |  | 514 | 6517.7971 | Per Unit | GSD | 1 | 1 | 1 | 1 | 1 | 1 | 1 | 1 | 1 | 1 | 1 | 1 | CcoEgsd803 | CcoE | gsd | 803 | 31.5444 | 400 | [30 empty] | 1.8582 | 0.27841 | 0.22024
803 | Refrigeration | Controls | College and University | New | Beverage Vending Machine Controls | 0.078861 | 0.062563 |  | 525.74 | 1 | 0.79333 | 6666.6667 | 14 |  | 514 | 6517.7971 | Per Unit | GSD | 1 | 1 | 1 | 1 | 1 | 1 | 1 | 1 | 1 | 1 | 1 | 1 | CcoNgsd803 | CcoN | gsd | 803 | 31.5444 | 400 | [30 empty] | 0.020496 | 0.0030708 | 0.0024291
803 | Refrigeration | Controls | Data Center | Existing | Beverage Vending Machine Controls | 0.075181 | 0.060986 |  | 525.74 | 1 | 0.81119 | 6993.007 | 14 |  | 514 | 6836.8501 | Per Unit | GSD | 1 | 1 | 1 | 1 | 1 | 1 | 1 | 1 | 1 | 1 | 1 | 1 | CdaEgsd803 | CdaE | gsd | 803 | 31.5444 | 419.5804 | [30 empty] | 0.0029057 | 0.00041578 | 0.00033771
803 | Refrigeration | Controls | Data Center | New | Beverage Vending Machine Controls | 0.075181 | 0.060986 |  | 525.74 | 1 | 0.81119 | 6993.007 | 14 |  | 514 | 6836.8501 | Per Unit | GSD | 1 | 1 | 1 | 1 | 1 | 1 | 1 | 1 | 1 | 1 | 1 | 1 | CdaNgsd803 | CdaN | gsd | 803 | 31.5444 | 419.5804 | [30 empty] | 3.2049e-05 | 4.5859e-06 | 3.7248e-06
803 | Refrigeration | Controls | Grocery | Existing | Beverage Vending Machine Controls | 0.078861 | 0.062563 |  | 525.74 | 1 | 0.79333 | 6666.6667 | 14 |  | 514 | 6517.7971 | Per Unit | GSD | 1 | 1 | 1 | 1 | 1 | 1 | 1 | 1 | 1 | 1 | 1 | 1 | CgrEgsd803 | CgrE | gsd | 803 | 31.5444 | 400 | [30 empty] | 32.9432 | 4.9357 | 3.9044
803 | Refrigeration | Controls | Grocery | New | Beverage Vending Machine Controls | 0.078861 | 0.062563 |  | 525.74 | 1 | 0.79333 | 6666.6667 | 14 |  | 514 | 6517.7971 | Per Unit | GSD | 1 | 1 | 1 | 1 | 1 | 1 | 1 | 1 | 1 | 1 | 1 | 1 | CgrNgsd803 | CgrN | gsd | 803 | 31.5444 | 400 | [30 empty] | 0.36335 | 0.054439 | 0.043064
803 | Refrigeration | Controls | Healthcare | Existing | Beverage Vending Machine Controls | 0.078861 | 0.062563 |  | 525.74 | 1 | 0.79333 | 6666.6667 | 14 |  | 514 | 6517.7971 | Per Unit | GSD | 1 | 1 | 1 | 1 | 1 | 1 | 1 | 1 | 1 | 1 | 1 | 1 | CheEgsd803 | CheE | gsd | 803 | 31.5444 | 400 | [30 empty] | 0.18802 | 0.02817 | 0.022284
803 | Refrigeration | Controls | Healthcare | New | Beverage Vending Machine Controls | 0.078861 | 0.062563 |  | 525.74 | 1 | 0.79333 | 6666.6667 | 14 |  | 514 | 6517.7971 | Per Unit | GSD | 1 | 1 | 1 | 1 | 1 | 1 | 1 | 1 | 1 | 1 | 1 | 1 | CheNgsd803 | CheN | gsd | 803 | 31.5444 | 400 | [30 empty] | 0.0020738 | 0.00031071 | 0.00024579
803 | Refrigeration | Controls | Hospitals | Existing | Beverage Vending Machine Controls | 0.078861 | 0.062563 |  | 525.74 | 1 | 0.79333 | 6666.6667 | 14 |  | 514 | 6517.7971 | Per Unit | GSD | 1 | 1 | 1 | 1 | 1 | 1 | 1 | 1 | 1 | 1 | 1 | 1 | ChoEgsd803 | ChoE | gsd | 803 | 31.5444 | 400 | [30 empty] | 0.34257 | 0.051325 | 0.040601
803 | Refrigeration | Controls | Hospitals | New | Beverage Vending Machine Controls | 0.078861 | 0.062563 |  | 525.74 | 1 | 0.79333 | 6666.6667 | 14 |  | 514 | 6517.7971 | Per Unit | GSD | 1 | 1 | 1 | 1 | 1 | 1 | 1 | 1 | 1 | 1 | 1 | 1 | ChoNgsd803 | ChoN | gsd | 803 | 31.5444 | 400 | [30 empty] | 0.0037784 | 0.0005661 | 0.00044782
803 | Refrigeration | Controls | Institutional | Existing | Beverage Vending Machine Controls | 0.075181 | 0.060986 |  | 525.74 | 1 | 0.81119 | 6993.007 | 14 |  | 514 | 6836.8501 | Per Unit | GSD | 1 | 1 | 1 | 1 | 1 | 1 | 1 | 1 | 1 | 1 | 1 | 1 | CinEgsd803 | CinE | gsd | 803 | 31.5444 | 419.5804 | [30 empty] | 4.066 | 0.58179 | 0.47255
803 | Refrigeration | Controls | Institutional | New | Beverage Vending Machine Controls | 0.075181 | 0.060986 |  | 525.74 | 1 | 0.81119 | 6993.007 | 14 |  | 514 | 6836.8501 | Per Unit | GSD | 1 | 1 | 1 | 1 | 1 | 1 | 1 | 1 | 1 | 1 | 1 | 1 | CinNgsd803 | CinN | gsd | 803 | 31.5444 | 419.5804 | [30 empty] | 0.044846 | 0.006417 | 0.0052121
803 | Refrigeration | Controls | Lodging/Hospitality | Existing | Beverage Vending Machine Controls | 0.078861 | 0.062563 |  | 525.74 | 1 | 0.79333 | 6666.6667 | 14 |  | 514 | 6517.7971 | Per Unit | GSD | 1 | 1 | 1 | 1 | 1 | 1 | 1 | 1 | 1 | 1 | 1 | 1 | CloEgsd803 | CloE | gsd | 803 | 31.5444 | 400 | [30 empty] | 1.1667 | 0.1748 | 0.13828
803 | Refrigeration | Controls | Lodging/Hospitality | New | Beverage Vending Machine Controls | 0.078861 | 0.062563 |  | 525.74 | 1 | 0.79333 | 6666.6667 | 14 |  | 514 | 6517.7971 | Per Unit | GSD | 1 | 1 | 1 | 1 | 1 | 1 | 1 | 1 | 1 | 1 | 1 | 1 | CloNgsd803 | CloN | gsd | 803 | 31.5444 | 400 | [30 empty] | 0.012868 | 0.001928 | 0.0015251
803 | Refrigeration | Controls | Miscellaneous | Existing | Beverage Vending Machine Controls | 0.075181 | 0.060986 |  | 525.74 | 1 | 0.81119 | 6993.007 | 14 |  | 514 | 6836.8501 | Per Unit | GSD | 1 | 1 | 1 | 1 | 1 | 1 | 1 | 1 | 1 | 1 | 1 | 1 | CmiEgsd803 | CmiE | gsd | 803 | 31.5444 | 419.5804 | [30 empty] | 0.11046 | 0.015805 | 0.012838
803 | Refrigeration | Controls | Miscellaneous | New | Beverage Vending Machine Controls | 0.075181 | 0.060986 |  | 525.74 | 1 | 0.81119 | 6993.007 | 14 |  | 514 | 6836.8501 | Per Unit | GSD | 1 | 1 | 1 | 1 | 1 | 1 | 1 | 1 | 1 | 1 | 1 | 1 | CmiNgsd803 | CmiN | gsd | 803 | 31.5444 | 419.5804 | [30 empty] | 0.0012183 | 0.00017433 | 0.0001416
803 | Refrigeration | Controls | Offices | Existing | Beverage Vending Machine Controls | 0.075181 | 0.060986 |  | 525.74 | 1 | 0.81119 | 6993.007 | 14 |  | 514 | 6836.8501 | Per Unit | GSD | 1 | 1 | 1 | 1 | 1 | 1 | 1 | 1 | 1 | 1 | 1 | 1 | CofEgsd803 | CofE | gsd | 803 | 31.5444 | 419.5804 | [30 empty] | 1.8637 | 0.26668 | 0.2166
803 | Refrigeration | Controls | Offices | New | Beverage Vending Machine Controls | 0.075181 | 0.060986 |  | 525.74 | 1 | 0.81119 | 6993.007 | 14 |  | 514 | 6836.8501 | Per Unit | GSD | 1 | 1 | 1 | 1 | 1 | 1 | 1 | 1 | 1 | 1 | 1 | 1 | CofNgsd803 | CofN | gsd | 803 | 31.5444 | 419.5804 | [30 empty] | 0.020556 | 0.0029413 | 0.0023891
803 | Refrigeration | Controls | Restaurants | Existing | Beverage Vending Machine Controls | 0.074129 | 0.059409 |  | 525.74 | 1 | 0.80142 | 7092.1986 | 14 |  | 514 | 6933.8267 | Per Unit | GSD | 1 | 1 | 1 | 1 | 1 | 1 | 1 | 1 | 1 | 1 | 1 | 1 | CreEgsd803 | CreE | gsd | 803 | 31.5444 | 425.5319 | [30 empty] | 12.6215 | 1.7838 | 1.4286
803 | Refrigeration | Controls | Restaurants | New | Beverage Vending Machine Controls | 0.074129 | 0.059409 |  | 525.74 | 1 | 0.80142 | 7092.1986 | 14 |  | 514 | 6933.8267 | Per Unit | GSD | 1 | 1 | 1 | 1 | 1 | 1 | 1 | 1 | 1 | 1 | 1 | 1 | CreNgsd803 | CreN | gsd | 803 | 31.5444 | 425.5319 | [30 empty] | 0.13921 | 0.019674 | 0.015757
803 | Refrigeration | Controls | Retail | Existing | Beverage Vending Machine Controls | 0.078861 | 0.062563 |  | 525.74 | 1 | 0.79333 | 6666.6667 | 14 |  | 514 | 6517.7971 | Per Unit | GSD | 1 | 1 | 1 | 1 | 1 | 1 | 1 | 1 | 1 | 1 | 1 | 1 | CrtEgsd803 | CrtE | gsd | 803 | 31.5444 | 400 | [30 empty] | 3.9347 | 0.58952 | 0.46634
803 | Refrigeration | Controls | Retail | New | Beverage Vending Machine Controls | 0.078861 | 0.062563 |  | 525.74 | 1 | 0.79333 | 6666.6667 | 14 |  | 514 | 6517.7971 | Per Unit | GSD | 1 | 1 | 1 | 1 | 1 | 1 | 1 | 1 | 1 | 1 | 1 | 1 | CrtNgsd803 | CrtN | gsd | 803 | 31.5444 | 400 | [30 empty] | 0.043399 | 0.0065022 | 0.0051436
803 | Refrigeration | Controls | Schools K-12 | Existing | Beverage Vending Machine Controls | 0.075181 | 0.060986 |  | 525.74 | 1 | 0.81119 | 6993.007 | 14 |  | 514 | 6836.8501 | Per Unit | GSD | 1 | 1 | 1 | 1 | 1 | 1 | 1 | 1 | 1 | 1 | 1 | 1 | CscEgsd803 | CscE | gsd | 803 | 31.5444 | 419.5804 | [30 empty] | 0.038213 | 0.0054678 | 0.0044412
803 | Refrigeration | Controls | Schools K-12 | New | Beverage Vending Machine Controls | 0.075181 | 0.060986 |  | 525.74 | 1 | 0.81119 | 6993.007 | 14 |  | 514 | 6836.8501 | Per Unit | GSD | 1 | 1 | 1 | 1 | 1 | 1 | 1 | 1 | 1 | 1 | 1 | 1 | CscNgsd803 | CscN | gsd | 803 | 31.5444 | 419.5804 | [30 empty] | 0.00042148 | 6.0308e-05 | 4.8984e-05
803 | Refrigeration | Controls | Warehouse | Existing | Beverage Vending Machine Controls | 0.075181 | 0.060986 |  | 525.74 | 1 | 0.81119 | 6993.007 | 14 |  | 514 | 6836.8501 | Per Unit | GSD | 1 | 1 | 1 | 1 | 1 | 1 | 1 | 1 | 1 | 1 | 1 | 1 | CwaEgsd803 | CwaE | gsd | 803 | 31.5444 | 419.5804 | [30 empty] | 0.013039 | 0.0018658 | 0.0015155
803 | Refrigeration | Controls | Warehouse | New | Beverage Vending Machine Controls | 0.075181 | 0.060986 |  | 525.74 | 1 | 0.81119 | 6993.007 | 14 |  | 514 | 6836.8501 | Per Unit | GSD | 1 | 1 | 1 | 1 | 1 | 1 | 1 | 1 | 1 | 1 | 1 | 1 | CwaNgsd803 | CwaN | gsd | 803 | 31.5444 | 419.5804 | [30 empty] | 0.00014382 | 2.0579e-05 | 1.6715e-05
804 | Refrigeration | Controls | Assembly | Existing | Demand Defrost | 0.40677 | 0.3227 |  | 2711.79 | 1 | 0.79333 | 6666.6667 | 10 |  | 637 | 1566.0013 | Per End Use Consumption | GSD | 0.57723 | 0.60437 | 0.83705 | 1.097 | 1.2026 | 1.2026 | 1.289 | 1.2891 | 1.2453 | 1.1192 | 0.77553 | 0.85362 | CasEgsd804 | CasE | gsd | 804 | 162.7074 | 400 | [30 empty] | 0 | 0 | 0
804 | Refrigeration | Controls | Assembly | New | Demand Defrost | 0.40677 | 0.3227 |  | 2711.79 | 1 | 0.79333 | 6666.6667 | 10 |  | 637 | 1566.0013 | Per End Use Consumption | GSD | 0.57723 | 0.60437 | 0.83705 | 1.097 | 1.2026 | 1.2026 | 1.289 | 1.2891 | 1.2453 | 1.1192 | 0.77553 | 0.85362 | CasNgsd804 | CasN | gsd | 804 | 162.7074 | 400 | [30 empty] | 0 | 0 | 0
804 | Refrigeration | Controls | College and University | Existing | Demand Defrost | 0.36216 | 0.28731 |  | 2414.41 | 1 | 0.79333 | 6666.6667 | 10 |  | 637 | 1758.8838 | Per End Use Consumption | GSD | 0.57723 | 0.60437 | 0.83705 | 1.097 | 1.2026 | 1.2026 | 1.289 | 1.2891 | 1.2453 | 1.1192 | 0.77553 | 0.85362 | CcoEgsd804 | CcoE | gsd | 804 | 144.8646 | 400 | [30 empty] | 0 | 0 | 0
804 | Refrigeration | Controls | College and University | New | Demand Defrost | 0.36216 | 0.28731 |  | 2414.41 | 1 | 0.79333 | 6666.6667 | 10 |  | 637 | 1758.8838 | Per End Use Consumption | GSD | 0.57723 | 0.60437 | 0.83705 | 1.097 | 1.2026 | 1.2026 | 1.289 | 1.2891 | 1.2453 | 1.1192 | 0.77553 | 0.85362 | CcoNgsd804 | CcoN | gsd | 804 | 144.8646 | 400 | [30 empty] | 0 | 0 | 0
804 | Refrigeration | Controls | Data Center | Existing | Demand Defrost | 4.7066 | 3.818 |  | 32913.41 | 1 | 0.81119 | 6993.007 | 10 |  | 637 | 135.3414 | Per End Use Consumption | GSD | 0.57723 | 0.60437 | 0.83705 | 1.097 | 1.2026 | 1.2026 | 1.289 | 1.2891 | 1.2453 | 1.1192 | 0.77553 | 0.85362 | CdaEgsd804 | CdaE | gsd | 804 | 1974.8046 | 419.5804 | [30 empty] | 0 | 0 | 0
804 | Refrigeration | Controls | Data Center | New | Demand Defrost | 4.7066 | 3.818 |  | 32913.41 | 1 | 0.81119 | 6993.007 | 10 |  | 637 | 135.3414 | Per End Use Consumption | GSD | 0.57723 | 0.60437 | 0.83705 | 1.097 | 1.2026 | 1.2026 | 1.289 | 1.2891 | 1.2453 | 1.1192 | 0.77553 | 0.85362 | CdaNgsd804 | CdaN | gsd | 804 | 1974.8046 | 419.5804 | [30 empty] | 0 | 0 | 0
804 | Refrigeration | Controls | Grocery | Existing | Demand Defrost | 3.8407 | 3.047 |  | 25604.75 | 1 | 0.79333 | 6666.6667 | 10 |  | 637 | 165.8546 | Per End Use Consumption | GSD | 0.57723 | 0.60437 | 0.83705 | 1.097 | 1.2026 | 1.2026 | 1.289 | 1.2891 | 1.2453 | 1.1192 | 0.77553 | 0.85362 | CgrEgsd804 | CgrE | gsd | 804 | 1536.285 | 400 | [30 empty] | 78.7164 | 11.7936 | 9.3294
804 | Refrigeration | Controls | Grocery | New | Demand Defrost | 3.8407 | 3.047 |  | 25604.75 | 1 | 0.79333 | 6666.6667 | 10 |  | 637 | 165.8546 | Per End Use Consumption | GSD | 0.57723 | 0.60437 | 0.83705 | 1.097 | 1.2026 | 1.2026 | 1.289 | 1.2891 | 1.2453 | 1.1192 | 0.77553 | 0.85362 | CgrNgsd804 | CgrN | gsd | 804 | 1536.285 | 400 | [30 empty] | 0 | 0 | 0
804 | Refrigeration | Controls | Healthcare | Existing | Demand Defrost | 0.16298 | 0.1293 |  | 1086.53 | 1 | 0.79333 | 6666.6667 | 10 |  | 637 | 3908.467 | Per End Use Consumption | GSD | 0.57723 | 0.60437 | 0.83705 | 1.097 | 1.2026 | 1.2026 | 1.289 | 1.2891 | 1.2453 | 1.1192 | 0.77553 | 0.85362 | CheEgsd804 | CheE | gsd | 804 | 65.1918 | 400 | [30 empty] | 0 | 0 | 0
804 | Refrigeration | Controls | Healthcare | New | Demand Defrost | 0.16298 | 0.1293 |  | 1086.53 | 1 | 0.79333 | 6666.6667 | 10 |  | 637 | 3908.467 | Per End Use Consumption | GSD | 0.57723 | 0.60437 | 0.83705 | 1.097 | 1.2026 | 1.2026 | 1.289 | 1.2891 | 1.2453 | 1.1192 | 0.77553 | 0.85362 | CheNgsd804 | CheN | gsd | 804 | 65.1918 | 400 | [30 empty] | 0 | 0 | 0
804 | Refrigeration | Controls | Hospitals | Existing | Demand Defrost | 12.6418 | 10.0292 |  | 84278.72 | 1 | 0.79333 | 6666.6667 | 10 |  | 637 | 50.3884 | Per End Use Consumption | GSD | 0.57723 | 0.60437 | 0.83705 | 1.097 | 1.2026 | 1.2026 | 1.289 | 1.2891 | 1.2453 | 1.1192 | 0.77553 | 0.85362 | ChoEgsd804 | ChoE | gsd | 804 | 5056.7232 | 400 | [30 empty] | 0 | 0 | 0
804 | Refrigeration | Controls | Hospitals | New | Demand Defrost | 12.6418 | 10.0292 |  | 84278.72 | 1 | 0.79333 | 6666.6667 | 10 |  | 637 | 50.3884 | Per End Use Consumption | GSD | 0.57723 | 0.60437 | 0.83705 | 1.097 | 1.2026 | 1.2026 | 1.289 | 1.2891 | 1.2453 | 1.1192 | 0.77553 | 0.85362 | ChoNgsd804 | ChoN | gsd | 804 | 5056.7232 | 400 | [30 empty] | 0 | 0 | 0
804 | Refrigeration | Controls | Institutional | Existing | Demand Defrost | 0.25633 | 0.20793 |  | 1792.51 | 1 | 0.81119 | 6993.007 | 10 |  | 637 | 2485.0882 | Per End Use Consumption | GSD | 0.57723 | 0.60437 | 0.83705 | 1.097 | 1.2026 | 1.2026 | 1.289 | 1.2891 | 1.2453 | 1.1192 | 0.77553 | 0.85362 | CinEgsd804 | CinE | gsd | 804 | 107.5506 | 419.5804 | [30 empty] | 0 | 0 | 0
804 | Refrigeration | Controls | Institutional | New | Demand Defrost | 0.25633 | 0.20793 |  | 1792.51 | 1 | 0.81119 | 6993.007 | 10 |  | 637 | 2485.0882 | Per End Use Consumption | GSD | 0.57723 | 0.60437 | 0.83705 | 1.097 | 1.2026 | 1.2026 | 1.289 | 1.2891 | 1.2453 | 1.1192 | 0.77553 | 0.85362 | CinNgsd804 | CinN | gsd | 804 | 107.5506 | 419.5804 | [30 empty] | 0 | 0 | 0
804 | Refrigeration | Controls | Lodging/Hospitality | Existing | Demand Defrost | 4.3584 | 3.4577 |  | 29056.01 | 1 | 0.79333 | 6666.6667 | 10 |  | 637 | 146.1545 | Per End Use Consumption | GSD | 0.57723 | 0.60437 | 0.83705 | 1.097 | 1.2026 | 1.2026 | 1.289 | 1.2891 | 1.2453 | 1.1192 | 0.77553 | 0.85362 | CloEgsd804 | CloE | gsd | 804 | 1743.3606 | 400 | [30 empty] | 0 | 0 | 0
804 | Refrigeration | Controls | Lodging/Hospitality | New | Demand Defrost | 4.3584 | 3.4577 |  | 29056.01 | 1 | 0.79333 | 6666.6667 | 10 |  | 637 | 146.1545 | Per End Use Consumption | GSD | 0.57723 | 0.60437 | 0.83705 | 1.097 | 1.2026 | 1.2026 | 1.289 | 1.2891 | 1.2453 | 1.1192 | 0.77553 | 0.85362 | CloNgsd804 | CloN | gsd | 804 | 1743.3606 | 400 | [30 empty] | 0 | 0 | 0
804 | Refrigeration | Controls | Miscellaneous | Existing | Demand Defrost | 0.014503 | 0.011765 |  | 101.42 | 1 | 0.81119 | 6993.007 | 10 |  | 637 | 43921.7655 | Per End Use Consumption | GSD | 0.57723 | 0.60437 | 0.83705 | 1.097 | 1.2026 | 1.2026 | 1.289 | 1.2891 | 1.2453 | 1.1192 | 0.77553 | 0.85362 | CmiEgsd804 | CmiE | gsd | 804 | 6.0852 | 419.5804 | [30 empty] | 0 | 0 | 0
804 | Refrigeration | Controls | Miscellaneous | New | Demand Defrost | 0.014503 | 0.011765 |  | 101.42 | 1 | 0.81119 | 6993.007 | 10 |  | 637 | 43921.7655 | Per End Use Consumption | GSD | 0.57723 | 0.60437 | 0.83705 | 1.097 | 1.2026 | 1.2026 | 1.289 | 1.2891 | 1.2453 | 1.1192 | 0.77553 | 0.85362 | CmiNgsd804 | CmiN | gsd | 804 | 6.0852 | 419.5804 | [30 empty] | 0 | 0 | 0
804 | Refrigeration | Controls | Offices | Existing | Demand Defrost | 0.39539 | 0.32073 |  | 2764.94 | 1 | 0.81119 | 6993.007 | 10 |  | 637 | 1611.0821 | Per End Use Consumption | GSD | 0.57723 | 0.60437 | 0.83705 | 1.097 | 1.2026 | 1.2026 | 1.289 | 1.2891 | 1.2453 | 1.1192 | 0.77553 | 0.85362 | CofEgsd804 | CofE | gsd | 804 | 165.8964 | 419.5804 | [30 empty] | 0 | 0 | 0
804 | Refrigeration | Controls | Offices | New | Demand Defrost | 0.39539 | 0.32073 |  | 2764.94 | 1 | 0.81119 | 6993.007 | 10 |  | 637 | 1611.0821 | Per End Use Consumption | GSD | 0.57723 | 0.60437 | 0.83705 | 1.097 | 1.2026 | 1.2026 | 1.289 | 1.2891 | 1.2453 | 1.1192 | 0.77553 | 0.85362 | CofNgsd804 | CofN | gsd | 804 | 165.8964 | 419.5804 | [30 empty] | 0 | 0 | 0
804 | Refrigeration | Controls | Restaurants | Existing | Demand Defrost | 2.7968 | 2.2414 |  | 19835.25 | 1 | 0.80142 | 7092.1986 | 10 |  | 637 | 227.7627 | Per End Use Consumption | GSD | 0.57723 | 0.60437 | 0.83705 | 1.097 | 1.2026 | 1.2026 | 1.289 | 1.2891 | 1.2453 | 1.1192 | 0.77553 | 0.85362 | CreEgsd804 | CreE | gsd | 804 | 1190.115 | 425.5319 | [30 empty] | 0 | 0 | 0
804 | Refrigeration | Controls | Restaurants | New | Demand Defrost | 2.7968 | 2.2414 |  | 19835.25 | 1 | 0.80142 | 7092.1986 | 10 |  | 637 | 227.7627 | Per End Use Consumption | GSD | 0.57723 | 0.60437 | 0.83705 | 1.097 | 1.2026 | 1.2026 | 1.289 | 1.2891 | 1.2453 | 1.1192 | 0.77553 | 0.85362 | CreNgsd804 | CreN | gsd | 804 | 1190.115 | 425.5319 | [30 empty] | 0 | 0 | 0
804 | Refrigeration | Controls | Retail | Existing | Demand Defrost | 2.4781 | 1.9659 |  | 16520.47 | 1 | 0.79333 | 6666.6667 | 10 |  | 637 | 257.0548 | Per End Use Consumption | GSD | 0.57723 | 0.60437 | 0.83705 | 1.097 | 1.2026 | 1.2026 | 1.289 | 1.2891 | 1.2453 | 1.1192 | 0.77553 | 0.85362 | CrtEgsd804 | CrtE | gsd | 804 | 991.2282 | 400 | [30 empty] | 0 | 0 | 0
804 | Refrigeration | Controls | Retail | New | Demand Defrost | 2.4781 | 1.9659 |  | 16520.47 | 1 | 0.79333 | 6666.6667 | 10 |  | 637 | 257.0548 | Per End Use Consumption | GSD | 0.57723 | 0.60437 | 0.83705 | 1.097 | 1.2026 | 1.2026 | 1.289 | 1.2891 | 1.2453 | 1.1192 | 0.77553 | 0.85362 | CrtNgsd804 | CrtN | gsd | 804 | 991.2282 | 400 | [30 empty] | 0 | 0 | 0
804 | Refrigeration | Controls | Schools K-12 | Existing | Demand Defrost | 0.41197 | 0.33419 |  | 2880.92 | 1 | 0.81119 | 6993.007 | 10 |  | 637 | 1546.2232 | Per End Use Consumption | GSD | 0.57723 | 0.60437 | 0.83705 | 1.097 | 1.2026 | 1.2026 | 1.289 | 1.2891 | 1.2453 | 1.1192 | 0.77553 | 0.85362 | CscEgsd804 | CscE | gsd | 804 | 172.8552 | 419.5804 | [30 empty] | 0 | 0 | 0
804 | Refrigeration | Controls | Schools K-12 | New | Demand Defrost | 0.41197 | 0.33419 |  | 2880.92 | 1 | 0.81119 | 6993.007 | 10 |  | 637 | 1546.2232 | Per End Use Consumption | GSD | 0.57723 | 0.60437 | 0.83705 | 1.097 | 1.2026 | 1.2026 | 1.289 | 1.2891 | 1.2453 | 1.1192 | 0.77553 | 0.85362 | CscNgsd804 | CscN | gsd | 804 | 172.8552 | 419.5804 | [30 empty] | 0 | 0 | 0
804 | Refrigeration | Controls | Warehouse | Existing | Demand Defrost | 0.11893 | 0.096475 |  | 831.68 | 1 | 0.81119 | 6993.007 | 10 |  | 637 | 5356.081 | Per End Use Consumption | GSD | 0.57723 | 0.60437 | 0.83705 | 1.097 | 1.2026 | 1.2026 | 1.289 | 1.2891 | 1.2453 | 1.1192 | 0.77553 | 0.85362 | CwaEgsd804 | CwaE | gsd | 804 | 49.9008 | 419.5804 | [30 empty] | 0 | 0 | 0
804 | Refrigeration | Controls | Warehouse | New | Demand Defrost | 0.11893 | 0.096475 |  | 831.68 | 1 | 0.81119 | 6993.007 | 10 |  | 637 | 5356.081 | Per End Use Consumption | GSD | 0.57723 | 0.60437 | 0.83705 | 1.097 | 1.2026 | 1.2026 | 1.289 | 1.2891 | 1.2453 | 1.1192 | 0.77553 | 0.85362 | CwaNgsd804 | CwaN | gsd | 804 | 49.9008 | 419.5804 | [30 empty] | 0 | 0 | 0
805 | Refrigeration | Controls | Assembly | Existing | Floating Head Pressure Controls | 0.17627 | 0.13984 |  | 1175.11 | 1 | 0.79333 | 6666.6667 | 10 |  | 280 | 1588.5038 | Per End Use Consumption | GSD | 1 | 1 | 1 | 1 | 1 | 1 | 1 | 1 | 1 | 1 | 1 | 1 | CasEgsd805 | CasE | gsd | 805 | 59.0883 | 335.2213 | [30 empty] | 0 | 0 | 0
805 | Refrigeration | Controls | Assembly | New | Floating Head Pressure Controls | 0.17627 | 0.13984 |  | 1175.11 | 1 | 0.79333 | 6666.6667 | 10 |  | 280 | 1588.5038 | Per End Use Consumption | GSD | 1 | 1 | 1 | 1 | 1 | 1 | 1 | 1 | 1 | 1 | 1 | 1 | CasNgsd805 | CasN | gsd | 805 | 59.0883 | 335.2213 | [30 empty] | 0 | 0 | 0
805 | Refrigeration | Controls | College and University | Existing | Floating Head Pressure Controls | 0.15694 | 0.1245 |  | 1046.25 | 1 | 0.79333 | 6666.6667 | 10 |  | 280 | 1784.1497 | Per End Use Consumption | GSD | 1 | 1 | 1 | 1 | 1 | 1 | 1 | 1 | 1 | 1 | 1 | 1 | CcoEgsd805 | CcoE | gsd | 805 | 52.6088 | 335.2213 | [30 empty] | 0 | 0 | 0
805 | Refrigeration | Controls | College and University | New | Floating Head Pressure Controls | 0.15694 | 0.1245 |  | 1046.25 | 1 | 0.79333 | 6666.6667 | 10 |  | 280 | 1784.1497 | Per End Use Consumption | GSD | 1 | 1 | 1 | 1 | 1 | 1 | 1 | 1 | 1 | 1 | 1 | 1 | CcoNgsd805 | CcoN | gsd | 805 | 52.6088 | 335.2213 | [30 empty] | 0 | 0 | 0
805 | Refrigeration | Controls | Data Center | Existing | Floating Head Pressure Controls | 2.0395 | 1.6544 |  | 14262.48 | 1 | 0.81119 | 6993.007 | 10 |  | 280 | 137.2862 | Per End Use Consumption | GSD | 1 | 1 | 1 | 1 | 1 | 1 | 1 | 1 | 1 | 1 | 1 | 1 | CdaEgsd805 | CdaE | gsd | 805 | 717.1631 | 351.6308 | [30 empty] | 0 | 0 | 0
805 | Refrigeration | Controls | Data Center | New | Floating Head Pressure Controls | 2.0395 | 1.6544 |  | 14262.48 | 1 | 0.81119 | 6993.007 | 10 |  | 280 | 137.2862 | Per End Use Consumption | GSD | 1 | 1 | 1 | 1 | 1 | 1 | 1 | 1 | 1 | 1 | 1 | 1 | CdaNgsd805 | CdaN | gsd | 805 | 717.1631 | 351.6308 | [30 empty] | 0 | 0 | 0
805 | Refrigeration | Controls | Grocery | Existing | Floating Head Pressure Controls | 1.6643 | 1.3204 |  | 11095.39 | 1 | 0.79333 | 6666.6667 | 10 |  | 280 | 168.238 | Per End Use Consumption | GSD | 1 | 1 | 1 | 1 | 1 | 1 | 1 | 1 | 1 | 1 | 1 | 1 | CgrEgsd805 | CgrE | gsd | 805 | 557.9117 | 335.2213 | [30 empty] | 30.5156 | 4.572 | 3.6167
805 | Refrigeration | Controls | Grocery | New | Floating Head Pressure Controls | 1.6643 | 1.3204 |  | 11095.39 | 1 | 0.79333 | 6666.6667 | 10 |  | 280 | 168.238 | Per End Use Consumption | GSD | 1 | 1 | 1 | 1 | 1 | 1 | 1 | 1 | 1 | 1 | 1 | 1 | CgrNgsd805 | CgrN | gsd | 805 | 557.9117 | 335.2213 | [30 empty] | 0.14358 | 0.021512 | 0.017017
805 | Refrigeration | Controls | Healthcare | Existing | Floating Head Pressure Controls | 0.070625 | 0.056029 |  | 470.83 | 1 | 0.79333 | 6666.6667 | 10 |  | 280 | 3964.6298 | Per End Use Consumption | GSD | 1 | 1 | 1 | 1 | 1 | 1 | 1 | 1 | 1 | 1 | 1 | 1 | CheEgsd805 | CheE | gsd | 805 | 23.6748 | 335.2213 | [30 empty] | 0 | 0 | 0
805 | Refrigeration | Controls | Healthcare | New | Floating Head Pressure Controls | 0.070625 | 0.056029 |  | 470.83 | 1 | 0.79333 | 6666.6667 | 10 |  | 280 | 3964.6298 | Per End Use Consumption | GSD | 1 | 1 | 1 | 1 | 1 | 1 | 1 | 1 | 1 | 1 | 1 | 1 | CheNgsd805 | CheN | gsd | 805 | 23.6748 | 335.2213 | [30 empty] | 0 | 0 | 0
805 | Refrigeration | Controls | Hospitals | Existing | Floating Head Pressure Controls | 5.4781 | 4.346 |  | 36520.78 | 1 | 0.79333 | 6666.6667 | 10 |  | 280 | 51.1125 | Per End Use Consumption | GSD | 1 | 1 | 1 | 1 | 1 | 1 | 1 | 1 | 1 | 1 | 1 | 1 | ChoEgsd805 | ChoE | gsd | 805 | 1836.3817 | 335.2213 | [30 empty] | 0 | 0 | 0
805 | Refrigeration | Controls | Hospitals | New | Floating Head Pressure Controls | 5.4781 | 4.346 |  | 36520.78 | 1 | 0.79333 | 6666.6667 | 10 |  | 280 | 51.1125 | Per End Use Consumption | GSD | 1 | 1 | 1 | 1 | 1 | 1 | 1 | 1 | 1 | 1 | 1 | 1 | ChoNgsd805 | ChoN | gsd | 805 | 1836.3817 | 335.2213 | [30 empty] | 0 | 0 | 0
805 | Refrigeration | Controls | Institutional | Existing | Floating Head Pressure Controls | 0.11108 | 0.090104 |  | 776.76 | 1 | 0.81119 | 6993.007 | 10 |  | 280 | 2520.7811 | Per End Use Consumption | GSD | 1 | 1 | 1 | 1 | 1 | 1 | 1 | 1 | 1 | 1 | 1 | 1 | CinEgsd805 | CinE | gsd | 805 | 39.058 | 351.6308 | [30 empty] | 0 | 0 | 0
805 | Refrigeration | Controls | Institutional | New | Floating Head Pressure Controls | 0.11108 | 0.090104 |  | 776.76 | 1 | 0.81119 | 6993.007 | 10 |  | 280 | 2520.7811 | Per End Use Consumption | GSD | 1 | 1 | 1 | 1 | 1 | 1 | 1 | 1 | 1 | 1 | 1 | 1 | CinNgsd805 | CinN | gsd | 805 | 39.058 | 351.6308 | [30 empty] | 0 | 0 | 0
805 | Refrigeration | Controls | Lodging/Hospitality | Existing | Floating Head Pressure Controls | 1.8886 | 1.4983 |  | 12590.94 | 1 | 0.79333 | 6666.6667 | 10 |  | 280 | 148.2548 | Per End Use Consumption | GSD | 1 | 1 | 1 | 1 | 1 | 1 | 1 | 1 | 1 | 1 | 1 | 1 | CloEgsd805 | CloE | gsd | 805 | 633.1128 | 335.2213 | [30 empty] | 0 | 0 | 0
805 | Refrigeration | Controls | Lodging/Hospitality | New | Floating Head Pressure Controls | 1.8886 | 1.4983 |  | 12590.94 | 1 | 0.79333 | 6666.6667 | 10 |  | 280 | 148.2548 | Per End Use Consumption | GSD | 1 | 1 | 1 | 1 | 1 | 1 | 1 | 1 | 1 | 1 | 1 | 1 | CloNgsd805 | CloN | gsd | 805 | 633.1128 | 335.2213 | [30 empty] | 0 | 0 | 0
805 | Refrigeration | Controls | Miscellaneous | Existing | Floating Head Pressure Controls | 0.0062848 | 0.0050982 |  | 43.95 | 1 | 0.81119 | 6993.007 | 10 |  | 280 | 44551.5804 | Per End Use Consumption | GSD | 1 | 1 | 1 | 1 | 1 | 1 | 1 | 1 | 1 | 1 | 1 | 1 | CmiEgsd805 | CmiE | gsd | 805 | 2.2099 | 351.6308 | [30 empty] | 0 | 0 | 0
805 | Refrigeration | Controls | Miscellaneous | New | Floating Head Pressure Controls | 0.0062848 | 0.0050982 |  | 43.95 | 1 | 0.81119 | 6993.007 | 10 |  | 280 | 44551.5804 | Per End Use Consumption | GSD | 1 | 1 | 1 | 1 | 1 | 1 | 1 | 1 | 1 | 1 | 1 | 1 | CmiNgsd805 | CmiN | gsd | 805 | 2.2099 | 351.6308 | [30 empty] | 0 | 0 | 0
805 | Refrigeration | Controls | Offices | Existing | Floating Head Pressure Controls | 0.17133 | 0.13898 |  | 1198.14 | 1 | 0.81119 | 6993.007 | 10 |  | 280 | 1634.2347 | Per End Use Consumption | GSD | 1 | 1 | 1 | 1 | 1 | 1 | 1 | 1 | 1 | 1 | 1 | 1 | CofEgsd805 | CofE | gsd | 805 | 60.2463 | 351.6308 | [30 empty] | 0 | 0 | 0
805 | Refrigeration | Controls | Offices | New | Floating Head Pressure Controls | 0.17133 | 0.13898 |  | 1198.14 | 1 | 0.81119 | 6993.007 | 10 |  | 280 | 1634.2347 | Per End Use Consumption | GSD | 1 | 1 | 1 | 1 | 1 | 1 | 1 | 1 | 1 | 1 | 1 | 1 | CofNgsd805 | CofN | gsd | 805 | 60.2463 | 351.6308 | [30 empty] | 0 | 0 | 0
805 | Refrigeration | Controls | Restaurants | Existing | Floating Head Pressure Controls | 1.2119 | 0.97127 |  | 8595.28 | 1 | 0.80142 | 7092.1986 | 10 |  | 280 | 231.0356 | Per End Use Consumption | GSD | 1 | 1 | 1 | 1 | 1 | 1 | 1 | 1 | 1 | 1 | 1 | 1 | CreEgsd805 | CreE | gsd | 805 | 432.1982 | 356.6184 | [30 empty] | 0 | 0 | 0
805 | Refrigeration | Controls | Restaurants | New | Floating Head Pressure Controls | 1.2119 | 0.97127 |  | 8595.28 | 1 | 0.80142 | 7092.1986 | 10 |  | 280 | 231.0356 | Per End Use Consumption | GSD | 1 | 1 | 1 | 1 | 1 | 1 | 1 | 1 | 1 | 1 | 1 | 1 | CreNgsd805 | CreN | gsd | 805 | 432.1982 | 356.6184 | [30 empty] | 0 | 0 | 0
805 | Refrigeration | Controls | Retail | Existing | Floating Head Pressure Controls | 1.0738 | 0.85191 |  | 7158.87 | 1 | 0.79333 | 6666.6667 | 10 |  | 280 | 260.7488 | Per End Use Consumption | GSD | 1 | 1 | 1 | 1 | 1 | 1 | 1 | 1 | 1 | 1 | 1 | 1 | CrtEgsd805 | CrtE | gsd | 805 | 359.9709 | 335.2213 | [30 empty] | 0 | 0 | 0
805 | Refrigeration | Controls | Retail | New | Floating Head Pressure Controls | 1.0738 | 0.85191 |  | 7158.87 | 1 | 0.79333 | 6666.6667 | 10 |  | 280 | 260.7488 | Per End Use Consumption | GSD | 1 | 1 | 1 | 1 | 1 | 1 | 1 | 1 | 1 | 1 | 1 | 1 | CrtNgsd805 | CrtN | gsd | 805 | 359.9709 | 335.2213 | [30 empty] | 0 | 0 | 0
805 | Refrigeration | Controls | Schools K-12 | Existing | Floating Head Pressure Controls | 0.17852 | 0.14481 |  | 1248.4 | 1 | 0.81119 | 6993.007 | 10 |  | 280 | 1568.4412 | Per End Use Consumption | GSD | 1 | 1 | 1 | 1 | 1 | 1 | 1 | 1 | 1 | 1 | 1 | 1 | CscEgsd805 | CscE | gsd | 805 | 62.7735 | 351.6308 | [30 empty] | 0 | 0 | 0
805 | Refrigeration | Controls | Schools K-12 | New | Floating Head Pressure Controls | 0.17852 | 0.14481 |  | 1248.4 | 1 | 0.81119 | 6993.007 | 10 |  | 280 | 1568.4412 | Per End Use Consumption | GSD | 1 | 1 | 1 | 1 | 1 | 1 | 1 | 1 | 1 | 1 | 1 | 1 | CscNgsd805 | CscN | gsd | 805 | 62.7735 | 351.6308 | [30 empty] | 0 | 0 | 0
805 | Refrigeration | Controls | Warehouse | Existing | Floating Head Pressure Controls | 0.051537 | 0.041806 |  | 360.4 | 1 | 0.81119 | 6993.007 | 10 |  | 280 | 5432.9688 | Per End Use Consumption | GSD | 1 | 1 | 1 | 1 | 1 | 1 | 1 | 1 | 1 | 1 | 1 | 1 | CwaEgsd805 | CwaE | gsd | 805 | 18.1221 | 351.6308 | [30 empty] | 0 | 0 | 0
805 | Refrigeration | Controls | Warehouse | New | Floating Head Pressure Controls | 0.051537 | 0.041806 |  | 360.4 | 1 | 0.81119 | 6993.007 | 10 |  | 280 | 5432.9688 | Per End Use Consumption | GSD | 1 | 1 | 1 | 1 | 1 | 1 | 1 | 1 | 1 | 1 | 1 | 1 | CwaNgsd805 | CwaN | gsd | 805 | 18.1221 | 351.6308 | [30 empty] | 0 | 0 | 0
806 | Refrigeration | Controls | Assembly | Existing | Refrigerated Display Case Lighting Controls | 0.0086805 | 0.0068865 |  | 57.87 | 1 | 0.79333 | 6666.6667 | 10 |  | 129 | 14860.8951 | Per End Use Consumption | GSD | 1 | 1 | 1 | 1 | 1 | 1 | 1 | 1 | 1 | 1 | 1 | 1 | CasEgsd806 | CasE | gsd | 806 | 3.4722 | 400 | [30 empty] | 0 | 0 | 0
806 | Refrigeration | Controls | Assembly | New | Refrigerated Display Case Lighting Controls | 0.0086805 | 0.0068865 |  | 57.87 | 1 | 0.79333 | 6666.6667 | 10 |  | 129 | 14860.8951 | Per End Use Consumption | GSD | 1 | 1 | 1 | 1 | 1 | 1 | 1 | 1 | 1 | 1 | 1 | 1 | CasNgsd806 | CasN | gsd | 806 | 3.4722 | 400 | [30 empty] | 0 | 0 | 0
806 | Refrigeration | Controls | College and University | Existing | Refrigerated Display Case Lighting Controls | 0.0086805 | 0.0068865 |  | 57.87 | 1 | 0.79333 | 6666.6667 | 10 |  | 129 | 14860.8951 | Per End Use Consumption | GSD | 1 | 1 | 1 | 1 | 1 | 1 | 1 | 1 | 1 | 1 | 1 | 1 | CcoEgsd806 | CcoE | gsd | 806 | 3.4722 | 400 | [30 empty] | 0 | 0 | 0
806 | Refrigeration | Controls | College and University | New | Refrigerated Display Case Lighting Controls | 0.0086805 | 0.0068865 |  | 57.87 | 1 | 0.79333 | 6666.6667 | 10 |  | 129 | 14860.8951 | Per End Use Consumption | GSD | 1 | 1 | 1 | 1 | 1 | 1 | 1 | 1 | 1 | 1 | 1 | 1 | CcoNgsd806 | CcoN | gsd | 806 | 3.4722 | 400 | [30 empty] | 0 | 0 | 0
806 | Refrigeration | Controls | Data Center | Existing | Refrigerated Display Case Lighting Controls | 0.0082754 | 0.0067129 |  | 57.87 | 1 | 0.81119 | 6993.007 | 10 |  | 129 | 15588.3515 | Per End Use Consumption | GSD | 1 | 1 | 1 | 1 | 1 | 1 | 1 | 1 | 1 | 1 | 1 | 1 | CdaEgsd806 | CdaE | gsd | 806 | 3.4722 | 419.5804 | [30 empty] | 0 | 0 | 0
806 | Refrigeration | Controls | Data Center | New | Refrigerated Display Case Lighting Controls | 0.0082754 | 0.0067129 |  | 57.87 | 1 | 0.81119 | 6993.007 | 10 |  | 129 | 15588.3515 | Per End Use Consumption | GSD | 1 | 1 | 1 | 1 | 1 | 1 | 1 | 1 | 1 | 1 | 1 | 1 | CdaNgsd806 | CdaN | gsd | 806 | 3.4722 | 419.5804 | [30 empty] | 0 | 0 | 0
806 | Refrigeration | Controls | Grocery | Existing | Refrigerated Display Case Lighting Controls | 0.0086805 | 0.0068865 |  | 57.87 | 1 | 0.79333 | 6666.6667 | 10 |  | 129 | 14860.8951 | Per End Use Consumption | GSD | 1 | 1 | 1 | 1 | 1 | 1 | 1 | 1 | 1 | 1 | 1 | 1 | CgrEgsd806 | CgrE | gsd | 806 | 3.4722 | 400 | [30 empty] | 1.7447 | 0.26141 | 0.20679
806 | Refrigeration | Controls | Grocery | New | Refrigerated Display Case Lighting Controls | 0.0086805 | 0.0068865 |  | 57.87 | 1 | 0.79333 | 6666.6667 | 10 |  | 129 | 14860.8951 | Per End Use Consumption | GSD | 1 | 1 | 1 | 1 | 1 | 1 | 1 | 1 | 1 | 1 | 1 | 1 | CgrNgsd806 | CgrN | gsd | 806 | 3.4722 | 400 | [30 empty] | 0.0080534 | 0.0012066 | 0.00095448
806 | Refrigeration | Controls | Healthcare | Existing | Refrigerated Display Case Lighting Controls | 0.0086805 | 0.0068865 |  | 57.87 | 1 | 0.79333 | 6666.6667 | 10 |  | 129 | 14860.8951 | Per End Use Consumption | GSD | 1 | 1 | 1 | 1 | 1 | 1 | 1 | 1 | 1 | 1 | 1 | 1 | CheEgsd806 | CheE | gsd | 806 | 3.4722 | 400 | [30 empty] | 0 | 0 | 0
806 | Refrigeration | Controls | Healthcare | New | Refrigerated Display Case Lighting Controls | 0.0086805 | 0.0068865 |  | 57.87 | 1 | 0.79333 | 6666.6667 | 10 |  | 129 | 14860.8951 | Per End Use Consumption | GSD | 1 | 1 | 1 | 1 | 1 | 1 | 1 | 1 | 1 | 1 | 1 | 1 | CheNgsd806 | CheN | gsd | 806 | 3.4722 | 400 | [30 empty] | 0 | 0 | 0
806 | Refrigeration | Controls | Hospitals | Existing | Refrigerated Display Case Lighting Controls | 0.0086805 | 0.0068865 |  | 57.87 | 1 | 0.79333 | 6666.6667 | 10 |  | 129 | 14860.8951 | Per End Use Consumption | GSD | 1 | 1 | 1 | 1 | 1 | 1 | 1 | 1 | 1 | 1 | 1 | 1 | ChoEgsd806 | ChoE | gsd | 806 | 3.4722 | 400 | [30 empty] | 0 | 0 | 0
806 | Refrigeration | Controls | Hospitals | New | Refrigerated Display Case Lighting Controls | 0.0086805 | 0.0068865 |  | 57.87 | 1 | 0.79333 | 6666.6667 | 10 |  | 129 | 14860.8951 | Per End Use Consumption | GSD | 1 | 1 | 1 | 1 | 1 | 1 | 1 | 1 | 1 | 1 | 1 | 1 | ChoNgsd806 | ChoN | gsd | 806 | 3.4722 | 400 | [30 empty] | 0 | 0 | 0
806 | Refrigeration | Controls | Institutional | Existing | Refrigerated Display Case Lighting Controls | 0.0082754 | 0.0067129 |  | 57.87 | 1 | 0.81119 | 6993.007 | 10 |  | 129 | 15588.3515 | Per End Use Consumption | GSD | 1 | 1 | 1 | 1 | 1 | 1 | 1 | 1 | 1 | 1 | 1 | 1 | CinEgsd806 | CinE | gsd | 806 | 3.4722 | 419.5804 | [30 empty] | 0 | 0 | 0
806 | Refrigeration | Controls | Institutional | New | Refrigerated Display Case Lighting Controls | 0.0082754 | 0.0067129 |  | 57.87 | 1 | 0.81119 | 6993.007 | 10 |  | 129 | 15588.3515 | Per End Use Consumption | GSD | 1 | 1 | 1 | 1 | 1 | 1 | 1 | 1 | 1 | 1 | 1 | 1 | CinNgsd806 | CinN | gsd | 806 | 3.4722 | 419.5804 | [30 empty] | 0 | 0 | 0
806 | Refrigeration | Controls | Lodging/Hospitality | Existing | Refrigerated Display Case Lighting Controls | 0.0086805 | 0.0068865 |  | 57.87 | 1 | 0.79333 | 6666.6667 | 10 |  | 129 | 14860.8951 | Per End Use Consumption | GSD | 1 | 1 | 1 | 1 | 1 | 1 | 1 | 1 | 1 | 1 | 1 | 1 | CloEgsd806 | CloE | gsd | 806 | 3.4722 | 400 | [30 empty] | 0 | 0 | 0
806 | Refrigeration | Controls | Lodging/Hospitality | New | Refrigerated Display Case Lighting Controls | 0.0086805 | 0.0068865 |  | 57.87 | 1 | 0.79333 | 6666.6667 | 10 |  | 129 | 14860.8951 | Per End Use Consumption | GSD | 1 | 1 | 1 | 1 | 1 | 1 | 1 | 1 | 1 | 1 | 1 | 1 | CloNgsd806 | CloN | gsd | 806 | 3.4722 | 400 | [30 empty] | 0 | 0 | 0
806 | Refrigeration | Controls | Miscellaneous | Existing | Refrigerated Display Case Lighting Controls | 0.0082754 | 0.0067129 |  | 57.87 | 1 | 0.81119 | 6993.007 | 10 |  | 129 | 15588.3515 | Per End Use Consumption | GSD | 1 | 1 | 1 | 1 | 1 | 1 | 1 | 1 | 1 | 1 | 1 | 1 | CmiEgsd806 | CmiE | gsd | 806 | 3.4722 | 419.5804 | [30 empty] | 0 | 0 | 0
806 | Refrigeration | Controls | Miscellaneous | New | Refrigerated Display Case Lighting Controls | 0.0082754 | 0.0067129 |  | 57.87 | 1 | 0.81119 | 6993.007 | 10 |  | 129 | 15588.3515 | Per End Use Consumption | GSD | 1 | 1 | 1 | 1 | 1 | 1 | 1 | 1 | 1 | 1 | 1 | 1 | CmiNgsd806 | CmiN | gsd | 806 | 3.4722 | 419.5804 | [30 empty] | 0 | 0 | 0
806 | Refrigeration | Controls | Offices | Existing | Refrigerated Display Case Lighting Controls | 0.0082754 | 0.0067129 |  | 57.87 | 1 | 0.81119 | 6993.007 | 10 |  | 129 | 15588.3515 | Per End Use Consumption | GSD | 1 | 1 | 1 | 1 | 1 | 1 | 1 | 1 | 1 | 1 | 1 | 1 | CofEgsd806 | CofE | gsd | 806 | 3.4722 | 419.5804 | [30 empty] | 0 | 0 | 0
806 | Refrigeration | Controls | Offices | New | Refrigerated Display Case Lighting Controls | 0.0082754 | 0.0067129 |  | 57.87 | 1 | 0.81119 | 6993.007 | 10 |  | 129 | 15588.3515 | Per End Use Consumption | GSD | 1 | 1 | 1 | 1 | 1 | 1 | 1 | 1 | 1 | 1 | 1 | 1 | CofNgsd806 | CofN | gsd | 806 | 3.4722 | 419.5804 | [30 empty] | 0 | 0 | 0
806 | Refrigeration | Controls | Restaurants | Existing | Refrigerated Display Case Lighting Controls | 0.0081597 | 0.0065393 |  | 57.87 | 1 | 0.80142 | 7092.1986 | 10 |  | 129 | 15809.4629 | Per End Use Consumption | GSD | 1 | 1 | 1 | 1 | 1 | 1 | 1 | 1 | 1 | 1 | 1 | 1 | CreEgsd806 | CreE | gsd | 806 | 3.4722 | 425.5319 | [30 empty] | 0 | 0 | 0
806 | Refrigeration | Controls | Restaurants | New | Refrigerated Display Case Lighting Controls | 0.0081597 | 0.0065393 |  | 57.87 | 1 | 0.80142 | 7092.1986 | 10 |  | 129 | 15809.4629 | Per End Use Consumption | GSD | 1 | 1 | 1 | 1 | 1 | 1 | 1 | 1 | 1 | 1 | 1 | 1 | CreNgsd806 | CreN | gsd | 806 | 3.4722 | 425.5319 | [30 empty] | 0 | 0 | 0
806 | Refrigeration | Controls | Retail | Existing | Refrigerated Display Case Lighting Controls | 0.0086805 | 0.0068865 |  | 57.87 | 1 | 0.79333 | 6666.6667 | 10 |  | 129 | 14860.8951 | Per End Use Consumption | GSD | 1 | 1 | 1 | 1 | 1 | 1 | 1 | 1 | 1 | 1 | 1 | 1 | CrtEgsd806 | CrtE | gsd | 806 | 3.4722 | 400 | [30 empty] | 0 | 0 | 0
806 | Refrigeration | Controls | Retail | New | Refrigerated Display Case Lighting Controls | 0.0086805 | 0.0068865 |  | 57.87 | 1 | 0.79333 | 6666.6667 | 10 |  | 129 | 14860.8951 | Per End Use Consumption | GSD | 1 | 1 | 1 | 1 | 1 | 1 | 1 | 1 | 1 | 1 | 1 | 1 | CrtNgsd806 | CrtN | gsd | 806 | 3.4722 | 400 | [30 empty] | 0 | 0 | 0
806 | Refrigeration | Controls | Schools K-12 | Existing | Refrigerated Display Case Lighting Controls | 0.0082754 | 0.0067129 |  | 57.87 | 1 | 0.81119 | 6993.007 | 10 |  | 129 | 15588.3515 | Per End Use Consumption | GSD | 1 | 1 | 1 | 1 | 1 | 1 | 1 | 1 | 1 | 1 | 1 | 1 | CscEgsd806 | CscE | gsd | 806 | 3.4722 | 419.5804 | [30 empty] | 0 | 0 | 0
806 | Refrigeration | Controls | Schools K-12 | New | Refrigerated Display Case Lighting Controls | 0.0082754 | 0.0067129 |  | 57.87 | 1 | 0.81119 | 6993.007 | 10 |  | 129 | 15588.3515 | Per End Use Consumption | GSD | 1 | 1 | 1 | 1 | 1 | 1 | 1 | 1 | 1 | 1 | 1 | 1 | CscNgsd806 | CscN | gsd | 806 | 3.4722 | 419.5804 | [30 empty] | 0 | 0 | 0
806 | Refrigeration | Controls | Warehouse | Existing | Refrigerated Display Case Lighting Controls | 0.0082754 | 0.0067129 |  | 57.87 | 1 | 0.81119 | 6993.007 | 10 |  | 129 | 15588.3515 | Per End Use Consumption | GSD | 1 | 1 | 1 | 1 | 1 | 1 | 1 | 1 | 1 | 1 | 1 | 1 | CwaEgsd806 | CwaE | gsd | 806 | 3.4722 | 419.5804 | [30 empty] | 0 | 0 | 0
806 | Refrigeration | Controls | Warehouse | New | Refrigerated Display Case Lighting Controls | 0.0082754 | 0.0067129 |  | 57.87 | 1 | 0.81119 | 6993.007 | 10 |  | 129 | 15588.3515 | Per End Use Consumption | GSD | 1 | 1 | 1 | 1 | 1 | 1 | 1 | 1 | 1 | 1 | 1 | 1 | CwaNgsd806 | CwaN | gsd | 806 | 3.4722 | 419.5804 | [30 empty] | 0 | 0 | 0
807 | Refrigeration | Controls | Assembly | Existing | Refrigeration Commissioning | 0.16406 | 0.13016 |  | 1093.76 | 1 | 0.79333 | 6666.6667 | 5 |  | 3740.4 | 22798.4201 | Per End Use Consumption | GSD | 1 | 1 | 1 | 1 | 1 | 1 | 1 | 1 | 1 | 1 | 1 | 1 | CasEgsd807 | CasE | gsd | 807 | 54.9978 | 335.2213 | [30 empty] | 0 | 0 | 0
807 | Refrigeration | Controls | Assembly | New | Refrigeration Commissioning | 0.16406 | 0.13016 |  | 1093.76 | 1 | 0.79333 | 6666.6667 | 5 |  | 3740.4 | 22798.4201 | Per End Use Consumption | GSD | 1 | 1 | 1 | 1 | 1 | 1 | 1 | 1 | 1 | 1 | 1 | 1 | CasNgsd807 | CasN | gsd | 807 | 54.9978 | 335.2213 | [30 empty] | 0 | 0 | 0
807 | Refrigeration | Controls | College and University | Existing | Refrigeration Commissioning | 0.14607 | 0.11588 |  | 973.81 | 1 | 0.79333 | 6666.6667 | 5 |  | 5853.12 | 40070.2396 | Per End Use Consumption | GSD | 1 | 1 | 1 | 1 | 1 | 1 | 1 | 1 | 1 | 1 | 1 | 1 | CcoEgsd807 | CcoE | gsd | 807 | 48.9663 | 335.2213 | [30 empty] | 0 | 0 | 0
807 | Refrigeration | Controls | College and University | New | Refrigeration Commissioning | 0.14607 | 0.11588 |  | 973.81 | 1 | 0.79333 | 6666.6667 | 5 |  | 5853.12 | 40070.2396 | Per End Use Consumption | GSD | 1 | 1 | 1 | 1 | 1 | 1 | 1 | 1 | 1 | 1 | 1 | 1 | CcoNgsd807 | CcoN | gsd | 807 | 48.9663 | 335.2213 | [30 empty] | 0 | 0 | 0
807 | Refrigeration | Controls | Data Center | Existing | Refrigeration Commissioning | 1.8983 | 1.5399 |  | 13275.07 | 1 | 0.81119 | 6993.007 | 5 |  | 25076.88 | 13209.9339 | Per End Use Consumption | GSD | 1 | 1 | 1 | 1 | 1 | 1 | 1 | 1 | 1 | 1 | 1 | 1 | CdaEgsd807 | CdaE | gsd | 807 | 667.513 | 351.6308 | [30 empty] | 0 | 0 | 0
807 | Refrigeration | Controls | Data Center | New | Refrigeration Commissioning | 1.8983 | 1.5399 |  | 13275.07 | 1 | 0.81119 | 6993.007 | 5 |  | 25076.88 | 13209.9339 | Per End Use Consumption | GSD | 1 | 1 | 1 | 1 | 1 | 1 | 1 | 1 | 1 | 1 | 1 | 1 | CdaNgsd807 | CdaN | gsd | 807 | 667.513 | 351.6308 | [30 empty] | 0 | 0 | 0
807 | Refrigeration | Controls | Grocery | Existing | Refrigeration Commissioning | 1.5491 | 1.2289 |  | 10327.25 | 1 | 0.79333 | 6666.6667 | 5 |  | 639.12 | 412.5784 | Per End Use Consumption | GSD | 1 | 1 | 1 | 1 | 1 | 1 | 1 | 1 | 1 | 1 | 1 | 1 | CgrEgsd807 | CgrE | gsd | 807 | 519.2872 | 335.2213 | [30 empty] | 18.533 | 2.7767 | 2.1965
807 | Refrigeration | Controls | Grocery | New | Refrigeration Commissioning | 1.5491 | 1.2289 |  | 10327.25 | 1 | 0.79333 | 6666.6667 | 5 |  | 639.12 | 412.5784 | Per End Use Consumption | GSD | 1 | 1 | 1 | 1 | 1 | 1 | 1 | 1 | 1 | 1 | 1 | 1 | CgrNgsd807 | CgrN | gsd | 807 | 519.2872 | 335.2213 | [30 empty] | 0.087202 | 0.013065 | 0.010335
807 | Refrigeration | Controls | Healthcare | Existing | Refrigeration Commissioning | 0.065736 | 0.052151 |  | 438.24 | 1 | 0.79333 | 6666.6667 | 5 |  | 2287.44 | 34797.3713 | Per End Use Consumption | GSD | 1 | 1 | 1 | 1 | 1 | 1 | 1 | 1 | 1 | 1 | 1 | 1 | CheEgsd807 | CheE | gsd | 807 | 22.0361 | 335.2213 | [30 empty] | 0 | 0 | 0
807 | Refrigeration | Controls | Healthcare | New | Refrigeration Commissioning | 0.065736 | 0.052151 |  | 438.24 | 1 | 0.79333 | 6666.6667 | 5 |  | 2287.44 | 34797.3713 | Per End Use Consumption | GSD | 1 | 1 | 1 | 1 | 1 | 1 | 1 | 1 | 1 | 1 | 1 | 1 | CheNgsd807 | CheN | gsd | 807 | 22.0361 | 335.2213 | [30 empty] | 0 | 0 | 0
807 | Refrigeration | Controls | Hospitals | Existing | Refrigeration Commissioning | 5.0989 | 4.0451 |  | 33992.42 | 1 | 0.79333 | 6666.6667 | 5 |  | 45250.32 | 8874.5903 | Per End Use Consumption | GSD | 1 | 1 | 1 | 1 | 1 | 1 | 1 | 1 | 1 | 1 | 1 | 1 | ChoEgsd807 | ChoE | gsd | 807 | 1709.2477 | 335.2213 | [30 empty] | 0 | 0 | 0
807 | Refrigeration | Controls | Hospitals | New | Refrigeration Commissioning | 5.0989 | 4.0451 |  | 33992.42 | 1 | 0.79333 | 6666.6667 | 5 |  | 45250.32 | 8874.5903 | Per End Use Consumption | GSD | 1 | 1 | 1 | 1 | 1 | 1 | 1 | 1 | 1 | 1 | 1 | 1 | ChoNgsd807 | ChoN | gsd | 807 | 1709.2477 | 335.2213 | [30 empty] | 0 | 0 | 0
807 | Refrigeration | Controls | Institutional | Existing | Refrigeration Commissioning | 0.10339 | 0.083866 |  | 722.98 | 1 | 0.81119 | 6993.007 | 5 |  | 2987.52 | 28896.7167 | Per End Use Consumption | GSD | 1 | 1 | 1 | 1 | 1 | 1 | 1 | 1 | 1 | 1 | 1 | 1 | CinEgsd807 | CinE | gsd | 807 | 36.3537 | 351.6308 | [30 empty] | 0 | 0 | 0
807 | Refrigeration | Controls | Institutional | New | Refrigeration Commissioning | 0.10339 | 0.083866 |  | 722.98 | 1 | 0.81119 | 6993.007 | 5 |  | 2987.52 | 28896.7167 | Per End Use Consumption | GSD | 1 | 1 | 1 | 1 | 1 | 1 | 1 | 1 | 1 | 1 | 1 | 1 | CinNgsd807 | CinN | gsd | 807 | 36.3537 | 351.6308 | [30 empty] | 0 | 0 | 0
807 | Refrigeration | Controls | Lodging/Hospitality | Existing | Refrigeration Commissioning | 1.7579 | 1.3946 |  | 11719.26 | 1 | 0.79333 | 6666.6667 | 5 |  | 10423.68 | 5929.6577 | Per End Use Consumption | GSD | 1 | 1 | 1 | 1 | 1 | 1 | 1 | 1 | 1 | 1 | 1 | 1 | CloEgsd807 | CloE | gsd | 807 | 589.2819 | 335.2213 | [30 empty] | 0 | 0 | 0
807 | Refrigeration | Controls | Lodging/Hospitality | New | Refrigeration Commissioning | 1.7579 | 1.3946 |  | 11719.26 | 1 | 0.79333 | 6666.6667 | 5 |  | 10423.68 | 5929.6577 | Per End Use Consumption | GSD | 1 | 1 | 1 | 1 | 1 | 1 | 1 | 1 | 1 | 1 | 1 | 1 | CloNgsd807 | CloN | gsd | 807 | 589.2819 | 335.2213 | [30 empty] | 0 | 0 | 0
807 | Refrigeration | Controls | Miscellaneous | Existing | Refrigeration Commissioning | 0.0058487 | 0.0047444 |  | 40.9 | 1 | 0.81119 | 6993.007 | 5 |  | 8113.2 | 1387180.0571 | Per End Use Consumption | GSD | 1 | 1 | 1 | 1 | 1 | 1 | 1 | 1 | 1 | 1 | 1 | 1 | CmiEgsd807 | CmiE | gsd | 807 | 2.0566 | 351.6308 | [30 empty] | 0 | 0 | 0
807 | Refrigeration | Controls | Miscellaneous | New | Refrigeration Commissioning | 0.0058487 | 0.0047444 |  | 40.9 | 1 | 0.81119 | 6993.007 | 5 |  | 8113.2 | 1387180.0571 | Per End Use Consumption | GSD | 1 | 1 | 1 | 1 | 1 | 1 | 1 | 1 | 1 | 1 | 1 | 1 | CmiNgsd807 | CmiN | gsd | 807 | 2.0566 | 351.6308 | [30 empty] | 0 | 0 | 0
807 | Refrigeration | Controls | Offices | Existing | Refrigeration Commissioning | 0.15947 | 0.12936 |  | 1115.19 | 1 | 0.81119 | 6993.007 | 5 |  | 4253.76 | 26673.9958 | Per End Use Consumption | GSD | 1 | 1 | 1 | 1 | 1 | 1 | 1 | 1 | 1 | 1 | 1 | 1 | CofEgsd807 | CofE | gsd | 807 | 56.0753 | 351.6308 | [30 empty] | 0 | 0 | 0
807 | Refrigeration | Controls | Offices | New | Refrigeration Commissioning | 0.15947 | 0.12936 |  | 1115.19 | 1 | 0.81119 | 6993.007 | 5 |  | 4253.76 | 26673.9958 | Per End Use Consumption | GSD | 1 | 1 | 1 | 1 | 1 | 1 | 1 | 1 | 1 | 1 | 1 | 1 | CofNgsd807 | CofN | gsd | 807 | 56.0753 | 351.6308 | [30 empty] | 0 | 0 | 0
807 | Refrigeration | Controls | Restaurants | Existing | Refrigeration Commissioning | 1.128 | 0.90402 |  | 8000.22 | 1 | 0.80142 | 7092.1986 | 5 |  | 1197.6 | 1061.6729 | Per End Use Consumption | GSD | 1 | 1 | 1 | 1 | 1 | 1 | 1 | 1 | 1 | 1 | 1 | 1 | CreEgsd807 | CreE | gsd | 807 | 402.2767 | 356.6184 | [30 empty] | 0 | 0 | 0
807 | Refrigeration | Controls | Restaurants | New | Refrigeration Commissioning | 1.128 | 0.90402 |  | 8000.22 | 1 | 0.80142 | 7092.1986 | 5 |  | 1197.6 | 1061.6729 | Per End Use Consumption | GSD | 1 | 1 | 1 | 1 | 1 | 1 | 1 | 1 | 1 | 1 | 1 | 1 | CreNgsd807 | CreN | gsd | 807 | 402.2767 | 356.6184 | [30 empty] | 0 | 0 | 0
807 | Refrigeration | Controls | Retail | Existing | Refrigeration Commissioning | 0.99949 | 0.79293 |  | 6663.26 | 1 | 0.79333 | 6666.6667 | 5 |  | 5600.16 | 5603.0231 | Per End Use Consumption | GSD | 1 | 1 | 1 | 1 | 1 | 1 | 1 | 1 | 1 | 1 | 1 | 1 | CrtEgsd807 | CrtE | gsd | 807 | 335.05 | 335.2213 | [30 empty] | 0 | 0 | 0
807 | Refrigeration | Controls | Retail | New | Refrigeration Commissioning | 0.99949 | 0.79293 |  | 6663.26 | 1 | 0.79333 | 6666.6667 | 5 |  | 5600.16 | 5603.0231 | Per End Use Consumption | GSD | 1 | 1 | 1 | 1 | 1 | 1 | 1 | 1 | 1 | 1 | 1 | 1 | CrtNgsd807 | CrtN | gsd | 807 | 335.05 | 335.2213 | [30 empty] | 0 | 0 | 0
807 | Refrigeration | Controls | Schools K-12 | Existing | Refrigeration Commissioning | 0.16616 | 0.13479 |  | 1161.97 | 1 | 0.81119 | 6993.007 | 5 |  | 7947.36 | 47829.0696 | Per End Use Consumption | GSD | 1 | 1 | 1 | 1 | 1 | 1 | 1 | 1 | 1 | 1 | 1 | 1 | CscEgsd807 | CscE | gsd | 807 | 58.4276 | 351.6308 | [30 empty] | 0 | 0 | 0
807 | Refrigeration | Controls | Schools K-12 | New | Refrigeration Commissioning | 0.16616 | 0.13479 |  | 1161.97 | 1 | 0.81119 | 6993.007 | 5 |  | 7947.36 | 47829.0696 | Per End Use Consumption | GSD | 1 | 1 | 1 | 1 | 1 | 1 | 1 | 1 | 1 | 1 | 1 | 1 | CscNgsd807 | CscN | gsd | 807 | 58.4276 | 351.6308 | [30 empty] | 0 | 0 | 0
807 | Refrigeration | Controls | Warehouse | Existing | Refrigeration Commissioning | 0.047969 | 0.038912 |  | 335.45 | 1 | 0.81119 | 6993.007 | 5 |  | 4752.48 | 99073.2624 | Per End Use Consumption | GSD | 1 | 1 | 1 | 1 | 1 | 1 | 1 | 1 | 1 | 1 | 1 | 1 | CwaEgsd807 | CwaE | gsd | 807 | 16.8675 | 351.6308 | [30 empty] | 0 | 0 | 0
807 | Refrigeration | Controls | Warehouse | New | Refrigeration Commissioning | 0.047969 | 0.038912 |  | 335.45 | 1 | 0.81119 | 6993.007 | 5 |  | 4752.48 | 99073.2624 | Per End Use Consumption | GSD | 1 | 1 | 1 | 1 | 1 | 1 | 1 | 1 | 1 | 1 | 1 | 1 | CwaNgsd807 | CwaN | gsd | 807 | 16.8675 | 351.6308 | [30 empty] | 0 | 0 | 0
808 | Refrigeration | Controls | Assembly | Existing | VSD Controlled Compressor | 0.67795 | 0.53784 |  | 4519.65 | 1 | 0.79333 | 6666.6667 | 13 |  | 3060 | 4513.6238 | Per End Use Consumption | GSD | 1 | 1 | 1 | 1 | 1 | 1 | 1 | 1 | 1 | 1 | 1 | 1 | CasEgsd808 | CasE | gsd | 808 | 227.2625 | 335.2213 | [30 empty] | 0 | 0 | 0
808 | Refrigeration | Controls | Assembly | New | VSD Controlled Compressor | 0.67795 | 0.53784 |  | 4519.65 | 1 | 0.79333 | 6666.6667 | 13 |  | 3060 | 4513.6238 | Per End Use Consumption | GSD | 1 | 1 | 1 | 1 | 1 | 1 | 1 | 1 | 1 | 1 | 1 | 1 | CasNgsd808 | CasN | gsd | 808 | 227.2625 | 335.2213 | [30 empty] | 0 | 0 | 0
808 | Refrigeration | Controls | College and University | Existing | VSD Controlled Compressor | 0.6036 | 0.47886 |  | 4024.02 | 1 | 0.79333 | 6666.6667 | 13 |  | 3060 | 5069.5573 | Per End Use Consumption | GSD | 1 | 1 | 1 | 1 | 1 | 1 | 1 | 1 | 1 | 1 | 1 | 1 | CcoEgsd808 | CcoE | gsd | 808 | 202.3406 | 335.2213 | [30 empty] | 0 | 0 | 0
808 | Refrigeration | Controls | College and University | New | VSD Controlled Compressor | 0.6036 | 0.47886 |  | 4024.02 | 1 | 0.79333 | 6666.6667 | 13 |  | 3060 | 5069.5573 | Per End Use Consumption | GSD | 1 | 1 | 1 | 1 | 1 | 1 | 1 | 1 | 1 | 1 | 1 | 1 | CcoNgsd808 | CcoN | gsd | 808 | 202.3406 | 335.2213 | [30 empty] | 0 | 0 | 0
808 | Refrigeration | Controls | Data Center | Existing | VSD Controlled Compressor | 1.0688 | 0.86704 |  | 7474.44 | 1 | 0.81119 | 6993.007 | 13 |  | 3060 | 2862.9036 | Per End Use Consumption | GSD | 1 | 1 | 1 | 1 | 1 | 1 | 1 | 1 | 1 | 1 | 1 | 1 | CdaEgsd808 | CdaE | gsd | 808 | 375.8388 | 351.6308 | [30 empty] | 0 | 0 | 0
808 | Refrigeration | Controls | Data Center | New | VSD Controlled Compressor | 1.0688 | 0.86704 |  | 7474.44 | 1 | 0.81119 | 6993.007 | 13 |  | 3060 | 2862.9036 | Per End Use Consumption | GSD | 1 | 1 | 1 | 1 | 1 | 1 | 1 | 1 | 1 | 1 | 1 | 1 | CdaNgsd808 | CdaN | gsd | 808 | 375.8388 | 351.6308 | [30 empty] | 0 | 0 | 0
808 | Refrigeration | Controls | Grocery | Existing | VSD Controlled Compressor | 1.1212 | 0.88946 |  | 7474.44 | 1 | 0.79333 | 6666.6667 | 13 |  | 3060 | 2729.3015 | Per End Use Consumption | GSD | 1 | 1 | 1 | 1 | 1 | 1 | 1 | 1 | 1 | 1 | 1 | 1 | CgrEgsd808 | CgrE | gsd | 808 | 375.8388 | 335.2213 | [30 empty] | 6.0168 | 0.90146 | 0.7131
808 | Refrigeration | Controls | Grocery | New | VSD Controlled Compressor | 1.1212 | 0.88946 |  | 7474.44 | 1 | 0.79333 | 6666.6667 | 13 |  | 3060 | 2729.3015 | Per End Use Consumption | GSD | 1 | 1 | 1 | 1 | 1 | 1 | 1 | 1 | 1 | 1 | 1 | 1 | CgrNgsd808 | CgrN | gsd | 808 | 375.8388 | 335.2213 | [30 empty] | 0.02831 | 0.0042415 | 0.0033553
808 | Refrigeration | Controls | Healthcare | Existing | VSD Controlled Compressor | 0.27163 | 0.2155 |  | 1810.89 | 1 | 0.79333 | 6666.6667 | 13 |  | 3060 | 11265.179 | Per End Use Consumption | GSD | 1 | 1 | 1 | 1 | 1 | 1 | 1 | 1 | 1 | 1 | 1 | 1 | CheEgsd808 | CheE | gsd | 808 | 91.0573 | 335.2213 | [30 empty] | 0 | 0 | 0
808 | Refrigeration | Controls | Healthcare | New | VSD Controlled Compressor | 0.27163 | 0.2155 |  | 1810.89 | 1 | 0.79333 | 6666.6667 | 13 |  | 3060 | 11265.179 | Per End Use Consumption | GSD | 1 | 1 | 1 | 1 | 1 | 1 | 1 | 1 | 1 | 1 | 1 | 1 | CheNgsd808 | CheN | gsd | 808 | 91.0573 | 335.2213 | [30 empty] | 0 | 0 | 0
808 | Refrigeration | Controls | Hospitals | Existing | VSD Controlled Compressor | 1.1212 | 0.88946 |  | 7474.44 | 1 | 0.79333 | 6666.6667 | 13 |  | 3060 | 2729.3015 | Per End Use Consumption | GSD | 1 | 1 | 1 | 1 | 1 | 1 | 1 | 1 | 1 | 1 | 1 | 1 | ChoEgsd808 | ChoE | gsd | 808 | 375.8388 | 335.2213 | [30 empty] | 0 | 0 | 0
808 | Refrigeration | Controls | Hospitals | New | VSD Controlled Compressor | 1.1212 | 0.88946 |  | 7474.44 | 1 | 0.79333 | 6666.6667 | 13 |  | 3060 | 2729.3015 | Per End Use Consumption | GSD | 1 | 1 | 1 | 1 | 1 | 1 | 1 | 1 | 1 | 1 | 1 | 1 | ChoNgsd808 | ChoN | gsd | 808 | 375.8388 | 335.2213 | [30 empty] | 0 | 0 | 0
808 | Refrigeration | Controls | Institutional | Existing | VSD Controlled Compressor | 0.42722 | 0.34655 |  | 2987.52 | 1 | 0.81119 | 6993.007 | 13 |  | 3060 | 7162.6638 | Per End Use Consumption | GSD | 1 | 1 | 1 | 1 | 1 | 1 | 1 | 1 | 1 | 1 | 1 | 1 | CinEgsd808 | CinE | gsd | 808 | 150.2221 | 351.6308 | [30 empty] | 0 | 0 | 0
808 | Refrigeration | Controls | Institutional | New | VSD Controlled Compressor | 0.42722 | 0.34655 |  | 2987.52 | 1 | 0.81119 | 6993.007 | 13 |  | 3060 | 7162.6638 | Per End Use Consumption | GSD | 1 | 1 | 1 | 1 | 1 | 1 | 1 | 1 | 1 | 1 | 1 | 1 | CinNgsd808 | CinN | gsd | 808 | 150.2221 | 351.6308 | [30 empty] | 0 | 0 | 0
808 | Refrigeration | Controls | Lodging/Hospitality | Existing | VSD Controlled Compressor | 1.1212 | 0.88946 |  | 7474.44 | 1 | 0.79333 | 6666.6667 | 13 |  | 3060 | 2729.3015 | Per End Use Consumption | GSD | 1 | 1 | 1 | 1 | 1 | 1 | 1 | 1 | 1 | 1 | 1 | 1 | CloEgsd808 | CloE | gsd | 808 | 375.8388 | 335.2213 | [30 empty] | 0 | 0 | 0
808 | Refrigeration | Controls | Lodging/Hospitality | New | VSD Controlled Compressor | 1.1212 | 0.88946 |  | 7474.44 | 1 | 0.79333 | 6666.6667 | 13 |  | 3060 | 2729.3015 | Per End Use Consumption | GSD | 1 | 1 | 1 | 1 | 1 | 1 | 1 | 1 | 1 | 1 | 1 | 1 | CloNgsd808 | CloN | gsd | 808 | 375.8388 | 335.2213 | [30 empty] | 0 | 0 | 0
808 | Refrigeration | Controls | Miscellaneous | Existing | VSD Controlled Compressor | 0.02417 | 0.019606 |  | 169.02 | 1 | 0.81119 | 6993.007 | 13 |  | 3060 | 126603.9605 | Per End Use Consumption | GSD | 1 | 1 | 1 | 1 | 1 | 1 | 1 | 1 | 1 | 1 | 1 | 1 | CmiEgsd808 | CmiE | gsd | 808 | 8.4989 | 351.6308 | [30 empty] | 0 | 0 | 0
808 | Refrigeration | Controls | Miscellaneous | New | VSD Controlled Compressor | 0.02417 | 0.019606 |  | 169.02 | 1 | 0.81119 | 6993.007 | 13 |  | 3060 | 126603.9605 | Per End Use Consumption | GSD | 1 | 1 | 1 | 1 | 1 | 1 | 1 | 1 | 1 | 1 | 1 | 1 | CmiNgsd808 | CmiN | gsd | 808 | 8.4989 | 351.6308 | [30 empty] | 0 | 0 | 0
808 | Refrigeration | Controls | Offices | Existing | VSD Controlled Compressor | 0.65898 | 0.53456 |  | 4608.24 | 1 | 0.81119 | 6993.007 | 13 |  | 3060 | 4643.5519 | Per End Use Consumption | GSD | 1 | 1 | 1 | 1 | 1 | 1 | 1 | 1 | 1 | 1 | 1 | 1 | CofEgsd808 | CofE | gsd | 808 | 231.7171 | 351.6308 | [30 empty] | 0 | 0 | 0
808 | Refrigeration | Controls | Offices | New | VSD Controlled Compressor | 0.65898 | 0.53456 |  | 4608.24 | 1 | 0.81119 | 6993.007 | 13 |  | 3060 | 4643.5519 | Per End Use Consumption | GSD | 1 | 1 | 1 | 1 | 1 | 1 | 1 | 1 | 1 | 1 | 1 | 1 | CofNgsd808 | CofN | gsd | 808 | 231.7171 | 351.6308 | [30 empty] | 0 | 0 | 0
808 | Refrigeration | Controls | Restaurants | Existing | VSD Controlled Compressor | 1.0539 | 0.84461 |  | 7474.44 | 1 | 0.80142 | 7092.1986 | 13 |  | 3060 | 2903.5122 | Per End Use Consumption | GSD | 1 | 1 | 1 | 1 | 1 | 1 | 1 | 1 | 1 | 1 | 1 | 1 | CreEgsd808 | CreE | gsd | 808 | 375.8388 | 356.6184 | [30 empty] | 0 | 0 | 0
808 | Refrigeration | Controls | Restaurants | New | VSD Controlled Compressor | 1.0539 | 0.84461 |  | 7474.44 | 1 | 0.80142 | 7092.1986 | 13 |  | 3060 | 2903.5122 | Per End Use Consumption | GSD | 1 | 1 | 1 | 1 | 1 | 1 | 1 | 1 | 1 | 1 | 1 | 1 | CreNgsd808 | CreN | gsd | 808 | 375.8388 | 356.6184 | [30 empty] | 0 | 0 | 0
808 | Refrigeration | Controls | Retail | Existing | VSD Controlled Compressor | 1.1212 | 0.88946 |  | 7474.44 | 1 | 0.79333 | 6666.6667 | 13 |  | 3060 | 2729.3015 | Per End Use Consumption | GSD | 1 | 1 | 1 | 1 | 1 | 1 | 1 | 1 | 1 | 1 | 1 | 1 | CrtEgsd808 | CrtE | gsd | 808 | 375.8388 | 335.2213 | [30 empty] | 0 | 0 | 0
808 | Refrigeration | Controls | Retail | New | VSD Controlled Compressor | 1.1212 | 0.88946 |  | 7474.44 | 1 | 0.79333 | 6666.6667 | 13 |  | 3060 | 2729.3015 | Per End Use Consumption | GSD | 1 | 1 | 1 | 1 | 1 | 1 | 1 | 1 | 1 | 1 | 1 | 1 | CrtNgsd808 | CrtN | gsd | 808 | 375.8388 | 335.2213 | [30 empty] | 0 | 0 | 0
808 | Refrigeration | Controls | Schools K-12 | Existing | VSD Controlled Compressor | 0.68662 | 0.55698 |  | 4801.53 | 1 | 0.81119 | 6993.007 | 13 |  | 3060 | 4456.6214 | Per End Use Consumption | GSD | 1 | 1 | 1 | 1 | 1 | 1 | 1 | 1 | 1 | 1 | 1 | 1 | CscEgsd808 | CscE | gsd | 808 | 241.4363 | 351.6308 | [30 empty] | 0 | 0 | 0
808 | Refrigeration | Controls | Schools K-12 | New | VSD Controlled Compressor | 0.68662 | 0.55698 |  | 4801.53 | 1 | 0.81119 | 6993.007 | 13 |  | 3060 | 4456.6214 | Per End Use Consumption | GSD | 1 | 1 | 1 | 1 | 1 | 1 | 1 | 1 | 1 | 1 | 1 | 1 | CscNgsd808 | CscN | gsd | 808 | 241.4363 | 351.6308 | [30 empty] | 0 | 0 | 0
808 | Refrigeration | Controls | Warehouse | Existing | VSD Controlled Compressor | 0.19822 | 0.16079 |  | 1386.14 | 1 | 0.81119 | 6993.007 | 13 |  | 3060 | 15437.547 | Per End Use Consumption | GSD | 1 | 1 | 1 | 1 | 1 | 1 | 1 | 1 | 1 | 1 | 1 | 1 | CwaEgsd808 | CwaE | gsd | 808 | 69.6996 | 351.6308 | [30 empty] | 0 | 0 | 0
808 | Refrigeration | Controls | Warehouse | New | VSD Controlled Compressor | 0.19822 | 0.16079 |  | 1386.14 | 1 | 0.81119 | 6993.007 | 13 |  | 3060 | 15437.547 | Per End Use Consumption | GSD | 1 | 1 | 1 | 1 | 1 | 1 | 1 | 1 | 1 | 1 | 1 | 1 | CwaNgsd808 | CwaN | gsd | 808 | 69.6996 | 351.6308 | [30 empty] | 0 | 0 | 0
809 | Refrigeration | Economizer | Assembly | Existing | Refrigeration Economizer | 0.37965 | 0.30119 |  | 2531 | 1 | 0.79333 | 6666.6667 | 15 |  | 1692 | 4456.7365 | Per Ton | GSD | 0.57723 | 0.60437 | 0.83705 | 1.097 | 1.2026 | 1.2026 | 1.289 | 1.2891 | 1.2453 | 1.1192 | 0.77553 | 0.85362 | CasEgsd809 | CasE | gsd | 809 | 151.86 | 400 | [30 empty] | 0 | 0 | 0
809 | Refrigeration | Economizer | Assembly | New | Refrigeration Economizer | 0.37965 | 0.30119 |  | 2531 | 1 | 0.79333 | 6666.6667 | 15 |  | 1692 | 4456.7365 | Per Ton | GSD | 0.57723 | 0.60437 | 0.83705 | 1.097 | 1.2026 | 1.2026 | 1.289 | 1.2891 | 1.2453 | 1.1192 | 0.77553 | 0.85362 | CasNgsd809 | CasN | gsd | 809 | 151.86 | 400 | [30 empty] | 0 | 0 | 0
809 | Refrigeration | Economizer | College and University | Existing | Refrigeration Economizer | 0.33802 | 0.26816 |  | 2253.45 | 1 | 0.79333 | 6666.6667 | 15 |  | 1692 | 5005.658 | Per Ton | GSD | 0.57723 | 0.60437 | 0.83705 | 1.097 | 1.2026 | 1.2026 | 1.289 | 1.2891 | 1.2453 | 1.1192 | 0.77553 | 0.85362 | CcoEgsd809 | CcoE | gsd | 809 | 135.207 | 400 | [30 empty] | 0 | 0 | 0
809 | Refrigeration | Economizer | College and University | New | Refrigeration Economizer | 0.33802 | 0.26816 |  | 2253.45 | 1 | 0.79333 | 6666.6667 | 15 |  | 1692 | 5005.658 | Per Ton | GSD | 0.57723 | 0.60437 | 0.83705 | 1.097 | 1.2026 | 1.2026 | 1.289 | 1.2891 | 1.2453 | 1.1192 | 0.77553 | 0.85362 | CcoNgsd809 | CcoN | gsd | 809 | 135.207 | 400 | [30 empty] | 0 | 0 | 0
809 | Refrigeration | Economizer | Data Center | Existing | Refrigeration Economizer | 4.3928 | 3.5634 |  | 30719.18 | 1 | 0.81119 | 6993.007 | 15 |  | 1692 | 385.172 | Per Ton | GSD | 0.57723 | 0.60437 | 0.83705 | 1.097 | 1.2026 | 1.2026 | 1.289 | 1.2891 | 1.2453 | 1.1192 | 0.77553 | 0.85362 | CdaEgsd809 | CdaE | gsd | 809 | 1843.1508 | 419.5804 | [30 empty] | 0 | 0 | 0
809 | Refrigeration | Economizer | Data Center | New | Refrigeration Economizer | 4.3928 | 3.5634 |  | 30719.18 | 1 | 0.81119 | 6993.007 | 15 |  | 1692 | 385.172 | Per Ton | GSD | 0.57723 | 0.60437 | 0.83705 | 1.097 | 1.2026 | 1.2026 | 1.289 | 1.2891 | 1.2453 | 1.1192 | 0.77553 | 0.85362 | CdaNgsd809 | CdaN | gsd | 809 | 1843.1508 | 419.5804 | [30 empty] | 0 | 0 | 0
809 | Refrigeration | Economizer | Grocery | Existing | Refrigeration Economizer | 3.5847 | 2.8438 |  | 23897.76 | 1 | 0.79333 | 6666.6667 | 15 |  | 1692 | 472.0108 | Per Ton | GSD | 0.57723 | 0.60437 | 0.83705 | 1.097 | 1.2026 | 1.2026 | 1.289 | 1.2891 | 1.2453 | 1.1192 | 0.77553 | 0.85362 | CgrEgsd809 | CgrE | gsd | 809 | 1433.8656 | 400 | [30 empty] | 65.7105 | 9.845 | 7.788
809 | Refrigeration | Economizer | Grocery | New | Refrigeration Economizer | 3.5847 | 2.8438 |  | 23897.76 | 1 | 0.79333 | 6666.6667 | 15 |  | 1692 | 472.0108 | Per Ton | GSD | 0.57723 | 0.60437 | 0.83705 | 1.097 | 1.2026 | 1.2026 | 1.289 | 1.2891 | 1.2453 | 1.1192 | 0.77553 | 0.85362 | CgrNgsd809 | CgrN | gsd | 809 | 1433.8656 | 400 | [30 empty] | 0.90709 | 0.1359 | 0.10751
809 | Refrigeration | Economizer | Healthcare | Existing | Refrigeration Economizer | 0.15212 | 0.12068 |  | 1014.1 | 1 | 0.79333 | 6666.6667 | 15 |  | 1692 | 11123.1634 | Per Ton | GSD | 0.57723 | 0.60437 | 0.83705 | 1.097 | 1.2026 | 1.2026 | 1.289 | 1.2891 | 1.2453 | 1.1192 | 0.77553 | 0.85362 | CheEgsd809 | CheE | gsd | 809 | 60.846 | 400 | [30 empty] | 0 | 0 | 0
809 | Refrigeration | Economizer | Healthcare | New | Refrigeration Economizer | 0.15212 | 0.12068 |  | 1014.1 | 1 | 0.79333 | 6666.6667 | 15 |  | 1692 | 11123.1634 | Per Ton | GSD | 0.57723 | 0.60437 | 0.83705 | 1.097 | 1.2026 | 1.2026 | 1.289 | 1.2891 | 1.2453 | 1.1192 | 0.77553 | 0.85362 | CheNgsd809 | CheN | gsd | 809 | 60.846 | 400 | [30 empty] | 0 | 0 | 0
809 | Refrigeration | Economizer | Hospitals | Existing | Refrigeration Economizer | 11.799 | 9.3606 |  | 78660.14 | 1 | 0.79333 | 6666.6667 | 15 |  | 1692 | 143.4017 | Per Ton | GSD | 0.57723 | 0.60437 | 0.83705 | 1.097 | 1.2026 | 1.2026 | 1.289 | 1.2891 | 1.2453 | 1.1192 | 0.77553 | 0.85362 | ChoEgsd809 | ChoE | gsd | 809 | 4719.6084 | 400 | [30 empty] | 0 | 0 | 0
809 | Refrigeration | Economizer | Hospitals | New | Refrigeration Economizer | 11.799 | 9.3606 |  | 78660.14 | 1 | 0.79333 | 6666.6667 | 15 |  | 1692 | 143.4017 | Per Ton | GSD | 0.57723 | 0.60437 | 0.83705 | 1.097 | 1.2026 | 1.2026 | 1.289 | 1.2891 | 1.2453 | 1.1192 | 0.77553 | 0.85362 | ChoNgsd809 | ChoN | gsd | 809 | 4719.6084 | 400 | [30 empty] | 0 | 0 | 0
809 | Refrigeration | Economizer | Institutional | Existing | Refrigeration Economizer | 0.23924 | 0.19407 |  | 1673.01 | 1 | 0.81119 | 6993.007 | 15 |  | 1692 | 7072.3832 | Per Ton | GSD | 0.57723 | 0.60437 | 0.83705 | 1.097 | 1.2026 | 1.2026 | 1.289 | 1.2891 | 1.2453 | 1.1192 | 0.77553 | 0.85362 | CinEgsd809 | CinE | gsd | 809 | 100.3806 | 419.5804 | [30 empty] | 0 | 0 | 0
809 | Refrigeration | Economizer | Institutional | New | Refrigeration Economizer | 0.23924 | 0.19407 |  | 1673.01 | 1 | 0.81119 | 6993.007 | 15 |  | 1692 | 7072.3832 | Per Ton | GSD | 0.57723 | 0.60437 | 0.83705 | 1.097 | 1.2026 | 1.2026 | 1.289 | 1.2891 | 1.2453 | 1.1192 | 0.77553 | 0.85362 | CinNgsd809 | CinN | gsd | 809 | 100.3806 | 419.5804 | [30 empty] | 0 | 0 | 0
809 | Refrigeration | Economizer | Lodging/Hospitality | Existing | Refrigeration Economizer | 4.0678 | 3.2272 |  | 27118.94 | 1 | 0.79333 | 6666.6667 | 15 |  | 1692 | 415.9455 | Per Ton | GSD | 0.57723 | 0.60437 | 0.83705 | 1.097 | 1.2026 | 1.2026 | 1.289 | 1.2891 | 1.2453 | 1.1192 | 0.77553 | 0.85362 | CloEgsd809 | CloE | gsd | 809 | 1627.1364 | 400 | [30 empty] | 0 | 0 | 0
809 | Refrigeration | Economizer | Lodging/Hospitality | New | Refrigeration Economizer | 4.0678 | 3.2272 |  | 27118.94 | 1 | 0.79333 | 6666.6667 | 15 |  | 1692 | 415.9455 | Per Ton | GSD | 0.57723 | 0.60437 | 0.83705 | 1.097 | 1.2026 | 1.2026 | 1.289 | 1.2891 | 1.2453 | 1.1192 | 0.77553 | 0.85362 | CloNgsd809 | CloN | gsd | 809 | 1627.1364 | 400 | [30 empty] | 0 | 0 | 0
809 | Refrigeration | Economizer | Miscellaneous | Existing | Refrigeration Economizer | 0.013535 | 0.010979 |  | 94.65 | 1 | 0.81119 | 6993.007 | 15 |  | 1692 | 125009.6971 | Per Ton | GSD | 0.57723 | 0.60437 | 0.83705 | 1.097 | 1.2026 | 1.2026 | 1.289 | 1.2891 | 1.2453 | 1.1192 | 0.77553 | 0.85362 | CmiEgsd809 | CmiE | gsd | 809 | 5.679 | 419.5804 | [30 empty] | 0 | 0 | 0
809 | Refrigeration | Economizer | Miscellaneous | New | Refrigeration Economizer | 0.013535 | 0.010979 |  | 94.65 | 1 | 0.81119 | 6993.007 | 15 |  | 1692 | 125009.6971 | Per Ton | GSD | 0.57723 | 0.60437 | 0.83705 | 1.097 | 1.2026 | 1.2026 | 1.289 | 1.2891 | 1.2453 | 1.1192 | 0.77553 | 0.85362 | CmiNgsd809 | CmiN | gsd | 809 | 5.679 | 419.5804 | [30 empty] | 0 | 0 | 0
809 | Refrigeration | Economizer | Offices | Existing | Refrigeration Economizer | 0.36903 | 0.29935 |  | 2580.61 | 1 | 0.81119 | 6993.007 | 15 |  | 1692 | 4585.0275 | Per Ton | GSD | 0.57723 | 0.60437 | 0.83705 | 1.097 | 1.2026 | 1.2026 | 1.289 | 1.2891 | 1.2453 | 1.1192 | 0.77553 | 0.85362 | CofEgsd809 | CofE | gsd | 809 | 154.8366 | 419.5804 | [30 empty] | 0 | 0 | 0
809 | Refrigeration | Economizer | Offices | New | Refrigeration Economizer | 0.36903 | 0.29935 |  | 2580.61 | 1 | 0.81119 | 6993.007 | 15 |  | 1692 | 4585.0275 | Per Ton | GSD | 0.57723 | 0.60437 | 0.83705 | 1.097 | 1.2026 | 1.2026 | 1.289 | 1.2891 | 1.2453 | 1.1192 | 0.77553 | 0.85362 | CofNgsd809 | CofN | gsd | 809 | 154.8366 | 419.5804 | [30 empty] | 0 | 0 | 0
809 | Refrigeration | Economizer | Restaurants | Existing | Refrigeration Economizer | 2.6103 | 2.092 |  | 18512.9 | 1 | 0.80142 | 7092.1986 | 15 |  | 1692 | 648.1967 | Per Ton | GSD | 0.57723 | 0.60437 | 0.83705 | 1.097 | 1.2026 | 1.2026 | 1.289 | 1.2891 | 1.2453 | 1.1192 | 0.77553 | 0.85362 | CreEgsd809 | CreE | gsd | 809 | 1110.774 | 425.5319 | [30 empty] | 0 | 0 | 0
809 | Refrigeration | Economizer | Restaurants | New | Refrigeration Economizer | 2.6103 | 2.092 |  | 18512.9 | 1 | 0.80142 | 7092.1986 | 15 |  | 1692 | 648.1967 | Per Ton | GSD | 0.57723 | 0.60437 | 0.83705 | 1.097 | 1.2026 | 1.2026 | 1.289 | 1.2891 | 1.2453 | 1.1192 | 0.77553 | 0.85362 | CreNgsd809 | CreN | gsd | 809 | 1110.774 | 425.5319 | [30 empty] | 0 | 0 | 0
809 | Refrigeration | Economizer | Retail | Existing | Refrigeration Economizer | 2.3129 | 1.8349 |  | 15419.11 | 1 | 0.79333 | 6666.6667 | 15 |  | 1692 | 731.5597 | Per Ton | GSD | 0.57723 | 0.60437 | 0.83705 | 1.097 | 1.2026 | 1.2026 | 1.289 | 1.2891 | 1.2453 | 1.1192 | 0.77553 | 0.85362 | CrtEgsd809 | CrtE | gsd | 809 | 925.1466 | 400 | [30 empty] | 0 | 0 | 0
809 | Refrigeration | Economizer | Retail | New | Refrigeration Economizer | 2.3129 | 1.8349 |  | 15419.11 | 1 | 0.79333 | 6666.6667 | 15 |  | 1692 | 731.5597 | Per Ton | GSD | 0.57723 | 0.60437 | 0.83705 | 1.097 | 1.2026 | 1.2026 | 1.289 | 1.2891 | 1.2453 | 1.1192 | 0.77553 | 0.85362 | CrtNgsd809 | CrtN | gsd | 809 | 925.1466 | 400 | [30 empty] | 0 | 0 | 0
809 | Refrigeration | Economizer | Schools K-12 | Existing | Refrigeration Economizer | 0.38451 | 0.31191 |  | 2688.86 | 1 | 0.81119 | 6993.007 | 15 |  | 1692 | 4400.4403 | Per Ton | GSD | 0.57723 | 0.60437 | 0.83705 | 1.097 | 1.2026 | 1.2026 | 1.289 | 1.2891 | 1.2453 | 1.1192 | 0.77553 | 0.85362 | CscEgsd809 | CscE | gsd | 809 | 161.3316 | 419.5804 | [30 empty] | 0 | 0 | 0
809 | Refrigeration | Economizer | Schools K-12 | New | Refrigeration Economizer | 0.38451 | 0.31191 |  | 2688.86 | 1 | 0.81119 | 6993.007 | 15 |  | 1692 | 4400.4403 | Per Ton | GSD | 0.57723 | 0.60437 | 0.83705 | 1.097 | 1.2026 | 1.2026 | 1.289 | 1.2891 | 1.2453 | 1.1192 | 0.77553 | 0.85362 | CscNgsd809 | CscN | gsd | 809 | 161.3316 | 419.5804 | [30 empty] | 0 | 0 | 0
809 | Refrigeration | Economizer | Warehouse | Existing | Refrigeration Economizer | 0.111 | 0.090044 |  | 776.24 | 1 | 0.81119 | 6993.007 | 15 |  | 1692 | 15242.9247 | Per Ton | GSD | 0.57723 | 0.60437 | 0.83705 | 1.097 | 1.2026 | 1.2026 | 1.289 | 1.2891 | 1.2453 | 1.1192 | 0.77553 | 0.85362 | CwaEgsd809 | CwaE | gsd | 809 | 46.5744 | 419.5804 | [30 empty] | 0 | 0 | 0
809 | Refrigeration | Economizer | Warehouse | New | Refrigeration Economizer | 0.111 | 0.090044 |  | 776.24 | 1 | 0.81119 | 6993.007 | 15 |  | 1692 | 15242.9247 | Per Ton | GSD | 0.57723 | 0.60437 | 0.83705 | 1.097 | 1.2026 | 1.2026 | 1.289 | 1.2891 | 1.2453 | 1.1192 | 0.77553 | 0.85362 | CwaNgsd809 | CwaN | gsd | 809 | 46.5744 | 419.5804 | [30 empty] | 0 | 0 | 0
810 | Refrigeration | Insulation | Assembly | Existing | Suction Pipe Insulation - Freezers | 0.12825 | 0.10175 |  | 855 | 1 | 0.79333 | 6666.6667 | 15 |  | 44.2 | 344.6394 | Per End Use Consumption | GSD | 1 | 1 | 1 | 1 | 1 | 1 | 1 | 1 | 1 | 1 | 1 | 1 | CasEgsd810 | CasE | gsd | 810 | 51.3 | 400 | [30 empty] | 0 | 0 | 0
810 | Refrigeration | Insulation | Assembly | New | Suction Pipe Insulation - Freezers | 0.12825 | 0.10175 |  | 855 | 1 | 0.79333 | 6666.6667 | 15 |  | 44.2 | 344.6394 | Per End Use Consumption | GSD | 1 | 1 | 1 | 1 | 1 | 1 | 1 | 1 | 1 | 1 | 1 | 1 | CasNgsd810 | CasN | gsd | 810 | 51.3 | 400 | [30 empty] | 0 | 0 | 0
810 | Refrigeration | Insulation | College and University | Existing | Suction Pipe Insulation - Freezers | 0.12825 | 0.10175 |  | 855 | 1 | 0.79333 | 6666.6667 | 15 |  | 44.2 | 344.6394 | Per End Use Consumption | GSD | 1 | 1 | 1 | 1 | 1 | 1 | 1 | 1 | 1 | 1 | 1 | 1 | CcoEgsd810 | CcoE | gsd | 810 | 51.3 | 400 | [30 empty] | 0 | 0 | 0
810 | Refrigeration | Insulation | College and University | New | Suction Pipe Insulation - Freezers | 0.12825 | 0.10175 |  | 855 | 1 | 0.79333 | 6666.6667 | 15 |  | 44.2 | 344.6394 | Per End Use Consumption | GSD | 1 | 1 | 1 | 1 | 1 | 1 | 1 | 1 | 1 | 1 | 1 | 1 | CcoNgsd810 | CcoN | gsd | 810 | 51.3 | 400 | [30 empty] | 0 | 0 | 0
810 | Refrigeration | Insulation | Data Center | Existing | Suction Pipe Insulation - Freezers | 0.12226 | 0.09918 |  | 855 | 1 | 0.81119 | 6993.007 | 15 |  | 44.2 | 361.5098 | Per End Use Consumption | GSD | 1 | 1 | 1 | 1 | 1 | 1 | 1 | 1 | 1 | 1 | 1 | 1 | CdaEgsd810 | CdaE | gsd | 810 | 51.3 | 419.5804 | [30 empty] | 0 | 0 | 0
810 | Refrigeration | Insulation | Data Center | New | Suction Pipe Insulation - Freezers | 0.12226 | 0.09918 |  | 855 | 1 | 0.81119 | 6993.007 | 15 |  | 44.2 | 361.5098 | Per End Use Consumption | GSD | 1 | 1 | 1 | 1 | 1 | 1 | 1 | 1 | 1 | 1 | 1 | 1 | CdaNgsd810 | CdaN | gsd | 810 | 51.3 | 419.5804 | [30 empty] | 0 | 0 | 0
810 | Refrigeration | Insulation | Grocery | Existing | Suction Pipe Insulation - Freezers | 0.12825 | 0.10175 |  | 855 | 1 | 0.79333 | 6666.6667 | 15 |  | 44.2 | 344.6394 | Per End Use Consumption | GSD | 1 | 1 | 1 | 1 | 1 | 1 | 1 | 1 | 1 | 1 | 1 | 1 | CgrEgsd810 | CgrE | gsd | 810 | 51.3 | 400 | [30 empty] | 2.4339 | 0.36466 | 0.28847
810 | Refrigeration | Insulation | Grocery | New | Suction Pipe Insulation - Freezers | 0.12825 | 0.10175 |  | 855 | 1 | 0.79333 | 6666.6667 | 15 |  | 44.2 | 344.6394 | Per End Use Consumption | GSD | 1 | 1 | 1 | 1 | 1 | 1 | 1 | 1 | 1 | 1 | 1 | 1 | CgrNgsd810 | CgrN | gsd | 810 | 51.3 | 400 | [30 empty] | 0 | 0 | 0
810 | Refrigeration | Insulation | Healthcare | Existing | Suction Pipe Insulation - Freezers | 0.12825 | 0.10175 |  | 855 | 1 | 0.79333 | 6666.6667 | 15 |  | 44.2 | 344.6394 | Per End Use Consumption | GSD | 1 | 1 | 1 | 1 | 1 | 1 | 1 | 1 | 1 | 1 | 1 | 1 | CheEgsd810 | CheE | gsd | 810 | 51.3 | 400 | [30 empty] | 0 | 0 | 0
810 | Refrigeration | Insulation | Healthcare | New | Suction Pipe Insulation - Freezers | 0.12825 | 0.10175 |  | 855 | 1 | 0.79333 | 6666.6667 | 15 |  | 44.2 | 344.6394 | Per End Use Consumption | GSD | 1 | 1 | 1 | 1 | 1 | 1 | 1 | 1 | 1 | 1 | 1 | 1 | CheNgsd810 | CheN | gsd | 810 | 51.3 | 400 | [30 empty] | 0 | 0 | 0
810 | Refrigeration | Insulation | Hospitals | Existing | Suction Pipe Insulation - Freezers | 0.12825 | 0.10175 |  | 855 | 1 | 0.79333 | 6666.6667 | 15 |  | 44.2 | 344.6394 | Per End Use Consumption | GSD | 1 | 1 | 1 | 1 | 1 | 1 | 1 | 1 | 1 | 1 | 1 | 1 | ChoEgsd810 | ChoE | gsd | 810 | 51.3 | 400 | [30 empty] | 0 | 0 | 0
810 | Refrigeration | Insulation | Hospitals | New | Suction Pipe Insulation - Freezers | 0.12825 | 0.10175 |  | 855 | 1 | 0.79333 | 6666.6667 | 15 |  | 44.2 | 344.6394 | Per End Use Consumption | GSD | 1 | 1 | 1 | 1 | 1 | 1 | 1 | 1 | 1 | 1 | 1 | 1 | ChoNgsd810 | ChoN | gsd | 810 | 51.3 | 400 | [30 empty] | 0 | 0 | 0
810 | Refrigeration | Insulation | Institutional | Existing | Suction Pipe Insulation - Freezers | 0.12226 | 0.09918 |  | 855 | 1 | 0.81119 | 6993.007 | 15 |  | 44.2 | 361.5098 | Per End Use Consumption | GSD | 1 | 1 | 1 | 1 | 1 | 1 | 1 | 1 | 1 | 1 | 1 | 1 | CinEgsd810 | CinE | gsd | 810 | 51.3 | 419.5804 | [30 empty] | 0 | 0 | 0
810 | Refrigeration | Insulation | Institutional | New | Suction Pipe Insulation - Freezers | 0.12226 | 0.09918 |  | 855 | 1 | 0.81119 | 6993.007 | 15 |  | 44.2 | 361.5098 | Per End Use Consumption | GSD | 1 | 1 | 1 | 1 | 1 | 1 | 1 | 1 | 1 | 1 | 1 | 1 | CinNgsd810 | CinN | gsd | 810 | 51.3 | 419.5804 | [30 empty] | 0 | 0 | 0
810 | Refrigeration | Insulation | Lodging/Hospitality | Existing | Suction Pipe Insulation - Freezers | 0.12825 | 0.10175 |  | 855 | 1 | 0.79333 | 6666.6667 | 15 |  | 44.2 | 344.6394 | Per End Use Consumption | GSD | 1 | 1 | 1 | 1 | 1 | 1 | 1 | 1 | 1 | 1 | 1 | 1 | CloEgsd810 | CloE | gsd | 810 | 51.3 | 400 | [30 empty] | 0 | 0 | 0
810 | Refrigeration | Insulation | Lodging/Hospitality | New | Suction Pipe Insulation - Freezers | 0.12825 | 0.10175 |  | 855 | 1 | 0.79333 | 6666.6667 | 15 |  | 44.2 | 344.6394 | Per End Use Consumption | GSD | 1 | 1 | 1 | 1 | 1 | 1 | 1 | 1 | 1 | 1 | 1 | 1 | CloNgsd810 | CloN | gsd | 810 | 51.3 | 400 | [30 empty] | 0 | 0 | 0
810 | Refrigeration | Insulation | Miscellaneous | Existing | Suction Pipe Insulation - Freezers | 0.12226 | 0.09918 |  | 855 | 1 | 0.81119 | 6993.007 | 15 |  | 44.2 | 361.5098 | Per End Use Consumption | GSD | 1 | 1 | 1 | 1 | 1 | 1 | 1 | 1 | 1 | 1 | 1 | 1 | CmiEgsd810 | CmiE | gsd | 810 | 51.3 | 419.5804 | [30 empty] | 0 | 0 | 0
810 | Refrigeration | Insulation | Miscellaneous | New | Suction Pipe Insulation - Freezers | 0.12226 | 0.09918 |  | 855 | 1 | 0.81119 | 6993.007 | 15 |  | 44.2 | 361.5098 | Per End Use Consumption | GSD | 1 | 1 | 1 | 1 | 1 | 1 | 1 | 1 | 1 | 1 | 1 | 1 | CmiNgsd810 | CmiN | gsd | 810 | 51.3 | 419.5804 | [30 empty] | 0 | 0 | 0
810 | Refrigeration | Insulation | Offices | Existing | Suction Pipe Insulation - Freezers | 0.12226 | 0.09918 |  | 855 | 1 | 0.81119 | 6993.007 | 15 |  | 44.2 | 361.5098 | Per End Use Consumption | GSD | 1 | 1 | 1 | 1 | 1 | 1 | 1 | 1 | 1 | 1 | 1 | 1 | CofEgsd810 | CofE | gsd | 810 | 51.3 | 419.5804 | [30 empty] | 0 | 0 | 0
810 | Refrigeration | Insulation | Offices | New | Suction Pipe Insulation - Freezers | 0.12226 | 0.09918 |  | 855 | 1 | 0.81119 | 6993.007 | 15 |  | 44.2 | 361.5098 | Per End Use Consumption | GSD | 1 | 1 | 1 | 1 | 1 | 1 | 1 | 1 | 1 | 1 | 1 | 1 | CofNgsd810 | CofN | gsd | 810 | 51.3 | 419.5804 | [30 empty] | 0 | 0 | 0
810 | Refrigeration | Insulation | Restaurants | Existing | Suction Pipe Insulation - Freezers | 0.12055 | 0.096615 |  | 855 | 1 | 0.80142 | 7092.1986 | 15 |  | 44.2 | 366.6376 | Per End Use Consumption | GSD | 1 | 1 | 1 | 1 | 1 | 1 | 1 | 1 | 1 | 1 | 1 | 1 | CreEgsd810 | CreE | gsd | 810 | 51.3 | 425.5319 | [30 empty] | 0 | 0 | 0
810 | Refrigeration | Insulation | Restaurants | New | Suction Pipe Insulation - Freezers | 0.12055 | 0.096615 |  | 855 | 1 | 0.80142 | 7092.1986 | 15 |  | 44.2 | 366.6376 | Per End Use Consumption | GSD | 1 | 1 | 1 | 1 | 1 | 1 | 1 | 1 | 1 | 1 | 1 | 1 | CreNgsd810 | CreN | gsd | 810 | 51.3 | 425.5319 | [30 empty] | 0 | 0 | 0
810 | Refrigeration | Insulation | Retail | Existing | Suction Pipe Insulation - Freezers | 0.12825 | 0.10175 |  | 855 | 1 | 0.79333 | 6666.6667 | 15 |  | 44.2 | 344.6394 | Per End Use Consumption | GSD | 1 | 1 | 1 | 1 | 1 | 1 | 1 | 1 | 1 | 1 | 1 | 1 | CrtEgsd810 | CrtE | gsd | 810 | 51.3 | 400 | [30 empty] | 0 | 0 | 0
810 | Refrigeration | Insulation | Retail | New | Suction Pipe Insulation - Freezers | 0.12825 | 0.10175 |  | 855 | 1 | 0.79333 | 6666.6667 | 15 |  | 44.2 | 344.6394 | Per End Use Consumption | GSD | 1 | 1 | 1 | 1 | 1 | 1 | 1 | 1 | 1 | 1 | 1 | 1 | CrtNgsd810 | CrtN | gsd | 810 | 51.3 | 400 | [30 empty] | 0 | 0 | 0
810 | Refrigeration | Insulation | Schools K-12 | Existing | Suction Pipe Insulation - Freezers | 0.12226 | 0.09918 |  | 855 | 1 | 0.81119 | 6993.007 | 15 |  | 44.2 | 361.5098 | Per End Use Consumption | GSD | 1 | 1 | 1 | 1 | 1 | 1 | 1 | 1 | 1 | 1 | 1 | 1 | CscEgsd810 | CscE | gsd | 810 | 51.3 | 419.5804 | [30 empty] | 0 | 0 | 0
810 | Refrigeration | Insulation | Schools K-12 | New | Suction Pipe Insulation - Freezers | 0.12226 | 0.09918 |  | 855 | 1 | 0.81119 | 6993.007 | 15 |  | 44.2 | 361.5098 | Per End Use Consumption | GSD | 1 | 1 | 1 | 1 | 1 | 1 | 1 | 1 | 1 | 1 | 1 | 1 | CscNgsd810 | CscN | gsd | 810 | 51.3 | 419.5804 | [30 empty] | 0 | 0 | 0
810 | Refrigeration | Insulation | Warehouse | Existing | Suction Pipe Insulation - Freezers | 0.12226 | 0.09918 |  | 855 | 1 | 0.81119 | 6993.007 | 15 |  | 44.2 | 361.5098 | Per End Use Consumption | GSD | 1 | 1 | 1 | 1 | 1 | 1 | 1 | 1 | 1 | 1 | 1 | 1 | CwaEgsd810 | CwaE | gsd | 810 | 51.3 | 419.5804 | [30 empty] | 0 | 0 | 0
810 | Refrigeration | Insulation | Warehouse | New | Suction Pipe Insulation - Freezers | 0.12226 | 0.09918 |  | 855 | 1 | 0.81119 | 6993.007 | 15 |  | 44.2 | 361.5098 | Per End Use Consumption | GSD | 1 | 1 | 1 | 1 | 1 | 1 | 1 | 1 | 1 | 1 | 1 | 1 | CwaNgsd810 | CwaN | gsd | 810 | 51.3 | 419.5804 | [30 empty] | 0 | 0 | 0
811 | Refrigeration | Insulation | Assembly | Existing | Suction Pipe Insulation - Refrigerators | 0.0372 | 0.029512 |  | 248 | 1 | 0.79333 | 6666.6667 | 15 |  | 44.2 | 1188.172 | Per End Use Consumption | GSD | 1 | 1 | 1 | 1 | 1 | 1 | 1 | 1 | 1 | 1 | 1 | 1 | CasEgsd811 | CasE | gsd | 811 | 14.88 | 400 | [30 empty] | 0 | 0 | 0
811 | Refrigeration | Insulation | Assembly | New | Suction Pipe Insulation - Refrigerators | 0.0372 | 0.029512 |  | 248 | 1 | 0.79333 | 6666.6667 | 15 |  | 44.2 | 1188.172 | Per End Use Consumption | GSD | 1 | 1 | 1 | 1 | 1 | 1 | 1 | 1 | 1 | 1 | 1 | 1 | CasNgsd811 | CasN | gsd | 811 | 14.88 | 400 | [30 empty] | 0 | 0 | 0
811 | Refrigeration | Insulation | College and University | Existing | Suction Pipe Insulation - Refrigerators | 0.0372 | 0.029512 |  | 248 | 1 | 0.79333 | 6666.6667 | 15 |  | 44.2 | 1188.172 | Per End Use Consumption | GSD | 1 | 1 | 1 | 1 | 1 | 1 | 1 | 1 | 1 | 1 | 1 | 1 | CcoEgsd811 | CcoE | gsd | 811 | 14.88 | 400 | [30 empty] | 0 | 0 | 0
811 | Refrigeration | Insulation | College and University | New | Suction Pipe Insulation - Refrigerators | 0.0372 | 0.029512 |  | 248 | 1 | 0.79333 | 6666.6667 | 15 |  | 44.2 | 1188.172 | Per End Use Consumption | GSD | 1 | 1 | 1 | 1 | 1 | 1 | 1 | 1 | 1 | 1 | 1 | 1 | CcoNgsd811 | CcoN | gsd | 811 | 14.88 | 400 | [30 empty] | 0 | 0 | 0
811 | Refrigeration | Insulation | Data Center | Existing | Suction Pipe Insulation - Refrigerators | 0.035464 | 0.028768 |  | 248 | 1 | 0.81119 | 6993.007 | 15 |  | 44.2 | 1246.3343 | Per End Use Consumption | GSD | 1 | 1 | 1 | 1 | 1 | 1 | 1 | 1 | 1 | 1 | 1 | 1 | CdaEgsd811 | CdaE | gsd | 811 | 14.88 | 419.5804 | [30 empty] | 0 | 0 | 0
811 | Refrigeration | Insulation | Data Center | New | Suction Pipe Insulation - Refrigerators | 0.035464 | 0.028768 |  | 248 | 1 | 0.81119 | 6993.007 | 15 |  | 44.2 | 1246.3343 | Per End Use Consumption | GSD | 1 | 1 | 1 | 1 | 1 | 1 | 1 | 1 | 1 | 1 | 1 | 1 | CdaNgsd811 | CdaN | gsd | 811 | 14.88 | 419.5804 | [30 empty] | 0 | 0 | 0
811 | Refrigeration | Insulation | Grocery | Existing | Suction Pipe Insulation - Refrigerators | 0.0372 | 0.029512 |  | 248 | 1 | 0.79333 | 6666.6667 | 15 |  | 44.2 | 1188.172 | Per End Use Consumption | GSD | 1 | 1 | 1 | 1 | 1 | 1 | 1 | 1 | 1 | 1 | 1 | 1 | CgrEgsd811 | CgrE | gsd | 811 | 14.88 | 400 | [30 empty] | 1.423 | 0.21321 | 0.16866
811 | Refrigeration | Insulation | Grocery | New | Suction Pipe Insulation - Refrigerators | 0.0372 | 0.029512 |  | 248 | 1 | 0.79333 | 6666.6667 | 15 |  | 44.2 | 1188.172 | Per End Use Consumption | GSD | 1 | 1 | 1 | 1 | 1 | 1 | 1 | 1 | 1 | 1 | 1 | 1 | CgrNgsd811 | CgrN | gsd | 811 | 14.88 | 400 | [30 empty] | 0 | 0 | 0
811 | Refrigeration | Insulation | Healthcare | Existing | Suction Pipe Insulation - Refrigerators | 0.0372 | 0.029512 |  | 248 | 1 | 0.79333 | 6666.6667 | 15 |  | 44.2 | 1188.172 | Per End Use Consumption | GSD | 1 | 1 | 1 | 1 | 1 | 1 | 1 | 1 | 1 | 1 | 1 | 1 | CheEgsd811 | CheE | gsd | 811 | 14.88 | 400 | [30 empty] | 0 | 0 | 0
811 | Refrigeration | Insulation | Healthcare | New | Suction Pipe Insulation - Refrigerators | 0.0372 | 0.029512 |  | 248 | 1 | 0.79333 | 6666.6667 | 15 |  | 44.2 | 1188.172 | Per End Use Consumption | GSD | 1 | 1 | 1 | 1 | 1 | 1 | 1 | 1 | 1 | 1 | 1 | 1 | CheNgsd811 | CheN | gsd | 811 | 14.88 | 400 | [30 empty] | 0 | 0 | 0
811 | Refrigeration | Insulation | Hospitals | Existing | Suction Pipe Insulation - Refrigerators | 0.0372 | 0.029512 |  | 248 | 1 | 0.79333 | 6666.6667 | 15 |  | 44.2 | 1188.172 | Per End Use Consumption | GSD | 1 | 1 | 1 | 1 | 1 | 1 | 1 | 1 | 1 | 1 | 1 | 1 | ChoEgsd811 | ChoE | gsd | 811 | 14.88 | 400 | [30 empty] | 0 | 0 | 0
811 | Refrigeration | Insulation | Hospitals | New | Suction Pipe Insulation - Refrigerators | 0.0372 | 0.029512 |  | 248 | 1 | 0.79333 | 6666.6667 | 15 |  | 44.2 | 1188.172 | Per End Use Consumption | GSD | 1 | 1 | 1 | 1 | 1 | 1 | 1 | 1 | 1 | 1 | 1 | 1 | ChoNgsd811 | ChoN | gsd | 811 | 14.88 | 400 | [30 empty] | 0 | 0 | 0
811 | Refrigeration | Insulation | Institutional | Existing | Suction Pipe Insulation - Refrigerators | 0.035464 | 0.028768 |  | 248 | 1 | 0.81119 | 6993.007 | 15 |  | 44.2 | 1246.3343 | Per End Use Consumption | GSD | 1 | 1 | 1 | 1 | 1 | 1 | 1 | 1 | 1 | 1 | 1 | 1 | CinEgsd811 | CinE | gsd | 811 | 14.88 | 419.5804 | [30 empty] | 0 | 0 | 0
811 | Refrigeration | Insulation | Institutional | New | Suction Pipe Insulation - Refrigerators | 0.035464 | 0.028768 |  | 248 | 1 | 0.81119 | 6993.007 | 15 |  | 44.2 | 1246.3343 | Per End Use Consumption | GSD | 1 | 1 | 1 | 1 | 1 | 1 | 1 | 1 | 1 | 1 | 1 | 1 | CinNgsd811 | CinN | gsd | 811 | 14.88 | 419.5804 | [30 empty] | 0 | 0 | 0
811 | Refrigeration | Insulation | Lodging/Hospitality | Existing | Suction Pipe Insulation - Refrigerators | 0.0372 | 0.029512 |  | 248 | 1 | 0.79333 | 6666.6667 | 15 |  | 44.2 | 1188.172 | Per End Use Consumption | GSD | 1 | 1 | 1 | 1 | 1 | 1 | 1 | 1 | 1 | 1 | 1 | 1 | CloEgsd811 | CloE | gsd | 811 | 14.88 | 400 | [30 empty] | 0 | 0 | 0
811 | Refrigeration | Insulation | Lodging/Hospitality | New | Suction Pipe Insulation - Refrigerators | 0.0372 | 0.029512 |  | 248 | 1 | 0.79333 | 6666.6667 | 15 |  | 44.2 | 1188.172 | Per End Use Consumption | GSD | 1 | 1 | 1 | 1 | 1 | 1 | 1 | 1 | 1 | 1 | 1 | 1 | CloNgsd811 | CloN | gsd | 811 | 14.88 | 400 | [30 empty] | 0 | 0 | 0
811 | Refrigeration | Insulation | Miscellaneous | Existing | Suction Pipe Insulation - Refrigerators | 0.035464 | 0.028768 |  | 248 | 1 | 0.81119 | 6993.007 | 15 |  | 44.2 | 1246.3343 | Per End Use Consumption | GSD | 1 | 1 | 1 | 1 | 1 | 1 | 1 | 1 | 1 | 1 | 1 | 1 | CmiEgsd811 | CmiE | gsd | 811 | 14.88 | 419.5804 | [30 empty] | 0 | 0 | 0
811 | Refrigeration | Insulation | Miscellaneous | New | Suction Pipe Insulation - Refrigerators | 0.035464 | 0.028768 |  | 248 | 1 | 0.81119 | 6993.007 | 15 |  | 44.2 | 1246.3343 | Per End Use Consumption | GSD | 1 | 1 | 1 | 1 | 1 | 1 | 1 | 1 | 1 | 1 | 1 | 1 | CmiNgsd811 | CmiN | gsd | 811 | 14.88 | 419.5804 | [30 empty] | 0 | 0 | 0
811 | Refrigeration | Insulation | Offices | Existing | Suction Pipe Insulation - Refrigerators | 0.035464 | 0.028768 |  | 248 | 1 | 0.81119 | 6993.007 | 15 |  | 44.2 | 1246.3343 | Per End Use Consumption | GSD | 1 | 1 | 1 | 1 | 1 | 1 | 1 | 1 | 1 | 1 | 1 | 1 | CofEgsd811 | CofE | gsd | 811 | 14.88 | 419.5804 | [30 empty] | 0 | 0 | 0
811 | Refrigeration | Insulation | Offices | New | Suction Pipe Insulation - Refrigerators | 0.035464 | 0.028768 |  | 248 | 1 | 0.81119 | 6993.007 | 15 |  | 44.2 | 1246.3343 | Per End Use Consumption | GSD | 1 | 1 | 1 | 1 | 1 | 1 | 1 | 1 | 1 | 1 | 1 | 1 | CofNgsd811 | CofN | gsd | 811 | 14.88 | 419.5804 | [30 empty] | 0 | 0 | 0
811 | Refrigeration | Insulation | Restaurants | Existing | Suction Pipe Insulation - Refrigerators | 0.034968 | 0.028024 |  | 248 | 1 | 0.80142 | 7092.1986 | 15 |  | 44.2 | 1264.0128 | Per End Use Consumption | GSD | 1 | 1 | 1 | 1 | 1 | 1 | 1 | 1 | 1 | 1 | 1 | 1 | CreEgsd811 | CreE | gsd | 811 | 14.88 | 425.5319 | [30 empty] | 0 | 0 | 0
811 | Refrigeration | Insulation | Restaurants | New | Suction Pipe Insulation - Refrigerators | 0.034968 | 0.028024 |  | 248 | 1 | 0.80142 | 7092.1986 | 15 |  | 44.2 | 1264.0128 | Per End Use Consumption | GSD | 1 | 1 | 1 | 1 | 1 | 1 | 1 | 1 | 1 | 1 | 1 | 1 | CreNgsd811 | CreN | gsd | 811 | 14.88 | 425.5319 | [30 empty] | 0 | 0 | 0
811 | Refrigeration | Insulation | Retail | Existing | Suction Pipe Insulation - Refrigerators | 0.0372 | 0.029512 |  | 248 | 1 | 0.79333 | 6666.6667 | 15 |  | 44.2 | 1188.172 | Per End Use Consumption | GSD | 1 | 1 | 1 | 1 | 1 | 1 | 1 | 1 | 1 | 1 | 1 | 1 | CrtEgsd811 | CrtE | gsd | 811 | 14.88 | 400 | [30 empty] | 0 | 0 | 0
811 | Refrigeration | Insulation | Retail | New | Suction Pipe Insulation - Refrigerators | 0.0372 | 0.029512 |  | 248 | 1 | 0.79333 | 6666.6667 | 15 |  | 44.2 | 1188.172 | Per End Use Consumption | GSD | 1 | 1 | 1 | 1 | 1 | 1 | 1 | 1 | 1 | 1 | 1 | 1 | CrtNgsd811 | CrtN | gsd | 811 | 14.88 | 400 | [30 empty] | 0 | 0 | 0
811 | Refrigeration | Insulation | Schools K-12 | Existing | Suction Pipe Insulation - Refrigerators | 0.035464 | 0.028768 |  | 248 | 1 | 0.81119 | 6993.007 | 15 |  | 44.2 | 1246.3343 | Per End Use Consumption | GSD | 1 | 1 | 1 | 1 | 1 | 1 | 1 | 1 | 1 | 1 | 1 | 1 | CscEgsd811 | CscE | gsd | 811 | 14.88 | 419.5804 | [30 empty] | 0 | 0 | 0
811 | Refrigeration | Insulation | Schools K-12 | New | Suction Pipe Insulation - Refrigerators | 0.035464 | 0.028768 |  | 248 | 1 | 0.81119 | 6993.007 | 15 |  | 44.2 | 1246.3343 | Per End Use Consumption | GSD | 1 | 1 | 1 | 1 | 1 | 1 | 1 | 1 | 1 | 1 | 1 | 1 | CscNgsd811 | CscN | gsd | 811 | 14.88 | 419.5804 | [30 empty] | 0 | 0 | 0
811 | Refrigeration | Insulation | Warehouse | Existing | Suction Pipe Insulation - Refrigerators | 0.035464 | 0.028768 |  | 248 | 1 | 0.81119 | 6993.007 | 15 |  | 44.2 | 1246.3343 | Per End Use Consumption | GSD | 1 | 1 | 1 | 1 | 1 | 1 | 1 | 1 | 1 | 1 | 1 | 1 | CwaEgsd811 | CwaE | gsd | 811 | 14.88 | 419.5804 | [30 empty] | 0 | 0 | 0
811 | Refrigeration | Insulation | Warehouse | New | Suction Pipe Insulation - Refrigerators | 0.035464 | 0.028768 |  | 248 | 1 | 0.81119 | 6993.007 | 15 |  | 44.2 | 1246.3343 | Per End Use Consumption | GSD | 1 | 1 | 1 | 1 | 1 | 1 | 1 | 1 | 1 | 1 | 1 | 1 | CwaNgsd811 | CwaN | gsd | 811 | 14.88 | 419.5804 | [30 empty] | 0 | 0 | 0
812 | Refrigeration | LED | Assembly | Turnover | Refrigerated Display Case LED Lighting | 0.022749 | 0.018048 |  | 151.66 | 1 | 0.79333 | 6666.6667 | 16 |  | 56.6 | 2488.0215 | Per Unit | GSD | 1 | 1 | 1 | 1 | 1 | 1 | 1 | 1 | 1 | 1 | 1 | 1 | CasTgsd812 | CasT | gsd | 812 | 9.0996 | 400 | [30 empty] | 0 | 0 | 0
812 | Refrigeration | LED | Assembly | New | Refrigerated Display Case LED Lighting | 0.022749 | 0.018048 |  | 151.66 | 1 | 0.79333 | 6666.6667 | 16 |  | 56.6 | 2488.0215 | Per Unit | GSD | 1 | 1 | 1 | 1 | 1 | 1 | 1 | 1 | 1 | 1 | 1 | 1 | CasNgsd812 | CasN | gsd | 812 | 9.0996 | 400 | [30 empty] | 0 | 0 | 0
812 | Refrigeration | LED | College and University | Turnover | Refrigerated Display Case LED Lighting | 0.022749 | 0.018048 |  | 151.66 | 1 | 0.79333 | 6666.6667 | 16 |  | 56.6 | 2488.0215 | Per Unit | GSD | 1 | 1 | 1 | 1 | 1 | 1 | 1 | 1 | 1 | 1 | 1 | 1 | CcoTgsd812 | CcoT | gsd | 812 | 9.0996 | 400 | [30 empty] | 0 | 0 | 0
812 | Refrigeration | LED | College and University | New | Refrigerated Display Case LED Lighting | 0.022749 | 0.018048 |  | 151.66 | 1 | 0.79333 | 6666.6667 | 16 |  | 56.6 | 2488.0215 | Per Unit | GSD | 1 | 1 | 1 | 1 | 1 | 1 | 1 | 1 | 1 | 1 | 1 | 1 | CcoNgsd812 | CcoN | gsd | 812 | 9.0996 | 400 | [30 empty] | 0 | 0 | 0
812 | Refrigeration | LED | Data Center | Turnover | Refrigerated Display Case LED Lighting | 0.021687 | 0.017593 |  | 151.66 | 1 | 0.81119 | 6993.007 | 16 |  | 56.6 | 2609.8127 | Per Unit | GSD | 1 | 1 | 1 | 1 | 1 | 1 | 1 | 1 | 1 | 1 | 1 | 1 | CdaTgsd812 | CdaT | gsd | 812 | 9.0996 | 419.5804 | [30 empty] | 0 | 0 | 0
812 | Refrigeration | LED | Data Center | New | Refrigerated Display Case LED Lighting | 0.021687 | 0.017593 |  | 151.66 | 1 | 0.81119 | 6993.007 | 16 |  | 56.6 | 2609.8127 | Per Unit | GSD | 1 | 1 | 1 | 1 | 1 | 1 | 1 | 1 | 1 | 1 | 1 | 1 | CdaNgsd812 | CdaN | gsd | 812 | 9.0996 | 419.5804 | [30 empty] | 0 | 0 | 0
812 | Refrigeration | LED | Grocery | Turnover | Refrigerated Display Case LED Lighting | 0.022749 | 0.018048 |  | 151.66 | 1 | 0.79333 | 6666.6667 | 16 |  | 56.6 | 2488.0215 | Per Unit | GSD | 1 | 1 | 1 | 1 | 1 | 1 | 1 | 1 | 1 | 1 | 1 | 1 | CgrTgsd812 | CgrT | gsd | 812 | 9.0996 | 400 | [30 empty] | 5.0773 | 0.7607 | 0.60176
812 | Refrigeration | LED | Grocery | New | Refrigerated Display Case LED Lighting | 0.022749 | 0.018048 |  | 151.66 | 1 | 0.79333 | 6666.6667 | 16 |  | 56.6 | 2488.0215 | Per Unit | GSD | 1 | 1 | 1 | 1 | 1 | 1 | 1 | 1 | 1 | 1 | 1 | 1 | CgrNgsd812 | CgrN | gsd | 812 | 9.0996 | 400 | [30 empty] | 0.047333 | 0.0070917 | 0.0056099
812 | Refrigeration | LED | Healthcare | Turnover | Refrigerated Display Case LED Lighting | 0.022749 | 0.018048 |  | 151.66 | 1 | 0.79333 | 6666.6667 | 16 |  | 56.6 | 2488.0215 | Per Unit | GSD | 1 | 1 | 1 | 1 | 1 | 1 | 1 | 1 | 1 | 1 | 1 | 1 | CheTgsd812 | CheT | gsd | 812 | 9.0996 | 400 | [30 empty] | 0 | 0 | 0
812 | Refrigeration | LED | Healthcare | New | Refrigerated Display Case LED Lighting | 0.022749 | 0.018048 |  | 151.66 | 1 | 0.79333 | 6666.6667 | 16 |  | 56.6 | 2488.0215 | Per Unit | GSD | 1 | 1 | 1 | 1 | 1 | 1 | 1 | 1 | 1 | 1 | 1 | 1 | CheNgsd812 | CheN | gsd | 812 | 9.0996 | 400 | [30 empty] | 0 | 0 | 0
812 | Refrigeration | LED | Hospitals | Turnover | Refrigerated Display Case LED Lighting | 0.022749 | 0.018048 |  | 151.66 | 1 | 0.79333 | 6666.6667 | 16 |  | 56.6 | 2488.0215 | Per Unit | GSD | 1 | 1 | 1 | 1 | 1 | 1 | 1 | 1 | 1 | 1 | 1 | 1 | ChoTgsd812 | ChoT | gsd | 812 | 9.0996 | 400 | [30 empty] | 0 | 0 | 0
812 | Refrigeration | LED | Hospitals | New | Refrigerated Display Case LED Lighting | 0.022749 | 0.018048 |  | 151.66 | 1 | 0.79333 | 6666.6667 | 16 |  | 56.6 | 2488.0215 | Per Unit | GSD | 1 | 1 | 1 | 1 | 1 | 1 | 1 | 1 | 1 | 1 | 1 | 1 | ChoNgsd812 | ChoN | gsd | 812 | 9.0996 | 400 | [30 empty] | 0 | 0 | 0
812 | Refrigeration | LED | Institutional | Turnover | Refrigerated Display Case LED Lighting | 0.021687 | 0.017593 |  | 151.66 | 1 | 0.81119 | 6993.007 | 16 |  | 56.6 | 2609.8127 | Per Unit | GSD | 1 | 1 | 1 | 1 | 1 | 1 | 1 | 1 | 1 | 1 | 1 | 1 | CinTgsd812 | CinT | gsd | 812 | 9.0996 | 419.5804 | [30 empty] | 0 | 0 | 0
812 | Refrigeration | LED | Institutional | New | Refrigerated Display Case LED Lighting | 0.021687 | 0.017593 |  | 151.66 | 1 | 0.81119 | 6993.007 | 16 |  | 56.6 | 2609.8127 | Per Unit | GSD | 1 | 1 | 1 | 1 | 1 | 1 | 1 | 1 | 1 | 1 | 1 | 1 | CinNgsd812 | CinN | gsd | 812 | 9.0996 | 419.5804 | [30 empty] | 0 | 0 | 0
812 | Refrigeration | LED | Lodging/Hospitality | Turnover | Refrigerated Display Case LED Lighting | 0.022749 | 0.018048 |  | 151.66 | 1 | 0.79333 | 6666.6667 | 16 |  | 56.6 | 2488.0215 | Per Unit | GSD | 1 | 1 | 1 | 1 | 1 | 1 | 1 | 1 | 1 | 1 | 1 | 1 | CloTgsd812 | CloT | gsd | 812 | 9.0996 | 400 | [30 empty] | 0 | 0 | 0
812 | Refrigeration | LED | Lodging/Hospitality | New | Refrigerated Display Case LED Lighting | 0.022749 | 0.018048 |  | 151.66 | 1 | 0.79333 | 6666.6667 | 16 |  | 56.6 | 2488.0215 | Per Unit | GSD | 1 | 1 | 1 | 1 | 1 | 1 | 1 | 1 | 1 | 1 | 1 | 1 | CloNgsd812 | CloN | gsd | 812 | 9.0996 | 400 | [30 empty] | 0 | 0 | 0
812 | Refrigeration | LED | Miscellaneous | Turnover | Refrigerated Display Case LED Lighting | 0.021687 | 0.017593 |  | 151.66 | 1 | 0.81119 | 6993.007 | 16 |  | 56.6 | 2609.8127 | Per Unit | GSD | 1 | 1 | 1 | 1 | 1 | 1 | 1 | 1 | 1 | 1 | 1 | 1 | CmiTgsd812 | CmiT | gsd | 812 | 9.0996 | 419.5804 | [30 empty] | 0 | 0 | 0
812 | Refrigeration | LED | Miscellaneous | New | Refrigerated Display Case LED Lighting | 0.021687 | 0.017593 |  | 151.66 | 1 | 0.81119 | 6993.007 | 16 |  | 56.6 | 2609.8127 | Per Unit | GSD | 1 | 1 | 1 | 1 | 1 | 1 | 1 | 1 | 1 | 1 | 1 | 1 | CmiNgsd812 | CmiN | gsd | 812 | 9.0996 | 419.5804 | [30 empty] | 0 | 0 | 0
812 | Refrigeration | LED | Offices | Turnover | Refrigerated Display Case LED Lighting | 0.021687 | 0.017593 |  | 151.66 | 1 | 0.81119 | 6993.007 | 16 |  | 56.6 | 2609.8127 | Per Unit | GSD | 1 | 1 | 1 | 1 | 1 | 1 | 1 | 1 | 1 | 1 | 1 | 1 | CofTgsd812 | CofT | gsd | 812 | 9.0996 | 419.5804 | [30 empty] | 0 | 0 | 0
812 | Refrigeration | LED | Offices | New | Refrigerated Display Case LED Lighting | 0.021687 | 0.017593 |  | 151.66 | 1 | 0.81119 | 6993.007 | 16 |  | 56.6 | 2609.8127 | Per Unit | GSD | 1 | 1 | 1 | 1 | 1 | 1 | 1 | 1 | 1 | 1 | 1 | 1 | CofNgsd812 | CofN | gsd | 812 | 9.0996 | 419.5804 | [30 empty] | 0 | 0 | 0
812 | Refrigeration | LED | Restaurants | Turnover | Refrigerated Display Case LED Lighting | 0.021384 | 0.017138 |  | 151.66 | 1 | 0.80142 | 7092.1986 | 16 |  | 56.6 | 2646.8313 | Per Unit | GSD | 1 | 1 | 1 | 1 | 1 | 1 | 1 | 1 | 1 | 1 | 1 | 1 | CreTgsd812 | CreT | gsd | 812 | 9.0996 | 425.5319 | [30 empty] | 0 | 0 | 0
812 | Refrigeration | LED | Restaurants | New | Refrigerated Display Case LED Lighting | 0.021384 | 0.017138 |  | 151.66 | 1 | 0.80142 | 7092.1986 | 16 |  | 56.6 | 2646.8313 | Per Unit | GSD | 1 | 1 | 1 | 1 | 1 | 1 | 1 | 1 | 1 | 1 | 1 | 1 | CreNgsd812 | CreN | gsd | 812 | 9.0996 | 425.5319 | [30 empty] | 0 | 0 | 0
812 | Refrigeration | LED | Retail | Turnover | Refrigerated Display Case LED Lighting | 0.022749 | 0.018048 |  | 151.66 | 1 | 0.79333 | 6666.6667 | 16 |  | 56.6 | 2488.0215 | Per Unit | GSD | 1 | 1 | 1 | 1 | 1 | 1 | 1 | 1 | 1 | 1 | 1 | 1 | CrtTgsd812 | CrtT | gsd | 812 | 9.0996 | 400 | [30 empty] | 0 | 0 | 0
812 | Refrigeration | LED | Retail | New | Refrigerated Display Case LED Lighting | 0.022749 | 0.018048 |  | 151.66 | 1 | 0.79333 | 6666.6667 | 16 |  | 56.6 | 2488.0215 | Per Unit | GSD | 1 | 1 | 1 | 1 | 1 | 1 | 1 | 1 | 1 | 1 | 1 | 1 | CrtNgsd812 | CrtN | gsd | 812 | 9.0996 | 400 | [30 empty] | 0 | 0 | 0
812 | Refrigeration | LED | Schools K-12 | Turnover | Refrigerated Display Case LED Lighting | 0.021687 | 0.017593 |  | 151.66 | 1 | 0.81119 | 6993.007 | 16 |  | 56.6 | 2609.8127 | Per Unit | GSD | 1 | 1 | 1 | 1 | 1 | 1 | 1 | 1 | 1 | 1 | 1 | 1 | CscTgsd812 | CscT | gsd | 812 | 9.0996 | 419.5804 | [30 empty] | 0 | 0 | 0
812 | Refrigeration | LED | Schools K-12 | New | Refrigerated Display Case LED Lighting | 0.021687 | 0.017593 |  | 151.66 | 1 | 0.81119 | 6993.007 | 16 |  | 56.6 | 2609.8127 | Per Unit | GSD | 1 | 1 | 1 | 1 | 1 | 1 | 1 | 1 | 1 | 1 | 1 | 1 | CscNgsd812 | CscN | gsd | 812 | 9.0996 | 419.5804 | [30 empty] | 0 | 0 | 0
812 | Refrigeration | LED | Warehouse | Turnover | Refrigerated Display Case LED Lighting | 0.021687 | 0.017593 |  | 151.66 | 1 | 0.81119 | 6993.007 | 16 |  | 56.6 | 2609.8127 | Per Unit | GSD | 1 | 1 | 1 | 1 | 1 | 1 | 1 | 1 | 1 | 1 | 1 | 1 | CwaTgsd812 | CwaT | gsd | 812 | 9.0996 | 419.5804 | [30 empty] | 0 | 0 | 0
812 | Refrigeration | LED | Warehouse | New | Refrigerated Display Case LED Lighting | 0.021687 | 0.017593 |  | 151.66 | 1 | 0.81119 | 6993.007 | 16 |  | 56.6 | 2609.8127 | Per Unit | GSD | 1 | 1 | 1 | 1 | 1 | 1 | 1 | 1 | 1 | 1 | 1 | 1 | CwaNgsd812 | CwaN | gsd | 812 | 9.0996 | 419.5804 | [30 empty] | 0 | 0 | 0
813 | Refrigeration | Misc | Assembly | Existing | PSC to ECM Evaporator Fan Motor (Reach-In) | 0.083988 | 0.06663 |  | 559.92 | 1 | 0.79333 | 6666.6667 | 15 |  | 313 | 3726.7229 | Per Unit | GSD | 1 | 1 | 1 | 1 | 1 | 1 | 1 | 1 | 1 | 1 | 1 | 1 | CasEgsd813 | CasE | gsd | 813 | 33.5952 | 400 | [30 empty] | 0 | 0 | 0
813 | Refrigeration | Misc | Assembly | New | PSC to ECM Evaporator Fan Motor (Reach-In) | 0.083988 | 0.06663 |  | 559.92 | 1 | 0.79333 | 6666.6667 | 15 |  | 313 | 3726.7229 | Per Unit | GSD | 1 | 1 | 1 | 1 | 1 | 1 | 1 | 1 | 1 | 1 | 1 | 1 | CasNgsd813 | CasN | gsd | 813 | 33.5952 | 400 | [30 empty] | 0 | 0 | 0
813 | Refrigeration | Misc | College and University | Existing | PSC to ECM Evaporator Fan Motor (Reach-In) | 0.083988 | 0.06663 |  | 559.92 | 1 | 0.79333 | 6666.6667 | 15 |  | 313 | 3726.7229 | Per Unit | GSD | 1 | 1 | 1 | 1 | 1 | 1 | 1 | 1 | 1 | 1 | 1 | 1 | CcoEgsd813 | CcoE | gsd | 813 | 33.5952 | 400 | [30 empty] | 0 | 0 | 0
813 | Refrigeration | Misc | College and University | New | PSC to ECM Evaporator Fan Motor (Reach-In) | 0.083988 | 0.06663 |  | 559.92 | 1 | 0.79333 | 6666.6667 | 15 |  | 313 | 3726.7229 | Per Unit | GSD | 1 | 1 | 1 | 1 | 1 | 1 | 1 | 1 | 1 | 1 | 1 | 1 | CcoNgsd813 | CcoN | gsd | 813 | 33.5952 | 400 | [30 empty] | 0 | 0 | 0
813 | Refrigeration | Misc | Data Center | Existing | PSC to ECM Evaporator Fan Motor (Reach-In) | 0.080069 | 0.064951 |  | 559.92 | 1 | 0.81119 | 6993.007 | 15 |  | 313 | 3909.1499 | Per Unit | GSD | 1 | 1 | 1 | 1 | 1 | 1 | 1 | 1 | 1 | 1 | 1 | 1 | CdaEgsd813 | CdaE | gsd | 813 | 33.5952 | 419.5804 | [30 empty] | 0 | 0 | 0
813 | Refrigeration | Misc | Data Center | New | PSC to ECM Evaporator Fan Motor (Reach-In) | 0.080069 | 0.064951 |  | 559.92 | 1 | 0.81119 | 6993.007 | 15 |  | 313 | 3909.1499 | Per Unit | GSD | 1 | 1 | 1 | 1 | 1 | 1 | 1 | 1 | 1 | 1 | 1 | 1 | CdaNgsd813 | CdaN | gsd | 813 | 33.5952 | 419.5804 | [30 empty] | 0 | 0 | 0
813 | Refrigeration | Misc | Grocery | Existing | PSC to ECM Evaporator Fan Motor (Reach-In) | 0.083988 | 0.06663 |  | 559.92 | 1 | 0.79333 | 6666.6667 | 15 |  | 313 | 3726.7229 | Per Unit | GSD | 1 | 1 | 1 | 1 | 1 | 1 | 1 | 1 | 1 | 1 | 1 | 1 | CgrEgsd813 | CgrE | gsd | 813 | 33.5952 | 400 | [30 empty] | 114.6333 | 17.1748 | 13.5862
813 | Refrigeration | Misc | Grocery | New | PSC to ECM Evaporator Fan Motor (Reach-In) | 0.083988 | 0.06663 |  | 559.92 | 1 | 0.79333 | 6666.6667 | 15 |  | 313 | 3726.7229 | Per Unit | GSD | 1 | 1 | 1 | 1 | 1 | 1 | 1 | 1 | 1 | 1 | 1 | 1 | CgrNgsd813 | CgrN | gsd | 813 | 33.5952 | 400 | [30 empty] | 0.79108 | 0.11852 | 0.093758
813 | Refrigeration | Misc | Healthcare | Existing | PSC to ECM Evaporator Fan Motor (Reach-In) | 0.083988 | 0.06663 |  | 559.92 | 1 | 0.79333 | 6666.6667 | 15 |  | 313 | 3726.7229 | Per Unit | GSD | 1 | 1 | 1 | 1 | 1 | 1 | 1 | 1 | 1 | 1 | 1 | 1 | CheEgsd813 | CheE | gsd | 813 | 33.5952 | 400 | [30 empty] | 0 | 0 | 0
813 | Refrigeration | Misc | Healthcare | New | PSC to ECM Evaporator Fan Motor (Reach-In) | 0.083988 | 0.06663 |  | 559.92 | 1 | 0.79333 | 6666.6667 | 15 |  | 313 | 3726.7229 | Per Unit | GSD | 1 | 1 | 1 | 1 | 1 | 1 | 1 | 1 | 1 | 1 | 1 | 1 | CheNgsd813 | CheN | gsd | 813 | 33.5952 | 400 | [30 empty] | 0 | 0 | 0
813 | Refrigeration | Misc | Hospitals | Existing | PSC to ECM Evaporator Fan Motor (Reach-In) | 0.083988 | 0.06663 |  | 559.92 | 1 | 0.79333 | 6666.6667 | 15 |  | 313 | 3726.7229 | Per Unit | GSD | 1 | 1 | 1 | 1 | 1 | 1 | 1 | 1 | 1 | 1 | 1 | 1 | ChoEgsd813 | ChoE | gsd | 813 | 33.5952 | 400 | [30 empty] | 0 | 0 | 0
813 | Refrigeration | Misc | Hospitals | New | PSC to ECM Evaporator Fan Motor (Reach-In) | 0.083988 | 0.06663 |  | 559.92 | 1 | 0.79333 | 6666.6667 | 15 |  | 313 | 3726.7229 | Per Unit | GSD | 1 | 1 | 1 | 1 | 1 | 1 | 1 | 1 | 1 | 1 | 1 | 1 | ChoNgsd813 | ChoN | gsd | 813 | 33.5952 | 400 | [30 empty] | 0 | 0 | 0
813 | Refrigeration | Misc | Institutional | Existing | PSC to ECM Evaporator Fan Motor (Reach-In) | 0.080069 | 0.064951 |  | 559.92 | 1 | 0.81119 | 6993.007 | 15 |  | 313 | 3909.1499 | Per Unit | GSD | 1 | 1 | 1 | 1 | 1 | 1 | 1 | 1 | 1 | 1 | 1 | 1 | CinEgsd813 | CinE | gsd | 813 | 33.5952 | 419.5804 | [30 empty] | 0 | 0 | 0
813 | Refrigeration | Misc | Institutional | New | PSC to ECM Evaporator Fan Motor (Reach-In) | 0.080069 | 0.064951 |  | 559.92 | 1 | 0.81119 | 6993.007 | 15 |  | 313 | 3909.1499 | Per Unit | GSD | 1 | 1 | 1 | 1 | 1 | 1 | 1 | 1 | 1 | 1 | 1 | 1 | CinNgsd813 | CinN | gsd | 813 | 33.5952 | 419.5804 | [30 empty] | 0 | 0 | 0
813 | Refrigeration | Misc | Lodging/Hospitality | Existing | PSC to ECM Evaporator Fan Motor (Reach-In) | 0.083988 | 0.06663 |  | 559.92 | 1 | 0.79333 | 6666.6667 | 15 |  | 313 | 3726.7229 | Per Unit | GSD | 1 | 1 | 1 | 1 | 1 | 1 | 1 | 1 | 1 | 1 | 1 | 1 | CloEgsd813 | CloE | gsd | 813 | 33.5952 | 400 | [30 empty] | 0 | 0 | 0
813 | Refrigeration | Misc | Lodging/Hospitality | New | PSC to ECM Evaporator Fan Motor (Reach-In) | 0.083988 | 0.06663 |  | 559.92 | 1 | 0.79333 | 6666.6667 | 15 |  | 313 | 3726.7229 | Per Unit | GSD | 1 | 1 | 1 | 1 | 1 | 1 | 1 | 1 | 1 | 1 | 1 | 1 | CloNgsd813 | CloN | gsd | 813 | 33.5952 | 400 | [30 empty] | 0 | 0 | 0
813 | Refrigeration | Misc | Miscellaneous | Existing | PSC to ECM Evaporator Fan Motor (Reach-In) | 0.080069 | 0.064951 |  | 559.92 | 1 | 0.81119 | 6993.007 | 15 |  | 313 | 3909.1499 | Per Unit | GSD | 1 | 1 | 1 | 1 | 1 | 1 | 1 | 1 | 1 | 1 | 1 | 1 | CmiEgsd813 | CmiE | gsd | 813 | 33.5952 | 419.5804 | [30 empty] | 0 | 0 | 0
813 | Refrigeration | Misc | Miscellaneous | New | PSC to ECM Evaporator Fan Motor (Reach-In) | 0.080069 | 0.064951 |  | 559.92 | 1 | 0.81119 | 6993.007 | 15 |  | 313 | 3909.1499 | Per Unit | GSD | 1 | 1 | 1 | 1 | 1 | 1 | 1 | 1 | 1 | 1 | 1 | 1 | CmiNgsd813 | CmiN | gsd | 813 | 33.5952 | 419.5804 | [30 empty] | 0 | 0 | 0
813 | Refrigeration | Misc | Offices | Existing | PSC to ECM Evaporator Fan Motor (Reach-In) | 0.080069 | 0.064951 |  | 559.92 | 1 | 0.81119 | 6993.007 | 15 |  | 313 | 3909.1499 | Per Unit | GSD | 1 | 1 | 1 | 1 | 1 | 1 | 1 | 1 | 1 | 1 | 1 | 1 | CofEgsd813 | CofE | gsd | 813 | 33.5952 | 419.5804 | [30 empty] | 0 | 0 | 0
813 | Refrigeration | Misc | Offices | New | PSC to ECM Evaporator Fan Motor (Reach-In) | 0.080069 | 0.064951 |  | 559.92 | 1 | 0.81119 | 6993.007 | 15 |  | 313 | 3909.1499 | Per Unit | GSD | 1 | 1 | 1 | 1 | 1 | 1 | 1 | 1 | 1 | 1 | 1 | 1 | CofNgsd813 | CofN | gsd | 813 | 33.5952 | 419.5804 | [30 empty] | 0 | 0 | 0
813 | Refrigeration | Misc | Restaurants | Existing | PSC to ECM Evaporator Fan Motor (Reach-In) | 0.078949 | 0.063271 |  | 559.92 | 1 | 0.80142 | 7092.1986 | 15 |  | 313 | 3964.5988 | Per Unit | GSD | 1 | 1 | 1 | 1 | 1 | 1 | 1 | 1 | 1 | 1 | 1 | 1 | CreEgsd813 | CreE | gsd | 813 | 33.5952 | 425.5319 | [30 empty] | 0 | 0 | 0
813 | Refrigeration | Misc | Restaurants | New | PSC to ECM Evaporator Fan Motor (Reach-In) | 0.078949 | 0.063271 |  | 559.92 | 1 | 0.80142 | 7092.1986 | 15 |  | 313 | 3964.5988 | Per Unit | GSD | 1 | 1 | 1 | 1 | 1 | 1 | 1 | 1 | 1 | 1 | 1 | 1 | CreNgsd813 | CreN | gsd | 813 | 33.5952 | 425.5319 | [30 empty] | 0 | 0 | 0
813 | Refrigeration | Misc | Retail | Existing | PSC to ECM Evaporator Fan Motor (Reach-In) | 0.083988 | 0.06663 |  | 559.92 | 1 | 0.79333 | 6666.6667 | 15 |  | 313 | 3726.7229 | Per Unit | GSD | 1 | 1 | 1 | 1 | 1 | 1 | 1 | 1 | 1 | 1 | 1 | 1 | CrtEgsd813 | CrtE | gsd | 813 | 33.5952 | 400 | [30 empty] | 0 | 0 | 0
813 | Refrigeration | Misc | Retail | New | PSC to ECM Evaporator Fan Motor (Reach-In) | 0.083988 | 0.06663 |  | 559.92 | 1 | 0.79333 | 6666.6667 | 15 |  | 313 | 3726.7229 | Per Unit | GSD | 1 | 1 | 1 | 1 | 1 | 1 | 1 | 1 | 1 | 1 | 1 | 1 | CrtNgsd813 | CrtN | gsd | 813 | 33.5952 | 400 | [30 empty] | 0 | 0 | 0
813 | Refrigeration | Misc | Schools K-12 | Existing | PSC to ECM Evaporator Fan Motor (Reach-In) | 0.080069 | 0.064951 |  | 559.92 | 1 | 0.81119 | 6993.007 | 15 |  | 313 | 3909.1499 | Per Unit | GSD | 1 | 1 | 1 | 1 | 1 | 1 | 1 | 1 | 1 | 1 | 1 | 1 | CscEgsd813 | CscE | gsd | 813 | 33.5952 | 419.5804 | [30 empty] | 0 | 0 | 0
813 | Refrigeration | Misc | Schools K-12 | New | PSC to ECM Evaporator Fan Motor (Reach-In) | 0.080069 | 0.064951 |  | 559.92 | 1 | 0.81119 | 6993.007 | 15 |  | 313 | 3909.1499 | Per Unit | GSD | 1 | 1 | 1 | 1 | 1 | 1 | 1 | 1 | 1 | 1 | 1 | 1 | CscNgsd813 | CscN | gsd | 813 | 33.5952 | 419.5804 | [30 empty] | 0 | 0 | 0
813 | Refrigeration | Misc | Warehouse | Existing | PSC to ECM Evaporator Fan Motor (Reach-In) | 0.080069 | 0.064951 |  | 559.92 | 1 | 0.81119 | 6993.007 | 15 |  | 313 | 3909.1499 | Per Unit | GSD | 1 | 1 | 1 | 1 | 1 | 1 | 1 | 1 | 1 | 1 | 1 | 1 | CwaEgsd813 | CwaE | gsd | 813 | 33.5952 | 419.5804 | [30 empty] | 0 | 0 | 0
813 | Refrigeration | Misc | Warehouse | New | PSC to ECM Evaporator Fan Motor (Reach-In) | 0.080069 | 0.064951 |  | 559.92 | 1 | 0.81119 | 6993.007 | 15 |  | 313 | 3909.1499 | Per Unit | GSD | 1 | 1 | 1 | 1 | 1 | 1 | 1 | 1 | 1 | 1 | 1 | 1 | CwaNgsd813 | CwaN | gsd | 813 | 33.5952 | 419.5804 | [30 empty] | 0 | 0 | 0
814 | Refrigeration | Misc | Assembly | Existing | PSC to ECM Evaporator Fan Motor (Walk-In, Refrigerator) | 0.051945 | 0.04121 |  | 346.3 | 1 | 0.79333 | 6666.6667 | 15 |  | 313 | 6025.604 | Per Unit | GSD | 0.57723 | 0.60437 | 0.83705 | 1.097 | 1.2026 | 1.2026 | 1.289 | 1.2891 | 1.2453 | 1.1192 | 0.77553 | 0.85362 | CasEgsd814 | CasE | gsd | 814 | 20.778 | 400 | [30 empty] | 0 | 0 | 0
814 | Refrigeration | Misc | Assembly | New | PSC to ECM Evaporator Fan Motor (Walk-In, Refrigerator) | 0.051945 | 0.04121 |  | 346.3 | 1 | 0.79333 | 6666.6667 | 15 |  | 313 | 6025.604 | Per Unit | GSD | 0.57723 | 0.60437 | 0.83705 | 1.097 | 1.2026 | 1.2026 | 1.289 | 1.2891 | 1.2453 | 1.1192 | 0.77553 | 0.85362 | CasNgsd814 | CasN | gsd | 814 | 20.778 | 400 | [30 empty] | 0 | 0 | 0
814 | Refrigeration | Misc | College and University | Existing | PSC to ECM Evaporator Fan Motor (Walk-In, Refrigerator) | 0.051945 | 0.04121 |  | 346.3 | 1 | 0.79333 | 6666.6667 | 15 |  | 313 | 6025.604 | Per Unit | GSD | 0.57723 | 0.60437 | 0.83705 | 1.097 | 1.2026 | 1.2026 | 1.289 | 1.2891 | 1.2453 | 1.1192 | 0.77553 | 0.85362 | CcoEgsd814 | CcoE | gsd | 814 | 20.778 | 400 | [30 empty] | 0 | 0 | 0
814 | Refrigeration | Misc | College and University | New | PSC to ECM Evaporator Fan Motor (Walk-In, Refrigerator) | 0.051945 | 0.04121 |  | 346.3 | 1 | 0.79333 | 6666.6667 | 15 |  | 313 | 6025.604 | Per Unit | GSD | 0.57723 | 0.60437 | 0.83705 | 1.097 | 1.2026 | 1.2026 | 1.289 | 1.2891 | 1.2453 | 1.1192 | 0.77553 | 0.85362 | CcoNgsd814 | CcoN | gsd | 814 | 20.778 | 400 | [30 empty] | 0 | 0 | 0
814 | Refrigeration | Misc | Data Center | Existing | PSC to ECM Evaporator Fan Motor (Walk-In, Refrigerator) | 0.049521 | 0.040171 |  | 346.3 | 1 | 0.81119 | 6993.007 | 15 |  | 313 | 6320.5636 | Per Unit | GSD | 0.57723 | 0.60437 | 0.83705 | 1.097 | 1.2026 | 1.2026 | 1.289 | 1.2891 | 1.2453 | 1.1192 | 0.77553 | 0.85362 | CdaEgsd814 | CdaE | gsd | 814 | 20.778 | 419.5804 | [30 empty] | 0 | 0 | 0
814 | Refrigeration | Misc | Data Center | New | PSC to ECM Evaporator Fan Motor (Walk-In, Refrigerator) | 0.049521 | 0.040171 |  | 346.3 | 1 | 0.81119 | 6993.007 | 15 |  | 313 | 6320.5636 | Per Unit | GSD | 0.57723 | 0.60437 | 0.83705 | 1.097 | 1.2026 | 1.2026 | 1.289 | 1.2891 | 1.2453 | 1.1192 | 0.77553 | 0.85362 | CdaNgsd814 | CdaN | gsd | 814 | 20.778 | 419.5804 | [30 empty] | 0 | 0 | 0
814 | Refrigeration | Misc | Grocery | Existing | PSC to ECM Evaporator Fan Motor (Walk-In, Refrigerator) | 0.051945 | 0.04121 |  | 346.3 | 1 | 0.79333 | 6666.6667 | 15 |  | 313 | 6025.604 | Per Unit | GSD | 0.57723 | 0.60437 | 0.83705 | 1.097 | 1.2026 | 1.2026 | 1.289 | 1.2891 | 1.2453 | 1.1192 | 0.77553 | 0.85362 | CgrEgsd814 | CgrE | gsd | 814 | 20.778 | 400 | [30 empty] | 238.0198 | 35.6611 | 28.2099
814 | Refrigeration | Misc | Grocery | New | PSC to ECM Evaporator Fan Motor (Walk-In, Refrigerator) | 0.051945 | 0.04121 |  | 346.3 | 1 | 0.79333 | 6666.6667 | 15 |  | 313 | 6025.604 | Per Unit | GSD | 0.57723 | 0.60437 | 0.83705 | 1.097 | 1.2026 | 1.2026 | 1.289 | 1.2891 | 1.2453 | 1.1192 | 0.77553 | 0.85362 | CgrNgsd814 | CgrN | gsd | 814 | 20.778 | 400 | [30 empty] | 2.6253 | 0.39333 | 0.31115
814 | Refrigeration | Misc | Healthcare | Existing | PSC to ECM Evaporator Fan Motor (Walk-In, Refrigerator) | 0.051945 | 0.04121 |  | 346.3 | 1 | 0.79333 | 6666.6667 | 15 |  | 313 | 6025.604 | Per Unit | GSD | 0.57723 | 0.60437 | 0.83705 | 1.097 | 1.2026 | 1.2026 | 1.289 | 1.2891 | 1.2453 | 1.1192 | 0.77553 | 0.85362 | CheEgsd814 | CheE | gsd | 814 | 20.778 | 400 | [30 empty] | 0 | 0 | 0
814 | Refrigeration | Misc | Healthcare | New | PSC to ECM Evaporator Fan Motor (Walk-In, Refrigerator) | 0.051945 | 0.04121 |  | 346.3 | 1 | 0.79333 | 6666.6667 | 15 |  | 313 | 6025.604 | Per Unit | GSD | 0.57723 | 0.60437 | 0.83705 | 1.097 | 1.2026 | 1.2026 | 1.289 | 1.2891 | 1.2453 | 1.1192 | 0.77553 | 0.85362 | CheNgsd814 | CheN | gsd | 814 | 20.778 | 400 | [30 empty] | 0 | 0 | 0
814 | Refrigeration | Misc | Hospitals | Existing | PSC to ECM Evaporator Fan Motor (Walk-In, Refrigerator) | 0.051945 | 0.04121 |  | 346.3 | 1 | 0.79333 | 6666.6667 | 15 |  | 313 | 6025.604 | Per Unit | GSD | 0.57723 | 0.60437 | 0.83705 | 1.097 | 1.2026 | 1.2026 | 1.289 | 1.2891 | 1.2453 | 1.1192 | 0.77553 | 0.85362 | ChoEgsd814 | ChoE | gsd | 814 | 20.778 | 400 | [30 empty] | 0 | 0 | 0
814 | Refrigeration | Misc | Hospitals | New | PSC to ECM Evaporator Fan Motor (Walk-In, Refrigerator) | 0.051945 | 0.04121 |  | 346.3 | 1 | 0.79333 | 6666.6667 | 15 |  | 313 | 6025.604 | Per Unit | GSD | 0.57723 | 0.60437 | 0.83705 | 1.097 | 1.2026 | 1.2026 | 1.289 | 1.2891 | 1.2453 | 1.1192 | 0.77553 | 0.85362 | ChoNgsd814 | ChoN | gsd | 814 | 20.778 | 400 | [30 empty] | 0 | 0 | 0
814 | Refrigeration | Misc | Institutional | Existing | PSC to ECM Evaporator Fan Motor (Walk-In, Refrigerator) | 0.049521 | 0.040171 |  | 346.3 | 1 | 0.81119 | 6993.007 | 15 |  | 313 | 6320.5636 | Per Unit | GSD | 0.57723 | 0.60437 | 0.83705 | 1.097 | 1.2026 | 1.2026 | 1.289 | 1.2891 | 1.2453 | 1.1192 | 0.77553 | 0.85362 | CinEgsd814 | CinE | gsd | 814 | 20.778 | 419.5804 | [30 empty] | 0 | 0 | 0
814 | Refrigeration | Misc | Institutional | New | PSC to ECM Evaporator Fan Motor (Walk-In, Refrigerator) | 0.049521 | 0.040171 |  | 346.3 | 1 | 0.81119 | 6993.007 | 15 |  | 313 | 6320.5636 | Per Unit | GSD | 0.57723 | 0.60437 | 0.83705 | 1.097 | 1.2026 | 1.2026 | 1.289 | 1.2891 | 1.2453 | 1.1192 | 0.77553 | 0.85362 | CinNgsd814 | CinN | gsd | 814 | 20.778 | 419.5804 | [30 empty] | 0 | 0 | 0
814 | Refrigeration | Misc | Lodging/Hospitality | Existing | PSC to ECM Evaporator Fan Motor (Walk-In, Refrigerator) | 0.051945 | 0.04121 |  | 346.3 | 1 | 0.79333 | 6666.6667 | 15 |  | 313 | 6025.604 | Per Unit | GSD | 0.57723 | 0.60437 | 0.83705 | 1.097 | 1.2026 | 1.2026 | 1.289 | 1.2891 | 1.2453 | 1.1192 | 0.77553 | 0.85362 | CloEgsd814 | CloE | gsd | 814 | 20.778 | 400 | [30 empty] | 0 | 0 | 0
814 | Refrigeration | Misc | Lodging/Hospitality | New | PSC to ECM Evaporator Fan Motor (Walk-In, Refrigerator) | 0.051945 | 0.04121 |  | 346.3 | 1 | 0.79333 | 6666.6667 | 15 |  | 313 | 6025.604 | Per Unit | GSD | 0.57723 | 0.60437 | 0.83705 | 1.097 | 1.2026 | 1.2026 | 1.289 | 1.2891 | 1.2453 | 1.1192 | 0.77553 | 0.85362 | CloNgsd814 | CloN | gsd | 814 | 20.778 | 400 | [30 empty] | 0 | 0 | 0
814 | Refrigeration | Misc | Miscellaneous | Existing | PSC to ECM Evaporator Fan Motor (Walk-In, Refrigerator) | 0.049521 | 0.040171 |  | 346.3 | 1 | 0.81119 | 6993.007 | 15 |  | 313 | 6320.5636 | Per Unit | GSD | 0.57723 | 0.60437 | 0.83705 | 1.097 | 1.2026 | 1.2026 | 1.289 | 1.2891 | 1.2453 | 1.1192 | 0.77553 | 0.85362 | CmiEgsd814 | CmiE | gsd | 814 | 20.778 | 419.5804 | [30 empty] | 0 | 0 | 0
814 | Refrigeration | Misc | Miscellaneous | New | PSC to ECM Evaporator Fan Motor (Walk-In, Refrigerator) | 0.049521 | 0.040171 |  | 346.3 | 1 | 0.81119 | 6993.007 | 15 |  | 313 | 6320.5636 | Per Unit | GSD | 0.57723 | 0.60437 | 0.83705 | 1.097 | 1.2026 | 1.2026 | 1.289 | 1.2891 | 1.2453 | 1.1192 | 0.77553 | 0.85362 | CmiNgsd814 | CmiN | gsd | 814 | 20.778 | 419.5804 | [30 empty] | 0 | 0 | 0
814 | Refrigeration | Misc | Offices | Existing | PSC to ECM Evaporator Fan Motor (Walk-In, Refrigerator) | 0.049521 | 0.040171 |  | 346.3 | 1 | 0.81119 | 6993.007 | 15 |  | 313 | 6320.5636 | Per Unit | GSD | 0.57723 | 0.60437 | 0.83705 | 1.097 | 1.2026 | 1.2026 | 1.289 | 1.2891 | 1.2453 | 1.1192 | 0.77553 | 0.85362 | CofEgsd814 | CofE | gsd | 814 | 20.778 | 419.5804 | [30 empty] | 0 | 0 | 0
814 | Refrigeration | Misc | Offices | New | PSC to ECM Evaporator Fan Motor (Walk-In, Refrigerator) | 0.049521 | 0.040171 |  | 346.3 | 1 | 0.81119 | 6993.007 | 15 |  | 313 | 6320.5636 | Per Unit | GSD | 0.57723 | 0.60437 | 0.83705 | 1.097 | 1.2026 | 1.2026 | 1.289 | 1.2891 | 1.2453 | 1.1192 | 0.77553 | 0.85362 | CofNgsd814 | CofN | gsd | 814 | 20.778 | 419.5804 | [30 empty] | 0 | 0 | 0
814 | Refrigeration | Misc | Restaurants | Existing | PSC to ECM Evaporator Fan Motor (Walk-In, Refrigerator) | 0.048828 | 0.039132 |  | 346.3 | 1 | 0.80142 | 7092.1986 | 15 |  | 313 | 6410.217 | Per Unit | GSD | 0.57723 | 0.60437 | 0.83705 | 1.097 | 1.2026 | 1.2026 | 1.289 | 1.2891 | 1.2453 | 1.1192 | 0.77553 | 0.85362 | CreEgsd814 | CreE | gsd | 814 | 20.778 | 425.5319 | [30 empty] | 0 | 0 | 0
814 | Refrigeration | Misc | Restaurants | New | PSC to ECM Evaporator Fan Motor (Walk-In, Refrigerator) | 0.048828 | 0.039132 |  | 346.3 | 1 | 0.80142 | 7092.1986 | 15 |  | 313 | 6410.217 | Per Unit | GSD | 0.57723 | 0.60437 | 0.83705 | 1.097 | 1.2026 | 1.2026 | 1.289 | 1.2891 | 1.2453 | 1.1192 | 0.77553 | 0.85362 | CreNgsd814 | CreN | gsd | 814 | 20.778 | 425.5319 | [30 empty] | 0 | 0 | 0
814 | Refrigeration | Misc | Retail | Existing | PSC to ECM Evaporator Fan Motor (Walk-In, Refrigerator) | 0.051945 | 0.04121 |  | 346.3 | 1 | 0.79333 | 6666.6667 | 15 |  | 313 | 6025.604 | Per Unit | GSD | 0.57723 | 0.60437 | 0.83705 | 1.097 | 1.2026 | 1.2026 | 1.289 | 1.2891 | 1.2453 | 1.1192 | 0.77553 | 0.85362 | CrtEgsd814 | CrtE | gsd | 814 | 20.778 | 400 | [30 empty] | 0 | 0 | 0
814 | Refrigeration | Misc | Retail | New | PSC to ECM Evaporator Fan Motor (Walk-In, Refrigerator) | 0.051945 | 0.04121 |  | 346.3 | 1 | 0.79333 | 6666.6667 | 15 |  | 313 | 6025.604 | Per Unit | GSD | 0.57723 | 0.60437 | 0.83705 | 1.097 | 1.2026 | 1.2026 | 1.289 | 1.2891 | 1.2453 | 1.1192 | 0.77553 | 0.85362 | CrtNgsd814 | CrtN | gsd | 814 | 20.778 | 400 | [30 empty] | 0 | 0 | 0
814 | Refrigeration | Misc | Schools K-12 | Existing | PSC to ECM Evaporator Fan Motor (Walk-In, Refrigerator) | 0.049521 | 0.040171 |  | 346.3 | 1 | 0.81119 | 6993.007 | 15 |  | 313 | 6320.5636 | Per Unit | GSD | 0.57723 | 0.60437 | 0.83705 | 1.097 | 1.2026 | 1.2026 | 1.289 | 1.2891 | 1.2453 | 1.1192 | 0.77553 | 0.85362 | CscEgsd814 | CscE | gsd | 814 | 20.778 | 419.5804 | [30 empty] | 0 | 0 | 0
814 | Refrigeration | Misc | Schools K-12 | New | PSC to ECM Evaporator Fan Motor (Walk-In, Refrigerator) | 0.049521 | 0.040171 |  | 346.3 | 1 | 0.81119 | 6993.007 | 15 |  | 313 | 6320.5636 | Per Unit | GSD | 0.57723 | 0.60437 | 0.83705 | 1.097 | 1.2026 | 1.2026 | 1.289 | 1.2891 | 1.2453 | 1.1192 | 0.77553 | 0.85362 | CscNgsd814 | CscN | gsd | 814 | 20.778 | 419.5804 | [30 empty] | 0 | 0 | 0
814 | Refrigeration | Misc | Warehouse | Existing | PSC to ECM Evaporator Fan Motor (Walk-In, Refrigerator) | 0.049521 | 0.040171 |  | 346.3 | 1 | 0.81119 | 6993.007 | 15 |  | 313 | 6320.5636 | Per Unit | GSD | 0.57723 | 0.60437 | 0.83705 | 1.097 | 1.2026 | 1.2026 | 1.289 | 1.2891 | 1.2453 | 1.1192 | 0.77553 | 0.85362 | CwaEgsd814 | CwaE | gsd | 814 | 20.778 | 419.5804 | [30 empty] | 0 | 0 | 0
814 | Refrigeration | Misc | Warehouse | New | PSC to ECM Evaporator Fan Motor (Walk-In, Refrigerator) | 0.049521 | 0.040171 |  | 346.3 | 1 | 0.81119 | 6993.007 | 15 |  | 313 | 6320.5636 | Per Unit | GSD | 0.57723 | 0.60437 | 0.83705 | 1.097 | 1.2026 | 1.2026 | 1.289 | 1.2891 | 1.2453 | 1.1192 | 0.77553 | 0.85362 | CwaNgsd814 | CwaN | gsd | 814 | 20.778 | 419.5804 | [30 empty] | 0 | 0 | 0
815 | Refrigeration | Misc | Assembly | Existing | Q-Sync Evaporator Fan Motor | 0.031668 | 0.025123 |  | 211.12 | 1 | 0.79333 | 6666.6667 | 10 |  | 112.5 | 3552.482 | Per Unit | GSD | 0.57723 | 0.60437 | 0.83705 | 1.097 | 1.2026 | 1.2026 | 1.289 | 1.2891 | 1.2453 | 1.1192 | 0.77553 | 0.85362 | CasEgsd815 | CasE | gsd | 815 | 12.6672 | 400 | [30 empty] | 0 | 0 | 0
815 | Refrigeration | Misc | Assembly | New | Q-Sync Evaporator Fan Motor | 0.031668 | 0.025123 |  | 211.12 | 1 | 0.79333 | 6666.6667 | 10 |  | 112.5 | 3552.482 | Per Unit | GSD | 0.57723 | 0.60437 | 0.83705 | 1.097 | 1.2026 | 1.2026 | 1.289 | 1.2891 | 1.2453 | 1.1192 | 0.77553 | 0.85362 | CasNgsd815 | CasN | gsd | 815 | 12.6672 | 400 | [30 empty] | 0 | 0 | 0
815 | Refrigeration | Misc | College and University | Existing | Q-Sync Evaporator Fan Motor | 0.031668 | 0.025123 |  | 211.12 | 1 | 0.79333 | 6666.6667 | 10 |  | 112.5 | 3552.482 | Per Unit | GSD | 0.57723 | 0.60437 | 0.83705 | 1.097 | 1.2026 | 1.2026 | 1.289 | 1.2891 | 1.2453 | 1.1192 | 0.77553 | 0.85362 | CcoEgsd815 | CcoE | gsd | 815 | 12.6672 | 400 | [30 empty] | 0 | 0 | 0
815 | Refrigeration | Misc | College and University | New | Q-Sync Evaporator Fan Motor | 0.031668 | 0.025123 |  | 211.12 | 1 | 0.79333 | 6666.6667 | 10 |  | 112.5 | 3552.482 | Per Unit | GSD | 0.57723 | 0.60437 | 0.83705 | 1.097 | 1.2026 | 1.2026 | 1.289 | 1.2891 | 1.2453 | 1.1192 | 0.77553 | 0.85362 | CcoNgsd815 | CcoN | gsd | 815 | 12.6672 | 400 | [30 empty] | 0 | 0 | 0
815 | Refrigeration | Misc | Data Center | Existing | Q-Sync Evaporator Fan Motor | 0.03019 | 0.02449 |  | 211.12 | 1 | 0.81119 | 6993.007 | 10 |  | 112.5 | 3726.3797 | Per Unit | GSD | 0.57723 | 0.60437 | 0.83705 | 1.097 | 1.2026 | 1.2026 | 1.289 | 1.2891 | 1.2453 | 1.1192 | 0.77553 | 0.85362 | CdaEgsd815 | CdaE | gsd | 815 | 12.6672 | 419.5804 | [30 empty] | 0 | 0 | 0
815 | Refrigeration | Misc | Data Center | New | Q-Sync Evaporator Fan Motor | 0.03019 | 0.02449 |  | 211.12 | 1 | 0.81119 | 6993.007 | 10 |  | 112.5 | 3726.3797 | Per Unit | GSD | 0.57723 | 0.60437 | 0.83705 | 1.097 | 1.2026 | 1.2026 | 1.289 | 1.2891 | 1.2453 | 1.1192 | 0.77553 | 0.85362 | CdaNgsd815 | CdaN | gsd | 815 | 12.6672 | 419.5804 | [30 empty] | 0 | 0 | 0
815 | Refrigeration | Misc | Grocery | Existing | Q-Sync Evaporator Fan Motor | 0.031668 | 0.025123 |  | 211.12 | 1 | 0.79333 | 6666.6667 | 10 |  | 112.5 | 3552.482 | Per Unit | GSD | 0.57723 | 0.60437 | 0.83705 | 1.097 | 1.2026 | 1.2026 | 1.289 | 1.2891 | 1.2453 | 1.1192 | 0.77553 | 0.85362 | CgrEgsd815 | CgrE | gsd | 815 | 12.6672 | 400 | [30 empty] | 163.7652 | 24.536 | 19.4093
815 | Refrigeration | Misc | Grocery | New | Q-Sync Evaporator Fan Motor | 0.031668 | 0.025123 |  | 211.12 | 1 | 0.79333 | 6666.6667 | 10 |  | 112.5 | 3552.482 | Per Unit | GSD | 0.57723 | 0.60437 | 0.83705 | 1.097 | 1.2026 | 1.2026 | 1.289 | 1.2891 | 1.2453 | 1.1192 | 0.77553 | 0.85362 | CgrNgsd815 | CgrN | gsd | 815 | 12.6672 | 400 | [30 empty] | 1.8063 | 0.27062 | 0.21408
815 | Refrigeration | Misc | Healthcare | Existing | Q-Sync Evaporator Fan Motor | 0.031668 | 0.025123 |  | 211.12 | 1 | 0.79333 | 6666.6667 | 10 |  | 112.5 | 3552.482 | Per Unit | GSD | 0.57723 | 0.60437 | 0.83705 | 1.097 | 1.2026 | 1.2026 | 1.289 | 1.2891 | 1.2453 | 1.1192 | 0.77553 | 0.85362 | CheEgsd815 | CheE | gsd | 815 | 12.6672 | 400 | [30 empty] | 0 | 0 | 0
815 | Refrigeration | Misc | Healthcare | New | Q-Sync Evaporator Fan Motor | 0.031668 | 0.025123 |  | 211.12 | 1 | 0.79333 | 6666.6667 | 10 |  | 112.5 | 3552.482 | Per Unit | GSD | 0.57723 | 0.60437 | 0.83705 | 1.097 | 1.2026 | 1.2026 | 1.289 | 1.2891 | 1.2453 | 1.1192 | 0.77553 | 0.85362 | CheNgsd815 | CheN | gsd | 815 | 12.6672 | 400 | [30 empty] | 0 | 0 | 0
815 | Refrigeration | Misc | Hospitals | Existing | Q-Sync Evaporator Fan Motor | 0.031668 | 0.025123 |  | 211.12 | 1 | 0.79333 | 6666.6667 | 10 |  | 112.5 | 3552.482 | Per Unit | GSD | 0.57723 | 0.60437 | 0.83705 | 1.097 | 1.2026 | 1.2026 | 1.289 | 1.2891 | 1.2453 | 1.1192 | 0.77553 | 0.85362 | ChoEgsd815 | ChoE | gsd | 815 | 12.6672 | 400 | [30 empty] | 0 | 0 | 0
815 | Refrigeration | Misc | Hospitals | New | Q-Sync Evaporator Fan Motor | 0.031668 | 0.025123 |  | 211.12 | 1 | 0.79333 | 6666.6667 | 10 |  | 112.5 | 3552.482 | Per Unit | GSD | 0.57723 | 0.60437 | 0.83705 | 1.097 | 1.2026 | 1.2026 | 1.289 | 1.2891 | 1.2453 | 1.1192 | 0.77553 | 0.85362 | ChoNgsd815 | ChoN | gsd | 815 | 12.6672 | 400 | [30 empty] | 0 | 0 | 0
815 | Refrigeration | Misc | Institutional | Existing | Q-Sync Evaporator Fan Motor | 0.03019 | 0.02449 |  | 211.12 | 1 | 0.81119 | 6993.007 | 10 |  | 112.5 | 3726.3797 | Per Unit | GSD | 0.57723 | 0.60437 | 0.83705 | 1.097 | 1.2026 | 1.2026 | 1.289 | 1.2891 | 1.2453 | 1.1192 | 0.77553 | 0.85362 | CinEgsd815 | CinE | gsd | 815 | 12.6672 | 419.5804 | [30 empty] | 0 | 0 | 0
815 | Refrigeration | Misc | Institutional | New | Q-Sync Evaporator Fan Motor | 0.03019 | 0.02449 |  | 211.12 | 1 | 0.81119 | 6993.007 | 10 |  | 112.5 | 3726.3797 | Per Unit | GSD | 0.57723 | 0.60437 | 0.83705 | 1.097 | 1.2026 | 1.2026 | 1.289 | 1.2891 | 1.2453 | 1.1192 | 0.77553 | 0.85362 | CinNgsd815 | CinN | gsd | 815 | 12.6672 | 419.5804 | [30 empty] | 0 | 0 | 0
815 | Refrigeration | Misc | Lodging/Hospitality | Existing | Q-Sync Evaporator Fan Motor | 0.031668 | 0.025123 |  | 211.12 | 1 | 0.79333 | 6666.6667 | 10 |  | 112.5 | 3552.482 | Per Unit | GSD | 0.57723 | 0.60437 | 0.83705 | 1.097 | 1.2026 | 1.2026 | 1.289 | 1.2891 | 1.2453 | 1.1192 | 0.77553 | 0.85362 | CloEgsd815 | CloE | gsd | 815 | 12.6672 | 400 | [30 empty] | 0 | 0 | 0
815 | Refrigeration | Misc | Lodging/Hospitality | New | Q-Sync Evaporator Fan Motor | 0.031668 | 0.025123 |  | 211.12 | 1 | 0.79333 | 6666.6667 | 10 |  | 112.5 | 3552.482 | Per Unit | GSD | 0.57723 | 0.60437 | 0.83705 | 1.097 | 1.2026 | 1.2026 | 1.289 | 1.2891 | 1.2453 | 1.1192 | 0.77553 | 0.85362 | CloNgsd815 | CloN | gsd | 815 | 12.6672 | 400 | [30 empty] | 0 | 0 | 0
815 | Refrigeration | Misc | Miscellaneous | Existing | Q-Sync Evaporator Fan Motor | 0.03019 | 0.02449 |  | 211.12 | 1 | 0.81119 | 6993.007 | 10 |  | 112.5 | 3726.3797 | Per Unit | GSD | 0.57723 | 0.60437 | 0.83705 | 1.097 | 1.2026 | 1.2026 | 1.289 | 1.2891 | 1.2453 | 1.1192 | 0.77553 | 0.85362 | CmiEgsd815 | CmiE | gsd | 815 | 12.6672 | 419.5804 | [30 empty] | 0 | 0 | 0
815 | Refrigeration | Misc | Miscellaneous | New | Q-Sync Evaporator Fan Motor | 0.03019 | 0.02449 |  | 211.12 | 1 | 0.81119 | 6993.007 | 10 |  | 112.5 | 3726.3797 | Per Unit | GSD | 0.57723 | 0.60437 | 0.83705 | 1.097 | 1.2026 | 1.2026 | 1.289 | 1.2891 | 1.2453 | 1.1192 | 0.77553 | 0.85362 | CmiNgsd815 | CmiN | gsd | 815 | 12.6672 | 419.5804 | [30 empty] | 0 | 0 | 0
815 | Refrigeration | Misc | Offices | Existing | Q-Sync Evaporator Fan Motor | 0.03019 | 0.02449 |  | 211.12 | 1 | 0.81119 | 6993.007 | 10 |  | 112.5 | 3726.3797 | Per Unit | GSD | 0.57723 | 0.60437 | 0.83705 | 1.097 | 1.2026 | 1.2026 | 1.289 | 1.2891 | 1.2453 | 1.1192 | 0.77553 | 0.85362 | CofEgsd815 | CofE | gsd | 815 | 12.6672 | 419.5804 | [30 empty] | 0 | 0 | 0
815 | Refrigeration | Misc | Offices | New | Q-Sync Evaporator Fan Motor | 0.03019 | 0.02449 |  | 211.12 | 1 | 0.81119 | 6993.007 | 10 |  | 112.5 | 3726.3797 | Per Unit | GSD | 0.57723 | 0.60437 | 0.83705 | 1.097 | 1.2026 | 1.2026 | 1.289 | 1.2891 | 1.2453 | 1.1192 | 0.77553 | 0.85362 | CofNgsd815 | CofN | gsd | 815 | 12.6672 | 419.5804 | [30 empty] | 0 | 0 | 0
815 | Refrigeration | Misc | Restaurants | Existing | Q-Sync Evaporator Fan Motor | 0.029768 | 0.023857 |  | 211.12 | 1 | 0.80142 | 7092.1986 | 10 |  | 112.5 | 3779.2362 | Per Unit | GSD | 0.57723 | 0.60437 | 0.83705 | 1.097 | 1.2026 | 1.2026 | 1.289 | 1.2891 | 1.2453 | 1.1192 | 0.77553 | 0.85362 | CreEgsd815 | CreE | gsd | 815 | 12.6672 | 425.5319 | [30 empty] | 0 | 0 | 0
815 | Refrigeration | Misc | Restaurants | New | Q-Sync Evaporator Fan Motor | 0.029768 | 0.023857 |  | 211.12 | 1 | 0.80142 | 7092.1986 | 10 |  | 112.5 | 3779.2362 | Per Unit | GSD | 0.57723 | 0.60437 | 0.83705 | 1.097 | 1.2026 | 1.2026 | 1.289 | 1.2891 | 1.2453 | 1.1192 | 0.77553 | 0.85362 | CreNgsd815 | CreN | gsd | 815 | 12.6672 | 425.5319 | [30 empty] | 0 | 0 | 0
815 | Refrigeration | Misc | Retail | Existing | Q-Sync Evaporator Fan Motor | 0.031668 | 0.025123 |  | 211.12 | 1 | 0.79333 | 6666.6667 | 10 |  | 112.5 | 3552.482 | Per Unit | GSD | 0.57723 | 0.60437 | 0.83705 | 1.097 | 1.2026 | 1.2026 | 1.289 | 1.2891 | 1.2453 | 1.1192 | 0.77553 | 0.85362 | CrtEgsd815 | CrtE | gsd | 815 | 12.6672 | 400 | [30 empty] | 0 | 0 | 0
815 | Refrigeration | Misc | Retail | New | Q-Sync Evaporator Fan Motor | 0.031668 | 0.025123 |  | 211.12 | 1 | 0.79333 | 6666.6667 | 10 |  | 112.5 | 3552.482 | Per Unit | GSD | 0.57723 | 0.60437 | 0.83705 | 1.097 | 1.2026 | 1.2026 | 1.289 | 1.2891 | 1.2453 | 1.1192 | 0.77553 | 0.85362 | CrtNgsd815 | CrtN | gsd | 815 | 12.6672 | 400 | [30 empty] | 0 | 0 | 0
815 | Refrigeration | Misc | Schools K-12 | Existing | Q-Sync Evaporator Fan Motor | 0.03019 | 0.02449 |  | 211.12 | 1 | 0.81119 | 6993.007 | 10 |  | 112.5 | 3726.3797 | Per Unit | GSD | 0.57723 | 0.60437 | 0.83705 | 1.097 | 1.2026 | 1.2026 | 1.289 | 1.2891 | 1.2453 | 1.1192 | 0.77553 | 0.85362 | CscEgsd815 | CscE | gsd | 815 | 12.6672 | 419.5804 | [30 empty] | 0 | 0 | 0
815 | Refrigeration | Misc | Schools K-12 | New | Q-Sync Evaporator Fan Motor | 0.03019 | 0.02449 |  | 211.12 | 1 | 0.81119 | 6993.007 | 10 |  | 112.5 | 3726.3797 | Per Unit | GSD | 0.57723 | 0.60437 | 0.83705 | 1.097 | 1.2026 | 1.2026 | 1.289 | 1.2891 | 1.2453 | 1.1192 | 0.77553 | 0.85362 | CscNgsd815 | CscN | gsd | 815 | 12.6672 | 419.5804 | [30 empty] | 0 | 0 | 0
815 | Refrigeration | Misc | Warehouse | Existing | Q-Sync Evaporator Fan Motor | 0.03019 | 0.02449 |  | 211.12 | 1 | 0.81119 | 6993.007 | 10 |  | 112.5 | 3726.3797 | Per Unit | GSD | 0.57723 | 0.60437 | 0.83705 | 1.097 | 1.2026 | 1.2026 | 1.289 | 1.2891 | 1.2453 | 1.1192 | 0.77553 | 0.85362 | CwaEgsd815 | CwaE | gsd | 815 | 12.6672 | 419.5804 | [30 empty] | 0 | 0 | 0
815 | Refrigeration | Misc | Warehouse | New | Q-Sync Evaporator Fan Motor | 0.03019 | 0.02449 |  | 211.12 | 1 | 0.81119 | 6993.007 | 10 |  | 112.5 | 3726.3797 | Per Unit | GSD | 0.57723 | 0.60437 | 0.83705 | 1.097 | 1.2026 | 1.2026 | 1.289 | 1.2891 | 1.2453 | 1.1192 | 0.77553 | 0.85362 | CwaNgsd815 | CwaN | gsd | 815 | 12.6672 | 419.5804 | [30 empty] | 0 | 0 | 0
816 | Refrigeration | Sealing | Assembly | Existing | Door Gasket (Cooler) | 0.023416 | 0.018577 |  | 156.11 | 1 | 0.79333 | 6666.6667 | 4 |  | 84 | 3587.2141 | Per Door | GSD | 1.0063 | 0.98564 | 1.0265 | 1.0441 | 1.0994 | 1.0901 | 1.0679 | 1.0965 | 1.0642 | 1.0547 | 1.0277 | 1.0297 | CasEgsd816 | CasE | gsd | 816 | 9.3666 | 400 | [30 empty] | 0 | 0 | 0
816 | Refrigeration | Sealing | Assembly | New | Door Gasket (Cooler) | 0.023416 | 0.018577 |  | 156.11 | 1 | 0.79333 | 6666.6667 | 4 |  | 84 | 3587.2141 | Per Door | GSD | 1.0063 | 0.98564 | 1.0265 | 1.0441 | 1.0994 | 1.0901 | 1.0679 | 1.0965 | 1.0642 | 1.0547 | 1.0277 | 1.0297 | CasNgsd816 | CasN | gsd | 816 | 9.3666 | 400 | [30 empty] | 0 | 0 | 0
816 | Refrigeration | Sealing | College and University | Existing | Door Gasket (Cooler) | 0.023416 | 0.018577 |  | 156.11 | 1 | 0.79333 | 6666.6667 | 4 |  | 84 | 3587.2141 | Per Door | GSD | 1.0063 | 0.98564 | 1.0265 | 1.0441 | 1.0994 | 1.0901 | 1.0679 | 1.0965 | 1.0642 | 1.0547 | 1.0277 | 1.0297 | CcoEgsd816 | CcoE | gsd | 816 | 9.3666 | 400 | [30 empty] | 0 | 0 | 0
816 | Refrigeration | Sealing | College and University | New | Door Gasket (Cooler) | 0.023416 | 0.018577 |  | 156.11 | 1 | 0.79333 | 6666.6667 | 4 |  | 84 | 3587.2141 | Per Door | GSD | 1.0063 | 0.98564 | 1.0265 | 1.0441 | 1.0994 | 1.0901 | 1.0679 | 1.0965 | 1.0642 | 1.0547 | 1.0277 | 1.0297 | CcoNgsd816 | CcoN | gsd | 816 | 9.3666 | 400 | [30 empty] | 0 | 0 | 0
816 | Refrigeration | Sealing | Data Center | Existing | Door Gasket (Cooler) | 0.022324 | 0.018109 |  | 156.11 | 1 | 0.81119 | 6993.007 | 4 |  | 84 | 3762.812 | Per Door | GSD | 1.0063 | 0.98564 | 1.0265 | 1.0441 | 1.0994 | 1.0901 | 1.0679 | 1.0965 | 1.0642 | 1.0547 | 1.0277 | 1.0297 | CdaEgsd816 | CdaE | gsd | 816 | 9.3666 | 419.5804 | [30 empty] | 0 | 0 | 0
816 | Refrigeration | Sealing | Data Center | New | Door Gasket (Cooler) | 0.022324 | 0.018109 |  | 156.11 | 1 | 0.81119 | 6993.007 | 4 |  | 84 | 3762.812 | Per Door | GSD | 1.0063 | 0.98564 | 1.0265 | 1.0441 | 1.0994 | 1.0901 | 1.0679 | 1.0965 | 1.0642 | 1.0547 | 1.0277 | 1.0297 | CdaNgsd816 | CdaN | gsd | 816 | 9.3666 | 419.5804 | [30 empty] | 0 | 0 | 0
816 | Refrigeration | Sealing | Grocery | Existing | Door Gasket (Cooler) | 0.023416 | 0.018577 |  | 156.11 | 1 | 0.79333 | 6666.6667 | 4 |  | 84 | 3587.2141 | Per Door | GSD | 1.0063 | 0.98564 | 1.0265 | 1.0441 | 1.0994 | 1.0901 | 1.0679 | 1.0965 | 1.0642 | 1.0547 | 1.0277 | 1.0297 | CgrEgsd816 | CgrE | gsd | 816 | 9.3666 | 400 | [30 empty] | 3.2286 | 0.48373 | 0.38265
816 | Refrigeration | Sealing | Grocery | New | Door Gasket (Cooler) | 0.023416 | 0.018577 |  | 156.11 | 1 | 0.79333 | 6666.6667 | 4 |  | 84 | 3587.2141 | Per Door | GSD | 1.0063 | 0.98564 | 1.0265 | 1.0441 | 1.0994 | 1.0901 | 1.0679 | 1.0965 | 1.0642 | 1.0547 | 1.0277 | 1.0297 | CgrNgsd816 | CgrN | gsd | 816 | 9.3666 | 400 | [30 empty] | 0 | 0 | 0
816 | Refrigeration | Sealing | Healthcare | Existing | Door Gasket (Cooler) | 0.023416 | 0.018577 |  | 156.11 | 1 | 0.79333 | 6666.6667 | 4 |  | 84 | 3587.2141 | Per Door | GSD | 1.0063 | 0.98564 | 1.0265 | 1.0441 | 1.0994 | 1.0901 | 1.0679 | 1.0965 | 1.0642 | 1.0547 | 1.0277 | 1.0297 | CheEgsd816 | CheE | gsd | 816 | 9.3666 | 400 | [30 empty] | 0 | 0 | 0
816 | Refrigeration | Sealing | Healthcare | New | Door Gasket (Cooler) | 0.023416 | 0.018577 |  | 156.11 | 1 | 0.79333 | 6666.6667 | 4 |  | 84 | 3587.2141 | Per Door | GSD | 1.0063 | 0.98564 | 1.0265 | 1.0441 | 1.0994 | 1.0901 | 1.0679 | 1.0965 | 1.0642 | 1.0547 | 1.0277 | 1.0297 | CheNgsd816 | CheN | gsd | 816 | 9.3666 | 400 | [30 empty] | 0 | 0 | 0
816 | Refrigeration | Sealing | Hospitals | Existing | Door Gasket (Cooler) | 0.023416 | 0.018577 |  | 156.11 | 1 | 0.79333 | 6666.6667 | 4 |  | 84 | 3587.2141 | Per Door | GSD | 1.0063 | 0.98564 | 1.0265 | 1.0441 | 1.0994 | 1.0901 | 1.0679 | 1.0965 | 1.0642 | 1.0547 | 1.0277 | 1.0297 | ChoEgsd816 | ChoE | gsd | 816 | 9.3666 | 400 | [30 empty] | 0 | 0 | 0
816 | Refrigeration | Sealing | Hospitals | New | Door Gasket (Cooler) | 0.023416 | 0.018577 |  | 156.11 | 1 | 0.79333 | 6666.6667 | 4 |  | 84 | 3587.2141 | Per Door | GSD | 1.0063 | 0.98564 | 1.0265 | 1.0441 | 1.0994 | 1.0901 | 1.0679 | 1.0965 | 1.0642 | 1.0547 | 1.0277 | 1.0297 | ChoNgsd816 | ChoN | gsd | 816 | 9.3666 | 400 | [30 empty] | 0 | 0 | 0
816 | Refrigeration | Sealing | Institutional | Existing | Door Gasket (Cooler) | 0.022324 | 0.018109 |  | 156.11 | 1 | 0.81119 | 6993.007 | 4 |  | 84 | 3762.812 | Per Door | GSD | 1.0063 | 0.98564 | 1.0265 | 1.0441 | 1.0994 | 1.0901 | 1.0679 | 1.0965 | 1.0642 | 1.0547 | 1.0277 | 1.0297 | CinEgsd816 | CinE | gsd | 816 | 9.3666 | 419.5804 | [30 empty] | 0 | 0 | 0
816 | Refrigeration | Sealing | Institutional | New | Door Gasket (Cooler) | 0.022324 | 0.018109 |  | 156.11 | 1 | 0.81119 | 6993.007 | 4 |  | 84 | 3762.812 | Per Door | GSD | 1.0063 | 0.98564 | 1.0265 | 1.0441 | 1.0994 | 1.0901 | 1.0679 | 1.0965 | 1.0642 | 1.0547 | 1.0277 | 1.0297 | CinNgsd816 | CinN | gsd | 816 | 9.3666 | 419.5804 | [30 empty] | 0 | 0 | 0
816 | Refrigeration | Sealing | Lodging/Hospitality | Existing | Door Gasket (Cooler) | 0.023416 | 0.018577 |  | 156.11 | 1 | 0.79333 | 6666.6667 | 4 |  | 84 | 3587.2141 | Per Door | GSD | 1.0063 | 0.98564 | 1.0265 | 1.0441 | 1.0994 | 1.0901 | 1.0679 | 1.0965 | 1.0642 | 1.0547 | 1.0277 | 1.0297 | CloEgsd816 | CloE | gsd | 816 | 9.3666 | 400 | [30 empty] | 0 | 0 | 0
816 | Refrigeration | Sealing | Lodging/Hospitality | New | Door Gasket (Cooler) | 0.023416 | 0.018577 |  | 156.11 | 1 | 0.79333 | 6666.6667 | 4 |  | 84 | 3587.2141 | Per Door | GSD | 1.0063 | 0.98564 | 1.0265 | 1.0441 | 1.0994 | 1.0901 | 1.0679 | 1.0965 | 1.0642 | 1.0547 | 1.0277 | 1.0297 | CloNgsd816 | CloN | gsd | 816 | 9.3666 | 400 | [30 empty] | 0 | 0 | 0
816 | Refrigeration | Sealing | Miscellaneous | Existing | Door Gasket (Cooler) | 0.022324 | 0.018109 |  | 156.11 | 1 | 0.81119 | 6993.007 | 4 |  | 84 | 3762.812 | Per Door | GSD | 1.0063 | 0.98564 | 1.0265 | 1.0441 | 1.0994 | 1.0901 | 1.0679 | 1.0965 | 1.0642 | 1.0547 | 1.0277 | 1.0297 | CmiEgsd816 | CmiE | gsd | 816 | 9.3666 | 419.5804 | [30 empty] | 0 | 0 | 0
816 | Refrigeration | Sealing | Miscellaneous | New | Door Gasket (Cooler) | 0.022324 | 0.018109 |  | 156.11 | 1 | 0.81119 | 6993.007 | 4 |  | 84 | 3762.812 | Per Door | GSD | 1.0063 | 0.98564 | 1.0265 | 1.0441 | 1.0994 | 1.0901 | 1.0679 | 1.0965 | 1.0642 | 1.0547 | 1.0277 | 1.0297 | CmiNgsd816 | CmiN | gsd | 816 | 9.3666 | 419.5804 | [30 empty] | 0 | 0 | 0
816 | Refrigeration | Sealing | Offices | Existing | Door Gasket (Cooler) | 0.022324 | 0.018109 |  | 156.11 | 1 | 0.81119 | 6993.007 | 4 |  | 84 | 3762.812 | Per Door | GSD | 1.0063 | 0.98564 | 1.0265 | 1.0441 | 1.0994 | 1.0901 | 1.0679 | 1.0965 | 1.0642 | 1.0547 | 1.0277 | 1.0297 | CofEgsd816 | CofE | gsd | 816 | 9.3666 | 419.5804 | [30 empty] | 0 | 0 | 0
816 | Refrigeration | Sealing | Offices | New | Door Gasket (Cooler) | 0.022324 | 0.018109 |  | 156.11 | 1 | 0.81119 | 6993.007 | 4 |  | 84 | 3762.812 | Per Door | GSD | 1.0063 | 0.98564 | 1.0265 | 1.0441 | 1.0994 | 1.0901 | 1.0679 | 1.0965 | 1.0642 | 1.0547 | 1.0277 | 1.0297 | CofNgsd816 | CofN | gsd | 816 | 9.3666 | 419.5804 | [30 empty] | 0 | 0 | 0
816 | Refrigeration | Sealing | Restaurants | Existing | Door Gasket (Cooler) | 0.022012 | 0.01764 |  | 156.11 | 1 | 0.80142 | 7092.1986 | 4 |  | 84 | 3816.1853 | Per Door | GSD | 1.0063 | 0.98564 | 1.0265 | 1.0441 | 1.0994 | 1.0901 | 1.0679 | 1.0965 | 1.0642 | 1.0547 | 1.0277 | 1.0297 | CreEgsd816 | CreE | gsd | 816 | 9.3666 | 425.5319 | [30 empty] | 0 | 0 | 0
816 | Refrigeration | Sealing | Restaurants | New | Door Gasket (Cooler) | 0.022012 | 0.01764 |  | 156.11 | 1 | 0.80142 | 7092.1986 | 4 |  | 84 | 3816.1853 | Per Door | GSD | 1.0063 | 0.98564 | 1.0265 | 1.0441 | 1.0994 | 1.0901 | 1.0679 | 1.0965 | 1.0642 | 1.0547 | 1.0277 | 1.0297 | CreNgsd816 | CreN | gsd | 816 | 9.3666 | 425.5319 | [30 empty] | 0 | 0 | 0
816 | Refrigeration | Sealing | Retail | Existing | Door Gasket (Cooler) | 0.023416 | 0.018577 |  | 156.11 | 1 | 0.79333 | 6666.6667 | 4 |  | 84 | 3587.2141 | Per Door | GSD | 1.0063 | 0.98564 | 1.0265 | 1.0441 | 1.0994 | 1.0901 | 1.0679 | 1.0965 | 1.0642 | 1.0547 | 1.0277 | 1.0297 | CrtEgsd816 | CrtE | gsd | 816 | 9.3666 | 400 | [30 empty] | 0 | 0 | 0
816 | Refrigeration | Sealing | Retail | New | Door Gasket (Cooler) | 0.023416 | 0.018577 |  | 156.11 | 1 | 0.79333 | 6666.6667 | 4 |  | 84 | 3587.2141 | Per Door | GSD | 1.0063 | 0.98564 | 1.0265 | 1.0441 | 1.0994 | 1.0901 | 1.0679 | 1.0965 | 1.0642 | 1.0547 | 1.0277 | 1.0297 | CrtNgsd816 | CrtN | gsd | 816 | 9.3666 | 400 | [30 empty] | 0 | 0 | 0
816 | Refrigeration | Sealing | Schools K-12 | Existing | Door Gasket (Cooler) | 0.022324 | 0.018109 |  | 156.11 | 1 | 0.81119 | 6993.007 | 4 |  | 84 | 3762.812 | Per Door | GSD | 1.0063 | 0.98564 | 1.0265 | 1.0441 | 1.0994 | 1.0901 | 1.0679 | 1.0965 | 1.0642 | 1.0547 | 1.0277 | 1.0297 | CscEgsd816 | CscE | gsd | 816 | 9.3666 | 419.5804 | [30 empty] | 0 | 0 | 0
816 | Refrigeration | Sealing | Schools K-12 | New | Door Gasket (Cooler) | 0.022324 | 0.018109 |  | 156.11 | 1 | 0.81119 | 6993.007 | 4 |  | 84 | 3762.812 | Per Door | GSD | 1.0063 | 0.98564 | 1.0265 | 1.0441 | 1.0994 | 1.0901 | 1.0679 | 1.0965 | 1.0642 | 1.0547 | 1.0277 | 1.0297 | CscNgsd816 | CscN | gsd | 816 | 9.3666 | 419.5804 | [30 empty] | 0 | 0 | 0
816 | Refrigeration | Sealing | Warehouse | Existing | Door Gasket (Cooler) | 0.022324 | 0.018109 |  | 156.11 | 1 | 0.81119 | 6993.007 | 4 |  | 84 | 3762.812 | Per Door | GSD | 1.0063 | 0.98564 | 1.0265 | 1.0441 | 1.0994 | 1.0901 | 1.0679 | 1.0965 | 1.0642 | 1.0547 | 1.0277 | 1.0297 | CwaEgsd816 | CwaE | gsd | 816 | 9.3666 | 419.5804 | [30 empty] | 0 | 0 | 0
816 | Refrigeration | Sealing | Warehouse | New | Door Gasket (Cooler) | 0.022324 | 0.018109 |  | 156.11 | 1 | 0.81119 | 6993.007 | 4 |  | 84 | 3762.812 | Per Door | GSD | 1.0063 | 0.98564 | 1.0265 | 1.0441 | 1.0994 | 1.0901 | 1.0679 | 1.0965 | 1.0642 | 1.0547 | 1.0277 | 1.0297 | CwaNgsd816 | CwaN | gsd | 816 | 9.3666 | 419.5804 | [30 empty] | 0 | 0 | 0
817 | Refrigeration | Sealing | Assembly | Existing | Door Gasket (Freezer) | 0.023416 | 0.018577 |  | 156.11 | 1 | 0.79333 | 6666.6667 | 4 |  | 118 | 5039.1818 | Per Door | GSD | 1.0063 | 0.98564 | 1.0265 | 1.0441 | 1.0994 | 1.0901 | 1.0679 | 1.0965 | 1.0642 | 1.0547 | 1.0277 | 1.0297 | CasEgsd817 | CasE | gsd | 817 | 9.3666 | 400 | [30 empty] | 0 | 0 | 0
817 | Refrigeration | Sealing | Assembly | New | Door Gasket (Freezer) | 0.023416 | 0.018577 |  | 156.11 | 1 | 0.79333 | 6666.6667 | 4 |  | 118 | 5039.1818 | Per Door | GSD | 1.0063 | 0.98564 | 1.0265 | 1.0441 | 1.0994 | 1.0901 | 1.0679 | 1.0965 | 1.0642 | 1.0547 | 1.0277 | 1.0297 | CasNgsd817 | CasN | gsd | 817 | 9.3666 | 400 | [30 empty] | 0 | 0 | 0
817 | Refrigeration | Sealing | College and University | Existing | Door Gasket (Freezer) | 0.023416 | 0.018577 |  | 156.11 | 1 | 0.79333 | 6666.6667 | 4 |  | 118 | 5039.1818 | Per Door | GSD | 1.0063 | 0.98564 | 1.0265 | 1.0441 | 1.0994 | 1.0901 | 1.0679 | 1.0965 | 1.0642 | 1.0547 | 1.0277 | 1.0297 | CcoEgsd817 | CcoE | gsd | 817 | 9.3666 | 400 | [30 empty] | 0 | 0 | 0
817 | Refrigeration | Sealing | College and University | New | Door Gasket (Freezer) | 0.023416 | 0.018577 |  | 156.11 | 1 | 0.79333 | 6666.6667 | 4 |  | 118 | 5039.1818 | Per Door | GSD | 1.0063 | 0.98564 | 1.0265 | 1.0441 | 1.0994 | 1.0901 | 1.0679 | 1.0965 | 1.0642 | 1.0547 | 1.0277 | 1.0297 | CcoNgsd817 | CcoN | gsd | 817 | 9.3666 | 400 | [30 empty] | 0 | 0 | 0
817 | Refrigeration | Sealing | Data Center | Existing | Door Gasket (Freezer) | 0.022324 | 0.018109 |  | 156.11 | 1 | 0.81119 | 6993.007 | 4 |  | 118 | 5285.855 | Per Door | GSD | 1.0063 | 0.98564 | 1.0265 | 1.0441 | 1.0994 | 1.0901 | 1.0679 | 1.0965 | 1.0642 | 1.0547 | 1.0277 | 1.0297 | CdaEgsd817 | CdaE | gsd | 817 | 9.3666 | 419.5804 | [30 empty] | 0 | 0 | 0
817 | Refrigeration | Sealing | Data Center | New | Door Gasket (Freezer) | 0.022324 | 0.018109 |  | 156.11 | 1 | 0.81119 | 6993.007 | 4 |  | 118 | 5285.855 | Per Door | GSD | 1.0063 | 0.98564 | 1.0265 | 1.0441 | 1.0994 | 1.0901 | 1.0679 | 1.0965 | 1.0642 | 1.0547 | 1.0277 | 1.0297 | CdaNgsd817 | CdaN | gsd | 817 | 9.3666 | 419.5804 | [30 empty] | 0 | 0 | 0
817 | Refrigeration | Sealing | Grocery | Existing | Door Gasket (Freezer) | 0.023416 | 0.018577 |  | 156.11 | 1 | 0.79333 | 6666.6667 | 4 |  | 118 | 5039.1818 | Per Door | GSD | 1.0063 | 0.98564 | 1.0265 | 1.0441 | 1.0994 | 1.0901 | 1.0679 | 1.0965 | 1.0642 | 1.0547 | 1.0277 | 1.0297 | CgrEgsd817 | CgrE | gsd | 817 | 9.3666 | 400 | [30 empty] | 3.1612 | 0.47363 | 0.37466
817 | Refrigeration | Sealing | Grocery | New | Door Gasket (Freezer) | 0.023416 | 0.018577 |  | 156.11 | 1 | 0.79333 | 6666.6667 | 4 |  | 118 | 5039.1818 | Per Door | GSD | 1.0063 | 0.98564 | 1.0265 | 1.0441 | 1.0994 | 1.0901 | 1.0679 | 1.0965 | 1.0642 | 1.0547 | 1.0277 | 1.0297 | CgrNgsd817 | CgrN | gsd | 817 | 9.3666 | 400 | [30 empty] | 0 | 0 | 0
817 | Refrigeration | Sealing | Healthcare | Existing | Door Gasket (Freezer) | 0.023416 | 0.018577 |  | 156.11 | 1 | 0.79333 | 6666.6667 | 4 |  | 118 | 5039.1818 | Per Door | GSD | 1.0063 | 0.98564 | 1.0265 | 1.0441 | 1.0994 | 1.0901 | 1.0679 | 1.0965 | 1.0642 | 1.0547 | 1.0277 | 1.0297 | CheEgsd817 | CheE | gsd | 817 | 9.3666 | 400 | [30 empty] | 0 | 0 | 0
817 | Refrigeration | Sealing | Healthcare | New | Door Gasket (Freezer) | 0.023416 | 0.018577 |  | 156.11 | 1 | 0.79333 | 6666.6667 | 4 |  | 118 | 5039.1818 | Per Door | GSD | 1.0063 | 0.98564 | 1.0265 | 1.0441 | 1.0994 | 1.0901 | 1.0679 | 1.0965 | 1.0642 | 1.0547 | 1.0277 | 1.0297 | CheNgsd817 | CheN | gsd | 817 | 9.3666 | 400 | [30 empty] | 0 | 0 | 0
817 | Refrigeration | Sealing | Hospitals | Existing | Door Gasket (Freezer) | 0.023416 | 0.018577 |  | 156.11 | 1 | 0.79333 | 6666.6667 | 4 |  | 118 | 5039.1818 | Per Door | GSD | 1.0063 | 0.98564 | 1.0265 | 1.0441 | 1.0994 | 1.0901 | 1.0679 | 1.0965 | 1.0642 | 1.0547 | 1.0277 | 1.0297 | ChoEgsd817 | ChoE | gsd | 817 | 9.3666 | 400 | [30 empty] | 0 | 0 | 0
817 | Refrigeration | Sealing | Hospitals | New | Door Gasket (Freezer) | 0.023416 | 0.018577 |  | 156.11 | 1 | 0.79333 | 6666.6667 | 4 |  | 118 | 5039.1818 | Per Door | GSD | 1.0063 | 0.98564 | 1.0265 | 1.0441 | 1.0994 | 1.0901 | 1.0679 | 1.0965 | 1.0642 | 1.0547 | 1.0277 | 1.0297 | ChoNgsd817 | ChoN | gsd | 817 | 9.3666 | 400 | [30 empty] | 0 | 0 | 0
817 | Refrigeration | Sealing | Institutional | Existing | Door Gasket (Freezer) | 0.022324 | 0.018109 |  | 156.11 | 1 | 0.81119 | 6993.007 | 4 |  | 118 | 5285.855 | Per Door | GSD | 1.0063 | 0.98564 | 1.0265 | 1.0441 | 1.0994 | 1.0901 | 1.0679 | 1.0965 | 1.0642 | 1.0547 | 1.0277 | 1.0297 | CinEgsd817 | CinE | gsd | 817 | 9.3666 | 419.5804 | [30 empty] | 0 | 0 | 0
817 | Refrigeration | Sealing | Institutional | New | Door Gasket (Freezer) | 0.022324 | 0.018109 |  | 156.11 | 1 | 0.81119 | 6993.007 | 4 |  | 118 | 5285.855 | Per Door | GSD | 1.0063 | 0.98564 | 1.0265 | 1.0441 | 1.0994 | 1.0901 | 1.0679 | 1.0965 | 1.0642 | 1.0547 | 1.0277 | 1.0297 | CinNgsd817 | CinN | gsd | 817 | 9.3666 | 419.5804 | [30 empty] | 0 | 0 | 0
817 | Refrigeration | Sealing | Lodging/Hospitality | Existing | Door Gasket (Freezer) | 0.023416 | 0.018577 |  | 156.11 | 1 | 0.79333 | 6666.6667 | 4 |  | 118 | 5039.1818 | Per Door | GSD | 1.0063 | 0.98564 | 1.0265 | 1.0441 | 1.0994 | 1.0901 | 1.0679 | 1.0965 | 1.0642 | 1.0547 | 1.0277 | 1.0297 | CloEgsd817 | CloE | gsd | 817 | 9.3666 | 400 | [30 empty] | 0 | 0 | 0
817 | Refrigeration | Sealing | Lodging/Hospitality | New | Door Gasket (Freezer) | 0.023416 | 0.018577 |  | 156.11 | 1 | 0.79333 | 6666.6667 | 4 |  | 118 | 5039.1818 | Per Door | GSD | 1.0063 | 0.98564 | 1.0265 | 1.0441 | 1.0994 | 1.0901 | 1.0679 | 1.0965 | 1.0642 | 1.0547 | 1.0277 | 1.0297 | CloNgsd817 | CloN | gsd | 817 | 9.3666 | 400 | [30 empty] | 0 | 0 | 0
817 | Refrigeration | Sealing | Miscellaneous | Existing | Door Gasket (Freezer) | 0.022324 | 0.018109 |  | 156.11 | 1 | 0.81119 | 6993.007 | 4 |  | 118 | 5285.855 | Per Door | GSD | 1.0063 | 0.98564 | 1.0265 | 1.0441 | 1.0994 | 1.0901 | 1.0679 | 1.0965 | 1.0642 | 1.0547 | 1.0277 | 1.0297 | CmiEgsd817 | CmiE | gsd | 817 | 9.3666 | 419.5804 | [30 empty] | 0 | 0 | 0
817 | Refrigeration | Sealing | Miscellaneous | New | Door Gasket (Freezer) | 0.022324 | 0.018109 |  | 156.11 | 1 | 0.81119 | 6993.007 | 4 |  | 118 | 5285.855 | Per Door | GSD | 1.0063 | 0.98564 | 1.0265 | 1.0441 | 1.0994 | 1.0901 | 1.0679 | 1.0965 | 1.0642 | 1.0547 | 1.0277 | 1.0297 | CmiNgsd817 | CmiN | gsd | 817 | 9.3666 | 419.5804 | [30 empty] | 0 | 0 | 0
817 | Refrigeration | Sealing | Offices | Existing | Door Gasket (Freezer) | 0.022324 | 0.018109 |  | 156.11 | 1 | 0.81119 | 6993.007 | 4 |  | 118 | 5285.855 | Per Door | GSD | 1.0063 | 0.98564 | 1.0265 | 1.0441 | 1.0994 | 1.0901 | 1.0679 | 1.0965 | 1.0642 | 1.0547 | 1.0277 | 1.0297 | CofEgsd817 | CofE | gsd | 817 | 9.3666 | 419.5804 | [30 empty] | 0 | 0 | 0
817 | Refrigeration | Sealing | Offices | New | Door Gasket (Freezer) | 0.022324 | 0.018109 |  | 156.11 | 1 | 0.81119 | 6993.007 | 4 |  | 118 | 5285.855 | Per Door | GSD | 1.0063 | 0.98564 | 1.0265 | 1.0441 | 1.0994 | 1.0901 | 1.0679 | 1.0965 | 1.0642 | 1.0547 | 1.0277 | 1.0297 | CofNgsd817 | CofN | gsd | 817 | 9.3666 | 419.5804 | [30 empty] | 0 | 0 | 0
817 | Refrigeration | Sealing | Restaurants | Existing | Door Gasket (Freezer) | 0.022012 | 0.01764 |  | 156.11 | 1 | 0.80142 | 7092.1986 | 4 |  | 118 | 5360.8317 | Per Door | GSD | 1.0063 | 0.98564 | 1.0265 | 1.0441 | 1.0994 | 1.0901 | 1.0679 | 1.0965 | 1.0642 | 1.0547 | 1.0277 | 1.0297 | CreEgsd817 | CreE | gsd | 817 | 9.3666 | 425.5319 | [30 empty] | 0 | 0 | 0
817 | Refrigeration | Sealing | Restaurants | New | Door Gasket (Freezer) | 0.022012 | 0.01764 |  | 156.11 | 1 | 0.80142 | 7092.1986 | 4 |  | 118 | 5360.8317 | Per Door | GSD | 1.0063 | 0.98564 | 1.0265 | 1.0441 | 1.0994 | 1.0901 | 1.0679 | 1.0965 | 1.0642 | 1.0547 | 1.0277 | 1.0297 | CreNgsd817 | CreN | gsd | 817 | 9.3666 | 425.5319 | [30 empty] | 0 | 0 | 0
817 | Refrigeration | Sealing | Retail | Existing | Door Gasket (Freezer) | 0.023416 | 0.018577 |  | 156.11 | 1 | 0.79333 | 6666.6667 | 4 |  | 118 | 5039.1818 | Per Door | GSD | 1.0063 | 0.98564 | 1.0265 | 1.0441 | 1.0994 | 1.0901 | 1.0679 | 1.0965 | 1.0642 | 1.0547 | 1.0277 | 1.0297 | CrtEgsd817 | CrtE | gsd | 817 | 9.3666 | 400 | [30 empty] | 0 | 0 | 0
817 | Refrigeration | Sealing | Retail | New | Door Gasket (Freezer) | 0.023416 | 0.018577 |  | 156.11 | 1 | 0.79333 | 6666.6667 | 4 |  | 118 | 5039.1818 | Per Door | GSD | 1.0063 | 0.98564 | 1.0265 | 1.0441 | 1.0994 | 1.0901 | 1.0679 | 1.0965 | 1.0642 | 1.0547 | 1.0277 | 1.0297 | CrtNgsd817 | CrtN | gsd | 817 | 9.3666 | 400 | [30 empty] | 0 | 0 | 0
817 | Refrigeration | Sealing | Schools K-12 | Existing | Door Gasket (Freezer) | 0.022324 | 0.018109 |  | 156.11 | 1 | 0.81119 | 6993.007 | 4 |  | 118 | 5285.855 | Per Door | GSD | 1.0063 | 0.98564 | 1.0265 | 1.0441 | 1.0994 | 1.0901 | 1.0679 | 1.0965 | 1.0642 | 1.0547 | 1.0277 | 1.0297 | CscEgsd817 | CscE | gsd | 817 | 9.3666 | 419.5804 | [30 empty] | 0 | 0 | 0
817 | Refrigeration | Sealing | Schools K-12 | New | Door Gasket (Freezer) | 0.022324 | 0.018109 |  | 156.11 | 1 | 0.81119 | 6993.007 | 4 |  | 118 | 5285.855 | Per Door | GSD | 1.0063 | 0.98564 | 1.0265 | 1.0441 | 1.0994 | 1.0901 | 1.0679 | 1.0965 | 1.0642 | 1.0547 | 1.0277 | 1.0297 | CscNgsd817 | CscN | gsd | 817 | 9.3666 | 419.5804 | [30 empty] | 0 | 0 | 0
817 | Refrigeration | Sealing | Warehouse | Existing | Door Gasket (Freezer) | 0.022324 | 0.018109 |  | 156.11 | 1 | 0.81119 | 6993.007 | 4 |  | 118 | 5285.855 | Per Door | GSD | 1.0063 | 0.98564 | 1.0265 | 1.0441 | 1.0994 | 1.0901 | 1.0679 | 1.0965 | 1.0642 | 1.0547 | 1.0277 | 1.0297 | CwaEgsd817 | CwaE | gsd | 817 | 9.3666 | 419.5804 | [30 empty] | 0 | 0 | 0
817 | Refrigeration | Sealing | Warehouse | New | Door Gasket (Freezer) | 0.022324 | 0.018109 |  | 156.11 | 1 | 0.81119 | 6993.007 | 4 |  | 118 | 5285.855 | Per Door | GSD | 1.0063 | 0.98564 | 1.0265 | 1.0441 | 1.0994 | 1.0901 | 1.0679 | 1.0965 | 1.0642 | 1.0547 | 1.0277 | 1.0297 | CwaNgsd817 | CwaN | gsd | 817 | 9.3666 | 419.5804 | [30 empty] | 0 | 0 | 0
818 | Refrigeration | Sealing | Assembly | Existing | Night Covers for Display Cases | 0.016512 | 0.0131 |  | 110.08 | 1 | 0.79333 | 6666.6667 | 5 |  | 731 | 44270.8333 | Per End Use Consumption | GSD | 1.0063 | 0.98564 | 1.0265 | 1.0441 | 1.0994 | 1.0901 | 1.0679 | 1.0965 | 1.0642 | 1.0547 | 1.0277 | 1.0297 | CasEgsd818 | CasE | gsd | 818 | 6.6048 | 400 | [30 empty] | 0 | 0 | 0
818 | Refrigeration | Sealing | Assembly | New | Night Covers for Display Cases | 0.016512 | 0.0131 |  | 110.08 | 1 | 0.79333 | 6666.6667 | 5 |  | 731 | 44270.8333 | Per End Use Consumption | GSD | 1.0063 | 0.98564 | 1.0265 | 1.0441 | 1.0994 | 1.0901 | 1.0679 | 1.0965 | 1.0642 | 1.0547 | 1.0277 | 1.0297 | CasNgsd818 | CasN | gsd | 818 | 6.6048 | 400 | [30 empty] | 0 | 0 | 0
818 | Refrigeration | Sealing | College and University | Existing | Night Covers for Display Cases | 0.016512 | 0.0131 |  | 110.08 | 1 | 0.79333 | 6666.6667 | 5 |  | 731 | 44270.8333 | Per End Use Consumption | GSD | 1.0063 | 0.98564 | 1.0265 | 1.0441 | 1.0994 | 1.0901 | 1.0679 | 1.0965 | 1.0642 | 1.0547 | 1.0277 | 1.0297 | CcoEgsd818 | CcoE | gsd | 818 | 6.6048 | 400 | [30 empty] | 0 | 0 | 0
818 | Refrigeration | Sealing | College and University | New | Night Covers for Display Cases | 0.016512 | 0.0131 |  | 110.08 | 1 | 0.79333 | 6666.6667 | 5 |  | 731 | 44270.8333 | Per End Use Consumption | GSD | 1.0063 | 0.98564 | 1.0265 | 1.0441 | 1.0994 | 1.0901 | 1.0679 | 1.0965 | 1.0642 | 1.0547 | 1.0277 | 1.0297 | CcoNgsd818 | CcoN | gsd | 818 | 6.6048 | 400 | [30 empty] | 0 | 0 | 0
818 | Refrigeration | Sealing | Data Center | Existing | Night Covers for Display Cases | 0.015741 | 0.012769 |  | 110.08 | 1 | 0.81119 | 6993.007 | 5 |  | 731 | 46437.9371 | Per End Use Consumption | GSD | 1.0063 | 0.98564 | 1.0265 | 1.0441 | 1.0994 | 1.0901 | 1.0679 | 1.0965 | 1.0642 | 1.0547 | 1.0277 | 1.0297 | CdaEgsd818 | CdaE | gsd | 818 | 6.6048 | 419.5804 | [30 empty] | 0 | 0 | 0
818 | Refrigeration | Sealing | Data Center | New | Night Covers for Display Cases | 0.015741 | 0.012769 |  | 110.08 | 1 | 0.81119 | 6993.007 | 5 |  | 731 | 46437.9371 | Per End Use Consumption | GSD | 1.0063 | 0.98564 | 1.0265 | 1.0441 | 1.0994 | 1.0901 | 1.0679 | 1.0965 | 1.0642 | 1.0547 | 1.0277 | 1.0297 | CdaNgsd818 | CdaN | gsd | 818 | 6.6048 | 419.5804 | [30 empty] | 0 | 0 | 0
818 | Refrigeration | Sealing | Grocery | Existing | Night Covers for Display Cases | 0.016512 | 0.0131 |  | 110.08 | 1 | 0.79333 | 6666.6667 | 5 |  | 731 | 44270.8333 | Per End Use Consumption | GSD | 1.0063 | 0.98564 | 1.0265 | 1.0441 | 1.0994 | 1.0901 | 1.0679 | 1.0965 | 1.0642 | 1.0547 | 1.0277 | 1.0297 | CgrEgsd818 | CgrE | gsd | 818 | 6.6048 | 400 | [30 empty] | 1.2329 | 0.18472 | 0.14613
818 | Refrigeration | Sealing | Grocery | New | Night Covers for Display Cases | 0.016512 | 0.0131 |  | 110.08 | 1 | 0.79333 | 6666.6667 | 5 |  | 731 | 44270.8333 | Per End Use Consumption | GSD | 1.0063 | 0.98564 | 1.0265 | 1.0441 | 1.0994 | 1.0901 | 1.0679 | 1.0965 | 1.0642 | 1.0547 | 1.0277 | 1.0297 | CgrNgsd818 | CgrN | gsd | 818 | 6.6048 | 400 | [30 empty] | 0.005691 | 0.00085264 | 0.00067449
818 | Refrigeration | Sealing | Healthcare | Existing | Night Covers for Display Cases | 0.016512 | 0.0131 |  | 110.08 | 1 | 0.79333 | 6666.6667 | 5 |  | 731 | 44270.8333 | Per End Use Consumption | GSD | 1.0063 | 0.98564 | 1.0265 | 1.0441 | 1.0994 | 1.0901 | 1.0679 | 1.0965 | 1.0642 | 1.0547 | 1.0277 | 1.0297 | CheEgsd818 | CheE | gsd | 818 | 6.6048 | 400 | [30 empty] | 0 | 0 | 0
818 | Refrigeration | Sealing | Healthcare | New | Night Covers for Display Cases | 0.016512 | 0.0131 |  | 110.08 | 1 | 0.79333 | 6666.6667 | 5 |  | 731 | 44270.8333 | Per End Use Consumption | GSD | 1.0063 | 0.98564 | 1.0265 | 1.0441 | 1.0994 | 1.0901 | 1.0679 | 1.0965 | 1.0642 | 1.0547 | 1.0277 | 1.0297 | CheNgsd818 | CheN | gsd | 818 | 6.6048 | 400 | [30 empty] | 0 | 0 | 0
818 | Refrigeration | Sealing | Hospitals | Existing | Night Covers for Display Cases | 0.016512 | 0.0131 |  | 110.08 | 1 | 0.79333 | 6666.6667 | 5 |  | 731 | 44270.8333 | Per End Use Consumption | GSD | 1.0063 | 0.98564 | 1.0265 | 1.0441 | 1.0994 | 1.0901 | 1.0679 | 1.0965 | 1.0642 | 1.0547 | 1.0277 | 1.0297 | ChoEgsd818 | ChoE | gsd | 818 | 6.6048 | 400 | [30 empty] | 0 | 0 | 0
818 | Refrigeration | Sealing | Hospitals | New | Night Covers for Display Cases | 0.016512 | 0.0131 |  | 110.08 | 1 | 0.79333 | 6666.6667 | 5 |  | 731 | 44270.8333 | Per End Use Consumption | GSD | 1.0063 | 0.98564 | 1.0265 | 1.0441 | 1.0994 | 1.0901 | 1.0679 | 1.0965 | 1.0642 | 1.0547 | 1.0277 | 1.0297 | ChoNgsd818 | ChoN | gsd | 818 | 6.6048 | 400 | [30 empty] | 0 | 0 | 0
818 | Refrigeration | Sealing | Institutional | Existing | Night Covers for Display Cases | 0.015741 | 0.012769 |  | 110.08 | 1 | 0.81119 | 6993.007 | 5 |  | 731 | 46437.9371 | Per End Use Consumption | GSD | 1.0063 | 0.98564 | 1.0265 | 1.0441 | 1.0994 | 1.0901 | 1.0679 | 1.0965 | 1.0642 | 1.0547 | 1.0277 | 1.0297 | CinEgsd818 | CinE | gsd | 818 | 6.6048 | 419.5804 | [30 empty] | 0 | 0 | 0
818 | Refrigeration | Sealing | Institutional | New | Night Covers for Display Cases | 0.015741 | 0.012769 |  | 110.08 | 1 | 0.81119 | 6993.007 | 5 |  | 731 | 46437.9371 | Per End Use Consumption | GSD | 1.0063 | 0.98564 | 1.0265 | 1.0441 | 1.0994 | 1.0901 | 1.0679 | 1.0965 | 1.0642 | 1.0547 | 1.0277 | 1.0297 | CinNgsd818 | CinN | gsd | 818 | 6.6048 | 419.5804 | [30 empty] | 0 | 0 | 0
818 | Refrigeration | Sealing | Lodging/Hospitality | Existing | Night Covers for Display Cases | 0.016512 | 0.0131 |  | 110.08 | 1 | 0.79333 | 6666.6667 | 5 |  | 731 | 44270.8333 | Per End Use Consumption | GSD | 1.0063 | 0.98564 | 1.0265 | 1.0441 | 1.0994 | 1.0901 | 1.0679 | 1.0965 | 1.0642 | 1.0547 | 1.0277 | 1.0297 | CloEgsd818 | CloE | gsd | 818 | 6.6048 | 400 | [30 empty] | 0 | 0 | 0
818 | Refrigeration | Sealing | Lodging/Hospitality | New | Night Covers for Display Cases | 0.016512 | 0.0131 |  | 110.08 | 1 | 0.79333 | 6666.6667 | 5 |  | 731 | 44270.8333 | Per End Use Consumption | GSD | 1.0063 | 0.98564 | 1.0265 | 1.0441 | 1.0994 | 1.0901 | 1.0679 | 1.0965 | 1.0642 | 1.0547 | 1.0277 | 1.0297 | CloNgsd818 | CloN | gsd | 818 | 6.6048 | 400 | [30 empty] | 0 | 0 | 0
818 | Refrigeration | Sealing | Miscellaneous | Existing | Night Covers for Display Cases | 0.015741 | 0.012769 |  | 110.08 | 1 | 0.81119 | 6993.007 | 5 |  | 731 | 46437.9371 | Per End Use Consumption | GSD | 1.0063 | 0.98564 | 1.0265 | 1.0441 | 1.0994 | 1.0901 | 1.0679 | 1.0965 | 1.0642 | 1.0547 | 1.0277 | 1.0297 | CmiEgsd818 | CmiE | gsd | 818 | 6.6048 | 419.5804 | [30 empty] | 0 | 0 | 0
818 | Refrigeration | Sealing | Miscellaneous | New | Night Covers for Display Cases | 0.015741 | 0.012769 |  | 110.08 | 1 | 0.81119 | 6993.007 | 5 |  | 731 | 46437.9371 | Per End Use Consumption | GSD | 1.0063 | 0.98564 | 1.0265 | 1.0441 | 1.0994 | 1.0901 | 1.0679 | 1.0965 | 1.0642 | 1.0547 | 1.0277 | 1.0297 | CmiNgsd818 | CmiN | gsd | 818 | 6.6048 | 419.5804 | [30 empty] | 0 | 0 | 0
818 | Refrigeration | Sealing | Offices | Existing | Night Covers for Display Cases | 0.015741 | 0.012769 |  | 110.08 | 1 | 0.81119 | 6993.007 | 5 |  | 731 | 46437.9371 | Per End Use Consumption | GSD | 1.0063 | 0.98564 | 1.0265 | 1.0441 | 1.0994 | 1.0901 | 1.0679 | 1.0965 | 1.0642 | 1.0547 | 1.0277 | 1.0297 | CofEgsd818 | CofE | gsd | 818 | 6.6048 | 419.5804 | [30 empty] | 0 | 0 | 0
818 | Refrigeration | Sealing | Offices | New | Night Covers for Display Cases | 0.015741 | 0.012769 |  | 110.08 | 1 | 0.81119 | 6993.007 | 5 |  | 731 | 46437.9371 | Per End Use Consumption | GSD | 1.0063 | 0.98564 | 1.0265 | 1.0441 | 1.0994 | 1.0901 | 1.0679 | 1.0965 | 1.0642 | 1.0547 | 1.0277 | 1.0297 | CofNgsd818 | CofN | gsd | 818 | 6.6048 | 419.5804 | [30 empty] | 0 | 0 | 0
818 | Refrigeration | Sealing | Restaurants | Existing | Night Covers for Display Cases | 0.015521 | 0.012439 |  | 110.08 | 1 | 0.80142 | 7092.1986 | 5 |  | 731 | 47096.6312 | Per End Use Consumption | GSD | 1.0063 | 0.98564 | 1.0265 | 1.0441 | 1.0994 | 1.0901 | 1.0679 | 1.0965 | 1.0642 | 1.0547 | 1.0277 | 1.0297 | CreEgsd818 | CreE | gsd | 818 | 6.6048 | 425.5319 | [30 empty] | 0 | 0 | 0
818 | Refrigeration | Sealing | Restaurants | New | Night Covers for Display Cases | 0.015521 | 0.012439 |  | 110.08 | 1 | 0.80142 | 7092.1986 | 5 |  | 731 | 47096.6312 | Per End Use Consumption | GSD | 1.0063 | 0.98564 | 1.0265 | 1.0441 | 1.0994 | 1.0901 | 1.0679 | 1.0965 | 1.0642 | 1.0547 | 1.0277 | 1.0297 | CreNgsd818 | CreN | gsd | 818 | 6.6048 | 425.5319 | [30 empty] | 0 | 0 | 0
818 | Refrigeration | Sealing | Retail | Existing | Night Covers for Display Cases | 0.016512 | 0.0131 |  | 110.08 | 1 | 0.79333 | 6666.6667 | 5 |  | 731 | 44270.8333 | Per End Use Consumption | GSD | 1.0063 | 0.98564 | 1.0265 | 1.0441 | 1.0994 | 1.0901 | 1.0679 | 1.0965 | 1.0642 | 1.0547 | 1.0277 | 1.0297 | CrtEgsd818 | CrtE | gsd | 818 | 6.6048 | 400 | [30 empty] | 0 | 0 | 0
818 | Refrigeration | Sealing | Retail | New | Night Covers for Display Cases | 0.016512 | 0.0131 |  | 110.08 | 1 | 0.79333 | 6666.6667 | 5 |  | 731 | 44270.8333 | Per End Use Consumption | GSD | 1.0063 | 0.98564 | 1.0265 | 1.0441 | 1.0994 | 1.0901 | 1.0679 | 1.0965 | 1.0642 | 1.0547 | 1.0277 | 1.0297 | CrtNgsd818 | CrtN | gsd | 818 | 6.6048 | 400 | [30 empty] | 0 | 0 | 0
818 | Refrigeration | Sealing | Schools K-12 | Existing | Night Covers for Display Cases | 0.015741 | 0.012769 |  | 110.08 | 1 | 0.81119 | 6993.007 | 5 |  | 731 | 46437.9371 | Per End Use Consumption | GSD | 1.0063 | 0.98564 | 1.0265 | 1.0441 | 1.0994 | 1.0901 | 1.0679 | 1.0965 | 1.0642 | 1.0547 | 1.0277 | 1.0297 | CscEgsd818 | CscE | gsd | 818 | 6.6048 | 419.5804 | [30 empty] | 0 | 0 | 0
818 | Refrigeration | Sealing | Schools K-12 | New | Night Covers for Display Cases | 0.015741 | 0.012769 |  | 110.08 | 1 | 0.81119 | 6993.007 | 5 |  | 731 | 46437.9371 | Per End Use Consumption | GSD | 1.0063 | 0.98564 | 1.0265 | 1.0441 | 1.0994 | 1.0901 | 1.0679 | 1.0965 | 1.0642 | 1.0547 | 1.0277 | 1.0297 | CscNgsd818 | CscN | gsd | 818 | 6.6048 | 419.5804 | [30 empty] | 0 | 0 | 0
818 | Refrigeration | Sealing | Warehouse | Existing | Night Covers for Display Cases | 0.015741 | 0.012769 |  | 110.08 | 1 | 0.81119 | 6993.007 | 5 |  | 731 | 46437.9371 | Per End Use Consumption | GSD | 1.0063 | 0.98564 | 1.0265 | 1.0441 | 1.0994 | 1.0901 | 1.0679 | 1.0965 | 1.0642 | 1.0547 | 1.0277 | 1.0297 | CwaEgsd818 | CwaE | gsd | 818 | 6.6048 | 419.5804 | [30 empty] | 0 | 0 | 0
818 | Refrigeration | Sealing | Warehouse | New | Night Covers for Display Cases | 0.015741 | 0.012769 |  | 110.08 | 1 | 0.81119 | 6993.007 | 5 |  | 731 | 46437.9371 | Per End Use Consumption | GSD | 1.0063 | 0.98564 | 1.0265 | 1.0441 | 1.0994 | 1.0901 | 1.0679 | 1.0965 | 1.0642 | 1.0547 | 1.0277 | 1.0297 | CwaNgsd818 | CwaN | gsd | 818 | 6.6048 | 419.5804 | [30 empty] | 0 | 0 | 0
819 | Refrigeration | Sealing | Assembly | Existing | Strip Curtains - Freezers | 0.08505 | 0.067473 |  | 567 | 1 | 0.79333 | 6666.6667 | 4 |  | 220.71 | 2595.0617 | Per End Use Consumption | GSD | 1 | 1 | 1 | 1 | 1 | 1 | 1 | 1 | 1 | 1 | 1 | 1 | CasEgsd819 | CasE | gsd | 819 | 34.02 | 400 | [30 empty] | 0 | 0 | 0
819 | Refrigeration | Sealing | Assembly | New | Strip Curtains - Freezers | 0.08505 | 0.067473 |  | 567 | 1 | 0.79333 | 6666.6667 | 4 |  | 220.71 | 2595.0617 | Per End Use Consumption | GSD | 1 | 1 | 1 | 1 | 1 | 1 | 1 | 1 | 1 | 1 | 1 | 1 | CasNgsd819 | CasN | gsd | 819 | 34.02 | 400 | [30 empty] | 0 | 0 | 0
819 | Refrigeration | Sealing | College and University | Existing | Strip Curtains - Freezers | 0.08505 | 0.067473 |  | 567 | 1 | 0.79333 | 6666.6667 | 4 |  | 220.71 | 2595.0617 | Per End Use Consumption | GSD | 1 | 1 | 1 | 1 | 1 | 1 | 1 | 1 | 1 | 1 | 1 | 1 | CcoEgsd819 | CcoE | gsd | 819 | 34.02 | 400 | [30 empty] | 0 | 0 | 0
819 | Refrigeration | Sealing | College and University | New | Strip Curtains - Freezers | 0.08505 | 0.067473 |  | 567 | 1 | 0.79333 | 6666.6667 | 4 |  | 220.71 | 2595.0617 | Per End Use Consumption | GSD | 1 | 1 | 1 | 1 | 1 | 1 | 1 | 1 | 1 | 1 | 1 | 1 | CcoNgsd819 | CcoN | gsd | 819 | 34.02 | 400 | [30 empty] | 0 | 0 | 0
819 | Refrigeration | Sealing | Data Center | Existing | Strip Curtains - Freezers | 0.081081 | 0.065772 |  | 567 | 1 | 0.81119 | 6993.007 | 4 |  | 220.71 | 2722.0927 | Per End Use Consumption | GSD | 1 | 1 | 1 | 1 | 1 | 1 | 1 | 1 | 1 | 1 | 1 | 1 | CdaEgsd819 | CdaE | gsd | 819 | 34.02 | 419.5804 | [30 empty] | 0 | 0 | 0
819 | Refrigeration | Sealing | Data Center | New | Strip Curtains - Freezers | 0.081081 | 0.065772 |  | 567 | 1 | 0.81119 | 6993.007 | 4 |  | 220.71 | 2722.0927 | Per End Use Consumption | GSD | 1 | 1 | 1 | 1 | 1 | 1 | 1 | 1 | 1 | 1 | 1 | 1 | CdaNgsd819 | CdaN | gsd | 819 | 34.02 | 419.5804 | [30 empty] | 0 | 0 | 0
819 | Refrigeration | Sealing | Grocery | Existing | Strip Curtains - Freezers | 0.08505 | 0.067473 |  | 567 | 1 | 0.79333 | 6666.6667 | 4 |  | 220.71 | 2595.0617 | Per End Use Consumption | GSD | 1 | 1 | 1 | 1 | 1 | 1 | 1 | 1 | 1 | 1 | 1 | 1 | CgrEgsd819 | CgrE | gsd | 819 | 34.02 | 400 | [30 empty] | 1.3987 | 0.20957 | 0.16578
819 | Refrigeration | Sealing | Grocery | New | Strip Curtains - Freezers | 0.08505 | 0.067473 |  | 567 | 1 | 0.79333 | 6666.6667 | 4 |  | 220.71 | 2595.0617 | Per End Use Consumption | GSD | 1 | 1 | 1 | 1 | 1 | 1 | 1 | 1 | 1 | 1 | 1 | 1 | CgrNgsd819 | CgrN | gsd | 819 | 34.02 | 400 | [30 empty] | 0.019309 | 0.0028929 | 0.0022884
819 | Refrigeration | Sealing | Healthcare | Existing | Strip Curtains - Freezers | 0.08505 | 0.067473 |  | 567 | 1 | 0.79333 | 6666.6667 | 4 |  | 220.71 | 2595.0617 | Per End Use Consumption | GSD | 1 | 1 | 1 | 1 | 1 | 1 | 1 | 1 | 1 | 1 | 1 | 1 | CheEgsd819 | CheE | gsd | 819 | 34.02 | 400 | [30 empty] | 0 | 0 | 0
819 | Refrigeration | Sealing | Healthcare | New | Strip Curtains - Freezers | 0.08505 | 0.067473 |  | 567 | 1 | 0.79333 | 6666.6667 | 4 |  | 220.71 | 2595.0617 | Per End Use Consumption | GSD | 1 | 1 | 1 | 1 | 1 | 1 | 1 | 1 | 1 | 1 | 1 | 1 | CheNgsd819 | CheN | gsd | 819 | 34.02 | 400 | [30 empty] | 0 | 0 | 0
819 | Refrigeration | Sealing | Hospitals | Existing | Strip Curtains - Freezers | 0.08505 | 0.067473 |  | 567 | 1 | 0.79333 | 6666.6667 | 4 |  | 220.71 | 2595.0617 | Per End Use Consumption | GSD | 1 | 1 | 1 | 1 | 1 | 1 | 1 | 1 | 1 | 1 | 1 | 1 | ChoEgsd819 | ChoE | gsd | 819 | 34.02 | 400 | [30 empty] | 0 | 0 | 0
819 | Refrigeration | Sealing | Hospitals | New | Strip Curtains - Freezers | 0.08505 | 0.067473 |  | 567 | 1 | 0.79333 | 6666.6667 | 4 |  | 220.71 | 2595.0617 | Per End Use Consumption | GSD | 1 | 1 | 1 | 1 | 1 | 1 | 1 | 1 | 1 | 1 | 1 | 1 | ChoNgsd819 | ChoN | gsd | 819 | 34.02 | 400 | [30 empty] | 0 | 0 | 0
819 | Refrigeration | Sealing | Institutional | Existing | Strip Curtains - Freezers | 0.081081 | 0.065772 |  | 567 | 1 | 0.81119 | 6993.007 | 4 |  | 220.71 | 2722.0927 | Per End Use Consumption | GSD | 1 | 1 | 1 | 1 | 1 | 1 | 1 | 1 | 1 | 1 | 1 | 1 | CinEgsd819 | CinE | gsd | 819 | 34.02 | 419.5804 | [30 empty] | 0 | 0 | 0
819 | Refrigeration | Sealing | Institutional | New | Strip Curtains - Freezers | 0.081081 | 0.065772 |  | 567 | 1 | 0.81119 | 6993.007 | 4 |  | 220.71 | 2722.0927 | Per End Use Consumption | GSD | 1 | 1 | 1 | 1 | 1 | 1 | 1 | 1 | 1 | 1 | 1 | 1 | CinNgsd819 | CinN | gsd | 819 | 34.02 | 419.5804 | [30 empty] | 0 | 0 | 0
819 | Refrigeration | Sealing | Lodging/Hospitality | Existing | Strip Curtains - Freezers | 0.08505 | 0.067473 |  | 567 | 1 | 0.79333 | 6666.6667 | 4 |  | 220.71 | 2595.0617 | Per End Use Consumption | GSD | 1 | 1 | 1 | 1 | 1 | 1 | 1 | 1 | 1 | 1 | 1 | 1 | CloEgsd819 | CloE | gsd | 819 | 34.02 | 400 | [30 empty] | 0 | 0 | 0
819 | Refrigeration | Sealing | Lodging/Hospitality | New | Strip Curtains - Freezers | 0.08505 | 0.067473 |  | 567 | 1 | 0.79333 | 6666.6667 | 4 |  | 220.71 | 2595.0617 | Per End Use Consumption | GSD | 1 | 1 | 1 | 1 | 1 | 1 | 1 | 1 | 1 | 1 | 1 | 1 | CloNgsd819 | CloN | gsd | 819 | 34.02 | 400 | [30 empty] | 0 | 0 | 0
819 | Refrigeration | Sealing | Miscellaneous | Existing | Strip Curtains - Freezers | 0.081081 | 0.065772 |  | 567 | 1 | 0.81119 | 6993.007 | 4 |  | 220.71 | 2722.0927 | Per End Use Consumption | GSD | 1 | 1 | 1 | 1 | 1 | 1 | 1 | 1 | 1 | 1 | 1 | 1 | CmiEgsd819 | CmiE | gsd | 819 | 34.02 | 419.5804 | [30 empty] | 0 | 0 | 0
819 | Refrigeration | Sealing | Miscellaneous | New | Strip Curtains - Freezers | 0.081081 | 0.065772 |  | 567 | 1 | 0.81119 | 6993.007 | 4 |  | 220.71 | 2722.0927 | Per End Use Consumption | GSD | 1 | 1 | 1 | 1 | 1 | 1 | 1 | 1 | 1 | 1 | 1 | 1 | CmiNgsd819 | CmiN | gsd | 819 | 34.02 | 419.5804 | [30 empty] | 0 | 0 | 0
819 | Refrigeration | Sealing | Offices | Existing | Strip Curtains - Freezers | 0.081081 | 0.065772 |  | 567 | 1 | 0.81119 | 6993.007 | 4 |  | 220.71 | 2722.0927 | Per End Use Consumption | GSD | 1 | 1 | 1 | 1 | 1 | 1 | 1 | 1 | 1 | 1 | 1 | 1 | CofEgsd819 | CofE | gsd | 819 | 34.02 | 419.5804 | [30 empty] | 0 | 0 | 0
819 | Refrigeration | Sealing | Offices | New | Strip Curtains - Freezers | 0.081081 | 0.065772 |  | 567 | 1 | 0.81119 | 6993.007 | 4 |  | 220.71 | 2722.0927 | Per End Use Consumption | GSD | 1 | 1 | 1 | 1 | 1 | 1 | 1 | 1 | 1 | 1 | 1 | 1 | CofNgsd819 | CofN | gsd | 819 | 34.02 | 419.5804 | [30 empty] | 0 | 0 | 0
819 | Refrigeration | Sealing | Restaurants | Existing | Strip Curtains - Freezers | 0.079947 | 0.064071 |  | 567 | 1 | 0.80142 | 7092.1986 | 4 |  | 220.71 | 2760.704 | Per End Use Consumption | GSD | 1 | 1 | 1 | 1 | 1 | 1 | 1 | 1 | 1 | 1 | 1 | 1 | CreEgsd819 | CreE | gsd | 819 | 34.02 | 425.5319 | [30 empty] | 0 | 0 | 0
819 | Refrigeration | Sealing | Restaurants | New | Strip Curtains - Freezers | 0.079947 | 0.064071 |  | 567 | 1 | 0.80142 | 7092.1986 | 4 |  | 220.71 | 2760.704 | Per End Use Consumption | GSD | 1 | 1 | 1 | 1 | 1 | 1 | 1 | 1 | 1 | 1 | 1 | 1 | CreNgsd819 | CreN | gsd | 819 | 34.02 | 425.5319 | [30 empty] | 0 | 0 | 0
819 | Refrigeration | Sealing | Retail | Existing | Strip Curtains - Freezers | 0.08505 | 0.067473 |  | 567 | 1 | 0.79333 | 6666.6667 | 4 |  | 220.71 | 2595.0617 | Per End Use Consumption | GSD | 1 | 1 | 1 | 1 | 1 | 1 | 1 | 1 | 1 | 1 | 1 | 1 | CrtEgsd819 | CrtE | gsd | 819 | 34.02 | 400 | [30 empty] | 0 | 0 | 0
819 | Refrigeration | Sealing | Retail | New | Strip Curtains - Freezers | 0.08505 | 0.067473 |  | 567 | 1 | 0.79333 | 6666.6667 | 4 |  | 220.71 | 2595.0617 | Per End Use Consumption | GSD | 1 | 1 | 1 | 1 | 1 | 1 | 1 | 1 | 1 | 1 | 1 | 1 | CrtNgsd819 | CrtN | gsd | 819 | 34.02 | 400 | [30 empty] | 0 | 0 | 0
819 | Refrigeration | Sealing | Schools K-12 | Existing | Strip Curtains - Freezers | 0.081081 | 0.065772 |  | 567 | 1 | 0.81119 | 6993.007 | 4 |  | 220.71 | 2722.0927 | Per End Use Consumption | GSD | 1 | 1 | 1 | 1 | 1 | 1 | 1 | 1 | 1 | 1 | 1 | 1 | CscEgsd819 | CscE | gsd | 819 | 34.02 | 419.5804 | [30 empty] | 0 | 0 | 0
819 | Refrigeration | Sealing | Schools K-12 | New | Strip Curtains - Freezers | 0.081081 | 0.065772 |  | 567 | 1 | 0.81119 | 6993.007 | 4 |  | 220.71 | 2722.0927 | Per End Use Consumption | GSD | 1 | 1 | 1 | 1 | 1 | 1 | 1 | 1 | 1 | 1 | 1 | 1 | CscNgsd819 | CscN | gsd | 819 | 34.02 | 419.5804 | [30 empty] | 0 | 0 | 0
819 | Refrigeration | Sealing | Warehouse | Existing | Strip Curtains - Freezers | 0.081081 | 0.065772 |  | 567 | 1 | 0.81119 | 6993.007 | 4 |  | 220.71 | 2722.0927 | Per End Use Consumption | GSD | 1 | 1 | 1 | 1 | 1 | 1 | 1 | 1 | 1 | 1 | 1 | 1 | CwaEgsd819 | CwaE | gsd | 819 | 34.02 | 419.5804 | [30 empty] | 0 | 0 | 0
819 | Refrigeration | Sealing | Warehouse | New | Strip Curtains - Freezers | 0.081081 | 0.065772 |  | 567 | 1 | 0.81119 | 6993.007 | 4 |  | 220.71 | 2722.0927 | Per End Use Consumption | GSD | 1 | 1 | 1 | 1 | 1 | 1 | 1 | 1 | 1 | 1 | 1 | 1 | CwaNgsd819 | CwaN | gsd | 819 | 34.02 | 419.5804 | [30 empty] | 0 | 0 | 0
820 | Refrigeration | Sealing | Assembly | Existing | Strip Curtains - Refrigerators | 0.063 | 0.04998 |  | 420 | 1 | 0.79333 | 6666.6667 | 4 |  | 220.71 | 3503.3333 | Per End Use Consumption | GSD | 1 | 1 | 1 | 1 | 1 | 1 | 1 | 1 | 1 | 1 | 1 | 1 | CasEgsd820 | CasE | gsd | 820 | 25.2 | 400 | [30 empty] | 0 | 0 | 0
820 | Refrigeration | Sealing | Assembly | New | Strip Curtains - Refrigerators | 0.063 | 0.04998 |  | 420 | 1 | 0.79333 | 6666.6667 | 4 |  | 220.71 | 3503.3333 | Per End Use Consumption | GSD | 1 | 1 | 1 | 1 | 1 | 1 | 1 | 1 | 1 | 1 | 1 | 1 | CasNgsd820 | CasN | gsd | 820 | 25.2 | 400 | [30 empty] | 0 | 0 | 0
820 | Refrigeration | Sealing | College and University | Existing | Strip Curtains - Refrigerators | 0.063 | 0.04998 |  | 420 | 1 | 0.79333 | 6666.6667 | 4 |  | 220.71 | 3503.3333 | Per End Use Consumption | GSD | 1 | 1 | 1 | 1 | 1 | 1 | 1 | 1 | 1 | 1 | 1 | 1 | CcoEgsd820 | CcoE | gsd | 820 | 25.2 | 400 | [30 empty] | 0 | 0 | 0
820 | Refrigeration | Sealing | College and University | New | Strip Curtains - Refrigerators | 0.063 | 0.04998 |  | 420 | 1 | 0.79333 | 6666.6667 | 4 |  | 220.71 | 3503.3333 | Per End Use Consumption | GSD | 1 | 1 | 1 | 1 | 1 | 1 | 1 | 1 | 1 | 1 | 1 | 1 | CcoNgsd820 | CcoN | gsd | 820 | 25.2 | 400 | [30 empty] | 0 | 0 | 0
820 | Refrigeration | Sealing | Data Center | Existing | Strip Curtains - Refrigerators | 0.06006 | 0.04872 |  | 420 | 1 | 0.81119 | 6993.007 | 4 |  | 220.71 | 3674.8252 | Per End Use Consumption | GSD | 1 | 1 | 1 | 1 | 1 | 1 | 1 | 1 | 1 | 1 | 1 | 1 | CdaEgsd820 | CdaE | gsd | 820 | 25.2 | 419.5804 | [30 empty] | 0 | 0 | 0
820 | Refrigeration | Sealing | Data Center | New | Strip Curtains - Refrigerators | 0.06006 | 0.04872 |  | 420 | 1 | 0.81119 | 6993.007 | 4 |  | 220.71 | 3674.8252 | Per End Use Consumption | GSD | 1 | 1 | 1 | 1 | 1 | 1 | 1 | 1 | 1 | 1 | 1 | 1 | CdaNgsd820 | CdaN | gsd | 820 | 25.2 | 419.5804 | [30 empty] | 0 | 0 | 0
820 | Refrigeration | Sealing | Grocery | Existing | Strip Curtains - Refrigerators | 0.063 | 0.04998 |  | 420 | 1 | 0.79333 | 6666.6667 | 4 |  | 220.71 | 3503.3333 | Per End Use Consumption | GSD | 1 | 1 | 1 | 1 | 1 | 1 | 1 | 1 | 1 | 1 | 1 | 1 | CgrEgsd820 | CgrE | gsd | 820 | 25.2 | 400 | [30 empty] | 2.2967 | 0.3441 | 0.2722
820 | Refrigeration | Sealing | Grocery | New | Strip Curtains - Refrigerators | 0.063 | 0.04998 |  | 420 | 1 | 0.79333 | 6666.6667 | 4 |  | 220.71 | 3503.3333 | Per End Use Consumption | GSD | 1 | 1 | 1 | 1 | 1 | 1 | 1 | 1 | 1 | 1 | 1 | 1 | CgrNgsd820 | CgrN | gsd | 820 | 25.2 | 400 | [30 empty] | 0.031704 | 0.0047501 | 0.0037576
820 | Refrigeration | Sealing | Healthcare | Existing | Strip Curtains - Refrigerators | 0.063 | 0.04998 |  | 420 | 1 | 0.79333 | 6666.6667 | 4 |  | 220.71 | 3503.3333 | Per End Use Consumption | GSD | 1 | 1 | 1 | 1 | 1 | 1 | 1 | 1 | 1 | 1 | 1 | 1 | CheEgsd820 | CheE | gsd | 820 | 25.2 | 400 | [30 empty] | 0 | 0 | 0
820 | Refrigeration | Sealing | Healthcare | New | Strip Curtains - Refrigerators | 0.063 | 0.04998 |  | 420 | 1 | 0.79333 | 6666.6667 | 4 |  | 220.71 | 3503.3333 | Per End Use Consumption | GSD | 1 | 1 | 1 | 1 | 1 | 1 | 1 | 1 | 1 | 1 | 1 | 1 | CheNgsd820 | CheN | gsd | 820 | 25.2 | 400 | [30 empty] | 0 | 0 | 0
820 | Refrigeration | Sealing | Hospitals | Existing | Strip Curtains - Refrigerators | 0.063 | 0.04998 |  | 420 | 1 | 0.79333 | 6666.6667 | 4 |  | 220.71 | 3503.3333 | Per End Use Consumption | GSD | 1 | 1 | 1 | 1 | 1 | 1 | 1 | 1 | 1 | 1 | 1 | 1 | ChoEgsd820 | ChoE | gsd | 820 | 25.2 | 400 | [30 empty] | 0 | 0 | 0
820 | Refrigeration | Sealing | Hospitals | New | Strip Curtains - Refrigerators | 0.063 | 0.04998 |  | 420 | 1 | 0.79333 | 6666.6667 | 4 |  | 220.71 | 3503.3333 | Per End Use Consumption | GSD | 1 | 1 | 1 | 1 | 1 | 1 | 1 | 1 | 1 | 1 | 1 | 1 | ChoNgsd820 | ChoN | gsd | 820 | 25.2 | 400 | [30 empty] | 0 | 0 | 0
820 | Refrigeration | Sealing | Institutional | Existing | Strip Curtains - Refrigerators | 0.06006 | 0.04872 |  | 420 | 1 | 0.81119 | 6993.007 | 4 |  | 220.71 | 3674.8252 | Per End Use Consumption | GSD | 1 | 1 | 1 | 1 | 1 | 1 | 1 | 1 | 1 | 1 | 1 | 1 | CinEgsd820 | CinE | gsd | 820 | 25.2 | 419.5804 | [30 empty] | 0 | 0 | 0
820 | Refrigeration | Sealing | Institutional | New | Strip Curtains - Refrigerators | 0.06006 | 0.04872 |  | 420 | 1 | 0.81119 | 6993.007 | 4 |  | 220.71 | 3674.8252 | Per End Use Consumption | GSD | 1 | 1 | 1 | 1 | 1 | 1 | 1 | 1 | 1 | 1 | 1 | 1 | CinNgsd820 | CinN | gsd | 820 | 25.2 | 419.5804 | [30 empty] | 0 | 0 | 0
820 | Refrigeration | Sealing | Lodging/Hospitality | Existing | Strip Curtains - Refrigerators | 0.063 | 0.04998 |  | 420 | 1 | 0.79333 | 6666.6667 | 4 |  | 220.71 | 3503.3333 | Per End Use Consumption | GSD | 1 | 1 | 1 | 1 | 1 | 1 | 1 | 1 | 1 | 1 | 1 | 1 | CloEgsd820 | CloE | gsd | 820 | 25.2 | 400 | [30 empty] | 0 | 0 | 0
820 | Refrigeration | Sealing | Lodging/Hospitality | New | Strip Curtains - Refrigerators | 0.063 | 0.04998 |  | 420 | 1 | 0.79333 | 6666.6667 | 4 |  | 220.71 | 3503.3333 | Per End Use Consumption | GSD | 1 | 1 | 1 | 1 | 1 | 1 | 1 | 1 | 1 | 1 | 1 | 1 | CloNgsd820 | CloN | gsd | 820 | 25.2 | 400 | [30 empty] | 0 | 0 | 0
820 | Refrigeration | Sealing | Miscellaneous | Existing | Strip Curtains - Refrigerators | 0.06006 | 0.04872 |  | 420 | 1 | 0.81119 | 6993.007 | 4 |  | 220.71 | 3674.8252 | Per End Use Consumption | GSD | 1 | 1 | 1 | 1 | 1 | 1 | 1 | 1 | 1 | 1 | 1 | 1 | CmiEgsd820 | CmiE | gsd | 820 | 25.2 | 419.5804 | [30 empty] | 0 | 0 | 0
820 | Refrigeration | Sealing | Miscellaneous | New | Strip Curtains - Refrigerators | 0.06006 | 0.04872 |  | 420 | 1 | 0.81119 | 6993.007 | 4 |  | 220.71 | 3674.8252 | Per End Use Consumption | GSD | 1 | 1 | 1 | 1 | 1 | 1 | 1 | 1 | 1 | 1 | 1 | 1 | CmiNgsd820 | CmiN | gsd | 820 | 25.2 | 419.5804 | [30 empty] | 0 | 0 | 0
820 | Refrigeration | Sealing | Offices | Existing | Strip Curtains - Refrigerators | 0.06006 | 0.04872 |  | 420 | 1 | 0.81119 | 6993.007 | 4 |  | 220.71 | 3674.8252 | Per End Use Consumption | GSD | 1 | 1 | 1 | 1 | 1 | 1 | 1 | 1 | 1 | 1 | 1 | 1 | CofEgsd820 | CofE | gsd | 820 | 25.2 | 419.5804 | [30 empty] | 0 | 0 | 0
820 | Refrigeration | Sealing | Offices | New | Strip Curtains - Refrigerators | 0.06006 | 0.04872 |  | 420 | 1 | 0.81119 | 6993.007 | 4 |  | 220.71 | 3674.8252 | Per End Use Consumption | GSD | 1 | 1 | 1 | 1 | 1 | 1 | 1 | 1 | 1 | 1 | 1 | 1 | CofNgsd820 | CofN | gsd | 820 | 25.2 | 419.5804 | [30 empty] | 0 | 0 | 0
820 | Refrigeration | Sealing | Restaurants | Existing | Strip Curtains - Refrigerators | 0.05922 | 0.04746 |  | 420 | 1 | 0.80142 | 7092.1986 | 4 |  | 220.71 | 3726.9504 | Per End Use Consumption | GSD | 1 | 1 | 1 | 1 | 1 | 1 | 1 | 1 | 1 | 1 | 1 | 1 | CreEgsd820 | CreE | gsd | 820 | 25.2 | 425.5319 | [30 empty] | 0 | 0 | 0
820 | Refrigeration | Sealing | Restaurants | New | Strip Curtains - Refrigerators | 0.05922 | 0.04746 |  | 420 | 1 | 0.80142 | 7092.1986 | 4 |  | 220.71 | 3726.9504 | Per End Use Consumption | GSD | 1 | 1 | 1 | 1 | 1 | 1 | 1 | 1 | 1 | 1 | 1 | 1 | CreNgsd820 | CreN | gsd | 820 | 25.2 | 425.5319 | [30 empty] | 0 | 0 | 0
820 | Refrigeration | Sealing | Retail | Existing | Strip Curtains - Refrigerators | 0.063 | 0.04998 |  | 420 | 1 | 0.79333 | 6666.6667 | 4 |  | 220.71 | 3503.3333 | Per End Use Consumption | GSD | 1 | 1 | 1 | 1 | 1 | 1 | 1 | 1 | 1 | 1 | 1 | 1 | CrtEgsd820 | CrtE | gsd | 820 | 25.2 | 400 | [30 empty] | 0 | 0 | 0
820 | Refrigeration | Sealing | Retail | New | Strip Curtains - Refrigerators | 0.063 | 0.04998 |  | 420 | 1 | 0.79333 | 6666.6667 | 4 |  | 220.71 | 3503.3333 | Per End Use Consumption | GSD | 1 | 1 | 1 | 1 | 1 | 1 | 1 | 1 | 1 | 1 | 1 | 1 | CrtNgsd820 | CrtN | gsd | 820 | 25.2 | 400 | [30 empty] | 0 | 0 | 0
820 | Refrigeration | Sealing | Schools K-12 | Existing | Strip Curtains - Refrigerators | 0.06006 | 0.04872 |  | 420 | 1 | 0.81119 | 6993.007 | 4 |  | 220.71 | 3674.8252 | Per End Use Consumption | GSD | 1 | 1 | 1 | 1 | 1 | 1 | 1 | 1 | 1 | 1 | 1 | 1 | CscEgsd820 | CscE | gsd | 820 | 25.2 | 419.5804 | [30 empty] | 0 | 0 | 0
820 | Refrigeration | Sealing | Schools K-12 | New | Strip Curtains - Refrigerators | 0.06006 | 0.04872 |  | 420 | 1 | 0.81119 | 6993.007 | 4 |  | 220.71 | 3674.8252 | Per End Use Consumption | GSD | 1 | 1 | 1 | 1 | 1 | 1 | 1 | 1 | 1 | 1 | 1 | 1 | CscNgsd820 | CscN | gsd | 820 | 25.2 | 419.5804 | [30 empty] | 0 | 0 | 0
820 | Refrigeration | Sealing | Warehouse | Existing | Strip Curtains - Refrigerators | 0.06006 | 0.04872 |  | 420 | 1 | 0.81119 | 6993.007 | 4 |  | 220.71 | 3674.8252 | Per End Use Consumption | GSD | 1 | 1 | 1 | 1 | 1 | 1 | 1 | 1 | 1 | 1 | 1 | 1 | CwaEgsd820 | CwaE | gsd | 820 | 25.2 | 419.5804 | [30 empty] | 0 | 0 | 0
820 | Refrigeration | Sealing | Warehouse | New | Strip Curtains - Refrigerators | 0.06006 | 0.04872 |  | 420 | 1 | 0.81119 | 6993.007 | 4 |  | 220.71 | 3674.8252 | Per End Use Consumption | GSD | 1 | 1 | 1 | 1 | 1 | 1 | 1 | 1 | 1 | 1 | 1 | 1 | CwaNgsd820 | CwaN | gsd | 820 | 25.2 | 419.5804 | [30 empty] | 0 | 0 | 0
821 | Refrigeration | Unit | Assembly | Turnover | Energy Star Commercial Glass Door Freezer | 0.70627 | 0.56031 |  | 4708.5 | 1 | 0.79333 | 6666.6667 | 12 |  | 1154.64 | 1634.8306 | Per Unit | GSD | 1 | 1 | 1 | 1 | 1 | 1 | 1 | 1 | 1 | 1 | 1 | 1 | CasTgsd821 | CasT | gsd | 821 | 282.51 | 400 | [30 empty] | 0 | 0 | 0
821 | Refrigeration | Unit | Assembly | New | Energy Star Commercial Glass Door Freezer | 0.70627 | 0.56031 |  | 4708.5 | 1 | 0.79333 | 6666.6667 | 12 |  | 1154.64 | 1634.8306 | Per Unit | GSD | 1 | 1 | 1 | 1 | 1 | 1 | 1 | 1 | 1 | 1 | 1 | 1 | CasNgsd821 | CasN | gsd | 821 | 282.51 | 400 | [30 empty] | 0 | 0 | 0
821 | Refrigeration | Unit | College and University | Turnover | Energy Star Commercial Glass Door Freezer | 0.70627 | 0.56031 |  | 4708.5 | 1 | 0.79333 | 6666.6667 | 12 |  | 1154.64 | 1634.8306 | Per Unit | GSD | 1 | 1 | 1 | 1 | 1 | 1 | 1 | 1 | 1 | 1 | 1 | 1 | CcoTgsd821 | CcoT | gsd | 821 | 282.51 | 400 | [30 empty] | 0 | 0 | 0
821 | Refrigeration | Unit | College and University | New | Energy Star Commercial Glass Door Freezer | 0.70627 | 0.56031 |  | 4708.5 | 1 | 0.79333 | 6666.6667 | 12 |  | 1154.64 | 1634.8306 | Per Unit | GSD | 1 | 1 | 1 | 1 | 1 | 1 | 1 | 1 | 1 | 1 | 1 | 1 | CcoNgsd821 | CcoN | gsd | 821 | 282.51 | 400 | [30 empty] | 0 | 0 | 0
821 | Refrigeration | Unit | Data Center | Turnover | Energy Star Commercial Glass Door Freezer | 0.67332 | 0.54619 |  | 4708.5 | 1 | 0.81119 | 6993.007 | 12 |  | 1154.64 | 1714.8573 | Per Unit | GSD | 1 | 1 | 1 | 1 | 1 | 1 | 1 | 1 | 1 | 1 | 1 | 1 | CdaTgsd821 | CdaT | gsd | 821 | 282.51 | 419.5804 | [30 empty] | 0 | 0 | 0
821 | Refrigeration | Unit | Data Center | New | Energy Star Commercial Glass Door Freezer | 0.67332 | 0.54619 |  | 4708.5 | 1 | 0.81119 | 6993.007 | 12 |  | 1154.64 | 1714.8573 | Per Unit | GSD | 1 | 1 | 1 | 1 | 1 | 1 | 1 | 1 | 1 | 1 | 1 | 1 | CdaNgsd821 | CdaN | gsd | 821 | 282.51 | 419.5804 | [30 empty] | 0 | 0 | 0
821 | Refrigeration | Unit | Grocery | Turnover | Energy Star Commercial Glass Door Freezer | 0.70627 | 0.56031 |  | 4708.5 | 1 | 0.79333 | 6666.6667 | 12 |  | 1154.64 | 1634.8306 | Per Unit | GSD | 1 | 1 | 1 | 1 | 1 | 1 | 1 | 1 | 1 | 1 | 1 | 1 | CgrTgsd821 | CgrT | gsd | 821 | 282.51 | 400 | [30 empty] | 83.2646 | 12.4751 | 9.8684
821 | Refrigeration | Unit | Grocery | New | Energy Star Commercial Glass Door Freezer | 0.70627 | 0.56031 |  | 4708.5 | 1 | 0.79333 | 6666.6667 | 12 |  | 1154.64 | 1634.8306 | Per Unit | GSD | 1 | 1 | 1 | 1 | 1 | 1 | 1 | 1 | 1 | 1 | 1 | 1 | CgrNgsd821 | CgrN | gsd | 821 | 282.51 | 400 | [30 empty] | 0.91838 | 0.1376 | 0.10885
821 | Refrigeration | Unit | Healthcare | Turnover | Energy Star Commercial Glass Door Freezer | 0.70627 | 0.56031 |  | 4708.5 | 1 | 0.79333 | 6666.6667 | 12 |  | 1154.64 | 1634.8306 | Per Unit | GSD | 1 | 1 | 1 | 1 | 1 | 1 | 1 | 1 | 1 | 1 | 1 | 1 | CheTgsd821 | CheT | gsd | 821 | 282.51 | 400 | [30 empty] | 0 | 0 | 0
821 | Refrigeration | Unit | Healthcare | New | Energy Star Commercial Glass Door Freezer | 0.70627 | 0.56031 |  | 4708.5 | 1 | 0.79333 | 6666.6667 | 12 |  | 1154.64 | 1634.8306 | Per Unit | GSD | 1 | 1 | 1 | 1 | 1 | 1 | 1 | 1 | 1 | 1 | 1 | 1 | CheNgsd821 | CheN | gsd | 821 | 282.51 | 400 | [30 empty] | 0 | 0 | 0
821 | Refrigeration | Unit | Hospitals | Turnover | Energy Star Commercial Glass Door Freezer | 0.70627 | 0.56031 |  | 4708.5 | 1 | 0.79333 | 6666.6667 | 12 |  | 1154.64 | 1634.8306 | Per Unit | GSD | 1 | 1 | 1 | 1 | 1 | 1 | 1 | 1 | 1 | 1 | 1 | 1 | ChoTgsd821 | ChoT | gsd | 821 | 282.51 | 400 | [30 empty] | 0 | 0 | 0
821 | Refrigeration | Unit | Hospitals | New | Energy Star Commercial Glass Door Freezer | 0.70627 | 0.56031 |  | 4708.5 | 1 | 0.79333 | 6666.6667 | 12 |  | 1154.64 | 1634.8306 | Per Unit | GSD | 1 | 1 | 1 | 1 | 1 | 1 | 1 | 1 | 1 | 1 | 1 | 1 | ChoNgsd821 | ChoN | gsd | 821 | 282.51 | 400 | [30 empty] | 0 | 0 | 0
821 | Refrigeration | Unit | Institutional | Turnover | Energy Star Commercial Glass Door Freezer | 0.67332 | 0.54619 |  | 4708.5 | 1 | 0.81119 | 6993.007 | 12 |  | 1154.64 | 1714.8573 | Per Unit | GSD | 1 | 1 | 1 | 1 | 1 | 1 | 1 | 1 | 1 | 1 | 1 | 1 | CinTgsd821 | CinT | gsd | 821 | 282.51 | 419.5804 | [30 empty] | 0 | 0 | 0
821 | Refrigeration | Unit | Institutional | New | Energy Star Commercial Glass Door Freezer | 0.67332 | 0.54619 |  | 4708.5 | 1 | 0.81119 | 6993.007 | 12 |  | 1154.64 | 1714.8573 | Per Unit | GSD | 1 | 1 | 1 | 1 | 1 | 1 | 1 | 1 | 1 | 1 | 1 | 1 | CinNgsd821 | CinN | gsd | 821 | 282.51 | 419.5804 | [30 empty] | 0 | 0 | 0
821 | Refrigeration | Unit | Lodging/Hospitality | Turnover | Energy Star Commercial Glass Door Freezer | 0.70627 | 0.56031 |  | 4708.5 | 1 | 0.79333 | 6666.6667 | 12 |  | 1154.64 | 1634.8306 | Per Unit | GSD | 1 | 1 | 1 | 1 | 1 | 1 | 1 | 1 | 1 | 1 | 1 | 1 | CloTgsd821 | CloT | gsd | 821 | 282.51 | 400 | [30 empty] | 0 | 0 | 0
821 | Refrigeration | Unit | Lodging/Hospitality | New | Energy Star Commercial Glass Door Freezer | 0.70627 | 0.56031 |  | 4708.5 | 1 | 0.79333 | 6666.6667 | 12 |  | 1154.64 | 1634.8306 | Per Unit | GSD | 1 | 1 | 1 | 1 | 1 | 1 | 1 | 1 | 1 | 1 | 1 | 1 | CloNgsd821 | CloN | gsd | 821 | 282.51 | 400 | [30 empty] | 0 | 0 | 0
821 | Refrigeration | Unit | Miscellaneous | Turnover | Energy Star Commercial Glass Door Freezer | 0.67332 | 0.54619 |  | 4708.5 | 1 | 0.81119 | 6993.007 | 12 |  | 1154.64 | 1714.8573 | Per Unit | GSD | 1 | 1 | 1 | 1 | 1 | 1 | 1 | 1 | 1 | 1 | 1 | 1 | CmiTgsd821 | CmiT | gsd | 821 | 282.51 | 419.5804 | [30 empty] | 0 | 0 | 0
821 | Refrigeration | Unit | Miscellaneous | New | Energy Star Commercial Glass Door Freezer | 0.67332 | 0.54619 |  | 4708.5 | 1 | 0.81119 | 6993.007 | 12 |  | 1154.64 | 1714.8573 | Per Unit | GSD | 1 | 1 | 1 | 1 | 1 | 1 | 1 | 1 | 1 | 1 | 1 | 1 | CmiNgsd821 | CmiN | gsd | 821 | 282.51 | 419.5804 | [30 empty] | 0 | 0 | 0
821 | Refrigeration | Unit | Offices | Turnover | Energy Star Commercial Glass Door Freezer | 0.67332 | 0.54619 |  | 4708.5 | 1 | 0.81119 | 6993.007 | 12 |  | 1154.64 | 1714.8573 | Per Unit | GSD | 1 | 1 | 1 | 1 | 1 | 1 | 1 | 1 | 1 | 1 | 1 | 1 | CofTgsd821 | CofT | gsd | 821 | 282.51 | 419.5804 | [30 empty] | 0 | 0 | 0
821 | Refrigeration | Unit | Offices | New | Energy Star Commercial Glass Door Freezer | 0.67332 | 0.54619 |  | 4708.5 | 1 | 0.81119 | 6993.007 | 12 |  | 1154.64 | 1714.8573 | Per Unit | GSD | 1 | 1 | 1 | 1 | 1 | 1 | 1 | 1 | 1 | 1 | 1 | 1 | CofNgsd821 | CofN | gsd | 821 | 282.51 | 419.5804 | [30 empty] | 0 | 0 | 0
821 | Refrigeration | Unit | Restaurants | Turnover | Energy Star Commercial Glass Door Freezer | 0.6639 | 0.53206 |  | 4708.5 | 1 | 0.80142 | 7092.1986 | 12 |  | 1154.64 | 1739.1815 | Per Unit | GSD | 1 | 1 | 1 | 1 | 1 | 1 | 1 | 1 | 1 | 1 | 1 | 1 | CreTgsd821 | CreT | gsd | 821 | 282.51 | 425.5319 | [30 empty] | 0 | 0 | 0
821 | Refrigeration | Unit | Restaurants | New | Energy Star Commercial Glass Door Freezer | 0.6639 | 0.53206 |  | 4708.5 | 1 | 0.80142 | 7092.1986 | 12 |  | 1154.64 | 1739.1815 | Per Unit | GSD | 1 | 1 | 1 | 1 | 1 | 1 | 1 | 1 | 1 | 1 | 1 | 1 | CreNgsd821 | CreN | gsd | 821 | 282.51 | 425.5319 | [30 empty] | 0 | 0 | 0
821 | Refrigeration | Unit | Retail | Turnover | Energy Star Commercial Glass Door Freezer | 0.70627 | 0.56031 |  | 4708.5 | 1 | 0.79333 | 6666.6667 | 12 |  | 1154.64 | 1634.8306 | Per Unit | GSD | 1 | 1 | 1 | 1 | 1 | 1 | 1 | 1 | 1 | 1 | 1 | 1 | CrtTgsd821 | CrtT | gsd | 821 | 282.51 | 400 | [30 empty] | 0 | 0 | 0
821 | Refrigeration | Unit | Retail | New | Energy Star Commercial Glass Door Freezer | 0.70627 | 0.56031 |  | 4708.5 | 1 | 0.79333 | 6666.6667 | 12 |  | 1154.64 | 1634.8306 | Per Unit | GSD | 1 | 1 | 1 | 1 | 1 | 1 | 1 | 1 | 1 | 1 | 1 | 1 | CrtNgsd821 | CrtN | gsd | 821 | 282.51 | 400 | [30 empty] | 0 | 0 | 0
821 | Refrigeration | Unit | Schools K-12 | Turnover | Energy Star Commercial Glass Door Freezer | 0.67332 | 0.54619 |  | 4708.5 | 1 | 0.81119 | 6993.007 | 12 |  | 1154.64 | 1714.8573 | Per Unit | GSD | 1 | 1 | 1 | 1 | 1 | 1 | 1 | 1 | 1 | 1 | 1 | 1 | CscTgsd821 | CscT | gsd | 821 | 282.51 | 419.5804 | [30 empty] | 0 | 0 | 0
821 | Refrigeration | Unit | Schools K-12 | New | Energy Star Commercial Glass Door Freezer | 0.67332 | 0.54619 |  | 4708.5 | 1 | 0.81119 | 6993.007 | 12 |  | 1154.64 | 1714.8573 | Per Unit | GSD | 1 | 1 | 1 | 1 | 1 | 1 | 1 | 1 | 1 | 1 | 1 | 1 | CscNgsd821 | CscN | gsd | 821 | 282.51 | 419.5804 | [30 empty] | 0 | 0 | 0
821 | Refrigeration | Unit | Warehouse | Turnover | Energy Star Commercial Glass Door Freezer | 0.67332 | 0.54619 |  | 4708.5 | 1 | 0.81119 | 6993.007 | 12 |  | 1154.64 | 1714.8573 | Per Unit | GSD | 1 | 1 | 1 | 1 | 1 | 1 | 1 | 1 | 1 | 1 | 1 | 1 | CwaTgsd821 | CwaT | gsd | 821 | 282.51 | 419.5804 | [30 empty] | 0 | 0 | 0
821 | Refrigeration | Unit | Warehouse | New | Energy Star Commercial Glass Door Freezer | 0.67332 | 0.54619 |  | 4708.5 | 1 | 0.81119 | 6993.007 | 12 |  | 1154.64 | 1714.8573 | Per Unit | GSD | 1 | 1 | 1 | 1 | 1 | 1 | 1 | 1 | 1 | 1 | 1 | 1 | CwaNgsd821 | CwaN | gsd | 821 | 282.51 | 419.5804 | [30 empty] | 0 | 0 | 0
822 | Refrigeration | Unit | Assembly | Turnover | Energy Star Commercial Glass Door Refrigerator | 0.1314 | 0.10424 |  | 876 | 1 | 0.79333 | 6666.6667 | 12 |  | 891.8 | 6786.9102 | Per Unit | GSD | 1 | 1 | 1 | 1 | 1 | 1 | 1 | 1 | 1 | 1 | 1 | 1 | CasTgsd822 | CasT | gsd | 822 | 52.56 | 400 | [30 empty] | 0 | 0 | 0
822 | Refrigeration | Unit | Assembly | New | Energy Star Commercial Glass Door Refrigerator | 0.1314 | 0.10424 |  | 876 | 1 | 0.79333 | 6666.6667 | 12 |  | 891.8 | 6786.9102 | Per Unit | GSD | 1 | 1 | 1 | 1 | 1 | 1 | 1 | 1 | 1 | 1 | 1 | 1 | CasNgsd822 | CasN | gsd | 822 | 52.56 | 400 | [30 empty] | 0 | 0 | 0
822 | Refrigeration | Unit | College and University | Turnover | Energy Star Commercial Glass Door Refrigerator | 0.1314 | 0.10424 |  | 876 | 1 | 0.79333 | 6666.6667 | 12 |  | 891.8 | 6786.9102 | Per Unit | GSD | 1 | 1 | 1 | 1 | 1 | 1 | 1 | 1 | 1 | 1 | 1 | 1 | CcoTgsd822 | CcoT | gsd | 822 | 52.56 | 400 | [30 empty] | 0 | 0 | 0
822 | Refrigeration | Unit | College and University | New | Energy Star Commercial Glass Door Refrigerator | 0.1314 | 0.10424 |  | 876 | 1 | 0.79333 | 6666.6667 | 12 |  | 891.8 | 6786.9102 | Per Unit | GSD | 1 | 1 | 1 | 1 | 1 | 1 | 1 | 1 | 1 | 1 | 1 | 1 | CcoNgsd822 | CcoN | gsd | 822 | 52.56 | 400 | [30 empty] | 0 | 0 | 0
822 | Refrigeration | Unit | Data Center | Turnover | Energy Star Commercial Glass Door Refrigerator | 0.12527 | 0.10162 |  | 876 | 1 | 0.81119 | 6993.007 | 12 |  | 891.8 | 7119.1366 | Per Unit | GSD | 1 | 1 | 1 | 1 | 1 | 1 | 1 | 1 | 1 | 1 | 1 | 1 | CdaTgsd822 | CdaT | gsd | 822 | 52.56 | 419.5804 | [30 empty] | 0 | 0 | 0
822 | Refrigeration | Unit | Data Center | New | Energy Star Commercial Glass Door Refrigerator | 0.12527 | 0.10162 |  | 876 | 1 | 0.81119 | 6993.007 | 12 |  | 891.8 | 7119.1366 | Per Unit | GSD | 1 | 1 | 1 | 1 | 1 | 1 | 1 | 1 | 1 | 1 | 1 | 1 | CdaNgsd822 | CdaN | gsd | 822 | 52.56 | 419.5804 | [30 empty] | 0 | 0 | 0
822 | Refrigeration | Unit | Grocery | Turnover | Energy Star Commercial Glass Door Refrigerator | 0.1314 | 0.10424 |  | 876 | 1 | 0.79333 | 6666.6667 | 12 |  | 891.8 | 6786.9102 | Per Unit | GSD | 1 | 1 | 1 | 1 | 1 | 1 | 1 | 1 | 1 | 1 | 1 | 1 | CgrTgsd822 | CgrT | gsd | 822 | 52.56 | 400 | [30 empty] | 31.0492 | 4.6519 | 3.6799
822 | Refrigeration | Unit | Grocery | New | Energy Star Commercial Glass Door Refrigerator | 0.1314 | 0.10424 |  | 876 | 1 | 0.79333 | 6666.6667 | 12 |  | 891.8 | 6786.9102 | Per Unit | GSD | 1 | 1 | 1 | 1 | 1 | 1 | 1 | 1 | 1 | 1 | 1 | 1 | CgrNgsd822 | CgrN | gsd | 822 | 52.56 | 400 | [30 empty] | 0.23972 | 0.035916 | 0.028412
822 | Refrigeration | Unit | Healthcare | Turnover | Energy Star Commercial Glass Door Refrigerator | 0.1314 | 0.10424 |  | 876 | 1 | 0.79333 | 6666.6667 | 12 |  | 891.8 | 6786.9102 | Per Unit | GSD | 1 | 1 | 1 | 1 | 1 | 1 | 1 | 1 | 1 | 1 | 1 | 1 | CheTgsd822 | CheT | gsd | 822 | 52.56 | 400 | [30 empty] | 0 | 0 | 0
822 | Refrigeration | Unit | Healthcare | New | Energy Star Commercial Glass Door Refrigerator | 0.1314 | 0.10424 |  | 876 | 1 | 0.79333 | 6666.6667 | 12 |  | 891.8 | 6786.9102 | Per Unit | GSD | 1 | 1 | 1 | 1 | 1 | 1 | 1 | 1 | 1 | 1 | 1 | 1 | CheNgsd822 | CheN | gsd | 822 | 52.56 | 400 | [30 empty] | 0 | 0 | 0
822 | Refrigeration | Unit | Hospitals | Turnover | Energy Star Commercial Glass Door Refrigerator | 0.1314 | 0.10424 |  | 876 | 1 | 0.79333 | 6666.6667 | 12 |  | 891.8 | 6786.9102 | Per Unit | GSD | 1 | 1 | 1 | 1 | 1 | 1 | 1 | 1 | 1 | 1 | 1 | 1 | ChoTgsd822 | ChoT | gsd | 822 | 52.56 | 400 | [30 empty] | 0 | 0 | 0
822 | Refrigeration | Unit | Hospitals | New | Energy Star Commercial Glass Door Refrigerator | 0.1314 | 0.10424 |  | 876 | 1 | 0.79333 | 6666.6667 | 12 |  | 891.8 | 6786.9102 | Per Unit | GSD | 1 | 1 | 1 | 1 | 1 | 1 | 1 | 1 | 1 | 1 | 1 | 1 | ChoNgsd822 | ChoN | gsd | 822 | 52.56 | 400 | [30 empty] | 0 | 0 | 0
822 | Refrigeration | Unit | Institutional | Turnover | Energy Star Commercial Glass Door Refrigerator | 0.12527 | 0.10162 |  | 876 | 1 | 0.81119 | 6993.007 | 12 |  | 891.8 | 7119.1366 | Per Unit | GSD | 1 | 1 | 1 | 1 | 1 | 1 | 1 | 1 | 1 | 1 | 1 | 1 | CinTgsd822 | CinT | gsd | 822 | 52.56 | 419.5804 | [30 empty] | 0 | 0 | 0
822 | Refrigeration | Unit | Institutional | New | Energy Star Commercial Glass Door Refrigerator | 0.12527 | 0.10162 |  | 876 | 1 | 0.81119 | 6993.007 | 12 |  | 891.8 | 7119.1366 | Per Unit | GSD | 1 | 1 | 1 | 1 | 1 | 1 | 1 | 1 | 1 | 1 | 1 | 1 | CinNgsd822 | CinN | gsd | 822 | 52.56 | 419.5804 | [30 empty] | 0 | 0 | 0
822 | Refrigeration | Unit | Lodging/Hospitality | Turnover | Energy Star Commercial Glass Door Refrigerator | 0.1314 | 0.10424 |  | 876 | 1 | 0.79333 | 6666.6667 | 12 |  | 891.8 | 6786.9102 | Per Unit | GSD | 1 | 1 | 1 | 1 | 1 | 1 | 1 | 1 | 1 | 1 | 1 | 1 | CloTgsd822 | CloT | gsd | 822 | 52.56 | 400 | [30 empty] | 0 | 0 | 0
822 | Refrigeration | Unit | Lodging/Hospitality | New | Energy Star Commercial Glass Door Refrigerator | 0.1314 | 0.10424 |  | 876 | 1 | 0.79333 | 6666.6667 | 12 |  | 891.8 | 6786.9102 | Per Unit | GSD | 1 | 1 | 1 | 1 | 1 | 1 | 1 | 1 | 1 | 1 | 1 | 1 | CloNgsd822 | CloN | gsd | 822 | 52.56 | 400 | [30 empty] | 0 | 0 | 0
822 | Refrigeration | Unit | Miscellaneous | Turnover | Energy Star Commercial Glass Door Refrigerator | 0.12527 | 0.10162 |  | 876 | 1 | 0.81119 | 6993.007 | 12 |  | 891.8 | 7119.1366 | Per Unit | GSD | 1 | 1 | 1 | 1 | 1 | 1 | 1 | 1 | 1 | 1 | 1 | 1 | CmiTgsd822 | CmiT | gsd | 822 | 52.56 | 419.5804 | [30 empty] | 0 | 0 | 0
822 | Refrigeration | Unit | Miscellaneous | New | Energy Star Commercial Glass Door Refrigerator | 0.12527 | 0.10162 |  | 876 | 1 | 0.81119 | 6993.007 | 12 |  | 891.8 | 7119.1366 | Per Unit | GSD | 1 | 1 | 1 | 1 | 1 | 1 | 1 | 1 | 1 | 1 | 1 | 1 | CmiNgsd822 | CmiN | gsd | 822 | 52.56 | 419.5804 | [30 empty] | 0 | 0 | 0
822 | Refrigeration | Unit | Offices | Turnover | Energy Star Commercial Glass Door Refrigerator | 0.12527 | 0.10162 |  | 876 | 1 | 0.81119 | 6993.007 | 12 |  | 891.8 | 7119.1366 | Per Unit | GSD | 1 | 1 | 1 | 1 | 1 | 1 | 1 | 1 | 1 | 1 | 1 | 1 | CofTgsd822 | CofT | gsd | 822 | 52.56 | 419.5804 | [30 empty] | 0 | 0 | 0
822 | Refrigeration | Unit | Offices | New | Energy Star Commercial Glass Door Refrigerator | 0.12527 | 0.10162 |  | 876 | 1 | 0.81119 | 6993.007 | 12 |  | 891.8 | 7119.1366 | Per Unit | GSD | 1 | 1 | 1 | 1 | 1 | 1 | 1 | 1 | 1 | 1 | 1 | 1 | CofNgsd822 | CofN | gsd | 822 | 52.56 | 419.5804 | [30 empty] | 0 | 0 | 0
822 | Refrigeration | Unit | Restaurants | Turnover | Energy Star Commercial Glass Door Refrigerator | 0.12352 | 0.098988 |  | 876 | 1 | 0.80142 | 7092.1986 | 12 |  | 891.8 | 7220.1172 | Per Unit | GSD | 1 | 1 | 1 | 1 | 1 | 1 | 1 | 1 | 1 | 1 | 1 | 1 | CreTgsd822 | CreT | gsd | 822 | 52.56 | 425.5319 | [30 empty] | 0 | 0 | 0
822 | Refrigeration | Unit | Restaurants | New | Energy Star Commercial Glass Door Refrigerator | 0.12352 | 0.098988 |  | 876 | 1 | 0.80142 | 7092.1986 | 12 |  | 891.8 | 7220.1172 | Per Unit | GSD | 1 | 1 | 1 | 1 | 1 | 1 | 1 | 1 | 1 | 1 | 1 | 1 | CreNgsd822 | CreN | gsd | 822 | 52.56 | 425.5319 | [30 empty] | 0 | 0 | 0
822 | Refrigeration | Unit | Retail | Turnover | Energy Star Commercial Glass Door Refrigerator | 0.1314 | 0.10424 |  | 876 | 1 | 0.79333 | 6666.6667 | 12 |  | 891.8 | 6786.9102 | Per Unit | GSD | 1 | 1 | 1 | 1 | 1 | 1 | 1 | 1 | 1 | 1 | 1 | 1 | CrtTgsd822 | CrtT | gsd | 822 | 52.56 | 400 | [30 empty] | 0 | 0 | 0
822 | Refrigeration | Unit | Retail | New | Energy Star Commercial Glass Door Refrigerator | 0.1314 | 0.10424 |  | 876 | 1 | 0.79333 | 6666.6667 | 12 |  | 891.8 | 6786.9102 | Per Unit | GSD | 1 | 1 | 1 | 1 | 1 | 1 | 1 | 1 | 1 | 1 | 1 | 1 | CrtNgsd822 | CrtN | gsd | 822 | 52.56 | 400 | [30 empty] | 0 | 0 | 0
822 | Refrigeration | Unit | Schools K-12 | Turnover | Energy Star Commercial Glass Door Refrigerator | 0.12527 | 0.10162 |  | 876 | 1 | 0.81119 | 6993.007 | 12 |  | 891.8 | 7119.1366 | Per Unit | GSD | 1 | 1 | 1 | 1 | 1 | 1 | 1 | 1 | 1 | 1 | 1 | 1 | CscTgsd822 | CscT | gsd | 822 | 52.56 | 419.5804 | [30 empty] | 0 | 0 | 0
822 | Refrigeration | Unit | Schools K-12 | New | Energy Star Commercial Glass Door Refrigerator | 0.12527 | 0.10162 |  | 876 | 1 | 0.81119 | 6993.007 | 12 |  | 891.8 | 7119.1366 | Per Unit | GSD | 1 | 1 | 1 | 1 | 1 | 1 | 1 | 1 | 1 | 1 | 1 | 1 | CscNgsd822 | CscN | gsd | 822 | 52.56 | 419.5804 | [30 empty] | 0 | 0 | 0
822 | Refrigeration | Unit | Warehouse | Turnover | Energy Star Commercial Glass Door Refrigerator | 0.12527 | 0.10162 |  | 876 | 1 | 0.81119 | 6993.007 | 12 |  | 891.8 | 7119.1366 | Per Unit | GSD | 1 | 1 | 1 | 1 | 1 | 1 | 1 | 1 | 1 | 1 | 1 | 1 | CwaTgsd822 | CwaT | gsd | 822 | 52.56 | 419.5804 | [30 empty] | 0 | 0 | 0
822 | Refrigeration | Unit | Warehouse | New | Energy Star Commercial Glass Door Refrigerator | 0.12527 | 0.10162 |  | 876 | 1 | 0.81119 | 6993.007 | 12 |  | 891.8 | 7119.1366 | Per Unit | GSD | 1 | 1 | 1 | 1 | 1 | 1 | 1 | 1 | 1 | 1 | 1 | 1 | CwaNgsd822 | CwaN | gsd | 822 | 52.56 | 419.5804 | [30 empty] | 0 | 0 | 0
823 | Refrigeration | Unit | Assembly | Turnover | Energy Star Commercial Solid Door Freezer | 0.31755 | 0.25192 |  | 2117 | 1 | 0.79333 | 6666.6667 | 12 |  | 1095.15 | 3448.7482 | Per Unit | GSD | 0.57723 | 0.60437 | 0.83705 | 1.097 | 1.2026 | 1.2026 | 1.289 | 1.2891 | 1.2453 | 1.1192 | 0.77553 | 0.85362 | CasTgsd823 | CasT | gsd | 823 | 127.02 | 400 | [30 empty] | 0 | 0 | 0
823 | Refrigeration | Unit | Assembly | New | Energy Star Commercial Solid Door Freezer | 0.31755 | 0.25192 |  | 2117 | 1 | 0.79333 | 6666.6667 | 12 |  | 1095.15 | 3448.7482 | Per Unit | GSD | 0.57723 | 0.60437 | 0.83705 | 1.097 | 1.2026 | 1.2026 | 1.289 | 1.2891 | 1.2453 | 1.1192 | 0.77553 | 0.85362 | CasNgsd823 | CasN | gsd | 823 | 127.02 | 400 | [30 empty] | 0 | 0 | 0
823 | Refrigeration | Unit | College and University | Turnover | Energy Star Commercial Solid Door Freezer | 0.31755 | 0.25192 |  | 2117 | 1 | 0.79333 | 6666.6667 | 12 |  | 1095.15 | 3448.7482 | Per Unit | GSD | 0.57723 | 0.60437 | 0.83705 | 1.097 | 1.2026 | 1.2026 | 1.289 | 1.2891 | 1.2453 | 1.1192 | 0.77553 | 0.85362 | CcoTgsd823 | CcoT | gsd | 823 | 127.02 | 400 | [30 empty] | 0 | 0 | 0
823 | Refrigeration | Unit | College and University | New | Energy Star Commercial Solid Door Freezer | 0.31755 | 0.25192 |  | 2117 | 1 | 0.79333 | 6666.6667 | 12 |  | 1095.15 | 3448.7482 | Per Unit | GSD | 0.57723 | 0.60437 | 0.83705 | 1.097 | 1.2026 | 1.2026 | 1.289 | 1.2891 | 1.2453 | 1.1192 | 0.77553 | 0.85362 | CcoNgsd823 | CcoN | gsd | 823 | 127.02 | 400 | [30 empty] | 0 | 0 | 0
823 | Refrigeration | Unit | Data Center | Turnover | Energy Star Commercial Solid Door Freezer | 0.30273 | 0.24557 |  | 2117 | 1 | 0.81119 | 6993.007 | 12 |  | 1095.15 | 3617.5681 | Per Unit | GSD | 0.57723 | 0.60437 | 0.83705 | 1.097 | 1.2026 | 1.2026 | 1.289 | 1.2891 | 1.2453 | 1.1192 | 0.77553 | 0.85362 | CdaTgsd823 | CdaT | gsd | 823 | 127.02 | 419.5804 | [30 empty] | 0 | 0 | 0
823 | Refrigeration | Unit | Data Center | New | Energy Star Commercial Solid Door Freezer | 0.30273 | 0.24557 |  | 2117 | 1 | 0.81119 | 6993.007 | 12 |  | 1095.15 | 3617.5681 | Per Unit | GSD | 0.57723 | 0.60437 | 0.83705 | 1.097 | 1.2026 | 1.2026 | 1.289 | 1.2891 | 1.2453 | 1.1192 | 0.77553 | 0.85362 | CdaNgsd823 | CdaN | gsd | 823 | 127.02 | 419.5804 | [30 empty] | 0 | 0 | 0
823 | Refrigeration | Unit | Grocery | Turnover | Energy Star Commercial Solid Door Freezer | 0.31755 | 0.25192 |  | 2117 | 1 | 0.79333 | 6666.6667 | 12 |  | 1095.15 | 3448.7482 | Per Unit | GSD | 0.57723 | 0.60437 | 0.83705 | 1.097 | 1.2026 | 1.2026 | 1.289 | 1.2891 | 1.2453 | 1.1192 | 0.77553 | 0.85362 | CgrTgsd823 | CgrT | gsd | 823 | 127.02 | 400 | [30 empty] | 45.0214 | 6.7453 | 5.3359
823 | Refrigeration | Unit | Grocery | New | Energy Star Commercial Solid Door Freezer | 0.31755 | 0.25192 |  | 2117 | 1 | 0.79333 | 6666.6667 | 12 |  | 1095.15 | 3448.7482 | Per Unit | GSD | 0.57723 | 0.60437 | 0.83705 | 1.097 | 1.2026 | 1.2026 | 1.289 | 1.2891 | 1.2453 | 1.1192 | 0.77553 | 0.85362 | CgrNgsd823 | CgrN | gsd | 823 | 127.02 | 400 | [30 empty] | 0.3476 | 0.052079 | 0.041197
823 | Refrigeration | Unit | Healthcare | Turnover | Energy Star Commercial Solid Door Freezer | 0.31755 | 0.25192 |  | 2117 | 1 | 0.79333 | 6666.6667 | 12 |  | 1095.15 | 3448.7482 | Per Unit | GSD | 0.57723 | 0.60437 | 0.83705 | 1.097 | 1.2026 | 1.2026 | 1.289 | 1.2891 | 1.2453 | 1.1192 | 0.77553 | 0.85362 | CheTgsd823 | CheT | gsd | 823 | 127.02 | 400 | [30 empty] | 0 | 0 | 0
823 | Refrigeration | Unit | Healthcare | New | Energy Star Commercial Solid Door Freezer | 0.31755 | 0.25192 |  | 2117 | 1 | 0.79333 | 6666.6667 | 12 |  | 1095.15 | 3448.7482 | Per Unit | GSD | 0.57723 | 0.60437 | 0.83705 | 1.097 | 1.2026 | 1.2026 | 1.289 | 1.2891 | 1.2453 | 1.1192 | 0.77553 | 0.85362 | CheNgsd823 | CheN | gsd | 823 | 127.02 | 400 | [30 empty] | 0 | 0 | 0
823 | Refrigeration | Unit | Hospitals | Turnover | Energy Star Commercial Solid Door Freezer | 0.31755 | 0.25192 |  | 2117 | 1 | 0.79333 | 6666.6667 | 12 |  | 1095.15 | 3448.7482 | Per Unit | GSD | 0.57723 | 0.60437 | 0.83705 | 1.097 | 1.2026 | 1.2026 | 1.289 | 1.2891 | 1.2453 | 1.1192 | 0.77553 | 0.85362 | ChoTgsd823 | ChoT | gsd | 823 | 127.02 | 400 | [30 empty] | 0 | 0 | 0
823 | Refrigeration | Unit | Hospitals | New | Energy Star Commercial Solid Door Freezer | 0.31755 | 0.25192 |  | 2117 | 1 | 0.79333 | 6666.6667 | 12 |  | 1095.15 | 3448.7482 | Per Unit | GSD | 0.57723 | 0.60437 | 0.83705 | 1.097 | 1.2026 | 1.2026 | 1.289 | 1.2891 | 1.2453 | 1.1192 | 0.77553 | 0.85362 | ChoNgsd823 | ChoN | gsd | 823 | 127.02 | 400 | [30 empty] | 0 | 0 | 0
823 | Refrigeration | Unit | Institutional | Turnover | Energy Star Commercial Solid Door Freezer | 0.30273 | 0.24557 |  | 2117 | 1 | 0.81119 | 6993.007 | 12 |  | 1095.15 | 3617.5681 | Per Unit | GSD | 0.57723 | 0.60437 | 0.83705 | 1.097 | 1.2026 | 1.2026 | 1.289 | 1.2891 | 1.2453 | 1.1192 | 0.77553 | 0.85362 | CinTgsd823 | CinT | gsd | 823 | 127.02 | 419.5804 | [30 empty] | 0 | 0 | 0
823 | Refrigeration | Unit | Institutional | New | Energy Star Commercial Solid Door Freezer | 0.30273 | 0.24557 |  | 2117 | 1 | 0.81119 | 6993.007 | 12 |  | 1095.15 | 3617.5681 | Per Unit | GSD | 0.57723 | 0.60437 | 0.83705 | 1.097 | 1.2026 | 1.2026 | 1.289 | 1.2891 | 1.2453 | 1.1192 | 0.77553 | 0.85362 | CinNgsd823 | CinN | gsd | 823 | 127.02 | 419.5804 | [30 empty] | 0 | 0 | 0
823 | Refrigeration | Unit | Lodging/Hospitality | Turnover | Energy Star Commercial Solid Door Freezer | 0.31755 | 0.25192 |  | 2117 | 1 | 0.79333 | 6666.6667 | 12 |  | 1095.15 | 3448.7482 | Per Unit | GSD | 0.57723 | 0.60437 | 0.83705 | 1.097 | 1.2026 | 1.2026 | 1.289 | 1.2891 | 1.2453 | 1.1192 | 0.77553 | 0.85362 | CloTgsd823 | CloT | gsd | 823 | 127.02 | 400 | [30 empty] | 0 | 0 | 0
823 | Refrigeration | Unit | Lodging/Hospitality | New | Energy Star Commercial Solid Door Freezer | 0.31755 | 0.25192 |  | 2117 | 1 | 0.79333 | 6666.6667 | 12 |  | 1095.15 | 3448.7482 | Per Unit | GSD | 0.57723 | 0.60437 | 0.83705 | 1.097 | 1.2026 | 1.2026 | 1.289 | 1.2891 | 1.2453 | 1.1192 | 0.77553 | 0.85362 | CloNgsd823 | CloN | gsd | 823 | 127.02 | 400 | [30 empty] | 0 | 0 | 0
823 | Refrigeration | Unit | Miscellaneous | Turnover | Energy Star Commercial Solid Door Freezer | 0.30273 | 0.24557 |  | 2117 | 1 | 0.81119 | 6993.007 | 12 |  | 1095.15 | 3617.5681 | Per Unit | GSD | 0.57723 | 0.60437 | 0.83705 | 1.097 | 1.2026 | 1.2026 | 1.289 | 1.2891 | 1.2453 | 1.1192 | 0.77553 | 0.85362 | CmiTgsd823 | CmiT | gsd | 823 | 127.02 | 419.5804 | [30 empty] | 0 | 0 | 0
823 | Refrigeration | Unit | Miscellaneous | New | Energy Star Commercial Solid Door Freezer | 0.30273 | 0.24557 |  | 2117 | 1 | 0.81119 | 6993.007 | 12 |  | 1095.15 | 3617.5681 | Per Unit | GSD | 0.57723 | 0.60437 | 0.83705 | 1.097 | 1.2026 | 1.2026 | 1.289 | 1.2891 | 1.2453 | 1.1192 | 0.77553 | 0.85362 | CmiNgsd823 | CmiN | gsd | 823 | 127.02 | 419.5804 | [30 empty] | 0 | 0 | 0
823 | Refrigeration | Unit | Offices | Turnover | Energy Star Commercial Solid Door Freezer | 0.30273 | 0.24557 |  | 2117 | 1 | 0.81119 | 6993.007 | 12 |  | 1095.15 | 3617.5681 | Per Unit | GSD | 0.57723 | 0.60437 | 0.83705 | 1.097 | 1.2026 | 1.2026 | 1.289 | 1.2891 | 1.2453 | 1.1192 | 0.77553 | 0.85362 | CofTgsd823 | CofT | gsd | 823 | 127.02 | 419.5804 | [30 empty] | 0 | 0 | 0
823 | Refrigeration | Unit | Offices | New | Energy Star Commercial Solid Door Freezer | 0.30273 | 0.24557 |  | 2117 | 1 | 0.81119 | 6993.007 | 12 |  | 1095.15 | 3617.5681 | Per Unit | GSD | 0.57723 | 0.60437 | 0.83705 | 1.097 | 1.2026 | 1.2026 | 1.289 | 1.2891 | 1.2453 | 1.1192 | 0.77553 | 0.85362 | CofNgsd823 | CofN | gsd | 823 | 127.02 | 419.5804 | [30 empty] | 0 | 0 | 0
823 | Refrigeration | Unit | Restaurants | Turnover | Energy Star Commercial Solid Door Freezer | 0.2985 | 0.23922 |  | 2117 | 1 | 0.80142 | 7092.1986 | 12 |  | 1095.15 | 3668.8811 | Per Unit | GSD | 0.57723 | 0.60437 | 0.83705 | 1.097 | 1.2026 | 1.2026 | 1.289 | 1.2891 | 1.2453 | 1.1192 | 0.77553 | 0.85362 | CreTgsd823 | CreT | gsd | 823 | 127.02 | 425.5319 | [30 empty] | 0 | 0 | 0
823 | Refrigeration | Unit | Restaurants | New | Energy Star Commercial Solid Door Freezer | 0.2985 | 0.23922 |  | 2117 | 1 | 0.80142 | 7092.1986 | 12 |  | 1095.15 | 3668.8811 | Per Unit | GSD | 0.57723 | 0.60437 | 0.83705 | 1.097 | 1.2026 | 1.2026 | 1.289 | 1.2891 | 1.2453 | 1.1192 | 0.77553 | 0.85362 | CreNgsd823 | CreN | gsd | 823 | 127.02 | 425.5319 | [30 empty] | 0 | 0 | 0
823 | Refrigeration | Unit | Retail | Turnover | Energy Star Commercial Solid Door Freezer | 0.31755 | 0.25192 |  | 2117 | 1 | 0.79333 | 6666.6667 | 12 |  | 1095.15 | 3448.7482 | Per Unit | GSD | 0.57723 | 0.60437 | 0.83705 | 1.097 | 1.2026 | 1.2026 | 1.289 | 1.2891 | 1.2453 | 1.1192 | 0.77553 | 0.85362 | CrtTgsd823 | CrtT | gsd | 823 | 127.02 | 400 | [30 empty] | 0 | 0 | 0
823 | Refrigeration | Unit | Retail | New | Energy Star Commercial Solid Door Freezer | 0.31755 | 0.25192 |  | 2117 | 1 | 0.79333 | 6666.6667 | 12 |  | 1095.15 | 3448.7482 | Per Unit | GSD | 0.57723 | 0.60437 | 0.83705 | 1.097 | 1.2026 | 1.2026 | 1.289 | 1.2891 | 1.2453 | 1.1192 | 0.77553 | 0.85362 | CrtNgsd823 | CrtN | gsd | 823 | 127.02 | 400 | [30 empty] | 0 | 0 | 0
823 | Refrigeration | Unit | Schools K-12 | Turnover | Energy Star Commercial Solid Door Freezer | 0.30273 | 0.24557 |  | 2117 | 1 | 0.81119 | 6993.007 | 12 |  | 1095.15 | 3617.5681 | Per Unit | GSD | 0.57723 | 0.60437 | 0.83705 | 1.097 | 1.2026 | 1.2026 | 1.289 | 1.2891 | 1.2453 | 1.1192 | 0.77553 | 0.85362 | CscTgsd823 | CscT | gsd | 823 | 127.02 | 419.5804 | [30 empty] | 0 | 0 | 0
823 | Refrigeration | Unit | Schools K-12 | New | Energy Star Commercial Solid Door Freezer | 0.30273 | 0.24557 |  | 2117 | 1 | 0.81119 | 6993.007 | 12 |  | 1095.15 | 3617.5681 | Per Unit | GSD | 0.57723 | 0.60437 | 0.83705 | 1.097 | 1.2026 | 1.2026 | 1.289 | 1.2891 | 1.2453 | 1.1192 | 0.77553 | 0.85362 | CscNgsd823 | CscN | gsd | 823 | 127.02 | 419.5804 | [30 empty] | 0 | 0 | 0
823 | Refrigeration | Unit | Warehouse | Turnover | Energy Star Commercial Solid Door Freezer | 0.30273 | 0.24557 |  | 2117 | 1 | 0.81119 | 6993.007 | 12 |  | 1095.15 | 3617.5681 | Per Unit | GSD | 0.57723 | 0.60437 | 0.83705 | 1.097 | 1.2026 | 1.2026 | 1.289 | 1.2891 | 1.2453 | 1.1192 | 0.77553 | 0.85362 | CwaTgsd823 | CwaT | gsd | 823 | 127.02 | 419.5804 | [30 empty] | 0 | 0 | 0
823 | Refrigeration | Unit | Warehouse | New | Energy Star Commercial Solid Door Freezer | 0.30273 | 0.24557 |  | 2117 | 1 | 0.81119 | 6993.007 | 12 |  | 1095.15 | 3617.5681 | Per Unit | GSD | 0.57723 | 0.60437 | 0.83705 | 1.097 | 1.2026 | 1.2026 | 1.289 | 1.2891 | 1.2453 | 1.1192 | 0.77553 | 0.85362 | CwaNgsd823 | CwaN | gsd | 823 | 127.02 | 419.5804 | [30 empty] | 0 | 0 | 0
824 | Refrigeration | Unit | Assembly | Turnover | Energy Star Commercial Solid Door Refrigerator | 0.12045 | 0.095557 |  | 803 | 1 | 0.79333 | 6666.6667 | 12 |  | 871.85 | 7238.2731 | Per Unit | GSD | 0.57723 | 0.60437 | 0.83705 | 1.097 | 1.2026 | 1.2026 | 1.289 | 1.2891 | 1.2453 | 1.1192 | 0.77553 | 0.85362 | CasTgsd824 | CasT | gsd | 824 | 48.18 | 400 | [30 empty] | 0 | 0 | 0
824 | Refrigeration | Unit | Assembly | New | Energy Star Commercial Solid Door Refrigerator | 0.12045 | 0.095557 |  | 803 | 1 | 0.79333 | 6666.6667 | 12 |  | 871.85 | 7238.2731 | Per Unit | GSD | 0.57723 | 0.60437 | 0.83705 | 1.097 | 1.2026 | 1.2026 | 1.289 | 1.2891 | 1.2453 | 1.1192 | 0.77553 | 0.85362 | CasNgsd824 | CasN | gsd | 824 | 48.18 | 400 | [30 empty] | 0 | 0 | 0
824 | Refrigeration | Unit | College and University | Turnover | Energy Star Commercial Solid Door Refrigerator | 0.12045 | 0.095557 |  | 803 | 1 | 0.79333 | 6666.6667 | 12 |  | 871.85 | 7238.2731 | Per Unit | GSD | 0.57723 | 0.60437 | 0.83705 | 1.097 | 1.2026 | 1.2026 | 1.289 | 1.2891 | 1.2453 | 1.1192 | 0.77553 | 0.85362 | CcoTgsd824 | CcoT | gsd | 824 | 48.18 | 400 | [30 empty] | 0 | 0 | 0
824 | Refrigeration | Unit | College and University | New | Energy Star Commercial Solid Door Refrigerator | 0.12045 | 0.095557 |  | 803 | 1 | 0.79333 | 6666.6667 | 12 |  | 871.85 | 7238.2731 | Per Unit | GSD | 0.57723 | 0.60437 | 0.83705 | 1.097 | 1.2026 | 1.2026 | 1.289 | 1.2891 | 1.2453 | 1.1192 | 0.77553 | 0.85362 | CcoNgsd824 | CcoN | gsd | 824 | 48.18 | 400 | [30 empty] | 0 | 0 | 0
824 | Refrigeration | Unit | Data Center | Turnover | Energy Star Commercial Solid Door Refrigerator | 0.11483 | 0.093148 |  | 803 | 1 | 0.81119 | 6993.007 | 12 |  | 871.85 | 7592.5942 | Per Unit | GSD | 0.57723 | 0.60437 | 0.83705 | 1.097 | 1.2026 | 1.2026 | 1.289 | 1.2891 | 1.2453 | 1.1192 | 0.77553 | 0.85362 | CdaTgsd824 | CdaT | gsd | 824 | 48.18 | 419.5804 | [30 empty] | 0 | 0 | 0
824 | Refrigeration | Unit | Data Center | New | Energy Star Commercial Solid Door Refrigerator | 0.11483 | 0.093148 |  | 803 | 1 | 0.81119 | 6993.007 | 12 |  | 871.85 | 7592.5942 | Per Unit | GSD | 0.57723 | 0.60437 | 0.83705 | 1.097 | 1.2026 | 1.2026 | 1.289 | 1.2891 | 1.2453 | 1.1192 | 0.77553 | 0.85362 | CdaNgsd824 | CdaN | gsd | 824 | 48.18 | 419.5804 | [30 empty] | 0 | 0 | 0
824 | Refrigeration | Unit | Grocery | Turnover | Energy Star Commercial Solid Door Refrigerator | 0.12045 | 0.095557 |  | 803 | 1 | 0.79333 | 6666.6667 | 12 |  | 871.85 | 7238.2731 | Per Unit | GSD | 0.57723 | 0.60437 | 0.83705 | 1.097 | 1.2026 | 1.2026 | 1.289 | 1.2891 | 1.2453 | 1.1192 | 0.77553 | 0.85362 | CgrTgsd824 | CgrT | gsd | 824 | 48.18 | 400 | [30 empty] | 59.7698 | 8.955 | 7.0839
824 | Refrigeration | Unit | Grocery | New | Energy Star Commercial Solid Door Refrigerator | 0.12045 | 0.095557 |  | 803 | 1 | 0.79333 | 6666.6667 | 12 |  | 871.85 | 7238.2731 | Per Unit | GSD | 0.57723 | 0.60437 | 0.83705 | 1.097 | 1.2026 | 1.2026 | 1.289 | 1.2891 | 1.2453 | 1.1192 | 0.77553 | 0.85362 | CgrNgsd824 | CgrN | gsd | 824 | 48.18 | 400 | [30 empty] | 0.65924 | 0.09877 | 0.078132
824 | Refrigeration | Unit | Healthcare | Turnover | Energy Star Commercial Solid Door Refrigerator | 0.12045 | 0.095557 |  | 803 | 1 | 0.79333 | 6666.6667 | 12 |  | 871.85 | 7238.2731 | Per Unit | GSD | 0.57723 | 0.60437 | 0.83705 | 1.097 | 1.2026 | 1.2026 | 1.289 | 1.2891 | 1.2453 | 1.1192 | 0.77553 | 0.85362 | CheTgsd824 | CheT | gsd | 824 | 48.18 | 400 | [30 empty] | 0 | 0 | 0
824 | Refrigeration | Unit | Healthcare | New | Energy Star Commercial Solid Door Refrigerator | 0.12045 | 0.095557 |  | 803 | 1 | 0.79333 | 6666.6667 | 12 |  | 871.85 | 7238.2731 | Per Unit | GSD | 0.57723 | 0.60437 | 0.83705 | 1.097 | 1.2026 | 1.2026 | 1.289 | 1.2891 | 1.2453 | 1.1192 | 0.77553 | 0.85362 | CheNgsd824 | CheN | gsd | 824 | 48.18 | 400 | [30 empty] | 0 | 0 | 0
824 | Refrigeration | Unit | Hospitals | Turnover | Energy Star Commercial Solid Door Refrigerator | 0.12045 | 0.095557 |  | 803 | 1 | 0.79333 | 6666.6667 | 12 |  | 871.85 | 7238.2731 | Per Unit | GSD | 0.57723 | 0.60437 | 0.83705 | 1.097 | 1.2026 | 1.2026 | 1.289 | 1.2891 | 1.2453 | 1.1192 | 0.77553 | 0.85362 | ChoTgsd824 | ChoT | gsd | 824 | 48.18 | 400 | [30 empty] | 0 | 0 | 0
824 | Refrigeration | Unit | Hospitals | New | Energy Star Commercial Solid Door Refrigerator | 0.12045 | 0.095557 |  | 803 | 1 | 0.79333 | 6666.6667 | 12 |  | 871.85 | 7238.2731 | Per Unit | GSD | 0.57723 | 0.60437 | 0.83705 | 1.097 | 1.2026 | 1.2026 | 1.289 | 1.2891 | 1.2453 | 1.1192 | 0.77553 | 0.85362 | ChoNgsd824 | ChoN | gsd | 824 | 48.18 | 400 | [30 empty] | 0 | 0 | 0
824 | Refrigeration | Unit | Institutional | Turnover | Energy Star Commercial Solid Door Refrigerator | 0.11483 | 0.093148 |  | 803 | 1 | 0.81119 | 6993.007 | 12 |  | 871.85 | 7592.5942 | Per Unit | GSD | 0.57723 | 0.60437 | 0.83705 | 1.097 | 1.2026 | 1.2026 | 1.289 | 1.2891 | 1.2453 | 1.1192 | 0.77553 | 0.85362 | CinTgsd824 | CinT | gsd | 824 | 48.18 | 419.5804 | [30 empty] | 0 | 0 | 0
824 | Refrigeration | Unit | Institutional | New | Energy Star Commercial Solid Door Refrigerator | 0.11483 | 0.093148 |  | 803 | 1 | 0.81119 | 6993.007 | 12 |  | 871.85 | 7592.5942 | Per Unit | GSD | 0.57723 | 0.60437 | 0.83705 | 1.097 | 1.2026 | 1.2026 | 1.289 | 1.2891 | 1.2453 | 1.1192 | 0.77553 | 0.85362 | CinNgsd824 | CinN | gsd | 824 | 48.18 | 419.5804 | [30 empty] | 0 | 0 | 0
824 | Refrigeration | Unit | Lodging/Hospitality | Turnover | Energy Star Commercial Solid Door Refrigerator | 0.12045 | 0.095557 |  | 803 | 1 | 0.79333 | 6666.6667 | 12 |  | 871.85 | 7238.2731 | Per Unit | GSD | 0.57723 | 0.60437 | 0.83705 | 1.097 | 1.2026 | 1.2026 | 1.289 | 1.2891 | 1.2453 | 1.1192 | 0.77553 | 0.85362 | CloTgsd824 | CloT | gsd | 824 | 48.18 | 400 | [30 empty] | 0 | 0 | 0
824 | Refrigeration | Unit | Lodging/Hospitality | New | Energy Star Commercial Solid Door Refrigerator | 0.12045 | 0.095557 |  | 803 | 1 | 0.79333 | 6666.6667 | 12 |  | 871.85 | 7238.2731 | Per Unit | GSD | 0.57723 | 0.60437 | 0.83705 | 1.097 | 1.2026 | 1.2026 | 1.289 | 1.2891 | 1.2453 | 1.1192 | 0.77553 | 0.85362 | CloNgsd824 | CloN | gsd | 824 | 48.18 | 400 | [30 empty] | 0 | 0 | 0
824 | Refrigeration | Unit | Miscellaneous | Turnover | Energy Star Commercial Solid Door Refrigerator | 0.11483 | 0.093148 |  | 803 | 1 | 0.81119 | 6993.007 | 12 |  | 871.85 | 7592.5942 | Per Unit | GSD | 0.57723 | 0.60437 | 0.83705 | 1.097 | 1.2026 | 1.2026 | 1.289 | 1.2891 | 1.2453 | 1.1192 | 0.77553 | 0.85362 | CmiTgsd824 | CmiT | gsd | 824 | 48.18 | 419.5804 | [30 empty] | 0 | 0 | 0
824 | Refrigeration | Unit | Miscellaneous | New | Energy Star Commercial Solid Door Refrigerator | 0.11483 | 0.093148 |  | 803 | 1 | 0.81119 | 6993.007 | 12 |  | 871.85 | 7592.5942 | Per Unit | GSD | 0.57723 | 0.60437 | 0.83705 | 1.097 | 1.2026 | 1.2026 | 1.289 | 1.2891 | 1.2453 | 1.1192 | 0.77553 | 0.85362 | CmiNgsd824 | CmiN | gsd | 824 | 48.18 | 419.5804 | [30 empty] | 0 | 0 | 0
824 | Refrigeration | Unit | Offices | Turnover | Energy Star Commercial Solid Door Refrigerator | 0.11483 | 0.093148 |  | 803 | 1 | 0.81119 | 6993.007 | 12 |  | 871.85 | 7592.5942 | Per Unit | GSD | 0.57723 | 0.60437 | 0.83705 | 1.097 | 1.2026 | 1.2026 | 1.289 | 1.2891 | 1.2453 | 1.1192 | 0.77553 | 0.85362 | CofTgsd824 | CofT | gsd | 824 | 48.18 | 419.5804 | [30 empty] | 0 | 0 | 0
824 | Refrigeration | Unit | Offices | New | Energy Star Commercial Solid Door Refrigerator | 0.11483 | 0.093148 |  | 803 | 1 | 0.81119 | 6993.007 | 12 |  | 871.85 | 7592.5942 | Per Unit | GSD | 0.57723 | 0.60437 | 0.83705 | 1.097 | 1.2026 | 1.2026 | 1.289 | 1.2891 | 1.2453 | 1.1192 | 0.77553 | 0.85362 | CofNgsd824 | CofN | gsd | 824 | 48.18 | 419.5804 | [30 empty] | 0 | 0 | 0
824 | Refrigeration | Unit | Restaurants | Turnover | Energy Star Commercial Solid Door Refrigerator | 0.11322 | 0.090739 |  | 803 | 1 | 0.80142 | 7092.1986 | 12 |  | 871.85 | 7700.2906 | Per Unit | GSD | 0.57723 | 0.60437 | 0.83705 | 1.097 | 1.2026 | 1.2026 | 1.289 | 1.2891 | 1.2453 | 1.1192 | 0.77553 | 0.85362 | CreTgsd824 | CreT | gsd | 824 | 48.18 | 425.5319 | [30 empty] | 0 | 0 | 0
824 | Refrigeration | Unit | Restaurants | New | Energy Star Commercial Solid Door Refrigerator | 0.11322 | 0.090739 |  | 803 | 1 | 0.80142 | 7092.1986 | 12 |  | 871.85 | 7700.2906 | Per Unit | GSD | 0.57723 | 0.60437 | 0.83705 | 1.097 | 1.2026 | 1.2026 | 1.289 | 1.2891 | 1.2453 | 1.1192 | 0.77553 | 0.85362 | CreNgsd824 | CreN | gsd | 824 | 48.18 | 425.5319 | [30 empty] | 0 | 0 | 0
824 | Refrigeration | Unit | Retail | Turnover | Energy Star Commercial Solid Door Refrigerator | 0.12045 | 0.095557 |  | 803 | 1 | 0.79333 | 6666.6667 | 12 |  | 871.85 | 7238.2731 | Per Unit | GSD | 0.57723 | 0.60437 | 0.83705 | 1.097 | 1.2026 | 1.2026 | 1.289 | 1.2891 | 1.2453 | 1.1192 | 0.77553 | 0.85362 | CrtTgsd824 | CrtT | gsd | 824 | 48.18 | 400 | [30 empty] | 0 | 0 | 0
824 | Refrigeration | Unit | Retail | New | Energy Star Commercial Solid Door Refrigerator | 0.12045 | 0.095557 |  | 803 | 1 | 0.79333 | 6666.6667 | 12 |  | 871.85 | 7238.2731 | Per Unit | GSD | 0.57723 | 0.60437 | 0.83705 | 1.097 | 1.2026 | 1.2026 | 1.289 | 1.2891 | 1.2453 | 1.1192 | 0.77553 | 0.85362 | CrtNgsd824 | CrtN | gsd | 824 | 48.18 | 400 | [30 empty] | 0 | 0 | 0
824 | Refrigeration | Unit | Schools K-12 | Turnover | Energy Star Commercial Solid Door Refrigerator | 0.11483 | 0.093148 |  | 803 | 1 | 0.81119 | 6993.007 | 12 |  | 871.85 | 7592.5942 | Per Unit | GSD | 0.57723 | 0.60437 | 0.83705 | 1.097 | 1.2026 | 1.2026 | 1.289 | 1.2891 | 1.2453 | 1.1192 | 0.77553 | 0.85362 | CscTgsd824 | CscT | gsd | 824 | 48.18 | 419.5804 | [30 empty] | 0 | 0 | 0
824 | Refrigeration | Unit | Schools K-12 | New | Energy Star Commercial Solid Door Refrigerator | 0.11483 | 0.093148 |  | 803 | 1 | 0.81119 | 6993.007 | 12 |  | 871.85 | 7592.5942 | Per Unit | GSD | 0.57723 | 0.60437 | 0.83705 | 1.097 | 1.2026 | 1.2026 | 1.289 | 1.2891 | 1.2453 | 1.1192 | 0.77553 | 0.85362 | CscNgsd824 | CscN | gsd | 824 | 48.18 | 419.5804 | [30 empty] | 0 | 0 | 0
824 | Refrigeration | Unit | Warehouse | Turnover | Energy Star Commercial Solid Door Refrigerator | 0.11483 | 0.093148 |  | 803 | 1 | 0.81119 | 6993.007 | 12 |  | 871.85 | 7592.5942 | Per Unit | GSD | 0.57723 | 0.60437 | 0.83705 | 1.097 | 1.2026 | 1.2026 | 1.289 | 1.2891 | 1.2453 | 1.1192 | 0.77553 | 0.85362 | CwaTgsd824 | CwaT | gsd | 824 | 48.18 | 419.5804 | [30 empty] | 0 | 0 | 0
824 | Refrigeration | Unit | Warehouse | New | Energy Star Commercial Solid Door Refrigerator | 0.11483 | 0.093148 |  | 803 | 1 | 0.81119 | 6993.007 | 12 |  | 871.85 | 7592.5942 | Per Unit | GSD | 0.57723 | 0.60437 | 0.83705 | 1.097 | 1.2026 | 1.2026 | 1.289 | 1.2891 | 1.2453 | 1.1192 | 0.77553 | 0.85362 | CwaNgsd824 | CwaN | gsd | 824 | 48.18 | 419.5804 | [30 empty] | 0 | 0 | 0
825 | Refrigeration | Unit | Assembly | Turnover | Energy Star Ice Maker | 0.0162 | 0.012852 |  | 108 | 1 | 0.79333 | 6666.6667 | 9 |  | 0.01 | 0.61728 | Per Unit | GSD | 1 | 1 | 1 | 1 | 1 | 1 | 1 | 1 | 1 | 1 | 1 | 1 | CasTgsd825 | CasT | gsd | 825 | 6.48 | 400 | [30 empty] | 0.12096 | 0.018123 | 0.014336
825 | Refrigeration | Unit | Assembly | New | Energy Star Ice Maker | 0.0162 | 0.012852 |  | 108 | 1 | 0.79333 | 6666.6667 | 9 |  | 0.01 | 0.61728 | Per Unit | GSD | 1 | 1 | 1 | 1 | 1 | 1 | 1 | 1 | 1 | 1 | 1 | 1 | CasNgsd825 | CasN | gsd | 825 | 6.48 | 400 | [30 empty] | 0.00093549 | 0.00014016 | 0.00011087
825 | Refrigeration | Unit | College and University | Turnover | Energy Star Ice Maker | 0.0162 | 0.012852 |  | 108 | 1 | 0.79333 | 6666.6667 | 9 |  | 0.01 | 0.61728 | Per Unit | GSD | 1 | 1 | 1 | 1 | 1 | 1 | 1 | 1 | 1 | 1 | 1 | 1 | CcoTgsd825 | CcoT | gsd | 825 | 6.48 | 400 | [30 empty] | 0.18927 | 0.028357 | 0.022432
825 | Refrigeration | Unit | College and University | New | Energy Star Ice Maker | 0.0162 | 0.012852 |  | 108 | 1 | 0.79333 | 6666.6667 | 9 |  | 0.01 | 0.61728 | Per Unit | GSD | 1 | 1 | 1 | 1 | 1 | 1 | 1 | 1 | 1 | 1 | 1 | 1 | CcoNgsd825 | CcoN | gsd | 825 | 6.48 | 400 | [30 empty] | 0.0014638 | 0.00021931 | 0.00017349
825 | Refrigeration | Unit | Data Center | Turnover | Energy Star Ice Maker | 0.015444 | 0.012528 |  | 108 | 1 | 0.81119 | 6993.007 | 9 |  | 0.01 | 0.6475 | Per Unit | GSD | 1 | 1 | 1 | 1 | 1 | 1 | 1 | 1 | 1 | 1 | 1 | 1 | CdaTgsd825 | CdaT | gsd | 825 | 6.48 | 419.5804 | [30 empty] | 0 | 0 | 0
825 | Refrigeration | Unit | Data Center | New | Energy Star Ice Maker | 0.015444 | 0.012528 |  | 108 | 1 | 0.81119 | 6993.007 | 9 |  | 0.01 | 0.6475 | Per Unit | GSD | 1 | 1 | 1 | 1 | 1 | 1 | 1 | 1 | 1 | 1 | 1 | 1 | CdaNgsd825 | CdaN | gsd | 825 | 6.48 | 419.5804 | [30 empty] | 0 | 0 | 0
825 | Refrigeration | Unit | Grocery | Turnover | Energy Star Ice Maker | 0.0162 | 0.012852 |  | 108 | 1 | 0.79333 | 6666.6667 | 9 |  | 0.01 | 0.61728 | Per Unit | GSD | 1 | 1 | 1 | 1 | 1 | 1 | 1 | 1 | 1 | 1 | 1 | 1 | CgrTgsd825 | CgrT | gsd | 825 | 6.48 | 400 | [30 empty] | 3.482 | 0.52169 | 0.41269
825 | Refrigeration | Unit | Grocery | New | Energy Star Ice Maker | 0.0162 | 0.012852 |  | 108 | 1 | 0.79333 | 6666.6667 | 9 |  | 0.01 | 0.61728 | Per Unit | GSD | 1 | 1 | 1 | 1 | 1 | 1 | 1 | 1 | 1 | 1 | 1 | 1 | CgrNgsd825 | CgrN | gsd | 825 | 6.48 | 400 | [30 empty] | 0.02693 | 0.0040348 | 0.0031917
825 | Refrigeration | Unit | Healthcare | Turnover | Energy Star Ice Maker | 0.0162 | 0.012852 |  | 108 | 1 | 0.79333 | 6666.6667 | 9 |  | 0.01 | 0.61728 | Per Unit | GSD | 1 | 1 | 1 | 1 | 1 | 1 | 1 | 1 | 1 | 1 | 1 | 1 | CheTgsd825 | CheT | gsd | 825 | 6.48 | 400 | [30 empty] | 0.019151 | 0.0028693 | 0.0022698
825 | Refrigeration | Unit | Healthcare | New | Energy Star Ice Maker | 0.0162 | 0.012852 |  | 108 | 1 | 0.79333 | 6666.6667 | 9 |  | 0.01 | 0.61728 | Per Unit | GSD | 1 | 1 | 1 | 1 | 1 | 1 | 1 | 1 | 1 | 1 | 1 | 1 | CheNgsd825 | CheN | gsd | 825 | 6.48 | 400 | [30 empty] | 0.00014811 | 2.2191e-05 | 1.7554e-05
825 | Refrigeration | Unit | Hospitals | Turnover | Energy Star Ice Maker | 0.0162 | 0.012852 |  | 108 | 1 | 0.79333 | 6666.6667 | 9 |  | 0.01 | 0.61728 | Per Unit | GSD | 1 | 1 | 1 | 1 | 1 | 1 | 1 | 1 | 1 | 1 | 1 | 1 | ChoTgsd825 | ChoT | gsd | 825 | 6.48 | 400 | [30 empty] | 0.034892 | 0.0052277 | 0.0041354
825 | Refrigeration | Unit | Hospitals | New | Energy Star Ice Maker | 0.0162 | 0.012852 |  | 108 | 1 | 0.79333 | 6666.6667 | 9 |  | 0.01 | 0.61728 | Per Unit | GSD | 1 | 1 | 1 | 1 | 1 | 1 | 1 | 1 | 1 | 1 | 1 | 1 | ChoNgsd825 | ChoN | gsd | 825 | 6.48 | 400 | [30 empty] | 0.00026986 | 4.0431e-05 | 3.1983e-05
825 | Refrigeration | Unit | Institutional | Turnover | Energy Star Ice Maker | 0.015444 | 0.012528 |  | 108 | 1 | 0.81119 | 6993.007 | 9 |  | 0.01 | 0.6475 | Per Unit | GSD | 1 | 1 | 1 | 1 | 1 | 1 | 1 | 1 | 1 | 1 | 1 | 1 | CinTgsd825 | CinT | gsd | 825 | 6.48 | 419.5804 | [30 empty] | 0 | 0 | 0
825 | Refrigeration | Unit | Institutional | New | Energy Star Ice Maker | 0.015444 | 0.012528 |  | 108 | 1 | 0.81119 | 6993.007 | 9 |  | 0.01 | 0.6475 | Per Unit | GSD | 1 | 1 | 1 | 1 | 1 | 1 | 1 | 1 | 1 | 1 | 1 | 1 | CinNgsd825 | CinN | gsd | 825 | 6.48 | 419.5804 | [30 empty] | 0 | 0 | 0
825 | Refrigeration | Unit | Lodging/Hospitality | Turnover | Energy Star Ice Maker | 0.0162 | 0.012852 |  | 108 | 1 | 0.79333 | 6666.6667 | 9 |  | 0.01 | 0.61728 | Per Unit | GSD | 1 | 1 | 1 | 1 | 1 | 1 | 1 | 1 | 1 | 1 | 1 | 1 | CloTgsd825 | CloT | gsd | 825 | 6.48 | 400 | [30 empty] | 0.11883 | 0.017804 | 0.014084
825 | Refrigeration | Unit | Lodging/Hospitality | New | Energy Star Ice Maker | 0.0162 | 0.012852 |  | 108 | 1 | 0.79333 | 6666.6667 | 9 |  | 0.01 | 0.61728 | Per Unit | GSD | 1 | 1 | 1 | 1 | 1 | 1 | 1 | 1 | 1 | 1 | 1 | 1 | CloNgsd825 | CloN | gsd | 825 | 6.48 | 400 | [30 empty] | 0.00091906 | 0.0001377 | 0.00010893
825 | Refrigeration | Unit | Miscellaneous | Turnover | Energy Star Ice Maker | 0.015444 | 0.012528 |  | 108 | 1 | 0.81119 | 6993.007 | 9 |  | 0.01 | 0.6475 | Per Unit | GSD | 1 | 1 | 1 | 1 | 1 | 1 | 1 | 1 | 1 | 1 | 1 | 1 | CmiTgsd825 | CmiT | gsd | 825 | 6.48 | 419.5804 | [30 empty] | 0 | 0 | 0
825 | Refrigeration | Unit | Miscellaneous | New | Energy Star Ice Maker | 0.015444 | 0.012528 |  | 108 | 1 | 0.81119 | 6993.007 | 9 |  | 0.01 | 0.6475 | Per Unit | GSD | 1 | 1 | 1 | 1 | 1 | 1 | 1 | 1 | 1 | 1 | 1 | 1 | CmiNgsd825 | CmiN | gsd | 825 | 6.48 | 419.5804 | [30 empty] | 0 | 0 | 0
825 | Refrigeration | Unit | Offices | Turnover | Energy Star Ice Maker | 0.015444 | 0.012528 |  | 108 | 1 | 0.81119 | 6993.007 | 9 |  | 0.01 | 0.6475 | Per Unit | GSD | 1 | 1 | 1 | 1 | 1 | 1 | 1 | 1 | 1 | 1 | 1 | 1 | CofTgsd825 | CofT | gsd | 825 | 6.48 | 419.5804 | [30 empty] | 0 | 0 | 0
825 | Refrigeration | Unit | Offices | New | Energy Star Ice Maker | 0.015444 | 0.012528 |  | 108 | 1 | 0.81119 | 6993.007 | 9 |  | 0.01 | 0.6475 | Per Unit | GSD | 1 | 1 | 1 | 1 | 1 | 1 | 1 | 1 | 1 | 1 | 1 | 1 | CofNgsd825 | CofN | gsd | 825 | 6.48 | 419.5804 | [30 empty] | 0 | 0 | 0
825 | Refrigeration | Unit | Restaurants | Turnover | Energy Star Ice Maker | 0.015228 | 0.012204 |  | 108 | 1 | 0.80142 | 7092.1986 | 9 |  | 0.01 | 0.65669 | Per Unit | GSD | 1 | 1 | 1 | 1 | 1 | 1 | 1 | 1 | 1 | 1 | 1 | 1 | CreTgsd825 | CreT | gsd | 825 | 6.48 | 425.5319 | [30 empty] | 1.3341 | 0.18854 | 0.151
825 | Refrigeration | Unit | Restaurants | New | Energy Star Ice Maker | 0.015228 | 0.012204 |  | 108 | 1 | 0.80142 | 7092.1986 | 9 |  | 0.01 | 0.65669 | Per Unit | GSD | 1 | 1 | 1 | 1 | 1 | 1 | 1 | 1 | 1 | 1 | 1 | 1 | CreNgsd825 | CreN | gsd | 825 | 6.48 | 425.5319 | [30 empty] | 0.010318 | 0.0014582 | 0.0011678
825 | Refrigeration | Unit | Retail | Turnover | Energy Star Ice Maker | 0.0162 | 0.012852 |  | 108 | 1 | 0.79333 | 6666.6667 | 9 |  | 0.01 | 0.61728 | Per Unit | GSD | 1 | 1 | 1 | 1 | 1 | 1 | 1 | 1 | 1 | 1 | 1 | 1 | CrtTgsd825 | CrtT | gsd | 825 | 6.48 | 400 | [30 empty] | 0.40077 | 0.060045 | 0.047499
825 | Refrigeration | Unit | Retail | New | Energy Star Ice Maker | 0.0162 | 0.012852 |  | 108 | 1 | 0.79333 | 6666.6667 | 9 |  | 0.01 | 0.61728 | Per Unit | GSD | 1 | 1 | 1 | 1 | 1 | 1 | 1 | 1 | 1 | 1 | 1 | 1 | CrtNgsd825 | CrtN | gsd | 825 | 6.48 | 400 | [30 empty] | 0.0030995 | 0.00046439 | 0.00036735
825 | Refrigeration | Unit | Schools K-12 | Turnover | Energy Star Ice Maker | 0.015444 | 0.012528 |  | 108 | 1 | 0.81119 | 6993.007 | 9 |  | 0.01 | 0.6475 | Per Unit | GSD | 1 | 1 | 1 | 1 | 1 | 1 | 1 | 1 | 1 | 1 | 1 | 1 | CscTgsd825 | CscT | gsd | 825 | 6.48 | 419.5804 | [30 empty] | 0.0038922 | 0.00055692 | 0.00045235
825 | Refrigeration | Unit | Schools K-12 | New | Energy Star Ice Maker | 0.015444 | 0.012528 |  | 108 | 1 | 0.81119 | 6993.007 | 9 |  | 0.01 | 0.6475 | Per Unit | GSD | 1 | 1 | 1 | 1 | 1 | 1 | 1 | 1 | 1 | 1 | 1 | 1 | CscNgsd825 | CscN | gsd | 825 | 6.48 | 419.5804 | [30 empty] | 3.0102e-05 | 4.3072e-06 | 3.4985e-06
825 | Refrigeration | Unit | Warehouse | Turnover | Energy Star Ice Maker | 0.015444 | 0.012528 |  | 108 | 1 | 0.81119 | 6993.007 | 9 |  | 0.01 | 0.6475 | Per Unit | GSD | 1 | 1 | 1 | 1 | 1 | 1 | 1 | 1 | 1 | 1 | 1 | 1 | CwaTgsd825 | CwaT | gsd | 825 | 6.48 | 419.5804 | [30 empty] | 0 | 0 | 0
825 | Refrigeration | Unit | Warehouse | New | Energy Star Ice Maker | 0.015444 | 0.012528 |  | 108 | 1 | 0.81119 | 6993.007 | 9 |  | 0.01 | 0.6475 | Per Unit | GSD | 1 | 1 | 1 | 1 | 1 | 1 | 1 | 1 | 1 | 1 | 1 | 1 | CwaNgsd825 | CwaN | gsd | 825 | 6.48 | 419.5804 | [30 empty] | 0 | 0 | 0
826 | Refrigeration | Unit | Assembly | Existing | High Efficiency Refrigeration Compressor_Discus | 0.020325 | 0.016124 |  | 135.5 | 1 | 0.79333 | 6666.6667 | 16 |  | 315 | 15498.155 | Per Unit | GSD | 0.57723 | 0.60437 | 0.83705 | 1.097 | 1.2026 | 1.2026 | 1.289 | 1.2891 | 1.2453 | 1.1192 | 0.77553 | 0.85362 | CasEgsd826 | CasE | gsd | 826 | 6.8134 | 335.2213 | [30 empty] | 0 | 0 | 0
826 | Refrigeration | Unit | Assembly | New | High Efficiency Refrigeration Compressor_Discus | 0.020325 | 0.016124 |  | 135.5 | 1 | 0.79333 | 6666.6667 | 16 |  | 315 | 15498.155 | Per Unit | GSD | 0.57723 | 0.60437 | 0.83705 | 1.097 | 1.2026 | 1.2026 | 1.289 | 1.2891 | 1.2453 | 1.1192 | 0.77553 | 0.85362 | CasNgsd826 | CasN | gsd | 826 | 6.8134 | 335.2213 | [30 empty] | 0 | 0 | 0
826 | Refrigeration | Unit | College and University | Existing | High Efficiency Refrigeration Compressor_Discus | 0.020325 | 0.016124 |  | 135.5 | 1 | 0.79333 | 6666.6667 | 16 |  | 315 | 15498.155 | Per Unit | GSD | 0.57723 | 0.60437 | 0.83705 | 1.097 | 1.2026 | 1.2026 | 1.289 | 1.2891 | 1.2453 | 1.1192 | 0.77553 | 0.85362 | CcoEgsd826 | CcoE | gsd | 826 | 6.8134 | 335.2213 | [30 empty] | 0 | 0 | 0
826 | Refrigeration | Unit | College and University | New | High Efficiency Refrigeration Compressor_Discus | 0.020325 | 0.016124 |  | 135.5 | 1 | 0.79333 | 6666.6667 | 16 |  | 315 | 15498.155 | Per Unit | GSD | 0.57723 | 0.60437 | 0.83705 | 1.097 | 1.2026 | 1.2026 | 1.289 | 1.2891 | 1.2453 | 1.1192 | 0.77553 | 0.85362 | CcoNgsd826 | CcoN | gsd | 826 | 6.8134 | 335.2213 | [30 empty] | 0 | 0 | 0
826 | Refrigeration | Unit | Data Center | Existing | High Efficiency Refrigeration Compressor_Discus | 0.019377 | 0.015718 |  | 135.5 | 1 | 0.81119 | 6993.007 | 16 |  | 315 | 16256.8059 | Per Unit | GSD | 0.57723 | 0.60437 | 0.83705 | 1.097 | 1.2026 | 1.2026 | 1.289 | 1.2891 | 1.2453 | 1.1192 | 0.77553 | 0.85362 | CdaEgsd826 | CdaE | gsd | 826 | 6.8134 | 351.6308 | [30 empty] | 0 | 0 | 0
826 | Refrigeration | Unit | Data Center | New | High Efficiency Refrigeration Compressor_Discus | 0.019377 | 0.015718 |  | 135.5 | 1 | 0.81119 | 6993.007 | 16 |  | 315 | 16256.8059 | Per Unit | GSD | 0.57723 | 0.60437 | 0.83705 | 1.097 | 1.2026 | 1.2026 | 1.289 | 1.2891 | 1.2453 | 1.1192 | 0.77553 | 0.85362 | CdaNgsd826 | CdaN | gsd | 826 | 6.8134 | 351.6308 | [30 empty] | 0 | 0 | 0
826 | Refrigeration | Unit | Grocery | Existing | High Efficiency Refrigeration Compressor_Discus | 0.020325 | 0.016124 |  | 135.5 | 1 | 0.79333 | 6666.6667 | 16 |  | 315 | 15498.155 | Per Unit | GSD | 0.57723 | 0.60437 | 0.83705 | 1.097 | 1.2026 | 1.2026 | 1.289 | 1.2891 | 1.2453 | 1.1192 | 0.77553 | 0.85362 | CgrEgsd826 | CgrE | gsd | 826 | 6.8134 | 335.2213 | [30 empty] | 8.8427 | 1.3249 | 1.048
826 | Refrigeration | Unit | Grocery | New | High Efficiency Refrigeration Compressor_Discus | 0.020325 | 0.016124 |  | 135.5 | 1 | 0.79333 | 6666.6667 | 16 |  | 315 | 15498.155 | Per Unit | GSD | 0.57723 | 0.60437 | 0.83705 | 1.097 | 1.2026 | 1.2026 | 1.289 | 1.2891 | 1.2453 | 1.1192 | 0.77553 | 0.85362 | CgrNgsd826 | CgrN | gsd | 826 | 6.8134 | 335.2213 | [30 empty] | 0.041607 | 0.0062337 | 0.0049312
826 | Refrigeration | Unit | Healthcare | Existing | High Efficiency Refrigeration Compressor_Discus | 0.020325 | 0.016124 |  | 135.5 | 1 | 0.79333 | 6666.6667 | 16 |  | 315 | 15498.155 | Per Unit | GSD | 0.57723 | 0.60437 | 0.83705 | 1.097 | 1.2026 | 1.2026 | 1.289 | 1.2891 | 1.2453 | 1.1192 | 0.77553 | 0.85362 | CheEgsd826 | CheE | gsd | 826 | 6.8134 | 335.2213 | [30 empty] | 0 | 0 | 0
826 | Refrigeration | Unit | Healthcare | New | High Efficiency Refrigeration Compressor_Discus | 0.020325 | 0.016124 |  | 135.5 | 1 | 0.79333 | 6666.6667 | 16 |  | 315 | 15498.155 | Per Unit | GSD | 0.57723 | 0.60437 | 0.83705 | 1.097 | 1.2026 | 1.2026 | 1.289 | 1.2891 | 1.2453 | 1.1192 | 0.77553 | 0.85362 | CheNgsd826 | CheN | gsd | 826 | 6.8134 | 335.2213 | [30 empty] | 0 | 0 | 0
826 | Refrigeration | Unit | Hospitals | Existing | High Efficiency Refrigeration Compressor_Discus | 0.020325 | 0.016124 |  | 135.5 | 1 | 0.79333 | 6666.6667 | 16 |  | 315 | 15498.155 | Per Unit | GSD | 0.57723 | 0.60437 | 0.83705 | 1.097 | 1.2026 | 1.2026 | 1.289 | 1.2891 | 1.2453 | 1.1192 | 0.77553 | 0.85362 | ChoEgsd826 | ChoE | gsd | 826 | 6.8134 | 335.2213 | [30 empty] | 0 | 0 | 0
826 | Refrigeration | Unit | Hospitals | New | High Efficiency Refrigeration Compressor_Discus | 0.020325 | 0.016124 |  | 135.5 | 1 | 0.79333 | 6666.6667 | 16 |  | 315 | 15498.155 | Per Unit | GSD | 0.57723 | 0.60437 | 0.83705 | 1.097 | 1.2026 | 1.2026 | 1.289 | 1.2891 | 1.2453 | 1.1192 | 0.77553 | 0.85362 | ChoNgsd826 | ChoN | gsd | 826 | 6.8134 | 335.2213 | [30 empty] | 0 | 0 | 0
826 | Refrigeration | Unit | Institutional | Existing | High Efficiency Refrigeration Compressor_Discus | 0.019377 | 0.015718 |  | 135.5 | 1 | 0.81119 | 6993.007 | 16 |  | 315 | 16256.8059 | Per Unit | GSD | 0.57723 | 0.60437 | 0.83705 | 1.097 | 1.2026 | 1.2026 | 1.289 | 1.2891 | 1.2453 | 1.1192 | 0.77553 | 0.85362 | CinEgsd826 | CinE | gsd | 826 | 6.8134 | 351.6308 | [30 empty] | 0 | 0 | 0
826 | Refrigeration | Unit | Institutional | New | High Efficiency Refrigeration Compressor_Discus | 0.019377 | 0.015718 |  | 135.5 | 1 | 0.81119 | 6993.007 | 16 |  | 315 | 16256.8059 | Per Unit | GSD | 0.57723 | 0.60437 | 0.83705 | 1.097 | 1.2026 | 1.2026 | 1.289 | 1.2891 | 1.2453 | 1.1192 | 0.77553 | 0.85362 | CinNgsd826 | CinN | gsd | 826 | 6.8134 | 351.6308 | [30 empty] | 0 | 0 | 0
826 | Refrigeration | Unit | Lodging/Hospitality | Existing | High Efficiency Refrigeration Compressor_Discus | 0.020325 | 0.016124 |  | 135.5 | 1 | 0.79333 | 6666.6667 | 16 |  | 315 | 15498.155 | Per Unit | GSD | 0.57723 | 0.60437 | 0.83705 | 1.097 | 1.2026 | 1.2026 | 1.289 | 1.2891 | 1.2453 | 1.1192 | 0.77553 | 0.85362 | CloEgsd826 | CloE | gsd | 826 | 6.8134 | 335.2213 | [30 empty] | 0 | 0 | 0
826 | Refrigeration | Unit | Lodging/Hospitality | New | High Efficiency Refrigeration Compressor_Discus | 0.020325 | 0.016124 |  | 135.5 | 1 | 0.79333 | 6666.6667 | 16 |  | 315 | 15498.155 | Per Unit | GSD | 0.57723 | 0.60437 | 0.83705 | 1.097 | 1.2026 | 1.2026 | 1.289 | 1.2891 | 1.2453 | 1.1192 | 0.77553 | 0.85362 | CloNgsd826 | CloN | gsd | 826 | 6.8134 | 335.2213 | [30 empty] | 0 | 0 | 0
826 | Refrigeration | Unit | Miscellaneous | Existing | High Efficiency Refrigeration Compressor_Discus | 0.019377 | 0.015718 |  | 135.5 | 1 | 0.81119 | 6993.007 | 16 |  | 315 | 16256.8059 | Per Unit | GSD | 0.57723 | 0.60437 | 0.83705 | 1.097 | 1.2026 | 1.2026 | 1.289 | 1.2891 | 1.2453 | 1.1192 | 0.77553 | 0.85362 | CmiEgsd826 | CmiE | gsd | 826 | 6.8134 | 351.6308 | [30 empty] | 0 | 0 | 0
826 | Refrigeration | Unit | Miscellaneous | New | High Efficiency Refrigeration Compressor_Discus | 0.019377 | 0.015718 |  | 135.5 | 1 | 0.81119 | 6993.007 | 16 |  | 315 | 16256.8059 | Per Unit | GSD | 0.57723 | 0.60437 | 0.83705 | 1.097 | 1.2026 | 1.2026 | 1.289 | 1.2891 | 1.2453 | 1.1192 | 0.77553 | 0.85362 | CmiNgsd826 | CmiN | gsd | 826 | 6.8134 | 351.6308 | [30 empty] | 0 | 0 | 0
826 | Refrigeration | Unit | Offices | Existing | High Efficiency Refrigeration Compressor_Discus | 0.019377 | 0.015718 |  | 135.5 | 1 | 0.81119 | 6993.007 | 16 |  | 315 | 16256.8059 | Per Unit | GSD | 0.57723 | 0.60437 | 0.83705 | 1.097 | 1.2026 | 1.2026 | 1.289 | 1.2891 | 1.2453 | 1.1192 | 0.77553 | 0.85362 | CofEgsd826 | CofE | gsd | 826 | 6.8134 | 351.6308 | [30 empty] | 0 | 0 | 0
826 | Refrigeration | Unit | Offices | New | High Efficiency Refrigeration Compressor_Discus | 0.019377 | 0.015718 |  | 135.5 | 1 | 0.81119 | 6993.007 | 16 |  | 315 | 16256.8059 | Per Unit | GSD | 0.57723 | 0.60437 | 0.83705 | 1.097 | 1.2026 | 1.2026 | 1.289 | 1.2891 | 1.2453 | 1.1192 | 0.77553 | 0.85362 | CofNgsd826 | CofN | gsd | 826 | 6.8134 | 351.6308 | [30 empty] | 0 | 0 | 0
826 | Refrigeration | Unit | Restaurants | Existing | High Efficiency Refrigeration Compressor_Discus | 0.019106 | 0.015312 |  | 135.5 | 1 | 0.80142 | 7092.1986 | 16 |  | 315 | 16487.3989 | Per Unit | GSD | 0.57723 | 0.60437 | 0.83705 | 1.097 | 1.2026 | 1.2026 | 1.289 | 1.2891 | 1.2453 | 1.1192 | 0.77553 | 0.85362 | CreEgsd826 | CreE | gsd | 826 | 6.8134 | 356.6184 | [30 empty] | 0 | 0 | 0
826 | Refrigeration | Unit | Restaurants | New | High Efficiency Refrigeration Compressor_Discus | 0.019106 | 0.015312 |  | 135.5 | 1 | 0.80142 | 7092.1986 | 16 |  | 315 | 16487.3989 | Per Unit | GSD | 0.57723 | 0.60437 | 0.83705 | 1.097 | 1.2026 | 1.2026 | 1.289 | 1.2891 | 1.2453 | 1.1192 | 0.77553 | 0.85362 | CreNgsd826 | CreN | gsd | 826 | 6.8134 | 356.6184 | [30 empty] | 0 | 0 | 0
826 | Refrigeration | Unit | Retail | Existing | High Efficiency Refrigeration Compressor_Discus | 0.020325 | 0.016124 |  | 135.5 | 1 | 0.79333 | 6666.6667 | 16 |  | 315 | 15498.155 | Per Unit | GSD | 0.57723 | 0.60437 | 0.83705 | 1.097 | 1.2026 | 1.2026 | 1.289 | 1.2891 | 1.2453 | 1.1192 | 0.77553 | 0.85362 | CrtEgsd826 | CrtE | gsd | 826 | 6.8134 | 335.2213 | [30 empty] | 0 | 0 | 0
826 | Refrigeration | Unit | Retail | New | High Efficiency Refrigeration Compressor_Discus | 0.020325 | 0.016124 |  | 135.5 | 1 | 0.79333 | 6666.6667 | 16 |  | 315 | 15498.155 | Per Unit | GSD | 0.57723 | 0.60437 | 0.83705 | 1.097 | 1.2026 | 1.2026 | 1.289 | 1.2891 | 1.2453 | 1.1192 | 0.77553 | 0.85362 | CrtNgsd826 | CrtN | gsd | 826 | 6.8134 | 335.2213 | [30 empty] | 0 | 0 | 0
826 | Refrigeration | Unit | Schools K-12 | Existing | High Efficiency Refrigeration Compressor_Discus | 0.019377 | 0.015718 |  | 135.5 | 1 | 0.81119 | 6993.007 | 16 |  | 315 | 16256.8059 | Per Unit | GSD | 0.57723 | 0.60437 | 0.83705 | 1.097 | 1.2026 | 1.2026 | 1.289 | 1.2891 | 1.2453 | 1.1192 | 0.77553 | 0.85362 | CscEgsd826 | CscE | gsd | 826 | 6.8134 | 351.6308 | [30 empty] | 0 | 0 | 0
826 | Refrigeration | Unit | Schools K-12 | New | High Efficiency Refrigeration Compressor_Discus | 0.019377 | 0.015718 |  | 135.5 | 1 | 0.81119 | 6993.007 | 16 |  | 315 | 16256.8059 | Per Unit | GSD | 0.57723 | 0.60437 | 0.83705 | 1.097 | 1.2026 | 1.2026 | 1.289 | 1.2891 | 1.2453 | 1.1192 | 0.77553 | 0.85362 | CscNgsd826 | CscN | gsd | 826 | 6.8134 | 351.6308 | [30 empty] | 0 | 0 | 0
826 | Refrigeration | Unit | Warehouse | Existing | High Efficiency Refrigeration Compressor_Discus | 0.019377 | 0.015718 |  | 135.5 | 1 | 0.81119 | 6993.007 | 16 |  | 315 | 16256.8059 | Per Unit | GSD | 0.57723 | 0.60437 | 0.83705 | 1.097 | 1.2026 | 1.2026 | 1.289 | 1.2891 | 1.2453 | 1.1192 | 0.77553 | 0.85362 | CwaEgsd826 | CwaE | gsd | 826 | 6.8134 | 351.6308 | [30 empty] | 0 | 0 | 0
826 | Refrigeration | Unit | Warehouse | New | High Efficiency Refrigeration Compressor_Discus | 0.019377 | 0.015718 |  | 135.5 | 1 | 0.81119 | 6993.007 | 16 |  | 315 | 16256.8059 | Per Unit | GSD | 0.57723 | 0.60437 | 0.83705 | 1.097 | 1.2026 | 1.2026 | 1.289 | 1.2891 | 1.2453 | 1.1192 | 0.77553 | 0.85362 | CwaNgsd826 | CwaN | gsd | 826 | 6.8134 | 351.6308 | [30 empty] | 0 | 0 | 0
827 | Refrigeration | Unit | Assembly | Existing | High Efficiency Refrigeration Compressor_Scroll | 0.020355 | 0.016148 |  | 135.7 | 1 | 0.79333 | 6666.6667 | 16 |  | 315 | 15475.3132 | Per Unit | GSD | 0.57723 | 0.60437 | 0.83705 | 1.097 | 1.2026 | 1.2026 | 1.289 | 1.2891 | 1.2453 | 1.1192 | 0.77553 | 0.85362 | CasEgsd827 | CasE | gsd | 827 | 6.8234 | 335.2213 | [30 empty] | 0 | 0 | 0
827 | Refrigeration | Unit | Assembly | New | High Efficiency Refrigeration Compressor_Scroll | 0.020355 | 0.016148 |  | 135.7 | 1 | 0.79333 | 6666.6667 | 16 |  | 315 | 15475.3132 | Per Unit | GSD | 0.57723 | 0.60437 | 0.83705 | 1.097 | 1.2026 | 1.2026 | 1.289 | 1.2891 | 1.2453 | 1.1192 | 0.77553 | 0.85362 | CasNgsd827 | CasN | gsd | 827 | 6.8234 | 335.2213 | [30 empty] | 0 | 0 | 0
827 | Refrigeration | Unit | College and University | Existing | High Efficiency Refrigeration Compressor_Scroll | 0.020355 | 0.016148 |  | 135.7 | 1 | 0.79333 | 6666.6667 | 16 |  | 315 | 15475.3132 | Per Unit | GSD | 0.57723 | 0.60437 | 0.83705 | 1.097 | 1.2026 | 1.2026 | 1.289 | 1.2891 | 1.2453 | 1.1192 | 0.77553 | 0.85362 | CcoEgsd827 | CcoE | gsd | 827 | 6.8234 | 335.2213 | [30 empty] | 0 | 0 | 0
827 | Refrigeration | Unit | College and University | New | High Efficiency Refrigeration Compressor_Scroll | 0.020355 | 0.016148 |  | 135.7 | 1 | 0.79333 | 6666.6667 | 16 |  | 315 | 15475.3132 | Per Unit | GSD | 0.57723 | 0.60437 | 0.83705 | 1.097 | 1.2026 | 1.2026 | 1.289 | 1.2891 | 1.2453 | 1.1192 | 0.77553 | 0.85362 | CcoNgsd827 | CcoN | gsd | 827 | 6.8234 | 335.2213 | [30 empty] | 0 | 0 | 0
827 | Refrigeration | Unit | Data Center | Existing | High Efficiency Refrigeration Compressor_Scroll | 0.019405 | 0.015741 |  | 135.7 | 1 | 0.81119 | 6993.007 | 16 |  | 315 | 16232.846 | Per Unit | GSD | 0.57723 | 0.60437 | 0.83705 | 1.097 | 1.2026 | 1.2026 | 1.289 | 1.2891 | 1.2453 | 1.1192 | 0.77553 | 0.85362 | CdaEgsd827 | CdaE | gsd | 827 | 6.8234 | 351.6308 | [30 empty] | 0 | 0 | 0
827 | Refrigeration | Unit | Data Center | New | High Efficiency Refrigeration Compressor_Scroll | 0.019405 | 0.015741 |  | 135.7 | 1 | 0.81119 | 6993.007 | 16 |  | 315 | 16232.846 | Per Unit | GSD | 0.57723 | 0.60437 | 0.83705 | 1.097 | 1.2026 | 1.2026 | 1.289 | 1.2891 | 1.2453 | 1.1192 | 0.77553 | 0.85362 | CdaNgsd827 | CdaN | gsd | 827 | 6.8234 | 351.6308 | [30 empty] | 0 | 0 | 0
827 | Refrigeration | Unit | Grocery | Existing | High Efficiency Refrigeration Compressor_Scroll | 0.020355 | 0.016148 |  | 135.7 | 1 | 0.79333 | 6666.6667 | 16 |  | 315 | 15475.3132 | Per Unit | GSD | 0.57723 | 0.60437 | 0.83705 | 1.097 | 1.2026 | 1.2026 | 1.289 | 1.2891 | 1.2453 | 1.1192 | 0.77553 | 0.85362 | CgrEgsd827 | CgrE | gsd | 827 | 6.8234 | 335.2213 | [30 empty] | 9.3415 | 1.3996 | 1.1071
827 | Refrigeration | Unit | Grocery | New | High Efficiency Refrigeration Compressor_Scroll | 0.020355 | 0.016148 |  | 135.7 | 1 | 0.79333 | 6666.6667 | 16 |  | 315 | 15475.3132 | Per Unit | GSD | 0.57723 | 0.60437 | 0.83705 | 1.097 | 1.2026 | 1.2026 | 1.289 | 1.2891 | 1.2453 | 1.1192 | 0.77553 | 0.85362 | CgrNgsd827 | CgrN | gsd | 827 | 6.8234 | 335.2213 | [30 empty] | 0.043954 | 0.0065853 | 0.0052094
827 | Refrigeration | Unit | Healthcare | Existing | High Efficiency Refrigeration Compressor_Scroll | 0.020355 | 0.016148 |  | 135.7 | 1 | 0.79333 | 6666.6667 | 16 |  | 315 | 15475.3132 | Per Unit | GSD | 0.57723 | 0.60437 | 0.83705 | 1.097 | 1.2026 | 1.2026 | 1.289 | 1.2891 | 1.2453 | 1.1192 | 0.77553 | 0.85362 | CheEgsd827 | CheE | gsd | 827 | 6.8234 | 335.2213 | [30 empty] | 0 | 0 | 0
827 | Refrigeration | Unit | Healthcare | New | High Efficiency Refrigeration Compressor_Scroll | 0.020355 | 0.016148 |  | 135.7 | 1 | 0.79333 | 6666.6667 | 16 |  | 315 | 15475.3132 | Per Unit | GSD | 0.57723 | 0.60437 | 0.83705 | 1.097 | 1.2026 | 1.2026 | 1.289 | 1.2891 | 1.2453 | 1.1192 | 0.77553 | 0.85362 | CheNgsd827 | CheN | gsd | 827 | 6.8234 | 335.2213 | [30 empty] | 0 | 0 | 0
827 | Refrigeration | Unit | Hospitals | Existing | High Efficiency Refrigeration Compressor_Scroll | 0.020355 | 0.016148 |  | 135.7 | 1 | 0.79333 | 6666.6667 | 16 |  | 315 | 15475.3132 | Per Unit | GSD | 0.57723 | 0.60437 | 0.83705 | 1.097 | 1.2026 | 1.2026 | 1.289 | 1.2891 | 1.2453 | 1.1192 | 0.77553 | 0.85362 | ChoEgsd827 | ChoE | gsd | 827 | 6.8234 | 335.2213 | [30 empty] | 0 | 0 | 0
827 | Refrigeration | Unit | Hospitals | New | High Efficiency Refrigeration Compressor_Scroll | 0.020355 | 0.016148 |  | 135.7 | 1 | 0.79333 | 6666.6667 | 16 |  | 315 | 15475.3132 | Per Unit | GSD | 0.57723 | 0.60437 | 0.83705 | 1.097 | 1.2026 | 1.2026 | 1.289 | 1.2891 | 1.2453 | 1.1192 | 0.77553 | 0.85362 | ChoNgsd827 | ChoN | gsd | 827 | 6.8234 | 335.2213 | [30 empty] | 0 | 0 | 0
827 | Refrigeration | Unit | Institutional | Existing | High Efficiency Refrigeration Compressor_Scroll | 0.019405 | 0.015741 |  | 135.7 | 1 | 0.81119 | 6993.007 | 16 |  | 315 | 16232.846 | Per Unit | GSD | 0.57723 | 0.60437 | 0.83705 | 1.097 | 1.2026 | 1.2026 | 1.289 | 1.2891 | 1.2453 | 1.1192 | 0.77553 | 0.85362 | CinEgsd827 | CinE | gsd | 827 | 6.8234 | 351.6308 | [30 empty] | 0 | 0 | 0
827 | Refrigeration | Unit | Institutional | New | High Efficiency Refrigeration Compressor_Scroll | 0.019405 | 0.015741 |  | 135.7 | 1 | 0.81119 | 6993.007 | 16 |  | 315 | 16232.846 | Per Unit | GSD | 0.57723 | 0.60437 | 0.83705 | 1.097 | 1.2026 | 1.2026 | 1.289 | 1.2891 | 1.2453 | 1.1192 | 0.77553 | 0.85362 | CinNgsd827 | CinN | gsd | 827 | 6.8234 | 351.6308 | [30 empty] | 0 | 0 | 0
827 | Refrigeration | Unit | Lodging/Hospitality | Existing | High Efficiency Refrigeration Compressor_Scroll | 0.020355 | 0.016148 |  | 135.7 | 1 | 0.79333 | 6666.6667 | 16 |  | 315 | 15475.3132 | Per Unit | GSD | 0.57723 | 0.60437 | 0.83705 | 1.097 | 1.2026 | 1.2026 | 1.289 | 1.2891 | 1.2453 | 1.1192 | 0.77553 | 0.85362 | CloEgsd827 | CloE | gsd | 827 | 6.8234 | 335.2213 | [30 empty] | 0 | 0 | 0
827 | Refrigeration | Unit | Lodging/Hospitality | New | High Efficiency Refrigeration Compressor_Scroll | 0.020355 | 0.016148 |  | 135.7 | 1 | 0.79333 | 6666.6667 | 16 |  | 315 | 15475.3132 | Per Unit | GSD | 0.57723 | 0.60437 | 0.83705 | 1.097 | 1.2026 | 1.2026 | 1.289 | 1.2891 | 1.2453 | 1.1192 | 0.77553 | 0.85362 | CloNgsd827 | CloN | gsd | 827 | 6.8234 | 335.2213 | [30 empty] | 0 | 0 | 0
827 | Refrigeration | Unit | Miscellaneous | Existing | High Efficiency Refrigeration Compressor_Scroll | 0.019405 | 0.015741 |  | 135.7 | 1 | 0.81119 | 6993.007 | 16 |  | 315 | 16232.846 | Per Unit | GSD | 0.57723 | 0.60437 | 0.83705 | 1.097 | 1.2026 | 1.2026 | 1.289 | 1.2891 | 1.2453 | 1.1192 | 0.77553 | 0.85362 | CmiEgsd827 | CmiE | gsd | 827 | 6.8234 | 351.6308 | [30 empty] | 0 | 0 | 0
827 | Refrigeration | Unit | Miscellaneous | New | High Efficiency Refrigeration Compressor_Scroll | 0.019405 | 0.015741 |  | 135.7 | 1 | 0.81119 | 6993.007 | 16 |  | 315 | 16232.846 | Per Unit | GSD | 0.57723 | 0.60437 | 0.83705 | 1.097 | 1.2026 | 1.2026 | 1.289 | 1.2891 | 1.2453 | 1.1192 | 0.77553 | 0.85362 | CmiNgsd827 | CmiN | gsd | 827 | 6.8234 | 351.6308 | [30 empty] | 0 | 0 | 0
827 | Refrigeration | Unit | Offices | Existing | High Efficiency Refrigeration Compressor_Scroll | 0.019405 | 0.015741 |  | 135.7 | 1 | 0.81119 | 6993.007 | 16 |  | 315 | 16232.846 | Per Unit | GSD | 0.57723 | 0.60437 | 0.83705 | 1.097 | 1.2026 | 1.2026 | 1.289 | 1.2891 | 1.2453 | 1.1192 | 0.77553 | 0.85362 | CofEgsd827 | CofE | gsd | 827 | 6.8234 | 351.6308 | [30 empty] | 0 | 0 | 0
827 | Refrigeration | Unit | Offices | New | High Efficiency Refrigeration Compressor_Scroll | 0.019405 | 0.015741 |  | 135.7 | 1 | 0.81119 | 6993.007 | 16 |  | 315 | 16232.846 | Per Unit | GSD | 0.57723 | 0.60437 | 0.83705 | 1.097 | 1.2026 | 1.2026 | 1.289 | 1.2891 | 1.2453 | 1.1192 | 0.77553 | 0.85362 | CofNgsd827 | CofN | gsd | 827 | 6.8234 | 351.6308 | [30 empty] | 0 | 0 | 0
827 | Refrigeration | Unit | Restaurants | Existing | High Efficiency Refrigeration Compressor_Scroll | 0.019134 | 0.015334 |  | 135.7 | 1 | 0.80142 | 7092.1986 | 16 |  | 315 | 16463.0991 | Per Unit | GSD | 0.57723 | 0.60437 | 0.83705 | 1.097 | 1.2026 | 1.2026 | 1.289 | 1.2891 | 1.2453 | 1.1192 | 0.77553 | 0.85362 | CreEgsd827 | CreE | gsd | 827 | 6.8234 | 356.6184 | [30 empty] | 0 | 0 | 0
827 | Refrigeration | Unit | Restaurants | New | High Efficiency Refrigeration Compressor_Scroll | 0.019134 | 0.015334 |  | 135.7 | 1 | 0.80142 | 7092.1986 | 16 |  | 315 | 16463.0991 | Per Unit | GSD | 0.57723 | 0.60437 | 0.83705 | 1.097 | 1.2026 | 1.2026 | 1.289 | 1.2891 | 1.2453 | 1.1192 | 0.77553 | 0.85362 | CreNgsd827 | CreN | gsd | 827 | 6.8234 | 356.6184 | [30 empty] | 0 | 0 | 0
827 | Refrigeration | Unit | Retail | Existing | High Efficiency Refrigeration Compressor_Scroll | 0.020355 | 0.016148 |  | 135.7 | 1 | 0.79333 | 6666.6667 | 16 |  | 315 | 15475.3132 | Per Unit | GSD | 0.57723 | 0.60437 | 0.83705 | 1.097 | 1.2026 | 1.2026 | 1.289 | 1.2891 | 1.2453 | 1.1192 | 0.77553 | 0.85362 | CrtEgsd827 | CrtE | gsd | 827 | 6.8234 | 335.2213 | [30 empty] | 0 | 0 | 0
827 | Refrigeration | Unit | Retail | New | High Efficiency Refrigeration Compressor_Scroll | 0.020355 | 0.016148 |  | 135.7 | 1 | 0.79333 | 6666.6667 | 16 |  | 315 | 15475.3132 | Per Unit | GSD | 0.57723 | 0.60437 | 0.83705 | 1.097 | 1.2026 | 1.2026 | 1.289 | 1.2891 | 1.2453 | 1.1192 | 0.77553 | 0.85362 | CrtNgsd827 | CrtN | gsd | 827 | 6.8234 | 335.2213 | [30 empty] | 0 | 0 | 0
827 | Refrigeration | Unit | Schools K-12 | Existing | High Efficiency Refrigeration Compressor_Scroll | 0.019405 | 0.015741 |  | 135.7 | 1 | 0.81119 | 6993.007 | 16 |  | 315 | 16232.846 | Per Unit | GSD | 0.57723 | 0.60437 | 0.83705 | 1.097 | 1.2026 | 1.2026 | 1.289 | 1.2891 | 1.2453 | 1.1192 | 0.77553 | 0.85362 | CscEgsd827 | CscE | gsd | 827 | 6.8234 | 351.6308 | [30 empty] | 0 | 0 | 0
827 | Refrigeration | Unit | Schools K-12 | New | High Efficiency Refrigeration Compressor_Scroll | 0.019405 | 0.015741 |  | 135.7 | 1 | 0.81119 | 6993.007 | 16 |  | 315 | 16232.846 | Per Unit | GSD | 0.57723 | 0.60437 | 0.83705 | 1.097 | 1.2026 | 1.2026 | 1.289 | 1.2891 | 1.2453 | 1.1192 | 0.77553 | 0.85362 | CscNgsd827 | CscN | gsd | 827 | 6.8234 | 351.6308 | [30 empty] | 0 | 0 | 0
827 | Refrigeration | Unit | Warehouse | Existing | High Efficiency Refrigeration Compressor_Scroll | 0.019405 | 0.015741 |  | 135.7 | 1 | 0.81119 | 6993.007 | 16 |  | 315 | 16232.846 | Per Unit | GSD | 0.57723 | 0.60437 | 0.83705 | 1.097 | 1.2026 | 1.2026 | 1.289 | 1.2891 | 1.2453 | 1.1192 | 0.77553 | 0.85362 | CwaEgsd827 | CwaE | gsd | 827 | 6.8234 | 351.6308 | [30 empty] | 0 | 0 | 0
827 | Refrigeration | Unit | Warehouse | New | High Efficiency Refrigeration Compressor_Scroll | 0.019405 | 0.015741 |  | 135.7 | 1 | 0.81119 | 6993.007 | 16 |  | 315 | 16232.846 | Per Unit | GSD | 0.57723 | 0.60437 | 0.83705 | 1.097 | 1.2026 | 1.2026 | 1.289 | 1.2891 | 1.2453 | 1.1192 | 0.77553 | 0.85362 | CwaNgsd827 | CwaN | gsd | 827 | 6.8234 | 351.6308 | [30 empty] | 0 | 0 | 0
828 | Refrigeration | Unit | Assembly | Existing | Water Cooled Refrigeration Heat Recovery | 0.019378 | 0.029512 |  | 155.85 | 1 | 1.523 | 8042.7228 | 15 |  | 12.47 | 643.521 | Per End Use Consumption | GSD | 1 | 1 | 1 | 1 | 1 | 1 | 1 | 1 | 1 | 1 | 1 | 1 | CasEgsd828 | CasE | gsd | 828 | 7.8366 | 404.4138 | [30 empty] | 1.1599 | 0.14422 | 0.21964
828 | Refrigeration | Unit | Assembly | New | Water Cooled Refrigeration Heat Recovery | 0.019378 | 0.029512 |  | 155.85 | 1 | 1.523 | 8042.7228 | 15 |  | 12.47 | 643.521 | Per End Use Consumption | GSD | 1 | 1 | 1 | 1 | 1 | 1 | 1 | 1 | 1 | 1 | 1 | 1 | CasNgsd828 | CasN | gsd | 828 | 7.8366 | 404.4138 | [30 empty] | 0.0064501 | 0.00080198 | 0.0012214
828 | Refrigeration | Unit | College and University | Existing | Water Cooled Refrigeration Heat Recovery | 0.062617 | 0.076047 |  | 682.86 | 1 | 1.2145 | 10905.4227 | 15 |  | 54.63 | 872.453 | Per End Use Consumption | GSD | 1 | 1 | 1 | 1 | 1 | 1 | 1 | 1 | 1 | 1 | 1 | 1 | CcoEgsd828 | CcoE | gsd | 828 | 34.3364 | 548.3596 | [30 empty] | 0.45634 | 0.041845 | 0.05082
828 | Refrigeration | Unit | College and University | New | Water Cooled Refrigeration Heat Recovery | 0.062617 | 0.076047 |  | 682.86 | 1 | 1.2145 | 10905.4227 | 15 |  | 54.63 | 872.453 | Per End Use Consumption | GSD | 1 | 1 | 1 | 1 | 1 | 1 | 1 | 1 | 1 | 1 | 1 | 1 | CcoNgsd828 | CcoN | gsd | 828 | 34.3364 | 548.3596 | [30 empty] | 0.0025377 | 0.0002327 | 0.00028261
828 | Refrigeration | Unit | Data Center | Existing | Water Cooled Refrigeration Heat Recovery | 1.9737 | 2.3971 |  | 21524.32 | 1 | 1.2145 | 10905.4227 | 15 |  | 1721.95 | 872.436 | Per End Use Consumption | GSD | 1 | 1 | 1 | 1 | 1 | 1 | 1 | 1 | 1 | 1 | 1 | 1 | CdaEgsd828 | CdaE | gsd | 828 | 1082.3117 | 548.3596 | [30 empty] | 0.031539 | 0.002892 | 0.0035123
828 | Refrigeration | Unit | Data Center | New | Water Cooled Refrigeration Heat Recovery | 1.9737 | 2.3971 |  | 21524.32 | 1 | 1.2145 | 10905.4227 | 15 |  | 1721.95 | 872.436 | Per End Use Consumption | GSD | 1 | 1 | 1 | 1 | 1 | 1 | 1 | 1 | 1 | 1 | 1 | 1 | CdaNgsd828 | CdaN | gsd | 828 | 1082.3117 | 548.3596 | [30 empty] | 0.00017539 | 1.6083e-05 | 1.9532e-05
828 | Refrigeration | Unit | Grocery | Existing | Water Cooled Refrigeration Heat Recovery | 0.0062914 | 0.0095818 |  | 50.6 | 1 | 1.523 | 8042.7224 | 15 |  | 4.05 | 643.7357 | Per End Use Consumption | GSD | 1 | 1 | 1 | 1 | 1 | 1 | 1 | 1 | 1 | 1 | 1 | 1 | CgrEgsd828 | CgrE | gsd | 828 | 2.5443 | 404.4138 | [30 empty] | 0.24487 | 0.030447 | 0.04637
828 | Refrigeration | Unit | Grocery | New | Water Cooled Refrigeration Heat Recovery | 0.0062914 | 0.0095818 |  | 50.6 | 1 | 1.523 | 8042.7224 | 15 |  | 4.05 | 643.7357 | Per End Use Consumption | GSD | 1 | 1 | 1 | 1 | 1 | 1 | 1 | 1 | 1 | 1 | 1 | 1 | CgrNgsd828 | CgrN | gsd | 828 | 2.5443 | 404.4138 | [30 empty] | 0.0013617 | 0.00016931 | 0.00025787
828 | Refrigeration | Unit | Healthcare | Existing | Water Cooled Refrigeration Heat Recovery | 0.0096136 | 0.011676 |  | 104.84 | 1 | 1.2145 | 10905.4226 | 15 |  | 8.39 | 872.7251 | Per End Use Consumption | GSD | 1 | 1 | 1 | 1 | 1 | 1 | 1 | 1 | 1 | 1 | 1 | 1 | CheEgsd828 | CheE | gsd | 828 | 5.2717 | 548.3596 | [30 empty] | 0.43236 | 0.039646 | 0.048149
828 | Refrigeration | Unit | Healthcare | New | Water Cooled Refrigeration Heat Recovery | 0.0096136 | 0.011676 |  | 104.84 | 1 | 1.2145 | 10905.4226 | 15 |  | 8.39 | 872.7251 | Per End Use Consumption | GSD | 1 | 1 | 1 | 1 | 1 | 1 | 1 | 1 | 1 | 1 | 1 | 1 | CheNgsd828 | CheN | gsd | 828 | 5.2717 | 548.3596 | [30 empty] | 0.0027745 | 0.00025442 | 0.00030898
828 | Refrigeration | Unit | Hospitals | Existing | Water Cooled Refrigeration Heat Recovery | 2.0228 | 2.4567 |  | 22059.53 | 1 | 1.2145 | 10905.4227 | 15 |  | 1764.76 | 872.4326 | Per End Use Consumption | GSD | 1 | 1 | 1 | 1 | 1 | 1 | 1 | 1 | 1 | 1 | 1 | 1 | ChoEgsd828 | ChoE | gsd | 828 | 1109.2238 | 548.3596 | [30 empty] | 0.2528 | 0.023181 | 0.028153
828 | Refrigeration | Unit | Hospitals | New | Water Cooled Refrigeration Heat Recovery | 2.0228 | 2.4567 |  | 22059.53 | 1 | 1.2145 | 10905.4227 | 15 |  | 1764.76 | 872.4326 | Per End Use Consumption | GSD | 1 | 1 | 1 | 1 | 1 | 1 | 1 | 1 | 1 | 1 | 1 | 1 | ChoNgsd828 | ChoN | gsd | 828 | 1109.2238 | 548.3596 | [30 empty] | 0.0014058 | 0.00012891 | 0.00015656
828 | Refrigeration | Unit | Institutional | Existing | Water Cooled Refrigeration Heat Recovery | 0.0079905 | 0.0097043 |  | 87.14 | 1 | 1.2145 | 10905.4229 | 15 |  | 6.97 | 872.2837 | Per End Use Consumption | GSD | 1 | 1 | 1 | 1 | 1 | 1 | 1 | 1 | 1 | 1 | 1 | 1 | CinEgsd828 | CinE | gsd | 828 | 4.3817 | 548.3596 | [30 empty] | 0.40869 | 0.037476 | 0.045514
828 | Refrigeration | Unit | Institutional | New | Water Cooled Refrigeration Heat Recovery | 0.0079905 | 0.0097043 |  | 87.14 | 1 | 1.2145 | 10905.4229 | 15 |  | 6.97 | 872.2837 | Per End Use Consumption | GSD | 1 | 1 | 1 | 1 | 1 | 1 | 1 | 1 | 1 | 1 | 1 | 1 | CinNgsd828 | CinN | gsd | 828 | 4.3817 | 548.3596 | [30 empty] | 0.0022727 | 0.0002084 | 0.0002531
828 | Refrigeration | Unit | Lodging/Hospitality | Existing | Water Cooled Refrigeration Heat Recovery | 0.1897 | 0.76062 |  | 4820.95 | 1 | 4.0096 | 25413.8002 | 15 |  | 385.68 | 2033.1251 | Per End Use Consumption | GSD | 1 | 1 | 1 | 1 | 1 | 1 | 1 | 1 | 1 | 1 | 1 | 1 | CloEgsd828 | CloE | gsd | 828 | 242.4128 | 1277.8872 | [30 empty] | 6.7896 | 0.26716 | 1.0712
828 | Refrigeration | Unit | Lodging/Hospitality | New | Water Cooled Refrigeration Heat Recovery | 0.1897 | 0.76062 |  | 4820.95 | 1 | 4.0096 | 25413.8002 | 15 |  | 385.68 | 2033.1251 | Per End Use Consumption | GSD | 1 | 1 | 1 | 1 | 1 | 1 | 1 | 1 | 1 | 1 | 1 | 1 | CloNgsd828 | CloN | gsd | 828 | 242.4128 | 1277.8872 | [30 empty] | 0.037757 | 0.0014857 | 0.005957
828 | Refrigeration | Unit | Miscellaneous | Existing | Water Cooled Refrigeration Heat Recovery | 0.021015 | 0.032006 |  | 169.02 | 1 | 1.523 | 8042.7228 | 15 |  | 13.52 | 643.3417 | Per End Use Consumption | GSD | 1 | 1 | 1 | 1 | 1 | 1 | 1 | 1 | 1 | 1 | 1 | 1 | CmiEgsd828 | CmiE | gsd | 828 | 8.4989 | 404.4138 | [30 empty] | 1.5091 | 0.18763 | 0.28576
828 | Refrigeration | Unit | Miscellaneous | New | Water Cooled Refrigeration Heat Recovery | 0.021015 | 0.032006 |  | 169.02 | 1 | 1.523 | 8042.7228 | 15 |  | 13.52 | 643.3417 | Per End Use Consumption | GSD | 1 | 1 | 1 | 1 | 1 | 1 | 1 | 1 | 1 | 1 | 1 | 1 | CmiNgsd828 | CmiN | gsd | 828 | 8.4989 | 404.4138 | [30 empty] | 0.0083919 | 0.0010434 | 0.0015891
828 | Refrigeration | Unit | Offices | Existing | Water Cooled Refrigeration Heat Recovery | 0.024241 | 0.036918 |  | 194.96 | 1 | 1.523 | 8042.7228 | 15 |  | 15.6 | 643.5498 | Per End Use Consumption | GSD | 1 | 1 | 1 | 1 | 1 | 1 | 1 | 1 | 1 | 1 | 1 | 1 | CofEgsd828 | CofE | gsd | 828 | 9.8032 | 404.4138 | [30 empty] | 4.0947 | 0.50912 | 0.77539
828 | Refrigeration | Unit | Offices | New | Water Cooled Refrigeration Heat Recovery | 0.024241 | 0.036918 |  | 194.96 | 1 | 1.523 | 8042.7228 | 15 |  | 15.6 | 643.5498 | Per End Use Consumption | GSD | 1 | 1 | 1 | 1 | 1 | 1 | 1 | 1 | 1 | 1 | 1 | 1 | CofNgsd828 | CofN | gsd | 828 | 9.8032 | 404.4138 | [30 empty] | 0.02277 | 0.0028312 | 0.0043119
828 | Refrigeration | Unit | Restaurants | Existing | Water Cooled Refrigeration Heat Recovery | 0.28974 | 0.44128 |  | 2330.33 | 1 | 1.523 | 8042.7229 | 15 |  | 186.43 | 643.4303 | Per End Use Consumption | GSD | 1 | 1 | 1 | 1 | 1 | 1 | 1 | 1 | 1 | 1 | 1 | 1 | CreEgsd828 | CreE | gsd | 828 | 117.1765 | 404.4139 | [30 empty] | 13.1276 | 1.6322 | 2.4859
828 | Refrigeration | Unit | Restaurants | New | Water Cooled Refrigeration Heat Recovery | 0.28974 | 0.44128 |  | 2330.33 | 1 | 1.523 | 8042.7229 | 15 |  | 186.43 | 643.4303 | Per End Use Consumption | GSD | 1 | 1 | 1 | 1 | 1 | 1 | 1 | 1 | 1 | 1 | 1 | 1 | CreNgsd828 | CreN | gsd | 828 | 117.1765 | 404.4139 | [30 empty] | 0.073002 | 0.0090768 | 0.013824
828 | Refrigeration | Unit | Retail | Existing | Water Cooled Refrigeration Heat Recovery | 0.11315 | 0.17233 |  | 910.03 | 1 | 1.523 | 8042.7229 | 15 |  | 72.8 | 643.3966 | Per End Use Consumption | GSD | 1 | 1 | 1 | 1 | 1 | 1 | 1 | 1 | 1 | 1 | 1 | 1 | CrtEgsd828 | CrtE | gsd | 828 | 45.7592 | 404.4139 | [30 empty] | 2.0623 | 0.25642 | 0.39052
828 | Refrigeration | Unit | Retail | New | Water Cooled Refrigeration Heat Recovery | 0.11315 | 0.17233 |  | 910.03 | 1 | 1.523 | 8042.7229 | 15 |  | 72.8 | 643.3966 | Per End Use Consumption | GSD | 1 | 1 | 1 | 1 | 1 | 1 | 1 | 1 | 1 | 1 | 1 | 1 | CrtNgsd828 | CrtN | gsd | 828 | 45.7592 | 404.4139 | [30 empty] | 0.011468 | 0.0014259 | 0.0021717
828 | Refrigeration | Unit | Schools K-12 | Existing | Water Cooled Refrigeration Heat Recovery | 0.31703 | 0.48284 |  | 2549.78 | 1 | 1.523 | 8042.7229 | 15 |  | 203.98 | 643.4103 | Per End Use Consumption | GSD | 1 | 1 | 1 | 1 | 1 | 1 | 1 | 1 | 1 | 1 | 1 | 1 | CscEgsd828 | CscE | gsd | 828 | 128.2111 | 404.4139 | [30 empty] | 2.8367 | 0.3527 | 0.53716
828 | Refrigeration | Unit | Schools K-12 | New | Water Cooled Refrigeration Heat Recovery | 0.31703 | 0.48284 |  | 2549.78 | 1 | 1.523 | 8042.7229 | 15 |  | 203.98 | 643.4103 | Per End Use Consumption | GSD | 1 | 1 | 1 | 1 | 1 | 1 | 1 | 1 | 1 | 1 | 1 | 1 | CscNgsd828 | CscN | gsd | 828 | 128.2111 | 404.4139 | [30 empty] | 0.015775 | 0.0019613 | 0.0029871
828 | Refrigeration | Unit | Warehouse | Existing | Water Cooled Refrigeration Heat Recovery | 0.0098487 | 0.015 |  | 79.21 | 1 | 1.523 | 8042.7226 | 15 |  | 6.34 | 643.7427 | Per End Use Consumption | GSD | 1 | 1 | 1 | 1 | 1 | 1 | 1 | 1 | 1 | 1 | 1 | 1 | CwaEgsd828 | CwaE | gsd | 828 | 3.9829 | 404.4138 | [30 empty] | 0.44549 | 0.05539 | 0.084359
828 | Refrigeration | Unit | Warehouse | New | Water Cooled Refrigeration Heat Recovery | 0.0098487 | 0.015 |  | 79.21 | 1 | 1.523 | 8042.7226 | 15 |  | 6.34 | 643.7427 | Per End Use Consumption | GSD | 1 | 1 | 1 | 1 | 1 | 1 | 1 | 1 | 1 | 1 | 1 | 1 | CwaNgsd828 | CwaN | gsd | 828 | 3.9829 | 404.4138 | [30 empty] | 0.0024774 | 0.00030802 | 0.00046912
829 | Refrigeration | Unit | Assembly | Existing | Zero Energy Doors | 0.28196 | 0.22368 |  | 1879.7 | 1 | 0.79333 | 6666.6667 | 11 |  | 170 | 602.9331 | Per Unit | GSD | 1 | 1 | 1 | 1 | 1 | 1 | 1 | 1 | 1 | 1 | 1 | 1 | CasEgsd829 | CasE | gsd | 829 | 112.782 | 400 | [30 empty] | 1.2191 | 0.18265 | 0.14449
829 | Refrigeration | Unit | Assembly | New | Zero Energy Doors | 0.28196 | 0.22368 |  | 1879.7 | 1 | 0.79333 | 6666.6667 | 11 |  | 170 | 602.9331 | Per Unit | GSD | 1 | 1 | 1 | 1 | 1 | 1 | 1 | 1 | 1 | 1 | 1 | 1 | CasNgsd829 | CasN | gsd | 829 | 112.782 | 400 | [30 empty] | 0.013446 | 0.0020146 | 0.0015936
829 | Refrigeration | Unit | College and University | Existing | Zero Energy Doors | 0.28196 | 0.22368 |  | 1879.7 | 1 | 0.79333 | 6666.6667 | 11 |  | 170 | 602.9331 | Per Unit | GSD | 1 | 1 | 1 | 1 | 1 | 1 | 1 | 1 | 1 | 1 | 1 | 1 | CcoEgsd829 | CcoE | gsd | 829 | 112.782 | 400 | [30 empty] | 0.090105 | 0.0135 | 0.010679
829 | Refrigeration | Unit | College and University | New | Zero Energy Doors | 0.28196 | 0.22368 |  | 1879.7 | 1 | 0.79333 | 6666.6667 | 11 |  | 170 | 602.9331 | Per Unit | GSD | 1 | 1 | 1 | 1 | 1 | 1 | 1 | 1 | 1 | 1 | 1 | 1 | CcoNgsd829 | CcoN | gsd | 829 | 112.782 | 400 | [30 empty] | 0.00099382 | 0.0001489 | 0.00011779
829 | Refrigeration | Unit | Data Center | Existing | Zero Energy Doors | 0.2688 | 0.21805 |  | 1879.7 | 1 | 0.81119 | 6993.007 | 11 |  | 170 | 632.4473 | Per Unit | GSD | 1 | 1 | 1 | 1 | 1 | 1 | 1 | 1 | 1 | 1 | 1 | 1 | CdaEgsd829 | CdaE | gsd | 829 | 112.782 | 419.5804 | [30 empty] | 0.003216 | 0.00046017 | 0.00037377
829 | Refrigeration | Unit | Data Center | New | Zero Energy Doors | 0.2688 | 0.21805 |  | 1879.7 | 1 | 0.81119 | 6993.007 | 11 |  | 170 | 632.4473 | Per Unit | GSD | 1 | 1 | 1 | 1 | 1 | 1 | 1 | 1 | 1 | 1 | 1 | 1 | CdaNgsd829 | CdaN | gsd | 829 | 112.782 | 419.5804 | [30 empty] | 3.5472e-05 | 5.0756e-06 | 4.1226e-06
829 | Refrigeration | Unit | Grocery | Existing | Zero Energy Doors | 0.28196 | 0.22368 |  | 1879.7 | 1 | 0.79333 | 6666.6667 | 11 |  | 170 | 602.9331 | Per Unit | GSD | 1 | 1 | 1 | 1 | 1 | 1 | 1 | 1 | 1 | 1 | 1 | 1 | CgrEgsd829 | CgrE | gsd | 829 | 112.782 | 400 | [30 empty] | 32.7446 | 4.9059 | 3.8809
829 | Refrigeration | Unit | Grocery | New | Zero Energy Doors | 0.28196 | 0.22368 |  | 1879.7 | 1 | 0.79333 | 6666.6667 | 11 |  | 170 | 602.9331 | Per Unit | GSD | 1 | 1 | 1 | 1 | 1 | 1 | 1 | 1 | 1 | 1 | 1 | 1 | CgrNgsd829 | CgrN | gsd | 829 | 112.782 | 400 | [30 empty] | 0.15407 | 0.023083 | 0.01826
829 | Refrigeration | Unit | Healthcare | Existing | Zero Energy Doors | 0.28196 | 0.22368 |  | 1879.7 | 1 | 0.79333 | 6666.6667 | 11 |  | 170 | 602.9331 | Per Unit | GSD | 1 | 1 | 1 | 1 | 1 | 1 | 1 | 1 | 1 | 1 | 1 | 1 | CheEgsd829 | CheE | gsd | 829 | 112.782 | 400 | [30 empty] | 0.0099119 | 0.001485 | 0.0011747
829 | Refrigeration | Unit | Healthcare | New | Zero Energy Doors | 0.28196 | 0.22368 |  | 1879.7 | 1 | 0.79333 | 6666.6667 | 11 |  | 170 | 602.9331 | Per Unit | GSD | 1 | 1 | 1 | 1 | 1 | 1 | 1 | 1 | 1 | 1 | 1 | 1 | CheNgsd829 | CheN | gsd | 829 | 112.782 | 400 | [30 empty] | 0.00010932 | 1.6379e-05 | 1.2957e-05
829 | Refrigeration | Unit | Hospitals | Existing | Zero Energy Doors | 0.28196 | 0.22368 |  | 1879.7 | 1 | 0.79333 | 6666.6667 | 11 |  | 170 | 602.9331 | Per Unit | GSD | 1 | 1 | 1 | 1 | 1 | 1 | 1 | 1 | 1 | 1 | 1 | 1 | ChoEgsd829 | ChoE | gsd | 829 | 112.782 | 400 | [30 empty] | 0.086856 | 0.013013 | 0.010294
829 | Refrigeration | Unit | Hospitals | New | Zero Energy Doors | 0.28196 | 0.22368 |  | 1879.7 | 1 | 0.79333 | 6666.6667 | 11 |  | 170 | 602.9331 | Per Unit | GSD | 1 | 1 | 1 | 1 | 1 | 1 | 1 | 1 | 1 | 1 | 1 | 1 | ChoNgsd829 | ChoN | gsd | 829 | 112.782 | 400 | [30 empty] | 0.00095799 | 0.00014353 | 0.00011354
829 | Refrigeration | Unit | Institutional | Existing | Zero Energy Doors | 0.2688 | 0.21805 |  | 1879.7 | 1 | 0.81119 | 6993.007 | 11 |  | 170 | 632.4473 | Per Unit | GSD | 1 | 1 | 1 | 1 | 1 | 1 | 1 | 1 | 1 | 1 | 1 | 1 | CinEgsd829 | CinE | gsd | 829 | 112.782 | 419.5804 | [30 empty] | 0 | 0 | 0
829 | Refrigeration | Unit | Institutional | New | Zero Energy Doors | 0.2688 | 0.21805 |  | 1879.7 | 1 | 0.81119 | 6993.007 | 11 |  | 170 | 632.4473 | Per Unit | GSD | 1 | 1 | 1 | 1 | 1 | 1 | 1 | 1 | 1 | 1 | 1 | 1 | CinNgsd829 | CinN | gsd | 829 | 112.782 | 419.5804 | [30 empty] | 0 | 0 | 0
829 | Refrigeration | Unit | Lodging/Hospitality | Existing | Zero Energy Doors | 0.28196 | 0.22368 |  | 1879.7 | 1 | 0.79333 | 6666.6667 | 11 |  | 170 | 602.9331 | Per Unit | GSD | 1 | 1 | 1 | 1 | 1 | 1 | 1 | 1 | 1 | 1 | 1 | 1 | CloEgsd829 | CloE | gsd | 829 | 112.782 | 400 | [30 empty] | 0.65064 | 0.097481 | 0.077113
829 | Refrigeration | Unit | Lodging/Hospitality | New | Zero Energy Doors | 0.28196 | 0.22368 |  | 1879.7 | 1 | 0.79333 | 6666.6667 | 11 |  | 170 | 602.9331 | Per Unit | GSD | 1 | 1 | 1 | 1 | 1 | 1 | 1 | 1 | 1 | 1 | 1 | 1 | CloNgsd829 | CloN | gsd | 829 | 112.782 | 400 | [30 empty] | 0.0071763 | 0.0010752 | 0.00085053
829 | Refrigeration | Unit | Miscellaneous | Existing | Zero Energy Doors | 0.2688 | 0.21805 |  | 1879.7 | 1 | 0.81119 | 6993.007 | 11 |  | 170 | 632.4473 | Per Unit | GSD | 1 | 1 | 1 | 1 | 1 | 1 | 1 | 1 | 1 | 1 | 1 | 1 | CmiEgsd829 | CmiE | gsd | 829 | 112.782 | 419.5804 | [30 empty] | 0 | 0 | 0
829 | Refrigeration | Unit | Miscellaneous | New | Zero Energy Doors | 0.2688 | 0.21805 |  | 1879.7 | 1 | 0.81119 | 6993.007 | 11 |  | 170 | 632.4473 | Per Unit | GSD | 1 | 1 | 1 | 1 | 1 | 1 | 1 | 1 | 1 | 1 | 1 | 1 | CmiNgsd829 | CmiN | gsd | 829 | 112.782 | 419.5804 | [30 empty] | 0 | 0 | 0
829 | Refrigeration | Unit | Offices | Existing | Zero Energy Doors | 0.2688 | 0.21805 |  | 1879.7 | 1 | 0.81119 | 6993.007 | 11 |  | 170 | 632.4473 | Per Unit | GSD | 1 | 1 | 1 | 1 | 1 | 1 | 1 | 1 | 1 | 1 | 1 | 1 | CofEgsd829 | CofE | gsd | 829 | 112.782 | 419.5804 | [30 empty] | 0 | 0 | 0
829 | Refrigeration | Unit | Offices | New | Zero Energy Doors | 0.2688 | 0.21805 |  | 1879.7 | 1 | 0.81119 | 6993.007 | 11 |  | 170 | 632.4473 | Per Unit | GSD | 1 | 1 | 1 | 1 | 1 | 1 | 1 | 1 | 1 | 1 | 1 | 1 | CofNgsd829 | CofN | gsd | 829 | 112.782 | 419.5804 | [30 empty] | 0 | 0 | 0
829 | Refrigeration | Unit | Restaurants | Existing | Zero Energy Doors | 0.26504 | 0.21241 |  | 1879.7 | 1 | 0.80142 | 7092.1986 | 11 |  | 170 | 641.4182 | Per Unit | GSD | 1 | 1 | 1 | 1 | 1 | 1 | 1 | 1 | 1 | 1 | 1 | 1 | CreEgsd829 | CreE | gsd | 829 | 112.782 | 425.5319 | [30 empty] | 20.1261 | 2.8444 | 2.278
829 | Refrigeration | Unit | Restaurants | New | Zero Energy Doors | 0.26504 | 0.21241 |  | 1879.7 | 1 | 0.80142 | 7092.1986 | 11 |  | 170 | 641.4182 | Per Unit | GSD | 1 | 1 | 1 | 1 | 1 | 1 | 1 | 1 | 1 | 1 | 1 | 1 | CreNgsd829 | CreN | gsd | 829 | 112.782 | 425.5319 | [30 empty] | 0.22198 | 0.031372 | 0.025126
829 | Refrigeration | Unit | Retail | Existing | Zero Energy Doors | 0.28196 | 0.22368 |  | 1879.7 | 1 | 0.79333 | 6666.6667 | 11 |  | 170 | 602.9331 | Per Unit | GSD | 1 | 1 | 1 | 1 | 1 | 1 | 1 | 1 | 1 | 1 | 1 | 1 | CrtEgsd829 | CrtE | gsd | 829 | 112.782 | 400 | [30 empty] | 13.1328 | 1.9676 | 1.5565
829 | Refrigeration | Unit | Retail | New | Zero Energy Doors | 0.28196 | 0.22368 |  | 1879.7 | 1 | 0.79333 | 6666.6667 | 11 |  | 170 | 602.9331 | Per Unit | GSD | 1 | 1 | 1 | 1 | 1 | 1 | 1 | 1 | 1 | 1 | 1 | 1 | CrtNgsd829 | CrtN | gsd | 829 | 112.782 | 400 | [30 empty] | 0.14485 | 0.021702 | 0.017167
829 | Refrigeration | Unit | Schools K-12 | Existing | Zero Energy Doors | 0.2688 | 0.21805 |  | 1879.7 | 1 | 0.81119 | 6993.007 | 11 |  | 170 | 632.4473 | Per Unit | GSD | 1 | 1 | 1 | 1 | 1 | 1 | 1 | 1 | 1 | 1 | 1 | 1 | CscEgsd829 | CscE | gsd | 829 | 112.782 | 419.5804 | [30 empty] | 0.015865 | 0.0022701 | 0.0018439
829 | Refrigeration | Unit | Schools K-12 | New | Zero Energy Doors | 0.2688 | 0.21805 |  | 1879.7 | 1 | 0.81119 | 6993.007 | 11 |  | 170 | 632.4473 | Per Unit | GSD | 1 | 1 | 1 | 1 | 1 | 1 | 1 | 1 | 1 | 1 | 1 | 1 | CscNgsd829 | CscN | gsd | 829 | 112.782 | 419.5804 | [30 empty] | 0.00017499 | 2.5039e-05 | 2.0337e-05
829 | Refrigeration | Unit | Warehouse | Existing | Zero Energy Doors | 0.2688 | 0.21805 |  | 1879.7 | 1 | 0.81119 | 6993.007 | 11 |  | 170 | 632.4473 | Per Unit | GSD | 1 | 1 | 1 | 1 | 1 | 1 | 1 | 1 | 1 | 1 | 1 | 1 | CwaEgsd829 | CwaE | gsd | 829 | 112.782 | 419.5804 | [30 empty] | 0.0075458 | 0.0010797 | 0.00087698
829 | Refrigeration | Unit | Warehouse | New | Zero Energy Doors | 0.2688 | 0.21805 |  | 1879.7 | 1 | 0.81119 | 6993.007 | 11 |  | 170 | 632.4473 | Per Unit | GSD | 1 | 1 | 1 | 1 | 1 | 1 | 1 | 1 | 1 | 1 | 1 | 1 | CwaNgsd829 | CwaN | gsd | 829 | 112.782 | 419.5804 | [30 empty] | 8.3227e-05 | 1.1909e-05 | 9.6728e-06
901 | Water Heating | Ancillary | Assembly | Existing | Drain water heat recovery | 0.13488 | 0.20542 |  | 1084.79 | 1 | 1.523 | 8042.723 | 30 |  | 763.41 | 5659.985 | Per End Use Consumption | GSD | 1.0063 | 0.98564 | 1.0265 | 1.0441 | 1.0994 | 1.0901 | 1.0679 | 1.0965 | 1.0642 | 1.0547 | 1.0277 | 1.0297 | CasEgsd901 | CasE | gsd | 901 | 54.5467 | 404.4139 | [30 empty] | 0 | 0 | 0
901 | Water Heating | Ancillary | Assembly | New | Drain water heat recovery | 0.13488 | 0.20542 |  | 1084.79 | 1 | 1.523 | 8042.723 | 30 |  | 763.41 | 5659.985 | Per End Use Consumption | GSD | 1.0063 | 0.98564 | 1.0265 | 1.0441 | 1.0994 | 1.0901 | 1.0679 | 1.0965 | 1.0642 | 1.0547 | 1.0277 | 1.0297 | CasNgsd901 | CasN | gsd | 901 | 54.5467 | 404.4139 | [30 empty] | 0 | 0 | 0
901 | Water Heating | Ancillary | College and University | Existing | Drain water heat recovery | 2.2879 | 2.7786 |  | 24950.34 | 1 | 1.2145 | 10905.4227 | 30 |  | 7634.1 | 3336.7516 | Per End Use Consumption | GSD | 1.0063 | 0.98564 | 1.0265 | 1.0441 | 1.0994 | 1.0901 | 1.0679 | 1.0965 | 1.0642 | 1.0547 | 1.0277 | 1.0297 | CcoEgsd901 | CcoE | gsd | 901 | 1254.583 | 548.3596 | [30 empty] | 0 | 0 | 0
901 | Water Heating | Ancillary | College and University | New | Drain water heat recovery | 2.2879 | 2.7786 |  | 24950.34 | 1 | 1.2145 | 10905.4227 | 30 |  | 7634.1 | 3336.7516 | Per End Use Consumption | GSD | 1.0063 | 0.98564 | 1.0265 | 1.0441 | 1.0994 | 1.0901 | 1.0679 | 1.0965 | 1.0642 | 1.0547 | 1.0277 | 1.0297 | CcoNgsd901 | CcoN | gsd | 901 | 1254.583 | 548.3596 | [30 empty] | 0 | 0 | 0
901 | Water Heating | Ancillary | Data Center | Existing | Drain water heat recovery | 0.19895 | 0.24162 |  | 2169.6 | 1 | 1.2145 | 10905.4227 | 30 |  | 15268.2 | 76745.1029 | Per End Use Consumption | GSD | 1.0063 | 0.98564 | 1.0265 | 1.0441 | 1.0994 | 1.0901 | 1.0679 | 1.0965 | 1.0642 | 1.0547 | 1.0277 | 1.0297 | CdaEgsd901 | CdaE | gsd | 901 | 109.0944 | 548.3596 | [30 empty] | 0 | 0 | 0
901 | Water Heating | Ancillary | Data Center | New | Drain water heat recovery | 0.19895 | 0.24162 |  | 2169.6 | 1 | 1.2145 | 10905.4227 | 30 |  | 15268.2 | 76745.1029 | Per End Use Consumption | GSD | 1.0063 | 0.98564 | 1.0265 | 1.0441 | 1.0994 | 1.0901 | 1.0679 | 1.0965 | 1.0642 | 1.0547 | 1.0277 | 1.0297 | CdaNgsd901 | CdaN | gsd | 901 | 109.0944 | 548.3596 | [30 empty] | 0 | 0 | 0
901 | Water Heating | Ancillary | Grocery | Existing | Drain water heat recovery | 0.17984 | 0.2739 |  | 1446.4 | 1 | 1.523 | 8042.723 | 30 |  | 763.41 | 4244.9496 | Per End Use Consumption | GSD | 1.0063 | 0.98564 | 1.0265 | 1.0441 | 1.0994 | 1.0901 | 1.0679 | 1.0965 | 1.0642 | 1.0547 | 1.0277 | 1.0297 | CgrEgsd901 | CgrE | gsd | 901 | 72.7296 | 404.4139 | [30 empty] | 0 | 0 | 0
901 | Water Heating | Ancillary | Grocery | New | Drain water heat recovery | 0.17984 | 0.2739 |  | 1446.4 | 1 | 1.523 | 8042.723 | 30 |  | 763.41 | 4244.9496 | Per End Use Consumption | GSD | 1.0063 | 0.98564 | 1.0265 | 1.0441 | 1.0994 | 1.0901 | 1.0679 | 1.0965 | 1.0642 | 1.0547 | 1.0277 | 1.0297 | CgrNgsd901 | CgrN | gsd | 901 | 72.7296 | 404.4139 | [30 empty] | 0 | 0 | 0
901 | Water Heating | Ancillary | Healthcare | Existing | Drain water heat recovery | 4.0121 | 4.8726 |  | 43753.5 | 1 | 1.2145 | 10905.4227 | 30 |  | 763.41 | 190.2775 | Per End Use Consumption | GSD | 1.0063 | 0.98564 | 1.0265 | 1.0441 | 1.0994 | 1.0901 | 1.0679 | 1.0965 | 1.0642 | 1.0547 | 1.0277 | 1.0297 | CheEgsd901 | CheE | gsd | 901 | 2200.066 | 548.3596 | [30 empty] | 0 | 0 | 0
901 | Water Heating | Ancillary | Healthcare | New | Drain water heat recovery | 4.0121 | 4.8726 |  | 43753.5 | 1 | 1.2145 | 10905.4227 | 30 |  | 763.41 | 190.2775 | Per End Use Consumption | GSD | 1.0063 | 0.98564 | 1.0265 | 1.0441 | 1.0994 | 1.0901 | 1.0679 | 1.0965 | 1.0642 | 1.0547 | 1.0277 | 1.0297 | CheNgsd901 | CheN | gsd | 901 | 2200.066 | 548.3596 | [30 empty] | 0 | 0 | 0
901 | Water Heating | Ancillary | Hospitals | Existing | Drain water heat recovery | 7.9579 | 9.6647 |  | 86783.79 | 1 | 1.2145 | 10905.4227 | 30 |  | 11451.15 | 1438.9742 | Per End Use Consumption | GSD | 1.0063 | 0.98564 | 1.0265 | 1.0441 | 1.0994 | 1.0901 | 1.0679 | 1.0965 | 1.0642 | 1.0547 | 1.0277 | 1.0297 | ChoEgsd901 | ChoE | gsd | 901 | 4363.7667 | 548.3596 | [30 empty] | 0 | 0 | 0
901 | Water Heating | Ancillary | Hospitals | New | Drain water heat recovery | 7.9579 | 9.6647 |  | 86783.79 | 1 | 1.2145 | 10905.4227 | 30 |  | 11451.15 | 1438.9742 | Per End Use Consumption | GSD | 1.0063 | 0.98564 | 1.0265 | 1.0441 | 1.0994 | 1.0901 | 1.0679 | 1.0965 | 1.0642 | 1.0547 | 1.0277 | 1.0297 | ChoNgsd901 | ChoN | gsd | 901 | 4363.7667 | 548.3596 | [30 empty] | 0 | 0 | 0
901 | Water Heating | Ancillary | Institutional | Existing | Drain water heat recovery | 0.95494 | 1.1598 |  | 10414.06 | 1 | 1.2145 | 10905.4227 | 30 |  | 19085.25 | 19985.7423 | Per End Use Consumption | GSD | 1.0063 | 0.98564 | 1.0265 | 1.0441 | 1.0994 | 1.0901 | 1.0679 | 1.0965 | 1.0642 | 1.0547 | 1.0277 | 1.0297 | CinEgsd901 | CinE | gsd | 901 | 523.6523 | 548.3596 | [30 empty] | 0 | 0 | 0
901 | Water Heating | Ancillary | Institutional | New | Drain water heat recovery | 0.95494 | 1.1598 |  | 10414.06 | 1 | 1.2145 | 10905.4227 | 30 |  | 19085.25 | 19985.7423 | Per End Use Consumption | GSD | 1.0063 | 0.98564 | 1.0265 | 1.0441 | 1.0994 | 1.0901 | 1.0679 | 1.0965 | 1.0642 | 1.0547 | 1.0277 | 1.0297 | CinNgsd901 | CinN | gsd | 901 | 523.6523 | 548.3596 | [30 empty] | 0 | 0 | 0
901 | Water Heating | Ancillary | Lodging/Hospitality | Existing | Drain water heat recovery | 2.5611 | 10.2691 |  | 65087.85 | 1 | 4.0096 | 25413.8002 | 30 |  | 2290.23 | 894.2291 | Per End Use Consumption | GSD | 1.0063 | 0.98564 | 1.0265 | 1.0441 | 1.0994 | 1.0901 | 1.0679 | 1.0965 | 1.0642 | 1.0547 | 1.0277 | 1.0297 | CloEgsd901 | CloE | gsd | 901 | 3272.8254 | 1277.8872 | [30 empty] | 0 | 0 | 0
901 | Water Heating | Ancillary | Lodging/Hospitality | New | Drain water heat recovery | 2.5611 | 10.2691 |  | 65087.85 | 1 | 4.0096 | 25413.8002 | 30 |  | 2290.23 | 894.2291 | Per End Use Consumption | GSD | 1.0063 | 0.98564 | 1.0265 | 1.0441 | 1.0994 | 1.0901 | 1.0679 | 1.0965 | 1.0642 | 1.0547 | 1.0277 | 1.0297 | CloNgsd901 | CloN | gsd | 901 | 3272.8254 | 1277.8872 | [30 empty] | 0 | 0 | 0
901 | Water Heating | Ancillary | Miscellaneous | Existing | Drain water heat recovery | 1.124 | 1.7118 |  | 9039.98 | 1 | 1.523 | 8042.7229 | 30 |  | 15268.2 | 13583.8688 | Per End Use Consumption | GSD | 1.0063 | 0.98564 | 1.0265 | 1.0441 | 1.0994 | 1.0901 | 1.0679 | 1.0965 | 1.0642 | 1.0547 | 1.0277 | 1.0297 | CmiEgsd901 | CmiE | gsd | 901 | 454.5591 | 404.4139 | [30 empty] | 0 | 0 | 0
901 | Water Heating | Ancillary | Miscellaneous | New | Drain water heat recovery | 1.124 | 1.7118 |  | 9039.98 | 1 | 1.523 | 8042.7229 | 30 |  | 15268.2 | 13583.8688 | Per End Use Consumption | GSD | 1.0063 | 0.98564 | 1.0265 | 1.0441 | 1.0994 | 1.0901 | 1.0679 | 1.0965 | 1.0642 | 1.0547 | 1.0277 | 1.0297 | CmiNgsd901 | CmiN | gsd | 901 | 454.5591 | 404.4139 | [30 empty] | 0 | 0 | 0
901 | Water Heating | Ancillary | Offices | Existing | Drain water heat recovery | 0.4496 | 0.68474 |  | 3615.99 | 1 | 1.523 | 8042.7229 | 30 |  | 2290.23 | 5093.9536 | Per End Use Consumption | GSD | 1.0063 | 0.98564 | 1.0265 | 1.0441 | 1.0994 | 1.0901 | 1.0679 | 1.0965 | 1.0642 | 1.0547 | 1.0277 | 1.0297 | CofEgsd901 | CofE | gsd | 901 | 181.8236 | 404.4139 | [30 empty] | 0 | 0 | 0
901 | Water Heating | Ancillary | Offices | New | Drain water heat recovery | 0.4496 | 0.68474 |  | 3615.99 | 1 | 1.523 | 8042.7229 | 30 |  | 2290.23 | 5093.9536 | Per End Use Consumption | GSD | 1.0063 | 0.98564 | 1.0265 | 1.0441 | 1.0994 | 1.0901 | 1.0679 | 1.0965 | 1.0642 | 1.0547 | 1.0277 | 1.0297 | CofNgsd901 | CofN | gsd | 901 | 181.8236 | 404.4139 | [30 empty] | 0 | 0 | 0
901 | Water Heating | Ancillary | Restaurants | Existing | Drain water heat recovery | 0.80118 | 1.2202 |  | 6443.7 | 1 | 1.523 | 8042.7229 | 30 |  | 1526.82 | 1905.7048 | Per End Use Consumption | GSD | 1.0063 | 0.98564 | 1.0265 | 1.0441 | 1.0994 | 1.0901 | 1.0679 | 1.0965 | 1.0642 | 1.0547 | 1.0277 | 1.0297 | CreEgsd901 | CreE | gsd | 901 | 324.0099 | 404.4139 | [30 empty] | 0 | 0 | 0
901 | Water Heating | Ancillary | Restaurants | New | Drain water heat recovery | 0.80118 | 1.2202 |  | 6443.7 | 1 | 1.523 | 8042.7229 | 30 |  | 1526.82 | 1905.7048 | Per End Use Consumption | GSD | 1.0063 | 0.98564 | 1.0265 | 1.0441 | 1.0994 | 1.0901 | 1.0679 | 1.0965 | 1.0642 | 1.0547 | 1.0277 | 1.0297 | CreNgsd901 | CreN | gsd | 901 | 324.0099 | 404.4139 | [30 empty] | 0 | 0 | 0
901 | Water Heating | Ancillary | Retail | Existing | Drain water heat recovery | 0.056201 | 0.085594 |  | 452.01 | 1 | 1.523 | 8042.723 | 30 |  | 2290.23 | 40750.615 | Per End Use Consumption | GSD | 1.0063 | 0.98564 | 1.0265 | 1.0441 | 1.0994 | 1.0901 | 1.0679 | 1.0965 | 1.0642 | 1.0547 | 1.0277 | 1.0297 | CrtEgsd901 | CrtE | gsd | 901 | 22.7285 | 404.4139 | [30 empty] | 0 | 0 | 0
901 | Water Heating | Ancillary | Retail | New | Drain water heat recovery | 0.056201 | 0.085594 |  | 452.01 | 1 | 1.523 | 8042.723 | 30 |  | 2290.23 | 40750.615 | Per End Use Consumption | GSD | 1.0063 | 0.98564 | 1.0265 | 1.0441 | 1.0994 | 1.0901 | 1.0679 | 1.0965 | 1.0642 | 1.0547 | 1.0277 | 1.0297 | CrtNgsd901 | CrtN | gsd | 901 | 22.7285 | 404.4139 | [30 empty] | 0 | 0 | 0
901 | Water Heating | Ancillary | Schools K-12 | Existing | Drain water heat recovery | 0.26976 | 0.41084 |  | 2169.6 | 1 | 1.523 | 8042.7229 | 30 |  | 763.41 | 2829.9664 | Per End Use Consumption | GSD | 1.0063 | 0.98564 | 1.0265 | 1.0441 | 1.0994 | 1.0901 | 1.0679 | 1.0965 | 1.0642 | 1.0547 | 1.0277 | 1.0297 | CscEgsd901 | CscE | gsd | 901 | 109.0944 | 404.4139 | [30 empty] | 0 | 0 | 0
901 | Water Heating | Ancillary | Schools K-12 | New | Drain water heat recovery | 0.26976 | 0.41084 |  | 2169.6 | 1 | 1.523 | 8042.7229 | 30 |  | 763.41 | 2829.9664 | Per End Use Consumption | GSD | 1.0063 | 0.98564 | 1.0265 | 1.0441 | 1.0994 | 1.0901 | 1.0679 | 1.0965 | 1.0642 | 1.0547 | 1.0277 | 1.0297 | CscNgsd901 | CscN | gsd | 901 | 109.0944 | 404.4139 | [30 empty] | 0 | 0 | 0
901 | Water Heating | Ancillary | Warehouse | Existing | Drain water heat recovery | 0.08992 | 0.13695 |  | 723.2 | 1 | 1.523 | 8042.723 | 30 |  | 763.41 | 8489.8992 | Per End Use Consumption | GSD | 1.0063 | 0.98564 | 1.0265 | 1.0441 | 1.0994 | 1.0901 | 1.0679 | 1.0965 | 1.0642 | 1.0547 | 1.0277 | 1.0297 | CwaEgsd901 | CwaE | gsd | 901 | 36.3648 | 404.4139 | [30 empty] | 0 | 0 | 0
901 | Water Heating | Ancillary | Warehouse | New | Drain water heat recovery | 0.08992 | 0.13695 |  | 723.2 | 1 | 1.523 | 8042.723 | 30 |  | 763.41 | 8489.8992 | Per End Use Consumption | GSD | 1.0063 | 0.98564 | 1.0265 | 1.0441 | 1.0994 | 1.0901 | 1.0679 | 1.0965 | 1.0642 | 1.0547 | 1.0277 | 1.0297 | CwaNgsd901 | CwaN | gsd | 901 | 36.3648 | 404.4139 | [30 empty] | 0 | 0 | 0
902 | Water Heating | Ancillary | Assembly | Existing | Faucet Aerator | 0.032828 | 0.049998 |  | 264.03 | 1 | 1.523 | 8042.723 | 10 |  | 9.27 | 282.3772 | Per Unit | GSD | 1.4643 | 1.391 | 1.4253 | 1.4319 | 1.4238 | 1.3901 | 1.2504 | 1.3782 | 1.4309 | 1.4735 | 1.4117 | 1.4938 | CasEgsd902 | CasE | gsd | 902 | 15.8418 | 482.5634 | [30 empty] | 2.4392 | 0.30328 | 0.4619
902 | Water Heating | Ancillary | Assembly | New | Faucet Aerator | 0.032828 | 0.049998 |  | 264.03 | 1 | 1.523 | 8042.723 | 10 |  | 9.27 | 282.3772 | Per Unit | GSD | 1.4643 | 1.391 | 1.4253 | 1.4319 | 1.4238 | 1.3901 | 1.2504 | 1.3782 | 1.4309 | 1.4735 | 1.4117 | 1.4938 | CasNgsd902 | CasN | gsd | 902 | 15.8418 | 482.5634 | [30 empty] | 0.013564 | 0.0016865 | 0.0025686
902 | Water Heating | Ancillary | College and University | Existing | Faucet Aerator | 0.024211 | 0.029404 |  | 264.03 | 1 | 1.2145 | 10905.4227 | 10 |  | 105.06 | 4339.3694 | Per Unit | GSD | 1.4643 | 1.391 | 1.4253 | 1.4319 | 1.4238 | 1.3901 | 1.2504 | 1.3782 | 1.4309 | 1.4735 | 1.4117 | 1.4938 | CcoEgsd902 | CcoE | gsd | 902 | 15.8418 | 654.3254 | [30 empty] | 2.0399 | 0.18705 | 0.22717
902 | Water Heating | Ancillary | College and University | New | Faucet Aerator | 0.024211 | 0.029404 |  | 264.03 | 1 | 1.2145 | 10905.4227 | 10 |  | 105.06 | 4339.3694 | Per Unit | GSD | 1.4643 | 1.391 | 1.4253 | 1.4319 | 1.4238 | 1.3901 | 1.2504 | 1.3782 | 1.4309 | 1.4735 | 1.4117 | 1.4938 | CcoNgsd902 | CcoN | gsd | 902 | 15.8418 | 654.3254 | [30 empty] | 0.011344 | 0.0010402 | 0.0012633
902 | Water Heating | Ancillary | Data Center | Existing | Faucet Aerator | 0.024211 | 0.029404 |  | 264.03 | 1 | 1.2145 | 10905.4227 | 10 |  | 74.16 | 3063.0843 | Per Unit | GSD | 1.4643 | 1.391 | 1.4253 | 1.4319 | 1.4238 | 1.3901 | 1.2504 | 1.3782 | 1.4309 | 1.4735 | 1.4117 | 1.4938 | CdaEgsd902 | CdaE | gsd | 902 | 15.8418 | 654.3254 | [30 empty] | 0.088433 | 0.0081091 | 0.0098484
902 | Water Heating | Ancillary | Data Center | New | Faucet Aerator | 0.024211 | 0.029404 |  | 264.03 | 1 | 1.2145 | 10905.4227 | 10 |  | 74.16 | 3063.0843 | Per Unit | GSD | 1.4643 | 1.391 | 1.4253 | 1.4319 | 1.4238 | 1.3901 | 1.2504 | 1.3782 | 1.4309 | 1.4735 | 1.4117 | 1.4938 | CdaNgsd902 | CdaN | gsd | 902 | 15.8418 | 654.3254 | [30 empty] | 0.00049178 | 4.5095e-05 | 5.4767e-05
902 | Water Heating | Ancillary | Grocery | Existing | Faucet Aerator | 0.032828 | 0.049998 |  | 264.03 | 1 | 1.523 | 8042.723 | 10 |  | 9.27 | 282.3772 | Per Unit | GSD | 1.4643 | 1.391 | 1.4253 | 1.4319 | 1.4238 | 1.3901 | 1.2504 | 1.3782 | 1.4309 | 1.4735 | 1.4117 | 1.4938 | CgrEgsd902 | CgrE | gsd | 902 | 15.8418 | 482.5634 | [30 empty] | 0.57463 | 0.071447 | 0.10881
902 | Water Heating | Ancillary | Grocery | New | Faucet Aerator | 0.032828 | 0.049998 |  | 264.03 | 1 | 1.523 | 8042.723 | 10 |  | 9.27 | 282.3772 | Per Unit | GSD | 1.4643 | 1.391 | 1.4253 | 1.4319 | 1.4238 | 1.3901 | 1.2504 | 1.3782 | 1.4309 | 1.4735 | 1.4117 | 1.4938 | CgrNgsd902 | CgrN | gsd | 902 | 15.8418 | 482.5634 | [30 empty] | 0.0031955 | 0.00039732 | 0.00060512
902 | Water Heating | Ancillary | Healthcare | Existing | Faucet Aerator | 0.024211 | 0.029404 |  | 264.03 | 1 | 1.2145 | 10905.4227 | 10 |  | 9.27 | 382.8855 | Per Unit | GSD | 1.4643 | 1.391 | 1.4253 | 1.4319 | 1.4238 | 1.3901 | 1.2504 | 1.3782 | 1.4309 | 1.4735 | 1.4117 | 1.4938 | CheEgsd902 | CheE | gsd | 902 | 15.8418 | 654.3254 | [30 empty] | 1.499 | 0.13746 | 0.16694
902 | Water Heating | Ancillary | Healthcare | New | Faucet Aerator | 0.024211 | 0.029404 |  | 264.03 | 1 | 1.2145 | 10905.4227 | 10 |  | 9.27 | 382.8855 | Per Unit | GSD | 1.4643 | 1.391 | 1.4253 | 1.4319 | 1.4238 | 1.3901 | 1.2504 | 1.3782 | 1.4309 | 1.4735 | 1.4117 | 1.4938 | CheNgsd902 | CheN | gsd | 902 | 15.8418 | 654.3254 | [30 empty] | 0.008336 | 0.00076439 | 0.00092834
902 | Water Heating | Ancillary | Hospitals | Existing | Faucet Aerator | 0.024211 | 0.029404 |  | 264.03 | 1 | 1.2145 | 10905.4227 | 10 |  | 120.51 | 4977.512 | Per Unit | GSD | 1.4643 | 1.391 | 1.4253 | 1.4319 | 1.4238 | 1.3901 | 1.2504 | 1.3782 | 1.4309 | 1.4735 | 1.4117 | 1.4938 | ChoEgsd902 | ChoE | gsd | 902 | 15.8418 | 654.3254 | [30 empty] | 1.1171 | 0.10243 | 0.1244
902 | Water Heating | Ancillary | Hospitals | New | Faucet Aerator | 0.024211 | 0.029404 |  | 264.03 | 1 | 1.2145 | 10905.4227 | 10 |  | 120.51 | 4977.512 | Per Unit | GSD | 1.4643 | 1.391 | 1.4253 | 1.4319 | 1.4238 | 1.3901 | 1.2504 | 1.3782 | 1.4309 | 1.4735 | 1.4117 | 1.4938 | ChoNgsd902 | ChoN | gsd | 902 | 15.8418 | 654.3254 | [30 empty] | 0.006212 | 0.00056963 | 0.0006918
902 | Water Heating | Ancillary | Institutional | Existing | Faucet Aerator | 0.024211 | 0.029404 |  | 264.03 | 1 | 1.2145 | 10905.4227 | 10 |  | 500.58 | 20675.819 | Per Unit | GSD | 1.4643 | 1.391 | 1.4253 | 1.4319 | 1.4238 | 1.3901 | 1.2504 | 1.3782 | 1.4309 | 1.4735 | 1.4117 | 1.4938 | CinEgsd902 | CinE | gsd | 902 | 15.8418 | 654.3254 | [30 empty] | 1.1459 | 0.10508 | 0.12761
902 | Water Heating | Ancillary | Institutional | New | Faucet Aerator | 0.024211 | 0.029404 |  | 264.03 | 1 | 1.2145 | 10905.4227 | 10 |  | 500.58 | 20675.819 | Per Unit | GSD | 1.4643 | 1.391 | 1.4253 | 1.4319 | 1.4238 | 1.3901 | 1.2504 | 1.3782 | 1.4309 | 1.4735 | 1.4117 | 1.4938 | CinNgsd902 | CinN | gsd | 902 | 15.8418 | 654.3254 | [30 empty] | 0.0063723 | 0.00058433 | 0.00070965
902 | Water Heating | Ancillary | Lodging/Hospitality | Existing | Faucet Aerator | 0.010389 | 0.041657 |  | 264.03 | 1 | 4.0096 | 25413.8008 | 10 |  | 24.72 | 2379.3855 | Per Unit | GSD | 1.4643 | 1.391 | 1.4253 | 1.4319 | 1.4238 | 1.3901 | 1.2504 | 1.3782 | 1.4309 | 1.4735 | 1.4117 | 1.4938 | CloEgsd902 | CloE | gsd | 902 | 15.8418 | 1524.8281 | [30 empty] | 22.7624 | 0.89567 | 3.5913
902 | Water Heating | Ancillary | Lodging/Hospitality | New | Faucet Aerator | 0.010389 | 0.041657 |  | 264.03 | 1 | 4.0096 | 25413.8008 | 10 |  | 24.72 | 2379.3855 | Per Unit | GSD | 1.4643 | 1.391 | 1.4253 | 1.4319 | 1.4238 | 1.3901 | 1.2504 | 1.3782 | 1.4309 | 1.4735 | 1.4117 | 1.4938 | CloNgsd902 | CloN | gsd | 902 | 15.8418 | 1524.8281 | [30 empty] | 0.12658 | 0.0049808 | 0.019971
902 | Water Heating | Ancillary | Miscellaneous | Existing | Faucet Aerator | 0.032828 | 0.049998 |  | 264.03 | 1 | 1.523 | 8042.723 | 10 |  | 74.16 | 2259.0173 | Per Unit | GSD | 1.4643 | 1.391 | 1.4253 | 1.4319 | 1.4238 | 1.3901 | 1.2504 | 1.3782 | 1.4309 | 1.4735 | 1.4117 | 1.4938 | CmiEgsd902 | CmiE | gsd | 902 | 15.8418 | 482.5634 | [30 empty] | 3.1736 | 0.39459 | 0.60097
902 | Water Heating | Ancillary | Miscellaneous | New | Faucet Aerator | 0.032828 | 0.049998 |  | 264.03 | 1 | 1.523 | 8042.723 | 10 |  | 74.16 | 2259.0173 | Per Unit | GSD | 1.4643 | 1.391 | 1.4253 | 1.4319 | 1.4238 | 1.3901 | 1.2504 | 1.3782 | 1.4309 | 1.4735 | 1.4117 | 1.4938 | CmiNgsd902 | CmiN | gsd | 902 | 15.8418 | 482.5634 | [30 empty] | 0.017648 | 0.0021943 | 0.003342
902 | Water Heating | Ancillary | Offices | Existing | Faucet Aerator | 0.032828 | 0.049998 |  | 264.03 | 1 | 1.523 | 8042.723 | 10 |  | 9.27 | 282.3772 | Per Unit | GSD | 1.4643 | 1.391 | 1.4253 | 1.4319 | 1.4238 | 1.3901 | 1.2504 | 1.3782 | 1.4309 | 1.4735 | 1.4117 | 1.4938 | CofEgsd902 | CofE | gsd | 902 | 15.8418 | 482.5634 | [30 empty] | 11.4815 | 1.4276 | 2.1742
902 | Water Heating | Ancillary | Offices | New | Faucet Aerator | 0.032828 | 0.049998 |  | 264.03 | 1 | 1.523 | 8042.723 | 10 |  | 9.27 | 282.3772 | Per Unit | GSD | 1.4643 | 1.391 | 1.4253 | 1.4319 | 1.4238 | 1.3901 | 1.2504 | 1.3782 | 1.4309 | 1.4735 | 1.4117 | 1.4938 | CofNgsd902 | CofN | gsd | 902 | 15.8418 | 482.5634 | [30 empty] | 0.063849 | 0.0079387 | 0.012091
902 | Water Heating | Ancillary | Restaurants | Existing | Faucet Aerator | 0.032828 | 0.049998 |  | 264.03 | 1 | 1.523 | 8042.723 | 10 |  | 3.09 | 94.1257 | Per Unit | GSD | 1.4643 | 1.391 | 1.4253 | 1.4319 | 1.4238 | 1.3901 | 1.2504 | 1.3782 | 1.4309 | 1.4735 | 1.4117 | 1.4938 | CreEgsd902 | CreE | gsd | 902 | 15.8418 | 482.5634 | [30 empty] | 30.4543 | 3.7866 | 5.767
902 | Water Heating | Ancillary | Restaurants | New | Faucet Aerator | 0.032828 | 0.049998 |  | 264.03 | 1 | 1.523 | 8042.723 | 10 |  | 3.09 | 94.1257 | Per Unit | GSD | 1.4643 | 1.391 | 1.4253 | 1.4319 | 1.4238 | 1.3901 | 1.2504 | 1.3782 | 1.4309 | 1.4735 | 1.4117 | 1.4938 | CreNgsd902 | CreN | gsd | 902 | 15.8418 | 482.5634 | [30 empty] | 0.16936 | 0.021057 | 0.03207
902 | Water Heating | Ancillary | Retail | Existing | Faucet Aerator | 0.032828 | 0.049998 |  | 264.03 | 1 | 1.523 | 8042.723 | 10 |  | 6.18 | 188.2514 | Per Unit | GSD | 1.4643 | 1.391 | 1.4253 | 1.4319 | 1.4238 | 1.3901 | 1.2504 | 1.3782 | 1.4309 | 1.4735 | 1.4117 | 1.4938 | CrtEgsd902 | CrtE | gsd | 902 | 15.8418 | 482.5634 | [30 empty] | 4.3369 | 0.53923 | 0.82125
902 | Water Heating | Ancillary | Retail | New | Faucet Aerator | 0.032828 | 0.049998 |  | 264.03 | 1 | 1.523 | 8042.723 | 10 |  | 6.18 | 188.2514 | Per Unit | GSD | 1.4643 | 1.391 | 1.4253 | 1.4319 | 1.4238 | 1.3901 | 1.2504 | 1.3782 | 1.4309 | 1.4735 | 1.4117 | 1.4938 | CrtNgsd902 | CrtN | gsd | 902 | 15.8418 | 482.5634 | [30 empty] | 0.024117 | 0.0029987 | 0.004567
902 | Water Heating | Ancillary | Schools K-12 | Existing | Faucet Aerator | 0.032828 | 0.049998 |  | 264.03 | 1 | 1.523 | 8042.723 | 10 |  | 3.09 | 94.1257 | Per Unit | GSD | 1.4643 | 1.391 | 1.4253 | 1.4319 | 1.4238 | 1.3901 | 1.2504 | 1.3782 | 1.4309 | 1.4735 | 1.4117 | 1.4938 | CscEgsd902 | CscE | gsd | 902 | 15.8418 | 482.5634 | [30 empty] | 5.9654 | 0.74171 | 1.1296
902 | Water Heating | Ancillary | Schools K-12 | New | Faucet Aerator | 0.032828 | 0.049998 |  | 264.03 | 1 | 1.523 | 8042.723 | 10 |  | 3.09 | 94.1257 | Per Unit | GSD | 1.4643 | 1.391 | 1.4253 | 1.4319 | 1.4238 | 1.3901 | 1.2504 | 1.3782 | 1.4309 | 1.4735 | 1.4117 | 1.4938 | CscNgsd902 | CscN | gsd | 902 | 15.8418 | 482.5634 | [30 empty] | 0.033173 | 0.0041246 | 0.0062818
902 | Water Heating | Ancillary | Warehouse | Existing | Faucet Aerator | 0.032828 | 0.049998 |  | 264.03 | 1 | 1.523 | 8042.723 | 10 |  | 3.09 | 94.1257 | Per Unit | GSD | 1.4643 | 1.391 | 1.4253 | 1.4319 | 1.4238 | 1.3901 | 1.2504 | 1.3782 | 1.4309 | 1.4735 | 1.4117 | 1.4938 | CwaEgsd902 | CwaE | gsd | 902 | 15.8418 | 482.5634 | [30 empty] | 0.93682 | 0.11648 | 0.1774
902 | Water Heating | Ancillary | Warehouse | New | Faucet Aerator | 0.032828 | 0.049998 |  | 264.03 | 1 | 1.523 | 8042.723 | 10 |  | 3.09 | 94.1257 | Per Unit | GSD | 1.4643 | 1.391 | 1.4253 | 1.4319 | 1.4238 | 1.3901 | 1.2504 | 1.3782 | 1.4309 | 1.4735 | 1.4117 | 1.4938 | CwaNgsd902 | CwaN | gsd | 902 | 15.8418 | 482.5634 | [30 empty] | 0.0052097 | 0.00064775 | 0.00098652
903 | Water Heating | Ancillary | Assembly | Existing | Low Flow Shower Head | 0.0044574 | 0.0067887 |  | 35.85 | 1 | 1.523 | 8042.7222 | 10 |  | 12.34 | 2768.4015 | Per Unit | GSD | 1 | 1 | 1 | 1 | 1 | 1 | 1 | 1 | 1 | 1 | 1 | 1 | CasEgsd903 | CasE | gsd | 903 | 2.151 | 482.5633 | [30 empty] | 0 | 0 | 0
903 | Water Heating | Ancillary | Assembly | New | Low Flow Shower Head | 0.0044574 | 0.0067887 |  | 35.85 | 1 | 1.523 | 8042.7222 | 10 |  | 12.34 | 2768.4015 | Per Unit | GSD | 1 | 1 | 1 | 1 | 1 | 1 | 1 | 1 | 1 | 1 | 1 | 1 | CasNgsd903 | CasN | gsd | 903 | 2.151 | 482.5633 | [30 empty] | 0 | 0 | 0
903 | Water Heating | Ancillary | College and University | Existing | Low Flow Shower Head | 0.026293 | 0.031933 |  | 286.74 | 1 | 1.2145 | 10905.4228 | 10 |  | 481.26 | 18303.4936 | Per Unit | GSD | 1 | 1 | 1 | 1 | 1 | 1 | 1 | 1 | 1 | 1 | 1 | 1 | CcoEgsd903 | CcoE | gsd | 903 | 17.2044 | 654.3254 | [30 empty] | 4.1119 | 0.37705 | 0.45792
903 | Water Heating | Ancillary | College and University | New | Low Flow Shower Head | 0.026293 | 0.031933 |  | 286.74 | 1 | 1.2145 | 10905.4228 | 10 |  | 481.26 | 18303.4936 | Per Unit | GSD | 1 | 1 | 1 | 1 | 1 | 1 | 1 | 1 | 1 | 1 | 1 | 1 | CcoNgsd903 | CcoN | gsd | 903 | 17.2044 | 654.3254 | [30 empty] | 0.022866 | 0.0020968 | 0.0025465
903 | Water Heating | Ancillary | Data Center | Existing | Low Flow Shower Head | 0.0032874 | 0.0039924 |  | 35.85 | 1 | 1.2145 | 10905.424 | 10 |  | 209.78 | 63814.2215 | Per Unit | GSD | 1 | 1 | 1 | 1 | 1 | 1 | 1 | 1 | 1 | 1 | 1 | 1 | CdaEgsd903 | CdaE | gsd | 903 | 2.151 | 654.3254 | [30 empty] | 0 | 0 | 0
903 | Water Heating | Ancillary | Data Center | New | Low Flow Shower Head | 0.0032874 | 0.0039924 |  | 35.85 | 1 | 1.2145 | 10905.424 | 10 |  | 209.78 | 63814.2215 | Per Unit | GSD | 1 | 1 | 1 | 1 | 1 | 1 | 1 | 1 | 1 | 1 | 1 | 1 | CdaNgsd903 | CdaN | gsd | 903 | 2.151 | 654.3254 | [30 empty] | 0 | 0 | 0
903 | Water Heating | Ancillary | Grocery | Existing | Low Flow Shower Head | 0.0044574 | 0.0067887 |  | 35.85 | 1 | 1.523 | 8042.7222 | 10 |  | 12.34 | 2768.4015 | Per Unit | GSD | 1 | 1 | 1 | 1 | 1 | 1 | 1 | 1 | 1 | 1 | 1 | 1 | CgrEgsd903 | CgrE | gsd | 903 | 2.151 | 482.5633 | [30 empty] | 0 | 0 | 0
903 | Water Heating | Ancillary | Grocery | New | Low Flow Shower Head | 0.0044574 | 0.0067887 |  | 35.85 | 1 | 1.523 | 8042.7222 | 10 |  | 12.34 | 2768.4015 | Per Unit | GSD | 1 | 1 | 1 | 1 | 1 | 1 | 1 | 1 | 1 | 1 | 1 | 1 | CgrNgsd903 | CgrN | gsd | 903 | 2.151 | 482.5633 | [30 empty] | 0 | 0 | 0
903 | Water Heating | Ancillary | Healthcare | Existing | Low Flow Shower Head | 0.0032874 | 0.0039924 |  | 35.85 | 1 | 1.2145 | 10905.424 | 10 |  | 12.34 | 3753.7777 | Per Unit | GSD | 1 | 1 | 1 | 1 | 1 | 1 | 1 | 1 | 1 | 1 | 1 | 1 | CheEgsd903 | CheE | gsd | 903 | 2.151 | 654.3254 | [30 empty] | 3.0222 | 0.27712 | 0.33656
903 | Water Heating | Ancillary | Healthcare | New | Low Flow Shower Head | 0.0032874 | 0.0039924 |  | 35.85 | 1 | 1.2145 | 10905.424 | 10 |  | 12.34 | 3753.7777 | Per Unit | GSD | 1 | 1 | 1 | 1 | 1 | 1 | 1 | 1 | 1 | 1 | 1 | 1 | CheNgsd903 | CheN | gsd | 903 | 2.151 | 654.3254 | [30 empty] | 0.016806 | 0.0015411 | 0.0018716
903 | Water Heating | Ancillary | Hospitals | Existing | Low Flow Shower Head | 0.026293 | 0.031933 |  | 286.74 | 1 | 1.2145 | 10905.4228 | 10 |  | 320.84 | 12202.3291 | Per Unit | GSD | 1 | 1 | 1 | 1 | 1 | 1 | 1 | 1 | 1 | 1 | 1 | 1 | ChoEgsd903 | ChoE | gsd | 903 | 17.2044 | 654.3254 | [30 empty] | 2.2518 | 0.20648 | 0.25077
903 | Water Heating | Ancillary | Hospitals | New | Low Flow Shower Head | 0.026293 | 0.031933 |  | 286.74 | 1 | 1.2145 | 10905.4228 | 10 |  | 320.84 | 12202.3291 | Per Unit | GSD | 1 | 1 | 1 | 1 | 1 | 1 | 1 | 1 | 1 | 1 | 1 | 1 | ChoNgsd903 | ChoN | gsd | 903 | 17.2044 | 654.3254 | [30 empty] | 0.012522 | 0.0011482 | 0.0013945
903 | Water Heating | Ancillary | Institutional | Existing | Low Flow Shower Head | 0.0032874 | 0.0039924 |  | 35.85 | 1 | 1.2145 | 10905.424 | 10 |  | 271.48 | 82583.1101 | Per Unit | GSD | 1 | 1 | 1 | 1 | 1 | 1 | 1 | 1 | 1 | 1 | 1 | 1 | CinEgsd903 | CinE | gsd | 903 | 2.151 | 654.3254 | [30 empty] | 0 | 0 | 0
903 | Water Heating | Ancillary | Institutional | New | Low Flow Shower Head | 0.0032874 | 0.0039924 |  | 35.85 | 1 | 1.2145 | 10905.424 | 10 |  | 271.48 | 82583.1101 | Per Unit | GSD | 1 | 1 | 1 | 1 | 1 | 1 | 1 | 1 | 1 | 1 | 1 | 1 | CinNgsd903 | CinN | gsd | 903 | 2.151 | 654.3254 | [30 empty] | 0 | 0 | 0
903 | Water Heating | Ancillary | Lodging/Hospitality | Existing | Low Flow Shower Head | 0.018335 | 0.073514 |  | 465.95 | 1 | 4.0096 | 25413.7999 | 10 |  | 135.74 | 7403.518 | Per Unit | GSD | 1 | 1 | 1 | 1 | 1 | 1 | 1 | 1 | 1 | 1 | 1 | 1 | CloEgsd903 | CloE | gsd | 903 | 27.957 | 1524.828 | [30 empty] | 45.8835 | 1.8055 | 7.2392
903 | Water Heating | Ancillary | Lodging/Hospitality | New | Low Flow Shower Head | 0.018335 | 0.073514 |  | 465.95 | 1 | 4.0096 | 25413.7999 | 10 |  | 135.74 | 7403.518 | Per Unit | GSD | 1 | 1 | 1 | 1 | 1 | 1 | 1 | 1 | 1 | 1 | 1 | 1 | CloNgsd903 | CloN | gsd | 903 | 27.957 | 1524.828 | [30 empty] | 0.25516 | 0.01004 | 0.040257
903 | Water Heating | Ancillary | Miscellaneous | Existing | Low Flow Shower Head | 0.0044574 | 0.0067887 |  | 35.85 | 1 | 1.523 | 8042.7222 | 10 |  | 209.78 | 47062.8248 | Per Unit | GSD | 1 | 1 | 1 | 1 | 1 | 1 | 1 | 1 | 1 | 1 | 1 | 1 | CmiEgsd903 | CmiE | gsd | 903 | 2.151 | 482.5633 | [30 empty] | 0 | 0 | 0
903 | Water Heating | Ancillary | Miscellaneous | New | Low Flow Shower Head | 0.0044574 | 0.0067887 |  | 35.85 | 1 | 1.523 | 8042.7222 | 10 |  | 209.78 | 47062.8248 | Per Unit | GSD | 1 | 1 | 1 | 1 | 1 | 1 | 1 | 1 | 1 | 1 | 1 | 1 | CmiNgsd903 | CmiN | gsd | 903 | 2.151 | 482.5633 | [30 empty] | 0 | 0 | 0
903 | Water Heating | Ancillary | Offices | Existing | Low Flow Shower Head | 0.0044574 | 0.0067887 |  | 35.85 | 1 | 1.523 | 8042.7222 | 10 |  | 24.68 | 5536.8029 | Per Unit | GSD | 1 | 1 | 1 | 1 | 1 | 1 | 1 | 1 | 1 | 1 | 1 | 1 | CofEgsd903 | CofE | gsd | 903 | 2.151 | 482.5633 | [30 empty] | 0 | 0 | 0
903 | Water Heating | Ancillary | Offices | New | Low Flow Shower Head | 0.0044574 | 0.0067887 |  | 35.85 | 1 | 1.523 | 8042.7222 | 10 |  | 24.68 | 5536.8029 | Per Unit | GSD | 1 | 1 | 1 | 1 | 1 | 1 | 1 | 1 | 1 | 1 | 1 | 1 | CofNgsd903 | CofN | gsd | 903 | 2.151 | 482.5633 | [30 empty] | 0 | 0 | 0
903 | Water Heating | Ancillary | Restaurants | Existing | Low Flow Shower Head | 0.0044574 | 0.0067887 |  | 35.85 | 1 | 1.523 | 8042.7222 | 10 |  | 12.34 | 2768.4015 | Per Unit | GSD | 1 | 1 | 1 | 1 | 1 | 1 | 1 | 1 | 1 | 1 | 1 | 1 | CreEgsd903 | CreE | gsd | 903 | 2.151 | 482.5633 | [30 empty] | 0 | 0 | 0
903 | Water Heating | Ancillary | Restaurants | New | Low Flow Shower Head | 0.0044574 | 0.0067887 |  | 35.85 | 1 | 1.523 | 8042.7222 | 10 |  | 12.34 | 2768.4015 | Per Unit | GSD | 1 | 1 | 1 | 1 | 1 | 1 | 1 | 1 | 1 | 1 | 1 | 1 | CreNgsd903 | CreN | gsd | 903 | 2.151 | 482.5633 | [30 empty] | 0 | 0 | 0
903 | Water Heating | Ancillary | Retail | Existing | Low Flow Shower Head | 0.0044574 | 0.0067887 |  | 35.85 | 1 | 1.523 | 8042.7222 | 10 |  | 24.68 | 5536.8029 | Per Unit | GSD | 1 | 1 | 1 | 1 | 1 | 1 | 1 | 1 | 1 | 1 | 1 | 1 | CrtEgsd903 | CrtE | gsd | 903 | 2.151 | 482.5633 | [30 empty] | 0 | 0 | 0
903 | Water Heating | Ancillary | Retail | New | Low Flow Shower Head | 0.0044574 | 0.0067887 |  | 35.85 | 1 | 1.523 | 8042.7222 | 10 |  | 24.68 | 5536.8029 | Per Unit | GSD | 1 | 1 | 1 | 1 | 1 | 1 | 1 | 1 | 1 | 1 | 1 | 1 | CrtNgsd903 | CrtN | gsd | 903 | 2.151 | 482.5633 | [30 empty] | 0 | 0 | 0
903 | Water Heating | Ancillary | Schools K-12 | Existing | Low Flow Shower Head | 0.0044574 | 0.0067887 |  | 35.85 | 1 | 1.523 | 8042.7222 | 10 |  | 12.34 | 2768.4015 | Per Unit | GSD | 1 | 1 | 1 | 1 | 1 | 1 | 1 | 1 | 1 | 1 | 1 | 1 | CscEgsd903 | CscE | gsd | 903 | 2.151 | 482.5633 | [30 empty] | 0 | 0 | 0
903 | Water Heating | Ancillary | Schools K-12 | New | Low Flow Shower Head | 0.0044574 | 0.0067887 |  | 35.85 | 1 | 1.523 | 8042.7222 | 10 |  | 12.34 | 2768.4015 | Per Unit | GSD | 1 | 1 | 1 | 1 | 1 | 1 | 1 | 1 | 1 | 1 | 1 | 1 | CscNgsd903 | CscN | gsd | 903 | 2.151 | 482.5633 | [30 empty] | 0 | 0 | 0
903 | Water Heating | Ancillary | Warehouse | Existing | Low Flow Shower Head | 0.0044574 | 0.0067887 |  | 35.85 | 1 | 1.523 | 8042.7222 | 10 |  | 12.34 | 2768.4015 | Per Unit | GSD | 1 | 1 | 1 | 1 | 1 | 1 | 1 | 1 | 1 | 1 | 1 | 1 | CwaEgsd903 | CwaE | gsd | 903 | 2.151 | 482.5633 | [30 empty] | 0 | 0 | 0
903 | Water Heating | Ancillary | Warehouse | New | Low Flow Shower Head | 0.0044574 | 0.0067887 |  | 35.85 | 1 | 1.523 | 8042.7222 | 10 |  | 12.34 | 2768.4015 | Per Unit | GSD | 1 | 1 | 1 | 1 | 1 | 1 | 1 | 1 | 1 | 1 | 1 | 1 | CwaNgsd903 | CwaN | gsd | 903 | 2.151 | 482.5633 | [30 empty] | 0 | 0 | 0
904 | Water Heating | Controls | Assembly | Existing | Demand Controlled Circulating Systems | 0.046507 | 0.07083 |  | 374.04 | 1 | 1.523 | 8042.723 | 20 |  | 2274 | 48896.2468 | Per Hot Water Circulation Pump | GSD | 1 | 1 | 1 | 1 | 1 | 1 | 1 | 1 | 1 | 1 | 1 | 1 | CasEgsd904 | CasE | gsd | 904 | 18.8079 | 404.4139 | [30 empty] | 0.92437 | 0.11493 | 0.17504
904 | Water Heating | Controls | Assembly | New | Demand Controlled Circulating Systems | 0.046507 | 0.07083 |  | 374.04 | 1 | 1.523 | 8042.723 | 20 |  | 2274 | 48896.2468 | Per Hot Water Circulation Pump | GSD | 1 | 1 | 1 | 1 | 1 | 1 | 1 | 1 | 1 | 1 | 1 | 1 | CasNgsd904 | CasN | gsd | 904 | 18.8079 | 404.4139 | [30 empty] | 0.0051404 | 0.00063914 | 0.00097341
904 | Water Heating | Controls | College and University | Existing | Demand Controlled Circulating Systems | 0.15028 | 0.18251 |  | 1638.87 | 1 | 1.2145 | 10905.4227 | 20 |  | 6822 | 45395.177 | Per Hot Water Circulation Pump | GSD | 1 | 1 | 1 | 1 | 1 | 1 | 1 | 1 | 1 | 1 | 1 | 1 | CcoEgsd904 | CcoE | gsd | 904 | 82.4076 | 548.3596 | [30 empty] | 0.48491 | 0.044465 | 0.054001
904 | Water Heating | Controls | College and University | New | Demand Controlled Circulating Systems | 0.15028 | 0.18251 |  | 1638.87 | 1 | 1.2145 | 10905.4227 | 20 |  | 6822 | 45395.177 | Per Hot Water Circulation Pump | GSD | 1 | 1 | 1 | 1 | 1 | 1 | 1 | 1 | 1 | 1 | 1 | 1 | CcoNgsd904 | CcoN | gsd | 904 | 82.4076 | 548.3596 | [30 empty] | 0.0026966 | 0.00024727 | 0.0003003
904 | Water Heating | Controls | Data Center | Existing | Demand Controlled Circulating Systems | 4.7369 | 5.7529 |  | 51658.37 | 1 | 1.2145 | 10905.4227 | 20 |  | 4548 | 960.1128 | Per Hot Water Circulation Pump | GSD | 1 | 1 | 1 | 1 | 1 | 1 | 1 | 1 | 1 | 1 | 1 | 1 | CdaEgsd904 | CdaE | gsd | 904 | 2597.5482 | 548.3596 | [30 empty] | 0.033513 | 0.0030731 | 0.0037322
904 | Water Heating | Controls | Data Center | New | Demand Controlled Circulating Systems | 4.7369 | 5.7529 |  | 51658.37 | 1 | 1.2145 | 10905.4227 | 20 |  | 4548 | 960.1128 | Per Hot Water Circulation Pump | GSD | 1 | 1 | 1 | 1 | 1 | 1 | 1 | 1 | 1 | 1 | 1 | 1 | CdaNgsd904 | CdaN | gsd | 904 | 2597.5482 | 548.3596 | [30 empty] | 0.00018637 | 1.7089e-05 | 2.0755e-05
904 | Water Heating | Controls | Grocery | Existing | Demand Controlled Circulating Systems | 0.015098 | 0.022994 |  | 121.43 | 1 | 1.523 | 8042.7232 | 20 |  | 2274 | 150614.7785 | Per Hot Water Circulation Pump | GSD | 1 | 1 | 1 | 1 | 1 | 1 | 1 | 1 | 1 | 1 | 1 | 1 | CgrEgsd904 | CgrE | gsd | 904 | 6.1059 | 404.4139 | [30 empty] | 0.19514 | 0.024262 | 0.036952
904 | Water Heating | Controls | Grocery | New | Demand Controlled Circulating Systems | 0.015098 | 0.022994 |  | 121.43 | 1 | 1.523 | 8042.7232 | 20 |  | 2274 | 150614.7785 | Per Hot Water Circulation Pump | GSD | 1 | 1 | 1 | 1 | 1 | 1 | 1 | 1 | 1 | 1 | 1 | 1 | CgrNgsd904 | CgrN | gsd | 904 | 6.1059 | 404.4139 | [30 empty] | 0.0010851 | 0.00013492 | 0.00020549
904 | Water Heating | Controls | Healthcare | Existing | Demand Controlled Circulating Systems | 0.023073 | 0.028022 |  | 251.62 | 1 | 1.2145 | 10905.4227 | 20 |  | 2274 | 98557.075 | Per Hot Water Circulation Pump | GSD | 1 | 1 | 1 | 1 | 1 | 1 | 1 | 1 | 1 | 1 | 1 | 1 | CheEgsd904 | CheE | gsd | 904 | 12.6523 | 548.3596 | [30 empty] | 0.39762 | 0.036461 | 0.044281
904 | Water Heating | Controls | Healthcare | New | Demand Controlled Circulating Systems | 0.023073 | 0.028022 |  | 251.62 | 1 | 1.2145 | 10905.4227 | 20 |  | 2274 | 98557.075 | Per Hot Water Circulation Pump | GSD | 1 | 1 | 1 | 1 | 1 | 1 | 1 | 1 | 1 | 1 | 1 | 1 | CheNgsd904 | CheN | gsd | 904 | 12.6523 | 548.3596 | [30 empty] | 0.0022112 | 0.00020276 | 0.00024625
904 | Water Heating | Controls | Hospitals | Existing | Demand Controlled Circulating Systems | 4.8547 | 5.896 |  | 52942.87 | 1 | 1.2145 | 10905.4227 | 20 |  | 22740 | 4684.0927 | Per Hot Water Circulation Pump | GSD | 1 | 1 | 1 | 1 | 1 | 1 | 1 | 1 | 1 | 1 | 1 | 1 | ChoEgsd904 | ChoE | gsd | 904 | 2662.137 | 548.3596 | [30 empty] | 0.26862 | 0.024632 | 0.029915
904 | Water Heating | Controls | Hospitals | New | Demand Controlled Circulating Systems | 4.8547 | 5.896 |  | 52942.87 | 1 | 1.2145 | 10905.4227 | 20 |  | 22740 | 4684.0927 | Per Hot Water Circulation Pump | GSD | 1 | 1 | 1 | 1 | 1 | 1 | 1 | 1 | 1 | 1 | 1 | 1 | ChoNgsd904 | ChoN | gsd | 904 | 2662.137 | 548.3596 | [30 empty] | 0.0014938 | 0.00013698 | 0.00016636
904 | Water Heating | Controls | Institutional | Existing | Demand Controlled Circulating Systems | 0.019177 | 0.02329 |  | 209.13 | 1 | 1.2145 | 10905.4228 | 20 |  | 4548 | 237162.8317 | Per Hot Water Circulation Pump | GSD | 1 | 1 | 1 | 1 | 1 | 1 | 1 | 1 | 1 | 1 | 1 | 1 | CinEgsd904 | CinE | gsd | 904 | 10.5157 | 548.3596 | [30 empty] | 0.43426 | 0.039821 | 0.048361
904 | Water Heating | Controls | Institutional | New | Demand Controlled Circulating Systems | 0.019177 | 0.02329 |  | 209.13 | 1 | 1.2145 | 10905.4228 | 20 |  | 4548 | 237162.8317 | Per Hot Water Circulation Pump | GSD | 1 | 1 | 1 | 1 | 1 | 1 | 1 | 1 | 1 | 1 | 1 | 1 | CinNgsd904 | CinN | gsd | 904 | 10.5157 | 548.3596 | [30 empty] | 0.0024149 | 0.00022144 | 0.00026894
904 | Water Heating | Controls | Lodging/Hospitality | Existing | Demand Controlled Circulating Systems | 0.45528 | 1.8255 |  | 11570.28 | 1 | 4.0096 | 25413.8002 | 20 |  | 4548 | 9989.5563 | Per Hot Water Circulation Pump | GSD | 1 | 1 | 1 | 1 | 1 | 1 | 1 | 1 | 1 | 1 | 1 | 1 | CloEgsd904 | CloE | gsd | 904 | 581.7907 | 1277.8872 | [30 empty] | 5.411 | 0.21291 | 0.85371
904 | Water Heating | Controls | Lodging/Hospitality | New | Demand Controlled Circulating Systems | 0.45528 | 1.8255 |  | 11570.28 | 1 | 4.0096 | 25413.8002 | 20 |  | 4548 | 9989.5563 | Per Hot Water Circulation Pump | GSD | 1 | 1 | 1 | 1 | 1 | 1 | 1 | 1 | 1 | 1 | 1 | 1 | CloNgsd904 | CloN | gsd | 904 | 581.7907 | 1277.8872 | [30 empty] | 0.03009 | 0.001184 | 0.0047474
904 | Water Heating | Controls | Miscellaneous | Existing | Demand Controlled Circulating Systems | 0.050438 | 0.076817 |  | 405.66 | 1 | 1.523 | 8042.7229 | 20 |  | 6822 | 135254.784 | Per Hot Water Circulation Pump | GSD | 1 | 1 | 1 | 1 | 1 | 1 | 1 | 1 | 1 | 1 | 1 | 1 | CmiEgsd904 | CmiE | gsd | 904 | 20.3979 | 404.4139 | [30 empty] | 1.2027 | 0.14954 | 0.22775
904 | Water Heating | Controls | Miscellaneous | New | Demand Controlled Circulating Systems | 0.050438 | 0.076817 |  | 405.66 | 1 | 1.523 | 8042.7229 | 20 |  | 6822 | 135254.784 | Per Hot Water Circulation Pump | GSD | 1 | 1 | 1 | 1 | 1 | 1 | 1 | 1 | 1 | 1 | 1 | 1 | CmiNgsd904 | CmiN | gsd | 904 | 20.3979 | 404.4139 | [30 empty] | 0.0066881 | 0.00083157 | 0.0012665
904 | Water Heating | Controls | Offices | Existing | Demand Controlled Circulating Systems | 0.058178 | 0.088605 |  | 467.91 | 1 | 1.523 | 8042.7229 | 20 |  | 2274 | 39086.9011 | Per Hot Water Circulation Pump | GSD | 1 | 1 | 1 | 1 | 1 | 1 | 1 | 1 | 1 | 1 | 1 | 1 | CofEgsd904 | CofE | gsd | 904 | 23.528 | 404.4139 | [30 empty] | 4.3511 | 0.54099 | 0.82393
904 | Water Heating | Controls | Offices | New | Demand Controlled Circulating Systems | 0.058178 | 0.088605 |  | 467.91 | 1 | 1.523 | 8042.7229 | 20 |  | 2274 | 39086.9011 | Per Hot Water Circulation Pump | GSD | 1 | 1 | 1 | 1 | 1 | 1 | 1 | 1 | 1 | 1 | 1 | 1 | CofNgsd904 | CofN | gsd | 904 | 23.528 | 404.4139 | [30 empty] | 0.024196 | 0.0030084 | 0.0045819
904 | Water Heating | Controls | Restaurants | Existing | Demand Controlled Circulating Systems | 0.69539 | 1.0591 |  | 5592.79 | 1 | 1.523 | 8042.7229 | 20 |  | 2274 | 3270.1303 | Per Hot Water Circulation Pump | GSD | 1 | 1 | 1 | 1 | 1 | 1 | 1 | 1 | 1 | 1 | 1 | 1 | CreEgsd904 | CreE | gsd | 904 | 281.2234 | 404.4139 | [30 empty] | 10.462 | 1.3008 | 1.9811
904 | Water Heating | Controls | Restaurants | New | Demand Controlled Circulating Systems | 0.69539 | 1.0591 |  | 5592.79 | 1 | 1.523 | 8042.7229 | 20 |  | 2274 | 3270.1303 | Per Hot Water Circulation Pump | GSD | 1 | 1 | 1 | 1 | 1 | 1 | 1 | 1 | 1 | 1 | 1 | 1 | CreNgsd904 | CreN | gsd | 904 | 281.2234 | 404.4139 | [30 empty] | 0.058179 | 0.0072337 | 0.011017
904 | Water Heating | Controls | Retail | Existing | Demand Controlled Circulating Systems | 0.27156 | 0.41358 |  | 2184.06 | 1 | 1.523 | 8042.7229 | 20 |  | 2274 | 8373.9238 | Per Hot Water Circulation Pump | GSD | 1 | 1 | 1 | 1 | 1 | 1 | 1 | 1 | 1 | 1 | 1 | 1 | CrtEgsd904 | CrtE | gsd | 904 | 109.8215 | 404.4139 | [30 empty] | 1.6435 | 0.20435 | 0.31122
904 | Water Heating | Controls | Retail | New | Demand Controlled Circulating Systems | 0.27156 | 0.41358 |  | 2184.06 | 1 | 1.523 | 8042.7229 | 20 |  | 2274 | 8373.9238 | Per Hot Water Circulation Pump | GSD | 1 | 1 | 1 | 1 | 1 | 1 | 1 | 1 | 1 | 1 | 1 | 1 | CrtNgsd904 | CrtN | gsd | 904 | 109.8215 | 404.4139 | [30 empty] | 0.0091396 | 0.0011364 | 0.0017307
904 | Water Heating | Controls | Schools K-12 | Existing | Demand Controlled Circulating Systems | 0.76087 | 1.1588 |  | 6119.47 | 1 | 1.523 | 8042.7229 | 20 |  | 4548 | 5977.3647 | Per Hot Water Circulation Pump | GSD | 1 | 1 | 1 | 1 | 1 | 1 | 1 | 1 | 1 | 1 | 1 | 1 | CscEgsd904 | CscE | gsd | 904 | 307.7065 | 404.4139 | [30 empty] | 2.2607 | 0.28108 | 0.42809
904 | Water Heating | Controls | Schools K-12 | New | Demand Controlled Circulating Systems | 0.76087 | 1.1588 |  | 6119.47 | 1 | 1.523 | 8042.7229 | 20 |  | 4548 | 5977.3647 | Per Hot Water Circulation Pump | GSD | 1 | 1 | 1 | 1 | 1 | 1 | 1 | 1 | 1 | 1 | 1 | 1 | CscNgsd904 | CscN | gsd | 904 | 307.7065 | 404.4139 | [30 empty] | 0.012572 | 0.0015631 | 0.0023806
904 | Water Heating | Controls | Warehouse | Existing | Demand Controlled Circulating Systems | 0.023636 | 0.035998 |  | 190.1 | 1 | 1.523 | 8042.7228 | 20 |  | 2274 | 96208.0572 | Per Hot Water Circulation Pump | GSD | 1 | 1 | 1 | 1 | 1 | 1 | 1 | 1 | 1 | 1 | 1 | 1 | CwaEgsd904 | CwaE | gsd | 904 | 9.5588 | 404.4138 | [30 empty] | 0.35502 | 0.044142 | 0.067229
904 | Water Heating | Controls | Warehouse | New | Demand Controlled Circulating Systems | 0.023636 | 0.035998 |  | 190.1 | 1 | 1.523 | 8042.7228 | 20 |  | 2274 | 96208.0572 | Per Hot Water Circulation Pump | GSD | 1 | 1 | 1 | 1 | 1 | 1 | 1 | 1 | 1 | 1 | 1 | 1 | CwaNgsd904 | CwaN | gsd | 904 | 9.5588 | 404.4138 | [30 empty] | 0.0019743 | 0.00024547 | 0.00037386
905 | Water Heating | Controls | Assembly | Existing | Water Heater Setback | 0.010974 | 0.016713 |  | 88.26 | 1 | 1.523 | 8042.7232 | 2 |  | 5.14 | 468.3843 | Per End Use Consumption | GSD | 1 | 1 | 1 | 1 | 1 | 1 | 1 | 1 | 1 | 1 | 1 | 1 | CasEgsd905 | CasE | gsd | 905 | 5.2956 | 482.5634 | [30 empty] | 0 | 0 | 0
905 | Water Heating | Controls | Assembly | New | Water Heater Setback | 0.010974 | 0.016713 |  | 88.26 | 1 | 1.523 | 8042.7232 | 2 |  | 5.14 | 468.3843 | Per End Use Consumption | GSD | 1 | 1 | 1 | 1 | 1 | 1 | 1 | 1 | 1 | 1 | 1 | 1 | CasNgsd905 | CasN | gsd | 905 | 5.2956 | 482.5634 | [30 empty] | 0 | 0 | 0
905 | Water Heating | Controls | College and University | Existing | Water Heater Setback | 0.0080932 | 0.0098291 |  | 88.26 | 1 | 1.2145 | 10905.4232 | 2 |  | 5.14 | 635.0994 | Per End Use Consumption | GSD | 1 | 1 | 1 | 1 | 1 | 1 | 1 | 1 | 1 | 1 | 1 | 1 | CcoEgsd905 | CcoE | gsd | 905 | 5.2956 | 654.3254 | [30 empty] | 0 | 0 | 0
905 | Water Heating | Controls | College and University | New | Water Heater Setback | 0.0080932 | 0.0098291 |  | 88.26 | 1 | 1.2145 | 10905.4232 | 2 |  | 5.14 | 635.0994 | Per End Use Consumption | GSD | 1 | 1 | 1 | 1 | 1 | 1 | 1 | 1 | 1 | 1 | 1 | 1 | CcoNgsd905 | CcoN | gsd | 905 | 5.2956 | 654.3254 | [30 empty] | 0 | 0 | 0
905 | Water Heating | Controls | Data Center | Existing | Water Heater Setback | 0.0080932 | 0.0098291 |  | 88.26 | 1 | 1.2145 | 10905.4232 | 2 |  | 5.14 | 635.0994 | Per End Use Consumption | GSD | 1 | 1 | 1 | 1 | 1 | 1 | 1 | 1 | 1 | 1 | 1 | 1 | CdaEgsd905 | CdaE | gsd | 905 | 5.2956 | 654.3254 | [30 empty] | 0 | 0 | 0
905 | Water Heating | Controls | Data Center | New | Water Heater Setback | 0.0080932 | 0.0098291 |  | 88.26 | 1 | 1.2145 | 10905.4232 | 2 |  | 5.14 | 635.0994 | Per End Use Consumption | GSD | 1 | 1 | 1 | 1 | 1 | 1 | 1 | 1 | 1 | 1 | 1 | 1 | CdaNgsd905 | CdaN | gsd | 905 | 5.2956 | 654.3254 | [30 empty] | 0 | 0 | 0
905 | Water Heating | Controls | Grocery | Existing | Water Heater Setback | 0.010974 | 0.016713 |  | 88.26 | 1 | 1.523 | 8042.7232 | 2 |  | 5.14 | 468.3843 | Per End Use Consumption | GSD | 1 | 1 | 1 | 1 | 1 | 1 | 1 | 1 | 1 | 1 | 1 | 1 | CgrEgsd905 | CgrE | gsd | 905 | 5.2956 | 482.5634 | [30 empty] | 0 | 0 | 0
905 | Water Heating | Controls | Grocery | New | Water Heater Setback | 0.010974 | 0.016713 |  | 88.26 | 1 | 1.523 | 8042.7232 | 2 |  | 5.14 | 468.3843 | Per End Use Consumption | GSD | 1 | 1 | 1 | 1 | 1 | 1 | 1 | 1 | 1 | 1 | 1 | 1 | CgrNgsd905 | CgrN | gsd | 905 | 5.2956 | 482.5634 | [30 empty] | 0 | 0 | 0
905 | Water Heating | Controls | Healthcare | Existing | Water Heater Setback | 0.0080932 | 0.0098291 |  | 88.26 | 1 | 1.2145 | 10905.4232 | 2 |  | 5.14 | 635.0994 | Per End Use Consumption | GSD | 1 | 1 | 1 | 1 | 1 | 1 | 1 | 1 | 1 | 1 | 1 | 1 | CheEgsd905 | CheE | gsd | 905 | 5.2956 | 654.3254 | [30 empty] | 0 | 0 | 0
905 | Water Heating | Controls | Healthcare | New | Water Heater Setback | 0.0080932 | 0.0098291 |  | 88.26 | 1 | 1.2145 | 10905.4232 | 2 |  | 5.14 | 635.0994 | Per End Use Consumption | GSD | 1 | 1 | 1 | 1 | 1 | 1 | 1 | 1 | 1 | 1 | 1 | 1 | CheNgsd905 | CheN | gsd | 905 | 5.2956 | 654.3254 | [30 empty] | 0 | 0 | 0
905 | Water Heating | Controls | Hospitals | Existing | Water Heater Setback | 0.0080932 | 0.0098291 |  | 88.26 | 1 | 1.2145 | 10905.4232 | 2 |  | 5.14 | 635.0994 | Per End Use Consumption | GSD | 1 | 1 | 1 | 1 | 1 | 1 | 1 | 1 | 1 | 1 | 1 | 1 | ChoEgsd905 | ChoE | gsd | 905 | 5.2956 | 654.3254 | [30 empty] | 0 | 0 | 0
905 | Water Heating | Controls | Hospitals | New | Water Heater Setback | 0.0080932 | 0.0098291 |  | 88.26 | 1 | 1.2145 | 10905.4232 | 2 |  | 5.14 | 635.0994 | Per End Use Consumption | GSD | 1 | 1 | 1 | 1 | 1 | 1 | 1 | 1 | 1 | 1 | 1 | 1 | ChoNgsd905 | ChoN | gsd | 905 | 5.2956 | 654.3254 | [30 empty] | 0 | 0 | 0
905 | Water Heating | Controls | Institutional | Existing | Water Heater Setback | 0.0080932 | 0.0098291 |  | 88.26 | 1 | 1.2145 | 10905.4232 | 2 |  | 5.14 | 635.0994 | Per End Use Consumption | GSD | 1 | 1 | 1 | 1 | 1 | 1 | 1 | 1 | 1 | 1 | 1 | 1 | CinEgsd905 | CinE | gsd | 905 | 5.2956 | 654.3254 | [30 empty] | 0 | 0 | 0
905 | Water Heating | Controls | Institutional | New | Water Heater Setback | 0.0080932 | 0.0098291 |  | 88.26 | 1 | 1.2145 | 10905.4232 | 2 |  | 5.14 | 635.0994 | Per End Use Consumption | GSD | 1 | 1 | 1 | 1 | 1 | 1 | 1 | 1 | 1 | 1 | 1 | 1 | CinNgsd905 | CinN | gsd | 905 | 5.2956 | 654.3254 | [30 empty] | 0 | 0 | 0
905 | Water Heating | Controls | Lodging/Hospitality | Existing | Water Heater Setback | 0.0034729 | 0.013925 |  | 88.26 | 1 | 4.0096 | 25413.8021 | 2 |  | 5.14 | 1480.0243 | Per End Use Consumption | GSD | 1 | 1 | 1 | 1 | 1 | 1 | 1 | 1 | 1 | 1 | 1 | 1 | CloEgsd905 | CloE | gsd | 905 | 5.2956 | 1524.8281 | [30 empty] | 0 | 0 | 0
905 | Water Heating | Controls | Lodging/Hospitality | New | Water Heater Setback | 0.0034729 | 0.013925 |  | 88.26 | 1 | 4.0096 | 25413.8021 | 2 |  | 5.14 | 1480.0243 | Per End Use Consumption | GSD | 1 | 1 | 1 | 1 | 1 | 1 | 1 | 1 | 1 | 1 | 1 | 1 | CloNgsd905 | CloN | gsd | 905 | 5.2956 | 1524.8281 | [30 empty] | 0 | 0 | 0
905 | Water Heating | Controls | Miscellaneous | Existing | Water Heater Setback | 0.010974 | 0.016713 |  | 88.26 | 1 | 1.523 | 8042.7232 | 2 |  | 5.14 | 468.3843 | Per End Use Consumption | GSD | 1 | 1 | 1 | 1 | 1 | 1 | 1 | 1 | 1 | 1 | 1 | 1 | CmiEgsd905 | CmiE | gsd | 905 | 5.2956 | 482.5634 | [30 empty] | 0 | 0 | 0
905 | Water Heating | Controls | Miscellaneous | New | Water Heater Setback | 0.010974 | 0.016713 |  | 88.26 | 1 | 1.523 | 8042.7232 | 2 |  | 5.14 | 468.3843 | Per End Use Consumption | GSD | 1 | 1 | 1 | 1 | 1 | 1 | 1 | 1 | 1 | 1 | 1 | 1 | CmiNgsd905 | CmiN | gsd | 905 | 5.2956 | 482.5634 | [30 empty] | 0 | 0 | 0
905 | Water Heating | Controls | Offices | Existing | Water Heater Setback | 0.010974 | 0.016713 |  | 88.26 | 1 | 1.523 | 8042.7232 | 2 |  | 5.14 | 468.3843 | Per End Use Consumption | GSD | 1 | 1 | 1 | 1 | 1 | 1 | 1 | 1 | 1 | 1 | 1 | 1 | CofEgsd905 | CofE | gsd | 905 | 5.2956 | 482.5634 | [30 empty] | 0 | 0 | 0
905 | Water Heating | Controls | Offices | New | Water Heater Setback | 0.010974 | 0.016713 |  | 88.26 | 1 | 1.523 | 8042.7232 | 2 |  | 5.14 | 468.3843 | Per End Use Consumption | GSD | 1 | 1 | 1 | 1 | 1 | 1 | 1 | 1 | 1 | 1 | 1 | 1 | CofNgsd905 | CofN | gsd | 905 | 5.2956 | 482.5634 | [30 empty] | 0 | 0 | 0
905 | Water Heating | Controls | Restaurants | Existing | Water Heater Setback | 0.010974 | 0.016713 |  | 88.26 | 1 | 1.523 | 8042.7232 | 2 |  | 5.14 | 468.3843 | Per End Use Consumption | GSD | 1 | 1 | 1 | 1 | 1 | 1 | 1 | 1 | 1 | 1 | 1 | 1 | CreEgsd905 | CreE | gsd | 905 | 5.2956 | 482.5634 | [30 empty] | 0 | 0 | 0
905 | Water Heating | Controls | Restaurants | New | Water Heater Setback | 0.010974 | 0.016713 |  | 88.26 | 1 | 1.523 | 8042.7232 | 2 |  | 5.14 | 468.3843 | Per End Use Consumption | GSD | 1 | 1 | 1 | 1 | 1 | 1 | 1 | 1 | 1 | 1 | 1 | 1 | CreNgsd905 | CreN | gsd | 905 | 5.2956 | 482.5634 | [30 empty] | 0 | 0 | 0
905 | Water Heating | Controls | Retail | Existing | Water Heater Setback | 0.010974 | 0.016713 |  | 88.26 | 1 | 1.523 | 8042.7232 | 2 |  | 5.14 | 468.3843 | Per End Use Consumption | GSD | 1 | 1 | 1 | 1 | 1 | 1 | 1 | 1 | 1 | 1 | 1 | 1 | CrtEgsd905 | CrtE | gsd | 905 | 5.2956 | 482.5634 | [30 empty] | 0 | 0 | 0
905 | Water Heating | Controls | Retail | New | Water Heater Setback | 0.010974 | 0.016713 |  | 88.26 | 1 | 1.523 | 8042.7232 | 2 |  | 5.14 | 468.3843 | Per End Use Consumption | GSD | 1 | 1 | 1 | 1 | 1 | 1 | 1 | 1 | 1 | 1 | 1 | 1 | CrtNgsd905 | CrtN | gsd | 905 | 5.2956 | 482.5634 | [30 empty] | 0 | 0 | 0
905 | Water Heating | Controls | Schools K-12 | Existing | Water Heater Setback | 0.010974 | 0.016713 |  | 88.26 | 1 | 1.523 | 8042.7232 | 2 |  | 5.14 | 468.3843 | Per End Use Consumption | GSD | 1 | 1 | 1 | 1 | 1 | 1 | 1 | 1 | 1 | 1 | 1 | 1 | CscEgsd905 | CscE | gsd | 905 | 5.2956 | 482.5634 | [30 empty] | 0 | 0 | 0
905 | Water Heating | Controls | Schools K-12 | New | Water Heater Setback | 0.010974 | 0.016713 |  | 88.26 | 1 | 1.523 | 8042.7232 | 2 |  | 5.14 | 468.3843 | Per End Use Consumption | GSD | 1 | 1 | 1 | 1 | 1 | 1 | 1 | 1 | 1 | 1 | 1 | 1 | CscNgsd905 | CscN | gsd | 905 | 5.2956 | 482.5634 | [30 empty] | 0 | 0 | 0
905 | Water Heating | Controls | Warehouse | Existing | Water Heater Setback | 0.010974 | 0.016713 |  | 88.26 | 1 | 1.523 | 8042.7232 | 2 |  | 5.14 | 468.3843 | Per End Use Consumption | GSD | 1 | 1 | 1 | 1 | 1 | 1 | 1 | 1 | 1 | 1 | 1 | 1 | CwaEgsd905 | CwaE | gsd | 905 | 5.2956 | 482.5634 | [30 empty] | 0 | 0 | 0
905 | Water Heating | Controls | Warehouse | New | Water Heater Setback | 0.010974 | 0.016713 |  | 88.26 | 1 | 1.523 | 8042.7232 | 2 |  | 5.14 | 468.3843 | Per End Use Consumption | GSD | 1 | 1 | 1 | 1 | 1 | 1 | 1 | 1 | 1 | 1 | 1 | 1 | CwaNgsd905 | CwaN | gsd | 905 | 5.2956 | 482.5634 | [30 empty] | 0 | 0 | 0
906 | Water Heating | Insulation | Assembly | Existing | Hot water pipe insulation | 0.005814 | 0.0088547 |  | 46.76 | 1 | 1.523 | 8042.7234 | 15 |  | 1111.2 | 191126.4818 | Per End Use Consumption | GSD | 1 | 1 | 1 | 1 | 1 | 1 | 1 | 1 | 1 | 1 | 1 | 1 | CasEgsd906 | CasE | gsd | 906 | 2.8056 | 482.5634 | [30 empty] | 0.22533 | 0.028017 | 0.04267
906 | Water Heating | Insulation | Assembly | New | Hot water pipe insulation | 0.005814 | 0.0088547 |  | 46.76 | 1 | 1.523 | 8042.7234 | 15 |  | 1111.2 | 191126.4818 | Per End Use Consumption | GSD | 1 | 1 | 1 | 1 | 1 | 1 | 1 | 1 | 1 | 1 | 1 | 1 | CasNgsd906 | CasN | gsd | 906 | 2.8056 | 482.5634 | [30 empty] | 0.00050221 | 6.2443e-05 | 9.5101e-05
906 | Water Heating | Insulation | College and University | Existing | Hot water pipe insulation | 0.018785 | 0.022814 |  | 204.86 | 1 | 1.2145 | 10905.4226 | 15 |  | 11112 | 591531.0764 | Per End Use Consumption | GSD | 1 | 1 | 1 | 1 | 1 | 1 | 1 | 1 | 1 | 1 | 1 | 1 | CcoEgsd906 | CcoE | gsd | 906 | 12.2916 | 654.3254 | [30 empty] | 0.12059 | 0.011058 | 0.013429
906 | Water Heating | Insulation | College and University | New | Hot water pipe insulation | 0.018785 | 0.022814 |  | 204.86 | 1 | 1.2145 | 10905.4226 | 15 |  | 11112 | 591531.0764 | Per End Use Consumption | GSD | 1 | 1 | 1 | 1 | 1 | 1 | 1 | 1 | 1 | 1 | 1 | 1 | CcoNgsd906 | CcoN | gsd | 906 | 12.2916 | 654.3254 | [30 empty] | 0.00026876 | 2.4645e-05 | 2.9931e-05
906 | Water Heating | Insulation | Data Center | Existing | Hot water pipe insulation | 0.59212 | 0.71912 |  | 6457.3 | 1 | 1.2145 | 10905.4227 | 15 |  | 22224 | 37533.0424 | Per End Use Consumption | GSD | 1 | 1 | 1 | 1 | 1 | 1 | 1 | 1 | 1 | 1 | 1 | 1 | CdaEgsd906 | CdaE | gsd | 906 | 387.438 | 654.3254 | [30 empty] | 0.0083341 | 0.00076422 | 0.00092813
906 | Water Heating | Insulation | Data Center | New | Hot water pipe insulation | 0.59212 | 0.71912 |  | 6457.3 | 1 | 1.2145 | 10905.4227 | 15 |  | 22224 | 37533.0424 | Per End Use Consumption | GSD | 1 | 1 | 1 | 1 | 1 | 1 | 1 | 1 | 1 | 1 | 1 | 1 | CdaNgsd906 | CdaN | gsd | 906 | 387.438 | 654.3254 | [30 empty] | 1.8575e-05 | 1.7033e-06 | 2.0686e-06
906 | Water Heating | Insulation | Grocery | Existing | Hot water pipe insulation | 0.0018874 | 0.0028745 |  | 15.18 | 1 | 1.523 | 8042.725 | 15 |  | 1111.2 | 588740.185 | Per End Use Consumption | GSD | 1 | 1 | 1 | 1 | 1 | 1 | 1 | 1 | 1 | 1 | 1 | 1 | CgrEgsd906 | CgrE | gsd | 906 | 0.9108 | 482.5635 | [30 empty] | 0.047567 | 0.0059142 | 0.0090074
906 | Water Heating | Insulation | Grocery | New | Hot water pipe insulation | 0.0018874 | 0.0028745 |  | 15.18 | 1 | 1.523 | 8042.725 | 15 |  | 1111.2 | 588740.185 | Per End Use Consumption | GSD | 1 | 1 | 1 | 1 | 1 | 1 | 1 | 1 | 1 | 1 | 1 | 1 | CgrNgsd906 | CgrN | gsd | 906 | 0.9108 | 482.5635 | [30 empty] | 0.00010602 | 1.3181e-05 | 2.0075e-05
906 | Water Heating | Insulation | Healthcare | Existing | Hot water pipe insulation | 0.0028839 | 0.0035024 |  | 31.45 | 1 | 1.2145 | 10905.4241 | 15 |  | 1111.2 | 385313.4278 | Per End Use Consumption | GSD | 1 | 1 | 1 | 1 | 1 | 1 | 1 | 1 | 1 | 1 | 1 | 1 | CheEgsd906 | CheE | gsd | 906 | 1.887 | 654.3254 | [30 empty] | 0.08398 | 0.0077008 | 0.0093524
906 | Water Heating | Insulation | Healthcare | New | Hot water pipe insulation | 0.0028839 | 0.0035024 |  | 31.45 | 1 | 1.2145 | 10905.4241 | 15 |  | 1111.2 | 385313.4278 | Per End Use Consumption | GSD | 1 | 1 | 1 | 1 | 1 | 1 | 1 | 1 | 1 | 1 | 1 | 1 | CheNgsd906 | CheN | gsd | 906 | 1.887 | 654.3254 | [30 empty] | 0.00021599 | 1.9806e-05 | 2.4054e-05
906 | Water Heating | Insulation | Hospitals | Existing | Hot water pipe insulation | 0.60684 | 0.737 |  | 6617.86 | 1 | 1.2145 | 10905.4227 | 15 |  | 16668 | 27466.8225 | Per End Use Consumption | GSD | 1 | 1 | 1 | 1 | 1 | 1 | 1 | 1 | 1 | 1 | 1 | 1 | ChoEgsd906 | ChoE | gsd | 906 | 397.0716 | 654.3254 | [30 empty] | 0.066802 | 0.0061256 | 0.0074394
906 | Water Heating | Insulation | Hospitals | New | Hot water pipe insulation | 0.60684 | 0.737 |  | 6617.86 | 1 | 1.2145 | 10905.4227 | 15 |  | 16668 | 27466.8225 | Per End Use Consumption | GSD | 1 | 1 | 1 | 1 | 1 | 1 | 1 | 1 | 1 | 1 | 1 | 1 | ChoNgsd906 | ChoN | gsd | 906 | 397.0716 | 654.3254 | [30 empty] | 0.00014889 | 1.3652e-05 | 1.6581e-05
906 | Water Heating | Insulation | Institutional | Existing | Hot water pipe insulation | 0.002397 | 0.0029111 |  | 26.14 | 1 | 1.2145 | 10905.4211 | 15 |  | 27780 | 11589617.405 | Per End Use Consumption | GSD | 1 | 1 | 1 | 1 | 1 | 1 | 1 | 1 | 1 | 1 | 1 | 1 | CinEgsd906 | CinE | gsd | 906 | 1.5684 | 654.3253 | [30 empty] | 0.087933 | 0.0080632 | 0.0097926
906 | Water Heating | Insulation | Institutional | New | Hot water pipe insulation | 0.002397 | 0.0029111 |  | 26.14 | 1 | 1.2145 | 10905.4211 | 15 |  | 27780 | 11589617.405 | Per End Use Consumption | GSD | 1 | 1 | 1 | 1 | 1 | 1 | 1 | 1 | 1 | 1 | 1 | 1 | CinNgsd906 | CinN | gsd | 906 | 1.5684 | 654.3253 | [30 empty] | 0.00045729 | 4.1932e-05 | 5.0926e-05
906 | Water Heating | Insulation | Lodging/Hospitality | Existing | Hot water pipe insulation | 0.05691 | 0.22819 |  | 1446.29 | 1 | 4.0096 | 25413.8003 | 15 |  | 3333.6 | 58577.0799 | Per End Use Consumption | GSD | 1 | 1 | 1 | 1 | 1 | 1 | 1 | 1 | 1 | 1 | 1 | 1 | CloEgsd906 | CloE | gsd | 906 | 86.7774 | 1524.828 | [30 empty] | 1.3189 | 0.051897 | 0.20809
906 | Water Heating | Insulation | Lodging/Hospitality | New | Hot water pipe insulation | 0.05691 | 0.22819 |  | 1446.29 | 1 | 4.0096 | 25413.8003 | 15 |  | 3333.6 | 58577.0799 | Per End Use Consumption | GSD | 1 | 1 | 1 | 1 | 1 | 1 | 1 | 1 | 1 | 1 | 1 | 1 | CloNgsd906 | CloN | gsd | 906 | 86.7774 | 1524.828 | [30 empty] | 0.0029395 | 0.00011567 | 0.00046377
906 | Water Heating | Insulation | Miscellaneous | Existing | Hot water pipe insulation | 0.0063051 | 0.0096026 |  | 50.71 | 1 | 1.523 | 8042.7224 | 15 |  | 22224 | 3524777.4056 | Per End Use Consumption | GSD | 1 | 1 | 1 | 1 | 1 | 1 | 1 | 1 | 1 | 1 | 1 | 1 | CmiEgsd906 | CmiE | gsd | 906 | 3.0426 | 482.5633 | [30 empty] | 0.23872 | 0.029681 | 0.045204
906 | Water Heating | Insulation | Miscellaneous | New | Hot water pipe insulation | 0.0063051 | 0.0096026 |  | 50.71 | 1 | 1.523 | 8042.7224 | 15 |  | 22224 | 3524777.4056 | Per End Use Consumption | GSD | 1 | 1 | 1 | 1 | 1 | 1 | 1 | 1 | 1 | 1 | 1 | 1 | CmiNgsd906 | CmiN | gsd | 906 | 3.0426 | 482.5633 | [30 empty] | 0.0012414 | 0.00015436 | 0.00023508
906 | Water Heating | Insulation | Offices | Existing | Hot water pipe insulation | 0.0072724 | 0.011076 |  | 58.49 | 1 | 1.523 | 8042.7225 | 15 |  | 3333.6 | 458389.8082 | Per End Use Consumption | GSD | 1 | 1 | 1 | 1 | 1 | 1 | 1 | 1 | 1 | 1 | 1 | 1 | CofEgsd906 | CofE | gsd | 906 | 3.5094 | 482.5634 | [30 empty] | 1.0821 | 0.13454 | 0.2049
906 | Water Heating | Insulation | Offices | New | Hot water pipe insulation | 0.0072724 | 0.011076 |  | 58.49 | 1 | 1.523 | 8042.7225 | 15 |  | 3333.6 | 458389.8082 | Per End Use Consumption | GSD | 1 | 1 | 1 | 1 | 1 | 1 | 1 | 1 | 1 | 1 | 1 | 1 | CofNgsd906 | CofN | gsd | 906 | 3.5094 | 482.5634 | [30 empty] | 0.0024117 | 0.00029986 | 0.00045668
906 | Water Heating | Insulation | Restaurants | Existing | Hot water pipe insulation | 0.086923 | 0.13238 |  | 699.1 | 1 | 1.523 | 8042.7229 | 15 |  | 2222.4 | 25567.3686 | Per End Use Consumption | GSD | 1 | 1 | 1 | 1 | 1 | 1 | 1 | 1 | 1 | 1 | 1 | 1 | CreEgsd906 | CreE | gsd | 906 | 41.946 | 482.5634 | [30 empty] | 2.55 | 0.31706 | 0.48288
906 | Water Heating | Insulation | Restaurants | New | Hot water pipe insulation | 0.086923 | 0.13238 |  | 699.1 | 1 | 1.523 | 8042.7229 | 15 |  | 2222.4 | 25567.3686 | Per End Use Consumption | GSD | 1 | 1 | 1 | 1 | 1 | 1 | 1 | 1 | 1 | 1 | 1 | 1 | CreNgsd906 | CreN | gsd | 906 | 41.946 | 482.5634 | [30 empty] | 0.0056834 | 0.00070665 | 0.0010762
906 | Water Heating | Insulation | Retail | Existing | Hot water pipe insulation | 0.033945 | 0.051698 |  | 273.01 | 1 | 1.523 | 8042.723 | 15 |  | 3333.6 | 98206.0052 | Per End Use Consumption | GSD | 1 | 1 | 1 | 1 | 1 | 1 | 1 | 1 | 1 | 1 | 1 | 1 | CrtEgsd906 | CrtE | gsd | 906 | 16.3806 | 482.5634 | [30 empty] | 0.4006 | 0.049809 | 0.075859
906 | Water Heating | Insulation | Retail | New | Hot water pipe insulation | 0.033945 | 0.051698 |  | 273.01 | 1 | 1.523 | 8042.723 | 15 |  | 3333.6 | 98206.0052 | Per End Use Consumption | GSD | 1 | 1 | 1 | 1 | 1 | 1 | 1 | 1 | 1 | 1 | 1 | 1 | CrtNgsd906 | CrtN | gsd | 906 | 16.3806 | 482.5634 | [30 empty] | 0.00089284 | 0.00011101 | 0.00016907
906 | Water Heating | Insulation | Schools K-12 | Existing | Hot water pipe insulation | 0.095108 | 0.14485 |  | 764.93 | 1 | 1.523 | 8042.723 | 15 |  | 1111.2 | 11683.5185 | Per End Use Consumption | GSD | 1 | 1 | 1 | 1 | 1 | 1 | 1 | 1 | 1 | 1 | 1 | 1 | CscEgsd906 | CscE | gsd | 906 | 45.8958 | 482.5634 | [30 empty] | 0.55102 | 0.068511 | 0.10434
906 | Water Heating | Insulation | Schools K-12 | New | Hot water pipe insulation | 0.095108 | 0.14485 |  | 764.93 | 1 | 1.523 | 8042.723 | 15 |  | 1111.2 | 11683.5185 | Per End Use Consumption | GSD | 1 | 1 | 1 | 1 | 1 | 1 | 1 | 1 | 1 | 1 | 1 | 1 | CscNgsd906 | CscN | gsd | 906 | 45.8958 | 482.5634 | [30 empty] | 0.0012281 | 0.0001527 | 0.00023256
906 | Water Heating | Insulation | Warehouse | Existing | Hot water pipe insulation | 0.0029542 | 0.0044993 |  | 23.76 | 1 | 1.523 | 8042.7239 | 15 |  | 1111.2 | 376139.5128 | Per End Use Consumption | GSD | 1 | 1 | 1 | 1 | 1 | 1 | 1 | 1 | 1 | 1 | 1 | 1 | CwaEgsd906 | CwaE | gsd | 906 | 1.4256 | 482.5634 | [30 empty] | 0.086525 | 0.010758 | 0.016385
906 | Water Heating | Insulation | Warehouse | New | Hot water pipe insulation | 0.0029542 | 0.0044993 |  | 23.76 | 1 | 1.523 | 8042.7239 | 15 |  | 1111.2 | 376139.5128 | Per End Use Consumption | GSD | 1 | 1 | 1 | 1 | 1 | 1 | 1 | 1 | 1 | 1 | 1 | 1 | CwaNgsd906 | CwaN | gsd | 906 | 1.4256 | 482.5634 | [30 empty] | 0.00019284 | 2.3977e-05 | 3.6518e-05
907 | Water Heating | Insulation | Assembly | Existing | Thermostatic Shower Restriction Valve Commercial | 0.0097641 | 0.014871 |  | 78.53 | 1 | 1.523 | 8042.723 | 10 |  | 51.45 | 5269.2996 | Per Valve | GSD | 1 | 1 | 1 | 1 | 1 | 1 | 1 | 1 | 1 | 1 | 1 | 1 | CasEgsd907 | CasE | gsd | 907 | 4.7118 | 482.5634 | [30 empty] | 0 | 0 | 0
907 | Water Heating | Insulation | Assembly | New | Thermostatic Shower Restriction Valve Commercial | 0.0097641 | 0.014871 |  | 78.53 | 1 | 1.523 | 8042.723 | 10 |  | 51.45 | 5269.2996 | Per Valve | GSD | 1 | 1 | 1 | 1 | 1 | 1 | 1 | 1 | 1 | 1 | 1 | 1 | CasNgsd907 | CasN | gsd | 907 | 4.7118 | 482.5634 | [30 empty] | 0 | 0 | 0
907 | Water Heating | Insulation | College and University | Existing | Thermostatic Shower Restriction Valve Commercial | 0.002363 | 0.0028699 |  | 25.77 | 1 | 1.2145 | 10905.4208 | 10 |  | 2006.55 | 849137.4477 | Per Valve | GSD | 1 | 1 | 1 | 1 | 1 | 1 | 1 | 1 | 1 | 1 | 1 | 1 | CcoEgsd907 | CcoE | gsd | 907 | 1.5462 | 654.3252 | [30 empty] | 0.021329 | 0.0019558 | 0.0023753
907 | Water Heating | Insulation | College and University | New | Thermostatic Shower Restriction Valve Commercial | 0.002363 | 0.0028699 |  | 25.77 | 1 | 1.2145 | 10905.4208 | 10 |  | 2006.55 | 849137.4477 | Per Valve | GSD | 1 | 1 | 1 | 1 | 1 | 1 | 1 | 1 | 1 | 1 | 1 | 1 | CcoNgsd907 | CcoN | gsd | 907 | 1.5462 | 654.3252 | [30 empty] | 0 | 0 | 0
907 | Water Heating | Insulation | Data Center | Existing | Thermostatic Shower Restriction Valve Commercial | 0.12782 | 0.15523 |  | 1393.88 | 1 | 1.2145 | 10905.4227 | 10 |  | 874.65 | 6843.0769 | Per Valve | GSD | 1 | 1 | 1 | 1 | 1 | 1 | 1 | 1 | 1 | 1 | 1 | 1 | CdaEgsd907 | CdaE | gsd | 907 | 83.6328 | 654.3254 | [30 empty] | 0 | 0 | 0
907 | Water Heating | Insulation | Data Center | New | Thermostatic Shower Restriction Valve Commercial | 0.12782 | 0.15523 |  | 1393.88 | 1 | 1.2145 | 10905.4227 | 10 |  | 874.65 | 6843.0769 | Per Valve | GSD | 1 | 1 | 1 | 1 | 1 | 1 | 1 | 1 | 1 | 1 | 1 | 1 | CdaNgsd907 | CdaN | gsd | 907 | 83.6328 | 654.3254 | [30 empty] | 0 | 0 | 0
907 | Water Heating | Insulation | Grocery | Existing | Thermostatic Shower Restriction Valve Commercial | 0.0048814 | 0.0074344 |  | 39.26 | 1 | 1.523 | 8042.7235 | 10 |  | 51.45 | 10539.9421 | Per Valve | GSD | 1 | 1 | 1 | 1 | 1 | 1 | 1 | 1 | 1 | 1 | 1 | 1 | CgrEgsd907 | CgrE | gsd | 907 | 2.3556 | 482.5634 | [30 empty] | 0 | 0 | 0
907 | Water Heating | Insulation | Grocery | New | Thermostatic Shower Restriction Valve Commercial | 0.0048814 | 0.0074344 |  | 39.26 | 1 | 1.523 | 8042.7235 | 10 |  | 51.45 | 10539.9421 | Per Valve | GSD | 1 | 1 | 1 | 1 | 1 | 1 | 1 | 1 | 1 | 1 | 1 | 1 | CgrNgsd907 | CgrN | gsd | 907 | 2.3556 | 482.5634 | [30 empty] | 0 | 0 | 0
907 | Water Heating | Insulation | Healthcare | Existing | Thermostatic Shower Restriction Valve Commercial | 0.017103 | 0.020771 |  | 186.51 | 1 | 1.2145 | 10905.4225 | 10 |  | 51.45 | 3008.3319 | Per Valve | GSD | 1 | 1 | 1 | 1 | 1 | 1 | 1 | 1 | 1 | 1 | 1 | 1 | CheEgsd907 | CheE | gsd | 907 | 11.1906 | 654.3254 | [30 empty] | 0.88759 | 0.08139 | 0.098846
907 | Water Heating | Insulation | Healthcare | New | Thermostatic Shower Restriction Valve Commercial | 0.017103 | 0.020771 |  | 186.51 | 1 | 1.2145 | 10905.4225 | 10 |  | 51.45 | 3008.3319 | Per Valve | GSD | 1 | 1 | 1 | 1 | 1 | 1 | 1 | 1 | 1 | 1 | 1 | 1 | CheNgsd907 | CheN | gsd | 907 | 11.1906 | 654.3254 | [30 empty] | 0 | 0 | 0
907 | Water Heating | Insulation | Hospitals | Existing | Thermostatic Shower Restriction Valve Commercial | 0.037579 | 0.04564 |  | 409.82 | 1 | 1.2145 | 10905.4229 | 10 |  | 1337.7 | 35596.5647 | Per Valve | GSD | 1 | 1 | 1 | 1 | 1 | 1 | 1 | 1 | 1 | 1 | 1 | 1 | ChoEgsd907 | ChoE | gsd | 907 | 24.5892 | 654.3254 | [30 empty] | 0.0058166 | 0.00053337 | 0.00064777
907 | Water Heating | Insulation | Hospitals | New | Thermostatic Shower Restriction Valve Commercial | 0.037579 | 0.04564 |  | 409.82 | 1 | 1.2145 | 10905.4229 | 10 |  | 1337.7 | 35596.5647 | Per Valve | GSD | 1 | 1 | 1 | 1 | 1 | 1 | 1 | 1 | 1 | 1 | 1 | 1 | ChoNgsd907 | ChoN | gsd | 907 | 24.5892 | 654.3254 | [30 empty] | 0 | 0 | 0
907 | Water Heating | Insulation | Institutional | Existing | Thermostatic Shower Restriction Valve Commercial | 0.0045005 | 0.0054658 |  | 49.08 | 1 | 1.2145 | 10905.4234 | 10 |  | 1131.9 | 251504.6618 | Per Valve | GSD | 1 | 1 | 1 | 1 | 1 | 1 | 1 | 1 | 1 | 1 | 1 | 1 | CinEgsd907 | CinE | gsd | 907 | 2.9448 | 654.3254 | [30 empty] | 0 | 0 | 0
907 | Water Heating | Insulation | Institutional | New | Thermostatic Shower Restriction Valve Commercial | 0.0045005 | 0.0054658 |  | 49.08 | 1 | 1.2145 | 10905.4234 | 10 |  | 1131.9 | 251504.6618 | Per Valve | GSD | 1 | 1 | 1 | 1 | 1 | 1 | 1 | 1 | 1 | 1 | 1 | 1 | CinNgsd907 | CinN | gsd | 907 | 2.9448 | 654.3254 | [30 empty] | 0 | 0 | 0
907 | Water Heating | Insulation | Lodging/Hospitality | Existing | Thermostatic Shower Restriction Valve Commercial | 0.0003864 | 0.0015493 |  | 9.82 | 1 | 4.0096 | 25413.8156 | 10 |  | 565.95 | 1464658.7509 | Per Valve | GSD | 1 | 1 | 1 | 1 | 1 | 1 | 1 | 1 | 1 | 1 | 1 | 1 | CloEgsd907 | CloE | gsd | 907 | 0.5892 | 1524.8289 | [30 empty] | 0.012591 | 0.00049545 | 0.0019866
907 | Water Heating | Insulation | Lodging/Hospitality | New | Thermostatic Shower Restriction Valve Commercial | 0.0003864 | 0.0015493 |  | 9.82 | 1 | 4.0096 | 25413.8156 | 10 |  | 565.95 | 1464658.7509 | Per Valve | GSD | 1 | 1 | 1 | 1 | 1 | 1 | 1 | 1 | 1 | 1 | 1 | 1 | CloNgsd907 | CloN | gsd | 907 | 0.5892 | 1524.8289 | [30 empty] | 0 | 0 | 0
907 | Water Heating | Insulation | Miscellaneous | Existing | Thermostatic Shower Restriction Valve Commercial | 0.02441 | 0.037176 |  | 196.32 | 1 | 1.523 | 8042.7228 | 10 |  | 874.65 | 35832.149 | Per Valve | GSD | 1 | 1 | 1 | 1 | 1 | 1 | 1 | 1 | 1 | 1 | 1 | 1 | CmiEgsd907 | CmiE | gsd | 907 | 11.7792 | 482.5634 | [30 empty] | 0 | 0 | 0
907 | Water Heating | Insulation | Miscellaneous | New | Thermostatic Shower Restriction Valve Commercial | 0.02441 | 0.037176 |  | 196.32 | 1 | 1.523 | 8042.7228 | 10 |  | 874.65 | 35832.149 | Per Valve | GSD | 1 | 1 | 1 | 1 | 1 | 1 | 1 | 1 | 1 | 1 | 1 | 1 | CmiNgsd907 | CmiN | gsd | 907 | 11.7792 | 482.5634 | [30 empty] | 0 | 0 | 0
907 | Water Heating | Insulation | Offices | Existing | Thermostatic Shower Restriction Valve Commercial | 0.042717 | 0.065058 |  | 343.56 | 1 | 1.523 | 8042.723 | 10 |  | 102.9 | 2408.884 | Per Valve | GSD | 1 | 1 | 1 | 1 | 1 | 1 | 1 | 1 | 1 | 1 | 1 | 1 | CofEgsd907 | CofE | gsd | 907 | 20.6136 | 482.5634 | [30 empty] | 0 | 0 | 0
907 | Water Heating | Insulation | Offices | New | Thermostatic Shower Restriction Valve Commercial | 0.042717 | 0.065058 |  | 343.56 | 1 | 1.523 | 8042.723 | 10 |  | 102.9 | 2408.884 | Per Valve | GSD | 1 | 1 | 1 | 1 | 1 | 1 | 1 | 1 | 1 | 1 | 1 | 1 | CofNgsd907 | CofN | gsd | 907 | 20.6136 | 482.5634 | [30 empty] | 0 | 0 | 0
907 | Water Heating | Insulation | Restaurants | Existing | Thermostatic Shower Restriction Valve Commercial | 0.014646 | 0.022305 |  | 117.79 | 1 | 1.523 | 8042.7232 | 10 |  | 51.45 | 3513.0156 | Per Valve | GSD | 1 | 1 | 1 | 1 | 1 | 1 | 1 | 1 | 1 | 1 | 1 | 1 | CreEgsd907 | CreE | gsd | 907 | 7.0674 | 482.5634 | [30 empty] | 0 | 0 | 0
907 | Water Heating | Insulation | Restaurants | New | Thermostatic Shower Restriction Valve Commercial | 0.014646 | 0.022305 |  | 117.79 | 1 | 1.523 | 8042.7232 | 10 |  | 51.45 | 3513.0156 | Per Valve | GSD | 1 | 1 | 1 | 1 | 1 | 1 | 1 | 1 | 1 | 1 | 1 | 1 | CreNgsd907 | CreN | gsd | 907 | 7.0674 | 482.5634 | [30 empty] | 0 | 0 | 0
907 | Water Heating | Insulation | Retail | Existing | Thermostatic Shower Restriction Valve Commercial | 0.021969 | 0.033459 |  | 176.69 | 1 | 1.523 | 8042.7229 | 10 |  | 102.9 | 4683.8881 | Per Valve | GSD | 1 | 1 | 1 | 1 | 1 | 1 | 1 | 1 | 1 | 1 | 1 | 1 | CrtEgsd907 | CrtE | gsd | 907 | 10.6014 | 482.5634 | [30 empty] | 0 | 0 | 0
907 | Water Heating | Insulation | Retail | New | Thermostatic Shower Restriction Valve Commercial | 0.021969 | 0.033459 |  | 176.69 | 1 | 1.523 | 8042.7229 | 10 |  | 102.9 | 4683.8881 | Per Valve | GSD | 1 | 1 | 1 | 1 | 1 | 1 | 1 | 1 | 1 | 1 | 1 | 1 | CrtNgsd907 | CrtN | gsd | 907 | 10.6014 | 482.5634 | [30 empty] | 0 | 0 | 0
907 | Water Heating | Insulation | Schools K-12 | Existing | Thermostatic Shower Restriction Valve Commercial | 0.037835 | 0.057623 |  | 304.3 | 1 | 1.523 | 8042.7229 | 10 |  | 51.45 | 1359.836 | Per Valve | GSD | 1 | 1 | 1 | 1 | 1 | 1 | 1 | 1 | 1 | 1 | 1 | 1 | CscEgsd907 | CscE | gsd | 907 | 18.258 | 482.5634 | [30 empty] | 0 | 0 | 0
907 | Water Heating | Insulation | Schools K-12 | New | Thermostatic Shower Restriction Valve Commercial | 0.037835 | 0.057623 |  | 304.3 | 1 | 1.523 | 8042.7229 | 10 |  | 51.45 | 1359.836 | Per Valve | GSD | 1 | 1 | 1 | 1 | 1 | 1 | 1 | 1 | 1 | 1 | 1 | 1 | CscNgsd907 | CscN | gsd | 907 | 18.258 | 482.5634 | [30 empty] | 0 | 0 | 0
907 | Water Heating | Insulation | Warehouse | Existing | Thermostatic Shower Restriction Valve Commercial | 0.0085431 | 0.013011 |  | 68.71 | 1 | 1.523 | 8042.7225 | 10 |  | 51.45 | 6022.385 | Per Valve | GSD | 1 | 1 | 1 | 1 | 1 | 1 | 1 | 1 | 1 | 1 | 1 | 1 | CwaEgsd907 | CwaE | gsd | 907 | 4.1226 | 482.5634 | [30 empty] | 0 | 0 | 0
907 | Water Heating | Insulation | Warehouse | New | Thermostatic Shower Restriction Valve Commercial | 0.0085431 | 0.013011 |  | 68.71 | 1 | 1.523 | 8042.7225 | 10 |  | 51.45 | 6022.385 | Per Valve | GSD | 1 | 1 | 1 | 1 | 1 | 1 | 1 | 1 | 1 | 1 | 1 | 1 | CwaNgsd907 | CwaN | gsd | 907 | 4.1226 | 482.5634 | [30 empty] | 0 | 0 | 0
908 | Water Heating | Solar | Assembly | Turnover | Solar Pool Heater Commercial | 0.51964 | 0.22487 |  | 3038.82 | 1 | 0.43275 | 5847.9532 | 15 |  | 3266.72 | 6286.5276 | Per Unit | GSD | 0.57723 | 0.60437 | 0.83705 | 1.097 | 1.2026 | 1.2026 | 1.289 | 1.2891 | 1.2453 | 1.1192 | 0.77553 | 0.85362 | CasTgsd908 | CasT | gsd | 908 | 182.3292 | 350.8772 | [30 empty] | 0.006362 | 0.0010867 | 0.00046919
908 | Water Heating | Solar | Assembly | New | Solar Pool Heater Commercial | 0.51964 | 0.22487 |  | 3038.82 | 1 | 0.43275 | 5847.9532 | 15 |  | 3266.72 | 6286.5276 | Per Unit | GSD | 0.57723 | 0.60437 | 0.83705 | 1.097 | 1.2026 | 1.2026 | 1.289 | 1.2891 | 1.2453 | 1.1192 | 0.77553 | 0.85362 | CasNgsd908 | CasN | gsd | 908 | 182.3292 | 350.8772 | [30 empty] | 7.017e-05 | 1.1986e-05 | 5.175e-06
908 | Water Heating | Solar | College and University | Turnover | Solar Pool Heater Commercial | 0.30692 | 0.30996 |  | 3038.82 | 1 | 1.0099 | 9900.9901 | 15 |  | 3266.72 | 10643.5269 | Per Unit | GSD | 0.57723 | 0.60437 | 0.83705 | 1.097 | 1.2026 | 1.2026 | 1.289 | 1.2891 | 1.2453 | 1.1192 | 0.77553 | 0.85362 | CcoTgsd908 | CcoT | gsd | 908 | 182.3292 | 594.0594 | [30 empty] | 0 | 0 | 0
908 | Water Heating | Solar | College and University | New | Solar Pool Heater Commercial | 0.30692 | 0.30996 |  | 3038.82 | 1 | 1.0099 | 9900.9901 | 15 |  | 3266.72 | 10643.5269 | Per Unit | GSD | 0.57723 | 0.60437 | 0.83705 | 1.097 | 1.2026 | 1.2026 | 1.289 | 1.2891 | 1.2453 | 1.1192 | 0.77553 | 0.85362 | CcoNgsd908 | CcoN | gsd | 908 | 182.3292 | 594.0594 | [30 empty] | 0 | 0 | 0
908 | Water Heating | Solar | Data Center | Turnover | Solar Pool Heater Commercial | 0.33731 | 0.35858 |  | 3038.82 | 1 | 1.0631 | 9009.009 | 15 |  | 3266.72 | 9684.6506 | Per Unit | GSD | 0.57723 | 0.60437 | 0.83705 | 1.097 | 1.2026 | 1.2026 | 1.289 | 1.2891 | 1.2453 | 1.1192 | 0.77553 | 0.85362 | CdaTgsd908 | CdaT | gsd | 908 | 182.3292 | 540.5405 | [30 empty] | 0 | 0 | 0
908 | Water Heating | Solar | Data Center | New | Solar Pool Heater Commercial | 0.33731 | 0.35858 |  | 3038.82 | 1 | 1.0631 | 9009.009 | 15 |  | 3266.72 | 9684.6506 | Per Unit | GSD | 0.57723 | 0.60437 | 0.83705 | 1.097 | 1.2026 | 1.2026 | 1.289 | 1.2891 | 1.2453 | 1.1192 | 0.77553 | 0.85362 | CdaNgsd908 | CdaN | gsd | 908 | 182.3292 | 540.5405 | [30 empty] | 0 | 0 | 0
908 | Water Heating | Solar | Grocery | Turnover | Solar Pool Heater Commercial | 0.41024 | 0.24614 |  | 3038.82 | 1 | 0.6 | 7407.4074 | 15 |  | 3266.72 | 7962.9349 | Per Unit | GSD | 0.57723 | 0.60437 | 0.83705 | 1.097 | 1.2026 | 1.2026 | 1.289 | 1.2891 | 1.2453 | 1.1192 | 0.77553 | 0.85362 | CgrTgsd908 | CgrT | gsd | 908 | 182.3292 | 444.4444 | [30 empty] | 0 | 0 | 0
908 | Water Heating | Solar | Grocery | New | Solar Pool Heater Commercial | 0.41024 | 0.24614 |  | 3038.82 | 1 | 0.6 | 7407.4074 | 15 |  | 3266.72 | 7962.9349 | Per Unit | GSD | 0.57723 | 0.60437 | 0.83705 | 1.097 | 1.2026 | 1.2026 | 1.289 | 1.2891 | 1.2453 | 1.1192 | 0.77553 | 0.85362 | CgrNgsd908 | CgrN | gsd | 908 | 182.3292 | 444.4444 | [30 empty] | 0 | 0 | 0
908 | Water Heating | Solar | Healthcare | Turnover | Solar Pool Heater Commercial | 0.43759 | 0.45278 |  | 3038.82 | 1 | 1.0347 | 6944.4444 | 15 |  | 3266.72 | 7465.2515 | Per Unit | GSD | 0.57723 | 0.60437 | 0.83705 | 1.097 | 1.2026 | 1.2026 | 1.289 | 1.2891 | 1.2453 | 1.1192 | 0.77553 | 0.85362 | CheTgsd908 | CheT | gsd | 908 | 182.3292 | 416.6667 | [30 empty] | 0 | 0 | 0
908 | Water Heating | Solar | Healthcare | New | Solar Pool Heater Commercial | 0.43759 | 0.45278 |  | 3038.82 | 1 | 1.0347 | 6944.4444 | 15 |  | 3266.72 | 7465.2515 | Per Unit | GSD | 0.57723 | 0.60437 | 0.83705 | 1.097 | 1.2026 | 1.2026 | 1.289 | 1.2891 | 1.2453 | 1.1192 | 0.77553 | 0.85362 | CheNgsd908 | CheN | gsd | 908 | 182.3292 | 416.6667 | [30 empty] | 0 | 0 | 0
908 | Water Heating | Solar | Hospitals | Turnover | Solar Pool Heater Commercial | 0.30692 | 0.30996 |  | 3038.82 | 1 | 1.0099 | 9900.9901 | 15 |  | 3266.72 | 10643.5269 | Per Unit | GSD | 0.57723 | 0.60437 | 0.83705 | 1.097 | 1.2026 | 1.2026 | 1.289 | 1.2891 | 1.2453 | 1.1192 | 0.77553 | 0.85362 | ChoTgsd908 | ChoT | gsd | 908 | 182.3292 | 594.0594 | [30 empty] | 0 | 0 | 0
908 | Water Heating | Solar | Hospitals | New | Solar Pool Heater Commercial | 0.30692 | 0.30996 |  | 3038.82 | 1 | 1.0099 | 9900.9901 | 15 |  | 3266.72 | 10643.5269 | Per Unit | GSD | 0.57723 | 0.60437 | 0.83705 | 1.097 | 1.2026 | 1.2026 | 1.289 | 1.2891 | 1.2453 | 1.1192 | 0.77553 | 0.85362 | ChoNgsd908 | ChoN | gsd | 908 | 182.3292 | 594.0594 | [30 empty] | 0 | 0 | 0
908 | Water Heating | Solar | Institutional | Turnover | Solar Pool Heater Commercial | 0.33731 | 0.36466 |  | 3038.82 | 1 | 1.0811 | 9009.009 | 15 |  | 3266.72 | 9684.6506 | Per Unit | GSD | 0.57723 | 0.60437 | 0.83705 | 1.097 | 1.2026 | 1.2026 | 1.289 | 1.2891 | 1.2453 | 1.1192 | 0.77553 | 0.85362 | CinTgsd908 | CinT | gsd | 908 | 182.3292 | 540.5405 | [30 empty] | 0 | 0 | 0
908 | Water Heating | Solar | Institutional | New | Solar Pool Heater Commercial | 0.33731 | 0.36466 |  | 3038.82 | 1 | 1.0811 | 9009.009 | 15 |  | 3266.72 | 9684.6506 | Per Unit | GSD | 0.57723 | 0.60437 | 0.83705 | 1.097 | 1.2026 | 1.2026 | 1.289 | 1.2891 | 1.2453 | 1.1192 | 0.77553 | 0.85362 | CinNgsd908 | CinN | gsd | 908 | 182.3292 | 540.5405 | [30 empty] | 0 | 0 | 0
908 | Water Heating | Solar | Lodging/Hospitality | Turnover | Solar Pool Heater Commercial | 0.32515 | 0.37985 |  | 3038.82 | 1 | 1.1682 | 9345.7944 | 15 |  | 3266.72 | 10046.6936 | Per Unit | GSD | 0.57723 | 0.60437 | 0.83705 | 1.097 | 1.2026 | 1.2026 | 1.289 | 1.2891 | 1.2453 | 1.1192 | 0.77553 | 0.85362 | CloTgsd908 | CloT | gsd | 908 | 182.3292 | 560.7477 | [30 empty] | 0.41156 | 0.044067 | 0.051243
908 | Water Heating | Solar | Lodging/Hospitality | New | Solar Pool Heater Commercial | 0.32515 | 0.37985 |  | 3038.82 | 1 | 1.1682 | 9345.7944 | 15 |  | 3266.72 | 10046.6936 | Per Unit | GSD | 0.57723 | 0.60437 | 0.83705 | 1.097 | 1.2026 | 1.2026 | 1.289 | 1.2891 | 1.2453 | 1.1192 | 0.77553 | 0.85362 | CloNgsd908 | CloN | gsd | 908 | 182.3292 | 560.7477 | [30 empty] | 0.0045393 | 0.00048604 | 0.00056519
908 | Water Heating | Solar | Miscellaneous | Turnover | Solar Pool Heater Commercial | 0.33731 | 0.35858 |  | 3038.82 | 1 | 1.0631 | 9009.009 | 15 |  | 3266.72 | 9684.6506 | Per Unit | GSD | 0.57723 | 0.60437 | 0.83705 | 1.097 | 1.2026 | 1.2026 | 1.289 | 1.2891 | 1.2453 | 1.1192 | 0.77553 | 0.85362 | CmiTgsd908 | CmiT | gsd | 908 | 182.3292 | 540.5405 | [30 empty] | 0 | 0 | 0
908 | Water Heating | Solar | Miscellaneous | New | Solar Pool Heater Commercial | 0.33731 | 0.35858 |  | 3038.82 | 1 | 1.0631 | 9009.009 | 15 |  | 3266.72 | 9684.6506 | Per Unit | GSD | 0.57723 | 0.60437 | 0.83705 | 1.097 | 1.2026 | 1.2026 | 1.289 | 1.2891 | 1.2453 | 1.1192 | 0.77553 | 0.85362 | CmiNgsd908 | CmiN | gsd | 908 | 182.3292 | 540.5405 | [30 empty] | 0 | 0 | 0
908 | Water Heating | Solar | Offices | Turnover | Solar Pool Heater Commercial | 0.33731 | 0.35858 |  | 3038.82 | 1 | 1.0631 | 9009.009 | 15 |  | 3266.72 | 9684.6506 | Per Unit | GSD | 0.57723 | 0.60437 | 0.83705 | 1.097 | 1.2026 | 1.2026 | 1.289 | 1.2891 | 1.2453 | 1.1192 | 0.77553 | 0.85362 | CofTgsd908 | CofT | gsd | 908 | 182.3292 | 540.5405 | [30 empty] | 0 | 0 | 0
908 | Water Heating | Solar | Offices | New | Solar Pool Heater Commercial | 0.33731 | 0.35858 |  | 3038.82 | 1 | 1.0631 | 9009.009 | 15 |  | 3266.72 | 9684.6506 | Per Unit | GSD | 0.57723 | 0.60437 | 0.83705 | 1.097 | 1.2026 | 1.2026 | 1.289 | 1.2891 | 1.2453 | 1.1192 | 0.77553 | 0.85362 | CofNgsd908 | CofN | gsd | 908 | 182.3292 | 540.5405 | [30 empty] | 0 | 0 | 0
908 | Water Heating | Solar | Restaurants | Turnover | Solar Pool Heater Commercial | 0.4072 | 0.15194 |  | 3038.82 | 1 | 0.37313 | 7462.6866 | 15 |  | 3266.72 | 8022.3598 | Per Unit | GSD | 0.57723 | 0.60437 | 0.83705 | 1.097 | 1.2026 | 1.2026 | 1.289 | 1.2891 | 1.2453 | 1.1192 | 0.77553 | 0.85362 | CreTgsd908 | CreT | gsd | 908 | 182.3292 | 447.7612 | [30 empty] | 0 | 0 | 0
908 | Water Heating | Solar | Restaurants | New | Solar Pool Heater Commercial | 0.4072 | 0.15194 |  | 3038.82 | 1 | 0.37313 | 7462.6866 | 15 |  | 3266.72 | 8022.3598 | Per Unit | GSD | 0.57723 | 0.60437 | 0.83705 | 1.097 | 1.2026 | 1.2026 | 1.289 | 1.2891 | 1.2453 | 1.1192 | 0.77553 | 0.85362 | CreNgsd908 | CreN | gsd | 908 | 182.3292 | 447.7612 | [30 empty] | 0 | 0 | 0
908 | Water Heating | Solar | Retail | Turnover | Solar Pool Heater Commercial | 0.43455 | 0.24007 |  | 3038.82 | 1 | 0.55245 | 6993.007 | 15 |  | 3266.72 | 7517.4561 | Per Unit | GSD | 0.57723 | 0.60437 | 0.83705 | 1.097 | 1.2026 | 1.2026 | 1.289 | 1.2891 | 1.2453 | 1.1192 | 0.77553 | 0.85362 | CrtTgsd908 | CrtT | gsd | 908 | 182.3292 | 419.5804 | [30 empty] | 0 | 0 | 0
908 | Water Heating | Solar | Retail | New | Solar Pool Heater Commercial | 0.43455 | 0.24007 |  | 3038.82 | 1 | 0.55245 | 6993.007 | 15 |  | 3266.72 | 7517.4561 | Per Unit | GSD | 0.57723 | 0.60437 | 0.83705 | 1.097 | 1.2026 | 1.2026 | 1.289 | 1.2891 | 1.2453 | 1.1192 | 0.77553 | 0.85362 | CrtNgsd908 | CrtN | gsd | 908 | 182.3292 | 419.5804 | [30 empty] | 0 | 0 | 0
908 | Water Heating | Solar | Schools K-12 | Turnover | Solar Pool Heater Commercial | 0.313 | 0.32515 |  | 3038.82 | 1 | 1.0388 | 9708.7379 | 15 |  | 3266.72 | 10436.8565 | Per Unit | GSD | 0.57723 | 0.60437 | 0.83705 | 1.097 | 1.2026 | 1.2026 | 1.289 | 1.2891 | 1.2453 | 1.1192 | 0.77553 | 0.85362 | CscTgsd908 | CscT | gsd | 908 | 182.3292 | 582.5243 | [30 empty] | 0 | 0 | 0
908 | Water Heating | Solar | Schools K-12 | New | Solar Pool Heater Commercial | 0.313 | 0.32515 |  | 3038.82 | 1 | 1.0388 | 9708.7379 | 15 |  | 3266.72 | 10436.8565 | Per Unit | GSD | 0.57723 | 0.60437 | 0.83705 | 1.097 | 1.2026 | 1.2026 | 1.289 | 1.2891 | 1.2453 | 1.1192 | 0.77553 | 0.85362 | CscNgsd908 | CscN | gsd | 908 | 182.3292 | 582.5243 | [30 empty] | 0 | 0 | 0
908 | Water Heating | Solar | Warehouse | Turnover | Solar Pool Heater Commercial | 0.46494 | 0.33731 |  | 3038.82 | 1 | 0.72549 | 6535.9477 | 15 |  | 3266.72 | 7026.1191 | Per Unit | GSD | 0.57723 | 0.60437 | 0.83705 | 1.097 | 1.2026 | 1.2026 | 1.289 | 1.2891 | 1.2453 | 1.1192 | 0.77553 | 0.85362 | CwaTgsd908 | CwaT | gsd | 908 | 182.3292 | 392.1569 | [30 empty] | 0 | 0 | 0
908 | Water Heating | Solar | Warehouse | New | Solar Pool Heater Commercial | 0.46494 | 0.33731 |  | 3038.82 | 1 | 0.72549 | 6535.9477 | 15 |  | 3266.72 | 7026.1191 | Per Unit | GSD | 0.57723 | 0.60437 | 0.83705 | 1.097 | 1.2026 | 1.2026 | 1.289 | 1.2891 | 1.2453 | 1.1192 | 0.77553 | 0.85362 | CwaNgsd908 | CwaN | gsd | 908 | 182.3292 | 392.1569 | [30 empty] | 0 | 0 | 0
909 | Water Heating | Solar | Assembly | Turnover | Solar Thermal Water Heating System Commercial | 0.55934 | 0.85188 |  | 4498.63 | 1 | 1.523 | 8042.7229 | 20 |  | 8990.02 | 16072.5021 | Per Unit | GSD | 1 | 1 | 1 | 1 | 1 | 1 | 1 | 1 | 1 | 1 | 1 | 1 | CasTgsd909 | CasT | gsd | 909 | 269.9178 | 482.5634 | [30 empty] | 4.2269 | 0.52555 | 0.80042
909 | Water Heating | Solar | Assembly | New | Solar Thermal Water Heating System Commercial | 0.55934 | 0.85188 |  | 4498.63 | 1 | 1.523 | 8042.7229 | 20 |  | 8990.02 | 16072.5021 | Per Unit | GSD | 1 | 1 | 1 | 1 | 1 | 1 | 1 | 1 | 1 | 1 | 1 | 1 | CasNgsd909 | CasN | gsd | 909 | 269.9178 | 482.5634 | [30 empty] | 0.046621 | 0.0057966 | 0.0088283
909 | Water Heating | Solar | College and University | Turnover | Solar Thermal Water Heating System Commercial | 9.4878 | 11.5228 |  | 103468.58 | 1 | 1.2145 | 10905.4227 | 20 |  | 89900.2 | 9475.3372 | Per Unit | GSD | 1 | 1 | 1 | 1 | 1 | 1 | 1 | 1 | 1 | 1 | 1 | 1 | CcoTgsd909 | CcoT | gsd | 909 | 6208.1148 | 654.3254 | [30 empty] | 3.5349 | 0.32414 | 0.39366
909 | Water Heating | Solar | College and University | New | Solar Thermal Water Heating System Commercial | 9.4878 | 11.5228 |  | 103468.58 | 1 | 1.2145 | 10905.4227 | 20 |  | 89900.2 | 9475.3372 | Per Unit | GSD | 1 | 1 | 1 | 1 | 1 | 1 | 1 | 1 | 1 | 1 | 1 | 1 | CcoNgsd909 | CcoN | gsd | 909 | 6208.1148 | 654.3254 | [30 empty] | 0.038988 | 0.0035751 | 0.0043419
909 | Water Heating | Solar | Data Center | Turnover | Solar Thermal Water Heating System Commercial | 0.82503 | 1.002 |  | 8997.27 | 1 | 1.2145 | 10905.4227 | 20 |  | 179800.4 | 217932.7026 | Per Unit | GSD | 1 | 1 | 1 | 1 | 1 | 1 | 1 | 1 | 1 | 1 | 1 | 1 | CdaTgsd909 | CdaT | gsd | 909 | 539.8362 | 654.3254 | [30 empty] | 0.15324 | 0.014052 | 0.017066
909 | Water Heating | Solar | Data Center | New | Solar Thermal Water Heating System Commercial | 0.82503 | 1.002 |  | 8997.27 | 1 | 1.2145 | 10905.4227 | 20 |  | 179800.4 | 217932.7026 | Per Unit | GSD | 1 | 1 | 1 | 1 | 1 | 1 | 1 | 1 | 1 | 1 | 1 | 1 | CdaNgsd909 | CdaN | gsd | 909 | 539.8362 | 654.3254 | [30 empty] | 0.0016902 | 0.00015499 | 0.00018823
909 | Water Heating | Solar | Grocery | Turnover | Solar Thermal Water Heating System Commercial | 0.74579 | 1.1358 |  | 5998.18 | 1 | 1.523 | 8042.7229 | 20 |  | 8990.02 | 12054.3632 | Per Unit | GSD | 1 | 1 | 1 | 1 | 1 | 1 | 1 | 1 | 1 | 1 | 1 | 1 | CgrTgsd909 | CgrT | gsd | 909 | 359.8908 | 482.5634 | [30 empty] | 0.99577 | 0.12381 | 0.18856
909 | Water Heating | Solar | Grocery | New | Solar Thermal Water Heating System Commercial | 0.74579 | 1.1358 |  | 5998.18 | 1 | 1.523 | 8042.7229 | 20 |  | 8990.02 | 12054.3632 | Per Unit | GSD | 1 | 1 | 1 | 1 | 1 | 1 | 1 | 1 | 1 | 1 | 1 | 1 | CgrNgsd909 | CgrN | gsd | 909 | 359.8908 | 482.5634 | [30 empty] | 0.010983 | 0.0013656 | 0.0020798
909 | Water Heating | Solar | Healthcare | Turnover | Solar Thermal Water Heating System Commercial | 16.638 | 20.2066 |  | 181444.91 | 1 | 1.2145 | 10905.4227 | 20 |  | 8990.02 | 540.3291 | Per Unit | GSD | 1 | 1 | 1 | 1 | 1 | 1 | 1 | 1 | 1 | 1 | 1 | 1 | CheTgsd909 | CheT | gsd | 909 | 10886.6946 | 654.3254 | [30 empty] | 2.5976 | 0.23819 | 0.28928
909 | Water Heating | Solar | Healthcare | New | Solar Thermal Water Heating System Commercial | 16.638 | 20.2066 |  | 181444.91 | 1 | 1.2145 | 10905.4227 | 20 |  | 8990.02 | 540.3291 | Per Unit | GSD | 1 | 1 | 1 | 1 | 1 | 1 | 1 | 1 | 1 | 1 | 1 | 1 | CheNgsd909 | CheN | gsd | 909 | 10886.6946 | 654.3254 | [30 empty] | 0.028651 | 0.0026272 | 0.0031907
909 | Water Heating | Solar | Hospitals | Turnover | Solar Thermal Water Heating System Commercial | 33.0011 | 40.0792 |  | 359890.71 | 1 | 1.2145 | 10905.4227 | 20 |  | 134850.3 | 4086.2392 | Per Unit | GSD | 1 | 1 | 1 | 1 | 1 | 1 | 1 | 1 | 1 | 1 | 1 | 1 | ChoTgsd909 | ChoT | gsd | 909 | 21593.4426 | 654.3254 | [30 empty] | 1.9358 | 0.1775 | 0.21557
909 | Water Heating | Solar | Hospitals | New | Solar Thermal Water Heating System Commercial | 33.0011 | 40.0792 |  | 359890.71 | 1 | 1.2145 | 10905.4227 | 20 |  | 134850.3 | 4086.2392 | Per Unit | GSD | 1 | 1 | 1 | 1 | 1 | 1 | 1 | 1 | 1 | 1 | 1 | 1 | ChoNgsd909 | ChoN | gsd | 909 | 21593.4426 | 654.3254 | [30 empty] | 0.021351 | 0.0019578 | 0.0023777
909 | Water Heating | Solar | Institutional | Turnover | Solar Thermal Water Heating System Commercial | 3.9601 | 4.8095 |  | 43186.89 | 1 | 1.2145 | 10905.4227 | 20 |  | 224750.5 | 56753.3159 | Per Unit | GSD | 1 | 1 | 1 | 1 | 1 | 1 | 1 | 1 | 1 | 1 | 1 | 1 | CinTgsd909 | CinT | gsd | 909 | 2591.2134 | 654.3254 | [30 empty] | 1.9857 | 0.18208 | 0.22114
909 | Water Heating | Solar | Institutional | New | Solar Thermal Water Heating System Commercial | 3.9601 | 4.8095 |  | 43186.89 | 1 | 1.2145 | 10905.4227 | 20 |  | 224750.5 | 56753.3159 | Per Unit | GSD | 1 | 1 | 1 | 1 | 1 | 1 | 1 | 1 | 1 | 1 | 1 | 1 | CinNgsd909 | CinN | gsd | 909 | 2591.2134 | 654.3254 | [30 empty] | 0.021902 | 0.0020083 | 0.0024391
909 | Water Heating | Solar | Lodging/Hospitality | Turnover | Solar Thermal Water Heating System Commercial | 10.6209 | 42.5858 |  | 269918.04 | 1 | 4.0096 | 25413.8002 | 20 |  | 26970.06 | 2539.3327 | Per Unit | GSD | 1 | 1 | 1 | 1 | 1 | 1 | 1 | 1 | 1 | 1 | 1 | 1 | CloTgsd909 | CloT | gsd | 909 | 16195.0824 | 1524.828 | [30 empty] | 39.4447 | 1.5521 | 6.2233
909 | Water Heating | Solar | Lodging/Hospitality | New | Solar Thermal Water Heating System Commercial | 10.6209 | 42.5858 |  | 269918.04 | 1 | 4.0096 | 25413.8002 | 20 |  | 26970.06 | 2539.3327 | Per Unit | GSD | 1 | 1 | 1 | 1 | 1 | 1 | 1 | 1 | 1 | 1 | 1 | 1 | CloNgsd909 | CloN | gsd | 909 | 16195.0824 | 1524.828 | [30 empty] | 0.43506 | 0.017119 | 0.068641
909 | Water Heating | Solar | Miscellaneous | Turnover | Solar Thermal Water Heating System Commercial | 4.6612 | 7.099 |  | 37488.61 | 1 | 1.523 | 8042.7229 | 20 |  | 179800.4 | 38573.9776 | Per Unit | GSD | 1 | 1 | 1 | 1 | 1 | 1 | 1 | 1 | 1 | 1 | 1 | 1 | CmiTgsd909 | CmiT | gsd | 909 | 2249.3166 | 482.5634 | [30 empty] | 5.4995 | 0.68379 | 1.0414
909 | Water Heating | Solar | Miscellaneous | New | Solar Thermal Water Heating System Commercial | 4.6612 | 7.099 |  | 37488.61 | 1 | 1.523 | 8042.7229 | 20 |  | 179800.4 | 38573.9776 | Per Unit | GSD | 1 | 1 | 1 | 1 | 1 | 1 | 1 | 1 | 1 | 1 | 1 | 1 | CmiNgsd909 | CmiN | gsd | 909 | 2249.3166 | 482.5634 | [30 empty] | 0.060658 | 0.0075419 | 0.011486
909 | Water Heating | Solar | Offices | Turnover | Solar Thermal Water Heating System Commercial | 1.8645 | 2.8396 |  | 14995.45 | 1 | 1.523 | 8042.7229 | 20 |  | 26970.06 | 14465.2358 | Per Unit | GSD | 1 | 1 | 1 | 1 | 1 | 1 | 1 | 1 | 1 | 1 | 1 | 1 | CofTgsd909 | CofT | gsd | 909 | 899.727 | 482.5634 | [30 empty] | 19.8962 | 2.4738 | 3.7676
909 | Water Heating | Solar | Offices | New | Solar Thermal Water Heating System Commercial | 1.8645 | 2.8396 |  | 14995.45 | 1 | 1.523 | 8042.7229 | 20 |  | 26970.06 | 14465.2358 | Per Unit | GSD | 1 | 1 | 1 | 1 | 1 | 1 | 1 | 1 | 1 | 1 | 1 | 1 | CofNgsd909 | CofN | gsd | 909 | 899.727 | 482.5634 | [30 empty] | 0.21945 | 0.027285 | 0.041556
909 | Water Heating | Solar | Restaurants | Turnover | Solar Thermal Water Heating System Commercial | 3.3225 | 5.0602 |  | 26721.89 | 1 | 1.523 | 8042.7229 | 20 |  | 17980.04 | 5411.6112 | Per Unit | GSD | 1 | 1 | 1 | 1 | 1 | 1 | 1 | 1 | 1 | 1 | 1 | 1 | CreTgsd909 | CreT | gsd | 909 | 1603.3134 | 482.5634 | [30 empty] | 52.7738 | 6.5617 | 9.9935
909 | Water Heating | Solar | Restaurants | New | Solar Thermal Water Heating System Commercial | 3.3225 | 5.0602 |  | 26721.89 | 1 | 1.523 | 8042.7229 | 20 |  | 17980.04 | 5411.6112 | Per Unit | GSD | 1 | 1 | 1 | 1 | 1 | 1 | 1 | 1 | 1 | 1 | 1 | 1 | CreNgsd909 | CreN | gsd | 909 | 1603.3134 | 482.5634 | [30 empty] | 0.58208 | 0.072373 | 0.11022
909 | Water Heating | Solar | Retail | Turnover | Solar Thermal Water Heating System Commercial | 0.23306 | 0.35496 |  | 1874.47 | 1 | 1.523 | 8042.7229 | 20 |  | 26970.06 | 115719.4942 | Per Unit | GSD | 1 | 1 | 1 | 1 | 1 | 1 | 1 | 1 | 1 | 1 | 1 | 1 | CrtTgsd909 | CrtT | gsd | 909 | 112.4682 | 482.5634 | [30 empty] | 7.5153 | 0.93442 | 1.4231
909 | Water Heating | Solar | Retail | New | Solar Thermal Water Heating System Commercial | 0.23306 | 0.35496 |  | 1874.47 | 1 | 1.523 | 8042.7229 | 20 |  | 26970.06 | 115719.4942 | Per Unit | GSD | 1 | 1 | 1 | 1 | 1 | 1 | 1 | 1 | 1 | 1 | 1 | 1 | CrtNgsd909 | CrtN | gsd | 909 | 112.4682 | 482.5634 | [30 empty] | 0.082891 | 0.010306 | 0.015697
909 | Water Heating | Solar | Schools K-12 | Turnover | Solar Thermal Water Heating System Commercial | 1.1187 | 1.7038 |  | 8997.27 | 1 | 1.523 | 8042.7229 | 20 |  | 8990.02 | 8036.2421 | Per Unit | GSD | 1 | 1 | 1 | 1 | 1 | 1 | 1 | 1 | 1 | 1 | 1 | 1 | CscTgsd909 | CscT | gsd | 909 | 539.8362 | 482.5634 | [30 empty] | 10.3373 | 1.2853 | 1.9575
909 | Water Heating | Solar | Schools K-12 | New | Solar Thermal Water Heating System Commercial | 1.1187 | 1.7038 |  | 8997.27 | 1 | 1.523 | 8042.7229 | 20 |  | 8990.02 | 8036.2421 | Per Unit | GSD | 1 | 1 | 1 | 1 | 1 | 1 | 1 | 1 | 1 | 1 | 1 | 1 | CscNgsd909 | CscN | gsd | 909 | 539.8362 | 482.5634 | [30 empty] | 0.11402 | 0.014176 | 0.021591
909 | Water Heating | Solar | Warehouse | Turnover | Solar Thermal Water Heating System Commercial | 0.37289 | 0.56792 |  | 2999.09 | 1 | 1.523 | 8042.7229 | 20 |  | 8990.02 | 24108.7264 | Per Unit | GSD | 1 | 1 | 1 | 1 | 1 | 1 | 1 | 1 | 1 | 1 | 1 | 1 | CwaTgsd909 | CwaT | gsd | 909 | 179.9454 | 482.5634 | [30 empty] | 1.6234 | 0.20185 | 0.30741
909 | Water Heating | Solar | Warehouse | New | Solar Thermal Water Heating System Commercial | 0.37289 | 0.56792 |  | 2999.09 | 1 | 1.523 | 8042.7229 | 20 |  | 8990.02 | 24108.7264 | Per Unit | GSD | 1 | 1 | 1 | 1 | 1 | 1 | 1 | 1 | 1 | 1 | 1 | 1 | CwaNgsd909 | CwaN | gsd | 909 | 179.9454 | 482.5634 | [30 empty] | 0.017906 | 0.0022263 | 0.0033907
910 | Water Heating | Unit | Assembly | Turnover | Heat Pump Pool Heater Commercial | 0.48282 | 0.20894 |  | 2823.53 | 1 | 0.43275 | 5847.9532 | 15 |  | 3153.89 | 6532.1782 | Per Unit | GSD | 0.57723 | 0.60437 | 0.83705 | 1.097 | 1.2026 | 1.2026 | 1.289 | 1.2891 | 1.2453 | 1.1192 | 0.77553 | 0.85362 | CasTgsd910 | CasT | gsd | 910 | 169.4118 | 350.8772 | [30 empty] | 0.036002 | 0.0061499 | 0.0026551
910 | Water Heating | Unit | Assembly | New | Heat Pump Pool Heater Commercial | 0.48282 | 0.20894 |  | 2823.53 | 1 | 0.43275 | 5847.9532 | 15 |  | 3153.89 | 6532.1782 | Per Unit | GSD | 0.57723 | 0.60437 | 0.83705 | 1.097 | 1.2026 | 1.2026 | 1.289 | 1.2891 | 1.2453 | 1.1192 | 0.77553 | 0.85362 | CasNgsd910 | CasN | gsd | 910 | 169.4118 | 350.8772 | [30 empty] | 0.00039709 | 6.7831e-05 | 2.9285e-05
910 | Water Heating | Unit | College and University | Turnover | Heat Pump Pool Heater Commercial | 0.28518 | 0.288 |  | 2823.53 | 1 | 1.0099 | 9900.9901 | 15 |  | 3153.89 | 11059.4305 | Per Unit | GSD | 0.57723 | 0.60437 | 0.83705 | 1.097 | 1.2026 | 1.2026 | 1.289 | 1.2891 | 1.2453 | 1.1192 | 0.77553 | 0.85362 | CcoTgsd910 | CcoT | gsd | 910 | 169.4118 | 594.0594 | [30 empty] | 0 | 0 | 0
910 | Water Heating | Unit | College and University | New | Heat Pump Pool Heater Commercial | 0.28518 | 0.288 |  | 2823.53 | 1 | 1.0099 | 9900.9901 | 15 |  | 3153.89 | 11059.4305 | Per Unit | GSD | 0.57723 | 0.60437 | 0.83705 | 1.097 | 1.2026 | 1.2026 | 1.289 | 1.2891 | 1.2453 | 1.1192 | 0.77553 | 0.85362 | CcoNgsd910 | CcoN | gsd | 910 | 169.4118 | 594.0594 | [30 empty] | 0 | 0 | 0
910 | Water Heating | Unit | Data Center | Turnover | Heat Pump Pool Heater Commercial | 0.31341 | 0.33318 |  | 2823.53 | 1 | 1.0631 | 9009.009 | 15 |  | 3153.89 | 10063.0854 | Per Unit | GSD | 0.57723 | 0.60437 | 0.83705 | 1.097 | 1.2026 | 1.2026 | 1.289 | 1.2891 | 1.2453 | 1.1192 | 0.77553 | 0.85362 | CdaTgsd910 | CdaT | gsd | 910 | 169.4118 | 540.5405 | [30 empty] | 0 | 0 | 0
910 | Water Heating | Unit | Data Center | New | Heat Pump Pool Heater Commercial | 0.31341 | 0.33318 |  | 2823.53 | 1 | 1.0631 | 9009.009 | 15 |  | 3153.89 | 10063.0854 | Per Unit | GSD | 0.57723 | 0.60437 | 0.83705 | 1.097 | 1.2026 | 1.2026 | 1.289 | 1.2891 | 1.2453 | 1.1192 | 0.77553 | 0.85362 | CdaNgsd910 | CdaN | gsd | 910 | 169.4118 | 540.5405 | [30 empty] | 0 | 0 | 0
910 | Water Heating | Unit | Grocery | Turnover | Heat Pump Pool Heater Commercial | 0.38118 | 0.22871 |  | 2823.53 | 1 | 0.6 | 7407.4074 | 15 |  | 3153.89 | 8274.0924 | Per Unit | GSD | 0.57723 | 0.60437 | 0.83705 | 1.097 | 1.2026 | 1.2026 | 1.289 | 1.2891 | 1.2453 | 1.1192 | 0.77553 | 0.85362 | CgrTgsd910 | CgrT | gsd | 910 | 169.4118 | 444.4444 | [30 empty] | 0 | 0 | 0
910 | Water Heating | Unit | Grocery | New | Heat Pump Pool Heater Commercial | 0.38118 | 0.22871 |  | 2823.53 | 1 | 0.6 | 7407.4074 | 15 |  | 3153.89 | 8274.0924 | Per Unit | GSD | 0.57723 | 0.60437 | 0.83705 | 1.097 | 1.2026 | 1.2026 | 1.289 | 1.2891 | 1.2453 | 1.1192 | 0.77553 | 0.85362 | CgrNgsd910 | CgrN | gsd | 910 | 169.4118 | 444.4444 | [30 empty] | 0 | 0 | 0
910 | Water Heating | Unit | Healthcare | Turnover | Heat Pump Pool Heater Commercial | 0.40659 | 0.42071 |  | 2823.53 | 1 | 1.0347 | 6944.4444 | 15 |  | 3153.89 | 7756.9616 | Per Unit | GSD | 0.57723 | 0.60437 | 0.83705 | 1.097 | 1.2026 | 1.2026 | 1.289 | 1.2891 | 1.2453 | 1.1192 | 0.77553 | 0.85362 | CheTgsd910 | CheT | gsd | 910 | 169.4118 | 416.6667 | [30 empty] | 0 | 0 | 0
910 | Water Heating | Unit | Healthcare | New | Heat Pump Pool Heater Commercial | 0.40659 | 0.42071 |  | 2823.53 | 1 | 1.0347 | 6944.4444 | 15 |  | 3153.89 | 7756.9616 | Per Unit | GSD | 0.57723 | 0.60437 | 0.83705 | 1.097 | 1.2026 | 1.2026 | 1.289 | 1.2891 | 1.2453 | 1.1192 | 0.77553 | 0.85362 | CheNgsd910 | CheN | gsd | 910 | 169.4118 | 416.6667 | [30 empty] | 0 | 0 | 0
910 | Water Heating | Unit | Hospitals | Turnover | Heat Pump Pool Heater Commercial | 0.28518 | 0.288 |  | 2823.53 | 1 | 1.0099 | 9900.9901 | 15 |  | 3153.89 | 11059.4305 | Per Unit | GSD | 0.57723 | 0.60437 | 0.83705 | 1.097 | 1.2026 | 1.2026 | 1.289 | 1.2891 | 1.2453 | 1.1192 | 0.77553 | 0.85362 | ChoTgsd910 | ChoT | gsd | 910 | 169.4118 | 594.0594 | [30 empty] | 0 | 0 | 0
910 | Water Heating | Unit | Hospitals | New | Heat Pump Pool Heater Commercial | 0.28518 | 0.288 |  | 2823.53 | 1 | 1.0099 | 9900.9901 | 15 |  | 3153.89 | 11059.4305 | Per Unit | GSD | 0.57723 | 0.60437 | 0.83705 | 1.097 | 1.2026 | 1.2026 | 1.289 | 1.2891 | 1.2453 | 1.1192 | 0.77553 | 0.85362 | ChoNgsd910 | ChoN | gsd | 910 | 169.4118 | 594.0594 | [30 empty] | 0 | 0 | 0
910 | Water Heating | Unit | Institutional | Turnover | Heat Pump Pool Heater Commercial | 0.31341 | 0.33882 |  | 2823.53 | 1 | 1.0811 | 9009.009 | 15 |  | 3153.89 | 10063.0854 | Per Unit | GSD | 0.57723 | 0.60437 | 0.83705 | 1.097 | 1.2026 | 1.2026 | 1.289 | 1.2891 | 1.2453 | 1.1192 | 0.77553 | 0.85362 | CinTgsd910 | CinT | gsd | 910 | 169.4118 | 540.5405 | [30 empty] | 0 | 0 | 0
910 | Water Heating | Unit | Institutional | New | Heat Pump Pool Heater Commercial | 0.31341 | 0.33882 |  | 2823.53 | 1 | 1.0811 | 9009.009 | 15 |  | 3153.89 | 10063.0854 | Per Unit | GSD | 0.57723 | 0.60437 | 0.83705 | 1.097 | 1.2026 | 1.2026 | 1.289 | 1.2891 | 1.2453 | 1.1192 | 0.77553 | 0.85362 | CinNgsd910 | CinN | gsd | 910 | 169.4118 | 540.5405 | [30 empty] | 0 | 0 | 0
910 | Water Heating | Unit | Lodging/Hospitality | Turnover | Heat Pump Pool Heater Commercial | 0.30212 | 0.35294 |  | 2823.53 | 1 | 1.1682 | 9345.7944 | 15 |  | 3153.89 | 10439.2755 | Per Unit | GSD | 0.57723 | 0.60437 | 0.83705 | 1.097 | 1.2026 | 1.2026 | 1.289 | 1.2891 | 1.2453 | 1.1192 | 0.77553 | 0.85362 | CloTgsd910 | CloT | gsd | 910 | 169.4118 | 560.7477 | [30 empty] | 5.7888 | 0.61983 | 0.72077
910 | Water Heating | Unit | Lodging/Hospitality | New | Heat Pump Pool Heater Commercial | 0.30212 | 0.35294 |  | 2823.53 | 1 | 1.1682 | 9345.7944 | 15 |  | 3153.89 | 10439.2755 | Per Unit | GSD | 0.57723 | 0.60437 | 0.83705 | 1.097 | 1.2026 | 1.2026 | 1.289 | 1.2891 | 1.2453 | 1.1192 | 0.77553 | 0.85362 | CloNgsd910 | CloN | gsd | 910 | 169.4118 | 560.7477 | [30 empty] | 0.063848 | 0.0068365 | 0.0079498
910 | Water Heating | Unit | Miscellaneous | Turnover | Heat Pump Pool Heater Commercial | 0.31341 | 0.33318 |  | 2823.53 | 1 | 1.0631 | 9009.009 | 15 |  | 3153.89 | 10063.0854 | Per Unit | GSD | 0.57723 | 0.60437 | 0.83705 | 1.097 | 1.2026 | 1.2026 | 1.289 | 1.2891 | 1.2453 | 1.1192 | 0.77553 | 0.85362 | CmiTgsd910 | CmiT | gsd | 910 | 169.4118 | 540.5405 | [30 empty] | 0 | 0 | 0
910 | Water Heating | Unit | Miscellaneous | New | Heat Pump Pool Heater Commercial | 0.31341 | 0.33318 |  | 2823.53 | 1 | 1.0631 | 9009.009 | 15 |  | 3153.89 | 10063.0854 | Per Unit | GSD | 0.57723 | 0.60437 | 0.83705 | 1.097 | 1.2026 | 1.2026 | 1.289 | 1.2891 | 1.2453 | 1.1192 | 0.77553 | 0.85362 | CmiNgsd910 | CmiN | gsd | 910 | 169.4118 | 540.5405 | [30 empty] | 0 | 0 | 0
910 | Water Heating | Unit | Offices | Turnover | Heat Pump Pool Heater Commercial | 0.31341 | 0.33318 |  | 2823.53 | 1 | 1.0631 | 9009.009 | 15 |  | 3153.89 | 10063.0854 | Per Unit | GSD | 0.57723 | 0.60437 | 0.83705 | 1.097 | 1.2026 | 1.2026 | 1.289 | 1.2891 | 1.2453 | 1.1192 | 0.77553 | 0.85362 | CofTgsd910 | CofT | gsd | 910 | 169.4118 | 540.5405 | [30 empty] | 0 | 0 | 0
910 | Water Heating | Unit | Offices | New | Heat Pump Pool Heater Commercial | 0.31341 | 0.33318 |  | 2823.53 | 1 | 1.0631 | 9009.009 | 15 |  | 3153.89 | 10063.0854 | Per Unit | GSD | 0.57723 | 0.60437 | 0.83705 | 1.097 | 1.2026 | 1.2026 | 1.289 | 1.2891 | 1.2453 | 1.1192 | 0.77553 | 0.85362 | CofNgsd910 | CofN | gsd | 910 | 169.4118 | 540.5405 | [30 empty] | 0 | 0 | 0
910 | Water Heating | Unit | Restaurants | Turnover | Heat Pump Pool Heater Commercial | 0.37835 | 0.14118 |  | 2823.53 | 1 | 0.37313 | 7462.6866 | 15 |  | 3153.89 | 8335.8394 | Per Unit | GSD | 0.57723 | 0.60437 | 0.83705 | 1.097 | 1.2026 | 1.2026 | 1.289 | 1.2891 | 1.2453 | 1.1192 | 0.77553 | 0.85362 | CreTgsd910 | CreT | gsd | 910 | 169.4118 | 447.7612 | [30 empty] | 0 | 0 | 0
910 | Water Heating | Unit | Restaurants | New | Heat Pump Pool Heater Commercial | 0.37835 | 0.14118 |  | 2823.53 | 1 | 0.37313 | 7462.6866 | 15 |  | 3153.89 | 8335.8394 | Per Unit | GSD | 0.57723 | 0.60437 | 0.83705 | 1.097 | 1.2026 | 1.2026 | 1.289 | 1.2891 | 1.2453 | 1.1192 | 0.77553 | 0.85362 | CreNgsd910 | CreN | gsd | 910 | 169.4118 | 447.7612 | [30 empty] | 0 | 0 | 0
910 | Water Heating | Unit | Retail | Turnover | Heat Pump Pool Heater Commercial | 0.40376 | 0.22306 |  | 2823.53 | 1 | 0.55245 | 6993.007 | 15 |  | 3153.89 | 7811.2061 | Per Unit | GSD | 0.57723 | 0.60437 | 0.83705 | 1.097 | 1.2026 | 1.2026 | 1.289 | 1.2891 | 1.2453 | 1.1192 | 0.77553 | 0.85362 | CrtTgsd910 | CrtT | gsd | 910 | 169.4118 | 419.5804 | [30 empty] | 0 | 0 | 0
910 | Water Heating | Unit | Retail | New | Heat Pump Pool Heater Commercial | 0.40376 | 0.22306 |  | 2823.53 | 1 | 0.55245 | 6993.007 | 15 |  | 3153.89 | 7811.2061 | Per Unit | GSD | 0.57723 | 0.60437 | 0.83705 | 1.097 | 1.2026 | 1.2026 | 1.289 | 1.2891 | 1.2453 | 1.1192 | 0.77553 | 0.85362 | CrtNgsd910 | CrtN | gsd | 910 | 169.4118 | 419.5804 | [30 empty] | 0 | 0 | 0
910 | Water Heating | Unit | Schools K-12 | Turnover | Heat Pump Pool Heater Commercial | 0.29082 | 0.30212 |  | 2823.53 | 1 | 1.0388 | 9708.7379 | 15 |  | 3153.89 | 10844.6842 | Per Unit | GSD | 0.57723 | 0.60437 | 0.83705 | 1.097 | 1.2026 | 1.2026 | 1.289 | 1.2891 | 1.2453 | 1.1192 | 0.77553 | 0.85362 | CscTgsd910 | CscT | gsd | 910 | 169.4118 | 582.5243 | [30 empty] | 0 | 0 | 0
910 | Water Heating | Unit | Schools K-12 | New | Heat Pump Pool Heater Commercial | 0.29082 | 0.30212 |  | 2823.53 | 1 | 1.0388 | 9708.7379 | 15 |  | 3153.89 | 10844.6842 | Per Unit | GSD | 0.57723 | 0.60437 | 0.83705 | 1.097 | 1.2026 | 1.2026 | 1.289 | 1.2891 | 1.2453 | 1.1192 | 0.77553 | 0.85362 | CscNgsd910 | CscN | gsd | 910 | 169.4118 | 582.5243 | [30 empty] | 0 | 0 | 0
910 | Water Heating | Unit | Warehouse | Turnover | Heat Pump Pool Heater Commercial | 0.432 | 0.31341 |  | 2823.53 | 1 | 0.72549 | 6535.9477 | 15 |  | 3153.89 | 7300.6698 | Per Unit | GSD | 0.57723 | 0.60437 | 0.83705 | 1.097 | 1.2026 | 1.2026 | 1.289 | 1.2891 | 1.2453 | 1.1192 | 0.77553 | 0.85362 | CwaTgsd910 | CwaT | gsd | 910 | 169.4118 | 392.1569 | [30 empty] | 0 | 0 | 0
910 | Water Heating | Unit | Warehouse | New | Heat Pump Pool Heater Commercial | 0.432 | 0.31341 |  | 2823.53 | 1 | 0.72549 | 6535.9477 | 15 |  | 3153.89 | 7300.6698 | Per Unit | GSD | 0.57723 | 0.60437 | 0.83705 | 1.097 | 1.2026 | 1.2026 | 1.289 | 1.2891 | 1.2453 | 1.1192 | 0.77553 | 0.85362 | CwaNgsd910 | CwaN | gsd | 910 | 169.4118 | 392.1569 | [30 empty] | 0 | 0 | 0
911 | Water Heating | Unit | Assembly | Turnover | Heat Pump Water Heater | 0.57087 | 0.86944 |  | 4591.36 | 1 | 1.523 | 8042.7229 | 15 |  | 1389.5 | 2433.9985 | Per Water Heater | GSD | 0.57723 | 0.60437 | 0.83705 | 1.097 | 1.2026 | 1.2026 | 1.289 | 1.2891 | 1.2453 | 1.1192 | 0.77553 | 0.85362 | CasTgsd911 | CasT | gsd | 911 | 275.4816 | 482.5634 | [30 empty] | 5.1087 | 0.6352 | 0.96741
911 | Water Heating | Unit | Assembly | New | Heat Pump Water Heater | 0.57087 | 0.86944 |  | 4591.36 | 1 | 1.523 | 8042.7229 | 15 |  | 1389.5 | 2433.9985 | Per Water Heater | GSD | 0.57723 | 0.60437 | 0.83705 | 1.097 | 1.2026 | 1.2026 | 1.289 | 1.2891 | 1.2453 | 1.1192 | 0.77553 | 0.85362 | CasNgsd911 | CasN | gsd | 911 | 275.4816 | 482.5634 | [30 empty] | 0.056347 | 0.007006 | 0.01067
911 | Water Heating | Unit | College and University | Turnover | Heat Pump Water Heater | 1.1052 | 1.3422 |  | 12052.32 | 1 | 1.2145 | 10905.4227 | 15 |  | 13895 | 12572.7535 | Per Water Heater | GSD | 0.57723 | 0.60437 | 0.83705 | 1.097 | 1.2026 | 1.2026 | 1.289 | 1.2891 | 1.2453 | 1.1192 | 0.77553 | 0.85362 | CcoTgsd911 | CcoT | gsd | 911 | 723.1392 | 654.3254 | [30 empty] | 4.2723 | 0.39176 | 0.47579
911 | Water Heating | Unit | College and University | New | Heat Pump Water Heater | 1.1052 | 1.3422 |  | 12052.32 | 1 | 1.2145 | 10905.4227 | 15 |  | 13895 | 12572.7535 | Per Water Heater | GSD | 0.57723 | 0.60437 | 0.83705 | 1.097 | 1.2026 | 1.2026 | 1.289 | 1.2891 | 1.2453 | 1.1192 | 0.77553 | 0.85362 | CcoNgsd911 | CcoN | gsd | 911 | 723.1392 | 654.3254 | [30 empty] | 0.047122 | 0.004321 | 0.0052478
911 | Water Heating | Unit | Data Center | Turnover | Heat Pump Water Heater | 7.473 | 9.0759 |  | 81496.62 | 1 | 1.2145 | 10905.4227 | 15 |  | 27790 | 3718.7027 | Per Water Heater | GSD | 0.57723 | 0.60437 | 0.83705 | 1.097 | 1.2026 | 1.2026 | 1.289 | 1.2891 | 1.2453 | 1.1192 | 0.77553 | 0.85362 | CdaTgsd911 | CdaT | gsd | 911 | 4889.7972 | 654.3254 | [30 empty] | 0.18522 | 0.016984 | 0.020627
911 | Water Heating | Unit | Data Center | New | Heat Pump Water Heater | 7.473 | 9.0759 |  | 81496.62 | 1 | 1.2145 | 10905.4227 | 15 |  | 27790 | 3718.7027 | Per Water Heater | GSD | 0.57723 | 0.60437 | 0.83705 | 1.097 | 1.2026 | 1.2026 | 1.289 | 1.2891 | 1.2453 | 1.1192 | 0.77553 | 0.85362 | CdaNgsd911 | CdaN | gsd | 911 | 4889.7972 | 654.3254 | [30 empty] | 0.0020429 | 0.00018733 | 0.0002275
911 | Water Heating | Unit | Grocery | Turnover | Heat Pump Water Heater | 0.28544 | 0.43472 |  | 2295.68 | 1 | 1.523 | 8042.723 | 15 |  | 1389.5 | 4867.9971 | Per Water Heater | GSD | 0.57723 | 0.60437 | 0.83705 | 1.097 | 1.2026 | 1.2026 | 1.289 | 1.2891 | 1.2453 | 1.1192 | 0.77553 | 0.85362 | CgrTgsd911 | CgrT | gsd | 911 | 137.7408 | 482.5634 | [30 empty] | 1.2035 | 0.14964 | 0.2279
911 | Water Heating | Unit | Grocery | New | Heat Pump Water Heater | 0.28544 | 0.43472 |  | 2295.68 | 1 | 1.523 | 8042.723 | 15 |  | 1389.5 | 4867.9971 | Per Water Heater | GSD | 0.57723 | 0.60437 | 0.83705 | 1.097 | 1.2026 | 1.2026 | 1.289 | 1.2891 | 1.2453 | 1.1192 | 0.77553 | 0.85362 | CgrNgsd911 | CgrN | gsd | 911 | 137.7408 | 482.5634 | [30 empty] | 0.013274 | 0.0016505 | 0.0025137
911 | Water Heating | Unit | Healthcare | Turnover | Heat Pump Water Heater | 0.99991 | 1.2144 |  | 10904.48 | 1 | 1.2145 | 10905.4227 | 15 |  | 1389.5 | 1389.6201 | Per Water Heater | GSD | 0.57723 | 0.60437 | 0.83705 | 1.097 | 1.2026 | 1.2026 | 1.289 | 1.2891 | 1.2453 | 1.1192 | 0.77553 | 0.85362 | CheTgsd911 | CheT | gsd | 911 | 654.2688 | 654.3254 | [30 empty] | 3.1396 | 0.28789 | 0.34964
911 | Water Heating | Unit | Healthcare | New | Heat Pump Water Heater | 0.99991 | 1.2144 |  | 10904.48 | 1 | 1.2145 | 10905.4227 | 15 |  | 1389.5 | 1389.6201 | Per Water Heater | GSD | 0.57723 | 0.60437 | 0.83705 | 1.097 | 1.2026 | 1.2026 | 1.289 | 1.2891 | 1.2453 | 1.1192 | 0.77553 | 0.85362 | CheNgsd911 | CheN | gsd | 911 | 654.2688 | 654.3254 | [30 empty] | 0.034628 | 0.0031753 | 0.0038564
911 | Water Heating | Unit | Hospitals | Turnover | Heat Pump Water Heater | 17.5774 | 21.3475 |  | 191689.24 | 1 | 1.2145 | 10905.4227 | 15 |  | 20842.5 | 1185.7539 | Per Water Heater | GSD | 0.57723 | 0.60437 | 0.83705 | 1.097 | 1.2026 | 1.2026 | 1.289 | 1.2891 | 1.2453 | 1.1192 | 0.77553 | 0.85362 | ChoTgsd911 | ChoT | gsd | 911 | 11501.3544 | 654.3254 | [30 empty] | 2.3396 | 0.21454 | 0.26055
911 | Water Heating | Unit | Hospitals | New | Heat Pump Water Heater | 17.5774 | 21.3475 |  | 191689.24 | 1 | 1.2145 | 10905.4227 | 15 |  | 20842.5 | 1185.7539 | Per Water Heater | GSD | 0.57723 | 0.60437 | 0.83705 | 1.097 | 1.2026 | 1.2026 | 1.289 | 1.2891 | 1.2453 | 1.1192 | 0.77553 | 0.85362 | ChoNgsd911 | ChoN | gsd | 911 | 11501.3544 | 654.3254 | [30 empty] | 0.025805 | 0.0023663 | 0.0028738
911 | Water Heating | Unit | Institutional | Turnover | Heat Pump Water Heater | 0.26314 | 0.31957 |  | 2869.6 | 1 | 1.2145 | 10905.4227 | 15 |  | 34737.5 | 132013.912 | Per Water Heater | GSD | 0.57723 | 0.60437 | 0.83705 | 1.097 | 1.2026 | 1.2026 | 1.289 | 1.2891 | 1.2453 | 1.1192 | 0.77553 | 0.85362 | CinTgsd911 | CinT | gsd | 911 | 172.176 | 654.3254 | [30 empty] | 2.4 | 0.22007 | 0.26727
911 | Water Heating | Unit | Institutional | New | Heat Pump Water Heater | 0.26314 | 0.31957 |  | 2869.6 | 1 | 1.2145 | 10905.4227 | 15 |  | 34737.5 | 132013.912 | Per Water Heater | GSD | 0.57723 | 0.60437 | 0.83705 | 1.097 | 1.2026 | 1.2026 | 1.289 | 1.2891 | 1.2453 | 1.1192 | 0.77553 | 0.85362 | CinNgsd911 | CinN | gsd | 911 | 172.176 | 654.3254 | [30 empty] | 0.026471 | 0.0024273 | 0.0029479
911 | Water Heating | Unit | Lodging/Hospitality | Turnover | Heat Pump Water Heater | 0.29358 | 1.1771 |  | 7460.96 | 1 | 4.0096 | 25413.8002 | 15 |  | 4168.5 | 14198.9001 | Per Water Heater | GSD | 0.57723 | 0.60437 | 0.83705 | 1.097 | 1.2026 | 1.2026 | 1.289 | 1.2891 | 1.2453 | 1.1192 | 0.77553 | 0.85362 | CloTgsd911 | CloT | gsd | 911 | 447.6576 | 1524.828 | [30 empty] | 47.6741 | 1.8759 | 7.5217
911 | Water Heating | Unit | Lodging/Hospitality | New | Heat Pump Water Heater | 0.29358 | 1.1771 |  | 7460.96 | 1 | 4.0096 | 25413.8002 | 15 |  | 4168.5 | 14198.9001 | Per Water Heater | GSD | 0.57723 | 0.60437 | 0.83705 | 1.097 | 1.2026 | 1.2026 | 1.289 | 1.2891 | 1.2453 | 1.1192 | 0.77553 | 0.85362 | CloNgsd911 | CloN | gsd | 911 | 447.6576 | 1524.828 | [30 empty] | 0.52583 | 0.020691 | 0.082961
911 | Water Heating | Unit | Miscellaneous | Turnover | Heat Pump Water Heater | 1.4272 | 2.1736 |  | 11478.39 | 1 | 1.523 | 8042.7229 | 15 |  | 27790 | 19472.0053 | Per Water Heater | GSD | 0.57723 | 0.60437 | 0.83705 | 1.097 | 1.2026 | 1.2026 | 1.289 | 1.2891 | 1.2453 | 1.1192 | 0.77553 | 0.85362 | CmiTgsd911 | CmiT | gsd | 911 | 688.7034 | 482.5634 | [30 empty] | 6.6469 | 0.82645 | 1.2587
911 | Water Heating | Unit | Miscellaneous | New | Heat Pump Water Heater | 1.4272 | 2.1736 |  | 11478.39 | 1 | 1.523 | 8042.7229 | 15 |  | 27790 | 19472.0053 | Per Water Heater | GSD | 0.57723 | 0.60437 | 0.83705 | 1.097 | 1.2026 | 1.2026 | 1.289 | 1.2891 | 1.2453 | 1.1192 | 0.77553 | 0.85362 | CmiNgsd911 | CmiN | gsd | 911 | 688.7034 | 482.5634 | [30 empty] | 0.073313 | 0.0091154 | 0.013883
911 | Water Heating | Unit | Offices | Turnover | Heat Pump Water Heater | 2.4976 | 3.8038 |  | 20087.2 | 1 | 1.523 | 8042.7229 | 15 |  | 4168.5 | 1669.0276 | Per Water Heater | GSD | 0.57723 | 0.60437 | 0.83705 | 1.097 | 1.2026 | 1.2026 | 1.289 | 1.2891 | 1.2453 | 1.1192 | 0.77553 | 0.85362 | CofTgsd911 | CofT | gsd | 911 | 1205.232 | 482.5634 | [30 empty] | 24.0472 | 2.9899 | 4.5537
911 | Water Heating | Unit | Offices | New | Heat Pump Water Heater | 2.4976 | 3.8038 |  | 20087.2 | 1 | 1.523 | 8042.7229 | 15 |  | 4168.5 | 1669.0276 | Per Water Heater | GSD | 0.57723 | 0.60437 | 0.83705 | 1.097 | 1.2026 | 1.2026 | 1.289 | 1.2891 | 1.2453 | 1.1192 | 0.77553 | 0.85362 | CofNgsd911 | CofN | gsd | 911 | 1205.232 | 482.5634 | [30 empty] | 0.26523 | 0.032978 | 0.050225
911 | Water Heating | Unit | Restaurants | Turnover | Heat Pump Water Heater | 0.85631 | 1.3042 |  | 6887.04 | 1 | 1.523 | 8042.7229 | 15 |  | 2779 | 3245.3314 | Per Water Heater | GSD | 0.57723 | 0.60437 | 0.83705 | 1.097 | 1.2026 | 1.2026 | 1.289 | 1.2891 | 1.2453 | 1.1192 | 0.77553 | 0.85362 | CreTgsd911 | CreT | gsd | 911 | 413.2224 | 482.5634 | [30 empty] | 63.7841 | 7.9306 | 12.0784
911 | Water Heating | Unit | Restaurants | New | Heat Pump Water Heater | 0.85631 | 1.3042 |  | 6887.04 | 1 | 1.523 | 8042.7229 | 15 |  | 2779 | 3245.3314 | Per Water Heater | GSD | 0.57723 | 0.60437 | 0.83705 | 1.097 | 1.2026 | 1.2026 | 1.289 | 1.2891 | 1.2453 | 1.1192 | 0.77553 | 0.85362 | CreNgsd911 | CreN | gsd | 911 | 413.2224 | 482.5634 | [30 empty] | 0.70352 | 0.087472 | 0.13322
911 | Water Heating | Unit | Retail | Turnover | Heat Pump Water Heater | 1.2845 | 1.9562 |  | 10330.56 | 1 | 1.523 | 8042.7229 | 15 |  | 4168.5 | 3245.3314 | Per Water Heater | GSD | 0.57723 | 0.60437 | 0.83705 | 1.097 | 1.2026 | 1.2026 | 1.289 | 1.2891 | 1.2453 | 1.1192 | 0.77553 | 0.85362 | CrtTgsd911 | CrtT | gsd | 911 | 619.8336 | 482.5634 | [30 empty] | 9.0833 | 1.1294 | 1.72
911 | Water Heating | Unit | Retail | New | Heat Pump Water Heater | 1.2845 | 1.9562 |  | 10330.56 | 1 | 1.523 | 8042.7229 | 15 |  | 4168.5 | 3245.3314 | Per Water Heater | GSD | 0.57723 | 0.60437 | 0.83705 | 1.097 | 1.2026 | 1.2026 | 1.289 | 1.2891 | 1.2453 | 1.1192 | 0.77553 | 0.85362 | CrtNgsd911 | CrtN | gsd | 911 | 619.8336 | 482.5634 | [30 empty] | 0.10019 | 0.012457 | 0.018971
911 | Water Heating | Unit | Schools K-12 | Turnover | Heat Pump Water Heater | 2.2121 | 3.3691 |  | 17791.52 | 1 | 1.523 | 8042.7229 | 15 |  | 1389.5 | 628.1287 | Per Water Heater | GSD | 0.57723 | 0.60437 | 0.83705 | 1.097 | 1.2026 | 1.2026 | 1.289 | 1.2891 | 1.2453 | 1.1192 | 0.77553 | 0.85362 | CscTgsd911 | CscT | gsd | 911 | 1067.4912 | 482.5634 | [30 empty] | 12.494 | 1.5535 | 2.3659
911 | Water Heating | Unit | Schools K-12 | New | Heat Pump Water Heater | 2.2121 | 3.3691 |  | 17791.52 | 1 | 1.523 | 8042.7229 | 15 |  | 1389.5 | 628.1287 | Per Water Heater | GSD | 0.57723 | 0.60437 | 0.83705 | 1.097 | 1.2026 | 1.2026 | 1.289 | 1.2891 | 1.2453 | 1.1192 | 0.77553 | 0.85362 | CscNgsd911 | CscN | gsd | 911 | 1067.4912 | 482.5634 | [30 empty] | 0.1378 | 0.017134 | 0.026095
911 | Water Heating | Unit | Warehouse | Turnover | Heat Pump Water Heater | 0.49951 | 0.76076 |  | 4017.44 | 1 | 1.523 | 8042.7229 | 15 |  | 1389.5 | 2781.7126 | Per Water Heater | GSD | 0.57723 | 0.60437 | 0.83705 | 1.097 | 1.2026 | 1.2026 | 1.289 | 1.2891 | 1.2453 | 1.1192 | 0.77553 | 0.85362 | CwaTgsd911 | CwaT | gsd | 911 | 241.0464 | 482.5634 | [30 empty] | 1.9621 | 0.24396 | 0.37155
911 | Water Heating | Unit | Warehouse | New | Heat Pump Water Heater | 0.49951 | 0.76076 |  | 4017.44 | 1 | 1.523 | 8042.7229 | 15 |  | 1389.5 | 2781.7126 | Per Water Heater | GSD | 0.57723 | 0.60437 | 0.83705 | 1.097 | 1.2026 | 1.2026 | 1.289 | 1.2891 | 1.2453 | 1.1192 | 0.77553 | 0.85362 | CwaNgsd911 | CwaN | gsd | 911 | 241.0464 | 482.5634 | [30 empty] | 0.021641 | 0.0026908 | 0.0040981
912 | Water Heating | Unit | Assembly | Turnover | Instantaneous Hot Water System Commercial | 0.053989 | 0.082226 |  | 434.22 | 1 | 1.523 | 8042.7229 | 5 |  | 3118.5 | 57761.5758 | Per Water Heater | GSD | 1.0063 | 0.98564 | 1.0265 | 1.0441 | 1.0994 | 1.0901 | 1.0679 | 1.0965 | 1.0642 | 1.0547 | 1.0277 | 1.0297 | CasTgsd912 | CasT | gsd | 912 | 26.0532 | 482.5634 | [30 empty] | 0.61547 | 0.076525 | 0.11655
912 | Water Heating | Unit | Assembly | New | Instantaneous Hot Water System Commercial | 0.053989 | 0.082226 |  | 434.22 | 1 | 1.523 | 8042.7229 | 5 |  | 3118.5 | 57761.5758 | Per Water Heater | GSD | 1.0063 | 0.98564 | 1.0265 | 1.0441 | 1.0994 | 1.0901 | 1.0679 | 1.0965 | 1.0642 | 1.0547 | 1.0277 | 1.0297 | CasNgsd912 | CasN | gsd | 912 | 26.0532 | 482.5634 | [30 empty] | 0.0051576 | 0.00064127 | 0.00097666
912 | Water Heating | Unit | College and University | Turnover | Instantaneous Hot Water System Commercial | 0.10452 | 0.12693 |  | 1139.81 | 1 | 1.2145 | 10905.4228 | 5 |  | 31185 | 298370.4382 | Per Water Heater | GSD | 1.0063 | 0.98564 | 1.0265 | 1.0441 | 1.0994 | 1.0901 | 1.0679 | 1.0965 | 1.0642 | 1.0547 | 1.0277 | 1.0297 | CcoTgsd912 | CcoT | gsd | 912 | 68.3886 | 654.3254 | [30 empty] | 0.5147 | 0.047197 | 0.057319
912 | Water Heating | Unit | College and University | New | Instantaneous Hot Water System Commercial | 0.10452 | 0.12693 |  | 1139.81 | 1 | 1.2145 | 10905.4228 | 5 |  | 31185 | 298370.4382 | Per Water Heater | GSD | 1.0063 | 0.98564 | 1.0265 | 1.0441 | 1.0994 | 1.0901 | 1.0679 | 1.0965 | 1.0642 | 1.0547 | 1.0277 | 1.0297 | CcoNgsd912 | CcoN | gsd | 912 | 68.3886 | 654.3254 | [30 empty] | 0.0027603 | 0.00025312 | 0.00030741
912 | Water Heating | Unit | Data Center | Turnover | Instantaneous Hot Water System Commercial | 0.70674 | 0.85832 |  | 7707.26 | 1 | 1.2145 | 10905.4227 | 5 |  | 62370 | 88250.7162 | Per Water Heater | GSD | 1.0063 | 0.98564 | 1.0265 | 1.0441 | 1.0994 | 1.0901 | 1.0679 | 1.0965 | 1.0642 | 1.0547 | 1.0277 | 1.0297 | CdaTgsd912 | CdaT | gsd | 912 | 462.4356 | 654.3254 | [30 empty] | 0.022313 | 0.0020461 | 0.0024849
912 | Water Heating | Unit | Data Center | New | Instantaneous Hot Water System Commercial | 0.70674 | 0.85832 |  | 7707.26 | 1 | 1.2145 | 10905.4227 | 5 |  | 62370 | 88250.7162 | Per Water Heater | GSD | 1.0063 | 0.98564 | 1.0265 | 1.0441 | 1.0994 | 1.0901 | 1.0679 | 1.0965 | 1.0642 | 1.0547 | 1.0277 | 1.0297 | CdaNgsd912 | CdaN | gsd | 912 | 462.4356 | 654.3254 | [30 empty] | 0.00019077 | 1.7493e-05 | 2.1245e-05
912 | Water Heating | Unit | Grocery | Turnover | Instantaneous Hot Water System Commercial | 0.026993 | 0.041111 |  | 217.1 | 1 | 1.523 | 8042.7228 | 5 |  | 3118.5 | 115528.4713 | Per Water Heater | GSD | 1.0063 | 0.98564 | 1.0265 | 1.0441 | 1.0994 | 1.0901 | 1.0679 | 1.0965 | 1.0642 | 1.0547 | 1.0277 | 1.0297 | CgrTgsd912 | CgrT | gsd | 912 | 13.026 | 482.5634 | [30 empty] | 0.14499 | 0.018027 | 0.027455
912 | Water Heating | Unit | Grocery | New | Instantaneous Hot Water System Commercial | 0.026993 | 0.041111 |  | 217.1 | 1 | 1.523 | 8042.7228 | 5 |  | 3118.5 | 115528.4713 | Per Water Heater | GSD | 1.0063 | 0.98564 | 1.0265 | 1.0441 | 1.0994 | 1.0901 | 1.0679 | 1.0965 | 1.0642 | 1.0547 | 1.0277 | 1.0297 | CgrNgsd912 | CgrN | gsd | 912 | 13.026 | 482.5634 | [30 empty] | 0.0010887 | 0.00013537 | 0.00020617
912 | Water Heating | Unit | Healthcare | Turnover | Instantaneous Hot Water System Commercial | 0.094563 | 0.11485 |  | 1031.25 | 1 | 1.2145 | 10905.4227 | 5 |  | 3118.5 | 32977.9983 | Per Water Heater | GSD | 1.0063 | 0.98564 | 1.0265 | 1.0441 | 1.0994 | 1.0901 | 1.0679 | 1.0965 | 1.0642 | 1.0547 | 1.0277 | 1.0297 | CheTgsd912 | CheT | gsd | 912 | 61.875 | 654.3254 | [30 empty] | 0.37823 | 0.034683 | 0.042121
912 | Water Heating | Unit | Healthcare | New | Instantaneous Hot Water System Commercial | 0.094563 | 0.11485 |  | 1031.25 | 1 | 1.2145 | 10905.4227 | 5 |  | 3118.5 | 32977.9983 | Per Water Heater | GSD | 1.0063 | 0.98564 | 1.0265 | 1.0441 | 1.0994 | 1.0901 | 1.0679 | 1.0965 | 1.0642 | 1.0547 | 1.0277 | 1.0297 | CheNgsd912 | CheN | gsd | 912 | 61.875 | 654.3254 | [30 empty] | 0.0022185 | 0.00020343 | 0.00024706
912 | Water Heating | Unit | Hospitals | Turnover | Instantaneous Hot Water System Commercial | 1.6623 | 2.0189 |  | 18128.37 | 1 | 1.2145 | 10905.4227 | 5 |  | 46777.5 | 28139.7837 | Per Water Heater | GSD | 1.0063 | 0.98564 | 1.0265 | 1.0441 | 1.0994 | 1.0901 | 1.0679 | 1.0965 | 1.0642 | 1.0547 | 1.0277 | 1.0297 | ChoTgsd912 | ChoT | gsd | 912 | 1087.7022 | 654.3254 | [30 empty] | 0.28186 | 0.025846 | 0.031389
912 | Water Heating | Unit | Hospitals | New | Instantaneous Hot Water System Commercial | 1.6623 | 2.0189 |  | 18128.37 | 1 | 1.2145 | 10905.4227 | 5 |  | 46777.5 | 28139.7837 | Per Water Heater | GSD | 1.0063 | 0.98564 | 1.0265 | 1.0441 | 1.0994 | 1.0901 | 1.0679 | 1.0965 | 1.0642 | 1.0547 | 1.0277 | 1.0297 | ChoNgsd912 | ChoN | gsd | 912 | 1087.7022 | 654.3254 | [30 empty] | 0.0015291 | 0.00014022 | 0.00017029
912 | Water Heating | Unit | Institutional | Turnover | Instantaneous Hot Water System Commercial | 0.024886 | 0.030223 |  | 271.39 | 1 | 1.2145 | 10905.4225 | 5 |  | 77962.5 | 3132812.5675 | Per Water Heater | GSD | 1.0063 | 0.98564 | 1.0265 | 1.0441 | 1.0994 | 1.0901 | 1.0679 | 1.0965 | 1.0642 | 1.0547 | 1.0277 | 1.0297 | CinTgsd912 | CinT | gsd | 912 | 16.2834 | 654.3254 | [30 empty] | 0.28914 | 0.026513 | 0.0322
912 | Water Heating | Unit | Institutional | New | Instantaneous Hot Water System Commercial | 0.024886 | 0.030223 |  | 271.39 | 1 | 1.2145 | 10905.4225 | 5 |  | 77962.5 | 3132812.5675 | Per Water Heater | GSD | 1.0063 | 0.98564 | 1.0265 | 1.0441 | 1.0994 | 1.0901 | 1.0679 | 1.0965 | 1.0642 | 1.0547 | 1.0277 | 1.0297 | CinNgsd912 | CinN | gsd | 912 | 16.2834 | 654.3254 | [30 empty] | 0.0024721 | 0.00022668 | 0.0002753
912 | Water Heating | Unit | Lodging/Hospitality | Turnover | Instantaneous Hot Water System Commercial | 0.027764 | 0.11132 |  | 705.59 | 1 | 4.0096 | 25413.8004 | 5 |  | 9355.5 | 336964.54 | Per Water Heater | GSD | 1.0063 | 0.98564 | 1.0265 | 1.0441 | 1.0994 | 1.0901 | 1.0679 | 1.0965 | 1.0642 | 1.0547 | 1.0277 | 1.0297 | CloTgsd912 | CloT | gsd | 912 | 42.3354 | 1524.828 | [30 empty] | 5.7434 | 0.22599 | 0.90615
912 | Water Heating | Unit | Lodging/Hospitality | New | Instantaneous Hot Water System Commercial | 0.027764 | 0.11132 |  | 705.59 | 1 | 4.0096 | 25413.8004 | 5 |  | 9355.5 | 336964.54 | Per Water Heater | GSD | 1.0063 | 0.98564 | 1.0265 | 1.0441 | 1.0994 | 1.0901 | 1.0679 | 1.0965 | 1.0642 | 1.0547 | 1.0277 | 1.0297 | CloNgsd912 | CloN | gsd | 912 | 42.3354 | 1524.828 | [30 empty] | 0.03019 | 0.0011879 | 0.0047632
912 | Water Heating | Unit | Miscellaneous | Turnover | Instantaneous Hot Water System Commercial | 0.13497 | 0.20556 |  | 1085.53 | 1 | 1.523 | 8042.7229 | 5 |  | 62370 | 462101.1214 | Per Water Heater | GSD | 1.0063 | 0.98564 | 1.0265 | 1.0441 | 1.0994 | 1.0901 | 1.0679 | 1.0965 | 1.0642 | 1.0547 | 1.0277 | 1.0297 | CmiTgsd912 | CmiT | gsd | 912 | 65.1318 | 482.5634 | [30 empty] | 0.80077 | 0.099564 | 0.15164
912 | Water Heating | Unit | Miscellaneous | New | Instantaneous Hot Water System Commercial | 0.13497 | 0.20556 |  | 1085.53 | 1 | 1.523 | 8042.7229 | 5 |  | 62370 | 462101.1214 | Per Water Heater | GSD | 1.0063 | 0.98564 | 1.0265 | 1.0441 | 1.0994 | 1.0901 | 1.0679 | 1.0965 | 1.0642 | 1.0547 | 1.0277 | 1.0297 | CmiNgsd912 | CmiN | gsd | 912 | 65.1318 | 482.5634 | [30 empty] | 0.0067103 | 0.00083433 | 0.0012707
912 | Water Heating | Unit | Offices | Turnover | Instantaneous Hot Water System Commercial | 0.2362 | 0.35973 |  | 1899.68 | 1 | 1.523 | 8042.723 | 5 |  | 9355.5 | 39608.6155 | Per Water Heater | GSD | 1.0063 | 0.98564 | 1.0265 | 1.0441 | 1.0994 | 1.0901 | 1.0679 | 1.0965 | 1.0642 | 1.0547 | 1.0277 | 1.0297 | CofTgsd912 | CofT | gsd | 912 | 113.9808 | 482.5634 | [30 empty] | 2.897 | 0.3602 | 0.54859
912 | Water Heating | Unit | Offices | New | Instantaneous Hot Water System Commercial | 0.2362 | 0.35973 |  | 1899.68 | 1 | 1.523 | 8042.723 | 5 |  | 9355.5 | 39608.6155 | Per Water Heater | GSD | 1.0063 | 0.98564 | 1.0265 | 1.0441 | 1.0994 | 1.0901 | 1.0679 | 1.0965 | 1.0642 | 1.0547 | 1.0277 | 1.0297 | CofNgsd912 | CofN | gsd | 912 | 113.9808 | 482.5634 | [30 empty] | 0.024769 | 0.0030796 | 0.0046903
912 | Water Heating | Unit | Restaurants | Turnover | Instantaneous Hot Water System Commercial | 0.080983 | 0.12334 |  | 651.32 | 1 | 1.523 | 8042.7229 | 5 |  | 6237 | 77016.6166 | Per Water Heater | GSD | 1.0063 | 0.98564 | 1.0265 | 1.0441 | 1.0994 | 1.0901 | 1.0679 | 1.0965 | 1.0642 | 1.0547 | 1.0277 | 1.0297 | CreTgsd912 | CreT | gsd | 912 | 39.0792 | 482.5634 | [30 empty] | 7.6842 | 0.95542 | 1.4551
912 | Water Heating | Unit | Restaurants | New | Instantaneous Hot Water System Commercial | 0.080983 | 0.12334 |  | 651.32 | 1 | 1.523 | 8042.7229 | 5 |  | 6237 | 77016.6166 | Per Water Heater | GSD | 1.0063 | 0.98564 | 1.0265 | 1.0441 | 1.0994 | 1.0901 | 1.0679 | 1.0965 | 1.0642 | 1.0547 | 1.0277 | 1.0297 | CreNgsd912 | CreN | gsd | 912 | 39.0792 | 482.5634 | [30 empty] | 0.058372 | 0.0072577 | 0.011054
912 | Water Heating | Unit | Retail | Turnover | Instantaneous Hot Water System Commercial | 0.12147 | 0.185 |  | 976.98 | 1 | 1.523 | 8042.723 | 5 |  | 9355.5 | 77016.6172 | Per Water Heater | GSD | 1.0063 | 0.98564 | 1.0265 | 1.0441 | 1.0994 | 1.0901 | 1.0679 | 1.0965 | 1.0642 | 1.0547 | 1.0277 | 1.0297 | CrtTgsd912 | CrtT | gsd | 912 | 58.6188 | 482.5634 | [30 empty] | 1.0943 | 0.13606 | 0.20722
912 | Water Heating | Unit | Retail | New | Instantaneous Hot Water System Commercial | 0.12147 | 0.185 |  | 976.98 | 1 | 1.523 | 8042.723 | 5 |  | 9355.5 | 77016.6172 | Per Water Heater | GSD | 1.0063 | 0.98564 | 1.0265 | 1.0441 | 1.0994 | 1.0901 | 1.0679 | 1.0965 | 1.0642 | 1.0547 | 1.0277 | 1.0297 | CrtNgsd912 | CrtN | gsd | 912 | 58.6188 | 482.5634 | [30 empty] | 0.0091699 | 0.0011402 | 0.0017365
912 | Water Heating | Unit | Schools K-12 | Turnover | Instantaneous Hot Water System Commercial | 0.20921 | 0.31862 |  | 1682.58 | 1 | 1.523 | 8042.7229 | 5 |  | 3118.5 | 14906.4125 | Per Water Heater | GSD | 1.0063 | 0.98564 | 1.0265 | 1.0441 | 1.0994 | 1.0901 | 1.0679 | 1.0965 | 1.0642 | 1.0547 | 1.0277 | 1.0297 | CscTgsd912 | CscT | gsd | 912 | 100.9548 | 482.5634 | [30 empty] | 1.5052 | 0.18715 | 0.28503
912 | Water Heating | Unit | Schools K-12 | New | Instantaneous Hot Water System Commercial | 0.20921 | 0.31862 |  | 1682.58 | 1 | 1.523 | 8042.7229 | 5 |  | 3118.5 | 14906.4125 | Per Water Heater | GSD | 1.0063 | 0.98564 | 1.0265 | 1.0441 | 1.0994 | 1.0901 | 1.0679 | 1.0965 | 1.0642 | 1.0547 | 1.0277 | 1.0297 | CscNgsd912 | CscN | gsd | 912 | 100.9548 | 482.5634 | [30 empty] | 0.012613 | 0.0015683 | 0.0023885
912 | Water Heating | Unit | Warehouse | Turnover | Instantaneous Hot Water System Commercial | 0.047239 | 0.071945 |  | 379.93 | 1 | 1.523 | 8042.723 | 5 |  | 3118.5 | 66015.4022 | Per Water Heater | GSD | 1.0063 | 0.98564 | 1.0265 | 1.0441 | 1.0994 | 1.0901 | 1.0679 | 1.0965 | 1.0642 | 1.0547 | 1.0277 | 1.0297 | CwaTgsd912 | CwaT | gsd | 912 | 22.7958 | 482.5634 | [30 empty] | 0.23637 | 0.02939 | 0.044761
912 | Water Heating | Unit | Warehouse | New | Instantaneous Hot Water System Commercial | 0.047239 | 0.071945 |  | 379.93 | 1 | 1.523 | 8042.723 | 5 |  | 3118.5 | 66015.4022 | Per Water Heater | GSD | 1.0063 | 0.98564 | 1.0265 | 1.0441 | 1.0994 | 1.0901 | 1.0679 | 1.0965 | 1.0642 | 1.0547 | 1.0277 | 1.0297 | CwaNgsd912 | CwaN | gsd | 912 | 22.7958 | 482.5634 | [30 empty] | 0.0019808 | 0.00024628 | 0.00037509
1001 | Whole Building | Controls | Assembly | Existing | Commercial Strategic Energy Management | 0.93449 | 0.72217 |  | 3937.39 | 1 | 0.7728 | 4213.4043 | 10 |  | 15000 | 16051.5123 | per facility | GSD | 1 | 1 | 1 | 1 | 1 | 1 | 1 | 1 | 1 | 1 | 1 | 1 | CasEgsd1001 | CasE | gsd | 1001 | 197.9846 | 211.8635 | [30 empty] | 0 | 0 | 0
1001 | Whole Building | Controls | Assembly | New | Commercial Strategic Energy Management | 0.93449 | 0.72217 |  | 3937.39 | 1 | 0.7728 | 4213.4043 | 10 |  | 15000 | 16051.5123 | per facility | GSD | 1 | 1 | 1 | 1 | 1 | 1 | 1 | 1 | 1 | 1 | 1 | 1 | CasNgsd1001 | CasN | gsd | 1001 | 197.9846 | 211.8635 | [30 empty] | 0 | 0 | 0
1001 | Whole Building | Controls | College and University | Existing | Commercial Strategic Energy Management | 0.5021 | 0.35315 |  | 4113.2013 | 1 | 0.70334 | 8192.0077 | 10 |  | 15001.5 | 29877.5566 | per facility | GSD | 1 | 1 | 1 | 1 | 1 | 1 | 1 | 1 | 1 | 1 | 1 | 1 | CcoEgsd1001 | CcoE | gsd | 1001 | 206.8249 | 411.9204 | [30 empty] | 0 | 0 | 0
1001 | Whole Building | Controls | College and University | New | Commercial Strategic Energy Management | 0.5021 | 0.35315 |  | 4113.2013 | 1 | 0.70334 | 8192.0077 | 10 |  | 15001.5 | 29877.5566 | per facility | GSD | 1 | 1 | 1 | 1 | 1 | 1 | 1 | 1 | 1 | 1 | 1 | 1 | CcoNgsd1001 | CcoN | gsd | 1001 | 206.8249 | 411.9204 | [30 empty] | 0 | 0 | 0
1001 | Whole Building | Controls | Data Center | Existing | Commercial Strategic Energy Management | 2.7602 | 2.0453 |  | 20211.97 | 1 | 0.74099 | 7322.6205 | 10 |  | 15000 | 5434.3692 | per facility | GSD | 1 | 1 | 1 | 1 | 1 | 1 | 1 | 1 | 1 | 1 | 1 | 1 | CdaEgsd1001 | CdaE | gsd | 1001 | 1016.3225 | 368.2048 | [30 empty] | 0 | 0 | 0
1001 | Whole Building | Controls | Data Center | New | Commercial Strategic Energy Management | 2.7602 | 2.0453 |  | 20211.97 | 1 | 0.74099 | 7322.6205 | 10 |  | 15000 | 5434.3692 | per facility | GSD | 1 | 1 | 1 | 1 | 1 | 1 | 1 | 1 | 1 | 1 | 1 | 1 | CdaNgsd1001 | CdaN | gsd | 1001 | 1016.3225 | 368.2048 | [30 empty] | 0 | 0 | 0
1001 | Whole Building | Controls | Grocery | Existing | Commercial Strategic Energy Management | 0.37884 | 0.31498 |  | 2470.84 | 1 | 0.83144 | 6522.1439 | 10 |  | 15000 | 39594.6962 | per facility | GSD | 1 | 1 | 1 | 1 | 1 | 1 | 1 | 1 | 1 | 1 | 1 | 1 | CgrEgsd1001 | CgrE | gsd | 1001 | 124.2417 | 327.9543 | [30 empty] | 0 | 0 | 0
1001 | Whole Building | Controls | Grocery | New | Commercial Strategic Energy Management | 0.37884 | 0.31498 |  | 2470.84 | 1 | 0.83144 | 6522.1439 | 10 |  | 15000 | 39594.6962 | per facility | GSD | 1 | 1 | 1 | 1 | 1 | 1 | 1 | 1 | 1 | 1 | 1 | 1 | CgrNgsd1001 | CgrN | gsd | 1001 | 124.2417 | 327.9543 | [30 empty] | 0 | 0 | 0
1001 | Whole Building | Controls | Healthcare | Existing | Commercial Strategic Energy Management | 0.37328 | 0.31972 |  | 2635.13 | 1 | 0.85651 | 7059.3003 | 10 |  | 15000 | 40183.7876 | per facility | GSD | 1 | 1 | 1 | 1 | 1 | 1 | 1 | 1 | 1 | 1 | 1 | 1 | CheEgsd1001 | CheE | gsd | 1001 | 132.5028 | 354.9642 | [30 empty] | 0 | 0 | 0
1001 | Whole Building | Controls | Healthcare | New | Commercial Strategic Energy Management | 0.37328 | 0.31972 |  | 2635.13 | 1 | 0.85651 | 7059.3003 | 10 |  | 15000 | 40183.7876 | per facility | GSD | 1 | 1 | 1 | 1 | 1 | 1 | 1 | 1 | 1 | 1 | 1 | 1 | CheNgsd1001 | CheN | gsd | 1001 | 132.5028 | 354.9642 | [30 empty] | 0 | 0 | 0
1001 | Whole Building | Controls | Hospitals | Existing | Commercial Strategic Energy Management | 14.5136 | 8.6807 |  | 109815.6425 | 1 | 0.59811 | 7566.3978 | 10 |  | 14997 | 1033.307 | per facility | GSD | 1 | 1 | 1 | 1 | 1 | 1 | 1 | 1 | 1 | 1 | 1 | 1 | ChoEgsd1001 | ChoE | gsd | 1001 | 5521.882 | 380.4627 | [30 empty] | 0 | 0 | 0
1001 | Whole Building | Controls | Hospitals | New | Commercial Strategic Energy Management | 14.5136 | 8.6807 |  | 109815.6425 | 1 | 0.59811 | 7566.3978 | 10 |  | 14997 | 1033.307 | per facility | GSD | 1 | 1 | 1 | 1 | 1 | 1 | 1 | 1 | 1 | 1 | 1 | 1 | ChoNgsd1001 | ChoN | gsd | 1001 | 5521.882 | 380.4627 | [30 empty] | 0 | 0 | 0
1001 | Whole Building | Controls | Institutional | Existing | Commercial Strategic Energy Management | 0.16589 | 0.11475 |  | 1238.9439 | 1 | 0.69176 | 7468.5535 | 10 |  | 15001.5 | 90431.4605 | per facility | GSD | 1 | 1 | 1 | 1 | 1 | 1 | 1 | 1 | 1 | 1 | 1 | 1 | CinEgsd1001 | CinE | gsd | 1001 | 62.2981 | 375.5428 | [30 empty] | 0 | 0 | 0
1001 | Whole Building | Controls | Institutional | New | Commercial Strategic Energy Management | 0.16589 | 0.11475 |  | 1238.9439 | 1 | 0.69176 | 7468.5535 | 10 |  | 15001.5 | 90431.4605 | per facility | GSD | 1 | 1 | 1 | 1 | 1 | 1 | 1 | 1 | 1 | 1 | 1 | 1 | CinNgsd1001 | CinN | gsd | 1001 | 62.2981 | 375.5428 | [30 empty] | 0 | 0 | 0
1001 | Whole Building | Controls | Lodging/Hospitality | Existing | Commercial Strategic Energy Management | 1.694 | 1.3817 |  | 13044.8044 | 1 | 0.81563 | 7700.5006 | 10 |  | 15001.5 | 8855.561 | per facility | GSD | 1 | 1 | 1 | 1 | 1 | 1 | 1 | 1 | 1 | 1 | 1 | 1 | CloEgsd1001 | CloE | gsd | 1001 | 655.9345 | 387.2058 | [30 empty] | 0 | 0 | 0
1001 | Whole Building | Controls | Lodging/Hospitality | New | Commercial Strategic Energy Management | 1.694 | 1.3817 |  | 13044.8044 | 1 | 0.81563 | 7700.5006 | 10 |  | 15001.5 | 8855.561 | per facility | GSD | 1 | 1 | 1 | 1 | 1 | 1 | 1 | 1 | 1 | 1 | 1 | 1 | CloNgsd1001 | CloN | gsd | 1001 | 655.9345 | 387.2058 | [30 empty] | 0 | 0 | 0
1001 | Whole Building | Controls | Miscellaneous | Existing | Commercial Strategic Energy Management | 0.84075 | 1.5405 |  | 6354.0689 | 1 | 1.8323 | 7557.6125 | 10 |  | 14997 | 17837.6275 | per facility | GSD | 1 | 1 | 1 | 1 | 1 | 1 | 1 | 1 | 1 | 1 | 1 | 1 | CmiEgsd1001 | CmiE | gsd | 1001 | 319.5029 | 380.0209 | [30 empty] | 0 | 0 | 0
1001 | Whole Building | Controls | Miscellaneous | New | Commercial Strategic Energy Management | 0.84075 | 1.5405 |  | 6354.0689 | 1 | 1.8323 | 7557.6125 | 10 |  | 14997 | 17837.6275 | per facility | GSD | 1 | 1 | 1 | 1 | 1 | 1 | 1 | 1 | 1 | 1 | 1 | 1 | CmiNgsd1001 | CmiN | gsd | 1001 | 319.5029 | 380.0209 | [30 empty] | 0 | 0 | 0
1001 | Whole Building | Controls | Offices | Existing | Commercial Strategic Energy Management | 0.68752 | 1.4099 |  | 4321.3878 | 1 | 2.0506 | 6285.4714 | 10 |  | 14998.5 | 21815.3627 | per facility | GSD | 1 | 1 | 1 | 1 | 1 | 1 | 1 | 1 | 1 | 1 | 1 | 1 | CofEgsd1001 | CofE | gsd | 1001 | 217.2932 | 316.0536 | [30 empty] | 0 | 0 | 0
1001 | Whole Building | Controls | Offices | New | Commercial Strategic Energy Management | 0.68752 | 1.4099 |  | 4321.3878 | 1 | 2.0506 | 6285.4714 | 10 |  | 14998.5 | 21815.3627 | per facility | GSD | 1 | 1 | 1 | 1 | 1 | 1 | 1 | 1 | 1 | 1 | 1 | 1 | CofNgsd1001 | CofN | gsd | 1001 | 217.2932 | 316.0536 | [30 empty] | 0 | 0 | 0
1001 | Whole Building | Controls | Restaurants | Existing | Commercial Strategic Energy Management | 0.77848 | 0.60502 |  | 4775.23 | 1 | 0.77718 | 6134.0578 | 10 |  | 15000 | 19268.3636 | per facility | GSD | 1 | 1 | 1 | 1 | 1 | 1 | 1 | 1 | 1 | 1 | 1 | 1 | CreEgsd1001 | CreE | gsd | 1001 | 240.1138 | 308.4401 | [30 empty] | 0 | 0 | 0
1001 | Whole Building | Controls | Restaurants | New | Commercial Strategic Energy Management | 0.77848 | 0.60502 |  | 4775.23 | 1 | 0.77718 | 6134.0578 | 10 |  | 15000 | 19268.3636 | per facility | GSD | 1 | 1 | 1 | 1 | 1 | 1 | 1 | 1 | 1 | 1 | 1 | 1 | CreNgsd1001 | CreN | gsd | 1001 | 240.1138 | 308.4401 | [30 empty] | 0 | 0 | 0
1001 | Whole Building | Controls | Retail | Existing | Commercial Strategic Energy Management | 1.0489 | 1.3805 |  | 6223.64 | 1 | 1.3161 | 5933.2815 | 10 |  | 15000 | 14300.1881 | per facility | GSD | 1 | 1 | 1 | 1 | 1 | 1 | 1 | 1 | 1 | 1 | 1 | 1 | CrtEgsd1001 | CrtE | gsd | 1001 | 312.9445 | 298.3444 | [30 empty] | 0 | 0 | 0
1001 | Whole Building | Controls | Retail | New | Commercial Strategic Energy Management | 1.0489 | 1.3805 |  | 6223.64 | 1 | 1.3161 | 5933.2815 | 10 |  | 15000 | 14300.1881 | per facility | GSD | 1 | 1 | 1 | 1 | 1 | 1 | 1 | 1 | 1 | 1 | 1 | 1 | CrtNgsd1001 | CrtN | gsd | 1001 | 312.9445 | 298.3444 | [30 empty] | 0 | 0 | 0
1001 | Whole Building | Controls | Schools K-12 | Existing | Commercial Strategic Energy Management | 1.3551 | 2.3282 |  | 7565.89 | 1 | 1.7181 | 5583.3431 | 10 |  | 15000 | 11069.4374 | per facility | GSD | 1 | 1 | 1 | 1 | 1 | 1 | 1 | 1 | 1 | 1 | 1 | 1 | CscEgsd1001 | CscE | gsd | 1001 | 380.4372 | 280.7484 | [30 empty] | 0 | 0 | 0
1001 | Whole Building | Controls | Schools K-12 | New | Commercial Strategic Energy Management | 1.3551 | 2.3282 |  | 7565.89 | 1 | 1.7181 | 5583.3431 | 10 |  | 15000 | 11069.4374 | per facility | GSD | 1 | 1 | 1 | 1 | 1 | 1 | 1 | 1 | 1 | 1 | 1 | 1 | CscNgsd1001 | CscN | gsd | 1001 | 380.4372 | 280.7484 | [30 empty] | 0 | 0 | 0
1001 | Whole Building | Controls | Warehouse | Existing | Commercial Strategic Energy Management | 0.26504 | 0.4325 |  | 1485.94 | 1 | 1.6318 | 5606.3705 | 10 |  | 15000 | 56594.1812 | per facility | GSD | 1 | 1 | 1 | 1 | 1 | 1 | 1 | 1 | 1 | 1 | 1 | 1 | CwaEgsd1001 | CwaE | gsd | 1001 | 74.7178 | 281.9063 | [30 empty] | 0 | 0 | 0
1001 | Whole Building | Controls | Warehouse | New | Commercial Strategic Energy Management | 0.26504 | 0.4325 |  | 1485.94 | 1 | 1.6318 | 5606.3705 | 10 |  | 15000 | 56594.1812 | per facility | GSD | 1 | 1 | 1 | 1 | 1 | 1 | 1 | 1 | 1 | 1 | 1 | 1 | CwaNgsd1001 | CwaN | gsd | 1001 | 74.7178 | 281.9063 | [30 empty] | 0 | 0 | 0
1002 | Whole Building | Controls | Assembly | Existing | Retro-Commissioning (Existing Construction)_SC | 6.6525 | 0 |  | 19973.74 | 1 | 0 | 3002.444 | 5 |  | 5821.362 | 875.0646 | Per End Use Consumption | GSD | 0.57723 | 0.60437 | 0.83705 | 1.097 | 1.2026 | 1.2026 | 1.289 | 1.2891 | 1.2453 | 1.1192 | 0.77553 | 0.85362 | CasEgsd1002 | CasE | gsd | 1002 | 1004.3436 | 150.9725 | [30 empty] | 1.5972 | 0.53198 | 0
1002 | Whole Building | Controls | College and University | Existing | Retro-Commissioning (Existing Construction)_SC | 1.6298 | 0 |  | 8038.28 | 1 | 0 | 4932.1338 | 5 |  | 6077.3276 | 3728.9312 | Per End Use Consumption | GSD | 0.57723 | 0.60437 | 0.83705 | 1.097 | 1.2026 | 1.2026 | 1.289 | 1.2891 | 1.2453 | 1.1192 | 0.77553 | 0.85362 | CcoEgsd1002 | CcoE | gsd | 1002 | 404.1904 | 248.0035 | [30 empty] | 0.14403 | 0.029202 | 0
1002 | Whole Building | Controls | Data Center | Existing | Retro-Commissioning (Existing Construction)_SC | 7.9994 | 0 |  | 39454.29 | 1 | 0 | 4932.1338 | 5 |  | 22553.9023 | 2819.4365 | Per End Use Consumption | GSD | 0.57723 | 0.60437 | 0.83705 | 1.097 | 1.2026 | 1.2026 | 1.289 | 1.2891 | 1.2453 | 1.1192 | 0.77553 | 0.85362 | CdaEgsd1002 | CdaE | gsd | 1002 | 1983.888 | 248.0035 | [30 empty] | 0.020511 | 0.0041586 | 0
1002 | Whole Building | Controls | Grocery | Existing | Retro-Commissioning (Existing Construction)_SC | 0.46035 | 0 |  | 1623.36 | 1 | 0 | 3526.3542 | 5 |  | 439.8555 | 955.479 | Per End Use Consumption | GSD | 0.57723 | 0.60437 | 0.83705 | 1.097 | 1.2026 | 1.2026 | 1.289 | 1.2891 | 1.2453 | 1.1192 | 0.77553 | 0.85362 | CgrEgsd1002 | CgrE | gsd | 1002 | 81.6277 | 177.3164 | [30 empty] | 0.47686 | 0.13523 | 0
1002 | Whole Building | Controls | Healthcare | Existing | Retro-Commissioning (Existing Construction)_SC | 0.68331 | 0 |  | 3370.16 | 1 | 0 | 4932.1338 | 5 |  | 1312.8222 | 1921.2781 | Per End Use Consumption | GSD | 0.57723 | 0.60437 | 0.83705 | 1.097 | 1.2026 | 1.2026 | 1.289 | 1.2891 | 1.2453 | 1.1192 | 0.77553 | 0.85362 | CheEgsd1002 | CheE | gsd | 1002 | 169.4624 | 248.0035 | [30 empty] | 0 | 0 | 0
1002 | Whole Building | Controls | Hospitals | Existing | Retro-Commissioning (Existing Construction)_SC | 60.1242 | 0 |  | 296540.43 | 1 | 0 | 4932.1338 | 5 |  | 45253.3889 | 752.6656 | Per End Use Consumption | GSD | 0.57723 | 0.60437 | 0.83705 | 1.097 | 1.2026 | 1.2026 | 1.289 | 1.2891 | 1.2453 | 1.1192 | 0.77553 | 0.85362 | ChoEgsd1002 | ChoE | gsd | 1002 | 14911.002 | 248.0035 | [30 empty] | 0 | 0 | 0
1002 | Whole Building | Controls | Institutional | Existing | Retro-Commissioning (Existing Construction)_SC | 0.79956 | 0 |  | 3943.53 | 1 | 0 | 4932.1338 | 5 |  | 3509.8658 | 4389.7544 | Per End Use Consumption | GSD | 0.57723 | 0.60437 | 0.83705 | 1.097 | 1.2026 | 1.2026 | 1.289 | 1.2891 | 1.2453 | 1.1192 | 0.77553 | 0.85362 | CinEgsd1002 | CinE | gsd | 1002 | 198.2933 | 248.0035 | [30 empty] | 0.96885 | 0.19644 | 0
1002 | Whole Building | Controls | Lodging/Hospitality | Existing | Retro-Commissioning (Existing Construction)_SC | 6.1484 | 0 |  | 32104.93 | 1 | 0 | 5221.6594 | 5 |  | 11286.8915 | 1835.74 | Per End Use Consumption | GSD | 0.57723 | 0.60437 | 0.83705 | 1.097 | 1.2026 | 1.2026 | 1.289 | 1.2891 | 1.2453 | 1.1192 | 0.77553 | 0.85362 | CloEgsd1002 | CloE | gsd | 1002 | 1614.3386 | 262.5618 | [30 empty] | 1.0577 | 0.20255 | 0
1002 | Whole Building | Controls | Miscellaneous | Existing | Retro-Commissioning (Existing Construction)_SC | 2.3779 | 0 |  | 7139.62 | 1 | 0 | 3002.444 | 5 |  | 7464.7524 | 3139.1728 | Per End Use Consumption | GSD | 0.57723 | 0.60437 | 0.83705 | 1.097 | 1.2026 | 1.2026 | 1.289 | 1.2891 | 1.2453 | 1.1192 | 0.77553 | 0.85362 | CmiEgsd1002 | CmiE | gsd | 1002 | 359.0029 | 150.9725 | [30 empty] | 0 | 0 | 0
1002 | Whole Building | Controls | Offices | Existing | Retro-Commissioning (Existing Construction)_SC | 3.013 | 0 |  | 9046.33 | 1 | 0 | 3002.444 | 5 |  | 3378.8591 | 1121.431 | Per End Use Consumption | GSD | 0.57723 | 0.60437 | 0.83705 | 1.097 | 1.2026 | 1.2026 | 1.289 | 1.2891 | 1.2453 | 1.1192 | 0.77553 | 0.85362 | CofEgsd1002 | CofE | gsd | 1002 | 454.8784 | 150.9725 | [30 empty] | 8.432 | 2.8084 | 0
1002 | Whole Building | Controls | Restaurants | Existing | Retro-Commissioning (Existing Construction)_SC | 2.2007 | 0 |  | 7760.45 | 1 | 0 | 3526.3542 | 5 |  | 1157.8921 | 526.147 | Per End Use Consumption | GSD | 0.57723 | 0.60437 | 0.83705 | 1.097 | 1.2026 | 1.2026 | 1.289 | 1.2891 | 1.2453 | 1.1192 | 0.77553 | 0.85362 | CreEgsd1002 | CreE | gsd | 1002 | 390.2203 | 177.3164 | [30 empty] | 0.78728 | 0.22325 | 0
1002 | Whole Building | Controls | Retail | Existing | Retro-Commissioning (Existing Construction)_SC | 3.8174 | 0 |  | 11461.66 | 1 | 0 | 3002.444 | 5 |  | 5060.5844 | 1325.6475 | Per End Use Consumption | GSD | 0.57723 | 0.60437 | 0.83705 | 1.097 | 1.2026 | 1.2026 | 1.289 | 1.2891 | 1.2453 | 1.1192 | 0.77553 | 0.85362 | CrtEgsd1002 | CrtE | gsd | 1002 | 576.329 | 150.9725 | [30 empty] | 2.9299 | 0.97585 | 0
1002 | Whole Building | Controls | Schools K-12 | Existing | Retro-Commissioning (Existing Construction)_SC | 8.5585 | 0 |  | 25696.46 | 1 | 0 | 3002.444 | 5 |  | 9398.0889 | 1098.0982 | Per End Use Consumption | GSD | 0.57723 | 0.60437 | 0.83705 | 1.097 | 1.2026 | 1.2026 | 1.289 | 1.2891 | 1.2453 | 1.1192 | 0.77553 | 0.85362 | CscEgsd1002 | CscE | gsd | 1002 | 1292.1003 | 150.9725 | [30 empty] | 0.44271 | 0.14745 | 0
1002 | Whole Building | Controls | Warehouse | Existing | Retro-Commissioning (Existing Construction)_SC | 1.0341 | 0 |  | 3104.95 | 1 | 0 | 3002.444 | 5 |  | 5292.5264 | 5117.8003 | Per End Use Consumption | GSD | 0.57723 | 0.60437 | 0.83705 | 1.097 | 1.2026 | 1.2026 | 1.289 | 1.2891 | 1.2453 | 1.1192 | 0.77553 | 0.85362 | CwaEgsd1002 | CwaE | gsd | 1002 | 156.1268 | 150.9725 | [30 empty] | 0.014927 | 0.0049716 | 0
1003 | Whole Building | Controls | Assembly | Existing | Retro-Commissioning (Existing Construction)_SH | 0 | 5.7944 |  | 2543.47 | 0 | 5.7944 | 2543.47 | 5 |  | 741.2963 | 741.2963 | Per End Use Consumption | GSD | 0.57723 | 0.60437 | 0.83705 | 1.097 | 1.2026 | 1.2026 | 1.289 | 1.2891 | 1.2453 | 1.1192 | 0.77553 | 0.85362 | CasEgsd1003 | CasE | gsd | 1003 | 127.8938 | 127.8938 | [30 empty] | 5.3499 | 0 | 12.1879
1003 | Whole Building | Controls | College and University | Existing | Retro-Commissioning (Existing Construction)_SH | 0 | 0.24023 |  | 1248.67 | 0 | 0.24023 | 1248.67 | 5 |  | 944.0548 | 944.0548 | Per End Use Consumption | GSD | 0.57723 | 0.60437 | 0.83705 | 1.097 | 1.2026 | 1.2026 | 1.289 | 1.2891 | 1.2453 | 1.1192 | 0.77553 | 0.85362 | CcoEgsd1003 | CcoE | gsd | 1003 | 62.7871 | 62.7871 | [30 empty] | 0 | 0 | 0
1003 | Whole Building | Controls | Data Center | Existing | Retro-Commissioning (Existing Construction)_SH | 0 | 1.8333 |  | 9529.21 | 0 | 1.8333 | 9529.21 | 5 |  | 5447.3385 | 5447.3385 | Per End Use Consumption | GSD | 0.57723 | 0.60437 | 0.83705 | 1.097 | 1.2026 | 1.2026 | 1.289 | 1.2891 | 1.2453 | 1.1192 | 0.77553 | 0.85362 | CdaEgsd1003 | CdaE | gsd | 1003 | 479.1592 | 479.1592 | [30 empty] | 0 | 0 | 0
1003 | Whole Building | Controls | Grocery | Existing | Retro-Commissioning (Existing Construction)_SH | 0 | 0.84812 |  | 1103.55 | 0 | 0.84812 | 1103.55 | 5 |  | 299.011 | 299.011 | Per End Use Consumption | GSD | 0.57723 | 0.60437 | 0.83705 | 1.097 | 1.2026 | 1.2026 | 1.289 | 1.2891 | 1.2453 | 1.1192 | 0.77553 | 0.85362 | CgrEgsd1003 | CgrE | gsd | 1003 | 55.49 | 55.49 | [30 empty] | 0.47558 | 0 | 0.3655
1003 | Whole Building | Controls | Healthcare | Existing | Retro-Commissioning (Existing Construction)_SH | 0 | 0.32859 |  | 1707.96 | 0 | 0.32859 | 1707.96 | 5 |  | 665.3238 | 665.3238 | Per End Use Consumption | GSD | 0.57723 | 0.60437 | 0.83705 | 1.097 | 1.2026 | 1.2026 | 1.289 | 1.2891 | 1.2453 | 1.1192 | 0.77553 | 0.85362 | CheEgsd1003 | CheE | gsd | 1003 | 85.8817 | 85.8817 | [30 empty] | 0.05914 | 0 | 0.011378
1003 | Whole Building | Controls | Hospitals | Existing | Retro-Commissioning (Existing Construction)_SH | 0 | 6.7324 |  | 34993.58 | 0 | 6.7324 | 34993.58 | 5 |  | 5340.176 | 5340.176 | Per End Use Consumption | GSD | 0.57723 | 0.60437 | 0.83705 | 1.097 | 1.2026 | 1.2026 | 1.289 | 1.2891 | 1.2453 | 1.1192 | 0.77553 | 0.85362 | ChoEgsd1003 | ChoE | gsd | 1003 | 1759.5892 | 1759.5892 | [30 empty] | 0 | 0 | 0
1003 | Whole Building | Controls | Institutional | Existing | Retro-Commissioning (Existing Construction)_SH | 0 | 0.22608 |  | 1175.09 | 0 | 0.22608 | 1175.09 | 5 |  | 1045.8671 | 1045.8671 | Per End Use Consumption | GSD | 0.57723 | 0.60437 | 0.83705 | 1.097 | 1.2026 | 1.2026 | 1.289 | 1.2891 | 1.2453 | 1.1192 | 0.77553 | 0.85362 | CinEgsd1003 | CinE | gsd | 1003 | 59.0873 | 59.0873 | [30 empty] | 0.28541 | 0 | 0.054909
1003 | Whole Building | Controls | Lodging/Hospitality | Existing | Retro-Commissioning (Existing Construction)_SH | 0 | 2.426 |  | 3683.03 | 0 | 2.426 | 3683.03 | 5 |  | 1294.8155 | 1294.8155 | Per End Use Consumption | GSD | 0.57723 | 0.60437 | 0.83705 | 1.097 | 1.2026 | 1.2026 | 1.289 | 1.2891 | 1.2453 | 1.1192 | 0.77553 | 0.85362 | CloEgsd1003 | CloE | gsd | 1003 | 185.1945 | 185.1945 | [30 empty] | 0.0020491 | 0 | 0.0013497
1003 | Whole Building | Controls | Miscellaneous | Existing | Retro-Commissioning (Existing Construction)_SH | 0 | 9.1183 |  | 4002.51 | 0 | 9.1183 | 4002.51 | 5 |  | 4184.781 | 4184.781 | Per End Use Consumption | GSD | 0.57723 | 0.60437 | 0.83705 | 1.097 | 1.2026 | 1.2026 | 1.289 | 1.2891 | 1.2453 | 1.1192 | 0.77553 | 0.85362 | CmiEgsd1003 | CmiE | gsd | 1003 | 201.259 | 201.259 | [30 empty] | 0 | 0 | 0
1003 | Whole Building | Controls | Offices | Existing | Retro-Commissioning (Existing Construction)_SH | 0 | 10.466 |  | 4594.06 | 0 | 10.466 | 4594.06 | 5 |  | 1715.9093 | 1715.9093 | Per End Use Consumption | GSD | 0.57723 | 0.60437 | 0.83705 | 1.097 | 1.2026 | 1.2026 | 1.289 | 1.2891 | 1.2453 | 1.1192 | 0.77553 | 0.85362 | CofEgsd1003 | CofE | gsd | 1003 | 231.004 | 231.004 | [30 empty] | 4.2833 | 0 | 9.758
1003 | Whole Building | Controls | Restaurants | Existing | Retro-Commissioning (Existing Construction)_SH | 0 | 2.1783 |  | 2834.32 | 0 | 2.1783 | 2834.32 | 5 |  | 422.8926 | 422.8926 | Per End Use Consumption | GSD | 0.57723 | 0.60437 | 0.83705 | 1.097 | 1.2026 | 1.2026 | 1.289 | 1.2891 | 1.2453 | 1.1192 | 0.77553 | 0.85362 | CreEgsd1003 | CreE | gsd | 1003 | 142.5187 | 142.5187 | [30 empty] | 0 | 0 | 0
1003 | Whole Building | Controls | Retail | Existing | Retro-Commissioning (Existing Construction)_SH | 0 | 9.2708 |  | 4069.45 | 0 | 9.2708 | 4069.45 | 5 |  | 1796.755 | 1796.755 | Per End Use Consumption | GSD | 0.57723 | 0.60437 | 0.83705 | 1.097 | 1.2026 | 1.2026 | 1.289 | 1.2891 | 1.2453 | 1.1192 | 0.77553 | 0.85362 | CrtEgsd1003 | CrtE | gsd | 1003 | 204.625 | 204.625 | [30 empty] | 0 | 0 | 0
1003 | Whole Building | Controls | Schools K-12 | Existing | Retro-Commissioning (Existing Construction)_SH | 0 | 18.226 |  | 8000.34 | 0 | 18.226 | 8000.34 | 5 |  | 2926.0025 | 2926.0025 | Per End Use Consumption | GSD | 0.57723 | 0.60437 | 0.83705 | 1.097 | 1.2026 | 1.2026 | 1.289 | 1.2891 | 1.2453 | 1.1192 | 0.77553 | 0.85362 | CscEgsd1003 | CscE | gsd | 1003 | 402.2827 | 402.2827 | [30 empty] | 1.487 | 0 | 3.3875
1003 | Whole Building | Controls | Warehouse | Existing | Retro-Commissioning (Existing Construction)_SH | 0 | 3.1037 |  | 1362.38 | 0 | 3.1037 | 1362.38 | 5 |  | 2322.2377 | 2322.2377 | Per End Use Consumption | GSD | 0.57723 | 0.60437 | 0.83705 | 1.097 | 1.2026 | 1.2026 | 1.289 | 1.2891 | 1.2453 | 1.1192 | 0.77553 | 0.85362 | CwaEgsd1003 | CwaE | gsd | 1003 | 68.5048 | 68.5048 | [30 empty] | 0.21991 | 0 | 0.50098
1004 | Whole Building | Controls | Assembly | Existing | Retro-Commissioning (Existing Construction)_VT | 0.43605 | 0.31051 |  | 1546.03 | 1 | 0.7121 | 3545.5611 | 5 |  | 450.5916 | 1033.3565 | Per End Use Consumption | GSD | 0.57723 | 0.60437 | 0.83705 | 1.097 | 1.2026 | 1.2026 | 1.289 | 1.2891 | 1.2453 | 1.1192 | 0.77553 | 0.85362 | CasEgsd1004 | CasE | gsd | 1004 | 77.7393 | 178.2822 | [30 empty] | 4.8932 | 1.3801 | 0.98276
1004 | Whole Building | Controls | College and University | Existing | Retro-Commissioning (Existing Construction)_VT | 0.76313 | 0.60257 |  | 5228.79 | 1 | 0.7896 | 6851.7404 | 5 |  | 3953.2176 | 5180.2465 | Per End Use Consumption | GSD | 0.57723 | 0.60437 | 0.83705 | 1.097 | 1.2026 | 1.2026 | 1.289 | 1.2891 | 1.2453 | 1.1192 | 0.77553 | 0.85362 | CcoEgsd1004 | CcoE | gsd | 1004 | 262.9203 | 344.5274 | [30 empty] | 2.4071 | 0.35132 | 0.2774
1004 | Whole Building | Controls | Data Center | Existing | Retro-Commissioning (Existing Construction)_VT | 4.8555 | 3.8339 |  | 33268.66 | 1 | 0.7896 | 6851.7404 | 5 |  | 19017.9093 | 3916.7727 | Per End Use Consumption | GSD | 0.57723 | 0.60437 | 0.83705 | 1.097 | 1.2026 | 1.2026 | 1.289 | 1.2891 | 1.2453 | 1.1192 | 0.77553 | 0.85362 | CdaEgsd1004 | CdaE | gsd | 1004 | 1672.8547 | 344.5274 | [30 empty] | 0.15641 | 0.022828 | 0.018025
1004 | Whole Building | Controls | Grocery | Existing | Retro-Commissioning (Existing Construction)_VT | 0.37628 | 0.28026 |  | 1695.8 | 1 | 0.74481 | 4506.7038 | 5 |  | 459.4834 | 1221.1084 | Per End Use Consumption | GSD | 0.57723 | 0.60437 | 0.83705 | 1.097 | 1.2026 | 1.2026 | 1.289 | 1.2891 | 1.2453 | 1.1192 | 0.77553 | 0.85362 | CgrEgsd1004 | CgrE | gsd | 1004 | 85.2703 | 226.6115 | [30 empty] | 5.56 | 1.2337 | 0.9189
1004 | Whole Building | Controls | Healthcare | Existing | Retro-Commissioning (Existing Construction)_VT | 0.86578 | 0.68361 |  | 5932.09 | 1 | 0.7896 | 6851.7404 | 5 |  | 2310.804 | 2669.0474 | Per End Use Consumption | GSD | 0.57723 | 0.60437 | 0.83705 | 1.097 | 1.2026 | 1.2026 | 1.289 | 1.2891 | 1.2453 | 1.1192 | 0.77553 | 0.85362 | CheEgsd1004 | CheE | gsd | 1004 | 298.2845 | 344.5274 | [30 empty] | 13.4172 | 1.9582 | 1.5462
1004 | Whole Building | Controls | Hospitals | Existing | Retro-Commissioning (Existing Construction)_VT | 32.7569 | 25.8647 |  | 224441.59 | 1 | 0.7896 | 6851.7404 | 5 |  | 34250.7851 | 1045.6061 | Per End Use Consumption | GSD | 0.57723 | 0.60437 | 0.83705 | 1.097 | 1.2026 | 1.2026 | 1.289 | 1.2891 | 1.2453 | 1.1192 | 0.77553 | 0.85362 | ChoEgsd1004 | ChoE | gsd | 1004 | 11285.6415 | 344.5274 | [30 empty] | 7.2732 | 1.0615 | 0.83817
1004 | Whole Building | Controls | Institutional | Existing | Retro-Commissioning (Existing Construction)_VT | 0.1715 | 0.13542 |  | 1175.09 | 1 | 0.7896 | 6851.7404 | 5 |  | 1045.8671 | 6098.2647 | Per End Use Consumption | GSD | 0.57723 | 0.60437 | 0.83705 | 1.097 | 1.2026 | 1.2026 | 1.289 | 1.2891 | 1.2453 | 1.1192 | 0.77553 | 0.85362 | CinEgsd1004 | CinE | gsd | 1004 | 59.0873 | 344.5274 | [30 empty] | 1.9206 | 0.28031 | 0.22134
1004 | Whole Building | Controls | Lodging/Hospitality | Existing | Retro-Commissioning (Existing Construction)_VT | 3.5861 | 1.4722 |  | 19804.99 | 1 | 0.41054 | 5522.7016 | 5 |  | 6962.693 | 1941.5751 | Per End Use Consumption | GSD | 0.57723 | 0.60437 | 0.83705 | 1.097 | 1.2026 | 1.2026 | 1.289 | 1.2891 | 1.2453 | 1.1192 | 0.77553 | 0.85362 | CloEgsd1004 | CloE | gsd | 1004 | 995.8583 | 277.6991 | [30 empty] | 13.9574 | 2.5273 | 1.0375
1004 | Whole Building | Controls | Miscellaneous | Existing | Retro-Commissioning (Existing Construction)_VT | 0.96107 | 0.68438 |  | 3407.54 | 1 | 0.7121 | 3545.5611 | 5 |  | 3562.7166 | 3707.0231 | Per End Use Consumption | GSD | 0.57723 | 0.60437 | 0.83705 | 1.097 | 1.2026 | 1.2026 | 1.289 | 1.2891 | 1.2453 | 1.1192 | 0.77553 | 0.85362 | CmiEgsd1004 | CmiE | gsd | 1004 | 171.342 | 178.2822 | [30 empty] | 8.6142 | 2.4296 | 1.7301
1004 | Whole Building | Controls | Offices | Existing | Retro-Commissioning (Existing Construction)_VT | 2.1755 | 1.5492 |  | 7713.48 | 1 | 0.7121 | 3545.5611 | 5 |  | 2881.0316 | 1324.2886 | Per End Use Consumption | GSD | 0.57723 | 0.60437 | 0.83705 | 1.097 | 1.2026 | 1.2026 | 1.289 | 1.2891 | 1.2453 | 1.1192 | 0.77553 | 0.85362 | CofEgsd1004 | CofE | gsd | 1004 | 387.8585 | 178.2822 | [30 empty] | 91.8312 | 25.9003 | 18.4436
1004 | Whole Building | Controls | Restaurants | Existing | Retro-Commissioning (Existing Construction)_VT | 0.98854 | 0.73628 |  | 4455.07 | 1 | 0.74481 | 4506.7038 | 5 |  | 664.7154 | 672.4193 | Per End Use Consumption | GSD | 0.57723 | 0.60437 | 0.83705 | 1.097 | 1.2026 | 1.2026 | 1.289 | 1.2891 | 1.2453 | 1.1192 | 0.77553 | 0.85362 | CreEgsd1004 | CreE | gsd | 1004 | 224.0152 | 226.6115 | [30 empty] | 11.1388 | 2.4716 | 1.8409
1004 | Whole Building | Controls | Retail | Existing | Retro-Commissioning (Existing Construction)_VT | 2.3271 | 1.6571 |  | 8250.9 | 1 | 0.7121 | 3545.5611 | 5 |  | 3642.9606 | 1565.4461 | Per End Use Consumption | GSD | 0.57723 | 0.60437 | 0.83705 | 1.097 | 1.2026 | 1.2026 | 1.289 | 1.2891 | 1.2453 | 1.1192 | 0.77553 | 0.85362 | CrtEgsd1004 | CrtE | gsd | 1004 | 414.8817 | 178.2822 | [30 empty] | 25.16 | 7.0962 | 5.0532
1004 | Whole Building | Controls | Schools K-12 | Existing | Retro-Commissioning (Existing Construction)_VT | 1.9875 | 1.4153 |  | 7046.66 | 1 | 0.7121 | 3545.5611 | 5 |  | 2577.2086 | 1296.735 | Per End Use Consumption | GSD | 0.57723 | 0.60437 | 0.83705 | 1.097 | 1.2026 | 1.2026 | 1.289 | 1.2891 | 1.2453 | 1.1192 | 0.77553 | 0.85362 | CscEgsd1004 | CscE | gsd | 1004 | 354.3286 | 178.2822 | [30 empty] | 2.4739 | 0.69776 | 0.49687
1004 | Whole Building | Controls | Warehouse | Existing | Retro-Commissioning (Existing Construction)_VT | 0.21447 | 0.15272 |  | 760.4 | 1 | 0.7121 | 3545.5611 | 5 |  | 1296.1359 | 6043.5678 | Per End Use Consumption | GSD | 0.57723 | 0.60437 | 0.83705 | 1.097 | 1.2026 | 1.2026 | 1.289 | 1.2891 | 1.2453 | 1.1192 | 0.77553 | 0.85362 | CwaEgsd1004 | CwaE | gsd | 1004 | 38.2353 | 178.2822 | [30 empty] | 0.70136 | 0.19781 | 0.14086
1005 | Whole Building | LEED | Assembly | New | LEED New Construction Whole Building | 14.5523 | 12.6753 |  | 49256.39 | 1 | 0.87101 | 3384.7773 | 20 |  | 125734 | 8640.1296 | Per End Use Consumption | GSD | 0.57723 | 0.60437 | 0.83705 | 1.097 | 1.2026 | 1.2026 | 1.289 | 1.2891 | 1.2453 | 1.1192 | 0.77553 | 0.85362 | CasNgsd1005 | CasN | gsd | 1005 | 2476.7689 | 170.1974 | [30 empty] | 0.89535 | 0.039155 | 1.7719
1005 | Whole Building | LEED | College and University | New | LEED New Construction Whole Building | 3.5651 | 0.52551 |  | 20315.21 | 1 | 0.1474 | 5698.2916 | 20 |  | 125734 | 35267.6145 | Per End Use Consumption | GSD | 0.57723 | 0.60437 | 0.83705 | 1.097 | 1.2026 | 1.2026 | 1.289 | 1.2891 | 1.2453 | 1.1192 | 0.77553 | 0.85362 | CcoNgsd1005 | CcoN | gsd | 1005 | 1021.5138 | 286.5283 | [30 empty] | 0.02159 | 0.0029311 | 0.0013725
1005 | Whole Building | LEED | Data Center | New | LEED New Construction Whole Building | 17.4988 | 4.0104 |  | 107151.42 | 1 | 0.22918 | 6123.3698 | 20 |  | 125734 | 7185.3063 | Per End Use Consumption | GSD | 0.57723 | 0.60437 | 0.83705 | 1.097 | 1.2026 | 1.2026 | 1.289 | 1.2891 | 1.2453 | 1.1192 | 0.77553 | 0.85362 | CdaNgsd1005 | CdaN | gsd | 1005 | 5387.9164 | 307.9026 | [30 empty] | 0.002588 | 0.00030896 | 0.00020474
1005 | Whole Building | LEED | Grocery | New | LEED New Construction Whole Building | 1.007 | 1.8553 |  | 5965.12 | 1 | 1.8423 | 5923.5355 | 20 |  | 125734 | 124857.4727 | Per End Use Consumption | GSD | 0.57723 | 0.60437 | 0.83705 | 1.097 | 1.2026 | 1.2026 | 1.289 | 1.2891 | 1.2453 | 1.1192 | 0.77553 | 0.85362 | CgrNgsd1005 | CgrN | gsd | 1005 | 299.9453 | 297.8543 | [30 empty] | 0.15437 | 0.0099336 | 0.091718
1005 | Whole Building | LEED | Healthcare | New | LEED New Construction Whole Building | 1.4947 | 0.7188 |  | 11108.38 | 1 | 0.48089 | 7431.6749 | 20 |  | 125734 | 84117.9556 | Per End Use Consumption | GSD | 0.57723 | 0.60437 | 0.83705 | 1.097 | 1.2026 | 1.2026 | 1.289 | 1.2891 | 1.2453 | 1.1192 | 0.77553 | 0.85362 | CheNgsd1005 | CheN | gsd | 1005 | 558.5649 | 373.6884 | [30 empty] | 0.13902 | 0 | 0.026745
1005 | Whole Building | LEED | Hospitals | New | LEED New Construction Whole Building | 131.5216 | 14.7272 |  | 725230.65 | 1 | 0.11198 | 5514.1558 | 20 |  | 125734 | 955.995 | Per End Use Consumption | GSD | 0.57723 | 0.60437 | 0.83705 | 1.097 | 1.2026 | 1.2026 | 1.289 | 1.2891 | 1.2453 | 1.1192 | 0.77553 | 0.85362 | ChoNgsd1005 | ChoN | gsd | 1005 | 36466.9184 | 277.2694 | [30 empty] | 0.046416 | 0 | 0.0089301
1005 | Whole Building | LEED | Institutional | New | LEED New Construction Whole Building | 1.749 | 0.49454 |  | 11196.97 | 1 | 0.28275 | 6401.8096 | 20 |  | 125734 | 71887.7635 | Per End Use Consumption | GSD | 0.57723 | 0.60437 | 0.83705 | 1.097 | 1.2026 | 1.2026 | 1.289 | 1.2891 | 1.2453 | 1.1192 | 0.77553 | 0.85362 | CinNgsd1005 | CinN | gsd | 1005 | 563.0195 | 321.9035 | [30 empty] | 0.19151 | 0.02075 | 0.017154
1005 | Whole Building | LEED | Lodging/Hospitality | New | LEED New Construction Whole Building | 13.4497 | 5.3069 |  | 78286.18 | 1 | 0.39458 | 5820.6813 | 20 |  | 125734 | 9348.4897 | Per End Use Consumption | GSD | 0.57723 | 0.60437 | 0.83705 | 1.097 | 1.2026 | 1.2026 | 1.289 | 1.2891 | 1.2453 | 1.1192 | 0.77553 | 0.85362 | CloNgsd1005 | CloN | gsd | 1005 | 3936.4797 | 292.6825 | [30 empty] | 0.16243 | 0.014971 | 0.055501
1005 | Whole Building | LEED | Miscellaneous | New | LEED New Construction Whole Building | 5.2017 | 19.9463 |  | 24373.4 | 1 | 3.8346 | 4685.6313 | 20 |  | 125734 | 24171.5628 | Per End Use Consumption | GSD | 0.57723 | 0.60437 | 0.83705 | 1.097 | 1.2026 | 1.2026 | 1.289 | 1.2891 | 1.2453 | 1.1192 | 0.77553 | 0.85362 | CmiNgsd1005 | CmiN | gsd | 1005 | 1225.5726 | 235.6085 | [30 empty] | 0.40437 | 0 | 0.92121
1005 | Whole Building | LEED | Offices | New | LEED New Construction Whole Building | 6.5909 | 22.8943 |  | 29838.36 | 1 | 3.4736 | 4527.1961 | 20 |  | 125734 | 19076.8687 | Per End Use Consumption | GSD | 0.57723 | 0.60437 | 0.83705 | 1.097 | 1.2026 | 1.2026 | 1.289 | 1.2891 | 1.2453 | 1.1192 | 0.77553 | 0.85362 | CofNgsd1005 | CofN | gsd | 1005 | 1500.3682 | 227.6419 | [30 empty] | 2.544 | 0.26631 | 3.9741
1005 | Whole Building | LEED | Restaurants | New | LEED New Construction Whole Building | 4.814 | 4.765 |  | 23176.05 | 1 | 0.98981 | 4814.2706 | 20 |  | 125734 | 26118.2341 | Per End Use Consumption | GSD | 0.57723 | 0.60437 | 0.83705 | 1.097 | 1.2026 | 1.2026 | 1.289 | 1.2891 | 1.2453 | 1.1192 | 0.77553 | 0.85362 | CreNgsd1005 | CreN | gsd | 1005 | 1165.366 | 242.0769 | [30 empty] | 0.48795 | 0.018775 | 0.32413
1005 | Whole Building | LEED | Retail | New | LEED New Construction Whole Building | 8.3507 | 20.2799 |  | 33974.3 | 1 | 2.4285 | 4068.4583 | 20 |  | 125734 | 15056.7793 | Per End Use Consumption | GSD | 0.57723 | 0.60437 | 0.83705 | 1.097 | 1.2026 | 1.2026 | 1.289 | 1.2891 | 1.2453 | 1.1192 | 0.77553 | 0.85362 | CrtNgsd1005 | CrtN | gsd | 1005 | 1708.3365 | 204.5751 | [30 empty] | 0.90802 | 0.090392 | 1.4503
1005 | Whole Building | LEED | Schools K-12 | New | LEED New Construction Whole Building | 18.7218 | 39.8694 |  | 73711.77 | 1 | 2.1296 | 3937.2255 | 20 |  | 125734 | 6715.9303 | Per End Use Consumption | GSD | 0.57723 | 0.60437 | 0.83705 | 1.097 | 1.2026 | 1.2026 | 1.289 | 1.2891 | 1.2453 | 1.1192 | 0.77553 | 0.85362 | CscNgsd1005 | CscN | gsd | 1005 | 3706.4637 | 197.9763 | [30 empty] | 0.068287 | 0.010898 | 0.081025
1005 | Whole Building | LEED | Warehouse | New | LEED New Construction Whole Building | 2.2622 | 6.7893 |  | 9772.29 | 1 | 3.0012 | 4319.8417 | 20 |  | 125734 | 55580.7259 | Per End Use Consumption | GSD | 0.57723 | 0.60437 | 0.83705 | 1.097 | 1.2026 | 1.2026 | 1.289 | 1.2891 | 1.2453 | 1.1192 | 0.77553 | 0.85362 | CwaNgsd1005 | CwaN | gsd | 1005 | 491.382 | 217.2155 | [30 empty] | 0.018663 | 0.00036657 | 0.04001
101 | Appliances | Cooking | Assembly | Existing | Efficient Exhaust Hood | 0.73122 | 0.26916 |  | 4486 | 1 | 0.3681 | 6134.9693 | 20 |  | 2050 | 2803.5415 | Per Unit | GSLD | 1 | 1 | 1 | 1 | 1 | 1 | 1 | 1 | 1 | 1 | 1 | 1 | CasEgsld101 | CasE | gsld | 101 | 269.16 | 368.0982 | [30 empty] | 0 | 0 | 0
101 | Appliances | Cooking | Assembly | New | Efficient Exhaust Hood | 0.73122 | 0.26916 |  | 4486 | 1 | 0.3681 | 6134.9693 | 20 |  | 2050 | 2803.5415 | Per Unit | GSLD | 1 | 1 | 1 | 1 | 1 | 1 | 1 | 1 | 1 | 1 | 1 | 1 | CasNgsld101 | CasN | gsld | 101 | 269.16 | 368.0982 | [30 empty] | 0 | 0 | 0
101 | Appliances | Cooking | College and University | Existing | Efficient Exhaust Hood | 0.73122 | 0.26916 |  | 4486 | 1 | 0.3681 | 6134.9693 | 20 |  | 2050 | 2803.5415 | Per Unit | GSLD | 1 | 1 | 1 | 1 | 1 | 1 | 1 | 1 | 1 | 1 | 1 | 1 | CcoEgsld101 | CcoE | gsld | 101 | 269.16 | 368.0982 | [30 empty] | 0 | 0 | 0
101 | Appliances | Cooking | College and University | New | Efficient Exhaust Hood | 0.73122 | 0.26916 |  | 4486 | 1 | 0.3681 | 6134.9693 | 20 |  | 2050 | 2803.5415 | Per Unit | GSLD | 1 | 1 | 1 | 1 | 1 | 1 | 1 | 1 | 1 | 1 | 1 | 1 | CcoNgsld101 | CcoN | gsld | 101 | 269.16 | 368.0982 | [30 empty] | 0 | 0 | 0
101 | Appliances | Cooking | Data Center | Existing | Efficient Exhaust Hood | 0.26467 | 0.48 |  | 4486 | 1 | 1.8136 | 16949.1525 | 20 |  | 2050 | 7745.3773 | Per Unit | GSLD | 1 | 1 | 1 | 1 | 1 | 1 | 1 | 1 | 1 | 1 | 1 | 1 | CdaEgsld101 | CdaE | gsld | 101 | 269.16 | 1016.9492 | [30 empty] | 0 | 0 | 0
101 | Appliances | Cooking | Data Center | New | Efficient Exhaust Hood | 0.26467 | 0.48 |  | 4486 | 1 | 1.8136 | 16949.1525 | 20 |  | 2050 | 7745.3773 | Per Unit | GSLD | 1 | 1 | 1 | 1 | 1 | 1 | 1 | 1 | 1 | 1 | 1 | 1 | CdaNgsld101 | CdaN | gsld | 101 | 269.16 | 1016.9492 | [30 empty] | 0 | 0 | 0
101 | Appliances | Cooking | Grocery | Existing | Efficient Exhaust Hood | 0.73122 | 0.26916 |  | 4486 | 1 | 0.3681 | 6134.9693 | 20 |  | 2050 | 2803.5415 | Per Unit | GSLD | 1 | 1 | 1 | 1 | 1 | 1 | 1 | 1 | 1 | 1 | 1 | 1 | CgrEgsld101 | CgrE | gsld | 101 | 269.16 | 368.0982 | [30 empty] | 1.5663 | 0.25568 | 0.094035
101 | Appliances | Cooking | Grocery | New | Efficient Exhaust Hood | 0.73122 | 0.26916 |  | 4486 | 1 | 0.3681 | 6134.9693 | 20 |  | 2050 | 2803.5415 | Per Unit | GSLD | 1 | 1 | 1 | 1 | 1 | 1 | 1 | 1 | 1 | 1 | 1 | 1 | CgrNgsld101 | CgrN | gsld | 101 | 269.16 | 368.0982 | [30 empty] | 0.017276 | 0.0028201 | 0.0010372
101 | Appliances | Cooking | Healthcare | Existing | Efficient Exhaust Hood | 0.52935 | 0.59215 |  | 4486 | 1 | 1.1186 | 8474.5763 | 20 |  | 2050 | 3872.6887 | Per Unit | GSLD | 1 | 1 | 1 | 1 | 1 | 1 | 1 | 1 | 1 | 1 | 1 | 1 | CheEgsld101 | CheE | gsld | 101 | 269.16 | 508.4746 | [30 empty] | 0 | 0 | 0
101 | Appliances | Cooking | Healthcare | New | Efficient Exhaust Hood | 0.52935 | 0.59215 |  | 4486 | 1 | 1.1186 | 8474.5763 | 20 |  | 2050 | 3872.6887 | Per Unit | GSLD | 1 | 1 | 1 | 1 | 1 | 1 | 1 | 1 | 1 | 1 | 1 | 1 | CheNgsld101 | CheN | gsld | 101 | 269.16 | 508.4746 | [30 empty] | 0 | 0 | 0
101 | Appliances | Cooking | Hospitals | Existing | Efficient Exhaust Hood | 0.73122 | 0.26916 |  | 4486 | 1 | 0.3681 | 6134.9693 | 20 |  | 2050 | 2803.5415 | Per Unit | GSLD | 1 | 1 | 1 | 1 | 1 | 1 | 1 | 1 | 1 | 1 | 1 | 1 | ChoEgsld101 | ChoE | gsld | 101 | 269.16 | 368.0982 | [30 empty] | 0 | 0 | 0
101 | Appliances | Cooking | Hospitals | New | Efficient Exhaust Hood | 0.73122 | 0.26916 |  | 4486 | 1 | 0.3681 | 6134.9693 | 20 |  | 2050 | 2803.5415 | Per Unit | GSLD | 1 | 1 | 1 | 1 | 1 | 1 | 1 | 1 | 1 | 1 | 1 | 1 | ChoNgsld101 | ChoN | gsld | 101 | 269.16 | 368.0982 | [30 empty] | 0 | 0 | 0
101 | Appliances | Cooking | Institutional | Existing | Efficient Exhaust Hood | 0.26467 | 0.48 |  | 4486 | 1 | 1.8136 | 16949.1525 | 20 |  | 2050 | 7745.3773 | Per Unit | GSLD | 1 | 1 | 1 | 1 | 1 | 1 | 1 | 1 | 1 | 1 | 1 | 1 | CinEgsld101 | CinE | gsld | 101 | 269.16 | 1016.9492 | [30 empty] | 0 | 0 | 0
101 | Appliances | Cooking | Institutional | New | Efficient Exhaust Hood | 0.26467 | 0.48 |  | 4486 | 1 | 1.8136 | 16949.1525 | 20 |  | 2050 | 7745.3773 | Per Unit | GSLD | 1 | 1 | 1 | 1 | 1 | 1 | 1 | 1 | 1 | 1 | 1 | 1 | CinNgsld101 | CinN | gsld | 101 | 269.16 | 1016.9492 | [30 empty] | 0 | 0 | 0
101 | Appliances | Cooking | Lodging/Hospitality | Existing | Efficient Exhaust Hood | 0.81645 | 0.36337 |  | 4486 | 1 | 0.44505 | 5494.5055 | 20 |  | 2050 | 2510.8641 | Per Unit | GSLD | 1 | 1 | 1 | 1 | 1 | 1 | 1 | 1 | 1 | 1 | 1 | 1 | CloEgsld101 | CloE | gsld | 101 | 269.16 | 329.6703 | [30 empty] | 0 | 0 | 0
101 | Appliances | Cooking | Lodging/Hospitality | New | Efficient Exhaust Hood | 0.81645 | 0.36337 |  | 4486 | 1 | 0.44505 | 5494.5055 | 20 |  | 2050 | 2510.8641 | Per Unit | GSLD | 1 | 1 | 1 | 1 | 1 | 1 | 1 | 1 | 1 | 1 | 1 | 1 | CloNgsld101 | CloN | gsld | 101 | 269.16 | 329.6703 | [30 empty] | 0 | 0 | 0
101 | Appliances | Cooking | Miscellaneous | Existing | Efficient Exhaust Hood | 0.26467 | 0.48 |  | 4486 | 1 | 1.8136 | 16949.1525 | 20 |  | 2050 | 7745.3773 | Per Unit | GSLD | 1 | 1 | 1 | 1 | 1 | 1 | 1 | 1 | 1 | 1 | 1 | 1 | CmiEgsld101 | CmiE | gsld | 101 | 269.16 | 1016.9492 | [30 empty] | 0 | 0 | 0
101 | Appliances | Cooking | Miscellaneous | New | Efficient Exhaust Hood | 0.26467 | 0.48 |  | 4486 | 1 | 1.8136 | 16949.1525 | 20 |  | 2050 | 7745.3773 | Per Unit | GSLD | 1 | 1 | 1 | 1 | 1 | 1 | 1 | 1 | 1 | 1 | 1 | 1 | CmiNgsld101 | CmiN | gsld | 101 | 269.16 | 1016.9492 | [30 empty] | 0 | 0 | 0
101 | Appliances | Cooking | Offices | Existing | Efficient Exhaust Hood | 0.26467 | 0.48 |  | 4486 | 1 | 1.8136 | 16949.1525 | 20 |  | 2050 | 7745.3773 | Per Unit | GSLD | 1 | 1 | 1 | 1 | 1 | 1 | 1 | 1 | 1 | 1 | 1 | 1 | CofEgsld101 | CofE | gsld | 101 | 269.16 | 1016.9492 | [30 empty] | 0 | 0 | 0
101 | Appliances | Cooking | Offices | New | Efficient Exhaust Hood | 0.26467 | 0.48 |  | 4486 | 1 | 1.8136 | 16949.1525 | 20 |  | 2050 | 7745.3773 | Per Unit | GSLD | 1 | 1 | 1 | 1 | 1 | 1 | 1 | 1 | 1 | 1 | 1 | 1 | CofNgsld101 | CofN | gsld | 101 | 269.16 | 1016.9492 | [30 empty] | 0 | 0 | 0
101 | Appliances | Cooking | Restaurants | Existing | Efficient Exhaust Hood | 0.85683 | 0.45309 |  | 4486 | 1 | 0.5288 | 5235.6021 | 20 |  | 2050 | 2392.5511 | Per Unit | GSLD | 1 | 1 | 1 | 1 | 1 | 1 | 1 | 1 | 1 | 1 | 1 | 1 | CreEgsld101 | CreE | gsld | 101 | 269.16 | 314.1361 | [30 empty] | 64.2976 | 12.2808 | 6.4888
101 | Appliances | Cooking | Restaurants | New | Efficient Exhaust Hood | 0.85683 | 0.45309 |  | 4486 | 1 | 0.5288 | 5235.6021 | 20 |  | 2050 | 2392.5511 | Per Unit | GSLD | 1 | 1 | 1 | 1 | 1 | 1 | 1 | 1 | 1 | 1 | 1 | 1 | CreNgsld101 | CreN | gsld | 101 | 269.16 | 314.1361 | [30 empty] | 0.70918 | 0.13545 | 0.071569
101 | Appliances | Cooking | Retail | Existing | Efficient Exhaust Hood | 0.73122 | 0.26916 |  | 4486 | 1 | 0.3681 | 6134.9693 | 20 |  | 2050 | 2803.5415 | Per Unit | GSLD | 1 | 1 | 1 | 1 | 1 | 1 | 1 | 1 | 1 | 1 | 1 | 1 | CrtEgsld101 | CrtE | gsld | 101 | 269.16 | 368.0982 | [30 empty] | 0 | 0 | 0
101 | Appliances | Cooking | Retail | New | Efficient Exhaust Hood | 0.73122 | 0.26916 |  | 4486 | 1 | 0.3681 | 6134.9693 | 20 |  | 2050 | 2803.5415 | Per Unit | GSLD | 1 | 1 | 1 | 1 | 1 | 1 | 1 | 1 | 1 | 1 | 1 | 1 | CrtNgsld101 | CrtN | gsld | 101 | 269.16 | 368.0982 | [30 empty] | 0 | 0 | 0
101 | Appliances | Cooking | Schools K-12 | Existing | Efficient Exhaust Hood | 0.26467 | 0.48 |  | 4486 | 1 | 1.8136 | 16949.1525 | 20 |  | 2050 | 7745.3773 | Per Unit | GSLD | 1 | 1 | 1 | 1 | 1 | 1 | 1 | 1 | 1 | 1 | 1 | 1 | CscEgsld101 | CscE | gsld | 101 | 269.16 | 1016.9492 | [30 empty] | 0 | 0 | 0
101 | Appliances | Cooking | Schools K-12 | New | Efficient Exhaust Hood | 0.26467 | 0.48 |  | 4486 | 1 | 1.8136 | 16949.1525 | 20 |  | 2050 | 7745.3773 | Per Unit | GSLD | 1 | 1 | 1 | 1 | 1 | 1 | 1 | 1 | 1 | 1 | 1 | 1 | CscNgsld101 | CscN | gsld | 101 | 269.16 | 1016.9492 | [30 empty] | 0 | 0 | 0
101 | Appliances | Cooking | Warehouse | Existing | Efficient Exhaust Hood | 0.26467 | 0.48 |  | 4486 | 1 | 1.8136 | 16949.1525 | 20 |  | 2050 | 7745.3773 | Per Unit | GSLD | 1 | 1 | 1 | 1 | 1 | 1 | 1 | 1 | 1 | 1 | 1 | 1 | CwaEgsld101 | CwaE | gsld | 101 | 269.16 | 1016.9492 | [30 empty] | 0 | 0 | 0
101 | Appliances | Cooking | Warehouse | New | Efficient Exhaust Hood | 0.26467 | 0.48 |  | 4486 | 1 | 1.8136 | 16949.1525 | 20 |  | 2050 | 7745.3773 | Per Unit | GSLD | 1 | 1 | 1 | 1 | 1 | 1 | 1 | 1 | 1 | 1 | 1 | 1 | CwaNgsld101 | CwaN | gsld | 101 | 269.16 | 1016.9492 | [30 empty] | 0 | 0 | 0
102 | Appliances | Cooking | Assembly | Turnover | Energy Star Combination Oven | 1.038 | 0.38208 |  | 6368 | 1 | 0.3681 | 6134.9693 | 12 |  | 1580 | 1522.1815 | Per Unit | GSLD | 0.57723 | 0.60437 | 0.83705 | 1.097 | 1.2026 | 1.2026 | 1.289 | 1.2891 | 1.2453 | 1.1192 | 0.77553 | 0.85362 | CasTgsld102 | CasT | gsld | 102 | 382.08 | 368.0982 | [30 empty] | 1.5711 | 0.25645 | 0.094319
102 | Appliances | Cooking | Assembly | New | Energy Star Combination Oven | 1.038 | 0.38208 |  | 6368 | 1 | 0.3681 | 6134.9693 | 12 |  | 1580 | 1522.1815 | Per Unit | GSLD | 0.57723 | 0.60437 | 0.83705 | 1.097 | 1.2026 | 1.2026 | 1.289 | 1.2891 | 1.2453 | 1.1192 | 0.77553 | 0.85362 | CasNgsld102 | CasN | gsld | 102 | 382.08 | 368.0982 | [30 empty] | 0.017328 | 0.0028286 | 0.0010403
102 | Appliances | Cooking | College and University | Turnover | Energy Star Combination Oven | 1.038 | 0.38208 |  | 6368 | 1 | 0.3681 | 6134.9693 | 12 |  | 1580 | 1522.1815 | Per Unit | GSLD | 0.57723 | 0.60437 | 0.83705 | 1.097 | 1.2026 | 1.2026 | 1.289 | 1.2891 | 1.2453 | 1.1192 | 0.77553 | 0.85362 | CcoTgsld102 | CcoT | gsld | 102 | 382.08 | 368.0982 | [30 empty] | 0.01325 | 0.0021628 | 0.00079546
102 | Appliances | Cooking | College and University | New | Energy Star Combination Oven | 1.038 | 0.38208 |  | 6368 | 1 | 0.3681 | 6134.9693 | 12 |  | 1580 | 1522.1815 | Per Unit | GSLD | 0.57723 | 0.60437 | 0.83705 | 1.097 | 1.2026 | 1.2026 | 1.289 | 1.2891 | 1.2453 | 1.1192 | 0.77553 | 0.85362 | CcoNgsld102 | CcoN | gsld | 102 | 382.08 | 368.0982 | [30 empty] | 0.00014614 | 2.3855e-05 | 8.7736e-06
102 | Appliances | Cooking | Data Center | Turnover | Energy Star Combination Oven | 0.37571 | 0.68138 |  | 6368 | 1 | 1.8136 | 16949.1525 | 12 |  | 1580 | 4205.3488 | Per Unit | GSLD | 0.57723 | 0.60437 | 0.83705 | 1.097 | 1.2026 | 1.2026 | 1.289 | 1.2891 | 1.2453 | 1.1192 | 0.77553 | 0.85362 | CdaTgsld102 | CdaT | gsld | 102 | 382.08 | 1016.9492 | [30 empty] | 0.011293 | 0.0006608 | 0.001207
102 | Appliances | Cooking | Data Center | New | Energy Star Combination Oven | 0.37571 | 0.68138 |  | 6368 | 1 | 1.8136 | 16949.1525 | 12 |  | 1580 | 4205.3488 | Per Unit | GSLD | 0.57723 | 0.60437 | 0.83705 | 1.097 | 1.2026 | 1.2026 | 1.289 | 1.2891 | 1.2453 | 1.1192 | 0.77553 | 0.85362 | CdaNgsld102 | CdaN | gsld | 102 | 382.08 | 1016.9492 | [30 empty] | 0.00012456 | 7.2883e-06 | 1.3313e-05
102 | Appliances | Cooking | Grocery | Turnover | Energy Star Combination Oven | 1.038 | 0.38208 |  | 6368 | 1 | 0.3681 | 6134.9693 | 12 |  | 1580 | 1522.1815 | Per Unit | GSLD | 0.57723 | 0.60437 | 0.83705 | 1.097 | 1.2026 | 1.2026 | 1.289 | 1.2891 | 1.2453 | 1.1192 | 0.77553 | 0.85362 | CgrTgsld102 | CgrT | gsld | 102 | 382.08 | 368.0982 | [30 empty] | 3.5902 | 0.58604 | 0.21554
102 | Appliances | Cooking | Grocery | New | Energy Star Combination Oven | 1.038 | 0.38208 |  | 6368 | 1 | 0.3681 | 6134.9693 | 12 |  | 1580 | 1522.1815 | Per Unit | GSLD | 0.57723 | 0.60437 | 0.83705 | 1.097 | 1.2026 | 1.2026 | 1.289 | 1.2891 | 1.2453 | 1.1192 | 0.77553 | 0.85362 | CgrNgsld102 | CgrN | gsld | 102 | 382.08 | 368.0982 | [30 empty] | 0.039598 | 0.0064638 | 0.0023773
102 | Appliances | Cooking | Healthcare | Turnover | Energy Star Combination Oven | 0.75142 | 0.84058 |  | 6368 | 1 | 1.1186 | 8474.5763 | 12 |  | 1580 | 2102.6744 | Per Unit | GSLD | 0.57723 | 0.60437 | 0.83705 | 1.097 | 1.2026 | 1.2026 | 1.289 | 1.2891 | 1.2453 | 1.1192 | 0.77553 | 0.85362 | CheTgsld102 | CheT | gsld | 102 | 382.08 | 508.4746 | [30 empty] | 0.16243 | 0.019101 | 0.021403
102 | Appliances | Cooking | Healthcare | New | Energy Star Combination Oven | 0.75142 | 0.84058 |  | 6368 | 1 | 1.1186 | 8474.5763 | 12 |  | 1580 | 2102.6744 | Per Unit | GSLD | 0.57723 | 0.60437 | 0.83705 | 1.097 | 1.2026 | 1.2026 | 1.289 | 1.2891 | 1.2453 | 1.1192 | 0.77553 | 0.85362 | CheNgsld102 | CheN | gsld | 102 | 382.08 | 508.4746 | [30 empty] | 0.0017916 | 0.00021067 | 0.00023607
102 | Appliances | Cooking | Hospitals | Turnover | Energy Star Combination Oven | 1.038 | 0.38208 |  | 6368 | 1 | 0.3681 | 6134.9693 | 12 |  | 1580 | 1522.1815 | Per Unit | GSLD | 0.57723 | 0.60437 | 0.83705 | 1.097 | 1.2026 | 1.2026 | 1.289 | 1.2891 | 1.2453 | 1.1192 | 0.77553 | 0.85362 | ChoTgsld102 | ChoT | gsld | 102 | 382.08 | 368.0982 | [30 empty] | 0.7735 | 0.12626 | 0.046437
102 | Appliances | Cooking | Hospitals | New | Energy Star Combination Oven | 1.038 | 0.38208 |  | 6368 | 1 | 0.3681 | 6134.9693 | 12 |  | 1580 | 1522.1815 | Per Unit | GSLD | 0.57723 | 0.60437 | 0.83705 | 1.097 | 1.2026 | 1.2026 | 1.289 | 1.2891 | 1.2453 | 1.1192 | 0.77553 | 0.85362 | ChoNgsld102 | ChoN | gsld | 102 | 382.08 | 368.0982 | [30 empty] | 0.0085315 | 0.0013926 | 0.00051219
102 | Appliances | Cooking | Institutional | Turnover | Energy Star Combination Oven | 0.37571 | 0.68138 |  | 6368 | 1 | 1.8136 | 16949.1525 | 12 |  | 1580 | 4205.3488 | Per Unit | GSLD | 0.57723 | 0.60437 | 0.83705 | 1.097 | 1.2026 | 1.2026 | 1.289 | 1.2891 | 1.2453 | 1.1192 | 0.77553 | 0.85362 | CinTgsld102 | CinT | gsld | 102 | 382.08 | 1016.9492 | [30 empty] | 0.45776 | 0.026785 | 0.048925
102 | Appliances | Cooking | Institutional | New | Energy Star Combination Oven | 0.37571 | 0.68138 |  | 6368 | 1 | 1.8136 | 16949.1525 | 12 |  | 1580 | 4205.3488 | Per Unit | GSLD | 0.57723 | 0.60437 | 0.83705 | 1.097 | 1.2026 | 1.2026 | 1.289 | 1.2891 | 1.2453 | 1.1192 | 0.77553 | 0.85362 | CinNgsld102 | CinN | gsld | 102 | 382.08 | 1016.9492 | [30 empty] | 0.0050489 | 0.00029543 | 0.00053963
102 | Appliances | Cooking | Lodging/Hospitality | Turnover | Energy Star Combination Oven | 1.159 | 0.51581 |  | 6368 | 1 | 0.44505 | 5494.5055 | 12 |  | 1580 | 1363.2724 | Per Unit | GSLD | 0.57723 | 0.60437 | 0.83705 | 1.097 | 1.2026 | 1.2026 | 1.289 | 1.2891 | 1.2453 | 1.1192 | 0.77553 | 0.85362 | CloTgsld102 | CloT | gsld | 102 | 382.08 | 329.6703 | [30 empty] | 2.4452 | 0.4457 | 0.19905
102 | Appliances | Cooking | Lodging/Hospitality | New | Energy Star Combination Oven | 1.159 | 0.51581 |  | 6368 | 1 | 0.44505 | 5494.5055 | 12 |  | 1580 | 1363.2724 | Per Unit | GSLD | 0.57723 | 0.60437 | 0.83705 | 1.097 | 1.2026 | 1.2026 | 1.289 | 1.2891 | 1.2453 | 1.1192 | 0.77553 | 0.85362 | CloNgsld102 | CloN | gsld | 102 | 382.08 | 329.6703 | [30 empty] | 0.02697 | 0.0049159 | 0.0021954
102 | Appliances | Cooking | Miscellaneous | Turnover | Energy Star Combination Oven | 0.37571 | 0.68138 |  | 6368 | 1 | 1.8136 | 16949.1525 | 12 |  | 1580 | 4205.3488 | Per Unit | GSLD | 0.57723 | 0.60437 | 0.83705 | 1.097 | 1.2026 | 1.2026 | 1.289 | 1.2891 | 1.2453 | 1.1192 | 0.77553 | 0.85362 | CmiTgsld102 | CmiT | gsld | 102 | 382.08 | 1016.9492 | [30 empty] | 0 | 0 | 0
102 | Appliances | Cooking | Miscellaneous | New | Energy Star Combination Oven | 0.37571 | 0.68138 |  | 6368 | 1 | 1.8136 | 16949.1525 | 12 |  | 1580 | 4205.3488 | Per Unit | GSLD | 0.57723 | 0.60437 | 0.83705 | 1.097 | 1.2026 | 1.2026 | 1.289 | 1.2891 | 1.2453 | 1.1192 | 0.77553 | 0.85362 | CmiNgsld102 | CmiN | gsld | 102 | 382.08 | 1016.9492 | [30 empty] | 0 | 0 | 0
102 | Appliances | Cooking | Offices | Turnover | Energy Star Combination Oven | 0.37571 | 0.68138 |  | 6368 | 1 | 1.8136 | 16949.1525 | 12 |  | 1580 | 4205.3488 | Per Unit | GSLD | 0.57723 | 0.60437 | 0.83705 | 1.097 | 1.2026 | 1.2026 | 1.289 | 1.2891 | 1.2453 | 1.1192 | 0.77553 | 0.85362 | CofTgsld102 | CofT | gsld | 102 | 382.08 | 1016.9492 | [30 empty] | 0.87209 | 0.051029 | 0.093209
102 | Appliances | Cooking | Offices | New | Energy Star Combination Oven | 0.37571 | 0.68138 |  | 6368 | 1 | 1.8136 | 16949.1525 | 12 |  | 1580 | 4205.3488 | Per Unit | GSLD | 0.57723 | 0.60437 | 0.83705 | 1.097 | 1.2026 | 1.2026 | 1.289 | 1.2891 | 1.2453 | 1.1192 | 0.77553 | 0.85362 | CofNgsld102 | CofN | gsld | 102 | 382.08 | 1016.9492 | [30 empty] | 0.0096188 | 0.00056283 | 0.0010281
102 | Appliances | Cooking | Restaurants | Turnover | Energy Star Combination Oven | 1.2163 | 0.64317 |  | 6368 | 1 | 0.5288 | 5235.6021 | 12 |  | 1580 | 1299.0344 | Per Unit | GSLD | 0.57723 | 0.60437 | 0.83705 | 1.097 | 1.2026 | 1.2026 | 1.289 | 1.2891 | 1.2453 | 1.1192 | 0.77553 | 0.85362 | CreTgsld102 | CreT | gsld | 102 | 382.08 | 314.1361 | [30 empty] | 15.5131 | 2.963 | 1.5656
102 | Appliances | Cooking | Restaurants | New | Energy Star Combination Oven | 1.2163 | 0.64317 |  | 6368 | 1 | 0.5288 | 5235.6021 | 12 |  | 1580 | 1299.0344 | Per Unit | GSLD | 0.57723 | 0.60437 | 0.83705 | 1.097 | 1.2026 | 1.2026 | 1.289 | 1.2891 | 1.2453 | 1.1192 | 0.77553 | 0.85362 | CreNgsld102 | CreN | gsld | 102 | 382.08 | 314.1361 | [30 empty] | 0.1711 | 0.032681 | 0.017268
102 | Appliances | Cooking | Retail | Turnover | Energy Star Combination Oven | 1.038 | 0.38208 |  | 6368 | 1 | 0.3681 | 6134.9693 | 12 |  | 1580 | 1522.1815 | Per Unit | GSLD | 0.57723 | 0.60437 | 0.83705 | 1.097 | 1.2026 | 1.2026 | 1.289 | 1.2891 | 1.2453 | 1.1192 | 0.77553 | 0.85362 | CrtTgsld102 | CrtT | gsld | 102 | 382.08 | 368.0982 | [30 empty] | 0.62528 | 0.10207 | 0.037538
102 | Appliances | Cooking | Retail | New | Energy Star Combination Oven | 1.038 | 0.38208 |  | 6368 | 1 | 0.3681 | 6134.9693 | 12 |  | 1580 | 1522.1815 | Per Unit | GSLD | 0.57723 | 0.60437 | 0.83705 | 1.097 | 1.2026 | 1.2026 | 1.289 | 1.2891 | 1.2453 | 1.1192 | 0.77553 | 0.85362 | CrtNgsld102 | CrtN | gsld | 102 | 382.08 | 368.0982 | [30 empty] | 0.0068966 | 0.0011258 | 0.00041404
102 | Appliances | Cooking | Schools K-12 | Turnover | Energy Star Combination Oven | 0.37571 | 0.68138 |  | 6368 | 1 | 1.8136 | 16949.1525 | 12 |  | 1580 | 4205.3488 | Per Unit | GSLD | 0.57723 | 0.60437 | 0.83705 | 1.097 | 1.2026 | 1.2026 | 1.289 | 1.2891 | 1.2453 | 1.1192 | 0.77553 | 0.85362 | CscTgsld102 | CscT | gsld | 102 | 382.08 | 1016.9492 | [30 empty] | 0.076946 | 0.0045023 | 0.008224
102 | Appliances | Cooking | Schools K-12 | New | Energy Star Combination Oven | 0.37571 | 0.68138 |  | 6368 | 1 | 1.8136 | 16949.1525 | 12 |  | 1580 | 4205.3488 | Per Unit | GSLD | 0.57723 | 0.60437 | 0.83705 | 1.097 | 1.2026 | 1.2026 | 1.289 | 1.2891 | 1.2453 | 1.1192 | 0.77553 | 0.85362 | CscNgsld102 | CscN | gsld | 102 | 382.08 | 1016.9492 | [30 empty] | 0.00084868 | 4.9659e-05 | 9.0708e-05
102 | Appliances | Cooking | Warehouse | Turnover | Energy Star Combination Oven | 0.37571 | 0.68138 |  | 6368 | 1 | 1.8136 | 16949.1525 | 12 |  | 1580 | 4205.3488 | Per Unit | GSLD | 0.57723 | 0.60437 | 0.83705 | 1.097 | 1.2026 | 1.2026 | 1.289 | 1.2891 | 1.2453 | 1.1192 | 0.77553 | 0.85362 | CwaTgsld102 | CwaT | gsld | 102 | 382.08 | 1016.9492 | [30 empty] | 0.00039205 | 2.294e-05 | 4.1903e-05
102 | Appliances | Cooking | Warehouse | New | Energy Star Combination Oven | 0.37571 | 0.68138 |  | 6368 | 1 | 1.8136 | 16949.1525 | 12 |  | 1580 | 4205.3488 | Per Unit | GSLD | 0.57723 | 0.60437 | 0.83705 | 1.097 | 1.2026 | 1.2026 | 1.289 | 1.2891 | 1.2453 | 1.1192 | 0.77553 | 0.85362 | CwaNgsld102 | CwaN | gsld | 102 | 382.08 | 1016.9492 | [30 empty] | 4.3242e-06 | 2.5302e-07 | 4.6217e-07
103 | Appliances | Cooking | Assembly | Turnover | Energy Star Commercial Dishwasher | 1.474 | 2.2449 |  | 11854.97 | 1 | 1.523 | 8042.7229 | 13 |  | 1099 | 745.5905 | Per appliance | GSLD | 0.57723 | 0.60437 | 0.83705 | 1.097 | 1.2026 | 1.2026 | 1.289 | 1.2891 | 1.2453 | 1.1192 | 0.77553 | 0.85362 | CasTgsld103 | CasT | gsld | 103 | 711.2982 | 482.5634 | [30 empty] | 0 | 0 | 0
103 | Appliances | Cooking | Assembly | New | Energy Star Commercial Dishwasher | 1.474 | 2.2449 |  | 11854.97 | 1 | 1.523 | 8042.7229 | 13 |  | 1099 | 745.5905 | Per appliance | GSLD | 0.57723 | 0.60437 | 0.83705 | 1.097 | 1.2026 | 1.2026 | 1.289 | 1.2891 | 1.2453 | 1.1192 | 0.77553 | 0.85362 | CasNgsld103 | CasN | gsld | 103 | 711.2982 | 482.5634 | [30 empty] | 0 | 0 | 0
103 | Appliances | Cooking | College and University | Turnover | Energy Star Commercial Dishwasher | 1.0871 | 1.3202 |  | 11854.97 | 1 | 1.2145 | 10905.4227 | 13 |  | 1099 | 1010.9734 | Per appliance | GSLD | 0.57723 | 0.60437 | 0.83705 | 1.097 | 1.2026 | 1.2026 | 1.289 | 1.2891 | 1.2453 | 1.1192 | 0.77553 | 0.85362 | CcoTgsld103 | CcoT | gsld | 103 | 711.2982 | 654.3254 | [30 empty] | 0 | 0 | 0
103 | Appliances | Cooking | College and University | New | Energy Star Commercial Dishwasher | 1.0871 | 1.3202 |  | 11854.97 | 1 | 1.2145 | 10905.4227 | 13 |  | 1099 | 1010.9734 | Per appliance | GSLD | 0.57723 | 0.60437 | 0.83705 | 1.097 | 1.2026 | 1.2026 | 1.289 | 1.2891 | 1.2453 | 1.1192 | 0.77553 | 0.85362 | CcoNgsld103 | CcoN | gsld | 103 | 711.2982 | 654.3254 | [30 empty] | 0 | 0 | 0
103 | Appliances | Cooking | Data Center | Turnover | Energy Star Commercial Dishwasher | 1.0871 | 1.3202 |  | 11854.97 | 1 | 1.2145 | 10905.4227 | 13 |  | 1099 | 1010.9734 | Per appliance | GSLD | 0.57723 | 0.60437 | 0.83705 | 1.097 | 1.2026 | 1.2026 | 1.289 | 1.2891 | 1.2453 | 1.1192 | 0.77553 | 0.85362 | CdaTgsld103 | CdaT | gsld | 103 | 711.2982 | 654.3254 | [30 empty] | 0 | 0 | 0
103 | Appliances | Cooking | Data Center | New | Energy Star Commercial Dishwasher | 1.0871 | 1.3202 |  | 11854.97 | 1 | 1.2145 | 10905.4227 | 13 |  | 1099 | 1010.9734 | Per appliance | GSLD | 0.57723 | 0.60437 | 0.83705 | 1.097 | 1.2026 | 1.2026 | 1.289 | 1.2891 | 1.2453 | 1.1192 | 0.77553 | 0.85362 | CdaNgsld103 | CdaN | gsld | 103 | 711.2982 | 654.3254 | [30 empty] | 0 | 0 | 0
103 | Appliances | Cooking | Grocery | Turnover | Energy Star Commercial Dishwasher | 1.474 | 2.2449 |  | 11854.97 | 1 | 1.523 | 8042.7229 | 13 |  | 1099 | 745.5905 | Per appliance | GSLD | 0.57723 | 0.60437 | 0.83705 | 1.097 | 1.2026 | 1.2026 | 1.289 | 1.2891 | 1.2453 | 1.1192 | 0.77553 | 0.85362 | CgrTgsld103 | CgrT | gsld | 103 | 711.2982 | 482.5634 | [30 empty] | 0 | 0 | 0
103 | Appliances | Cooking | Grocery | New | Energy Star Commercial Dishwasher | 1.474 | 2.2449 |  | 11854.97 | 1 | 1.523 | 8042.7229 | 13 |  | 1099 | 745.5905 | Per appliance | GSLD | 0.57723 | 0.60437 | 0.83705 | 1.097 | 1.2026 | 1.2026 | 1.289 | 1.2891 | 1.2453 | 1.1192 | 0.77553 | 0.85362 | CgrNgsld103 | CgrN | gsld | 103 | 711.2982 | 482.5634 | [30 empty] | 0 | 0 | 0
103 | Appliances | Cooking | Healthcare | Turnover | Energy Star Commercial Dishwasher | 1.0871 | 1.3202 |  | 11854.97 | 1 | 1.2145 | 10905.4227 | 13 |  | 1099 | 1010.9734 | Per appliance | GSLD | 0.57723 | 0.60437 | 0.83705 | 1.097 | 1.2026 | 1.2026 | 1.289 | 1.2891 | 1.2453 | 1.1192 | 0.77553 | 0.85362 | CheTgsld103 | CheT | gsld | 103 | 711.2982 | 654.3254 | [30 empty] | 0 | 0 | 0
103 | Appliances | Cooking | Healthcare | New | Energy Star Commercial Dishwasher | 1.0871 | 1.3202 |  | 11854.97 | 1 | 1.2145 | 10905.4227 | 13 |  | 1099 | 1010.9734 | Per appliance | GSLD | 0.57723 | 0.60437 | 0.83705 | 1.097 | 1.2026 | 1.2026 | 1.289 | 1.2891 | 1.2453 | 1.1192 | 0.77553 | 0.85362 | CheNgsld103 | CheN | gsld | 103 | 711.2982 | 654.3254 | [30 empty] | 0 | 0 | 0
103 | Appliances | Cooking | Hospitals | Turnover | Energy Star Commercial Dishwasher | 1.0871 | 1.3202 |  | 11854.97 | 1 | 1.2145 | 10905.4227 | 13 |  | 1099 | 1010.9734 | Per appliance | GSLD | 0.57723 | 0.60437 | 0.83705 | 1.097 | 1.2026 | 1.2026 | 1.289 | 1.2891 | 1.2453 | 1.1192 | 0.77553 | 0.85362 | ChoTgsld103 | ChoT | gsld | 103 | 711.2982 | 654.3254 | [30 empty] | 0 | 0 | 0
103 | Appliances | Cooking | Hospitals | New | Energy Star Commercial Dishwasher | 1.0871 | 1.3202 |  | 11854.97 | 1 | 1.2145 | 10905.4227 | 13 |  | 1099 | 1010.9734 | Per appliance | GSLD | 0.57723 | 0.60437 | 0.83705 | 1.097 | 1.2026 | 1.2026 | 1.289 | 1.2891 | 1.2453 | 1.1192 | 0.77553 | 0.85362 | ChoNgsld103 | ChoN | gsld | 103 | 711.2982 | 654.3254 | [30 empty] | 0 | 0 | 0
103 | Appliances | Cooking | Institutional | Turnover | Energy Star Commercial Dishwasher | 1.0871 | 1.3202 |  | 11854.97 | 1 | 1.2145 | 10905.4227 | 13 |  | 1099 | 1010.9734 | Per appliance | GSLD | 0.57723 | 0.60437 | 0.83705 | 1.097 | 1.2026 | 1.2026 | 1.289 | 1.2891 | 1.2453 | 1.1192 | 0.77553 | 0.85362 | CinTgsld103 | CinT | gsld | 103 | 711.2982 | 654.3254 | [30 empty] | 0 | 0 | 0
103 | Appliances | Cooking | Institutional | New | Energy Star Commercial Dishwasher | 1.0871 | 1.3202 |  | 11854.97 | 1 | 1.2145 | 10905.4227 | 13 |  | 1099 | 1010.9734 | Per appliance | GSLD | 0.57723 | 0.60437 | 0.83705 | 1.097 | 1.2026 | 1.2026 | 1.289 | 1.2891 | 1.2453 | 1.1192 | 0.77553 | 0.85362 | CinNgsld103 | CinN | gsld | 103 | 711.2982 | 654.3254 | [30 empty] | 0 | 0 | 0
103 | Appliances | Cooking | Lodging/Hospitality | Turnover | Energy Star Commercial Dishwasher | 0.46648 | 1.8704 |  | 11854.97 | 1 | 4.0096 | 25413.8002 | 13 |  | 1099 | 2355.9542 | Per appliance | GSLD | 0.57723 | 0.60437 | 0.83705 | 1.097 | 1.2026 | 1.2026 | 1.289 | 1.2891 | 1.2453 | 1.1192 | 0.77553 | 0.85362 | CloTgsld103 | CloT | gsld | 103 | 711.2982 | 1524.828 | [30 empty] | 0 | 0 | 0
103 | Appliances | Cooking | Lodging/Hospitality | New | Energy Star Commercial Dishwasher | 0.46648 | 1.8704 |  | 11854.97 | 1 | 4.0096 | 25413.8002 | 13 |  | 1099 | 2355.9542 | Per appliance | GSLD | 0.57723 | 0.60437 | 0.83705 | 1.097 | 1.2026 | 1.2026 | 1.289 | 1.2891 | 1.2453 | 1.1192 | 0.77553 | 0.85362 | CloNgsld103 | CloN | gsld | 103 | 711.2982 | 1524.828 | [30 empty] | 0 | 0 | 0
103 | Appliances | Cooking | Miscellaneous | Turnover | Energy Star Commercial Dishwasher | 1.474 | 2.2449 |  | 11854.97 | 1 | 1.523 | 8042.7229 | 13 |  | 1099 | 745.5905 | Per appliance | GSLD | 0.57723 | 0.60437 | 0.83705 | 1.097 | 1.2026 | 1.2026 | 1.289 | 1.2891 | 1.2453 | 1.1192 | 0.77553 | 0.85362 | CmiTgsld103 | CmiT | gsld | 103 | 711.2982 | 482.5634 | [30 empty] | 0 | 0 | 0
103 | Appliances | Cooking | Miscellaneous | New | Energy Star Commercial Dishwasher | 1.474 | 2.2449 |  | 11854.97 | 1 | 1.523 | 8042.7229 | 13 |  | 1099 | 745.5905 | Per appliance | GSLD | 0.57723 | 0.60437 | 0.83705 | 1.097 | 1.2026 | 1.2026 | 1.289 | 1.2891 | 1.2453 | 1.1192 | 0.77553 | 0.85362 | CmiNgsld103 | CmiN | gsld | 103 | 711.2982 | 482.5634 | [30 empty] | 0 | 0 | 0
103 | Appliances | Cooking | Offices | Turnover | Energy Star Commercial Dishwasher | 1.474 | 2.2449 |  | 11854.97 | 1 | 1.523 | 8042.7229 | 13 |  | 1099 | 745.5905 | Per appliance | GSLD | 0.57723 | 0.60437 | 0.83705 | 1.097 | 1.2026 | 1.2026 | 1.289 | 1.2891 | 1.2453 | 1.1192 | 0.77553 | 0.85362 | CofTgsld103 | CofT | gsld | 103 | 711.2982 | 482.5634 | [30 empty] | 0 | 0 | 0
103 | Appliances | Cooking | Offices | New | Energy Star Commercial Dishwasher | 1.474 | 2.2449 |  | 11854.97 | 1 | 1.523 | 8042.7229 | 13 |  | 1099 | 745.5905 | Per appliance | GSLD | 0.57723 | 0.60437 | 0.83705 | 1.097 | 1.2026 | 1.2026 | 1.289 | 1.2891 | 1.2453 | 1.1192 | 0.77553 | 0.85362 | CofNgsld103 | CofN | gsld | 103 | 711.2982 | 482.5634 | [30 empty] | 0 | 0 | 0
103 | Appliances | Cooking | Restaurants | Turnover | Energy Star Commercial Dishwasher | 1.474 | 2.2449 |  | 11854.97 | 1 | 1.523 | 8042.7229 | 13 |  | 1099 | 745.5905 | Per appliance | GSLD | 0.57723 | 0.60437 | 0.83705 | 1.097 | 1.2026 | 1.2026 | 1.289 | 1.2891 | 1.2453 | 1.1192 | 0.77553 | 0.85362 | CreTgsld103 | CreT | gsld | 103 | 711.2982 | 482.5634 | [30 empty] | 0 | 0 | 0
103 | Appliances | Cooking | Restaurants | New | Energy Star Commercial Dishwasher | 1.474 | 2.2449 |  | 11854.97 | 1 | 1.523 | 8042.7229 | 13 |  | 1099 | 745.5905 | Per appliance | GSLD | 0.57723 | 0.60437 | 0.83705 | 1.097 | 1.2026 | 1.2026 | 1.289 | 1.2891 | 1.2453 | 1.1192 | 0.77553 | 0.85362 | CreNgsld103 | CreN | gsld | 103 | 711.2982 | 482.5634 | [30 empty] | 0 | 0 | 0
103 | Appliances | Cooking | Retail | Turnover | Energy Star Commercial Dishwasher | 1.474 | 2.2449 |  | 11854.97 | 1 | 1.523 | 8042.7229 | 13 |  | 1099 | 745.5905 | Per appliance | GSLD | 0.57723 | 0.60437 | 0.83705 | 1.097 | 1.2026 | 1.2026 | 1.289 | 1.2891 | 1.2453 | 1.1192 | 0.77553 | 0.85362 | CrtTgsld103 | CrtT | gsld | 103 | 711.2982 | 482.5634 | [30 empty] | 0 | 0 | 0
103 | Appliances | Cooking | Retail | New | Energy Star Commercial Dishwasher | 1.474 | 2.2449 |  | 11854.97 | 1 | 1.523 | 8042.7229 | 13 |  | 1099 | 745.5905 | Per appliance | GSLD | 0.57723 | 0.60437 | 0.83705 | 1.097 | 1.2026 | 1.2026 | 1.289 | 1.2891 | 1.2453 | 1.1192 | 0.77553 | 0.85362 | CrtNgsld103 | CrtN | gsld | 103 | 711.2982 | 482.5634 | [30 empty] | 0 | 0 | 0
103 | Appliances | Cooking | Schools K-12 | Turnover | Energy Star Commercial Dishwasher | 1.474 | 2.2449 |  | 11854.97 | 1 | 1.523 | 8042.7229 | 13 |  | 1099 | 745.5905 | Per appliance | GSLD | 0.57723 | 0.60437 | 0.83705 | 1.097 | 1.2026 | 1.2026 | 1.289 | 1.2891 | 1.2453 | 1.1192 | 0.77553 | 0.85362 | CscTgsld103 | CscT | gsld | 103 | 711.2982 | 482.5634 | [30 empty] | 0 | 0 | 0
103 | Appliances | Cooking | Schools K-12 | New | Energy Star Commercial Dishwasher | 1.474 | 2.2449 |  | 11854.97 | 1 | 1.523 | 8042.7229 | 13 |  | 1099 | 745.5905 | Per appliance | GSLD | 0.57723 | 0.60437 | 0.83705 | 1.097 | 1.2026 | 1.2026 | 1.289 | 1.2891 | 1.2453 | 1.1192 | 0.77553 | 0.85362 | CscNgsld103 | CscN | gsld | 103 | 711.2982 | 482.5634 | [30 empty] | 0 | 0 | 0
103 | Appliances | Cooking | Warehouse | Turnover | Energy Star Commercial Dishwasher | 1.474 | 2.2449 |  | 11854.97 | 1 | 1.523 | 8042.7229 | 13 |  | 1099 | 745.5905 | Per appliance | GSLD | 0.57723 | 0.60437 | 0.83705 | 1.097 | 1.2026 | 1.2026 | 1.289 | 1.2891 | 1.2453 | 1.1192 | 0.77553 | 0.85362 | CwaTgsld103 | CwaT | gsld | 103 | 711.2982 | 482.5634 | [30 empty] | 0 | 0 | 0
103 | Appliances | Cooking | Warehouse | New | Energy Star Commercial Dishwasher | 1.474 | 2.2449 |  | 11854.97 | 1 | 1.523 | 8042.7229 | 13 |  | 1099 | 745.5905 | Per appliance | GSLD | 0.57723 | 0.60437 | 0.83705 | 1.097 | 1.2026 | 1.2026 | 1.289 | 1.2891 | 1.2453 | 1.1192 | 0.77553 | 0.85362 | CwaNgsld103 | CwaN | gsld | 103 | 711.2982 | 482.5634 | [30 empty] | 0 | 0 | 0
104 | Appliances | Cooking | Assembly | Turnover | Energy Star convection oven | 0.31573 | 0.11622 |  | 1937 | 1 | 0.3681 | 6134.9693 | 17 |  | 631.37 | 1999.7086 | Per Unit | GSLD | 0.57723 | 0.60437 | 0.83705 | 1.097 | 1.2026 | 1.2026 | 1.289 | 1.2891 | 1.2453 | 1.1192 | 0.77553 | 0.85362 | CasTgsld104 | CasT | gsld | 104 | 116.22 | 368.0982 | [30 empty] | 0.60588 | 0.098901 | 0.036374
104 | Appliances | Cooking | Assembly | New | Energy Star convection oven | 0.31573 | 0.11622 |  | 1937 | 1 | 0.3681 | 6134.9693 | 17 |  | 631.37 | 1999.7086 | Per Unit | GSLD | 0.57723 | 0.60437 | 0.83705 | 1.097 | 1.2026 | 1.2026 | 1.289 | 1.2891 | 1.2453 | 1.1192 | 0.77553 | 0.85362 | CasNgsld104 | CasN | gsld | 104 | 116.22 | 368.0982 | [30 empty] | 0.0066827 | 0.0010908 | 0.00040119
104 | Appliances | Cooking | College and University | Turnover | Energy Star convection oven | 0.31573 | 0.11622 |  | 1937 | 1 | 0.3681 | 6134.9693 | 17 |  | 631.37 | 1999.7086 | Per Unit | GSLD | 0.57723 | 0.60437 | 0.83705 | 1.097 | 1.2026 | 1.2026 | 1.289 | 1.2891 | 1.2453 | 1.1192 | 0.77553 | 0.85362 | CcoTgsld104 | CcoT | gsld | 104 | 116.22 | 368.0982 | [30 empty] | 0.0050642 | 0.00082664 | 0.00030403
104 | Appliances | Cooking | College and University | New | Energy Star convection oven | 0.31573 | 0.11622 |  | 1937 | 1 | 0.3681 | 6134.9693 | 17 |  | 631.37 | 1999.7086 | Per Unit | GSLD | 0.57723 | 0.60437 | 0.83705 | 1.097 | 1.2026 | 1.2026 | 1.289 | 1.2891 | 1.2453 | 1.1192 | 0.77553 | 0.85362 | CcoNgsld104 | CcoN | gsld | 104 | 116.22 | 368.0982 | [30 empty] | 5.5856e-05 | 9.1176e-06 | 3.3533e-06
104 | Appliances | Cooking | Data Center | Turnover | Energy Star convection oven | 0.11428 | 0.20726 |  | 1937 | 1 | 1.8136 | 16949.1525 | 17 |  | 631.37 | 5524.6187 | Per Unit | GSLD | 0.57723 | 0.60437 | 0.83705 | 1.097 | 1.2026 | 1.2026 | 1.289 | 1.2891 | 1.2453 | 1.1192 | 0.77553 | 0.85362 | CdaTgsld104 | CdaT | gsld | 104 | 116.22 | 1016.9492 | [30 empty] | 0.0043552 | 0.00025484 | 0.00046549
104 | Appliances | Cooking | Data Center | New | Energy Star convection oven | 0.11428 | 0.20726 |  | 1937 | 1 | 1.8136 | 16949.1525 | 17 |  | 631.37 | 5524.6187 | Per Unit | GSLD | 0.57723 | 0.60437 | 0.83705 | 1.097 | 1.2026 | 1.2026 | 1.289 | 1.2891 | 1.2453 | 1.1192 | 0.77553 | 0.85362 | CdaNgsld104 | CdaN | gsld | 104 | 116.22 | 1016.9492 | [30 empty] | 4.8036e-05 | 2.8108e-06 | 5.1341e-06
104 | Appliances | Cooking | Grocery | Turnover | Energy Star convection oven | 0.31573 | 0.11622 |  | 1937 | 1 | 0.3681 | 6134.9693 | 17 |  | 631.37 | 1999.7086 | Per Unit | GSLD | 0.57723 | 0.60437 | 0.83705 | 1.097 | 1.2026 | 1.2026 | 1.289 | 1.2891 | 1.2453 | 1.1192 | 0.77553 | 0.85362 | CgrTgsld104 | CgrT | gsld | 104 | 116.22 | 368.0982 | [30 empty] | 1.3846 | 0.22601 | 0.083122
104 | Appliances | Cooking | Grocery | New | Energy Star convection oven | 0.31573 | 0.11622 |  | 1937 | 1 | 0.3681 | 6134.9693 | 17 |  | 631.37 | 1999.7086 | Per Unit | GSLD | 0.57723 | 0.60437 | 0.83705 | 1.097 | 1.2026 | 1.2026 | 1.289 | 1.2891 | 1.2453 | 1.1192 | 0.77553 | 0.85362 | CgrNgsld104 | CgrN | gsld | 104 | 116.22 | 368.0982 | [30 empty] | 0.015271 | 0.0024928 | 0.0009168
104 | Appliances | Cooking | Healthcare | Turnover | Energy Star convection oven | 0.22857 | 0.25568 |  | 1937 | 1 | 1.1186 | 8474.5763 | 17 |  | 631.37 | 2762.3094 | Per Unit | GSLD | 0.57723 | 0.60437 | 0.83705 | 1.097 | 1.2026 | 1.2026 | 1.289 | 1.2891 | 1.2453 | 1.1192 | 0.77553 | 0.85362 | CheTgsld104 | CheT | gsld | 104 | 116.22 | 508.4746 | [30 empty] | 0.060976 | 0.0071701 | 0.0080346
104 | Appliances | Cooking | Healthcare | New | Energy Star convection oven | 0.22857 | 0.25568 |  | 1937 | 1 | 1.1186 | 8474.5763 | 17 |  | 631.37 | 2762.3094 | Per Unit | GSLD | 0.57723 | 0.60437 | 0.83705 | 1.097 | 1.2026 | 1.2026 | 1.289 | 1.2891 | 1.2453 | 1.1192 | 0.77553 | 0.85362 | CheNgsld104 | CheN | gsld | 104 | 116.22 | 508.4746 | [30 empty] | 0.00067254 | 7.9084e-05 | 8.8619e-05
104 | Appliances | Cooking | Hospitals | Turnover | Energy Star convection oven | 0.31573 | 0.11622 |  | 1937 | 1 | 0.3681 | 6134.9693 | 17 |  | 631.37 | 1999.7086 | Per Unit | GSLD | 0.57723 | 0.60437 | 0.83705 | 1.097 | 1.2026 | 1.2026 | 1.289 | 1.2891 | 1.2453 | 1.1192 | 0.77553 | 0.85362 | ChoTgsld104 | ChoT | gsld | 104 | 116.22 | 368.0982 | [30 empty] | 0.29564 | 0.048258 | 0.017749
104 | Appliances | Cooking | Hospitals | New | Energy Star convection oven | 0.31573 | 0.11622 |  | 1937 | 1 | 0.3681 | 6134.9693 | 17 |  | 631.37 | 1999.7086 | Per Unit | GSLD | 0.57723 | 0.60437 | 0.83705 | 1.097 | 1.2026 | 1.2026 | 1.289 | 1.2891 | 1.2453 | 1.1192 | 0.77553 | 0.85362 | ChoNgsld104 | ChoN | gsld | 104 | 116.22 | 368.0982 | [30 empty] | 0.0032608 | 0.00053227 | 0.00019576
104 | Appliances | Cooking | Institutional | Turnover | Energy Star convection oven | 0.11428 | 0.20726 |  | 1937 | 1 | 1.8136 | 16949.1525 | 17 |  | 631.37 | 5524.6187 | Per Unit | GSLD | 0.57723 | 0.60437 | 0.83705 | 1.097 | 1.2026 | 1.2026 | 1.289 | 1.2891 | 1.2453 | 1.1192 | 0.77553 | 0.85362 | CinTgsld104 | CinT | gsld | 104 | 116.22 | 1016.9492 | [30 empty] | 0.17653 | 0.01033 | 0.018868
104 | Appliances | Cooking | Institutional | New | Energy Star convection oven | 0.11428 | 0.20726 |  | 1937 | 1 | 1.8136 | 16949.1525 | 17 |  | 631.37 | 5524.6187 | Per Unit | GSLD | 0.57723 | 0.60437 | 0.83705 | 1.097 | 1.2026 | 1.2026 | 1.289 | 1.2891 | 1.2453 | 1.1192 | 0.77553 | 0.85362 | CinNgsld104 | CinN | gsld | 104 | 116.22 | 1016.9492 | [30 empty] | 0.0019471 | 0.00011393 | 0.00020811
104 | Appliances | Cooking | Lodging/Hospitality | Turnover | Energy Star convection oven | 0.35253 | 0.1569 |  | 1937 | 1 | 0.44505 | 5494.5055 | 17 |  | 631.37 | 1790.9478 | Per Unit | GSLD | 0.57723 | 0.60437 | 0.83705 | 1.097 | 1.2026 | 1.2026 | 1.289 | 1.2891 | 1.2453 | 1.1192 | 0.77553 | 0.85362 | CloTgsld104 | CloT | gsld | 104 | 116.22 | 329.6703 | [30 empty] | 0.9179 | 0.16731 | 0.074721
104 | Appliances | Cooking | Lodging/Hospitality | New | Energy Star convection oven | 0.35253 | 0.1569 |  | 1937 | 1 | 0.44505 | 5494.5055 | 17 |  | 631.37 | 1790.9478 | Per Unit | GSLD | 0.57723 | 0.60437 | 0.83705 | 1.097 | 1.2026 | 1.2026 | 1.289 | 1.2891 | 1.2453 | 1.1192 | 0.77553 | 0.85362 | CloNgsld104 | CloN | gsld | 104 | 116.22 | 329.6703 | [30 empty] | 0.010124 | 0.0018454 | 0.00082415
104 | Appliances | Cooking | Miscellaneous | Turnover | Energy Star convection oven | 0.11428 | 0.20726 |  | 1937 | 1 | 1.8136 | 16949.1525 | 17 |  | 631.37 | 5524.6187 | Per Unit | GSLD | 0.57723 | 0.60437 | 0.83705 | 1.097 | 1.2026 | 1.2026 | 1.289 | 1.2891 | 1.2453 | 1.1192 | 0.77553 | 0.85362 | CmiTgsld104 | CmiT | gsld | 104 | 116.22 | 1016.9492 | [30 empty] | 0 | 0 | 0
104 | Appliances | Cooking | Miscellaneous | New | Energy Star convection oven | 0.11428 | 0.20726 |  | 1937 | 1 | 1.8136 | 16949.1525 | 17 |  | 631.37 | 5524.6187 | Per Unit | GSLD | 0.57723 | 0.60437 | 0.83705 | 1.097 | 1.2026 | 1.2026 | 1.289 | 1.2891 | 1.2453 | 1.1192 | 0.77553 | 0.85362 | CmiNgsld104 | CmiN | gsld | 104 | 116.22 | 1016.9492 | [30 empty] | 0 | 0 | 0
104 | Appliances | Cooking | Offices | Turnover | Energy Star convection oven | 0.11428 | 0.20726 |  | 1937 | 1 | 1.8136 | 16949.1525 | 17 |  | 631.37 | 5524.6187 | Per Unit | GSLD | 0.57723 | 0.60437 | 0.83705 | 1.097 | 1.2026 | 1.2026 | 1.289 | 1.2891 | 1.2453 | 1.1192 | 0.77553 | 0.85362 | CofTgsld104 | CofT | gsld | 104 | 116.22 | 1016.9492 | [30 empty] | 0.33632 | 0.019679 | 0.035946
104 | Appliances | Cooking | Offices | New | Energy Star convection oven | 0.11428 | 0.20726 |  | 1937 | 1 | 1.8136 | 16949.1525 | 17 |  | 631.37 | 5524.6187 | Per Unit | GSLD | 0.57723 | 0.60437 | 0.83705 | 1.097 | 1.2026 | 1.2026 | 1.289 | 1.2891 | 1.2453 | 1.1192 | 0.77553 | 0.85362 | CofNgsld104 | CofN | gsld | 104 | 116.22 | 1016.9492 | [30 empty] | 0.0037095 | 0.00021706 | 0.00039648
104 | Appliances | Cooking | Restaurants | Turnover | Energy Star convection oven | 0.36997 | 0.19564 |  | 1937 | 1 | 0.5288 | 5235.6021 | 17 |  | 631.37 | 1706.5576 | Per Unit | GSLD | 0.57723 | 0.60437 | 0.83705 | 1.097 | 1.2026 | 1.2026 | 1.289 | 1.2891 | 1.2453 | 1.1192 | 0.77553 | 0.85362 | CreTgsld104 | CreT | gsld | 104 | 116.22 | 314.1361 | [30 empty] | 5.9292 | 1.1325 | 0.59836
104 | Appliances | Cooking | Restaurants | New | Energy Star convection oven | 0.36997 | 0.19564 |  | 1937 | 1 | 0.5288 | 5235.6021 | 17 |  | 631.37 | 1706.5576 | Per Unit | GSLD | 0.57723 | 0.60437 | 0.83705 | 1.097 | 1.2026 | 1.2026 | 1.289 | 1.2891 | 1.2453 | 1.1192 | 0.77553 | 0.85362 | CreNgsld104 | CreN | gsld | 104 | 116.22 | 314.1361 | [30 empty] | 0.060087 | 0.011477 | 0.0060638
104 | Appliances | Cooking | Retail | Turnover | Energy Star convection oven | 0.31573 | 0.11622 |  | 1937 | 1 | 0.3681 | 6134.9693 | 17 |  | 631.37 | 1999.7086 | Per Unit | GSLD | 0.57723 | 0.60437 | 0.83705 | 1.097 | 1.2026 | 1.2026 | 1.289 | 1.2891 | 1.2453 | 1.1192 | 0.77553 | 0.85362 | CrtTgsld104 | CrtT | gsld | 104 | 116.22 | 368.0982 | [30 empty] | 0.24114 | 0.039362 | 0.014477
104 | Appliances | Cooking | Retail | New | Energy Star convection oven | 0.31573 | 0.11622 |  | 1937 | 1 | 0.3681 | 6134.9693 | 17 |  | 631.37 | 1999.7086 | Per Unit | GSLD | 0.57723 | 0.60437 | 0.83705 | 1.097 | 1.2026 | 1.2026 | 1.289 | 1.2891 | 1.2453 | 1.1192 | 0.77553 | 0.85362 | CrtNgsld104 | CrtN | gsld | 104 | 116.22 | 368.0982 | [30 empty] | 0.0026597 | 0.00043415 | 0.00015967
104 | Appliances | Cooking | Schools K-12 | Turnover | Energy Star convection oven | 0.11428 | 0.20726 |  | 1937 | 1 | 1.8136 | 16949.1525 | 17 |  | 631.37 | 5524.6187 | Per Unit | GSLD | 0.57723 | 0.60437 | 0.83705 | 1.097 | 1.2026 | 1.2026 | 1.289 | 1.2891 | 1.2453 | 1.1192 | 0.77553 | 0.85362 | CscTgsld104 | CscT | gsld | 104 | 116.22 | 1016.9492 | [30 empty] | 0.029409 | 0.0017208 | 0.0031432
104 | Appliances | Cooking | Schools K-12 | New | Energy Star convection oven | 0.11428 | 0.20726 |  | 1937 | 1 | 1.8136 | 16949.1525 | 17 |  | 631.37 | 5524.6187 | Per Unit | GSLD | 0.57723 | 0.60437 | 0.83705 | 1.097 | 1.2026 | 1.2026 | 1.289 | 1.2891 | 1.2453 | 1.1192 | 0.77553 | 0.85362 | CscNgsld104 | CscN | gsld | 104 | 116.22 | 1016.9492 | [30 empty] | 0.00032437 | 1.898e-05 | 3.4669e-05
104 | Appliances | Cooking | Warehouse | Turnover | Energy Star convection oven | 0.11428 | 0.20726 |  | 1937 | 1 | 1.8136 | 16949.1525 | 17 |  | 631.37 | 5524.6187 | Per Unit | GSLD | 0.57723 | 0.60437 | 0.83705 | 1.097 | 1.2026 | 1.2026 | 1.289 | 1.2891 | 1.2453 | 1.1192 | 0.77553 | 0.85362 | CwaTgsld104 | CwaT | gsld | 104 | 116.22 | 1016.9492 | [30 empty] | 0.0001512 | 8.847e-06 | 1.616e-05
104 | Appliances | Cooking | Warehouse | New | Energy Star convection oven | 0.11428 | 0.20726 |  | 1937 | 1 | 1.8136 | 16949.1525 | 17 |  | 631.37 | 5524.6187 | Per Unit | GSLD | 0.57723 | 0.60437 | 0.83705 | 1.097 | 1.2026 | 1.2026 | 1.289 | 1.2891 | 1.2453 | 1.1192 | 0.77553 | 0.85362 | CwaNgsld104 | CwaN | gsld | 104 | 116.22 | 1016.9492 | [30 empty] | 1.6676e-06 | 9.7579e-08 | 1.7824e-07
105 | Appliances | Cooking | Assembly | Turnover | Energy Star Fryer | 0.15501 | 0.05706 |  | 951 | 1 | 0.3681 | 6134.9693 | 12 |  | 1543 | 9954.0039 | Per Unit | GSLD | 1.0063 | 0.98564 | 1.0265 | 1.0441 | 1.0994 | 1.0901 | 1.0679 | 1.0965 | 1.0642 | 1.0547 | 1.0277 | 1.0297 | CasTgsld105 | CasT | gsld | 105 | 57.06 | 368.0982 | [30 empty] | 0.64057 | 0.10456 | 0.038457
105 | Appliances | Cooking | Assembly | New | Energy Star Fryer | 0.15501 | 0.05706 |  | 951 | 1 | 0.3681 | 6134.9693 | 12 |  | 1543 | 9954.0039 | Per Unit | GSLD | 1.0063 | 0.98564 | 1.0265 | 1.0441 | 1.0994 | 1.0901 | 1.0679 | 1.0965 | 1.0642 | 1.0547 | 1.0277 | 1.0297 | CasNgsld105 | CasN | gsld | 105 | 57.06 | 368.0982 | [30 empty] | 0.0070653 | 0.0011533 | 0.00042417
105 | Appliances | Cooking | College and University | Turnover | Energy Star Fryer | 0.15501 | 0.05706 |  | 951 | 1 | 0.3681 | 6134.9693 | 12 |  | 1543 | 9954.0039 | Per Unit | GSLD | 1.0063 | 0.98564 | 1.0265 | 1.0441 | 1.0994 | 1.0901 | 1.0679 | 1.0965 | 1.0642 | 1.0547 | 1.0277 | 1.0297 | CcoTgsld105 | CcoT | gsld | 105 | 57.06 | 368.0982 | [30 empty] | 0.0054024 | 0.00088186 | 0.00032433
105 | Appliances | Cooking | College and University | New | Energy Star Fryer | 0.15501 | 0.05706 |  | 951 | 1 | 0.3681 | 6134.9693 | 12 |  | 1543 | 9954.0039 | Per Unit | GSLD | 1.0063 | 0.98564 | 1.0265 | 1.0441 | 1.0994 | 1.0901 | 1.0679 | 1.0965 | 1.0642 | 1.0547 | 1.0277 | 1.0297 | CcoNgsld105 | CcoN | gsld | 105 | 57.06 | 368.0982 | [30 empty] | 5.9587e-05 | 9.7266e-06 | 3.5773e-06
105 | Appliances | Cooking | Data Center | Turnover | Energy Star Fryer | 0.056109 | 0.10176 |  | 951 | 1 | 1.8136 | 16949.1525 | 12 |  | 1543 | 27500.0446 | Per Unit | GSLD | 1.0063 | 0.98564 | 1.0265 | 1.0441 | 1.0994 | 1.0901 | 1.0679 | 1.0965 | 1.0642 | 1.0547 | 1.0277 | 1.0297 | CdaTgsld105 | CdaT | gsld | 105 | 57.06 | 1016.9492 | [30 empty] | 0.0046046 | 0.00026943 | 0.00049214
105 | Appliances | Cooking | Data Center | New | Energy Star Fryer | 0.056109 | 0.10176 |  | 951 | 1 | 1.8136 | 16949.1525 | 12 |  | 1543 | 27500.0446 | Per Unit | GSLD | 1.0063 | 0.98564 | 1.0265 | 1.0441 | 1.0994 | 1.0901 | 1.0679 | 1.0965 | 1.0642 | 1.0547 | 1.0277 | 1.0297 | CdaNgsld105 | CdaN | gsld | 105 | 57.06 | 1016.9492 | [30 empty] | 5.0787e-05 | 2.9717e-06 | 5.4281e-06
105 | Appliances | Cooking | Grocery | Turnover | Energy Star Fryer | 0.15501 | 0.05706 |  | 951 | 1 | 0.3681 | 6134.9693 | 12 |  | 1543 | 9954.0039 | Per Unit | GSLD | 1.0063 | 0.98564 | 1.0265 | 1.0441 | 1.0994 | 1.0901 | 1.0679 | 1.0965 | 1.0642 | 1.0547 | 1.0277 | 1.0297 | CgrTgsld105 | CgrT | gsld | 105 | 57.06 | 368.0982 | [30 empty] | 1.4638 | 0.23895 | 0.087881
105 | Appliances | Cooking | Grocery | New | Energy Star Fryer | 0.15501 | 0.05706 |  | 951 | 1 | 0.3681 | 6134.9693 | 12 |  | 1543 | 9954.0039 | Per Unit | GSLD | 1.0063 | 0.98564 | 1.0265 | 1.0441 | 1.0994 | 1.0901 | 1.0679 | 1.0965 | 1.0642 | 1.0547 | 1.0277 | 1.0297 | CgrNgsld105 | CgrN | gsld | 105 | 57.06 | 368.0982 | [30 empty] | 0.016145 | 0.0026355 | 0.0009693
105 | Appliances | Cooking | Healthcare | Turnover | Energy Star Fryer | 0.11222 | 0.12553 |  | 951 | 1 | 1.1186 | 8474.5763 | 12 |  | 1543 | 13750.0223 | Per Unit | GSLD | 1.0063 | 0.98564 | 1.0265 | 1.0441 | 1.0994 | 1.0901 | 1.0679 | 1.0965 | 1.0642 | 1.0547 | 1.0277 | 1.0297 | CheTgsld105 | CheT | gsld | 105 | 57.06 | 508.4746 | [30 empty] | 0.066229 | 0.0077879 | 0.0087269
105 | Appliances | Cooking | Healthcare | New | Energy Star Fryer | 0.11222 | 0.12553 |  | 951 | 1 | 1.1186 | 8474.5763 | 12 |  | 1543 | 13750.0223 | Per Unit | GSLD | 1.0063 | 0.98564 | 1.0265 | 1.0441 | 1.0994 | 1.0901 | 1.0679 | 1.0965 | 1.0642 | 1.0547 | 1.0277 | 1.0297 | CheNgsld105 | CheN | gsld | 105 | 57.06 | 508.4746 | [30 empty] | 0.00073049 | 8.5898e-05 | 9.6254e-05
105 | Appliances | Cooking | Hospitals | Turnover | Energy Star Fryer | 0.15501 | 0.05706 |  | 951 | 1 | 0.3681 | 6134.9693 | 12 |  | 1543 | 9954.0039 | Per Unit | GSLD | 1.0063 | 0.98564 | 1.0265 | 1.0441 | 1.0994 | 1.0901 | 1.0679 | 1.0965 | 1.0642 | 1.0547 | 1.0277 | 1.0297 | ChoTgsld105 | ChoT | gsld | 105 | 57.06 | 368.0982 | [30 empty] | 0.31538 | 0.051481 | 0.018934
105 | Appliances | Cooking | Hospitals | New | Energy Star Fryer | 0.15501 | 0.05706 |  | 951 | 1 | 0.3681 | 6134.9693 | 12 |  | 1543 | 9954.0039 | Per Unit | GSLD | 1.0063 | 0.98564 | 1.0265 | 1.0441 | 1.0994 | 1.0901 | 1.0679 | 1.0965 | 1.0642 | 1.0547 | 1.0277 | 1.0297 | ChoNgsld105 | ChoN | gsld | 105 | 57.06 | 368.0982 | [30 empty] | 0.0034786 | 0.00056782 | 0.00020884
105 | Appliances | Cooking | Institutional | Turnover | Energy Star Fryer | 0.056109 | 0.10176 |  | 951 | 1 | 1.8136 | 16949.1525 | 12 |  | 1543 | 27500.0446 | Per Unit | GSLD | 1.0063 | 0.98564 | 1.0265 | 1.0441 | 1.0994 | 1.0901 | 1.0679 | 1.0965 | 1.0642 | 1.0547 | 1.0277 | 1.0297 | CinTgsld105 | CinT | gsld | 105 | 57.06 | 1016.9492 | [30 empty] | 0.18664 | 0.010921 | 0.019948
105 | Appliances | Cooking | Institutional | New | Energy Star Fryer | 0.056109 | 0.10176 |  | 951 | 1 | 1.8136 | 16949.1525 | 12 |  | 1543 | 27500.0446 | Per Unit | GSLD | 1.0063 | 0.98564 | 1.0265 | 1.0441 | 1.0994 | 1.0901 | 1.0679 | 1.0965 | 1.0642 | 1.0547 | 1.0277 | 1.0297 | CinNgsld105 | CinN | gsld | 105 | 57.06 | 1016.9492 | [30 empty] | 0.0020586 | 0.00012046 | 0.00022002
105 | Appliances | Cooking | Lodging/Hospitality | Turnover | Energy Star Fryer | 0.17308 | 0.077031 |  | 951 | 1 | 0.44505 | 5494.5055 | 12 |  | 1543 | 8914.8496 | Per Unit | GSLD | 1.0063 | 0.98564 | 1.0265 | 1.0441 | 1.0994 | 1.0901 | 1.0679 | 1.0965 | 1.0642 | 1.0547 | 1.0277 | 1.0297 | CloTgsld105 | CloT | gsld | 105 | 57.06 | 329.6703 | [30 empty] | 0.99699 | 0.18173 | 0.081159
105 | Appliances | Cooking | Lodging/Hospitality | New | Energy Star Fryer | 0.17308 | 0.077031 |  | 951 | 1 | 0.44505 | 5494.5055 | 12 |  | 1543 | 8914.8496 | Per Unit | GSLD | 1.0063 | 0.98564 | 1.0265 | 1.0441 | 1.0994 | 1.0901 | 1.0679 | 1.0965 | 1.0642 | 1.0547 | 1.0277 | 1.0297 | CloNgsld105 | CloN | gsld | 105 | 57.06 | 329.6703 | [30 empty] | 0.010996 | 0.0020044 | 0.00089516
105 | Appliances | Cooking | Miscellaneous | Turnover | Energy Star Fryer | 0.056109 | 0.10176 |  | 951 | 1 | 1.8136 | 16949.1525 | 12 |  | 1543 | 27500.0446 | Per Unit | GSLD | 1.0063 | 0.98564 | 1.0265 | 1.0441 | 1.0994 | 1.0901 | 1.0679 | 1.0965 | 1.0642 | 1.0547 | 1.0277 | 1.0297 | CmiTgsld105 | CmiT | gsld | 105 | 57.06 | 1016.9492 | [30 empty] | 0 | 0 | 0
105 | Appliances | Cooking | Miscellaneous | New | Energy Star Fryer | 0.056109 | 0.10176 |  | 951 | 1 | 1.8136 | 16949.1525 | 12 |  | 1543 | 27500.0446 | Per Unit | GSLD | 1.0063 | 0.98564 | 1.0265 | 1.0441 | 1.0994 | 1.0901 | 1.0679 | 1.0965 | 1.0642 | 1.0547 | 1.0277 | 1.0297 | CmiNgsld105 | CmiN | gsld | 105 | 57.06 | 1016.9492 | [30 empty] | 0 | 0 | 0
105 | Appliances | Cooking | Offices | Turnover | Energy Star Fryer | 0.056109 | 0.10176 |  | 951 | 1 | 1.8136 | 16949.1525 | 12 |  | 1543 | 27500.0446 | Per Unit | GSLD | 1.0063 | 0.98564 | 1.0265 | 1.0441 | 1.0994 | 1.0901 | 1.0679 | 1.0965 | 1.0642 | 1.0547 | 1.0277 | 1.0297 | CofTgsld105 | CofT | gsld | 105 | 57.06 | 1016.9492 | [30 empty] | 0.35558 | 0.020806 | 0.038005
105 | Appliances | Cooking | Offices | New | Energy Star Fryer | 0.056109 | 0.10176 |  | 951 | 1 | 1.8136 | 16949.1525 | 12 |  | 1543 | 27500.0446 | Per Unit | GSLD | 1.0063 | 0.98564 | 1.0265 | 1.0441 | 1.0994 | 1.0901 | 1.0679 | 1.0965 | 1.0642 | 1.0547 | 1.0277 | 1.0297 | CofNgsld105 | CofN | gsld | 105 | 57.06 | 1016.9492 | [30 empty] | 0.0039219 | 0.00022948 | 0.00041918
105 | Appliances | Cooking | Restaurants | Turnover | Energy Star Fryer | 0.18164 | 0.096051 |  | 951 | 1 | 0.5288 | 5235.6021 | 12 |  | 1543 | 8494.7782 | Per Unit | GSLD | 1.0063 | 0.98564 | 1.0265 | 1.0441 | 1.0994 | 1.0901 | 1.0679 | 1.0965 | 1.0642 | 1.0547 | 1.0277 | 1.0297 | CreTgsld105 | CreT | gsld | 105 | 57.06 | 314.1361 | [30 empty] | 6.3252 | 1.2081 | 0.63833
105 | Appliances | Cooking | Restaurants | New | Energy Star Fryer | 0.18164 | 0.096051 |  | 951 | 1 | 0.5288 | 5235.6021 | 12 |  | 1543 | 8494.7782 | Per Unit | GSLD | 1.0063 | 0.98564 | 1.0265 | 1.0441 | 1.0994 | 1.0901 | 1.0679 | 1.0965 | 1.0642 | 1.0547 | 1.0277 | 1.0297 | CreNgsld105 | CreN | gsld | 105 | 57.06 | 314.1361 | [30 empty] | 0.069765 | 0.013325 | 0.0070405
105 | Appliances | Cooking | Retail | Turnover | Energy Star Fryer | 0.15501 | 0.05706 |  | 951 | 1 | 0.3681 | 6134.9693 | 12 |  | 1543 | 9954.0039 | Per Unit | GSLD | 1.0063 | 0.98564 | 1.0265 | 1.0441 | 1.0994 | 1.0901 | 1.0679 | 1.0965 | 1.0642 | 1.0547 | 1.0277 | 1.0297 | CrtTgsld105 | CrtT | gsld | 105 | 57.06 | 368.0982 | [30 empty] | 0.25495 | 0.041616 | 0.015306
105 | Appliances | Cooking | Retail | New | Energy Star Fryer | 0.15501 | 0.05706 |  | 951 | 1 | 0.3681 | 6134.9693 | 12 |  | 1543 | 9954.0039 | Per Unit | GSLD | 1.0063 | 0.98564 | 1.0265 | 1.0441 | 1.0994 | 1.0901 | 1.0679 | 1.0965 | 1.0642 | 1.0547 | 1.0277 | 1.0297 | CrtNgsld105 | CrtN | gsld | 105 | 57.06 | 368.0982 | [30 empty] | 0.002812 | 0.00045901 | 0.00016882
105 | Appliances | Cooking | Schools K-12 | Turnover | Energy Star Fryer | 0.056109 | 0.10176 |  | 951 | 1 | 1.8136 | 16949.1525 | 12 |  | 1543 | 27500.0446 | Per Unit | GSLD | 1.0063 | 0.98564 | 1.0265 | 1.0441 | 1.0994 | 1.0901 | 1.0679 | 1.0965 | 1.0642 | 1.0547 | 1.0277 | 1.0297 | CscTgsld105 | CscT | gsld | 105 | 57.06 | 1016.9492 | [30 empty] | 0.031373 | 0.0018358 | 0.0033532
105 | Appliances | Cooking | Schools K-12 | New | Energy Star Fryer | 0.056109 | 0.10176 |  | 951 | 1 | 1.8136 | 16949.1525 | 12 |  | 1543 | 27500.0446 | Per Unit | GSLD | 1.0063 | 0.98564 | 1.0265 | 1.0441 | 1.0994 | 1.0901 | 1.0679 | 1.0965 | 1.0642 | 1.0547 | 1.0277 | 1.0297 | CscNgsld105 | CscN | gsld | 105 | 57.06 | 1016.9492 | [30 empty] | 0.00034604 | 2.0248e-05 | 3.6985e-05
105 | Appliances | Cooking | Warehouse | Turnover | Energy Star Fryer | 0.056109 | 0.10176 |  | 951 | 1 | 1.8136 | 16949.1525 | 12 |  | 1543 | 27500.0446 | Per Unit | GSLD | 1.0063 | 0.98564 | 1.0265 | 1.0441 | 1.0994 | 1.0901 | 1.0679 | 1.0965 | 1.0642 | 1.0547 | 1.0277 | 1.0297 | CwaTgsld105 | CwaT | gsld | 105 | 57.06 | 1016.9492 | [30 empty] | 0.00015985 | 9.3535e-06 | 1.7085e-05
105 | Appliances | Cooking | Warehouse | New | Energy Star Fryer | 0.056109 | 0.10176 |  | 951 | 1 | 1.8136 | 16949.1525 | 12 |  | 1543 | 27500.0446 | Per Unit | GSLD | 1.0063 | 0.98564 | 1.0265 | 1.0441 | 1.0994 | 1.0901 | 1.0679 | 1.0965 | 1.0642 | 1.0547 | 1.0277 | 1.0297 | CwaNgsld105 | CwaN | gsld | 105 | 57.06 | 1016.9492 | [30 empty] | 1.7631e-06 | 1.0317e-07 | 1.8844e-07
106 | Appliances | Cooking | Assembly | Turnover | Energy Star Griddle | 0.23502 | 0.086511 |  | 1441.85 | 1 | 0.3681 | 6134.9693 | 12 |  | 0.01 | 0.042549 | Per Unit | GSLD | 1.0063 | 0.98564 | 1.0265 | 1.0441 | 1.0994 | 1.0901 | 1.0679 | 1.0965 | 1.0642 | 1.0547 | 1.0277 | 1.0297 | CasTgsld106 | CasT | gsld | 106 | 86.511 | 368.0982 | [30 empty] | 0 | 0 | 0
106 | Appliances | Cooking | Assembly | New | Energy Star Griddle | 0.23502 | 0.086511 |  | 1441.85 | 1 | 0.3681 | 6134.9693 | 12 |  | 0.01 | 0.042549 | Per Unit | GSLD | 1.0063 | 0.98564 | 1.0265 | 1.0441 | 1.0994 | 1.0901 | 1.0679 | 1.0965 | 1.0642 | 1.0547 | 1.0277 | 1.0297 | CasNgsld106 | CasN | gsld | 106 | 86.511 | 368.0982 | [30 empty] | 0 | 0 | 0
106 | Appliances | Cooking | College and University | Turnover | Energy Star Griddle | 0.23502 | 0.086511 |  | 1441.85 | 1 | 0.3681 | 6134.9693 | 12 |  | 0.01 | 0.042549 | Per Unit | GSLD | 1.0063 | 0.98564 | 1.0265 | 1.0441 | 1.0994 | 1.0901 | 1.0679 | 1.0965 | 1.0642 | 1.0547 | 1.0277 | 1.0297 | CcoTgsld106 | CcoT | gsld | 106 | 86.511 | 368.0982 | [30 empty] | 0.0031133 | 0.00050819 | 0.00018691
106 | Appliances | Cooking | College and University | New | Energy Star Griddle | 0.23502 | 0.086511 |  | 1441.85 | 1 | 0.3681 | 6134.9693 | 12 |  | 0.01 | 0.042549 | Per Unit | GSLD | 1.0063 | 0.98564 | 1.0265 | 1.0441 | 1.0994 | 1.0901 | 1.0679 | 1.0965 | 1.0642 | 1.0547 | 1.0277 | 1.0297 | CcoNgsld106 | CcoN | gsld | 106 | 86.511 | 368.0982 | [30 empty] | 3.4338e-05 | 5.6052e-06 | 2.0615e-06
106 | Appliances | Cooking | Data Center | Turnover | Energy Star Griddle | 0.085069 | 0.15428 |  | 1441.85 | 1 | 1.8136 | 16949.1525 | 12 |  | 0.01 | 0.11755 | Per Unit | GSLD | 1.0063 | 0.98564 | 1.0265 | 1.0441 | 1.0994 | 1.0901 | 1.0679 | 1.0965 | 1.0642 | 1.0547 | 1.0277 | 1.0297 | CdaTgsld106 | CdaT | gsld | 106 | 86.511 | 1016.9492 | [30 empty] | 0 | 0 | 0
106 | Appliances | Cooking | Data Center | New | Energy Star Griddle | 0.085069 | 0.15428 |  | 1441.85 | 1 | 1.8136 | 16949.1525 | 12 |  | 0.01 | 0.11755 | Per Unit | GSLD | 1.0063 | 0.98564 | 1.0265 | 1.0441 | 1.0994 | 1.0901 | 1.0679 | 1.0965 | 1.0642 | 1.0547 | 1.0277 | 1.0297 | CdaNgsld106 | CdaN | gsld | 106 | 86.511 | 1016.9492 | [30 empty] | 0 | 0 | 0
106 | Appliances | Cooking | Grocery | Turnover | Energy Star Griddle | 0.23502 | 0.086511 |  | 1441.85 | 1 | 0.3681 | 6134.9693 | 12 |  | 0.01 | 0.042549 | Per Unit | GSLD | 1.0063 | 0.98564 | 1.0265 | 1.0441 | 1.0994 | 1.0901 | 1.0679 | 1.0965 | 1.0642 | 1.0547 | 1.0277 | 1.0297 | CgrTgsld106 | CgrT | gsld | 106 | 86.511 | 368.0982 | [30 empty] | 0 | 0 | 0
106 | Appliances | Cooking | Grocery | New | Energy Star Griddle | 0.23502 | 0.086511 |  | 1441.85 | 1 | 0.3681 | 6134.9693 | 12 |  | 0.01 | 0.042549 | Per Unit | GSLD | 1.0063 | 0.98564 | 1.0265 | 1.0441 | 1.0994 | 1.0901 | 1.0679 | 1.0965 | 1.0642 | 1.0547 | 1.0277 | 1.0297 | CgrNgsld106 | CgrN | gsld | 106 | 86.511 | 368.0982 | [30 empty] | 0 | 0 | 0
106 | Appliances | Cooking | Healthcare | Turnover | Energy Star Griddle | 0.17014 | 0.19032 |  | 1441.85 | 1 | 1.1186 | 8474.5763 | 12 |  | 0.01 | 0.058776 | Per Unit | GSLD | 1.0063 | 0.98564 | 1.0265 | 1.0441 | 1.0994 | 1.0901 | 1.0679 | 1.0965 | 1.0642 | 1.0547 | 1.0277 | 1.0297 | CheTgsld106 | CheT | gsld | 106 | 86.511 | 508.4746 | [30 empty] | 0.038166 | 0.004488 | 0.0050291
106 | Appliances | Cooking | Healthcare | New | Energy Star Griddle | 0.17014 | 0.19032 |  | 1441.85 | 1 | 1.1186 | 8474.5763 | 12 |  | 0.01 | 0.058776 | Per Unit | GSLD | 1.0063 | 0.98564 | 1.0265 | 1.0441 | 1.0994 | 1.0901 | 1.0679 | 1.0965 | 1.0642 | 1.0547 | 1.0277 | 1.0297 | CheNgsld106 | CheN | gsld | 106 | 86.511 | 508.4746 | [30 empty] | 0.00042096 | 4.9501e-05 | 5.5469e-05
106 | Appliances | Cooking | Hospitals | Turnover | Energy Star Griddle | 0.23502 | 0.086511 |  | 1441.85 | 1 | 0.3681 | 6134.9693 | 12 |  | 0.01 | 0.042549 | Per Unit | GSLD | 1.0063 | 0.98564 | 1.0265 | 1.0441 | 1.0994 | 1.0901 | 1.0679 | 1.0965 | 1.0642 | 1.0547 | 1.0277 | 1.0297 | ChoTgsld106 | ChoT | gsld | 106 | 86.511 | 368.0982 | [30 empty] | 0.18175 | 0.029667 | 0.010911
106 | Appliances | Cooking | Hospitals | New | Energy Star Griddle | 0.23502 | 0.086511 |  | 1441.85 | 1 | 0.3681 | 6134.9693 | 12 |  | 0.01 | 0.042549 | Per Unit | GSLD | 1.0063 | 0.98564 | 1.0265 | 1.0441 | 1.0994 | 1.0901 | 1.0679 | 1.0965 | 1.0642 | 1.0547 | 1.0277 | 1.0297 | ChoNgsld106 | ChoN | gsld | 106 | 86.511 | 368.0982 | [30 empty] | 0.0020046 | 0.00032722 | 0.00012035
106 | Appliances | Cooking | Institutional | Turnover | Energy Star Griddle | 0.085069 | 0.15428 |  | 1441.85 | 1 | 1.8136 | 16949.1525 | 12 |  | 0.01 | 0.11755 | Per Unit | GSLD | 1.0063 | 0.98564 | 1.0265 | 1.0441 | 1.0994 | 1.0901 | 1.0679 | 1.0965 | 1.0642 | 1.0547 | 1.0277 | 1.0297 | CinTgsld106 | CinT | gsld | 106 | 86.511 | 1016.9492 | [30 empty] | 0 | 0 | 0
106 | Appliances | Cooking | Institutional | New | Energy Star Griddle | 0.085069 | 0.15428 |  | 1441.85 | 1 | 1.8136 | 16949.1525 | 12 |  | 0.01 | 0.11755 | Per Unit | GSLD | 1.0063 | 0.98564 | 1.0265 | 1.0441 | 1.0994 | 1.0901 | 1.0679 | 1.0965 | 1.0642 | 1.0547 | 1.0277 | 1.0297 | CinNgsld106 | CinN | gsld | 106 | 86.511 | 1016.9492 | [30 empty] | 0 | 0 | 0
106 | Appliances | Cooking | Lodging/Hospitality | Turnover | Energy Star Griddle | 0.26242 | 0.11679 |  | 1441.85 | 1 | 0.44505 | 5494.5055 | 12 |  | 0.01 | 0.038107 | Per Unit | GSLD | 1.0063 | 0.98564 | 1.0265 | 1.0441 | 1.0994 | 1.0901 | 1.0679 | 1.0965 | 1.0642 | 1.0547 | 1.0277 | 1.0297 | CloTgsld106 | CloT | gsld | 106 | 86.511 | 329.6703 | [30 empty] | 0.57454 | 0.10472 | 0.04677
106 | Appliances | Cooking | Lodging/Hospitality | New | Energy Star Griddle | 0.26242 | 0.11679 |  | 1441.85 | 1 | 0.44505 | 5494.5055 | 12 |  | 0.01 | 0.038107 | Per Unit | GSLD | 1.0063 | 0.98564 | 1.0265 | 1.0441 | 1.0994 | 1.0901 | 1.0679 | 1.0965 | 1.0642 | 1.0547 | 1.0277 | 1.0297 | CloNgsld106 | CloN | gsld | 106 | 86.511 | 329.6703 | [30 empty] | 0.006337 | 0.0011551 | 0.00051586
106 | Appliances | Cooking | Miscellaneous | Turnover | Energy Star Griddle | 0.085069 | 0.15428 |  | 1441.85 | 1 | 1.8136 | 16949.1525 | 12 |  | 0.01 | 0.11755 | Per Unit | GSLD | 1.0063 | 0.98564 | 1.0265 | 1.0441 | 1.0994 | 1.0901 | 1.0679 | 1.0965 | 1.0642 | 1.0547 | 1.0277 | 1.0297 | CmiTgsld106 | CmiT | gsld | 106 | 86.511 | 1016.9492 | [30 empty] | 0 | 0 | 0
106 | Appliances | Cooking | Miscellaneous | New | Energy Star Griddle | 0.085069 | 0.15428 |  | 1441.85 | 1 | 1.8136 | 16949.1525 | 12 |  | 0.01 | 0.11755 | Per Unit | GSLD | 1.0063 | 0.98564 | 1.0265 | 1.0441 | 1.0994 | 1.0901 | 1.0679 | 1.0965 | 1.0642 | 1.0547 | 1.0277 | 1.0297 | CmiNgsld106 | CmiN | gsld | 106 | 86.511 | 1016.9492 | [30 empty] | 0 | 0 | 0
106 | Appliances | Cooking | Offices | Turnover | Energy Star Griddle | 0.085069 | 0.15428 |  | 1441.85 | 1 | 1.8136 | 16949.1525 | 12 |  | 0.01 | 0.11755 | Per Unit | GSLD | 1.0063 | 0.98564 | 1.0265 | 1.0441 | 1.0994 | 1.0901 | 1.0679 | 1.0965 | 1.0642 | 1.0547 | 1.0277 | 1.0297 | CofTgsld106 | CofT | gsld | 106 | 86.511 | 1016.9492 | [30 empty] | 0 | 0 | 0
106 | Appliances | Cooking | Offices | New | Energy Star Griddle | 0.085069 | 0.15428 |  | 1441.85 | 1 | 1.8136 | 16949.1525 | 12 |  | 0.01 | 0.11755 | Per Unit | GSLD | 1.0063 | 0.98564 | 1.0265 | 1.0441 | 1.0994 | 1.0901 | 1.0679 | 1.0965 | 1.0642 | 1.0547 | 1.0277 | 1.0297 | CofNgsld106 | CofN | gsld | 106 | 86.511 | 1016.9492 | [30 empty] | 0 | 0 | 0
106 | Appliances | Cooking | Restaurants | Turnover | Energy Star Griddle | 0.27539 | 0.14563 |  | 1441.85 | 1 | 0.5288 | 5235.6021 | 12 |  | 0.01 | 0.036312 | Per Unit | GSLD | 1.0063 | 0.98564 | 1.0265 | 1.0441 | 1.0994 | 1.0901 | 1.0679 | 1.0965 | 1.0642 | 1.0547 | 1.0277 | 1.0297 | CreTgsld106 | CreT | gsld | 106 | 86.511 | 314.1361 | [30 empty] | 3.6451 | 0.69621 | 0.36785
106 | Appliances | Cooking | Restaurants | New | Energy Star Griddle | 0.27539 | 0.14563 |  | 1441.85 | 1 | 0.5288 | 5235.6021 | 12 |  | 0.01 | 0.036312 | Per Unit | GSLD | 1.0063 | 0.98564 | 1.0265 | 1.0441 | 1.0994 | 1.0901 | 1.0679 | 1.0965 | 1.0642 | 1.0547 | 1.0277 | 1.0297 | CreNgsld106 | CreN | gsld | 106 | 86.511 | 314.1361 | [30 empty] | 0.017778 | 0.0033955 | 0.0017941
106 | Appliances | Cooking | Retail | Turnover | Energy Star Griddle | 0.23502 | 0.086511 |  | 1441.85 | 1 | 0.3681 | 6134.9693 | 12 |  | 0.01 | 0.042549 | Per Unit | GSLD | 1.0063 | 0.98564 | 1.0265 | 1.0441 | 1.0994 | 1.0901 | 1.0679 | 1.0965 | 1.0642 | 1.0547 | 1.0277 | 1.0297 | CrtTgsld106 | CrtT | gsld | 106 | 86.511 | 368.0982 | [30 empty] | 0 | 0 | 0
106 | Appliances | Cooking | Retail | New | Energy Star Griddle | 0.23502 | 0.086511 |  | 1441.85 | 1 | 0.3681 | 6134.9693 | 12 |  | 0.01 | 0.042549 | Per Unit | GSLD | 1.0063 | 0.98564 | 1.0265 | 1.0441 | 1.0994 | 1.0901 | 1.0679 | 1.0965 | 1.0642 | 1.0547 | 1.0277 | 1.0297 | CrtNgsld106 | CrtN | gsld | 106 | 86.511 | 368.0982 | [30 empty] | 0 | 0 | 0
106 | Appliances | Cooking | Schools K-12 | Turnover | Energy Star Griddle | 0.085069 | 0.15428 |  | 1441.85 | 1 | 1.8136 | 16949.1525 | 12 |  | 0.01 | 0.11755 | Per Unit | GSLD | 1.0063 | 0.98564 | 1.0265 | 1.0441 | 1.0994 | 1.0901 | 1.0679 | 1.0965 | 1.0642 | 1.0547 | 1.0277 | 1.0297 | CscTgsld106 | CscT | gsld | 106 | 86.511 | 1016.9492 | [30 empty] | 0.01808 | 0.0010579 | 0.0019324
106 | Appliances | Cooking | Schools K-12 | New | Energy Star Griddle | 0.085069 | 0.15428 |  | 1441.85 | 1 | 1.8136 | 16949.1525 | 12 |  | 0.01 | 0.11755 | Per Unit | GSLD | 1.0063 | 0.98564 | 1.0265 | 1.0441 | 1.0994 | 1.0901 | 1.0679 | 1.0965 | 1.0642 | 1.0547 | 1.0277 | 1.0297 | CscNgsld106 | CscN | gsld | 106 | 86.511 | 1016.9492 | [30 empty] | 0.00019941 | 1.1668e-05 | 2.1313e-05
106 | Appliances | Cooking | Warehouse | Turnover | Energy Star Griddle | 0.085069 | 0.15428 |  | 1441.85 | 1 | 1.8136 | 16949.1525 | 12 |  | 0.01 | 0.11755 | Per Unit | GSLD | 1.0063 | 0.98564 | 1.0265 | 1.0441 | 1.0994 | 1.0901 | 1.0679 | 1.0965 | 1.0642 | 1.0547 | 1.0277 | 1.0297 | CwaTgsld106 | CwaT | gsld | 106 | 86.511 | 1016.9492 | [30 empty] | 0 | 0 | 0
106 | Appliances | Cooking | Warehouse | New | Energy Star Griddle | 0.085069 | 0.15428 |  | 1441.85 | 1 | 1.8136 | 16949.1525 | 12 |  | 0.01 | 0.11755 | Per Unit | GSLD | 1.0063 | 0.98564 | 1.0265 | 1.0441 | 1.0994 | 1.0901 | 1.0679 | 1.0965 | 1.0642 | 1.0547 | 1.0277 | 1.0297 | CwaNgsld106 | CwaN | gsld | 106 | 86.511 | 1016.9492 | [30 empty] | 0 | 0 | 0
107 | Appliances | Cooking | Assembly | Turnover | Energy Star Hot Food Holding Cabinet | 0.28201 | 0.10381 |  | 1730.1 | 1 | 0.3681 | 6134.9693 | 12 |  | 2788 | 9886.304 | Per Unit | GSLD | 1 | 1 | 1 | 1 | 1 | 1 | 1 | 1 | 1 | 1 | 1 | 1 | CasTgsld107 | CasT | gsld | 107 | 103.806 | 368.0982 | [30 empty] | 0 | 0 | 0
107 | Appliances | Cooking | Assembly | New | Energy Star Hot Food Holding Cabinet | 0.28201 | 0.10381 |  | 1730.1 | 1 | 0.3681 | 6134.9693 | 12 |  | 2788 | 9886.304 | Per Unit | GSLD | 1 | 1 | 1 | 1 | 1 | 1 | 1 | 1 | 1 | 1 | 1 | 1 | CasNgsld107 | CasN | gsld | 107 | 103.806 | 368.0982 | [30 empty] | 0 | 0 | 0
107 | Appliances | Cooking | College and University | Turnover | Energy Star Hot Food Holding Cabinet | 0.28201 | 0.10381 |  | 1730.1 | 1 | 0.3681 | 6134.9693 | 12 |  | 2788 | 9886.304 | Per Unit | GSLD | 1 | 1 | 1 | 1 | 1 | 1 | 1 | 1 | 1 | 1 | 1 | 1 | CcoTgsld107 | CcoT | gsld | 107 | 103.806 | 368.0982 | [30 empty] | 0.015607 | 0.0025476 | 0.00093697
107 | Appliances | Cooking | College and University | New | Energy Star Hot Food Holding Cabinet | 0.28201 | 0.10381 |  | 1730.1 | 1 | 0.3681 | 6134.9693 | 12 |  | 2788 | 9886.304 | Per Unit | GSLD | 1 | 1 | 1 | 1 | 1 | 1 | 1 | 1 | 1 | 1 | 1 | 1 | CcoNgsld107 | CcoN | gsld | 107 | 103.806 | 368.0982 | [30 empty] | 0.00017214 | 2.8099e-05 | 1.0334e-05
107 | Appliances | Cooking | Data Center | Turnover | Energy Star Hot Food Holding Cabinet | 0.10208 | 0.18512 |  | 1730.1 | 1 | 1.8136 | 16949.1525 | 12 |  | 2788 | 27313.0092 | Per Unit | GSLD | 1 | 1 | 1 | 1 | 1 | 1 | 1 | 1 | 1 | 1 | 1 | 1 | CdaTgsld107 | CdaT | gsld | 107 | 103.806 | 1016.9492 | [30 empty] | 0 | 0 | 0
107 | Appliances | Cooking | Data Center | New | Energy Star Hot Food Holding Cabinet | 0.10208 | 0.18512 |  | 1730.1 | 1 | 1.8136 | 16949.1525 | 12 |  | 2788 | 27313.0092 | Per Unit | GSLD | 1 | 1 | 1 | 1 | 1 | 1 | 1 | 1 | 1 | 1 | 1 | 1 | CdaNgsld107 | CdaN | gsld | 107 | 103.806 | 1016.9492 | [30 empty] | 0 | 0 | 0
107 | Appliances | Cooking | Grocery | Turnover | Energy Star Hot Food Holding Cabinet | 0.28201 | 0.10381 |  | 1730.1 | 1 | 0.3681 | 6134.9693 | 12 |  | 2788 | 9886.304 | Per Unit | GSLD | 1 | 1 | 1 | 1 | 1 | 1 | 1 | 1 | 1 | 1 | 1 | 1 | CgrTgsld107 | CgrT | gsld | 107 | 103.806 | 368.0982 | [30 empty] | 0 | 0 | 0
107 | Appliances | Cooking | Grocery | New | Energy Star Hot Food Holding Cabinet | 0.28201 | 0.10381 |  | 1730.1 | 1 | 0.3681 | 6134.9693 | 12 |  | 2788 | 9886.304 | Per Unit | GSLD | 1 | 1 | 1 | 1 | 1 | 1 | 1 | 1 | 1 | 1 | 1 | 1 | CgrNgsld107 | CgrN | gsld | 107 | 103.806 | 368.0982 | [30 empty] | 0 | 0 | 0
107 | Appliances | Cooking | Healthcare | Turnover | Energy Star Hot Food Holding Cabinet | 0.20415 | 0.22837 |  | 1730.1 | 1 | 1.1186 | 8474.5763 | 12 |  | 2788 | 13656.5046 | Per Unit | GSLD | 1 | 1 | 1 | 1 | 1 | 1 | 1 | 1 | 1 | 1 | 1 | 1 | CheTgsld107 | CheT | gsld | 107 | 103.806 | 508.4746 | [30 empty] | 0.19133 | 0.022498 | 0.025211
107 | Appliances | Cooking | Healthcare | New | Energy Star Hot Food Holding Cabinet | 0.20415 | 0.22837 |  | 1730.1 | 1 | 1.1186 | 8474.5763 | 12 |  | 2788 | 13656.5046 | Per Unit | GSLD | 1 | 1 | 1 | 1 | 1 | 1 | 1 | 1 | 1 | 1 | 1 | 1 | CheNgsld107 | CheN | gsld | 107 | 103.806 | 508.4746 | [30 empty] | 0.0021103 | 0.00024815 | 0.00027807
107 | Appliances | Cooking | Hospitals | Turnover | Energy Star Hot Food Holding Cabinet | 0.28201 | 0.10381 |  | 1730.1 | 1 | 0.3681 | 6134.9693 | 12 |  | 2788 | 9886.304 | Per Unit | GSLD | 1 | 1 | 1 | 1 | 1 | 1 | 1 | 1 | 1 | 1 | 1 | 1 | ChoTgsld107 | ChoT | gsld | 107 | 103.806 | 368.0982 | [30 empty] | 0.91111 | 0.14872 | 0.054698
107 | Appliances | Cooking | Hospitals | New | Energy Star Hot Food Holding Cabinet | 0.28201 | 0.10381 |  | 1730.1 | 1 | 0.3681 | 6134.9693 | 12 |  | 2788 | 9886.304 | Per Unit | GSLD | 1 | 1 | 1 | 1 | 1 | 1 | 1 | 1 | 1 | 1 | 1 | 1 | ChoNgsld107 | ChoN | gsld | 107 | 103.806 | 368.0982 | [30 empty] | 0.010049 | 0.0016404 | 0.0006033
107 | Appliances | Cooking | Institutional | Turnover | Energy Star Hot Food Holding Cabinet | 0.10208 | 0.18512 |  | 1730.1 | 1 | 1.8136 | 16949.1525 | 12 |  | 2788 | 27313.0092 | Per Unit | GSLD | 1 | 1 | 1 | 1 | 1 | 1 | 1 | 1 | 1 | 1 | 1 | 1 | CinTgsld107 | CinT | gsld | 107 | 103.806 | 1016.9492 | [30 empty] | 0 | 0 | 0
107 | Appliances | Cooking | Institutional | New | Energy Star Hot Food Holding Cabinet | 0.10208 | 0.18512 |  | 1730.1 | 1 | 1.8136 | 16949.1525 | 12 |  | 2788 | 27313.0092 | Per Unit | GSLD | 1 | 1 | 1 | 1 | 1 | 1 | 1 | 1 | 1 | 1 | 1 | 1 | CinNgsld107 | CinN | gsld | 107 | 103.806 | 1016.9492 | [30 empty] | 0 | 0 | 0
107 | Appliances | Cooking | Lodging/Hospitality | Turnover | Energy Star Hot Food Holding Cabinet | 0.31488 | 0.14014 |  | 1730.1 | 1 | 0.44505 | 5494.5055 | 12 |  | 2788 | 8854.2173 | Per Unit | GSLD | 1 | 1 | 1 | 1 | 1 | 1 | 1 | 1 | 1 | 1 | 1 | 1 | CloTgsld107 | CloT | gsld | 107 | 103.806 | 329.6703 | [30 empty] | 2.8802 | 0.52499 | 0.23446
107 | Appliances | Cooking | Lodging/Hospitality | New | Energy Star Hot Food Holding Cabinet | 0.31488 | 0.14014 |  | 1730.1 | 1 | 0.44505 | 5494.5055 | 12 |  | 2788 | 8854.2173 | Per Unit | GSLD | 1 | 1 | 1 | 1 | 1 | 1 | 1 | 1 | 1 | 1 | 1 | 1 | CloNgsld107 | CloN | gsld | 107 | 103.806 | 329.6703 | [30 empty] | 0.031768 | 0.0057904 | 0.002586
107 | Appliances | Cooking | Miscellaneous | Turnover | Energy Star Hot Food Holding Cabinet | 0.10208 | 0.18512 |  | 1730.1 | 1 | 1.8136 | 16949.1525 | 12 |  | 2788 | 27313.0092 | Per Unit | GSLD | 1 | 1 | 1 | 1 | 1 | 1 | 1 | 1 | 1 | 1 | 1 | 1 | CmiTgsld107 | CmiT | gsld | 107 | 103.806 | 1016.9492 | [30 empty] | 0 | 0 | 0
107 | Appliances | Cooking | Miscellaneous | New | Energy Star Hot Food Holding Cabinet | 0.10208 | 0.18512 |  | 1730.1 | 1 | 1.8136 | 16949.1525 | 12 |  | 2788 | 27313.0092 | Per Unit | GSLD | 1 | 1 | 1 | 1 | 1 | 1 | 1 | 1 | 1 | 1 | 1 | 1 | CmiNgsld107 | CmiN | gsld | 107 | 103.806 | 1016.9492 | [30 empty] | 0 | 0 | 0
107 | Appliances | Cooking | Offices | Turnover | Energy Star Hot Food Holding Cabinet | 0.10208 | 0.18512 |  | 1730.1 | 1 | 1.8136 | 16949.1525 | 12 |  | 2788 | 27313.0092 | Per Unit | GSLD | 1 | 1 | 1 | 1 | 1 | 1 | 1 | 1 | 1 | 1 | 1 | 1 | CofTgsld107 | CofT | gsld | 107 | 103.806 | 1016.9492 | [30 empty] | 0 | 0 | 0
107 | Appliances | Cooking | Offices | New | Energy Star Hot Food Holding Cabinet | 0.10208 | 0.18512 |  | 1730.1 | 1 | 1.8136 | 16949.1525 | 12 |  | 2788 | 27313.0092 | Per Unit | GSLD | 1 | 1 | 1 | 1 | 1 | 1 | 1 | 1 | 1 | 1 | 1 | 1 | CofNgsld107 | CofN | gsld | 107 | 103.806 | 1016.9492 | [30 empty] | 0 | 0 | 0
107 | Appliances | Cooking | Restaurants | Turnover | Energy Star Hot Food Holding Cabinet | 0.33045 | 0.17474 |  | 1730.1 | 1 | 0.5288 | 5235.6021 | 12 |  | 2788 | 8437.0029 | Per Unit | GSLD | 1 | 1 | 1 | 1 | 1 | 1 | 1 | 1 | 1 | 1 | 1 | 1 | CreTgsld107 | CreT | gsld | 107 | 103.806 | 314.1361 | [30 empty] | 18.2729 | 3.4901 | 1.8441
107 | Appliances | Cooking | Restaurants | New | Energy Star Hot Food Holding Cabinet | 0.33045 | 0.17474 |  | 1730.1 | 1 | 0.5288 | 5235.6021 | 12 |  | 2788 | 8437.0029 | Per Unit | GSLD | 1 | 1 | 1 | 1 | 1 | 1 | 1 | 1 | 1 | 1 | 1 | 1 | CreNgsld107 | CreN | gsld | 107 | 103.806 | 314.1361 | [30 empty] | 0.08912 | 0.017022 | 0.0089938
107 | Appliances | Cooking | Retail | Turnover | Energy Star Hot Food Holding Cabinet | 0.28201 | 0.10381 |  | 1730.1 | 1 | 0.3681 | 6134.9693 | 12 |  | 2788 | 9886.304 | Per Unit | GSLD | 1 | 1 | 1 | 1 | 1 | 1 | 1 | 1 | 1 | 1 | 1 | 1 | CrtTgsld107 | CrtT | gsld | 107 | 103.806 | 368.0982 | [30 empty] | 0 | 0 | 0
107 | Appliances | Cooking | Retail | New | Energy Star Hot Food Holding Cabinet | 0.28201 | 0.10381 |  | 1730.1 | 1 | 0.3681 | 6134.9693 | 12 |  | 2788 | 9886.304 | Per Unit | GSLD | 1 | 1 | 1 | 1 | 1 | 1 | 1 | 1 | 1 | 1 | 1 | 1 | CrtNgsld107 | CrtN | gsld | 107 | 103.806 | 368.0982 | [30 empty] | 0 | 0 | 0
107 | Appliances | Cooking | Schools K-12 | Turnover | Energy Star Hot Food Holding Cabinet | 0.10208 | 0.18512 |  | 1730.1 | 1 | 1.8136 | 16949.1525 | 12 |  | 2788 | 27313.0092 | Per Unit | GSLD | 1 | 1 | 1 | 1 | 1 | 1 | 1 | 1 | 1 | 1 | 1 | 1 | CscTgsld107 | CscT | gsld | 107 | 103.806 | 1016.9492 | [30 empty] | 0.090634 | 0.0053033 | 0.009687
107 | Appliances | Cooking | Schools K-12 | New | Energy Star Hot Food Holding Cabinet | 0.10208 | 0.18512 |  | 1730.1 | 1 | 1.8136 | 16949.1525 | 12 |  | 2788 | 27313.0092 | Per Unit | GSLD | 1 | 1 | 1 | 1 | 1 | 1 | 1 | 1 | 1 | 1 | 1 | 1 | CscNgsld107 | CscN | gsld | 107 | 103.806 | 1016.9492 | [30 empty] | 0.00099966 | 5.8494e-05 | 0.00010684
107 | Appliances | Cooking | Warehouse | Turnover | Energy Star Hot Food Holding Cabinet | 0.10208 | 0.18512 |  | 1730.1 | 1 | 1.8136 | 16949.1525 | 12 |  | 2788 | 27313.0092 | Per Unit | GSLD | 1 | 1 | 1 | 1 | 1 | 1 | 1 | 1 | 1 | 1 | 1 | 1 | CwaTgsld107 | CwaT | gsld | 107 | 103.806 | 1016.9492 | [30 empty] | 0 | 0 | 0
107 | Appliances | Cooking | Warehouse | New | Energy Star Hot Food Holding Cabinet | 0.10208 | 0.18512 |  | 1730.1 | 1 | 1.8136 | 16949.1525 | 12 |  | 2788 | 27313.0092 | Per Unit | GSLD | 1 | 1 | 1 | 1 | 1 | 1 | 1 | 1 | 1 | 1 | 1 | 1 | CwaNgsld107 | CwaN | gsld | 107 | 103.806 | 1016.9492 | [30 empty] | 0 | 0 | 0
108 | Appliances | Cooking | Assembly | Turnover | Energy Star Steamer | 1.9822 | 0.72963 |  | 12160.5 | 1 | 0.3681 | 6134.9693 | 12 |  | 3109.44 | 1568.7117 | Per Unit | GSLD | 1 | 1 | 1 | 1 | 1 | 1 | 1 | 1 | 1 | 1 | 1 | 1 | CasTgsld108 | CasT | gsld | 108 | 729.63 | 368.0982 | [30 empty] | 0 | 0 | 0
108 | Appliances | Cooking | Assembly | New | Energy Star Steamer | 1.9822 | 0.72963 |  | 12160.5 | 1 | 0.3681 | 6134.9693 | 12 |  | 3109.44 | 1568.7117 | Per Unit | GSLD | 1 | 1 | 1 | 1 | 1 | 1 | 1 | 1 | 1 | 1 | 1 | 1 | CasNgsld108 | CasN | gsld | 108 | 729.63 | 368.0982 | [30 empty] | 0 | 0 | 0
108 | Appliances | Cooking | College and University | Turnover | Energy Star Steamer | 1.9822 | 0.72963 |  | 12160.5 | 1 | 0.3681 | 6134.9693 | 12 |  | 3109.44 | 1568.7117 | Per Unit | GSLD | 1 | 1 | 1 | 1 | 1 | 1 | 1 | 1 | 1 | 1 | 1 | 1 | CcoTgsld108 | CcoT | gsld | 108 | 729.63 | 368.0982 | [30 empty] | 0.0017343 | 0.0002831 | 0.00010412
108 | Appliances | Cooking | College and University | New | Energy Star Steamer | 1.9822 | 0.72963 |  | 12160.5 | 1 | 0.3681 | 6134.9693 | 12 |  | 3109.44 | 1568.7117 | Per Unit | GSLD | 1 | 1 | 1 | 1 | 1 | 1 | 1 | 1 | 1 | 1 | 1 | 1 | CcoNgsld108 | CcoN | gsld | 108 | 729.63 | 368.0982 | [30 empty] | 1.9129e-05 | 3.1225e-06 | 1.1484e-06
108 | Appliances | Cooking | Data Center | Turnover | Energy Star Steamer | 0.71747 | 1.3012 |  | 12160.5 | 1 | 1.8136 | 16949.1525 | 12 |  | 3109.44 | 4333.8985 | Per Unit | GSLD | 1 | 1 | 1 | 1 | 1 | 1 | 1 | 1 | 1 | 1 | 1 | 1 | CdaTgsld108 | CdaT | gsld | 108 | 729.63 | 1016.9492 | [30 empty] | 0 | 0 | 0
108 | Appliances | Cooking | Data Center | New | Energy Star Steamer | 0.71747 | 1.3012 |  | 12160.5 | 1 | 1.8136 | 16949.1525 | 12 |  | 3109.44 | 4333.8985 | Per Unit | GSLD | 1 | 1 | 1 | 1 | 1 | 1 | 1 | 1 | 1 | 1 | 1 | 1 | CdaNgsld108 | CdaN | gsld | 108 | 729.63 | 1016.9492 | [30 empty] | 0 | 0 | 0
108 | Appliances | Cooking | Grocery | Turnover | Energy Star Steamer | 1.9822 | 0.72963 |  | 12160.5 | 1 | 0.3681 | 6134.9693 | 12 |  | 3109.44 | 1568.7117 | Per Unit | GSLD | 1 | 1 | 1 | 1 | 1 | 1 | 1 | 1 | 1 | 1 | 1 | 1 | CgrTgsld108 | CgrT | gsld | 108 | 729.63 | 368.0982 | [30 empty] | 0 | 0 | 0
108 | Appliances | Cooking | Grocery | New | Energy Star Steamer | 1.9822 | 0.72963 |  | 12160.5 | 1 | 0.3681 | 6134.9693 | 12 |  | 3109.44 | 1568.7117 | Per Unit | GSLD | 1 | 1 | 1 | 1 | 1 | 1 | 1 | 1 | 1 | 1 | 1 | 1 | CgrNgsld108 | CgrN | gsld | 108 | 729.63 | 368.0982 | [30 empty] | 0 | 0 | 0
108 | Appliances | Cooking | Healthcare | Turnover | Energy Star Steamer | 1.4349 | 1.6052 |  | 12160.5 | 1 | 1.1186 | 8474.5763 | 12 |  | 3109.44 | 2166.9493 | Per Unit | GSLD | 1 | 1 | 1 | 1 | 1 | 1 | 1 | 1 | 1 | 1 | 1 | 1 | CheTgsld108 | CheT | gsld | 108 | 729.63 | 508.4746 | [30 empty] | 0.07402 | 0.008704 | 0.0097534
108 | Appliances | Cooking | Healthcare | New | Energy Star Steamer | 1.4349 | 1.6052 |  | 12160.5 | 1 | 1.1186 | 8474.5763 | 12 |  | 3109.44 | 2166.9493 | Per Unit | GSLD | 1 | 1 | 1 | 1 | 1 | 1 | 1 | 1 | 1 | 1 | 1 | 1 | CheNgsld108 | CheN | gsld | 108 | 729.63 | 508.4746 | [30 empty] | 0.00081641 | 9.6002e-05 | 0.00010758
108 | Appliances | Cooking | Hospitals | Turnover | Energy Star Steamer | 1.9822 | 0.72963 |  | 12160.5 | 1 | 0.3681 | 6134.9693 | 12 |  | 3109.44 | 1568.7117 | Per Unit | GSLD | 1 | 1 | 1 | 1 | 1 | 1 | 1 | 1 | 1 | 1 | 1 | 1 | ChoTgsld108 | ChoT | gsld | 108 | 729.63 | 368.0982 | [30 empty] | 0.43622 | 0.071207 | 0.026189
108 | Appliances | Cooking | Hospitals | New | Energy Star Steamer | 1.9822 | 0.72963 |  | 12160.5 | 1 | 0.3681 | 6134.9693 | 12 |  | 3109.44 | 1568.7117 | Per Unit | GSLD | 1 | 1 | 1 | 1 | 1 | 1 | 1 | 1 | 1 | 1 | 1 | 1 | ChoNgsld108 | ChoN | gsld | 108 | 729.63 | 368.0982 | [30 empty] | 0.0048114 | 0.00078538 | 0.00028885
108 | Appliances | Cooking | Institutional | Turnover | Energy Star Steamer | 0.71747 | 1.3012 |  | 12160.5 | 1 | 1.8136 | 16949.1525 | 12 |  | 3109.44 | 4333.8985 | Per Unit | GSLD | 1 | 1 | 1 | 1 | 1 | 1 | 1 | 1 | 1 | 1 | 1 | 1 | CinTgsld108 | CinT | gsld | 108 | 729.63 | 1016.9492 | [30 empty] | 0 | 0 | 0
108 | Appliances | Cooking | Institutional | New | Energy Star Steamer | 0.71747 | 1.3012 |  | 12160.5 | 1 | 1.8136 | 16949.1525 | 12 |  | 3109.44 | 4333.8985 | Per Unit | GSLD | 1 | 1 | 1 | 1 | 1 | 1 | 1 | 1 | 1 | 1 | 1 | 1 | CinNgsld108 | CinN | gsld | 108 | 729.63 | 1016.9492 | [30 empty] | 0 | 0 | 0
108 | Appliances | Cooking | Lodging/Hospitality | Turnover | Energy Star Steamer | 2.2132 | 0.985 |  | 12160.5 | 1 | 0.44505 | 5494.5055 | 12 |  | 3109.44 | 1404.9451 | Per Unit | GSLD | 1 | 1 | 1 | 1 | 1 | 1 | 1 | 1 | 1 | 1 | 1 | 1 | CloTgsld108 | CloT | gsld | 108 | 729.63 | 329.6703 | [30 empty] | 1.9085 | 0.34786 | 0.15536
108 | Appliances | Cooking | Lodging/Hospitality | New | Energy Star Steamer | 2.2132 | 0.985 |  | 12160.5 | 1 | 0.44505 | 5494.5055 | 12 |  | 3109.44 | 1404.9451 | Per Unit | GSLD | 1 | 1 | 1 | 1 | 1 | 1 | 1 | 1 | 1 | 1 | 1 | 1 | CloNgsld108 | CloN | gsld | 108 | 729.63 | 329.6703 | [30 empty] | 0.02105 | 0.0038368 | 0.0017135
108 | Appliances | Cooking | Miscellaneous | Turnover | Energy Star Steamer | 0.71747 | 1.3012 |  | 12160.5 | 1 | 1.8136 | 16949.1525 | 12 |  | 3109.44 | 4333.8985 | Per Unit | GSLD | 1 | 1 | 1 | 1 | 1 | 1 | 1 | 1 | 1 | 1 | 1 | 1 | CmiTgsld108 | CmiT | gsld | 108 | 729.63 | 1016.9492 | [30 empty] | 0 | 0 | 0
108 | Appliances | Cooking | Miscellaneous | New | Energy Star Steamer | 0.71747 | 1.3012 |  | 12160.5 | 1 | 1.8136 | 16949.1525 | 12 |  | 3109.44 | 4333.8985 | Per Unit | GSLD | 1 | 1 | 1 | 1 | 1 | 1 | 1 | 1 | 1 | 1 | 1 | 1 | CmiNgsld108 | CmiN | gsld | 108 | 729.63 | 1016.9492 | [30 empty] | 0 | 0 | 0
108 | Appliances | Cooking | Offices | Turnover | Energy Star Steamer | 0.71747 | 1.3012 |  | 12160.5 | 1 | 1.8136 | 16949.1525 | 12 |  | 3109.44 | 4333.8985 | Per Unit | GSLD | 1 | 1 | 1 | 1 | 1 | 1 | 1 | 1 | 1 | 1 | 1 | 1 | CofTgsld108 | CofT | gsld | 108 | 729.63 | 1016.9492 | [30 empty] | 0 | 0 | 0
108 | Appliances | Cooking | Offices | New | Energy Star Steamer | 0.71747 | 1.3012 |  | 12160.5 | 1 | 1.8136 | 16949.1525 | 12 |  | 3109.44 | 4333.8985 | Per Unit | GSLD | 1 | 1 | 1 | 1 | 1 | 1 | 1 | 1 | 1 | 1 | 1 | 1 | CofNgsld108 | CofN | gsld | 108 | 729.63 | 1016.9492 | [30 empty] | 0 | 0 | 0
108 | Appliances | Cooking | Restaurants | Turnover | Energy Star Steamer | 2.3227 | 1.2282 |  | 12160.5 | 1 | 0.5288 | 5235.6021 | 12 |  | 3109.44 | 1338.7435 | Per Unit | GSLD | 1 | 1 | 1 | 1 | 1 | 1 | 1 | 1 | 1 | 1 | 1 | 1 | CreTgsld108 | CreT | gsld | 108 | 729.63 | 314.1361 | [30 empty] | 17.1465 | 3.275 | 1.7304
108 | Appliances | Cooking | Restaurants | New | Energy Star Steamer | 2.3227 | 1.2282 |  | 12160.5 | 1 | 0.5288 | 5235.6021 | 12 |  | 3109.44 | 1338.7435 | Per Unit | GSLD | 1 | 1 | 1 | 1 | 1 | 1 | 1 | 1 | 1 | 1 | 1 | 1 | CreNgsld108 | CreN | gsld | 108 | 729.63 | 314.1361 | [30 empty] | 0.18912 | 0.036122 | 0.019086
108 | Appliances | Cooking | Retail | Turnover | Energy Star Steamer | 1.9822 | 0.72963 |  | 12160.5 | 1 | 0.3681 | 6134.9693 | 12 |  | 3109.44 | 1568.7117 | Per Unit | GSLD | 1 | 1 | 1 | 1 | 1 | 1 | 1 | 1 | 1 | 1 | 1 | 1 | CrtTgsld108 | CrtT | gsld | 108 | 729.63 | 368.0982 | [30 empty] | 0 | 0 | 0
108 | Appliances | Cooking | Retail | New | Energy Star Steamer | 1.9822 | 0.72963 |  | 12160.5 | 1 | 0.3681 | 6134.9693 | 12 |  | 3109.44 | 1568.7117 | Per Unit | GSLD | 1 | 1 | 1 | 1 | 1 | 1 | 1 | 1 | 1 | 1 | 1 | 1 | CrtNgsld108 | CrtN | gsld | 108 | 729.63 | 368.0982 | [30 empty] | 0 | 0 | 0
108 | Appliances | Cooking | Schools K-12 | Turnover | Energy Star Steamer | 0.71747 | 1.3012 |  | 12160.5 | 1 | 1.8136 | 16949.1525 | 12 |  | 3109.44 | 4333.8985 | Per Unit | GSLD | 1 | 1 | 1 | 1 | 1 | 1 | 1 | 1 | 1 | 1 | 1 | 1 | CscTgsld108 | CscT | gsld | 108 | 729.63 | 1016.9492 | [30 empty] | 0.10171 | 0.0059513 | 0.010871
108 | Appliances | Cooking | Schools K-12 | New | Energy Star Steamer | 0.71747 | 1.3012 |  | 12160.5 | 1 | 1.8136 | 16949.1525 | 12 |  | 3109.44 | 4333.8985 | Per Unit | GSLD | 1 | 1 | 1 | 1 | 1 | 1 | 1 | 1 | 1 | 1 | 1 | 1 | CscNgsld108 | CscN | gsld | 108 | 729.63 | 1016.9492 | [30 empty] | 0.0011218 | 6.5641e-05 | 0.0001199
108 | Appliances | Cooking | Warehouse | Turnover | Energy Star Steamer | 0.71747 | 1.3012 |  | 12160.5 | 1 | 1.8136 | 16949.1525 | 12 |  | 3109.44 | 4333.8985 | Per Unit | GSLD | 1 | 1 | 1 | 1 | 1 | 1 | 1 | 1 | 1 | 1 | 1 | 1 | CwaTgsld108 | CwaT | gsld | 108 | 729.63 | 1016.9492 | [30 empty] | 0 | 0 | 0
108 | Appliances | Cooking | Warehouse | New | Energy Star Steamer | 0.71747 | 1.3012 |  | 12160.5 | 1 | 1.8136 | 16949.1525 | 12 |  | 3109.44 | 4333.8985 | Per Unit | GSLD | 1 | 1 | 1 | 1 | 1 | 1 | 1 | 1 | 1 | 1 | 1 | 1 | CwaNgsld108 | CwaN | gsld | 108 | 729.63 | 1016.9492 | [30 empty] | 0 | 0 | 0
109 | Appliances | Cooking | Assembly | Turnover | Induction Cooktops | 0.55366 | 0.2038 |  | 3396.71 | 1 | 0.3681 | 6134.9693 | 16 |  | 442 | 798.3185 | Per Unit | GSLD | 0.57723 | 0.60437 | 0.83705 | 1.097 | 1.2026 | 1.2026 | 1.289 | 1.2891 | 1.2453 | 1.1192 | 0.77553 | 0.85362 | CasTgsld109 | CasT | gsld | 109 | 203.8026 | 368.0982 | [30 empty] | 0 | 0 | 0
109 | Appliances | Cooking | Assembly | New | Induction Cooktops | 0.55366 | 0.2038 |  | 3396.71 | 1 | 0.3681 | 6134.9693 | 16 |  | 442 | 798.3185 | Per Unit | GSLD | 0.57723 | 0.60437 | 0.83705 | 1.097 | 1.2026 | 1.2026 | 1.289 | 1.2891 | 1.2453 | 1.1192 | 0.77553 | 0.85362 | CasNgsld109 | CasN | gsld | 109 | 203.8026 | 368.0982 | [30 empty] | 0 | 0 | 0
109 | Appliances | Cooking | College and University | Turnover | Induction Cooktops | 0.55366 | 0.2038 |  | 3396.71 | 1 | 0.3681 | 6134.9693 | 16 |  | 442 | 798.3185 | Per Unit | GSLD | 0.57723 | 0.60437 | 0.83705 | 1.097 | 1.2026 | 1.2026 | 1.289 | 1.2891 | 1.2453 | 1.1192 | 0.77553 | 0.85362 | CcoTgsld109 | CcoT | gsld | 109 | 203.8026 | 368.0982 | [30 empty] | 0.00060518 | 9.8786e-05 | 3.6332e-05
109 | Appliances | Cooking | College and University | New | Induction Cooktops | 0.55366 | 0.2038 |  | 3396.71 | 1 | 0.3681 | 6134.9693 | 16 |  | 442 | 798.3185 | Per Unit | GSLD | 0.57723 | 0.60437 | 0.83705 | 1.097 | 1.2026 | 1.2026 | 1.289 | 1.2891 | 1.2453 | 1.1192 | 0.77553 | 0.85362 | CcoNgsld109 | CcoN | gsld | 109 | 203.8026 | 368.0982 | [30 empty] | 6.6749e-06 | 1.0896e-06 | 4.0073e-07
109 | Appliances | Cooking | Data Center | Turnover | Induction Cooktops | 0.20041 | 0.36345 |  | 3396.71 | 1 | 1.8136 | 16949.1525 | 16 |  | 442 | 2205.524 | Per Unit | GSLD | 0.57723 | 0.60437 | 0.83705 | 1.097 | 1.2026 | 1.2026 | 1.289 | 1.2891 | 1.2453 | 1.1192 | 0.77553 | 0.85362 | CdaTgsld109 | CdaT | gsld | 109 | 203.8026 | 1016.9492 | [30 empty] | 0 | 0 | 0
109 | Appliances | Cooking | Data Center | New | Induction Cooktops | 0.20041 | 0.36345 |  | 3396.71 | 1 | 1.8136 | 16949.1525 | 16 |  | 442 | 2205.524 | Per Unit | GSLD | 0.57723 | 0.60437 | 0.83705 | 1.097 | 1.2026 | 1.2026 | 1.289 | 1.2891 | 1.2453 | 1.1192 | 0.77553 | 0.85362 | CdaNgsld109 | CdaN | gsld | 109 | 203.8026 | 1016.9492 | [30 empty] | 0 | 0 | 0
109 | Appliances | Cooking | Grocery | Turnover | Induction Cooktops | 0.55366 | 0.2038 |  | 3396.71 | 1 | 0.3681 | 6134.9693 | 16 |  | 442 | 798.3185 | Per Unit | GSLD | 0.57723 | 0.60437 | 0.83705 | 1.097 | 1.2026 | 1.2026 | 1.289 | 1.2891 | 1.2453 | 1.1192 | 0.77553 | 0.85362 | CgrTgsld109 | CgrT | gsld | 109 | 203.8026 | 368.0982 | [30 empty] | 0 | 0 | 0
109 | Appliances | Cooking | Grocery | New | Induction Cooktops | 0.55366 | 0.2038 |  | 3396.71 | 1 | 0.3681 | 6134.9693 | 16 |  | 442 | 798.3185 | Per Unit | GSLD | 0.57723 | 0.60437 | 0.83705 | 1.097 | 1.2026 | 1.2026 | 1.289 | 1.2891 | 1.2453 | 1.1192 | 0.77553 | 0.85362 | CgrNgsld109 | CgrN | gsld | 109 | 203.8026 | 368.0982 | [30 empty] | 0 | 0 | 0
109 | Appliances | Cooking | Healthcare | Turnover | Induction Cooktops | 0.40081 | 0.44837 |  | 3396.71 | 1 | 1.1186 | 8474.5763 | 16 |  | 442 | 1102.762 | Per Unit | GSLD | 0.57723 | 0.60437 | 0.83705 | 1.097 | 1.2026 | 1.2026 | 1.289 | 1.2891 | 1.2453 | 1.1192 | 0.77553 | 0.85362 | CheTgsld109 | CheT | gsld | 109 | 203.8026 | 508.4746 | [30 empty] | 0.022081 | 0.0025966 | 0.0029096
109 | Appliances | Cooking | Healthcare | New | Induction Cooktops | 0.40081 | 0.44837 |  | 3396.71 | 1 | 1.1186 | 8474.5763 | 16 |  | 442 | 1102.762 | Per Unit | GSLD | 0.57723 | 0.60437 | 0.83705 | 1.097 | 1.2026 | 1.2026 | 1.289 | 1.2891 | 1.2453 | 1.1192 | 0.77553 | 0.85362 | CheNgsld109 | CheN | gsld | 109 | 203.8026 | 508.4746 | [30 empty] | 0.00024355 | 2.8639e-05 | 3.2092e-05
109 | Appliances | Cooking | Hospitals | Turnover | Induction Cooktops | 0.55366 | 0.2038 |  | 3396.71 | 1 | 0.3681 | 6134.9693 | 16 |  | 442 | 798.3185 | Per Unit | GSLD | 0.57723 | 0.60437 | 0.83705 | 1.097 | 1.2026 | 1.2026 | 1.289 | 1.2891 | 1.2453 | 1.1192 | 0.77553 | 0.85362 | ChoTgsld109 | ChoT | gsld | 109 | 203.8026 | 368.0982 | [30 empty] | 0.035329 | 0.005767 | 0.002121
109 | Appliances | Cooking | Hospitals | New | Induction Cooktops | 0.55366 | 0.2038 |  | 3396.71 | 1 | 0.3681 | 6134.9693 | 16 |  | 442 | 798.3185 | Per Unit | GSLD | 0.57723 | 0.60437 | 0.83705 | 1.097 | 1.2026 | 1.2026 | 1.289 | 1.2891 | 1.2453 | 1.1192 | 0.77553 | 0.85362 | ChoNgsld109 | ChoN | gsld | 109 | 203.8026 | 368.0982 | [30 empty] | 0.00038967 | 6.3607e-05 | 2.3394e-05
109 | Appliances | Cooking | Institutional | Turnover | Induction Cooktops | 0.20041 | 0.36345 |  | 3396.71 | 1 | 1.8136 | 16949.1525 | 16 |  | 442 | 2205.524 | Per Unit | GSLD | 0.57723 | 0.60437 | 0.83705 | 1.097 | 1.2026 | 1.2026 | 1.289 | 1.2891 | 1.2453 | 1.1192 | 0.77553 | 0.85362 | CinTgsld109 | CinT | gsld | 109 | 203.8026 | 1016.9492 | [30 empty] | 0 | 0 | 0
109 | Appliances | Cooking | Institutional | New | Induction Cooktops | 0.20041 | 0.36345 |  | 3396.71 | 1 | 1.8136 | 16949.1525 | 16 |  | 442 | 2205.524 | Per Unit | GSLD | 0.57723 | 0.60437 | 0.83705 | 1.097 | 1.2026 | 1.2026 | 1.289 | 1.2891 | 1.2453 | 1.1192 | 0.77553 | 0.85362 | CinNgsld109 | CinN | gsld | 109 | 203.8026 | 1016.9492 | [30 empty] | 0 | 0 | 0
109 | Appliances | Cooking | Lodging/Hospitality | Turnover | Induction Cooktops | 0.6182 | 0.27513 |  | 3396.71 | 1 | 0.44505 | 5494.5055 | 16 |  | 442 | 714.9776 | Per Unit | GSLD | 0.57723 | 0.60437 | 0.83705 | 1.097 | 1.2026 | 1.2026 | 1.289 | 1.2891 | 1.2453 | 1.1192 | 0.77553 | 0.85362 | CloTgsld109 | CloT | gsld | 109 | 203.8026 | 329.6703 | [30 empty] | 0.33241 | 0.060589 | 0.027059
109 | Appliances | Cooking | Lodging/Hospitality | New | Induction Cooktops | 0.6182 | 0.27513 |  | 3396.71 | 1 | 0.44505 | 5494.5055 | 16 |  | 442 | 714.9776 | Per Unit | GSLD | 0.57723 | 0.60437 | 0.83705 | 1.097 | 1.2026 | 1.2026 | 1.289 | 1.2891 | 1.2453 | 1.1192 | 0.77553 | 0.85362 | CloNgsld109 | CloN | gsld | 109 | 203.8026 | 329.6703 | [30 empty] | 0.0036663 | 0.00066828 | 0.00029845
109 | Appliances | Cooking | Miscellaneous | Turnover | Induction Cooktops | 0.20041 | 0.36345 |  | 3396.71 | 1 | 1.8136 | 16949.1525 | 16 |  | 442 | 2205.524 | Per Unit | GSLD | 0.57723 | 0.60437 | 0.83705 | 1.097 | 1.2026 | 1.2026 | 1.289 | 1.2891 | 1.2453 | 1.1192 | 0.77553 | 0.85362 | CmiTgsld109 | CmiT | gsld | 109 | 203.8026 | 1016.9492 | [30 empty] | 0 | 0 | 0
109 | Appliances | Cooking | Miscellaneous | New | Induction Cooktops | 0.20041 | 0.36345 |  | 3396.71 | 1 | 1.8136 | 16949.1525 | 16 |  | 442 | 2205.524 | Per Unit | GSLD | 0.57723 | 0.60437 | 0.83705 | 1.097 | 1.2026 | 1.2026 | 1.289 | 1.2891 | 1.2453 | 1.1192 | 0.77553 | 0.85362 | CmiNgsld109 | CmiN | gsld | 109 | 203.8026 | 1016.9492 | [30 empty] | 0 | 0 | 0
109 | Appliances | Cooking | Offices | Turnover | Induction Cooktops | 0.20041 | 0.36345 |  | 3396.71 | 1 | 1.8136 | 16949.1525 | 16 |  | 442 | 2205.524 | Per Unit | GSLD | 0.57723 | 0.60437 | 0.83705 | 1.097 | 1.2026 | 1.2026 | 1.289 | 1.2891 | 1.2453 | 1.1192 | 0.77553 | 0.85362 | CofTgsld109 | CofT | gsld | 109 | 203.8026 | 1016.9492 | [30 empty] | 0 | 0 | 0
109 | Appliances | Cooking | Offices | New | Induction Cooktops | 0.20041 | 0.36345 |  | 3396.71 | 1 | 1.8136 | 16949.1525 | 16 |  | 442 | 2205.524 | Per Unit | GSLD | 0.57723 | 0.60437 | 0.83705 | 1.097 | 1.2026 | 1.2026 | 1.289 | 1.2891 | 1.2453 | 1.1192 | 0.77553 | 0.85362 | CofNgsld109 | CofN | gsld | 109 | 203.8026 | 1016.9492 | [30 empty] | 0 | 0 | 0
109 | Appliances | Cooking | Restaurants | Turnover | Induction Cooktops | 0.64877 | 0.34307 |  | 3396.71 | 1 | 0.5288 | 5235.6021 | 16 |  | 442 | 681.2875 | Per Unit | GSLD | 0.57723 | 0.60437 | 0.83705 | 1.097 | 1.2026 | 1.2026 | 1.289 | 1.2891 | 1.2453 | 1.1192 | 0.77553 | 0.85362 | CreTgsld109 | CreT | gsld | 109 | 203.8026 | 314.1361 | [30 empty] | 0.70855 | 0.13533 | 0.071506
109 | Appliances | Cooking | Restaurants | New | Induction Cooktops | 0.64877 | 0.34307 |  | 3396.71 | 1 | 0.5288 | 5235.6021 | 16 |  | 442 | 681.2875 | Per Unit | GSLD | 0.57723 | 0.60437 | 0.83705 | 1.097 | 1.2026 | 1.2026 | 1.289 | 1.2891 | 1.2453 | 1.1192 | 0.77553 | 0.85362 | CreNgsld109 | CreN | gsld | 109 | 203.8026 | 314.1361 | [30 empty] | 0.078151 | 0.014927 | 0.0078868
109 | Appliances | Cooking | Retail | Turnover | Induction Cooktops | 0.55366 | 0.2038 |  | 3396.71 | 1 | 0.3681 | 6134.9693 | 16 |  | 442 | 798.3185 | Per Unit | GSLD | 0.57723 | 0.60437 | 0.83705 | 1.097 | 1.2026 | 1.2026 | 1.289 | 1.2891 | 1.2453 | 1.1192 | 0.77553 | 0.85362 | CrtTgsld109 | CrtT | gsld | 109 | 203.8026 | 368.0982 | [30 empty] | 0 | 0 | 0
109 | Appliances | Cooking | Retail | New | Induction Cooktops | 0.55366 | 0.2038 |  | 3396.71 | 1 | 0.3681 | 6134.9693 | 16 |  | 442 | 798.3185 | Per Unit | GSLD | 0.57723 | 0.60437 | 0.83705 | 1.097 | 1.2026 | 1.2026 | 1.289 | 1.2891 | 1.2453 | 1.1192 | 0.77553 | 0.85362 | CrtNgsld109 | CrtN | gsld | 109 | 203.8026 | 368.0982 | [30 empty] | 0 | 0 | 0
109 | Appliances | Cooking | Schools K-12 | Turnover | Induction Cooktops | 0.20041 | 0.36345 |  | 3396.71 | 1 | 1.8136 | 16949.1525 | 16 |  | 442 | 2205.524 | Per Unit | GSLD | 0.57723 | 0.60437 | 0.83705 | 1.097 | 1.2026 | 1.2026 | 1.289 | 1.2891 | 1.2453 | 1.1192 | 0.77553 | 0.85362 | CscTgsld109 | CscT | gsld | 109 | 203.8026 | 1016.9492 | [30 empty] | 0.0035144 | 0.00020564 | 0.00037563
109 | Appliances | Cooking | Schools K-12 | New | Induction Cooktops | 0.20041 | 0.36345 |  | 3396.71 | 1 | 1.8136 | 16949.1525 | 16 |  | 442 | 2205.524 | Per Unit | GSLD | 0.57723 | 0.60437 | 0.83705 | 1.097 | 1.2026 | 1.2026 | 1.289 | 1.2891 | 1.2453 | 1.1192 | 0.77553 | 0.85362 | CscNgsld109 | CscN | gsld | 109 | 203.8026 | 1016.9492 | [30 empty] | 3.8763e-05 | 2.2682e-06 | 4.143e-06
109 | Appliances | Cooking | Warehouse | Turnover | Induction Cooktops | 0.20041 | 0.36345 |  | 3396.71 | 1 | 1.8136 | 16949.1525 | 16 |  | 442 | 2205.524 | Per Unit | GSLD | 0.57723 | 0.60437 | 0.83705 | 1.097 | 1.2026 | 1.2026 | 1.289 | 1.2891 | 1.2453 | 1.1192 | 0.77553 | 0.85362 | CwaTgsld109 | CwaT | gsld | 109 | 203.8026 | 1016.9492 | [30 empty] | 0 | 0 | 0
109 | Appliances | Cooking | Warehouse | New | Induction Cooktops | 0.20041 | 0.36345 |  | 3396.71 | 1 | 1.8136 | 16949.1525 | 16 |  | 442 | 2205.524 | Per Unit | GSLD | 0.57723 | 0.60437 | 0.83705 | 1.097 | 1.2026 | 1.2026 | 1.289 | 1.2891 | 1.2453 | 1.1192 | 0.77553 | 0.85362 | CwaNgsld109 | CwaN | gsld | 109 | 203.8026 | 1016.9492 | [30 empty] | 0 | 0 | 0
110 | Appliances | Cooking | Assembly | Existing | Low-Flow Pre-Rinse Sprayers | 0.024627 | 0.037507 |  | 198.07 | 1 | 1.523 | 8042.7228 | 5 |  | 56 | 2273.9056 | Per End Use Consumption | GSLD | 0.57723 | 0.60437 | 0.83705 | 1.097 | 1.2026 | 1.2026 | 1.289 | 1.2891 | 1.2453 | 1.1192 | 0.77553 | 0.85362 | CasEgsld110 | CasE | gsld | 110 | 11.8842 | 482.5634 | [30 empty] | 0 | 0 | 0
110 | Appliances | Cooking | Assembly | New | Low-Flow Pre-Rinse Sprayers | 0.024627 | 0.037507 |  | 198.07 | 1 | 1.523 | 8042.7228 | 5 |  | 56 | 2273.9056 | Per End Use Consumption | GSLD | 0.57723 | 0.60437 | 0.83705 | 1.097 | 1.2026 | 1.2026 | 1.289 | 1.2891 | 1.2453 | 1.1192 | 0.77553 | 0.85362 | CasNgsld110 | CasN | gsld | 110 | 11.8842 | 482.5634 | [30 empty] | 0 | 0 | 0
110 | Appliances | Cooking | College and University | Existing | Low-Flow Pre-Rinse Sprayers | 0.018163 | 0.022058 |  | 198.07 | 1 | 1.2145 | 10905.4226 | 5 |  | 56 | 3083.2719 | Per End Use Consumption | GSLD | 0.57723 | 0.60437 | 0.83705 | 1.097 | 1.2026 | 1.2026 | 1.289 | 1.2891 | 1.2453 | 1.1192 | 0.77553 | 0.85362 | CcoEgsld110 | CcoE | gsld | 110 | 11.8842 | 654.3254 | [30 empty] | 0.99678 | 0.091402 | 0.11101
110 | Appliances | Cooking | College and University | New | Low-Flow Pre-Rinse Sprayers | 0.018163 | 0.022058 |  | 198.07 | 1 | 1.2145 | 10905.4226 | 5 |  | 56 | 3083.2719 | Per End Use Consumption | GSLD | 0.57723 | 0.60437 | 0.83705 | 1.097 | 1.2026 | 1.2026 | 1.289 | 1.2891 | 1.2453 | 1.1192 | 0.77553 | 0.85362 | CcoNgsld110 | CcoN | gsld | 110 | 11.8842 | 654.3254 | [30 empty] | 0.0055431 | 0.00050829 | 0.0006173
110 | Appliances | Cooking | Data Center | Existing | Low-Flow Pre-Rinse Sprayers | 0.018163 | 0.022058 |  | 198.07 | 1 | 1.2145 | 10905.4226 | 5 |  | 56 | 3083.2719 | Per End Use Consumption | GSLD | 0.57723 | 0.60437 | 0.83705 | 1.097 | 1.2026 | 1.2026 | 1.289 | 1.2891 | 1.2453 | 1.1192 | 0.77553 | 0.85362 | CdaEgsld110 | CdaE | gsld | 110 | 11.8842 | 654.3254 | [30 empty] | 0 | 0 | 0
110 | Appliances | Cooking | Data Center | New | Low-Flow Pre-Rinse Sprayers | 0.018163 | 0.022058 |  | 198.07 | 1 | 1.2145 | 10905.4226 | 5 |  | 56 | 3083.2719 | Per End Use Consumption | GSLD | 0.57723 | 0.60437 | 0.83705 | 1.097 | 1.2026 | 1.2026 | 1.289 | 1.2891 | 1.2453 | 1.1192 | 0.77553 | 0.85362 | CdaNgsld110 | CdaN | gsld | 110 | 11.8842 | 654.3254 | [30 empty] | 0 | 0 | 0
110 | Appliances | Cooking | Grocery | Existing | Low-Flow Pre-Rinse Sprayers | 0.024627 | 0.037507 |  | 198.07 | 1 | 1.523 | 8042.7228 | 5 |  | 56 | 2273.9056 | Per End Use Consumption | GSLD | 0.57723 | 0.60437 | 0.83705 | 1.097 | 1.2026 | 1.2026 | 1.289 | 1.2891 | 1.2453 | 1.1192 | 0.77553 | 0.85362 | CgrEgsld110 | CgrE | gsld | 110 | 11.8842 | 482.5634 | [30 empty] | 0.40113 | 0.049875 | 0.07596
110 | Appliances | Cooking | Grocery | New | Low-Flow Pre-Rinse Sprayers | 0.024627 | 0.037507 |  | 198.07 | 1 | 1.523 | 8042.7228 | 5 |  | 56 | 2273.9056 | Per End Use Consumption | GSLD | 0.57723 | 0.60437 | 0.83705 | 1.097 | 1.2026 | 1.2026 | 1.289 | 1.2891 | 1.2453 | 1.1192 | 0.77553 | 0.85362 | CgrNgsld110 | CgrN | gsld | 110 | 11.8842 | 482.5634 | [30 empty] | 0.0022307 | 0.00027735 | 0.00042241
110 | Appliances | Cooking | Healthcare | Existing | Low-Flow Pre-Rinse Sprayers | 0.018163 | 0.022058 |  | 198.07 | 1 | 1.2145 | 10905.4226 | 5 |  | 56 | 3083.2719 | Per End Use Consumption | GSLD | 0.57723 | 0.60437 | 0.83705 | 1.097 | 1.2026 | 1.2026 | 1.289 | 1.2891 | 1.2453 | 1.1192 | 0.77553 | 0.85362 | CheEgsld110 | CheE | gsld | 110 | 11.8842 | 654.3254 | [30 empty] | 0 | 0 | 0
110 | Appliances | Cooking | Healthcare | New | Low-Flow Pre-Rinse Sprayers | 0.018163 | 0.022058 |  | 198.07 | 1 | 1.2145 | 10905.4226 | 5 |  | 56 | 3083.2719 | Per End Use Consumption | GSLD | 0.57723 | 0.60437 | 0.83705 | 1.097 | 1.2026 | 1.2026 | 1.289 | 1.2891 | 1.2453 | 1.1192 | 0.77553 | 0.85362 | CheNgsld110 | CheN | gsld | 110 | 11.8842 | 654.3254 | [30 empty] | 0 | 0 | 0
110 | Appliances | Cooking | Hospitals | Existing | Low-Flow Pre-Rinse Sprayers | 0.018163 | 0.022058 |  | 198.07 | 1 | 1.2145 | 10905.4226 | 5 |  | 56 | 3083.2719 | Per End Use Consumption | GSLD | 0.57723 | 0.60437 | 0.83705 | 1.097 | 1.2026 | 1.2026 | 1.289 | 1.2891 | 1.2453 | 1.1192 | 0.77553 | 0.85362 | ChoEgsld110 | ChoE | gsld | 110 | 11.8842 | 654.3254 | [30 empty] | 0.49127 | 0.045048 | 0.05471
110 | Appliances | Cooking | Hospitals | New | Low-Flow Pre-Rinse Sprayers | 0.018163 | 0.022058 |  | 198.07 | 1 | 1.2145 | 10905.4226 | 5 |  | 56 | 3083.2719 | Per End Use Consumption | GSLD | 0.57723 | 0.60437 | 0.83705 | 1.097 | 1.2026 | 1.2026 | 1.289 | 1.2891 | 1.2453 | 1.1192 | 0.77553 | 0.85362 | ChoNgsld110 | ChoN | gsld | 110 | 11.8842 | 654.3254 | [30 empty] | 0.0027319 | 0.00025051 | 0.00030424
110 | Appliances | Cooking | Institutional | Existing | Low-Flow Pre-Rinse Sprayers | 0.018163 | 0.022058 |  | 198.07 | 1 | 1.2145 | 10905.4226 | 5 |  | 56 | 3083.2719 | Per End Use Consumption | GSLD | 0.57723 | 0.60437 | 0.83705 | 1.097 | 1.2026 | 1.2026 | 1.289 | 1.2891 | 1.2453 | 1.1192 | 0.77553 | 0.85362 | CinEgsld110 | CinE | gsld | 110 | 11.8842 | 654.3254 | [30 empty] | 0 | 0 | 0
110 | Appliances | Cooking | Institutional | New | Low-Flow Pre-Rinse Sprayers | 0.018163 | 0.022058 |  | 198.07 | 1 | 1.2145 | 10905.4226 | 5 |  | 56 | 3083.2719 | Per End Use Consumption | GSLD | 0.57723 | 0.60437 | 0.83705 | 1.097 | 1.2026 | 1.2026 | 1.289 | 1.2891 | 1.2453 | 1.1192 | 0.77553 | 0.85362 | CinNgsld110 | CinN | gsld | 110 | 11.8842 | 654.3254 | [30 empty] | 0 | 0 | 0
110 | Appliances | Cooking | Lodging/Hospitality | Existing | Low-Flow Pre-Rinse Sprayers | 0.0077938 | 0.03125 |  | 198.07 | 1 | 4.0096 | 25413.8002 | 5 |  | 56 | 7185.2013 | Per End Use Consumption | GSLD | 0.57723 | 0.60437 | 0.83705 | 1.097 | 1.2026 | 1.2026 | 1.289 | 1.2891 | 1.2453 | 1.1192 | 0.77553 | 0.85362 | CloEgsld110 | CloE | gsld | 110 | 11.8842 | 1524.828 | [30 empty] | 11.1229 | 0.43767 | 1.7549
110 | Appliances | Cooking | Lodging/Hospitality | New | Low-Flow Pre-Rinse Sprayers | 0.0077938 | 0.03125 |  | 198.07 | 1 | 4.0096 | 25413.8002 | 5 |  | 56 | 7185.2013 | Per End Use Consumption | GSLD | 0.57723 | 0.60437 | 0.83705 | 1.097 | 1.2026 | 1.2026 | 1.289 | 1.2891 | 1.2453 | 1.1192 | 0.77553 | 0.85362 | CloNgsld110 | CloN | gsld | 110 | 11.8842 | 1524.828 | [30 empty] | 0.061854 | 0.0024339 | 0.0097589
110 | Appliances | Cooking | Miscellaneous | Existing | Low-Flow Pre-Rinse Sprayers | 0.024627 | 0.037507 |  | 198.07 | 1 | 1.523 | 8042.7228 | 5 |  | 56 | 2273.9056 | Per End Use Consumption | GSLD | 0.57723 | 0.60437 | 0.83705 | 1.097 | 1.2026 | 1.2026 | 1.289 | 1.2891 | 1.2453 | 1.1192 | 0.77553 | 0.85362 | CmiEgsld110 | CmiE | gsld | 110 | 11.8842 | 482.5634 | [30 empty] | 0 | 0 | 0
110 | Appliances | Cooking | Miscellaneous | New | Low-Flow Pre-Rinse Sprayers | 0.024627 | 0.037507 |  | 198.07 | 1 | 1.523 | 8042.7228 | 5 |  | 56 | 2273.9056 | Per End Use Consumption | GSLD | 0.57723 | 0.60437 | 0.83705 | 1.097 | 1.2026 | 1.2026 | 1.289 | 1.2891 | 1.2453 | 1.1192 | 0.77553 | 0.85362 | CmiNgsld110 | CmiN | gsld | 110 | 11.8842 | 482.5634 | [30 empty] | 0 | 0 | 0
110 | Appliances | Cooking | Offices | Existing | Low-Flow Pre-Rinse Sprayers | 0.024627 | 0.037507 |  | 198.07 | 1 | 1.523 | 8042.7228 | 5 |  | 56 | 2273.9056 | Per End Use Consumption | GSLD | 0.57723 | 0.60437 | 0.83705 | 1.097 | 1.2026 | 1.2026 | 1.289 | 1.2891 | 1.2453 | 1.1192 | 0.77553 | 0.85362 | CofEgsld110 | CofE | gsld | 110 | 11.8842 | 482.5634 | [30 empty] | 0 | 0 | 0
110 | Appliances | Cooking | Offices | New | Low-Flow Pre-Rinse Sprayers | 0.024627 | 0.037507 |  | 198.07 | 1 | 1.523 | 8042.7228 | 5 |  | 56 | 2273.9056 | Per End Use Consumption | GSLD | 0.57723 | 0.60437 | 0.83705 | 1.097 | 1.2026 | 1.2026 | 1.289 | 1.2891 | 1.2453 | 1.1192 | 0.77553 | 0.85362 | CofNgsld110 | CofN | gsld | 110 | 11.8842 | 482.5634 | [30 empty] | 0 | 0 | 0
110 | Appliances | Cooking | Restaurants | Existing | Low-Flow Pre-Rinse Sprayers | 0.024627 | 0.037507 |  | 198.07 | 1 | 1.523 | 8042.7228 | 5 |  | 56 | 2273.9056 | Per End Use Consumption | GSLD | 0.57723 | 0.60437 | 0.83705 | 1.097 | 1.2026 | 1.2026 | 1.289 | 1.2891 | 1.2453 | 1.1192 | 0.77553 | 0.85362 | CreEgsld110 | CreE | gsld | 110 | 11.8842 | 482.5634 | [30 empty] | 19.1333 | 2.379 | 3.6232
110 | Appliances | Cooking | Restaurants | New | Low-Flow Pre-Rinse Sprayers | 0.024627 | 0.037507 |  | 198.07 | 1 | 1.523 | 8042.7228 | 5 |  | 56 | 2273.9056 | Per End Use Consumption | GSLD | 0.57723 | 0.60437 | 0.83705 | 1.097 | 1.2026 | 1.2026 | 1.289 | 1.2891 | 1.2453 | 1.1192 | 0.77553 | 0.85362 | CreNgsld110 | CreN | gsld | 110 | 11.8842 | 482.5634 | [30 empty] | 0.1064 | 0.013229 | 0.020148
110 | Appliances | Cooking | Retail | Existing | Low-Flow Pre-Rinse Sprayers | 0.024627 | 0.037507 |  | 198.07 | 1 | 1.523 | 8042.7228 | 5 |  | 56 | 2273.9056 | Per End Use Consumption | GSLD | 0.57723 | 0.60437 | 0.83705 | 1.097 | 1.2026 | 1.2026 | 1.289 | 1.2891 | 1.2453 | 1.1192 | 0.77553 | 0.85362 | CrtEgsld110 | CrtE | gsld | 110 | 11.8842 | 482.5634 | [30 empty] | 0 | 0 | 0
110 | Appliances | Cooking | Retail | New | Low-Flow Pre-Rinse Sprayers | 0.024627 | 0.037507 |  | 198.07 | 1 | 1.523 | 8042.7228 | 5 |  | 56 | 2273.9056 | Per End Use Consumption | GSLD | 0.57723 | 0.60437 | 0.83705 | 1.097 | 1.2026 | 1.2026 | 1.289 | 1.2891 | 1.2453 | 1.1192 | 0.77553 | 0.85362 | CrtNgsld110 | CrtN | gsld | 110 | 11.8842 | 482.5634 | [30 empty] | 0 | 0 | 0
110 | Appliances | Cooking | Schools K-12 | Existing | Low-Flow Pre-Rinse Sprayers | 0.024627 | 0.037507 |  | 198.07 | 1 | 1.523 | 8042.7228 | 5 |  | 56 | 2273.9056 | Per End Use Consumption | GSLD | 0.57723 | 0.60437 | 0.83705 | 1.097 | 1.2026 | 1.2026 | 1.289 | 1.2891 | 1.2453 | 1.1192 | 0.77553 | 0.85362 | CscEgsld110 | CscE | gsld | 110 | 11.8842 | 482.5634 | [30 empty] | 0 | 0 | 0
110 | Appliances | Cooking | Schools K-12 | New | Low-Flow Pre-Rinse Sprayers | 0.024627 | 0.037507 |  | 198.07 | 1 | 1.523 | 8042.7228 | 5 |  | 56 | 2273.9056 | Per End Use Consumption | GSLD | 0.57723 | 0.60437 | 0.83705 | 1.097 | 1.2026 | 1.2026 | 1.289 | 1.2891 | 1.2453 | 1.1192 | 0.77553 | 0.85362 | CscNgsld110 | CscN | gsld | 110 | 11.8842 | 482.5634 | [30 empty] | 0 | 0 | 0
110 | Appliances | Cooking | Warehouse | Existing | Low-Flow Pre-Rinse Sprayers | 0.024627 | 0.037507 |  | 198.07 | 1 | 1.523 | 8042.7228 | 5 |  | 56 | 2273.9056 | Per End Use Consumption | GSLD | 0.57723 | 0.60437 | 0.83705 | 1.097 | 1.2026 | 1.2026 | 1.289 | 1.2891 | 1.2453 | 1.1192 | 0.77553 | 0.85362 | CwaEgsld110 | CwaE | gsld | 110 | 11.8842 | 482.5634 | [30 empty] | 0 | 0 | 0
110 | Appliances | Cooking | Warehouse | New | Low-Flow Pre-Rinse Sprayers | 0.024627 | 0.037507 |  | 198.07 | 1 | 1.523 | 8042.7228 | 5 |  | 56 | 2273.9056 | Per End Use Consumption | GSLD | 0.57723 | 0.60437 | 0.83705 | 1.097 | 1.2026 | 1.2026 | 1.289 | 1.2891 | 1.2453 | 1.1192 | 0.77553 | 0.85362 | CwaNgsld110 | CwaN | gsld | 110 | 11.8842 | 482.5634 | [30 empty] | 0 | 0 | 0
111 | Appliances | Misc | Assembly | Existing | Air Compressor Optimization | 0.67304 | 0.29126 |  | 3935.9 | 1 | 0.43275 | 5847.9532 | 3 |  | 1334.25 | 1982.4263 | Per End Use Consumption | GSLD | 1 | 1 | 1 | 1 | 1 | 1 | 1 | 1 | 1 | 1 | 1 | 1 | CasEgsld111 | CasE | gsld | 111 | 197.9096 | 294.0538 | [30 empty] | 99.9598 | 17.0751 | 7.372
111 | Appliances | Misc | Assembly | New | Air Compressor Optimization | 0.67304 | 0.29126 |  | 3935.9 | 1 | 0.43275 | 5847.9532 | 3 |  | 1334.25 | 1982.4263 | Per End Use Consumption | GSLD | 1 | 1 | 1 | 1 | 1 | 1 | 1 | 1 | 1 | 1 | 1 | 1 | CasNgsld111 | CasN | gsld | 111 | 197.9096 | 294.0538 | [30 empty] | 1.0682 | 0.18247 | 0.078782
111 | Appliances | Misc | College and University | Existing | Air Compressor Optimization | 0.53902 | 0.54436 |  | 5336.88 | 1 | 1.0099 | 9900.9901 | 3 |  | 1334.25 | 2475.3032 | Per End Use Consumption | GSLD | 1 | 1 | 1 | 1 | 1 | 1 | 1 | 1 | 1 | 1 | 1 | 1 | CcoEgsld111 | CcoE | gsld | 111 | 268.3554 | 497.8535 | [30 empty] | 10.6144 | 1.0766 | 1.0785
111 | Appliances | Misc | College and University | New | Air Compressor Optimization | 0.53902 | 0.54436 |  | 5336.88 | 1 | 1.0099 | 9900.9901 | 3 |  | 1334.25 | 2475.3032 | Per End Use Consumption | GSLD | 1 | 1 | 1 | 1 | 1 | 1 | 1 | 1 | 1 | 1 | 1 | 1 | CcoNgsld111 | CcoN | gsld | 111 | 268.3554 | 497.8535 | [30 empty] | 0.10372 | 0.010521 | 0.010539
111 | Appliances | Misc | Data Center | Existing | Air Compressor Optimization | 0.61889 | 0.65792 |  | 5575.6 | 1 | 1.0631 | 9009.009 | 3 |  | 1334.25 | 2155.8703 | Per End Use Consumption | GSLD | 1 | 1 | 1 | 1 | 1 | 1 | 1 | 1 | 1 | 1 | 1 | 1 | CdaEgsld111 | CdaE | gsld | 111 | 280.359 | 453.0018 | [30 empty] | 0.29951 | 0.033313 | 0.035283
111 | Appliances | Misc | Data Center | New | Air Compressor Optimization | 0.61889 | 0.65792 |  | 5575.6 | 1 | 1.0631 | 9009.009 | 3 |  | 1334.25 | 2155.8703 | Per End Use Consumption | GSLD | 1 | 1 | 1 | 1 | 1 | 1 | 1 | 1 | 1 | 1 | 1 | 1 | CdaNgsld111 | CdaN | gsld | 111 | 280.359 | 453.0018 | [30 empty] | 0.0032008 | 0.000356 | 0.00037706
111 | Appliances | Misc | Grocery | Existing | Air Compressor Optimization | 1.3898 | 0.83388 |  | 10294.8 | 1 | 0.6 | 7407.4074 | 3 |  | 1334.25 | 960.0316 | Per End Use Consumption | GSLD | 1 | 1 | 1 | 1 | 1 | 1 | 1 | 1 | 1 | 1 | 1 | 1 | CgrEgsld111 | CgrE | gsld | 111 | 517.6555 | 372.4682 | [30 empty] | 39.5886 | 5.3276 | 3.2127
111 | Appliances | Misc | Grocery | New | Air Compressor Optimization | 1.3898 | 0.83388 |  | 10294.8 | 1 | 0.6 | 7407.4074 | 3 |  | 1334.25 | 960.0316 | Per End Use Consumption | GSLD | 1 | 1 | 1 | 1 | 1 | 1 | 1 | 1 | 1 | 1 | 1 | 1 | CgrNgsld111 | CgrN | gsld | 111 | 517.6555 | 372.4682 | [30 empty] | 0.42307 | 0.056934 | 0.034333
111 | Appliances | Misc | Healthcare | Existing | Air Compressor Optimization | 0.72748 | 0.75273 |  | 5051.91 | 1 | 1.0347 | 6944.4444 | 3 |  | 1334.25 | 1834.0835 | Per End Use Consumption | GSLD | 1 | 1 | 1 | 1 | 1 | 1 | 1 | 1 | 1 | 1 | 1 | 1 | CheEgsld111 | CheE | gsld | 111 | 254.0262 | 349.1889 | [30 empty] | 20.2842 | 2.918 | 3.0246
111 | Appliances | Misc | Healthcare | New | Air Compressor Optimization | 0.72748 | 0.75273 |  | 5051.91 | 1 | 1.0347 | 6944.4444 | 3 |  | 1334.25 | 1834.0835 | Per End Use Consumption | GSLD | 1 | 1 | 1 | 1 | 1 | 1 | 1 | 1 | 1 | 1 | 1 | 1 | CheNgsld111 | CheN | gsld | 111 | 254.0262 | 349.1889 | [30 empty] | 0.19334 | 0.027813 | 0.028829
111 | Appliances | Misc | Hospitals | Existing | Air Compressor Optimization | 0.86347 | 0.87201 |  | 8549.16 | 1 | 1.0099 | 9900.9901 | 3 |  | 1334.25 | 1545.2274 | Per End Use Consumption | GSLD | 1 | 1 | 1 | 1 | 1 | 1 | 1 | 1 | 1 | 1 | 1 | 1 | ChoEgsld111 | ChoE | gsld | 111 | 429.8791 | 497.8535 | [30 empty] | 9.2975 | 0.94306 | 0.94471
111 | Appliances | Misc | Hospitals | New | Air Compressor Optimization | 0.86347 | 0.87201 |  | 8549.16 | 1 | 1.0099 | 9900.9901 | 3 |  | 1334.25 | 1545.2274 | Per End Use Consumption | GSLD | 1 | 1 | 1 | 1 | 1 | 1 | 1 | 1 | 1 | 1 | 1 | 1 | ChoNgsld111 | ChoN | gsld | 111 | 429.8791 | 497.8535 | [30 empty] | 0.08862 | 0.0089889 | 0.0090046
111 | Appliances | Misc | Institutional | Existing | Air Compressor Optimization | 0.575 | 0.62163 |  | 5180.22 | 1 | 1.0811 | 9009.009 | 3 |  | 1334.25 | 2320.4169 | Per End Use Consumption | GSLD | 1 | 1 | 1 | 1 | 1 | 1 | 1 | 1 | 1 | 1 | 1 | 1 | CinEgsld111 | CinE | gsld | 111 | 260.478 | 453.0018 | [30 empty] | 12.8617 | 1.4249 | 1.5469
111 | Appliances | Misc | Institutional | New | Air Compressor Optimization | 0.575 | 0.62163 |  | 5180.22 | 1 | 1.0811 | 9009.009 | 3 |  | 1334.25 | 2320.4169 | Per End Use Consumption | GSLD | 1 | 1 | 1 | 1 | 1 | 1 | 1 | 1 | 1 | 1 | 1 | 1 | CinNgsld111 | CinN | gsld | 111 | 260.478 | 453.0018 | [30 empty] | 0.13745 | 0.015228 | 0.016531
111 | Appliances | Misc | Lodging/Hospitality | Existing | Air Compressor Optimization | 0.773 | 0.90303 |  | 7224.26 | 1 | 1.1682 | 9345.7944 | 3 |  | 1334.25 | 1726.0766 | Per End Use Consumption | GSLD | 1 | 1 | 1 | 1 | 1 | 1 | 1 | 1 | 1 | 1 | 1 | 1 | CloEgsld111 | CloE | gsld | 111 | 363.2589 | 469.9365 | [30 empty] | 58.1027 | 6.2213 | 7.2344
111 | Appliances | Misc | Lodging/Hospitality | New | Air Compressor Optimization | 0.773 | 0.90303 |  | 7224.26 | 1 | 1.1682 | 9345.7944 | 3 |  | 1334.25 | 1726.0766 | Per End Use Consumption | GSLD | 1 | 1 | 1 | 1 | 1 | 1 | 1 | 1 | 1 | 1 | 1 | 1 | CloNgsld111 | CloN | gsld | 111 | 363.2589 | 469.9365 | [30 empty] | 0.55381 | 0.059299 | 0.068956
111 | Appliances | Misc | Miscellaneous | Existing | Air Compressor Optimization | 0.68017 | 0.72306 |  | 6127.64 | 1 | 1.0631 | 9009.009 | 3 |  | 1334.25 | 1961.6476 | Per End Use Consumption | GSLD | 1 | 1 | 1 | 1 | 1 | 1 | 1 | 1 | 1 | 1 | 1 | 1 | CmiEgsld111 | CmiE | gsld | 111 | 308.1174 | 453.0018 | [30 empty] | 206.9266 | 23.0151 | 24.3765
111 | Appliances | Misc | Miscellaneous | New | Air Compressor Optimization | 0.68017 | 0.72306 |  | 6127.64 | 1 | 1.0631 | 9009.009 | 3 |  | 1334.25 | 1961.6476 | Per End Use Consumption | GSLD | 1 | 1 | 1 | 1 | 1 | 1 | 1 | 1 | 1 | 1 | 1 | 1 | CmiNgsld111 | CmiN | gsld | 111 | 308.1174 | 453.0018 | [30 empty] | 2.2671 | 0.25216 | 0.26708
111 | Appliances | Misc | Offices | Existing | Air Compressor Optimization | 0.61939 | 0.65845 |  | 5580.08 | 1 | 1.0631 | 9009.009 | 3 |  | 1334.25 | 2154.1394 | Per End Use Consumption | GSLD | 1 | 1 | 1 | 1 | 1 | 1 | 1 | 1 | 1 | 1 | 1 | 1 | CofEgsld111 | CofE | gsld | 111 | 280.5843 | 453.0018 | [30 empty] | 259.1413 | 28.8226 | 30.5275
111 | Appliances | Misc | Offices | New | Air Compressor Optimization | 0.61939 | 0.65845 |  | 5580.08 | 1 | 1.0631 | 9009.009 | 3 |  | 1334.25 | 2154.1394 | Per End Use Consumption | GSLD | 1 | 1 | 1 | 1 | 1 | 1 | 1 | 1 | 1 | 1 | 1 | 1 | CofNgsld111 | CofN | gsld | 111 | 280.5843 | 453.0018 | [30 empty] | 2.7693 | 0.30801 | 0.32623
111 | Appliances | Misc | Restaurants | Existing | Air Compressor Optimization | 1.0552 | 0.39374 |  | 7874.78 | 1 | 0.37313 | 7462.6866 | 3 |  | 1334.25 | 1264.4276 | Per End Use Consumption | GSLD | 1 | 1 | 1 | 1 | 1 | 1 | 1 | 1 | 1 | 1 | 1 | 1 | CreEgsld111 | CreE | gsld | 111 | 395.9691 | 375.2478 | [30 empty] | 54.5209 | 7.3022 | 2.7348
111 | Appliances | Misc | Restaurants | New | Air Compressor Optimization | 1.0552 | 0.39374 |  | 7874.78 | 1 | 0.37313 | 7462.6866 | 3 |  | 1334.25 | 1264.4276 | Per End Use Consumption | GSLD | 1 | 1 | 1 | 1 | 1 | 1 | 1 | 1 | 1 | 1 | 1 | 1 | CreNgsld111 | CreN | gsld | 111 | 395.9691 | 375.2478 | [30 empty] | 0.54944 | 0.073588 | 0.02756
111 | Appliances | Misc | Retail | Existing | Air Compressor Optimization | 0.78259 | 0.43234 |  | 5472.66 | 1 | 0.55245 | 6993.007 | 3 |  | 1334.25 | 1704.9149 | Per End Use Consumption | GSLD | 1 | 1 | 1 | 1 | 1 | 1 | 1 | 1 | 1 | 1 | 1 | 1 | CrtEgsld111 | CrtE | gsld | 111 | 275.1829 | 351.6308 | [30 empty] | 89.0041 | 12.7661 | 7.0619
111 | Appliances | Misc | Retail | New | Air Compressor Optimization | 0.78259 | 0.43234 |  | 5472.66 | 1 | 0.55245 | 6993.007 | 3 |  | 1334.25 | 1704.9149 | Per End Use Consumption | GSLD | 1 | 1 | 1 | 1 | 1 | 1 | 1 | 1 | 1 | 1 | 1 | 1 | CrtNgsld111 | CrtN | gsld | 111 | 275.1829 | 351.6308 | [30 empty] | 0.95115 | 0.13643 | 0.075467
111 | Appliances | Misc | Schools K-12 | Existing | Air Compressor Optimization | 0.42676 | 0.44333 |  | 4143.28 | 1 | 1.0388 | 9708.7379 | 3 |  | 1334.25 | 3126.4803 | Per End Use Consumption | GSLD | 1 | 1 | 1 | 1 | 1 | 1 | 1 | 1 | 1 | 1 | 1 | 1 | CscEgsld111 | CscE | gsld | 111 | 208.3374 | 488.1864 | [30 empty] | 17.2367 | 1.7771 | 1.8515
111 | Appliances | Misc | Schools K-12 | New | Air Compressor Optimization | 0.42676 | 0.44333 |  | 4143.28 | 1 | 1.0388 | 9708.7379 | 3 |  | 1334.25 | 3126.4803 | Per End Use Consumption | GSLD | 1 | 1 | 1 | 1 | 1 | 1 | 1 | 1 | 1 | 1 | 1 | 1 | CscNgsld111 | CscN | gsld | 111 | 208.3374 | 488.1864 | [30 empty] | 0.1737 | 0.017909 | 0.018659
111 | Appliances | Misc | Warehouse | Existing | Air Compressor Optimization | 0.83298 | 0.60432 |  | 5444.31 | 1 | 0.72549 | 6535.9477 | 3 |  | 1334.25 | 1601.7803 | Per End Use Consumption | GSLD | 1 | 1 | 1 | 1 | 1 | 1 | 1 | 1 | 1 | 1 | 1 | 1 | CwaEgsld111 | CwaE | gsld | 111 | 273.7573 | 328.6484 | [30 empty] | 19.7227 | 3.0091 | 2.1867
111 | Appliances | Misc | Warehouse | New | Air Compressor Optimization | 0.83298 | 0.60432 |  | 5444.31 | 1 | 0.72549 | 6535.9477 | 3 |  | 1334.25 | 1601.7803 | Per End Use Consumption | GSLD | 1 | 1 | 1 | 1 | 1 | 1 | 1 | 1 | 1 | 1 | 1 | 1 | CwaNgsld111 | CwaN | gsld | 111 | 273.7573 | 328.6484 | [30 empty] | 0.21077 | 0.032157 | 0.023368
112 | Appliances | Misc | Assembly | Turnover | Energy Star EV Chargers | 0.003603 | 0.0015592 |  | 21.07 | 1 | 0.43275 | 5847.9532 | 10 | 4882.6385 | 58.64 | 16275.4616 | Per charging system | GSLD | 1 | 1 | 1 | 1 | 1 | 1 | 1 | 1 | 1 | 1 | 1 | 1 | CasTgsld112 | CasT | gsld | 112 | 1.2642 | 350.8772 | [30 empty] | 6.6481 | 1.1356 | 0.4903
112 | Appliances | Misc | Assembly | New | Energy Star EV Chargers | 0.003603 | 0.0015592 |  | 21.07 | 1 | 0.43275 | 5847.9532 | 10 | 4882.6385 | 58.64 | 16275.4616 | Per charging system | GSLD | 1 | 1 | 1 | 1 | 1 | 1 | 1 | 1 | 1 | 1 | 1 | 1 | CasNgsld112 | CasN | gsld | 112 | 1.2642 | 350.8772 | [30 empty] | 0.073326 | 0.012526 | 0.0054078
112 | Appliances | Misc | College and University | Turnover | Energy Star EV Chargers | 0.0021281 | 0.0021491 |  | 21.07 | 1 | 1.0099 | 9900.9901 | 10 | 8266.6454 | 58.64 | 27555.4845 | Per charging system | GSLD | 1 | 1 | 1 | 1 | 1 | 1 | 1 | 1 | 1 | 1 | 1 | 1 | CcoTgsld112 | CcoT | gsld | 112 | 1.2642 | 594.0594 | [30 empty] | 0.79726 | 0.080867 | 0.081009
112 | Appliances | Misc | College and University | New | Energy Star EV Chargers | 0.0021281 | 0.0021491 |  | 21.07 | 1 | 1.0099 | 9900.9901 | 10 | 8266.6454 | 58.64 | 27555.4845 | Per charging system | GSLD | 1 | 1 | 1 | 1 | 1 | 1 | 1 | 1 | 1 | 1 | 1 | 1 | CcoNgsld112 | CcoN | gsld | 112 | 1.2642 | 594.0594 | [30 empty] | 0.0084418 | 0.00085626 | 0.00085776
112 | Appliances | Misc | Data Center | Turnover | Energy Star EV Chargers | 0.0023388 | 0.0024863 |  | 21.07 | 1 | 1.0631 | 9009.009 | 10 | 7521.9025 | 58.64 | 25073.0085 | Per charging system | GSLD | 1 | 1 | 1 | 1 | 1 | 1 | 1 | 1 | 1 | 1 | 1 | 1 | CdaTgsld112 | CdaT | gsld | 112 | 1.2642 | 540.5405 | [30 empty] | 0.020718 | 0.0023043 | 0.0024406
112 | Appliances | Misc | Data Center | New | Energy Star EV Chargers | 0.0023388 | 0.0024863 |  | 21.07 | 1 | 1.0631 | 9009.009 | 10 | 7521.9025 | 58.64 | 25073.0085 | Per charging system | GSLD | 1 | 1 | 1 | 1 | 1 | 1 | 1 | 1 | 1 | 1 | 1 | 1 | CdaNgsld112 | CdaN | gsld | 112 | 1.2642 | 540.5405 | [30 empty] | 0.00021971 | 2.4437e-05 | 2.5882e-05
112 | Appliances | Misc | Grocery | Turnover | Energy Star EV Chargers | 0.0028445 | 0.0017067 |  | 21.07 | 1 | 0.6 | 7407.4074 | 10 | 6184.6754 | 58.64 | 20615.5847 | Per charging system | GSLD | 1 | 1 | 1 | 1 | 1 | 1 | 1 | 1 | 1 | 1 | 1 | 1 | CgrTgsld112 | CgrT | gsld | 112 | 1.2642 | 444.4444 | [30 empty] | 2.633 | 0.35433 | 0.21367
112 | Appliances | Misc | Grocery | New | Energy Star EV Chargers | 0.0028445 | 0.0017067 |  | 21.07 | 1 | 0.6 | 7407.4074 | 10 | 6184.6754 | 58.64 | 20615.5847 | Per charging system | GSLD | 1 | 1 | 1 | 1 | 1 | 1 | 1 | 1 | 1 | 1 | 1 | 1 | CgrNgsld112 | CgrN | gsld | 112 | 1.2642 | 444.4444 | [30 empty] | 0.029041 | 0.0039081 | 0.0023567
112 | Appliances | Misc | Healthcare | Turnover | Energy Star EV Chargers | 0.0030341 | 0.0031394 |  | 21.07 | 1 | 1.0347 | 6944.4444 | 10 | 5798.1332 | 58.64 | 19327.1107 | Per charging system | GSLD | 1 | 1 | 1 | 1 | 1 | 1 | 1 | 1 | 1 | 1 | 1 | 1 | CheTgsld112 | CheT | gsld | 112 | 1.2642 | 416.6667 | [30 empty] | 1.3627 | 0.19603 | 0.20319
112 | Appliances | Misc | Healthcare | New | Energy Star EV Chargers | 0.0030341 | 0.0031394 |  | 21.07 | 1 | 1.0347 | 6944.4444 | 10 | 5798.1332 | 58.64 | 19327.1107 | Per charging system | GSLD | 1 | 1 | 1 | 1 | 1 | 1 | 1 | 1 | 1 | 1 | 1 | 1 | CheNgsld112 | CheN | gsld | 112 | 1.2642 | 416.6667 | [30 empty] | 0.014429 | 0.0020757 | 0.0021515
112 | Appliances | Misc | Hospitals | Turnover | Energy Star EV Chargers | 0.0021281 | 0.0021491 |  | 21.07 | 1 | 1.0099 | 9900.9901 | 10 | 8266.6454 | 58.64 | 27555.4845 | Per charging system | GSLD | 1 | 1 | 1 | 1 | 1 | 1 | 1 | 1 | 1 | 1 | 1 | 1 | ChoTgsld112 | ChoT | gsld | 112 | 1.2642 | 594.0594 | [30 empty] | 0.69835 | 0.070835 | 0.070959
112 | Appliances | Misc | Hospitals | New | Energy Star EV Chargers | 0.0021281 | 0.0021491 |  | 21.07 | 1 | 1.0099 | 9900.9901 | 10 | 8266.6454 | 58.64 | 27555.4845 | Per charging system | GSLD | 1 | 1 | 1 | 1 | 1 | 1 | 1 | 1 | 1 | 1 | 1 | 1 | ChoNgsld112 | ChoN | gsld | 112 | 1.2642 | 594.0594 | [30 empty] | 0.0073944 | 0.00075003 | 0.00075134
112 | Appliances | Misc | Institutional | Turnover | Energy Star EV Chargers | 0.0023388 | 0.0025284 |  | 21.07 | 1 | 1.0811 | 9009.009 | 10 | 7521.9025 | 58.64 | 25073.0085 | Per charging system | GSLD | 1 | 1 | 1 | 1 | 1 | 1 | 1 | 1 | 1 | 1 | 1 | 1 | CinTgsld112 | CinT | gsld | 112 | 1.2642 | 540.5405 | [30 empty] | 0.99471 | 0.1102 | 0.11963
112 | Appliances | Misc | Institutional | New | Energy Star EV Chargers | 0.0023388 | 0.0025284 |  | 21.07 | 1 | 1.0811 | 9009.009 | 10 | 7521.9025 | 58.64 | 25073.0085 | Per charging system | GSLD | 1 | 1 | 1 | 1 | 1 | 1 | 1 | 1 | 1 | 1 | 1 | 1 | CinNgsld112 | CinN | gsld | 112 | 1.2642 | 540.5405 | [30 empty] | 0.010549 | 0.0011687 | 0.0012687
112 | Appliances | Misc | Lodging/Hospitality | Turnover | Energy Star EV Chargers | 0.0022545 | 0.0026337 |  | 21.07 | 1 | 1.1682 | 9345.7944 | 10 | 7803.0952 | 58.64 | 26010.3172 | Per charging system | GSLD | 1 | 1 | 1 | 1 | 1 | 1 | 1 | 1 | 1 | 1 | 1 | 1 | CloTgsld112 | CloT | gsld | 112 | 1.2642 | 560.7477 | [30 empty] | 3.9033 | 0.41794 | 0.48601
112 | Appliances | Misc | Lodging/Hospitality | New | Energy Star EV Chargers | 0.0022545 | 0.0026337 |  | 21.07 | 1 | 1.1682 | 9345.7944 | 10 | 7803.0952 | 58.64 | 26010.3172 | Per charging system | GSLD | 1 | 1 | 1 | 1 | 1 | 1 | 1 | 1 | 1 | 1 | 1 | 1 | CloNgsld112 | CloN | gsld | 112 | 1.2642 | 560.7477 | [30 empty] | 0.04133 | 0.0044254 | 0.0051461
112 | Appliances | Misc | Miscellaneous | Turnover | Energy Star EV Chargers | 0.0023388 | 0.0024863 |  | 21.07 | 1 | 1.0631 | 9009.009 | 10 | 7521.9025 | 58.64 | 25073.0085 | Per charging system | GSLD | 1 | 1 | 1 | 1 | 1 | 1 | 1 | 1 | 1 | 1 | 1 | 1 | CmiTgsld112 | CmiT | gsld | 112 | 1.2642 | 540.5405 | [30 empty] | 13.7622 | 1.5307 | 1.6212
112 | Appliances | Misc | Miscellaneous | New | Energy Star EV Chargers | 0.0023388 | 0.0024863 |  | 21.07 | 1 | 1.0631 | 9009.009 | 10 | 7521.9025 | 58.64 | 25073.0085 | Per charging system | GSLD | 1 | 1 | 1 | 1 | 1 | 1 | 1 | 1 | 1 | 1 | 1 | 1 | CmiNgsld112 | CmiN | gsld | 112 | 1.2642 | 540.5405 | [30 empty] | 0.15179 | 0.016883 | 0.017882
112 | Appliances | Misc | Offices | Turnover | Energy Star EV Chargers | 0.0023388 | 0.0024863 |  | 21.07 | 1 | 1.0631 | 9009.009 | 10 | 7521.9025 | 58.64 | 25073.0085 | Per charging system | GSLD | 1 | 1 | 1 | 1 | 1 | 1 | 1 | 1 | 1 | 1 | 1 | 1 | CofTgsld112 | CofT | gsld | 112 | 1.2642 | 540.5405 | [30 empty] | 20.0418 | 2.2291 | 2.361
112 | Appliances | Misc | Offices | New | Energy Star EV Chargers | 0.0023388 | 0.0024863 |  | 21.07 | 1 | 1.0631 | 9009.009 | 10 | 7521.9025 | 58.64 | 25073.0085 | Per charging system | GSLD | 1 | 1 | 1 | 1 | 1 | 1 | 1 | 1 | 1 | 1 | 1 | 1 | CofNgsld112 | CofN | gsld | 112 | 1.2642 | 540.5405 | [30 empty] | 0.21254 | 0.023639 | 0.025038
112 | Appliances | Misc | Restaurants | Turnover | Energy Star EV Chargers | 0.0028234 | 0.0010535 |  | 21.07 | 1 | 0.37313 | 7462.6866 | 10 | 6230.8297 | 58.64 | 20769.4324 | Per charging system | GSLD | 1 | 1 | 1 | 1 | 1 | 1 | 1 | 1 | 1 | 1 | 1 | 1 | CreTgsld112 | CreT | gsld | 112 | 1.2642 | 447.7612 | [30 empty] | 3.6261 | 0.48565 | 0.18189
112 | Appliances | Misc | Restaurants | New | Energy Star EV Chargers | 0.0028234 | 0.0010535 |  | 21.07 | 1 | 0.37313 | 7462.6866 | 10 | 6230.8297 | 58.64 | 20769.4324 | Per charging system | GSLD | 1 | 1 | 1 | 1 | 1 | 1 | 1 | 1 | 1 | 1 | 1 | 1 | CreNgsld112 | CreN | gsld | 112 | 1.2642 | 447.7612 | [30 empty] | 0.039994 | 0.0053566 | 0.0020062
112 | Appliances | Misc | Retail | Turnover | Energy Star EV Chargers | 0.003013 | 0.0016645 |  | 21.07 | 1 | 0.55245 | 6993.007 | 10 | 5838.6796 | 58.64 | 19462.2653 | Per charging system | GSLD | 1 | 1 | 1 | 1 | 1 | 1 | 1 | 1 | 1 | 1 | 1 | 1 | CrtTgsld112 | CrtT | gsld | 112 | 1.2642 | 419.5804 | [30 empty] | 5.9195 | 0.84905 | 0.46967
112 | Appliances | Misc | Retail | New | Energy Star EV Chargers | 0.003013 | 0.0016645 |  | 21.07 | 1 | 0.55245 | 6993.007 | 10 | 5838.6796 | 58.64 | 19462.2653 | Per charging system | GSLD | 1 | 1 | 1 | 1 | 1 | 1 | 1 | 1 | 1 | 1 | 1 | 1 | CrtNgsld112 | CrtN | gsld | 112 | 1.2642 | 419.5804 | [30 empty] | 0.06529 | 0.0093647 | 0.0051803
112 | Appliances | Misc | Schools K-12 | Turnover | Energy Star EV Chargers | 0.0021702 | 0.0022545 |  | 21.07 | 1 | 1.0388 | 9708.7379 | 10 | 8106.128 | 58.64 | 27020.4266 | Per charging system | GSLD | 1 | 1 | 1 | 1 | 1 | 1 | 1 | 1 | 1 | 1 | 1 | 1 | CscTgsld112 | CscT | gsld | 112 | 1.2642 | 582.5243 | [30 empty] | 1.1464 | 0.11819 | 0.12314
112 | Appliances | Misc | Schools K-12 | New | Energy Star EV Chargers | 0.0021702 | 0.0022545 |  | 21.07 | 1 | 1.0388 | 9708.7379 | 10 | 8106.128 | 58.64 | 27020.4266 | Per charging system | GSLD | 1 | 1 | 1 | 1 | 1 | 1 | 1 | 1 | 1 | 1 | 1 | 1 | CscNgsld112 | CscN | gsld | 112 | 1.2642 | 582.5243 | [30 empty] | 0.012644 | 0.0013036 | 0.0013582
112 | Appliances | Misc | Warehouse | Turnover | Energy Star EV Chargers | 0.0032237 | 0.0023388 |  | 21.07 | 1 | 0.72549 | 6535.9477 | 10 | 5457.0665 | 58.64 | 18190.2218 | Per charging system | GSLD | 1 | 1 | 1 | 1 | 1 | 1 | 1 | 1 | 1 | 1 | 1 | 1 | CwaTgsld112 | CwaT | gsld | 112 | 1.2642 | 392.1569 | [30 empty] | 1.7165 | 0.26188 | 0.19031
112 | Appliances | Misc | Warehouse | New | Energy Star EV Chargers | 0.0032237 | 0.0023388 |  | 21.07 | 1 | 0.72549 | 6535.9477 | 10 | 5457.0665 | 58.64 | 18190.2218 | Per charging system | GSLD | 1 | 1 | 1 | 1 | 1 | 1 | 1 | 1 | 1 | 1 | 1 | 1 | CwaNgsld112 | CwaN | gsld | 112 | 1.2642 | 392.1569 | [30 empty] | 0.018932 | 0.0028884 | 0.002099
113 | Appliances | Office Equipment | Assembly | Turnover | ENERGY STAR Imaging Equipment | 0.071273 | 0.030843 |  | 416.8 | 1 | 0.43275 | 5847.9532 | 6 |  | 164 | 2301.0181 | Per Unit | GSLD | 0.57723 | 0.60437 | 0.83705 | 1.097 | 1.2026 | 1.2026 | 1.289 | 1.2891 | 1.2453 | 1.1192 | 0.77553 | 0.85362 | CasTgsld113 | CasT | gsld | 113 | 25.008 | 350.8772 | [30 empty] | 0.89149 | 0.15228 | 0.065747
113 | Appliances | Office Equipment | Assembly | New | ENERGY STAR Imaging Equipment | 0.071273 | 0.030843 |  | 416.8 | 1 | 0.43275 | 5847.9532 | 6 |  | 164 | 2301.0181 | Per Unit | GSLD | 0.57723 | 0.60437 | 0.83705 | 1.097 | 1.2026 | 1.2026 | 1.289 | 1.2891 | 1.2453 | 1.1192 | 0.77553 | 0.85362 | CasNgsld113 | CasN | gsld | 113 | 25.008 | 350.8772 | [30 empty] | 0.0098328 | 0.0016796 | 0.00072517
113 | Appliances | Office Equipment | College and University | Turnover | ENERGY STAR Imaging Equipment | 0.042097 | 0.042514 |  | 416.8 | 1 | 1.0099 | 9900.9901 | 6 |  | 164 | 3895.7831 | Per Unit | GSLD | 0.57723 | 0.60437 | 0.83705 | 1.097 | 1.2026 | 1.2026 | 1.289 | 1.2891 | 1.2453 | 1.1192 | 0.77553 | 0.85362 | CcoTgsld113 | CcoT | gsld | 113 | 25.008 | 594.0594 | [30 empty] | 0.057327 | 0.0058148 | 0.005825
113 | Appliances | Office Equipment | College and University | New | ENERGY STAR Imaging Equipment | 0.042097 | 0.042514 |  | 416.8 | 1 | 1.0099 | 9900.9901 | 6 |  | 164 | 3895.7831 | Per Unit | GSLD | 0.57723 | 0.60437 | 0.83705 | 1.097 | 1.2026 | 1.2026 | 1.289 | 1.2891 | 1.2453 | 1.1192 | 0.77553 | 0.85362 | CcoNgsld113 | CcoN | gsld | 113 | 25.008 | 594.0594 | [30 empty] | 0.0006323 | 6.4136e-05 | 6.4248e-05
113 | Appliances | Office Equipment | Data Center | Turnover | ENERGY STAR Imaging Equipment | 0.046265 | 0.049182 |  | 416.8 | 1 | 1.0631 | 9009.009 | 6 |  | 164 | 3544.8116 | Per Unit | GSLD | 0.57723 | 0.60437 | 0.83705 | 1.097 | 1.2026 | 1.2026 | 1.289 | 1.2891 | 1.2453 | 1.1192 | 0.77553 | 0.85362 | CdaTgsld113 | CdaT | gsld | 113 | 25.008 | 540.5405 | [30 empty] | 0.0096207 | 0.00107 | 0.0011333
113 | Appliances | Office Equipment | Data Center | New | ENERGY STAR Imaging Equipment | 0.046265 | 0.049182 |  | 416.8 | 1 | 1.0631 | 9009.009 | 6 |  | 164 | 3544.8116 | Per Unit | GSLD | 0.57723 | 0.60437 | 0.83705 | 1.097 | 1.2026 | 1.2026 | 1.289 | 1.2891 | 1.2453 | 1.1192 | 0.77553 | 0.85362 | CdaNgsld113 | CdaN | gsld | 113 | 25.008 | 540.5405 | [30 empty] | 0.00010611 | 1.1802e-05 | 1.25e-05
113 | Appliances | Office Equipment | Grocery | Turnover | ENERGY STAR Imaging Equipment | 0.056268 | 0.033761 |  | 416.8 | 1 | 0.6 | 7407.4074 | 6 |  | 164 | 2914.6229 | Per Unit | GSLD | 0.57723 | 0.60437 | 0.83705 | 1.097 | 1.2026 | 1.2026 | 1.289 | 1.2891 | 1.2453 | 1.1192 | 0.77553 | 0.85362 | CgrTgsld113 | CgrT | gsld | 113 | 25.008 | 444.4444 | [30 empty] | 0.0015971 | 0.00021493 | 0.00012961
113 | Appliances | Office Equipment | Grocery | New | ENERGY STAR Imaging Equipment | 0.056268 | 0.033761 |  | 416.8 | 1 | 0.6 | 7407.4074 | 6 |  | 164 | 2914.6229 | Per Unit | GSLD | 0.57723 | 0.60437 | 0.83705 | 1.097 | 1.2026 | 1.2026 | 1.289 | 1.2891 | 1.2453 | 1.1192 | 0.77553 | 0.85362 | CgrNgsld113 | CgrN | gsld | 113 | 25.008 | 444.4444 | [30 empty] | 1.7615e-05 | 2.3706e-06 | 1.4295e-06
113 | Appliances | Office Equipment | Healthcare | Turnover | ENERGY STAR Imaging Equipment | 0.060019 | 0.062103 |  | 416.8 | 1 | 1.0347 | 6944.4444 | 6 |  | 164 | 2732.4589 | Per Unit | GSLD | 0.57723 | 0.60437 | 0.83705 | 1.097 | 1.2026 | 1.2026 | 1.289 | 1.2891 | 1.2453 | 1.1192 | 0.77553 | 0.85362 | CheTgsld113 | CheT | gsld | 113 | 25.008 | 416.6667 | [30 empty] | 0.72243 | 0.10393 | 0.10772
113 | Appliances | Office Equipment | Healthcare | New | ENERGY STAR Imaging Equipment | 0.060019 | 0.062103 |  | 416.8 | 1 | 1.0347 | 6944.4444 | 6 |  | 164 | 2732.4589 | Per Unit | GSLD | 0.57723 | 0.60437 | 0.83705 | 1.097 | 1.2026 | 1.2026 | 1.289 | 1.2891 | 1.2453 | 1.1192 | 0.77553 | 0.85362 | CheNgsld113 | CheN | gsld | 113 | 25.008 | 416.6667 | [30 empty] | 0.0079682 | 0.0011463 | 0.0011881
113 | Appliances | Office Equipment | Hospitals | Turnover | ENERGY STAR Imaging Equipment | 0.042097 | 0.042514 |  | 416.8 | 1 | 1.0099 | 9900.9901 | 6 |  | 164 | 3895.7831 | Per Unit | GSLD | 0.57723 | 0.60437 | 0.83705 | 1.097 | 1.2026 | 1.2026 | 1.289 | 1.2891 | 1.2453 | 1.1192 | 0.77553 | 0.85362 | ChoTgsld113 | ChoT | gsld | 113 | 25.008 | 594.0594 | [30 empty] | 0.39094 | 0.039653 | 0.039723
113 | Appliances | Office Equipment | Hospitals | New | ENERGY STAR Imaging Equipment | 0.042097 | 0.042514 |  | 416.8 | 1 | 1.0099 | 9900.9901 | 6 |  | 164 | 3895.7831 | Per Unit | GSLD | 0.57723 | 0.60437 | 0.83705 | 1.097 | 1.2026 | 1.2026 | 1.289 | 1.2891 | 1.2453 | 1.1192 | 0.77553 | 0.85362 | ChoNgsld113 | ChoN | gsld | 113 | 25.008 | 594.0594 | [30 empty] | 0.0043119 | 0.00043736 | 0.00043813
113 | Appliances | Office Equipment | Institutional | Turnover | ENERGY STAR Imaging Equipment | 0.046265 | 0.050016 |  | 416.8 | 1 | 1.0811 | 9009.009 | 6 |  | 164 | 3544.8116 | Per Unit | GSLD | 0.57723 | 0.60437 | 0.83705 | 1.097 | 1.2026 | 1.2026 | 1.289 | 1.2891 | 1.2453 | 1.1192 | 0.77553 | 0.85362 | CinTgsld113 | CinT | gsld | 113 | 25.008 | 540.5405 | [30 empty] | 0.27218 | 0.030155 | 0.032735
113 | Appliances | Office Equipment | Institutional | New | ENERGY STAR Imaging Equipment | 0.046265 | 0.050016 |  | 416.8 | 1 | 1.0811 | 9009.009 | 6 |  | 164 | 3544.8116 | Per Unit | GSLD | 0.57723 | 0.60437 | 0.83705 | 1.097 | 1.2026 | 1.2026 | 1.289 | 1.2891 | 1.2453 | 1.1192 | 0.77553 | 0.85362 | CinNgsld113 | CinN | gsld | 113 | 25.008 | 540.5405 | [30 empty] | 0.0030021 | 0.0003326 | 0.00036106
113 | Appliances | Office Equipment | Lodging/Hospitality | Turnover | ENERGY STAR Imaging Equipment | 0.044598 | 0.0521 |  | 416.8 | 1 | 1.1682 | 9345.7944 | 6 |  | 164 | 3677.3279 | Per Unit | GSLD | 0.57723 | 0.60437 | 0.83705 | 1.097 | 1.2026 | 1.2026 | 1.289 | 1.2891 | 1.2453 | 1.1192 | 0.77553 | 0.85362 | CloTgsld113 | CloT | gsld | 113 | 25.008 | 560.7477 | [30 empty] | 0.028414 | 0.0030424 | 0.0035378
113 | Appliances | Office Equipment | Lodging/Hospitality | New | ENERGY STAR Imaging Equipment | 0.044598 | 0.0521 |  | 416.8 | 1 | 1.1682 | 9345.7944 | 6 |  | 164 | 3677.3279 | Per Unit | GSLD | 0.57723 | 0.60437 | 0.83705 | 1.097 | 1.2026 | 1.2026 | 1.289 | 1.2891 | 1.2453 | 1.1192 | 0.77553 | 0.85362 | CloNgsld113 | CloN | gsld | 113 | 25.008 | 560.7477 | [30 empty] | 0.00031339 | 3.3556e-05 | 3.9021e-05
113 | Appliances | Office Equipment | Miscellaneous | Turnover | ENERGY STAR Imaging Equipment | 0.046265 | 0.049182 |  | 416.8 | 1 | 1.0631 | 9009.009 | 6 |  | 164 | 3544.8116 | Per Unit | GSLD | 0.57723 | 0.60437 | 0.83705 | 1.097 | 1.2026 | 1.2026 | 1.289 | 1.2891 | 1.2453 | 1.1192 | 0.77553 | 0.85362 | CmiTgsld113 | CmiT | gsld | 113 | 25.008 | 540.5405 | [30 empty] | 3.1933 | 0.35517 | 0.37618
113 | Appliances | Office Equipment | Miscellaneous | New | ENERGY STAR Imaging Equipment | 0.046265 | 0.049182 |  | 416.8 | 1 | 1.0631 | 9009.009 | 6 |  | 164 | 3544.8116 | Per Unit | GSLD | 0.57723 | 0.60437 | 0.83705 | 1.097 | 1.2026 | 1.2026 | 1.289 | 1.2891 | 1.2453 | 1.1192 | 0.77553 | 0.85362 | CmiNgsld113 | CmiN | gsld | 113 | 25.008 | 540.5405 | [30 empty] | 0.035221 | 0.0039174 | 0.0041491
113 | Appliances | Office Equipment | Offices | Turnover | ENERGY STAR Imaging Equipment | 0.046265 | 0.049182 |  | 416.8 | 1 | 1.0631 | 9009.009 | 6 |  | 164 | 3544.8116 | Per Unit | GSLD | 0.57723 | 0.60437 | 0.83705 | 1.097 | 1.2026 | 1.2026 | 1.289 | 1.2891 | 1.2453 | 1.1192 | 0.77553 | 0.85362 | CofTgsld113 | CofT | gsld | 113 | 25.008 | 540.5405 | [30 empty] | 8.7543 | 0.97368 | 1.0313
113 | Appliances | Office Equipment | Offices | New | ENERGY STAR Imaging Equipment | 0.046265 | 0.049182 |  | 416.8 | 1 | 1.0631 | 9009.009 | 6 |  | 164 | 3544.8116 | Per Unit | GSLD | 0.57723 | 0.60437 | 0.83705 | 1.097 | 1.2026 | 1.2026 | 1.289 | 1.2891 | 1.2453 | 1.1192 | 0.77553 | 0.85362 | CofNgsld113 | CofN | gsld | 113 | 25.008 | 540.5405 | [30 empty] | 0.096557 | 0.010739 | 0.011375
113 | Appliances | Office Equipment | Restaurants | Turnover | ENERGY STAR Imaging Equipment | 0.055851 | 0.02084 |  | 416.8 | 1 | 0.37313 | 7462.6866 | 6 |  | 164 | 2936.3738 | Per Unit | GSLD | 0.57723 | 0.60437 | 0.83705 | 1.097 | 1.2026 | 1.2026 | 1.289 | 1.2891 | 1.2453 | 1.1192 | 0.77553 | 0.85362 | CreTgsld113 | CreT | gsld | 113 | 25.008 | 447.7612 | [30 empty] | 0.60512 | 0.081046 | 0.030354
113 | Appliances | Office Equipment | Restaurants | New | ENERGY STAR Imaging Equipment | 0.055851 | 0.02084 |  | 416.8 | 1 | 0.37313 | 7462.6866 | 6 |  | 164 | 2936.3738 | Per Unit | GSLD | 0.57723 | 0.60437 | 0.83705 | 1.097 | 1.2026 | 1.2026 | 1.289 | 1.2891 | 1.2453 | 1.1192 | 0.77553 | 0.85362 | CreNgsld113 | CreN | gsld | 113 | 25.008 | 447.7612 | [30 empty] | 0.0066743 | 0.00089391 | 0.00033479
113 | Appliances | Office Equipment | Retail | Turnover | ENERGY STAR Imaging Equipment | 0.059602 | 0.032927 |  | 416.8 | 1 | 0.55245 | 6993.007 | 6 |  | 164 | 2751.5671 | Per Unit | GSLD | 0.57723 | 0.60437 | 0.83705 | 1.097 | 1.2026 | 1.2026 | 1.289 | 1.2891 | 1.2453 | 1.1192 | 0.77553 | 0.85362 | CrtTgsld113 | CrtT | gsld | 113 | 25.008 | 419.5804 | [30 empty] | 1.259 | 0.18058 | 0.099895
113 | Appliances | Office Equipment | Retail | New | ENERGY STAR Imaging Equipment | 0.059602 | 0.032927 |  | 416.8 | 1 | 0.55245 | 6993.007 | 6 |  | 164 | 2751.5671 | Per Unit | GSLD | 0.57723 | 0.60437 | 0.83705 | 1.097 | 1.2026 | 1.2026 | 1.289 | 1.2891 | 1.2453 | 1.1192 | 0.77553 | 0.85362 | CrtNgsld113 | CrtN | gsld | 113 | 25.008 | 419.5804 | [30 empty] | 0.013886 | 0.0019918 | 0.0011018
113 | Appliances | Office Equipment | Schools K-12 | Turnover | ENERGY STAR Imaging Equipment | 0.04293 | 0.044598 |  | 416.8 | 1 | 1.0388 | 9708.7379 | 6 |  | 164 | 3820.1368 | Per Unit | GSLD | 0.57723 | 0.60437 | 0.83705 | 1.097 | 1.2026 | 1.2026 | 1.289 | 1.2891 | 1.2453 | 1.1192 | 0.77553 | 0.85362 | CscTgsld113 | CscT | gsld | 113 | 25.008 | 582.5243 | [30 empty] | 0.042396 | 0.004371 | 0.0045541
113 | Appliances | Office Equipment | Schools K-12 | New | ENERGY STAR Imaging Equipment | 0.04293 | 0.044598 |  | 416.8 | 1 | 1.0388 | 9708.7379 | 6 |  | 164 | 3820.1368 | Per Unit | GSLD | 0.57723 | 0.60437 | 0.83705 | 1.097 | 1.2026 | 1.2026 | 1.289 | 1.2891 | 1.2453 | 1.1192 | 0.77553 | 0.85362 | CscNgsld113 | CscN | gsld | 113 | 25.008 | 582.5243 | [30 empty] | 0.00046761 | 4.821e-05 | 5.023e-05
113 | Appliances | Office Equipment | Warehouse | Turnover | ENERGY STAR Imaging Equipment | 0.06377 | 0.046265 |  | 416.8 | 1 | 0.72549 | 6535.9477 | 6 |  | 164 | 2571.7261 | Per Unit | GSLD | 0.57723 | 0.60437 | 0.83705 | 1.097 | 1.2026 | 1.2026 | 1.289 | 1.2891 | 1.2453 | 1.1192 | 0.77553 | 0.85362 | CwaTgsld113 | CwaT | gsld | 113 | 25.008 | 392.1569 | [30 empty] | 1.1387 | 0.17373 | 0.12625
113 | Appliances | Office Equipment | Warehouse | New | ENERGY STAR Imaging Equipment | 0.06377 | 0.046265 |  | 416.8 | 1 | 0.72549 | 6535.9477 | 6 |  | 164 | 2571.7261 | Per Unit | GSLD | 0.57723 | 0.60437 | 0.83705 | 1.097 | 1.2026 | 1.2026 | 1.289 | 1.2891 | 1.2453 | 1.1192 | 0.77553 | 0.85362 | CwaNgsld113 | CwaN | gsld | 113 | 25.008 | 392.1569 | [30 empty] | 0.012559 | 0.0019162 | 0.0013925
114 | Appliances | Office Equipment | Assembly | Turnover | Energy Star Monitors | 0.001368 | 0.000592 |  | 8 | 1 | 0.43275 | 5847.9532 | 4 |  | 2.24 | 1637.4269 | Per Unit | GSLD | 0.57723 | 0.60437 | 0.83705 | 1.097 | 1.2026 | 1.2026 | 1.289 | 1.2891 | 1.2453 | 1.1192 | 0.77553 | 0.85362 | CasTgsld114 | CasT | gsld | 114 | 0.48 | 350.8772 | [30 empty] | 6.6784 | 1.1408 | 0.49253
114 | Appliances | Office Equipment | Assembly | New | Energy Star Monitors | 0.001368 | 0.000592 |  | 8 | 1 | 0.43275 | 5847.9532 | 4 |  | 2.24 | 1637.4269 | Per Unit | GSLD | 0.57723 | 0.60437 | 0.83705 | 1.097 | 1.2026 | 1.2026 | 1.289 | 1.2891 | 1.2453 | 1.1192 | 0.77553 | 0.85362 | CasNgsld114 | CasN | gsld | 114 | 0.48 | 350.8772 | [30 empty] | 0.07366 | 0.012583 | 0.0054324
114 | Appliances | Office Equipment | College and University | Turnover | Energy Star Monitors | 0.000808 | 0.000816 |  | 8 | 1 | 1.0099 | 9900.9901 | 4 |  | 2.24 | 2772.2772 | Per Unit | GSLD | 0.57723 | 0.60437 | 0.83705 | 1.097 | 1.2026 | 1.2026 | 1.289 | 1.2891 | 1.2453 | 1.1192 | 0.77553 | 0.85362 | CcoTgsld114 | CcoT | gsld | 114 | 0.48 | 594.0594 | [30 empty] | 2.9063 | 0.2948 | 0.29531
114 | Appliances | Office Equipment | College and University | New | Energy Star Monitors | 0.000808 | 0.000816 |  | 8 | 1 | 1.0099 | 9900.9901 | 4 |  | 2.24 | 2772.2772 | Per Unit | GSLD | 0.57723 | 0.60437 | 0.83705 | 1.097 | 1.2026 | 1.2026 | 1.289 | 1.2891 | 1.2453 | 1.1192 | 0.77553 | 0.85362 | CcoNgsld114 | CcoN | gsld | 114 | 0.48 | 594.0594 | [30 empty] | 0.027981 | 0.0028382 | 0.0028431
114 | Appliances | Office Equipment | Data Center | Turnover | Energy Star Monitors | 0.000888 | 0.000944 |  | 8 | 1 | 1.0631 | 9009.009 | 4 |  | 2.24 | 2522.5225 | Per Unit | GSLD | 0.57723 | 0.60437 | 0.83705 | 1.097 | 1.2026 | 1.2026 | 1.289 | 1.2891 | 1.2453 | 1.1192 | 0.77553 | 0.85362 | CdaTgsld114 | CdaT | gsld | 114 | 0.48 | 540.5405 | [30 empty] | 0.17178 | 0.019105 | 0.020236
114 | Appliances | Office Equipment | Data Center | New | Energy Star Monitors | 0.000888 | 0.000944 |  | 8 | 1 | 1.0631 | 9009.009 | 4 |  | 2.24 | 2522.5225 | Per Unit | GSLD | 0.57723 | 0.60437 | 0.83705 | 1.097 | 1.2026 | 1.2026 | 1.289 | 1.2891 | 1.2453 | 1.1192 | 0.77553 | 0.85362 | CdaNgsld114 | CdaN | gsld | 114 | 0.48 | 540.5405 | [30 empty] | 0.0016538 | 0.00018394 | 0.00019482
114 | Appliances | Office Equipment | Grocery | Turnover | Energy Star Monitors | 0.00108 | 0.000648 |  | 8 | 1 | 0.6 | 7407.4074 | 4 |  | 2.24 | 2074.0741 | Per Unit | GSLD | 0.57723 | 0.60437 | 0.83705 | 1.097 | 1.2026 | 1.2026 | 1.289 | 1.2891 | 1.2453 | 1.1192 | 0.77553 | 0.85362 | CgrTgsld114 | CgrT | gsld | 114 | 0.48 | 444.4444 | [30 empty] | 1.046 | 0.14077 | 0.084889
114 | Appliances | Office Equipment | Grocery | New | Energy Star Monitors | 0.00108 | 0.000648 |  | 8 | 1 | 0.6 | 7407.4074 | 4 |  | 2.24 | 2074.0741 | Per Unit | GSLD | 0.57723 | 0.60437 | 0.83705 | 1.097 | 1.2026 | 1.2026 | 1.289 | 1.2891 | 1.2453 | 1.1192 | 0.77553 | 0.85362 | CgrNgsld114 | CgrN | gsld | 114 | 0.48 | 444.4444 | [30 empty] | 0.011537 | 0.0015527 | 0.0009363
114 | Appliances | Office Equipment | Healthcare | Turnover | Energy Star Monitors | 0.001152 | 0.001192 |  | 8 | 1 | 1.0347 | 6944.4444 | 4 |  | 2.24 | 1944.4444 | Per Unit | GSLD | 0.57723 | 0.60437 | 0.83705 | 1.097 | 1.2026 | 1.2026 | 1.289 | 1.2891 | 1.2453 | 1.1192 | 0.77553 | 0.85362 | CheTgsld114 | CheT | gsld | 114 | 0.48 | 416.6667 | [30 empty] | 9.3997 | 1.3522 | 1.4016
114 | Appliances | Office Equipment | Healthcare | New | Energy Star Monitors | 0.001152 | 0.001192 |  | 8 | 1 | 1.0347 | 6944.4444 | 4 |  | 2.24 | 1944.4444 | Per Unit | GSLD | 0.57723 | 0.60437 | 0.83705 | 1.097 | 1.2026 | 1.2026 | 1.289 | 1.2891 | 1.2453 | 1.1192 | 0.77553 | 0.85362 | CheNgsld114 | CheN | gsld | 114 | 0.48 | 416.6667 | [30 empty] | 0.090496 | 0.013019 | 0.013494
114 | Appliances | Office Equipment | Hospitals | Turnover | Energy Star Monitors | 0.000808 | 0.000816 |  | 8 | 1 | 1.0099 | 9900.9901 | 4 |  | 2.24 | 2772.2772 | Per Unit | GSLD | 0.57723 | 0.60437 | 0.83705 | 1.097 | 1.2026 | 1.2026 | 1.289 | 1.2891 | 1.2453 | 1.1192 | 0.77553 | 0.85362 | ChoTgsld114 | ChoT | gsld | 114 | 0.48 | 594.0594 | [30 empty] | 1.4222 | 0.14426 | 0.14451
114 | Appliances | Office Equipment | Hospitals | New | Energy Star Monitors | 0.000808 | 0.000816 |  | 8 | 1 | 1.0099 | 9900.9901 | 4 |  | 2.24 | 2772.2772 | Per Unit | GSLD | 0.57723 | 0.60437 | 0.83705 | 1.097 | 1.2026 | 1.2026 | 1.289 | 1.2891 | 1.2453 | 1.1192 | 0.77553 | 0.85362 | ChoNgsld114 | ChoN | gsld | 114 | 0.48 | 594.0594 | [30 empty] | 0.013693 | 0.0013889 | 0.0013913
114 | Appliances | Office Equipment | Institutional | Turnover | Energy Star Monitors | 0.000888 | 0.00096 |  | 8 | 1 | 1.0811 | 9009.009 | 4 |  | 2.24 | 2522.5225 | Per Unit | GSLD | 0.57723 | 0.60437 | 0.83705 | 1.097 | 1.2026 | 1.2026 | 1.289 | 1.2891 | 1.2453 | 1.1192 | 0.77553 | 0.85362 | CinTgsld114 | CinT | gsld | 114 | 0.48 | 540.5405 | [30 empty] | 1.1637 | 0.12892 | 0.13995
114 | Appliances | Office Equipment | Institutional | New | Energy Star Monitors | 0.000888 | 0.00096 |  | 8 | 1 | 1.0811 | 9009.009 | 4 |  | 2.24 | 2522.5225 | Per Unit | GSLD | 0.57723 | 0.60437 | 0.83705 | 1.097 | 1.2026 | 1.2026 | 1.289 | 1.2891 | 1.2453 | 1.1192 | 0.77553 | 0.85362 | CinNgsld114 | CinN | gsld | 114 | 0.48 | 540.5405 | [30 empty] | 0.011203 | 0.0012412 | 0.0013474
114 | Appliances | Office Equipment | Lodging/Hospitality | Turnover | Energy Star Monitors | 0.000856 | 0.001 |  | 8 | 1 | 1.1682 | 9345.7944 | 4 |  | 2.24 | 2616.8224 | Per Unit | GSLD | 0.57723 | 0.60437 | 0.83705 | 1.097 | 1.2026 | 1.2026 | 1.289 | 1.2891 | 1.2453 | 1.1192 | 0.77553 | 0.85362 | CloTgsld114 | CloT | gsld | 114 | 0.48 | 560.7477 | [30 empty] | 3.4721 | 0.37177 | 0.43232
114 | Appliances | Office Equipment | Lodging/Hospitality | New | Energy Star Monitors | 0.000856 | 0.001 |  | 8 | 1 | 1.1682 | 9345.7944 | 4 |  | 2.24 | 2616.8224 | Per Unit | GSLD | 0.57723 | 0.60437 | 0.83705 | 1.097 | 1.2026 | 1.2026 | 1.289 | 1.2891 | 1.2453 | 1.1192 | 0.77553 | 0.85362 | CloNgsld114 | CloN | gsld | 114 | 0.48 | 560.7477 | [30 empty] | 0.033428 | 0.0035793 | 0.0041622
114 | Appliances | Office Equipment | Miscellaneous | Turnover | Energy Star Monitors | 0.000888 | 0.000944 |  | 8 | 1 | 1.0631 | 9009.009 | 4 |  | 2.24 | 2522.5225 | Per Unit | GSLD | 0.57723 | 0.60437 | 0.83705 | 1.097 | 1.2026 | 1.2026 | 1.289 | 1.2891 | 1.2453 | 1.1192 | 0.77553 | 0.85362 | CmiTgsld114 | CmiT | gsld | 114 | 0.48 | 540.5405 | [30 empty] | 20.2389 | 2.251 | 2.3842
114 | Appliances | Office Equipment | Miscellaneous | New | Energy Star Monitors | 0.000888 | 0.000944 |  | 8 | 1 | 1.0631 | 9009.009 | 4 |  | 2.24 | 2522.5225 | Per Unit | GSLD | 0.57723 | 0.60437 | 0.83705 | 1.097 | 1.2026 | 1.2026 | 1.289 | 1.2891 | 1.2453 | 1.1192 | 0.77553 | 0.85362 | CmiNgsld114 | CmiN | gsld | 114 | 0.48 | 540.5405 | [30 empty] | 0.22323 | 0.024828 | 0.026297
114 | Appliances | Office Equipment | Offices | Turnover | Energy Star Monitors | 0.000888 | 0.000944 |  | 8 | 1 | 1.0631 | 9009.009 | 4 |  | 2.24 | 2522.5225 | Per Unit | GSLD | 0.57723 | 0.60437 | 0.83705 | 1.097 | 1.2026 | 1.2026 | 1.289 | 1.2891 | 1.2453 | 1.1192 | 0.77553 | 0.85362 | CofTgsld114 | CofT | gsld | 114 | 0.48 | 540.5405 | [30 empty] | 88.1567 | 9.8051 | 10.3851
114 | Appliances | Office Equipment | Offices | New | Energy Star Monitors | 0.000888 | 0.000944 |  | 8 | 1 | 1.0631 | 9009.009 | 4 |  | 2.24 | 2522.5225 | Per Unit | GSLD | 0.57723 | 0.60437 | 0.83705 | 1.097 | 1.2026 | 1.2026 | 1.289 | 1.2891 | 1.2453 | 1.1192 | 0.77553 | 0.85362 | CofNgsld114 | CofN | gsld | 114 | 0.48 | 540.5405 | [30 empty] | 0.84874 | 0.094399 | 0.099983
114 | Appliances | Office Equipment | Restaurants | Turnover | Energy Star Monitors | 0.001072 | 0.0004 |  | 8 | 1 | 0.37313 | 7462.6866 | 4 |  | 2.24 | 2089.5522 | Per Unit | GSLD | 0.57723 | 0.60437 | 0.83705 | 1.097 | 1.2026 | 1.2026 | 1.289 | 1.2891 | 1.2453 | 1.1192 | 0.77553 | 0.85362 | CreTgsld114 | CreT | gsld | 114 | 0.48 | 447.7612 | [30 empty] | 2.9384 | 0.39355 | 0.14739
114 | Appliances | Office Equipment | Restaurants | New | Energy Star Monitors | 0.001072 | 0.0004 |  | 8 | 1 | 0.37313 | 7462.6866 | 4 |  | 2.24 | 2089.5522 | Per Unit | GSLD | 0.57723 | 0.60437 | 0.83705 | 1.097 | 1.2026 | 1.2026 | 1.289 | 1.2891 | 1.2453 | 1.1192 | 0.77553 | 0.85362 | CreNgsld114 | CreN | gsld | 114 | 0.48 | 447.7612 | [30 empty] | 0.03241 | 0.0043407 | 0.0016257
114 | Appliances | Office Equipment | Retail | Turnover | Energy Star Monitors | 0.001144 | 0.000632 |  | 8 | 1 | 0.55245 | 6993.007 | 4 |  | 2.24 | 1958.042 | Per Unit | GSLD | 0.57723 | 0.60437 | 0.83705 | 1.097 | 1.2026 | 1.2026 | 1.289 | 1.2891 | 1.2453 | 1.1192 | 0.77553 | 0.85362 | CrtTgsld114 | CrtT | gsld | 114 | 0.48 | 419.5804 | [30 empty] | 14.9129 | 2.139 | 1.1832
114 | Appliances | Office Equipment | Retail | New | Energy Star Monitors | 0.001144 | 0.000632 |  | 8 | 1 | 0.55245 | 6993.007 | 4 |  | 2.24 | 1958.042 | Per Unit | GSLD | 0.57723 | 0.60437 | 0.83705 | 1.097 | 1.2026 | 1.2026 | 1.289 | 1.2891 | 1.2453 | 1.1192 | 0.77553 | 0.85362 | CrtNgsld114 | CrtN | gsld | 114 | 0.48 | 419.5804 | [30 empty] | 0.14357 | 0.020593 | 0.011392
114 | Appliances | Office Equipment | Schools K-12 | Turnover | Energy Star Monitors | 0.000824 | 0.000856 |  | 8 | 1 | 1.0388 | 9708.7379 | 4 |  | 2.24 | 2718.4466 | Per Unit | GSLD | 0.57723 | 0.60437 | 0.83705 | 1.097 | 1.2026 | 1.2026 | 1.289 | 1.2891 | 1.2453 | 1.1192 | 0.77553 | 0.85362 | CscTgsld114 | CscT | gsld | 114 | 0.48 | 582.5243 | [30 empty] | 2.7305 | 0.28151 | 0.2933
114 | Appliances | Office Equipment | Schools K-12 | New | Energy Star Monitors | 0.000824 | 0.000856 |  | 8 | 1 | 1.0388 | 9708.7379 | 4 |  | 2.24 | 2718.4466 | Per Unit | GSLD | 0.57723 | 0.60437 | 0.83705 | 1.097 | 1.2026 | 1.2026 | 1.289 | 1.2891 | 1.2453 | 1.1192 | 0.77553 | 0.85362 | CscNgsld114 | CscN | gsld | 114 | 0.48 | 582.5243 | [30 empty] | 0.026288 | 0.0027102 | 0.0028238
114 | Appliances | Office Equipment | Warehouse | Turnover | Energy Star Monitors | 0.001224 | 0.000888 |  | 8 | 1 | 0.72549 | 6535.9477 | 4 |  | 2.24 | 1830.0654 | Per Unit | GSLD | 0.57723 | 0.60437 | 0.83705 | 1.097 | 1.2026 | 1.2026 | 1.289 | 1.2891 | 1.2453 | 1.1192 | 0.77553 | 0.85362 | CwaTgsld114 | CwaT | gsld | 114 | 0.48 | 392.1569 | [30 empty] | 2.5157 | 0.38381 | 0.27892
114 | Appliances | Office Equipment | Warehouse | New | Energy Star Monitors | 0.001224 | 0.000888 |  | 8 | 1 | 0.72549 | 6535.9477 | 4 |  | 2.24 | 1830.0654 | Per Unit | GSLD | 0.57723 | 0.60437 | 0.83705 | 1.097 | 1.2026 | 1.2026 | 1.289 | 1.2891 | 1.2453 | 1.1192 | 0.77553 | 0.85362 | CwaNgsld114 | CwaN | gsld | 114 | 0.48 | 392.1569 | [30 empty] | 0.027747 | 0.0042333 | 0.0030764
115 | Appliances | Office Equipment | Assembly | Turnover | Energy Star PCs | 0.021122 | 0.0091405 |  | 123.52 | 1 | 0.43275 | 5847.9532 | 4 |  | 21 | 994.2278 | Per Unit | GSLD | 0.57723 | 0.60437 | 0.83705 | 1.097 | 1.2026 | 1.2026 | 1.289 | 1.2891 | 1.2453 | 1.1192 | 0.77553 | 0.85362 | CasTgsld115 | CasT | gsld | 115 | 7.4112 | 350.8772 | [30 empty] | 7.3119 | 1.249 | 0.53925
115 | Appliances | Office Equipment | Assembly | New | Energy Star PCs | 0.021122 | 0.0091405 |  | 123.52 | 1 | 0.43275 | 5847.9532 | 4 |  | 21 | 994.2278 | Per Unit | GSLD | 0.57723 | 0.60437 | 0.83705 | 1.097 | 1.2026 | 1.2026 | 1.289 | 1.2891 | 1.2453 | 1.1192 | 0.77553 | 0.85362 | CasNgsld115 | CasN | gsld | 115 | 7.4112 | 350.8772 | [30 empty] | 0.080648 | 0.013776 | 0.0059478
115 | Appliances | Office Equipment | College and University | Turnover | Energy Star PCs | 0.012476 | 0.012599 |  | 123.52 | 1 | 1.0099 | 9900.9901 | 4 |  | 21 | 1683.2966 | Per Unit | GSLD | 0.57723 | 0.60437 | 0.83705 | 1.097 | 1.2026 | 1.2026 | 1.289 | 1.2891 | 1.2453 | 1.1192 | 0.77553 | 0.85362 | CcoTgsld115 | CcoT | gsld | 115 | 7.4112 | 594.0594 | [30 empty] | 3.1821 | 0.32276 | 0.32333
115 | Appliances | Office Equipment | College and University | New | Energy Star PCs | 0.012476 | 0.012599 |  | 123.52 | 1 | 1.0099 | 9900.9901 | 4 |  | 21 | 1683.2966 | Per Unit | GSLD | 0.57723 | 0.60437 | 0.83705 | 1.097 | 1.2026 | 1.2026 | 1.289 | 1.2891 | 1.2453 | 1.1192 | 0.77553 | 0.85362 | CcoNgsld115 | CcoN | gsld | 115 | 7.4112 | 594.0594 | [30 empty] | 0.030636 | 0.0031074 | 0.0031128
115 | Appliances | Office Equipment | Data Center | Turnover | Energy Star PCs | 0.013711 | 0.014575 |  | 123.52 | 1 | 1.0631 | 9009.009 | 4 |  | 21 | 1531.6482 | Per Unit | GSLD | 0.57723 | 0.60437 | 0.83705 | 1.097 | 1.2026 | 1.2026 | 1.289 | 1.2891 | 1.2453 | 1.1192 | 0.77553 | 0.85362 | CdaTgsld115 | CdaT | gsld | 115 | 7.4112 | 540.5405 | [30 empty] | 0.18807 | 0.020918 | 0.022155
115 | Appliances | Office Equipment | Data Center | New | Energy Star PCs | 0.013711 | 0.014575 |  | 123.52 | 1 | 1.0631 | 9009.009 | 4 |  | 21 | 1531.6482 | Per Unit | GSLD | 0.57723 | 0.60437 | 0.83705 | 1.097 | 1.2026 | 1.2026 | 1.289 | 1.2891 | 1.2453 | 1.1192 | 0.77553 | 0.85362 | CdaNgsld115 | CdaN | gsld | 115 | 7.4112 | 540.5405 | [30 empty] | 0.0018107 | 0.00020139 | 0.0002133
115 | Appliances | Office Equipment | Grocery | Turnover | Energy Star PCs | 0.016675 | 0.010005 |  | 123.52 | 1 | 0.6 | 7407.4074 | 4 |  | 21 | 1259.3552 | Per Unit | GSLD | 0.57723 | 0.60437 | 0.83705 | 1.097 | 1.2026 | 1.2026 | 1.289 | 1.2891 | 1.2453 | 1.1192 | 0.77553 | 0.85362 | CgrTgsld115 | CgrT | gsld | 115 | 7.4112 | 444.4444 | [30 empty] | 1.1453 | 0.15413 | 0.092942
115 | Appliances | Office Equipment | Grocery | New | Energy Star PCs | 0.016675 | 0.010005 |  | 123.52 | 1 | 0.6 | 7407.4074 | 4 |  | 21 | 1259.3552 | Per Unit | GSLD | 0.57723 | 0.60437 | 0.83705 | 1.097 | 1.2026 | 1.2026 | 1.289 | 1.2891 | 1.2453 | 1.1192 | 0.77553 | 0.85362 | CgrNgsld115 | CgrN | gsld | 115 | 7.4112 | 444.4444 | [30 empty] | 0.012632 | 0.0016999 | 0.0010251
115 | Appliances | Office Equipment | Healthcare | Turnover | Energy Star PCs | 0.017787 | 0.018404 |  | 123.52 | 1 | 1.0347 | 6944.4444 | 4 |  | 21 | 1180.6455 | Per Unit | GSLD | 0.57723 | 0.60437 | 0.83705 | 1.097 | 1.2026 | 1.2026 | 1.289 | 1.2891 | 1.2453 | 1.1192 | 0.77553 | 0.85362 | CheTgsld115 | CheT | gsld | 115 | 7.4112 | 416.6667 | [30 empty] | 10.2914 | 1.4805 | 1.5346
115 | Appliances | Office Equipment | Healthcare | New | Energy Star PCs | 0.017787 | 0.018404 |  | 123.52 | 1 | 1.0347 | 6944.4444 | 4 |  | 21 | 1180.6455 | Per Unit | GSLD | 0.57723 | 0.60437 | 0.83705 | 1.097 | 1.2026 | 1.2026 | 1.289 | 1.2891 | 1.2453 | 1.1192 | 0.77553 | 0.85362 | CheNgsld115 | CheN | gsld | 115 | 7.4112 | 416.6667 | [30 empty] | 0.099081 | 0.014254 | 0.014774
115 | Appliances | Office Equipment | Hospitals | Turnover | Energy Star PCs | 0.012476 | 0.012599 |  | 123.52 | 1 | 1.0099 | 9900.9901 | 4 |  | 21 | 1683.2966 | Per Unit | GSLD | 0.57723 | 0.60437 | 0.83705 | 1.097 | 1.2026 | 1.2026 | 1.289 | 1.2891 | 1.2453 | 1.1192 | 0.77553 | 0.85362 | ChoTgsld115 | ChoT | gsld | 115 | 7.4112 | 594.0594 | [30 empty] | 1.5572 | 0.15795 | 0.15822
115 | Appliances | Office Equipment | Hospitals | New | Energy Star PCs | 0.012476 | 0.012599 |  | 123.52 | 1 | 1.0099 | 9900.9901 | 4 |  | 21 | 1683.2966 | Per Unit | GSLD | 0.57723 | 0.60437 | 0.83705 | 1.097 | 1.2026 | 1.2026 | 1.289 | 1.2891 | 1.2453 | 1.1192 | 0.77553 | 0.85362 | ChoNgsld115 | ChoN | gsld | 115 | 7.4112 | 594.0594 | [30 empty] | 0.014992 | 0.0015206 | 0.0015233
115 | Appliances | Office Equipment | Institutional | Turnover | Energy Star PCs | 0.013711 | 0.014822 |  | 123.52 | 1 | 1.0811 | 9009.009 | 4 |  | 21 | 1531.6482 | Per Unit | GSLD | 0.57723 | 0.60437 | 0.83705 | 1.097 | 1.2026 | 1.2026 | 1.289 | 1.2891 | 1.2453 | 1.1192 | 0.77553 | 0.85362 | CinTgsld115 | CinT | gsld | 115 | 7.4112 | 540.5405 | [30 empty] | 1.2741 | 0.14115 | 0.15323
115 | Appliances | Office Equipment | Institutional | New | Energy Star PCs | 0.013711 | 0.014822 |  | 123.52 | 1 | 1.0811 | 9009.009 | 4 |  | 21 | 1531.6482 | Per Unit | GSLD | 0.57723 | 0.60437 | 0.83705 | 1.097 | 1.2026 | 1.2026 | 1.289 | 1.2891 | 1.2453 | 1.1192 | 0.77553 | 0.85362 | CinNgsld115 | CinN | gsld | 115 | 7.4112 | 540.5405 | [30 empty] | 0.012266 | 0.001359 | 0.0014752
115 | Appliances | Office Equipment | Lodging/Hospitality | Turnover | Energy Star PCs | 0.013217 | 0.01544 |  | 123.52 | 1 | 1.1682 | 9345.7944 | 4 |  | 21 | 1588.9061 | Per Unit | GSLD | 0.57723 | 0.60437 | 0.83705 | 1.097 | 1.2026 | 1.2026 | 1.289 | 1.2891 | 1.2453 | 1.1192 | 0.77553 | 0.85362 | CloTgsld115 | CloT | gsld | 115 | 7.4112 | 560.7477 | [30 empty] | 3.8015 | 0.40704 | 0.47333
115 | Appliances | Office Equipment | Lodging/Hospitality | New | Energy Star PCs | 0.013217 | 0.01544 |  | 123.52 | 1 | 1.1682 | 9345.7944 | 4 |  | 21 | 1588.9061 | Per Unit | GSLD | 0.57723 | 0.60437 | 0.83705 | 1.097 | 1.2026 | 1.2026 | 1.289 | 1.2891 | 1.2453 | 1.1192 | 0.77553 | 0.85362 | CloNgsld115 | CloN | gsld | 115 | 7.4112 | 560.7477 | [30 empty] | 0.036599 | 0.0039188 | 0.004557
115 | Appliances | Office Equipment | Miscellaneous | Turnover | Energy Star PCs | 0.013711 | 0.014575 |  | 123.52 | 1 | 1.0631 | 9009.009 | 4 |  | 21 | 1531.6482 | Per Unit | GSLD | 0.57723 | 0.60437 | 0.83705 | 1.097 | 1.2026 | 1.2026 | 1.289 | 1.2891 | 1.2453 | 1.1192 | 0.77553 | 0.85362 | CmiTgsld115 | CmiT | gsld | 115 | 7.4112 | 540.5405 | [30 empty] | 22.1589 | 2.4646 | 2.6104
115 | Appliances | Office Equipment | Miscellaneous | New | Energy Star PCs | 0.013711 | 0.014575 |  | 123.52 | 1 | 1.0631 | 9009.009 | 4 |  | 21 | 1531.6482 | Per Unit | GSLD | 0.57723 | 0.60437 | 0.83705 | 1.097 | 1.2026 | 1.2026 | 1.289 | 1.2891 | 1.2453 | 1.1192 | 0.77553 | 0.85362 | CmiNgsld115 | CmiN | gsld | 115 | 7.4112 | 540.5405 | [30 empty] | 0.24441 | 0.027184 | 0.028792
115 | Appliances | Office Equipment | Offices | Turnover | Energy Star PCs | 0.013711 | 0.014575 |  | 123.52 | 1 | 1.0631 | 9009.009 | 4 |  | 21 | 1531.6482 | Per Unit | GSLD | 0.57723 | 0.60437 | 0.83705 | 1.097 | 1.2026 | 1.2026 | 1.289 | 1.2891 | 1.2453 | 1.1192 | 0.77553 | 0.85362 | CofTgsld115 | CofT | gsld | 115 | 7.4112 | 540.5405 | [30 empty] | 96.5198 | 10.7353 | 11.3703
115 | Appliances | Office Equipment | Offices | New | Energy Star PCs | 0.013711 | 0.014575 |  | 123.52 | 1 | 1.0631 | 9009.009 | 4 |  | 21 | 1531.6482 | Per Unit | GSLD | 0.57723 | 0.60437 | 0.83705 | 1.097 | 1.2026 | 1.2026 | 1.289 | 1.2891 | 1.2453 | 1.1192 | 0.77553 | 0.85362 | CofNgsld115 | CofN | gsld | 115 | 7.4112 | 540.5405 | [30 empty] | 0.92925 | 0.10335 | 0.10947
115 | Appliances | Office Equipment | Restaurants | Turnover | Energy Star PCs | 0.016552 | 0.006176 |  | 123.52 | 1 | 0.37313 | 7462.6866 | 4 |  | 21 | 1268.7534 | Per Unit | GSLD | 0.57723 | 0.60437 | 0.83705 | 1.097 | 1.2026 | 1.2026 | 1.289 | 1.2891 | 1.2453 | 1.1192 | 0.77553 | 0.85362 | CreTgsld115 | CreT | gsld | 115 | 7.4112 | 447.7612 | [30 empty] | 3.2172 | 0.43089 | 0.16138
115 | Appliances | Office Equipment | Restaurants | New | Energy Star PCs | 0.016552 | 0.006176 |  | 123.52 | 1 | 0.37313 | 7462.6866 | 4 |  | 21 | 1268.7534 | Per Unit | GSLD | 0.57723 | 0.60437 | 0.83705 | 1.097 | 1.2026 | 1.2026 | 1.289 | 1.2891 | 1.2453 | 1.1192 | 0.77553 | 0.85362 | CreNgsld115 | CreN | gsld | 115 | 7.4112 | 447.7612 | [30 empty] | 0.035484 | 0.0047525 | 0.0017799
115 | Appliances | Office Equipment | Retail | Turnover | Energy Star PCs | 0.017663 | 0.0097581 |  | 123.52 | 1 | 0.55245 | 6993.007 | 4 |  | 21 | 1188.9018 | Per Unit | GSLD | 0.57723 | 0.60437 | 0.83705 | 1.097 | 1.2026 | 1.2026 | 1.289 | 1.2891 | 1.2453 | 1.1192 | 0.77553 | 0.85362 | CrtTgsld115 | CrtT | gsld | 115 | 7.4112 | 419.5804 | [30 empty] | 16.3276 | 2.3419 | 1.2955
115 | Appliances | Office Equipment | Retail | New | Energy Star PCs | 0.017663 | 0.0097581 |  | 123.52 | 1 | 0.55245 | 6993.007 | 4 |  | 21 | 1188.9018 | Per Unit | GSLD | 0.57723 | 0.60437 | 0.83705 | 1.097 | 1.2026 | 1.2026 | 1.289 | 1.2891 | 1.2453 | 1.1192 | 0.77553 | 0.85362 | CrtNgsld115 | CrtN | gsld | 115 | 7.4112 | 419.5804 | [30 empty] | 0.1572 | 0.022547 | 0.012472
115 | Appliances | Office Equipment | Schools K-12 | Turnover | Energy Star PCs | 0.012723 | 0.013217 |  | 123.52 | 1 | 1.0388 | 9708.7379 | 4 |  | 21 | 1650.6112 | Per Unit | GSLD | 0.57723 | 0.60437 | 0.83705 | 1.097 | 1.2026 | 1.2026 | 1.289 | 1.2891 | 1.2453 | 1.1192 | 0.77553 | 0.85362 | CscTgsld115 | CscT | gsld | 115 | 7.4112 | 582.5243 | [30 empty] | 2.9895 | 0.30821 | 0.32112
115 | Appliances | Office Equipment | Schools K-12 | New | Energy Star PCs | 0.012723 | 0.013217 |  | 123.52 | 1 | 1.0388 | 9708.7379 | 4 |  | 21 | 1650.6112 | Per Unit | GSLD | 0.57723 | 0.60437 | 0.83705 | 1.097 | 1.2026 | 1.2026 | 1.289 | 1.2891 | 1.2453 | 1.1192 | 0.77553 | 0.85362 | CscNgsld115 | CscN | gsld | 115 | 7.4112 | 582.5243 | [30 empty] | 0.028781 | 0.0029673 | 0.0030916
115 | Appliances | Office Equipment | Warehouse | Turnover | Energy Star PCs | 0.018899 | 0.013711 |  | 123.52 | 1 | 0.72549 | 6535.9477 | 4 |  | 21 | 1111.1958 | Per Unit | GSLD | 0.57723 | 0.60437 | 0.83705 | 1.097 | 1.2026 | 1.2026 | 1.289 | 1.2891 | 1.2453 | 1.1192 | 0.77553 | 0.85362 | CwaTgsld115 | CwaT | gsld | 115 | 7.4112 | 392.1569 | [30 empty] | 2.7543 | 0.42022 | 0.30538
115 | Appliances | Office Equipment | Warehouse | New | Energy Star PCs | 0.018899 | 0.013711 |  | 123.52 | 1 | 0.72549 | 6535.9477 | 4 |  | 21 | 1111.1958 | Per Unit | GSLD | 0.57723 | 0.60437 | 0.83705 | 1.097 | 1.2026 | 1.2026 | 1.289 | 1.2891 | 1.2453 | 1.1192 | 0.77553 | 0.85362 | CwaNgsld115 | CwaN | gsld | 115 | 7.4112 | 392.1569 | [30 empty] | 0.030379 | 0.0046349 | 0.0033682
116 | Appliances | Office Equipment | Assembly | Turnover | Energy Star Servers | 0.19507 | 0.084418 |  | 1140.78 | 1 | 0.43275 | 5847.9532 | 4 |  | 412 | 2112.0257 | Per Unit | GSLD | 1 | 1 | 1 | 1 | 1 | 1 | 1 | 1 | 1 | 1 | 1 | 1 | CasTgsld116 | CasT | gsld | 116 | 68.4468 | 350.8772 | [30 empty] | 0 | 0 | 0
116 | Appliances | Office Equipment | Assembly | New | Energy Star Servers | 0.19507 | 0.084418 |  | 1140.78 | 1 | 0.43275 | 5847.9532 | 4 |  | 412 | 2112.0257 | Per Unit | GSLD | 1 | 1 | 1 | 1 | 1 | 1 | 1 | 1 | 1 | 1 | 1 | 1 | CasNgsld116 | CasN | gsld | 116 | 68.4468 | 350.8772 | [30 empty] | 0 | 0 | 0
116 | Appliances | Office Equipment | College and University | Turnover | Energy Star Servers | 0.11522 | 0.11636 |  | 1140.78 | 1 | 1.0099 | 9900.9901 | 4 |  | 412 | 3575.806 | Per Unit | GSLD | 1 | 1 | 1 | 1 | 1 | 1 | 1 | 1 | 1 | 1 | 1 | 1 | CcoTgsld116 | CcoT | gsld | 116 | 68.4468 | 594.0594 | [30 empty] | 0.070043 | 0.0071046 | 0.007117
116 | Appliances | Office Equipment | College and University | New | Energy Star Servers | 0.11522 | 0.11636 |  | 1140.78 | 1 | 1.0099 | 9900.9901 | 4 |  | 412 | 3575.806 | Per Unit | GSLD | 1 | 1 | 1 | 1 | 1 | 1 | 1 | 1 | 1 | 1 | 1 | 1 | CcoNgsld116 | CcoN | gsld | 116 | 68.4468 | 594.0594 | [30 empty] | 0.00077255 | 7.8361e-05 | 7.8498e-05
116 | Appliances | Office Equipment | Data Center | Turnover | Energy Star Servers | 0.12663 | 0.13461 |  | 1140.78 | 1 | 1.0631 | 9009.009 | 4 |  | 412 | 3253.6613 | Per Unit | GSLD | 1 | 1 | 1 | 1 | 1 | 1 | 1 | 1 | 1 | 1 | 1 | 1 | CdaTgsld116 | CdaT | gsld | 116 | 68.4468 | 540.5405 | [30 empty] | 0.027297 | 0.003036 | 0.0032156
116 | Appliances | Office Equipment | Data Center | New | Energy Star Servers | 0.12663 | 0.13461 |  | 1140.78 | 1 | 1.0631 | 9009.009 | 4 |  | 412 | 3253.6613 | Per Unit | GSLD | 1 | 1 | 1 | 1 | 1 | 1 | 1 | 1 | 1 | 1 | 1 | 1 | CdaNgsld116 | CdaN | gsld | 116 | 68.4468 | 540.5405 | [30 empty] | 0.00029641 | 3.2967e-05 | 3.4917e-05
116 | Appliances | Office Equipment | Grocery | Turnover | Energy Star Servers | 0.15401 | 0.092403 |  | 1140.78 | 1 | 0.6 | 7407.4074 | 4 |  | 412 | 2675.2326 | Per Unit | GSLD | 1 | 1 | 1 | 1 | 1 | 1 | 1 | 1 | 1 | 1 | 1 | 1 | CgrTgsld116 | CgrT | gsld | 116 | 68.4468 | 444.4444 | [30 empty] | 0 | 0 | 0
116 | Appliances | Office Equipment | Grocery | New | Energy Star Servers | 0.15401 | 0.092403 |  | 1140.78 | 1 | 0.6 | 7407.4074 | 4 |  | 412 | 2675.2326 | Per Unit | GSLD | 1 | 1 | 1 | 1 | 1 | 1 | 1 | 1 | 1 | 1 | 1 | 1 | CgrNgsld116 | CgrN | gsld | 116 | 68.4468 | 444.4444 | [30 empty] | 0 | 0 | 0
116 | Appliances | Office Equipment | Healthcare | Turnover | Energy Star Servers | 0.16427 | 0.16998 |  | 1140.78 | 1 | 1.0347 | 6944.4444 | 4 |  | 412 | 2508.0306 | Per Unit | GSLD | 1 | 1 | 1 | 1 | 1 | 1 | 1 | 1 | 1 | 1 | 1 | 1 | CheTgsld116 | CheT | gsld | 116 | 68.4468 | 416.6667 | [30 empty] | 0.23358 | 0.033602 | 0.034829
116 | Appliances | Office Equipment | Healthcare | New | Energy Star Servers | 0.16427 | 0.16998 |  | 1140.78 | 1 | 1.0347 | 6944.4444 | 4 |  | 412 | 2508.0306 | Per Unit | GSLD | 1 | 1 | 1 | 1 | 1 | 1 | 1 | 1 | 1 | 1 | 1 | 1 | CheNgsld116 | CheN | gsld | 116 | 68.4468 | 416.6667 | [30 empty] | 0.0025364 | 0.00036488 | 0.0003782
116 | Appliances | Office Equipment | Hospitals | Turnover | Energy Star Servers | 0.11522 | 0.11636 |  | 1140.78 | 1 | 1.0099 | 9900.9901 | 4 |  | 412 | 3575.806 | Per Unit | GSLD | 1 | 1 | 1 | 1 | 1 | 1 | 1 | 1 | 1 | 1 | 1 | 1 | ChoTgsld116 | ChoT | gsld | 116 | 68.4468 | 594.0594 | [30 empty] | 0.28453 | 0.028861 | 0.028911
116 | Appliances | Office Equipment | Hospitals | New | Energy Star Servers | 0.11522 | 0.11636 |  | 1140.78 | 1 | 1.0099 | 9900.9901 | 4 |  | 412 | 3575.806 | Per Unit | GSLD | 1 | 1 | 1 | 1 | 1 | 1 | 1 | 1 | 1 | 1 | 1 | 1 | ChoNgsld116 | ChoN | gsld | 116 | 68.4468 | 594.0594 | [30 empty] | 0.0030897 | 0.00031339 | 0.00031394
116 | Appliances | Office Equipment | Institutional | Turnover | Energy Star Servers | 0.12663 | 0.13689 |  | 1140.78 | 1 | 1.0811 | 9009.009 | 4 |  | 412 | 3253.6613 | Per Unit | GSLD | 1 | 1 | 1 | 1 | 1 | 1 | 1 | 1 | 1 | 1 | 1 | 1 | CinTgsld116 | CinT | gsld | 116 | 68.4468 | 540.5405 | [30 empty] | 0.047515 | 0.0052642 | 0.0057146
116 | Appliances | Office Equipment | Institutional | New | Energy Star Servers | 0.12663 | 0.13689 |  | 1140.78 | 1 | 1.0811 | 9009.009 | 4 |  | 412 | 3253.6613 | Per Unit | GSLD | 1 | 1 | 1 | 1 | 1 | 1 | 1 | 1 | 1 | 1 | 1 | 1 | CinNgsld116 | CinN | gsld | 116 | 68.4468 | 540.5405 | [30 empty] | 0.00052408 | 5.8062e-05 | 6.3031e-05
116 | Appliances | Office Equipment | Lodging/Hospitality | Turnover | Energy Star Servers | 0.12206 | 0.1426 |  | 1140.78 | 1 | 1.1682 | 9345.7944 | 4 |  | 412 | 3375.2935 | Per Unit | GSLD | 1 | 1 | 1 | 1 | 1 | 1 | 1 | 1 | 1 | 1 | 1 | 1 | CloTgsld116 | CloT | gsld | 116 | 68.4468 | 560.7477 | [30 empty] | 0.01895 | 0.002029 | 0.0023595
116 | Appliances | Office Equipment | Lodging/Hospitality | New | Energy Star Servers | 0.12206 | 0.1426 |  | 1140.78 | 1 | 1.1682 | 9345.7944 | 4 |  | 412 | 3375.2935 | Per Unit | GSLD | 1 | 1 | 1 | 1 | 1 | 1 | 1 | 1 | 1 | 1 | 1 | 1 | CloNgsld116 | CloN | gsld | 116 | 68.4468 | 560.7477 | [30 empty] | 0.00020577 | 2.2033e-05 | 2.5621e-05
116 | Appliances | Office Equipment | Miscellaneous | Turnover | Energy Star Servers | 0.12663 | 0.13461 |  | 1140.78 | 1 | 1.0631 | 9009.009 | 4 |  | 412 | 3253.6613 | Per Unit | GSLD | 1 | 1 | 1 | 1 | 1 | 1 | 1 | 1 | 1 | 1 | 1 | 1 | CmiTgsld116 | CmiT | gsld | 116 | 68.4468 | 540.5405 | [30 empty] | 6.2512 | 0.69528 | 0.73641
116 | Appliances | Office Equipment | Miscellaneous | New | Energy Star Servers | 0.12663 | 0.13461 |  | 1140.78 | 1 | 1.0631 | 9009.009 | 4 |  | 412 | 3253.6613 | Per Unit | GSLD | 1 | 1 | 1 | 1 | 1 | 1 | 1 | 1 | 1 | 1 | 1 | 1 | CmiNgsld116 | CmiN | gsld | 116 | 68.4468 | 540.5405 | [30 empty] | 0.068949 | 0.0076687 | 0.0081223
116 | Appliances | Office Equipment | Offices | Turnover | Energy Star Servers | 0.12663 | 0.13461 |  | 1140.78 | 1 | 1.0631 | 9009.009 | 4 |  | 412 | 3253.6613 | Per Unit | GSLD | 1 | 1 | 1 | 1 | 1 | 1 | 1 | 1 | 1 | 1 | 1 | 1 | CofTgsld116 | CofT | gsld | 116 | 68.4468 | 540.5405 | [30 empty] | 8.3199 | 0.92537 | 0.98011
116 | Appliances | Office Equipment | Offices | New | Energy Star Servers | 0.12663 | 0.13461 |  | 1140.78 | 1 | 1.0631 | 9009.009 | 4 |  | 412 | 3253.6613 | Per Unit | GSLD | 1 | 1 | 1 | 1 | 1 | 1 | 1 | 1 | 1 | 1 | 1 | 1 | CofNgsld116 | CofN | gsld | 116 | 68.4468 | 540.5405 | [30 empty] | 0.090343 | 0.010048 | 0.010643
116 | Appliances | Office Equipment | Restaurants | Turnover | Energy Star Servers | 0.15286 | 0.057039 |  | 1140.78 | 1 | 0.37313 | 7462.6866 | 4 |  | 412 | 2695.197 | Per Unit | GSLD | 1 | 1 | 1 | 1 | 1 | 1 | 1 | 1 | 1 | 1 | 1 | 1 | CreTgsld116 | CreT | gsld | 116 | 68.4468 | 447.7612 | [30 empty] | 0 | 0 | 0
116 | Appliances | Office Equipment | Restaurants | New | Energy Star Servers | 0.15286 | 0.057039 |  | 1140.78 | 1 | 0.37313 | 7462.6866 | 4 |  | 412 | 2695.197 | Per Unit | GSLD | 1 | 1 | 1 | 1 | 1 | 1 | 1 | 1 | 1 | 1 | 1 | 1 | CreNgsld116 | CreN | gsld | 116 | 68.4468 | 447.7612 | [30 empty] | 0 | 0 | 0
116 | Appliances | Office Equipment | Retail | Turnover | Energy Star Servers | 0.16313 | 0.090122 |  | 1140.78 | 1 | 0.55245 | 6993.007 | 4 |  | 412 | 2525.5692 | Per Unit | GSLD | 1 | 1 | 1 | 1 | 1 | 1 | 1 | 1 | 1 | 1 | 1 | 1 | CrtTgsld116 | CrtT | gsld | 116 | 68.4468 | 419.5804 | [30 empty] | 1.5792 | 0.22651 | 0.1253
116 | Appliances | Office Equipment | Retail | New | Energy Star Servers | 0.16313 | 0.090122 |  | 1140.78 | 1 | 0.55245 | 6993.007 | 4 |  | 412 | 2525.5692 | Per Unit | GSLD | 1 | 1 | 1 | 1 | 1 | 1 | 1 | 1 | 1 | 1 | 1 | 1 | CrtNgsld116 | CrtN | gsld | 116 | 68.4468 | 419.5804 | [30 empty] | 0.017148 | 0.0024596 | 0.0013606
116 | Appliances | Office Equipment | Schools K-12 | Turnover | Energy Star Servers | 0.1175 | 0.12206 |  | 1140.78 | 1 | 1.0388 | 9708.7379 | 4 |  | 412 | 3506.3728 | Per Unit | GSLD | 1 | 1 | 1 | 1 | 1 | 1 | 1 | 1 | 1 | 1 | 1 | 1 | CscTgsld116 | CscT | gsld | 116 | 68.4468 | 582.5243 | [30 empty] | 0.024231 | 0.0024982 | 0.0026028
116 | Appliances | Office Equipment | Schools K-12 | New | Energy Star Servers | 0.1175 | 0.12206 |  | 1140.78 | 1 | 1.0388 | 9708.7379 | 4 |  | 412 | 3506.3728 | Per Unit | GSLD | 1 | 1 | 1 | 1 | 1 | 1 | 1 | 1 | 1 | 1 | 1 | 1 | CscNgsld116 | CscN | gsld | 116 | 68.4468 | 582.5243 | [30 empty] | 0.00026726 | 2.7554e-05 | 2.8708e-05
116 | Appliances | Office Equipment | Warehouse | Turnover | Energy Star Servers | 0.17454 | 0.12663 |  | 1140.78 | 1 | 0.72549 | 6535.9477 | 4 |  | 412 | 2360.4994 | Per Unit | GSLD | 1 | 1 | 1 | 1 | 1 | 1 | 1 | 1 | 1 | 1 | 1 | 1 | CwaTgsld116 | CwaT | gsld | 116 | 68.4468 | 392.1569 | [30 empty] | 0 | 0 | 0
116 | Appliances | Office Equipment | Warehouse | New | Energy Star Servers | 0.17454 | 0.12663 |  | 1140.78 | 1 | 0.72549 | 6535.9477 | 4 |  | 412 | 2360.4994 | Per Unit | GSLD | 1 | 1 | 1 | 1 | 1 | 1 | 1 | 1 | 1 | 1 | 1 | 1 | CwaNgsld116 | CwaN | gsld | 116 | 68.4468 | 392.1569 | [30 empty] | 0 | 0 | 0
117 | Appliances | Office Equipment | Assembly | Turnover | Energy Star Uninterruptable Power Supply | 0.0009747 | 0.0004218 |  | 5.7 | 1 | 0.43275 | 5847.9532 | 15 |  | 61 | 62583.359 | Per Unit | GSLD | 1 | 1 | 1 | 1 | 1 | 1 | 1 | 1 | 1 | 1 | 1 | 1 | CasTgsld117 | CasT | gsld | 117 | 0.342 | 350.8772 | [30 empty] | 0.38586 | 0.065912 | 0.028457
117 | Appliances | Office Equipment | Assembly | New | Energy Star Uninterruptable Power Supply | 0.0009747 | 0.0004218 |  | 5.7 | 1 | 0.43275 | 5847.9532 | 15 |  | 61 | 62583.359 | Per Unit | GSLD | 1 | 1 | 1 | 1 | 1 | 1 | 1 | 1 | 1 | 1 | 1 | 1 | CasNgsld117 | CasN | gsld | 117 | 0.342 | 350.8772 | [30 empty] | 0.0042559 | 0.00072699 | 0.00031387
117 | Appliances | Office Equipment | College and University | Turnover | Energy Star Uninterruptable Power Supply | 0.0005757 | 0.0005814 |  | 5.7 | 1 | 1.0099 | 9900.9901 | 15 |  | 61 | 105957.9642 | Per Unit | GSLD | 1 | 1 | 1 | 1 | 1 | 1 | 1 | 1 | 1 | 1 | 1 | 1 | CcoTgsld117 | CcoT | gsld | 117 | 0.342 | 594.0594 | [30 empty] | 0.097242 | 0.0098635 | 0.0098807
117 | Appliances | Office Equipment | College and University | New | Energy Star Uninterruptable Power Supply | 0.0005757 | 0.0005814 |  | 5.7 | 1 | 1.0099 | 9900.9901 | 15 |  | 61 | 105957.9642 | Per Unit | GSLD | 1 | 1 | 1 | 1 | 1 | 1 | 1 | 1 | 1 | 1 | 1 | 1 | CcoNgsld117 | CcoN | gsld | 117 | 0.342 | 594.0594 | [30 empty] | 0.0010725 | 0.00010879 | 0.00010898
117 | Appliances | Office Equipment | Data Center | Turnover | Energy Star Uninterruptable Power Supply | 0.0006327 | 0.0006726 |  | 5.7 | 1 | 1.0631 | 9009.009 | 15 |  | 61 | 96412.2017 | Per Unit | GSLD | 1 | 1 | 1 | 1 | 1 | 1 | 1 | 1 | 1 | 1 | 1 | 1 | CdaTgsld117 | CdaT | gsld | 117 | 0.342 | 540.5405 | [30 empty] | 0.0034725 | 0.00038623 | 0.00040907
117 | Appliances | Office Equipment | Data Center | New | Energy Star Uninterruptable Power Supply | 0.0006327 | 0.0006726 |  | 5.7 | 1 | 1.0631 | 9009.009 | 15 |  | 61 | 96412.2017 | Per Unit | GSLD | 1 | 1 | 1 | 1 | 1 | 1 | 1 | 1 | 1 | 1 | 1 | 1 | CdaNgsld117 | CdaN | gsld | 117 | 0.342 | 540.5405 | [30 empty] | 3.8301e-05 | 4.26e-06 | 4.5119e-06
117 | Appliances | Office Equipment | Grocery | Turnover | Energy Star Uninterruptable Power Supply | 0.0007695 | 0.0004617 |  | 5.7 | 1 | 0.6 | 7407.4074 | 15 |  | 61 | 79272.2547 | Per Unit | GSLD | 1 | 1 | 1 | 1 | 1 | 1 | 1 | 1 | 1 | 1 | 1 | 1 | CgrTgsld117 | CgrT | gsld | 117 | 0.342 | 444.4444 | [30 empty] | 0.16206 | 0.02181 | 0.013152
117 | Appliances | Office Equipment | Grocery | New | Energy Star Uninterruptable Power Supply | 0.0007695 | 0.0004617 |  | 5.7 | 1 | 0.6 | 7407.4074 | 15 |  | 61 | 79272.2547 | Per Unit | GSLD | 1 | 1 | 1 | 1 | 1 | 1 | 1 | 1 | 1 | 1 | 1 | 1 | CgrNgsld117 | CgrN | gsld | 117 | 0.342 | 444.4444 | [30 empty] | 0.0017875 | 0.00024055 | 0.00014506
117 | Appliances | Office Equipment | Healthcare | Turnover | Energy Star Uninterruptable Power Supply | 0.0008208 | 0.0008493 |  | 5.7 | 1 | 1.0347 | 6944.4444 | 15 |  | 61 | 74317.7388 | Per Unit | GSLD | 1 | 1 | 1 | 1 | 1 | 1 | 1 | 1 | 1 | 1 | 1 | 1 | CheTgsld117 | CheT | gsld | 117 | 0.342 | 416.6667 | [30 empty] | 0.15296 | 0.022004 | 0.022807
117 | Appliances | Office Equipment | Healthcare | New | Energy Star Uninterruptable Power Supply | 0.0008208 | 0.0008493 |  | 5.7 | 1 | 1.0347 | 6944.4444 | 15 |  | 61 | 74317.7388 | Per Unit | GSLD | 1 | 1 | 1 | 1 | 1 | 1 | 1 | 1 | 1 | 1 | 1 | 1 | CheNgsld117 | CheN | gsld | 117 | 0.342 | 416.6667 | [30 empty] | 0.001687 | 0.00024269 | 0.00025156
117 | Appliances | Office Equipment | Hospitals | Turnover | Energy Star Uninterruptable Power Supply | 0.0005757 | 0.0005814 |  | 5.7 | 1 | 1.0099 | 9900.9901 | 15 |  | 61 | 105957.9642 | Per Unit | GSLD | 1 | 1 | 1 | 1 | 1 | 1 | 1 | 1 | 1 | 1 | 1 | 1 | ChoTgsld117 | ChoT | gsld | 117 | 0.342 | 594.0594 | [30 empty] | 0.12851 | 0.013035 | 0.013058
117 | Appliances | Office Equipment | Hospitals | New | Energy Star Uninterruptable Power Supply | 0.0005757 | 0.0005814 |  | 5.7 | 1 | 1.0099 | 9900.9901 | 15 |  | 61 | 105957.9642 | Per Unit | GSLD | 1 | 1 | 1 | 1 | 1 | 1 | 1 | 1 | 1 | 1 | 1 | 1 | ChoNgsld117 | ChoN | gsld | 117 | 0.342 | 594.0594 | [30 empty] | 0.0014175 | 0.00014378 | 0.00014403
117 | Appliances | Office Equipment | Institutional | Turnover | Energy Star Uninterruptable Power Supply | 0.0006327 | 0.000684 |  | 5.7 | 1 | 1.0811 | 9009.009 | 15 |  | 61 | 96412.2017 | Per Unit | GSLD | 1 | 1 | 1 | 1 | 1 | 1 | 1 | 1 | 1 | 1 | 1 | 1 | CinTgsld117 | CinT | gsld | 117 | 0.342 | 540.5405 | [30 empty] | 0.026383 | 0.0029229 | 0.0031731
117 | Appliances | Office Equipment | Institutional | New | Energy Star Uninterruptable Power Supply | 0.0006327 | 0.000684 |  | 5.7 | 1 | 1.0811 | 9009.009 | 15 |  | 61 | 96412.2017 | Per Unit | GSLD | 1 | 1 | 1 | 1 | 1 | 1 | 1 | 1 | 1 | 1 | 1 | 1 | CinNgsld117 | CinN | gsld | 117 | 0.342 | 540.5405 | [30 empty] | 0.00029099 | 3.2239e-05 | 3.4998e-05
117 | Appliances | Office Equipment | Lodging/Hospitality | Turnover | Energy Star Uninterruptable Power Supply | 0.0006099 | 0.0007125 |  | 5.7 | 1 | 1.1682 | 9345.7944 | 15 |  | 61 | 100016.3961 | Per Unit | GSLD | 1 | 1 | 1 | 1 | 1 | 1 | 1 | 1 | 1 | 1 | 1 | 1 | CloTgsld117 | CloT | gsld | 117 | 0.342 | 560.7477 | [30 empty] | 0.096358 | 0.010317 | 0.011998
117 | Appliances | Office Equipment | Lodging/Hospitality | New | Energy Star Uninterruptable Power Supply | 0.0006099 | 0.0007125 |  | 5.7 | 1 | 1.1682 | 9345.7944 | 15 |  | 61 | 100016.3961 | Per Unit | GSLD | 1 | 1 | 1 | 1 | 1 | 1 | 1 | 1 | 1 | 1 | 1 | 1 | CloNgsld117 | CloN | gsld | 117 | 0.342 | 560.7477 | [30 empty] | 0.0010628 | 0.0001138 | 0.00013233
117 | Appliances | Office Equipment | Miscellaneous | Turnover | Energy Star Uninterruptable Power Supply | 0.0006327 | 0.0006726 |  | 5.7 | 1 | 1.0631 | 9009.009 | 15 |  | 61 | 96412.2017 | Per Unit | GSLD | 1 | 1 | 1 | 1 | 1 | 1 | 1 | 1 | 1 | 1 | 1 | 1 | CmiTgsld117 | CmiT | gsld | 117 | 0.342 | 540.5405 | [30 empty] | 0.43723 | 0.04863 | 0.051507
117 | Appliances | Office Equipment | Miscellaneous | New | Energy Star Uninterruptable Power Supply | 0.0006327 | 0.0006726 |  | 5.7 | 1 | 1.0631 | 9009.009 | 15 |  | 61 | 96412.2017 | Per Unit | GSLD | 1 | 1 | 1 | 1 | 1 | 1 | 1 | 1 | 1 | 1 | 1 | 1 | CmiNgsld117 | CmiN | gsld | 117 | 0.342 | 540.5405 | [30 empty] | 0.0048225 | 0.00053637 | 0.0005681
117 | Appliances | Office Equipment | Offices | Turnover | Energy Star Uninterruptable Power Supply | 0.0006327 | 0.0006726 |  | 5.7 | 1 | 1.0631 | 9009.009 | 15 |  | 61 | 96412.2017 | Per Unit | GSLD | 1 | 1 | 1 | 1 | 1 | 1 | 1 | 1 | 1 | 1 | 1 | 1 | CofTgsld117 | CofT | gsld | 117 | 0.342 | 540.5405 | [30 empty] | 1.5345 | 0.17067 | 0.18076
117 | Appliances | Office Equipment | Offices | New | Energy Star Uninterruptable Power Supply | 0.0006327 | 0.0006726 |  | 5.7 | 1 | 1.0631 | 9009.009 | 15 |  | 61 | 96412.2017 | Per Unit | GSLD | 1 | 1 | 1 | 1 | 1 | 1 | 1 | 1 | 1 | 1 | 1 | 1 | CofNgsld117 | CofN | gsld | 117 | 0.342 | 540.5405 | [30 empty] | 0.016925 | 0.0018824 | 0.0019938
117 | Appliances | Office Equipment | Restaurants | Turnover | Energy Star Uninterruptable Power Supply | 0.0007638 | 0.000285 |  | 5.7 | 1 | 0.37313 | 7462.6866 | 15 |  | 61 | 79863.8387 | Per Unit | GSLD | 1 | 1 | 1 | 1 | 1 | 1 | 1 | 1 | 1 | 1 | 1 | 1 | CreTgsld117 | CreT | gsld | 117 | 0.342 | 447.7612 | [30 empty] | 0.18641 | 0.024967 | 0.0093508
117 | Appliances | Office Equipment | Restaurants | New | Energy Star Uninterruptable Power Supply | 0.0007638 | 0.000285 |  | 5.7 | 1 | 0.37313 | 7462.6866 | 15 |  | 61 | 79863.8387 | Per Unit | GSLD | 1 | 1 | 1 | 1 | 1 | 1 | 1 | 1 | 1 | 1 | 1 | 1 | CreNgsld117 | CreN | gsld | 117 | 0.342 | 447.7612 | [30 empty] | 0.0020561 | 0.00027538 | 0.00010314
117 | Appliances | Office Equipment | Retail | Turnover | Energy Star Uninterruptable Power Supply | 0.0008151 | 0.0004503 |  | 5.7 | 1 | 0.55245 | 6993.007 | 15 |  | 61 | 74837.4433 | Per Unit | GSLD | 1 | 1 | 1 | 1 | 1 | 1 | 1 | 1 | 1 | 1 | 1 | 1 | CrtTgsld117 | CrtT | gsld | 117 | 0.342 | 419.5804 | [30 empty] | 1.3849 | 0.19865 | 0.10989
117 | Appliances | Office Equipment | Retail | New | Energy Star Uninterruptable Power Supply | 0.0008151 | 0.0004503 |  | 5.7 | 1 | 0.55245 | 6993.007 | 15 |  | 61 | 74837.4433 | Per Unit | GSLD | 1 | 1 | 1 | 1 | 1 | 1 | 1 | 1 | 1 | 1 | 1 | 1 | CrtNgsld117 | CrtN | gsld | 117 | 0.342 | 419.5804 | [30 empty] | 0.015275 | 0.002191 | 0.001212
117 | Appliances | Office Equipment | Schools K-12 | Turnover | Energy Star Uninterruptable Power Supply | 0.0005871 | 0.0006099 |  | 5.7 | 1 | 1.0388 | 9708.7379 | 15 |  | 61 | 103900.528 | Per Unit | GSLD | 1 | 1 | 1 | 1 | 1 | 1 | 1 | 1 | 1 | 1 | 1 | 1 | CscTgsld117 | CscT | gsld | 117 | 0.342 | 582.5243 | [30 empty] | 0.012511 | 0.0012898 | 0.0013439
117 | Appliances | Office Equipment | Schools K-12 | New | Energy Star Uninterruptable Power Supply | 0.0005871 | 0.0006099 |  | 5.7 | 1 | 1.0388 | 9708.7379 | 15 |  | 61 | 103900.528 | Per Unit | GSLD | 1 | 1 | 1 | 1 | 1 | 1 | 1 | 1 | 1 | 1 | 1 | 1 | CscNgsld117 | CscN | gsld | 117 | 0.342 | 582.5243 | [30 empty] | 0.00013799 | 1.4226e-05 | 1.4822e-05
117 | Appliances | Office Equipment | Warehouse | Turnover | Energy Star Uninterruptable Power Supply | 0.0008721 | 0.0006327 |  | 5.7 | 1 | 0.72549 | 6535.9477 | 15 |  | 61 | 69946.1071 | Per Unit | GSLD | 1 | 1 | 1 | 1 | 1 | 1 | 1 | 1 | 1 | 1 | 1 | 1 | CwaTgsld117 | CwaT | gsld | 117 | 0.342 | 392.1569 | [30 empty] | 0.1591 | 0.024274 | 0.01764
117 | Appliances | Office Equipment | Warehouse | New | Energy Star Uninterruptable Power Supply | 0.0008721 | 0.0006327 |  | 5.7 | 1 | 0.72549 | 6535.9477 | 15 |  | 61 | 69946.1071 | Per Unit | GSLD | 1 | 1 | 1 | 1 | 1 | 1 | 1 | 1 | 1 | 1 | 1 | 1 | CwaNgsld117 | CwaN | gsld | 117 | 0.342 | 392.1569 | [30 empty] | 0.0017549 | 0.00026774 | 0.00019457
118 | Appliances | Office Equipment | Assembly | Existing | Network PC Power Management | 0.027531 | 0.011914 |  | 161 | 1 | 0.43275 | 5847.9532 | 5 |  | 30 | 1089.6807 | Per Computer Connected | GSLD | 0.57723 | 0.60437 | 0.83705 | 1.097 | 1.2026 | 1.2026 | 1.289 | 1.2891 | 1.2453 | 1.1192 | 0.77553 | 0.85362 | CasEgsld118 | CasE | gsld | 118 | 8.0956 | 294.0538 | [30 empty] | 0 | 0 | 0
118 | Appliances | Office Equipment | Assembly | New | Network PC Power Management | 0.027531 | 0.011914 |  | 161 | 1 | 0.43275 | 5847.9532 | 5 |  | 30 | 1089.6807 | Per Computer Connected | GSLD | 0.57723 | 0.60437 | 0.83705 | 1.097 | 1.2026 | 1.2026 | 1.289 | 1.2891 | 1.2453 | 1.1192 | 0.77553 | 0.85362 | CasNgsld118 | CasN | gsld | 118 | 8.0956 | 294.0538 | [30 empty] | 0 | 0 | 0
118 | Appliances | Office Equipment | College and University | Existing | Network PC Power Management | 0.016261 | 0.016422 |  | 161 | 1 | 1.0099 | 9900.9901 | 5 |  | 30 | 1844.905 | Per Computer Connected | GSLD | 0.57723 | 0.60437 | 0.83705 | 1.097 | 1.2026 | 1.2026 | 1.289 | 1.2891 | 1.2453 | 1.1192 | 0.77553 | 0.85362 | CcoEgsld118 | CcoE | gsld | 118 | 8.0956 | 497.8535 | [30 empty] | 4.6664 | 0.47332 | 0.47415
118 | Appliances | Office Equipment | College and University | New | Network PC Power Management | 0.016261 | 0.016422 |  | 161 | 1 | 1.0099 | 9900.9901 | 5 |  | 30 | 1844.905 | Per Computer Connected | GSLD | 0.57723 | 0.60437 | 0.83705 | 1.097 | 1.2026 | 1.2026 | 1.289 | 1.2891 | 1.2453 | 1.1192 | 0.77553 | 0.85362 | CcoNgsld118 | CcoN | gsld | 118 | 8.0956 | 497.8535 | [30 empty] | 0.051468 | 0.0052205 | 0.0052297
118 | Appliances | Office Equipment | Data Center | Existing | Network PC Power Management | 0.017871 | 0.018998 |  | 161 | 1 | 1.0631 | 9009.009 | 5 |  | 30 | 1678.6973 | Per Computer Connected | GSLD | 0.57723 | 0.60437 | 0.83705 | 1.097 | 1.2026 | 1.2026 | 1.289 | 1.2891 | 1.2453 | 1.1192 | 0.77553 | 0.85362 | CdaEgsld118 | CdaE | gsld | 118 | 8.0956 | 453.0018 | [30 empty] | 0.2758 | 0.030675 | 0.03249
118 | Appliances | Office Equipment | Data Center | New | Network PC Power Management | 0.017871 | 0.018998 |  | 161 | 1 | 1.0631 | 9009.009 | 5 |  | 30 | 1678.6973 | Per Computer Connected | GSLD | 0.57723 | 0.60437 | 0.83705 | 1.097 | 1.2026 | 1.2026 | 1.289 | 1.2891 | 1.2453 | 1.1192 | 0.77553 | 0.85362 | CdaNgsld118 | CdaN | gsld | 118 | 8.0956 | 453.0018 | [30 empty] | 0.003042 | 0.00033834 | 0.00035835
118 | Appliances | Office Equipment | Grocery | Existing | Network PC Power Management | 0.021735 | 0.013041 |  | 161 | 1 | 0.6 | 7407.4074 | 5 |  | 30 | 1380.2622 | Per Computer Connected | GSLD | 0.57723 | 0.60437 | 0.83705 | 1.097 | 1.2026 | 1.2026 | 1.289 | 1.2891 | 1.2453 | 1.1192 | 0.77553 | 0.85362 | CgrEgsld118 | CgrE | gsld | 118 | 8.0956 | 372.4682 | [30 empty] | 0 | 0 | 0
118 | Appliances | Office Equipment | Grocery | New | Network PC Power Management | 0.021735 | 0.013041 |  | 161 | 1 | 0.6 | 7407.4074 | 5 |  | 30 | 1380.2622 | Per Computer Connected | GSLD | 0.57723 | 0.60437 | 0.83705 | 1.097 | 1.2026 | 1.2026 | 1.289 | 1.2891 | 1.2453 | 1.1192 | 0.77553 | 0.85362 | CgrNgsld118 | CgrN | gsld | 118 | 8.0956 | 372.4682 | [30 empty] | 0 | 0 | 0
118 | Appliances | Office Equipment | Healthcare | Existing | Network PC Power Management | 0.023184 | 0.023989 |  | 161 | 1 | 1.0347 | 6944.4444 | 5 |  | 30 | 1293.9959 | Per Computer Connected | GSLD | 0.57723 | 0.60437 | 0.83705 | 1.097 | 1.2026 | 1.2026 | 1.289 | 1.2891 | 1.2453 | 1.1192 | 0.77553 | 0.85362 | CheEgsld118 | CheE | gsld | 118 | 8.0956 | 349.1889 | [30 empty] | 15.092 | 2.1711 | 2.2504
118 | Appliances | Office Equipment | Healthcare | New | Network PC Power Management | 0.023184 | 0.023989 |  | 161 | 1 | 1.0347 | 6944.4444 | 5 |  | 30 | 1293.9959 | Per Computer Connected | GSLD | 0.57723 | 0.60437 | 0.83705 | 1.097 | 1.2026 | 1.2026 | 1.289 | 1.2891 | 1.2453 | 1.1192 | 0.77553 | 0.85362 | CheNgsld118 | CheN | gsld | 118 | 8.0956 | 349.1889 | [30 empty] | 0.16646 | 0.023946 | 0.024821
118 | Appliances | Office Equipment | Hospitals | Existing | Network PC Power Management | 0.016261 | 0.016422 |  | 161 | 1 | 1.0099 | 9900.9901 | 5 |  | 30 | 1844.905 | Per Computer Connected | GSLD | 0.57723 | 0.60437 | 0.83705 | 1.097 | 1.2026 | 1.2026 | 1.289 | 1.2891 | 1.2453 | 1.1192 | 0.77553 | 0.85362 | ChoEgsld118 | ChoE | gsld | 118 | 8.0956 | 497.8535 | [30 empty] | 2.2835 | 0.23162 | 0.23203
118 | Appliances | Office Equipment | Hospitals | New | Network PC Power Management | 0.016261 | 0.016422 |  | 161 | 1 | 1.0099 | 9900.9901 | 5 |  | 30 | 1844.905 | Per Computer Connected | GSLD | 0.57723 | 0.60437 | 0.83705 | 1.097 | 1.2026 | 1.2026 | 1.289 | 1.2891 | 1.2453 | 1.1192 | 0.77553 | 0.85362 | ChoNgsld118 | ChoN | gsld | 118 | 8.0956 | 497.8535 | [30 empty] | 0.025186 | 0.0025547 | 0.0025592
118 | Appliances | Office Equipment | Institutional | Existing | Network PC Power Management | 0.017871 | 0.01932 |  | 161 | 1 | 1.0811 | 9009.009 | 5 |  | 30 | 1678.6973 | Per Computer Connected | GSLD | 0.57723 | 0.60437 | 0.83705 | 1.097 | 1.2026 | 1.2026 | 1.289 | 1.2891 | 1.2453 | 1.1192 | 0.77553 | 0.85362 | CinEgsld118 | CinE | gsld | 118 | 8.0956 | 453.0018 | [30 empty] | 1.8684 | 0.207 | 0.22471
118 | Appliances | Office Equipment | Institutional | New | Network PC Power Management | 0.017871 | 0.01932 |  | 161 | 1 | 1.0811 | 9009.009 | 5 |  | 30 | 1678.6973 | Per Computer Connected | GSLD | 0.57723 | 0.60437 | 0.83705 | 1.097 | 1.2026 | 1.2026 | 1.289 | 1.2891 | 1.2453 | 1.1192 | 0.77553 | 0.85362 | CinNgsld118 | CinN | gsld | 118 | 8.0956 | 453.0018 | [30 empty] | 0.020607 | 0.0022831 | 0.0024785
118 | Appliances | Office Equipment | Lodging/Hospitality | Existing | Network PC Power Management | 0.017227 | 0.020125 |  | 161 | 1 | 1.1682 | 9345.7944 | 5 |  | 30 | 1741.4524 | Per Computer Connected | GSLD | 0.57723 | 0.60437 | 0.83705 | 1.097 | 1.2026 | 1.2026 | 1.289 | 1.2891 | 1.2453 | 1.1192 | 0.77553 | 0.85362 | CloEgsld118 | CloE | gsld | 118 | 8.0956 | 469.9365 | [30 empty] | 5.5748 | 0.59691 | 0.69412
118 | Appliances | Office Equipment | Lodging/Hospitality | New | Network PC Power Management | 0.017227 | 0.020125 |  | 161 | 1 | 1.1682 | 9345.7944 | 5 |  | 30 | 1741.4524 | Per Computer Connected | GSLD | 0.57723 | 0.60437 | 0.83705 | 1.097 | 1.2026 | 1.2026 | 1.289 | 1.2891 | 1.2453 | 1.1192 | 0.77553 | 0.85362 | CloNgsld118 | CloN | gsld | 118 | 8.0956 | 469.9365 | [30 empty] | 0.061488 | 0.0065837 | 0.0076559
118 | Appliances | Office Equipment | Miscellaneous | Existing | Network PC Power Management | 0.017871 | 0.018998 |  | 161 | 1 | 1.0631 | 9009.009 | 5 |  | 30 | 1678.6973 | Per Computer Connected | GSLD | 0.57723 | 0.60437 | 0.83705 | 1.097 | 1.2026 | 1.2026 | 1.289 | 1.2891 | 1.2453 | 1.1192 | 0.77553 | 0.85362 | CmiEgsld118 | CmiE | gsld | 118 | 8.0956 | 453.0018 | [30 empty] | 0 | 0 | 0
118 | Appliances | Office Equipment | Miscellaneous | New | Network PC Power Management | 0.017871 | 0.018998 |  | 161 | 1 | 1.0631 | 9009.009 | 5 |  | 30 | 1678.6973 | Per Computer Connected | GSLD | 0.57723 | 0.60437 | 0.83705 | 1.097 | 1.2026 | 1.2026 | 1.289 | 1.2891 | 1.2453 | 1.1192 | 0.77553 | 0.85362 | CmiNgsld118 | CmiN | gsld | 118 | 8.0956 | 453.0018 | [30 empty] | 0 | 0 | 0
118 | Appliances | Office Equipment | Offices | Existing | Network PC Power Management | 0.017871 | 0.018998 |  | 161 | 1 | 1.0631 | 9009.009 | 5 |  | 30 | 1678.6973 | Per Computer Connected | GSLD | 0.57723 | 0.60437 | 0.83705 | 1.097 | 1.2026 | 1.2026 | 1.289 | 1.2891 | 1.2453 | 1.1192 | 0.77553 | 0.85362 | CofEgsld118 | CofE | gsld | 118 | 8.0956 | 453.0018 | [30 empty] | 141.5429 | 15.7429 | 16.6741
118 | Appliances | Office Equipment | Offices | New | Network PC Power Management | 0.017871 | 0.018998 |  | 161 | 1 | 1.0631 | 9009.009 | 5 |  | 30 | 1678.6973 | Per Computer Connected | GSLD | 0.57723 | 0.60437 | 0.83705 | 1.097 | 1.2026 | 1.2026 | 1.289 | 1.2891 | 1.2453 | 1.1192 | 0.77553 | 0.85362 | CofNgsld118 | CofN | gsld | 118 | 8.0956 | 453.0018 | [30 empty] | 1.5612 | 0.17364 | 0.18391
118 | Appliances | Office Equipment | Restaurants | Existing | Network PC Power Management | 0.021574 | 0.00805 |  | 161 | 1 | 0.37313 | 7462.6866 | 5 |  | 30 | 1390.5627 | Per Computer Connected | GSLD | 0.57723 | 0.60437 | 0.83705 | 1.097 | 1.2026 | 1.2026 | 1.289 | 1.2891 | 1.2453 | 1.1192 | 0.77553 | 0.85362 | CreEgsld118 | CreE | gsld | 118 | 8.0956 | 375.2478 | [30 empty] | 0 | 0 | 0
118 | Appliances | Office Equipment | Restaurants | New | Network PC Power Management | 0.021574 | 0.00805 |  | 161 | 1 | 0.37313 | 7462.6866 | 5 |  | 30 | 1390.5627 | Per Computer Connected | GSLD | 0.57723 | 0.60437 | 0.83705 | 1.097 | 1.2026 | 1.2026 | 1.289 | 1.2891 | 1.2453 | 1.1192 | 0.77553 | 0.85362 | CreNgsld118 | CreN | gsld | 118 | 8.0956 | 375.2478 | [30 empty] | 0 | 0 | 0
118 | Appliances | Office Equipment | Retail | Existing | Network PC Power Management | 0.023023 | 0.012719 |  | 161 | 1 | 0.55245 | 6993.007 | 5 |  | 30 | 1303.0448 | Per Computer Connected | GSLD | 0.57723 | 0.60437 | 0.83705 | 1.097 | 1.2026 | 1.2026 | 1.289 | 1.2891 | 1.2453 | 1.1192 | 0.77553 | 0.85362 | CrtEgsld118 | CrtE | gsld | 118 | 8.0956 | 351.6308 | [30 empty] | 23.9438 | 3.4343 | 1.8998
118 | Appliances | Office Equipment | Retail | New | Network PC Power Management | 0.023023 | 0.012719 |  | 161 | 1 | 0.55245 | 6993.007 | 5 |  | 30 | 1303.0448 | Per Computer Connected | GSLD | 0.57723 | 0.60437 | 0.83705 | 1.097 | 1.2026 | 1.2026 | 1.289 | 1.2891 | 1.2453 | 1.1192 | 0.77553 | 0.85362 | CrtNgsld118 | CrtN | gsld | 118 | 8.0956 | 351.6308 | [30 empty] | 0.26409 | 0.037879 | 0.020954
118 | Appliances | Office Equipment | Schools K-12 | Existing | Network PC Power Management | 0.016583 | 0.017227 |  | 161 | 1 | 1.0388 | 9708.7379 | 5 |  | 30 | 1809.0816 | Per Computer Connected | GSLD | 0.57723 | 0.60437 | 0.83705 | 1.097 | 1.2026 | 1.2026 | 1.289 | 1.2891 | 1.2453 | 1.1192 | 0.77553 | 0.85362 | CscEgsld118 | CscE | gsld | 118 | 8.0956 | 488.1864 | [30 empty] | 4.384 | 0.45198 | 0.47092
118 | Appliances | Office Equipment | Schools K-12 | New | Network PC Power Management | 0.016583 | 0.017227 |  | 161 | 1 | 1.0388 | 9708.7379 | 5 |  | 30 | 1809.0816 | Per Computer Connected | GSLD | 0.57723 | 0.60437 | 0.83705 | 1.097 | 1.2026 | 1.2026 | 1.289 | 1.2891 | 1.2453 | 1.1192 | 0.77553 | 0.85362 | CscNgsld118 | CscN | gsld | 118 | 8.0956 | 488.1864 | [30 empty] | 0.048354 | 0.0049852 | 0.005194
118 | Appliances | Office Equipment | Warehouse | Existing | Network PC Power Management | 0.024633 | 0.017871 |  | 161 | 1 | 0.72549 | 6535.9477 | 5 |  | 30 | 1217.8785 | Per Computer Connected | GSLD | 0.57723 | 0.60437 | 0.83705 | 1.097 | 1.2026 | 1.2026 | 1.289 | 1.2891 | 1.2453 | 1.1192 | 0.77553 | 0.85362 | CwaEgsld118 | CwaE | gsld | 118 | 8.0956 | 328.6484 | [30 empty] | 0 | 0 | 0
118 | Appliances | Office Equipment | Warehouse | New | Network PC Power Management | 0.024633 | 0.017871 |  | 161 | 1 | 0.72549 | 6535.9477 | 5 |  | 30 | 1217.8785 | Per Computer Connected | GSLD | 0.57723 | 0.60437 | 0.83705 | 1.097 | 1.2026 | 1.2026 | 1.289 | 1.2891 | 1.2453 | 1.1192 | 0.77553 | 0.85362 | CwaNgsld118 | CwaN | gsld | 118 | 8.0956 | 328.6484 | [30 empty] | 0 | 0 | 0
119 | Appliances | Office Equipment | Assembly | Turnover | Server Virtualization | 3.5951 | 1.5558 |  | 21024 | 1 | 0.43275 | 5847.9532 | 5 |  | 489 | 136.0183 | Per Unit | GSLD | 0.57723 | 0.60437 | 0.83705 | 1.097 | 1.2026 | 1.2026 | 1.289 | 1.2891 | 1.2453 | 1.1192 | 0.77553 | 0.85362 | CasTgsld119 | CasT | gsld | 119 | 1261.44 | 350.8772 | [30 empty] | 0 | 0 | 0
119 | Appliances | Office Equipment | Assembly | New | Server Virtualization | 3.5951 | 1.5558 |  | 21024 | 1 | 0.43275 | 5847.9532 | 5 |  | 489 | 136.0183 | Per Unit | GSLD | 0.57723 | 0.60437 | 0.83705 | 1.097 | 1.2026 | 1.2026 | 1.289 | 1.2891 | 1.2453 | 1.1192 | 0.77553 | 0.85362 | CasNgsld119 | CasN | gsld | 119 | 1261.44 | 350.8772 | [30 empty] | 0 | 0 | 0
119 | Appliances | Office Equipment | College and University | Turnover | Server Virtualization | 2.1234 | 2.1444 |  | 21024 | 1 | 1.0099 | 9900.9901 | 5 |  | 489 | 230.2884 | Per Unit | GSLD | 0.57723 | 0.60437 | 0.83705 | 1.097 | 1.2026 | 1.2026 | 1.289 | 1.2891 | 1.2453 | 1.1192 | 0.77553 | 0.85362 | CcoTgsld119 | CcoT | gsld | 119 | 1261.44 | 594.0594 | [30 empty] | 0.32232 | 0.032694 | 0.032751
119 | Appliances | Office Equipment | College and University | New | Server Virtualization | 2.1234 | 2.1444 |  | 21024 | 1 | 1.0099 | 9900.9901 | 5 |  | 489 | 230.2884 | Per Unit | GSLD | 0.57723 | 0.60437 | 0.83705 | 1.097 | 1.2026 | 1.2026 | 1.289 | 1.2891 | 1.2453 | 1.1192 | 0.77553 | 0.85362 | CcoNgsld119 | CcoN | gsld | 119 | 1261.44 | 594.0594 | [30 empty] | 0.0035551 | 0.0003606 | 0.00036123
119 | Appliances | Office Equipment | Data Center | Turnover | Server Virtualization | 2.3337 | 2.4808 |  | 21024 | 1 | 1.0631 | 9009.009 | 5 |  | 489 | 209.5417 | Per Unit | GSLD | 0.57723 | 0.60437 | 0.83705 | 1.097 | 1.2026 | 1.2026 | 1.289 | 1.2891 | 1.2453 | 1.1192 | 0.77553 | 0.85362 | CdaTgsld119 | CdaT | gsld | 119 | 1261.44 | 540.5405 | [30 empty] | 0.11757 | 0.013076 | 0.01385
119 | Appliances | Office Equipment | Data Center | New | Server Virtualization | 2.3337 | 2.4808 |  | 21024 | 1 | 1.0631 | 9009.009 | 5 |  | 489 | 209.5417 | Per Unit | GSLD | 0.57723 | 0.60437 | 0.83705 | 1.097 | 1.2026 | 1.2026 | 1.289 | 1.2891 | 1.2453 | 1.1192 | 0.77553 | 0.85362 | CdaNgsld119 | CdaN | gsld | 119 | 1261.44 | 540.5405 | [30 empty] | 0.0013392 | 0.00014894 | 0.00015776
119 | Appliances | Office Equipment | Grocery | Turnover | Server Virtualization | 2.8382 | 1.7029 |  | 21024 | 1 | 0.6 | 7407.4074 | 5 |  | 489 | 172.2899 | Per Unit | GSLD | 0.57723 | 0.60437 | 0.83705 | 1.097 | 1.2026 | 1.2026 | 1.289 | 1.2891 | 1.2453 | 1.1192 | 0.77553 | 0.85362 | CgrTgsld119 | CgrT | gsld | 119 | 1261.44 | 444.4444 | [30 empty] | 0 | 0 | 0
119 | Appliances | Office Equipment | Grocery | New | Server Virtualization | 2.8382 | 1.7029 |  | 21024 | 1 | 0.6 | 7407.4074 | 5 |  | 489 | 172.2899 | Per Unit | GSLD | 0.57723 | 0.60437 | 0.83705 | 1.097 | 1.2026 | 1.2026 | 1.289 | 1.2891 | 1.2453 | 1.1192 | 0.77553 | 0.85362 | CgrNgsld119 | CgrN | gsld | 119 | 1261.44 | 444.4444 | [30 empty] | 0 | 0 | 0
119 | Appliances | Office Equipment | Healthcare | Turnover | Server Virtualization | 3.0275 | 3.1326 |  | 21024 | 1 | 1.0347 | 6944.4444 | 5 |  | 489 | 161.5218 | Per Unit | GSLD | 0.57723 | 0.60437 | 0.83705 | 1.097 | 1.2026 | 1.2026 | 1.289 | 1.2891 | 1.2453 | 1.1192 | 0.77553 | 0.85362 | CheTgsld119 | CheT | gsld | 119 | 1261.44 | 416.6667 | [30 empty] | 1.006 | 0.14472 | 0.15001
119 | Appliances | Office Equipment | Healthcare | New | Server Virtualization | 3.0275 | 3.1326 |  | 21024 | 1 | 1.0347 | 6944.4444 | 5 |  | 489 | 161.5218 | Per Unit | GSLD | 0.57723 | 0.60437 | 0.83705 | 1.097 | 1.2026 | 1.2026 | 1.289 | 1.2891 | 1.2453 | 1.1192 | 0.77553 | 0.85362 | CheNgsld119 | CheN | gsld | 119 | 1261.44 | 416.6667 | [30 empty] | 0.011459 | 0.0016485 | 0.0017087
119 | Appliances | Office Equipment | Hospitals | Turnover | Server Virtualization | 2.1234 | 2.1444 |  | 21024 | 1 | 1.0099 | 9900.9901 | 5 |  | 489 | 230.2884 | Per Unit | GSLD | 0.57723 | 0.60437 | 0.83705 | 1.097 | 1.2026 | 1.2026 | 1.289 | 1.2891 | 1.2453 | 1.1192 | 0.77553 | 0.85362 | ChoTgsld119 | ChoT | gsld | 119 | 1261.44 | 594.0594 | [30 empty] | 1.2255 | 0.1243 | 0.12452
119 | Appliances | Office Equipment | Hospitals | New | Server Virtualization | 2.1234 | 2.1444 |  | 21024 | 1 | 1.0099 | 9900.9901 | 5 |  | 489 | 230.2884 | Per Unit | GSLD | 0.57723 | 0.60437 | 0.83705 | 1.097 | 1.2026 | 1.2026 | 1.289 | 1.2891 | 1.2453 | 1.1192 | 0.77553 | 0.85362 | ChoNgsld119 | ChoN | gsld | 119 | 1261.44 | 594.0594 | [30 empty] | 0.013959 | 0.0014159 | 0.0014184
119 | Appliances | Office Equipment | Institutional | Turnover | Server Virtualization | 2.3337 | 2.5229 |  | 21024 | 1 | 1.0811 | 9009.009 | 5 |  | 489 | 209.5417 | Per Unit | GSLD | 0.57723 | 0.60437 | 0.83705 | 1.097 | 1.2026 | 1.2026 | 1.289 | 1.2891 | 1.2453 | 1.1192 | 0.77553 | 0.85362 | CinTgsld119 | CinT | gsld | 119 | 1261.44 | 540.5405 | [30 empty] | 0.21866 | 0.024225 | 0.026298
119 | Appliances | Office Equipment | Institutional | New | Server Virtualization | 2.3337 | 2.5229 |  | 21024 | 1 | 1.0811 | 9009.009 | 5 |  | 489 | 209.5417 | Per Unit | GSLD | 0.57723 | 0.60437 | 0.83705 | 1.097 | 1.2026 | 1.2026 | 1.289 | 1.2891 | 1.2453 | 1.1192 | 0.77553 | 0.85362 | CinNgsld119 | CinN | gsld | 119 | 1261.44 | 540.5405 | [30 empty] | 0.0024117 | 0.00026719 | 0.00029006
119 | Appliances | Office Equipment | Lodging/Hospitality | Turnover | Server Virtualization | 2.2496 | 2.628 |  | 21024 | 1 | 1.1682 | 9345.7944 | 5 |  | 489 | 217.3751 | Per Unit | GSLD | 0.57723 | 0.60437 | 0.83705 | 1.097 | 1.2026 | 1.2026 | 1.289 | 1.2891 | 1.2453 | 1.1192 | 0.77553 | 0.85362 | CloTgsld119 | CloT | gsld | 119 | 1261.44 | 560.7477 | [30 empty] | 0.081617 | 0.008739 | 0.010162
119 | Appliances | Office Equipment | Lodging/Hospitality | New | Server Virtualization | 2.2496 | 2.628 |  | 21024 | 1 | 1.1682 | 9345.7944 | 5 |  | 489 | 217.3751 | Per Unit | GSLD | 0.57723 | 0.60437 | 0.83705 | 1.097 | 1.2026 | 1.2026 | 1.289 | 1.2891 | 1.2453 | 1.1192 | 0.77553 | 0.85362 | CloNgsld119 | CloN | gsld | 119 | 1261.44 | 560.7477 | [30 empty] | 0.00092967 | 9.9543e-05 | 0.00011575
119 | Appliances | Office Equipment | Miscellaneous | Turnover | Server Virtualization | 2.3337 | 2.4808 |  | 21024 | 1 | 1.0631 | 9009.009 | 5 |  | 489 | 209.5417 | Per Unit | GSLD | 0.57723 | 0.60437 | 0.83705 | 1.097 | 1.2026 | 1.2026 | 1.289 | 1.2891 | 1.2453 | 1.1192 | 0.77553 | 0.85362 | CmiTgsld119 | CmiT | gsld | 119 | 1261.44 | 540.5405 | [30 empty] | 28.767 | 3.1996 | 3.3888
119 | Appliances | Office Equipment | Miscellaneous | New | Server Virtualization | 2.3337 | 2.4808 |  | 21024 | 1 | 1.0631 | 9009.009 | 5 |  | 489 | 209.5417 | Per Unit | GSLD | 0.57723 | 0.60437 | 0.83705 | 1.097 | 1.2026 | 1.2026 | 1.289 | 1.2891 | 1.2453 | 1.1192 | 0.77553 | 0.85362 | CmiNgsld119 | CmiN | gsld | 119 | 1261.44 | 540.5405 | [30 empty] | 0.31729 | 0.03529 | 0.037378
119 | Appliances | Office Equipment | Offices | Turnover | Server Virtualization | 2.3337 | 2.4808 |  | 21024 | 1 | 1.0631 | 9009.009 | 5 |  | 489 | 209.5417 | Per Unit | GSLD | 0.57723 | 0.60437 | 0.83705 | 1.097 | 1.2026 | 1.2026 | 1.289 | 1.2891 | 1.2453 | 1.1192 | 0.77553 | 0.85362 | CofTgsld119 | CofT | gsld | 119 | 1261.44 | 540.5405 | [30 empty] | 35.8337 | 3.9855 | 4.2213
119 | Appliances | Office Equipment | Offices | New | Server Virtualization | 2.3337 | 2.4808 |  | 21024 | 1 | 1.0631 | 9009.009 | 5 |  | 489 | 209.5417 | Per Unit | GSLD | 0.57723 | 0.60437 | 0.83705 | 1.097 | 1.2026 | 1.2026 | 1.289 | 1.2891 | 1.2453 | 1.1192 | 0.77553 | 0.85362 | CofNgsld119 | CofN | gsld | 119 | 1261.44 | 540.5405 | [30 empty] | 0.40817 | 0.045398 | 0.048083
119 | Appliances | Office Equipment | Restaurants | Turnover | Server Virtualization | 2.8172 | 1.0512 |  | 21024 | 1 | 0.37313 | 7462.6866 | 5 |  | 489 | 173.5756 | Per Unit | GSLD | 0.57723 | 0.60437 | 0.83705 | 1.097 | 1.2026 | 1.2026 | 1.289 | 1.2891 | 1.2453 | 1.1192 | 0.77553 | 0.85362 | CreTgsld119 | CreT | gsld | 119 | 1261.44 | 447.7612 | [30 empty] | 0 | 0 | 0
119 | Appliances | Office Equipment | Restaurants | New | Server Virtualization | 2.8172 | 1.0512 |  | 21024 | 1 | 0.37313 | 7462.6866 | 5 |  | 489 | 173.5756 | Per Unit | GSLD | 0.57723 | 0.60437 | 0.83705 | 1.097 | 1.2026 | 1.2026 | 1.289 | 1.2891 | 1.2453 | 1.1192 | 0.77553 | 0.85362 | CreNgsld119 | CreN | gsld | 119 | 1261.44 | 447.7612 | [30 empty] | 0 | 0 | 0
119 | Appliances | Office Equipment | Retail | Turnover | Server Virtualization | 3.0064 | 1.6609 |  | 21024 | 1 | 0.55245 | 6993.007 | 5 |  | 489 | 162.6513 | Per Unit | GSLD | 0.57723 | 0.60437 | 0.83705 | 1.097 | 1.2026 | 1.2026 | 1.289 | 1.2891 | 1.2453 | 1.1192 | 0.77553 | 0.85362 | CrtTgsld119 | CrtT | gsld | 119 | 1261.44 | 419.5804 | [30 empty] | 6.8016 | 0.97557 | 0.53966
119 | Appliances | Office Equipment | Retail | New | Server Virtualization | 3.0064 | 1.6609 |  | 21024 | 1 | 0.55245 | 6993.007 | 5 |  | 489 | 162.6513 | Per Unit | GSLD | 0.57723 | 0.60437 | 0.83705 | 1.097 | 1.2026 | 1.2026 | 1.289 | 1.2891 | 1.2453 | 1.1192 | 0.77553 | 0.85362 | CrtNgsld119 | CrtN | gsld | 119 | 1261.44 | 419.5804 | [30 empty] | 0.077474 | 0.011112 | 0.006147
119 | Appliances | Office Equipment | Schools K-12 | Turnover | Server Virtualization | 2.1655 | 2.2496 |  | 21024 | 1 | 1.0388 | 9708.7379 | 5 |  | 489 | 225.8168 | Per Unit | GSLD | 0.57723 | 0.60437 | 0.83705 | 1.097 | 1.2026 | 1.2026 | 1.289 | 1.2891 | 1.2453 | 1.1192 | 0.77553 | 0.85362 | CscTgsld119 | CscT | gsld | 119 | 1261.44 | 582.5243 | [30 empty] | 0.11151 | 0.011496 | 0.011978
119 | Appliances | Office Equipment | Schools K-12 | New | Server Virtualization | 2.1655 | 2.2496 |  | 21024 | 1 | 1.0388 | 9708.7379 | 5 |  | 489 | 225.8168 | Per Unit | GSLD | 0.57723 | 0.60437 | 0.83705 | 1.097 | 1.2026 | 1.2026 | 1.289 | 1.2891 | 1.2453 | 1.1192 | 0.77553 | 0.85362 | CscNgsld119 | CscN | gsld | 119 | 1261.44 | 582.5243 | [30 empty] | 0.0012299 | 0.0001268 | 0.00013211
119 | Appliances | Office Equipment | Warehouse | Turnover | Server Virtualization | 3.2167 | 2.3337 |  | 21024 | 1 | 0.72549 | 6535.9477 | 5 |  | 489 | 152.0205 | Per Unit | GSLD | 0.57723 | 0.60437 | 0.83705 | 1.097 | 1.2026 | 1.2026 | 1.289 | 1.2891 | 1.2453 | 1.1192 | 0.77553 | 0.85362 | CwaTgsld119 | CwaT | gsld | 119 | 1261.44 | 392.1569 | [30 empty] | 0 | 0 | 0
119 | Appliances | Office Equipment | Warehouse | New | Server Virtualization | 3.2167 | 2.3337 |  | 21024 | 1 | 0.72549 | 6535.9477 | 5 |  | 489 | 152.0205 | Per Unit | GSLD | 0.57723 | 0.60437 | 0.83705 | 1.097 | 1.2026 | 1.2026 | 1.289 | 1.2891 | 1.2453 | 1.1192 | 0.77553 | 0.85362 | CwaNgsld119 | CwaN | gsld | 119 | 1261.44 | 392.1569 | [30 empty] | 0 | 0 | 0
120 | Appliances | Office Equipment | Assembly | Existing | Smart Strip Plug Outlet | 0.006327 | 0.002738 |  | 37 | 1 | 0.43275 | 5847.9532 | 8 |  | 16 | 2528.8446 | Per End Use Consumption | GSLD | 1 | 1 | 1 | 1 | 1 | 1 | 1 | 1 | 1 | 1 | 1 | 1 | CasEgsld120 | CasE | gsld | 120 | 2.22 | 350.8772 | [30 empty] | 0.44157 | 0.075428 | 0.032566
120 | Appliances | Office Equipment | Assembly | New | Smart Strip Plug Outlet | 0.006327 | 0.002738 |  | 37 | 1 | 0.43275 | 5847.9532 | 8 |  | 16 | 2528.8446 | Per End Use Consumption | GSLD | 1 | 1 | 1 | 1 | 1 | 1 | 1 | 1 | 1 | 1 | 1 | 1 | CasNgsld120 | CasN | gsld | 120 | 2.22 | 350.8772 | [30 empty] | 0.0040626 | 0.00069396 | 0.00029961
120 | Appliances | Office Equipment | College and University | Existing | Smart Strip Plug Outlet | 0.024266 | 0.024507 |  | 240.26 | 1 | 1.0099 | 9900.9901 | 8 |  | 32 | 1318.7034 | Per End Use Consumption | GSLD | 1 | 1 | 1 | 1 | 1 | 1 | 1 | 1 | 1 | 1 | 1 | 1 | CcoEgsld120 | CcoE | gsld | 120 | 14.4156 | 594.0594 | [30 empty] | 0.16772 | 0.017012 | 0.017042
120 | Appliances | Office Equipment | College and University | New | Smart Strip Plug Outlet | 0.024266 | 0.024507 |  | 240.26 | 1 | 1.0099 | 9900.9901 | 8 |  | 32 | 1318.7034 | Per End Use Consumption | GSLD | 1 | 1 | 1 | 1 | 1 | 1 | 1 | 1 | 1 | 1 | 1 | 1 | CcoNgsld120 | CcoN | gsld | 120 | 14.4156 | 594.0594 | [30 empty] | 0.0015431 | 0.00015652 | 0.00015679
120 | Appliances | Office Equipment | Data Center | Existing | Smart Strip Plug Outlet | 0.14179 | 0.15073 |  | 1277.4 | 1 | 1.0631 | 9009.009 | 8 |  | 176 | 1241.26 | Per End Use Consumption | GSLD | 1 | 1 | 1 | 1 | 1 | 1 | 1 | 1 | 1 | 1 | 1 | 1 | CdaEgsld120 | CdaE | gsld | 120 | 76.644 | 540.5405 | [30 empty] | 0.009913 | 0.0011026 | 0.0011678
120 | Appliances | Office Equipment | Data Center | New | Smart Strip Plug Outlet | 0.14179 | 0.15073 |  | 1277.4 | 1 | 1.0631 | 9009.009 | 8 |  | 176 | 1241.26 | Per End Use Consumption | GSLD | 1 | 1 | 1 | 1 | 1 | 1 | 1 | 1 | 1 | 1 | 1 | 1 | CdaNgsld120 | CdaN | gsld | 120 | 76.644 | 540.5405 | [30 empty] | 9.1203e-05 | 1.0144e-05 | 1.0744e-05
120 | Appliances | Office Equipment | Grocery | Existing | Smart Strip Plug Outlet | 0.00051165 | 0.00030699 |  | 3.79 | 1 | 0.6 | 7407.4074 | 8 |  | 16 | 31271.3769 | Per End Use Consumption | GSLD | 1 | 1 | 1 | 1 | 1 | 1 | 1 | 1 | 1 | 1 | 1 | 1 | CgrEgsld120 | CgrE | gsld | 120 | 0.2274 | 444.4444 | [30 empty] | 0.069103 | 0.0092996 | 0.0056079
120 | Appliances | Office Equipment | Grocery | New | Smart Strip Plug Outlet | 0.00051165 | 0.00030699 |  | 3.79 | 1 | 0.6 | 7407.4074 | 8 |  | 16 | 31271.3769 | Per End Use Consumption | GSLD | 1 | 1 | 1 | 1 | 1 | 1 | 1 | 1 | 1 | 1 | 1 | 1 | CgrNgsld120 | CgrN | gsld | 120 | 0.2274 | 444.4444 | [30 empty] | 0.00063577 | 8.5559e-05 | 5.1594e-05
120 | Appliances | Office Equipment | Healthcare | Existing | Smart Strip Plug Outlet | 0.016453 | 0.017025 |  | 114.26 | 1 | 1.0347 | 6944.4444 | 8 |  | 16 | 972.441 | Per End Use Consumption | GSLD | 1 | 1 | 1 | 1 | 1 | 1 | 1 | 1 | 1 | 1 | 1 | 1 | CheEgsld120 | CheE | gsld | 120 | 6.8556 | 416.6667 | [30 empty] | 0.54246 | 0.078036 | 0.080886
120 | Appliances | Office Equipment | Healthcare | New | Smart Strip Plug Outlet | 0.016453 | 0.017025 |  | 114.26 | 1 | 1.0347 | 6944.4444 | 8 |  | 16 | 972.441 | Per End Use Consumption | GSLD | 1 | 1 | 1 | 1 | 1 | 1 | 1 | 1 | 1 | 1 | 1 | 1 | CheNgsld120 | CheN | gsld | 120 | 6.8556 | 416.6667 | [30 empty] | 0.0049908 | 0.00071796 | 0.00074417
120 | Appliances | Office Equipment | Hospitals | Existing | Smart Strip Plug Outlet | 0.27349 | 0.2762 |  | 2707.84 | 1 | 1.0099 | 9900.9901 | 8 |  | 128 | 468.0213 | Per End Use Consumption | GSLD | 1 | 1 | 1 | 1 | 1 | 1 | 1 | 1 | 1 | 1 | 1 | 1 | ChoEgsld120 | ChoE | gsld | 120 | 162.4704 | 594.0594 | [30 empty] | 0.082076 | 0.0083251 | 0.0083397
120 | Appliances | Office Equipment | Hospitals | New | Smart Strip Plug Outlet | 0.27349 | 0.2762 |  | 2707.84 | 1 | 1.0099 | 9900.9901 | 8 |  | 128 | 468.0213 | Per End Use Consumption | GSLD | 1 | 1 | 1 | 1 | 1 | 1 | 1 | 1 | 1 | 1 | 1 | 1 | ChoNgsld120 | ChoN | gsld | 120 | 162.4704 | 594.0594 | [30 empty] | 0.00075513 | 7.6594e-05 | 7.6728e-05
120 | Appliances | Office Equipment | Institutional | Existing | Smart Strip Plug Outlet | 0.0014763 | 0.001596 |  | 13.3 | 1 | 1.0811 | 9009.009 | 8 |  | 16 | 10837.9056 | Per End Use Consumption | GSLD | 1 | 1 | 1 | 1 | 1 | 1 | 1 | 1 | 1 | 1 | 1 | 1 | CinEgsld120 | CinE | gsld | 120 | 0.798 | 540.5405 | [30 empty] | 0.067167 | 0.0074414 | 0.0080782
120 | Appliances | Office Equipment | Institutional | New | Smart Strip Plug Outlet | 0.0014763 | 0.001596 |  | 13.3 | 1 | 1.0811 | 9009.009 | 8 |  | 16 | 10837.9056 | Per End Use Consumption | GSLD | 1 | 1 | 1 | 1 | 1 | 1 | 1 | 1 | 1 | 1 | 1 | 1 | CinNgsld120 | CinN | gsld | 120 | 0.798 | 540.5405 | [30 empty] | 0.00061796 | 6.8463e-05 | 7.4322e-05
120 | Appliances | Office Equipment | Lodging/Hospitality | Existing | Smart Strip Plug Outlet | 0.012135 | 0.014176 |  | 113.41 | 1 | 1.1682 | 9345.7944 | 8 |  | 16 | 1318.5143 | Per End Use Consumption | GSLD | 1 | 1 | 1 | 1 | 1 | 1 | 1 | 1 | 1 | 1 | 1 | 1 | CloEgsld120 | CloE | gsld | 120 | 6.8046 | 560.7477 | [30 empty] | 0.20037 | 0.021454 | 0.024948
120 | Appliances | Office Equipment | Lodging/Hospitality | New | Smart Strip Plug Outlet | 0.012135 | 0.014176 |  | 113.41 | 1 | 1.1682 | 9345.7944 | 8 |  | 16 | 1318.5143 | Per End Use Consumption | GSLD | 1 | 1 | 1 | 1 | 1 | 1 | 1 | 1 | 1 | 1 | 1 | 1 | CloNgsld120 | CloN | gsld | 120 | 6.8046 | 560.7477 | [30 empty] | 0.0018435 | 0.00019739 | 0.00022953
120 | Appliances | Office Equipment | Miscellaneous | Existing | Smart Strip Plug Outlet | 0.033848 | 0.035983 |  | 304.94 | 1 | 1.0631 | 9009.009 | 8 |  | 176 | 5199.6641 | Per End Use Consumption | GSLD | 1 | 1 | 1 | 1 | 1 | 1 | 1 | 1 | 1 | 1 | 1 | 1 | CmiEgsld120 | CmiE | gsld | 120 | 18.2964 | 540.5405 | [30 empty] | 1.338 | 0.14882 | 0.15762
120 | Appliances | Office Equipment | Miscellaneous | New | Smart Strip Plug Outlet | 0.033848 | 0.035983 |  | 304.94 | 1 | 1.0631 | 9009.009 | 8 |  | 176 | 5199.6641 | Per End Use Consumption | GSLD | 1 | 1 | 1 | 1 | 1 | 1 | 1 | 1 | 1 | 1 | 1 | 1 | CmiNgsld120 | CmiN | gsld | 120 | 18.2964 | 540.5405 | [30 empty] | 0.01231 | 0.0013692 | 0.0014502
120 | Appliances | Office Equipment | Offices | Existing | Smart Strip Plug Outlet | 0.026154 | 0.027803 |  | 235.62 | 1 | 1.0631 | 9009.009 | 8 |  | 16 | 611.7653 | Per End Use Consumption | GSLD | 1 | 1 | 1 | 1 | 1 | 1 | 1 | 1 | 1 | 1 | 1 | 1 | CofEgsld120 | CofE | gsld | 120 | 14.1372 | 540.5405 | [30 empty] | 5.0875 | 0.56585 | 0.59932
120 | Appliances | Office Equipment | Offices | New | Smart Strip Plug Outlet | 0.026154 | 0.027803 |  | 235.62 | 1 | 1.0631 | 9009.009 | 8 |  | 16 | 611.7653 | Per End Use Consumption | GSLD | 1 | 1 | 1 | 1 | 1 | 1 | 1 | 1 | 1 | 1 | 1 | 1 | CofNgsld120 | CofN | gsld | 120 | 14.1372 | 540.5405 | [30 empty] | 0.046807 | 0.005206 | 0.0055139
120 | Appliances | Office Equipment | Restaurants | Existing | Smart Strip Plug Outlet | 0.0025393 | 0.0009475 |  | 18.95 | 1 | 0.37313 | 7462.6866 | 8 |  | 16 | 6300.9491 | Per End Use Consumption | GSLD | 1 | 1 | 1 | 1 | 1 | 1 | 1 | 1 | 1 | 1 | 1 | 1 | CreEgsld120 | CreE | gsld | 120 | 1.137 | 447.7612 | [30 empty] | 0.19424 | 0.026015 | 0.0097432
120 | Appliances | Office Equipment | Restaurants | New | Smart Strip Plug Outlet | 0.0025393 | 0.0009475 |  | 18.95 | 1 | 0.37313 | 7462.6866 | 8 |  | 16 | 6300.9491 | Per End Use Consumption | GSLD | 1 | 1 | 1 | 1 | 1 | 1 | 1 | 1 | 1 | 1 | 1 | 1 | CreNgsld120 | CreN | gsld | 120 | 1.137 | 447.7612 | [30 empty] | 0.001787 | 0.00023934 | 8.964e-05
120 | Appliances | Office Equipment | Retail | Existing | Smart Strip Plug Outlet | 0.025743 | 0.014222 |  | 180.02 | 1 | 0.55245 | 6993.007 | 8 |  | 16 | 621.5316 | Per End Use Consumption | GSLD | 1 | 1 | 1 | 1 | 1 | 1 | 1 | 1 | 1 | 1 | 1 | 1 | CrtEgsld120 | CrtE | gsld | 120 | 10.8012 | 419.5804 | [30 empty] | 0.86059 | 0.12344 | 0.068282
120 | Appliances | Office Equipment | Retail | New | Smart Strip Plug Outlet | 0.025743 | 0.014222 |  | 180.02 | 1 | 0.55245 | 6993.007 | 8 |  | 16 | 621.5316 | Per End Use Consumption | GSLD | 1 | 1 | 1 | 1 | 1 | 1 | 1 | 1 | 1 | 1 | 1 | 1 | CrtNgsld120 | CrtN | gsld | 120 | 10.8012 | 419.5804 | [30 empty] | 0.0079177 | 0.0011357 | 0.00062822
120 | Appliances | Office Equipment | Schools K-12 | Existing | Smart Strip Plug Outlet | 0.018622 | 0.019346 |  | 180.8 | 1 | 1.0388 | 9708.7379 | 8 |  | 16 | 859.1803 | Per End Use Consumption | GSLD | 1 | 1 | 1 | 1 | 1 | 1 | 1 | 1 | 1 | 1 | 1 | 1 | CscEgsld120 | CscE | gsld | 120 | 10.848 | 582.5243 | [30 empty] | 0.15757 | 0.016246 | 0.016926
120 | Appliances | Office Equipment | Schools K-12 | New | Smart Strip Plug Outlet | 0.018622 | 0.019346 |  | 180.8 | 1 | 1.0388 | 9708.7379 | 8 |  | 16 | 859.1803 | Per End Use Consumption | GSLD | 1 | 1 | 1 | 1 | 1 | 1 | 1 | 1 | 1 | 1 | 1 | 1 | CscNgsld120 | CscN | gsld | 120 | 10.848 | 582.5243 | [30 empty] | 0.0014497 | 0.00014946 | 0.00015573
120 | Appliances | Office Equipment | Warehouse | Existing | Smart Strip Plug Outlet | 0.0075521 | 0.005479 |  | 49.36 | 1 | 0.72549 | 6535.9477 | 8 |  | 16 | 2118.6216 | Per End Use Consumption | GSLD | 1 | 1 | 1 | 1 | 1 | 1 | 1 | 1 | 1 | 1 | 1 | 1 | CwaEgsld120 | CwaE | gsld | 120 | 2.9616 | 392.1569 | [30 empty] | 0.16633 | 0.025376 | 0.018441
120 | Appliances | Office Equipment | Warehouse | New | Smart Strip Plug Outlet | 0.0075521 | 0.005479 |  | 49.36 | 1 | 0.72549 | 6535.9477 | 8 |  | 16 | 2118.6216 | Per End Use Consumption | GSLD | 1 | 1 | 1 | 1 | 1 | 1 | 1 | 1 | 1 | 1 | 1 | 1 | CwaNgsld120 | CwaN | gsld | 120 | 2.9616 | 392.1569 | [30 empty] | 0.0015303 | 0.00023347 | 0.00016966
121 | Appliances | Unit | Assembly | Turnover | Energy Star Commercial Clothes Washer | 0.13853 | 0.059947 |  | 810.1 | 1 | 0.43275 | 5847.9532 | 7 |  | 224 | 1617.0121 | Per Appliance | GSLD | 0.536 | 0.638 | 0.811 | 0.882 | 1.033 | 1.022 | 1.038 | 1.051 | 1.035 | 1.017 | 0.878 | 0.562 | CasTgsld121 | CasT | gsld | 121 | 48.606 | 350.8772 | [30 empty] | 0 | 0 | 0
121 | Appliances | Unit | Assembly | New | Energy Star Commercial Clothes Washer | 0.13853 | 0.059947 |  | 810.1 | 1 | 0.43275 | 5847.9532 | 7 |  | 224 | 1617.0121 | Per Appliance | GSLD | 0.536 | 0.638 | 0.811 | 0.882 | 1.033 | 1.022 | 1.038 | 1.051 | 1.035 | 1.017 | 0.878 | 0.562 | CasNgsld121 | CasN | gsld | 121 | 48.606 | 350.8772 | [30 empty] | 0 | 0 | 0
121 | Appliances | Unit | College and University | Turnover | Energy Star Commercial Clothes Washer | 0.08182 | 0.08263 |  | 810.1 | 1 | 1.0099 | 9900.9901 | 7 |  | 224 | 2737.7136 | Per Appliance | GSLD | 0.536 | 0.638 | 0.811 | 0.882 | 1.033 | 1.022 | 1.038 | 1.051 | 1.035 | 1.017 | 0.878 | 0.562 | CcoTgsld121 | CcoT | gsld | 121 | 48.606 | 594.0594 | [30 empty] | 4.3628 | 0.44253 | 0.4433
121 | Appliances | Unit | College and University | New | Energy Star Commercial Clothes Washer | 0.08182 | 0.08263 |  | 810.1 | 1 | 1.0099 | 9900.9901 | 7 |  | 224 | 2737.7136 | Per Appliance | GSLD | 0.536 | 0.638 | 0.811 | 0.882 | 1.033 | 1.022 | 1.038 | 1.051 | 1.035 | 1.017 | 0.878 | 0.562 | CcoNgsld121 | CcoN | gsld | 121 | 48.606 | 594.0594 | [30 empty] | 0.041317 | 0.0041909 | 0.0041982
121 | Appliances | Unit | Data Center | Turnover | Energy Star Commercial Clothes Washer | 0.089921 | 0.095592 |  | 810.1 | 1 | 1.0631 | 9009.009 | 7 |  | 224 | 2491.0727 | Per Appliance | GSLD | 0.536 | 0.638 | 0.811 | 0.882 | 1.033 | 1.022 | 1.038 | 1.051 | 1.035 | 1.017 | 0.878 | 0.562 | CdaTgsld121 | CdaT | gsld | 121 | 48.606 | 540.5405 | [30 empty] | 0 | 0 | 0
121 | Appliances | Unit | Data Center | New | Energy Star Commercial Clothes Washer | 0.089921 | 0.095592 |  | 810.1 | 1 | 1.0631 | 9009.009 | 7 |  | 224 | 2491.0727 | Per Appliance | GSLD | 0.536 | 0.638 | 0.811 | 0.882 | 1.033 | 1.022 | 1.038 | 1.051 | 1.035 | 1.017 | 0.878 | 0.562 | CdaNgsld121 | CdaN | gsld | 121 | 48.606 | 540.5405 | [30 empty] | 0 | 0 | 0
121 | Appliances | Unit | Grocery | Turnover | Energy Star Commercial Clothes Washer | 0.10936 | 0.065618 |  | 810.1 | 1 | 0.6 | 7407.4074 | 7 |  | 224 | 2048.2154 | Per Appliance | GSLD | 0.536 | 0.638 | 0.811 | 0.882 | 1.033 | 1.022 | 1.038 | 1.051 | 1.035 | 1.017 | 0.878 | 0.562 | CgrTgsld121 | CgrT | gsld | 121 | 48.606 | 444.4444 | [30 empty] | 0 | 0 | 0
121 | Appliances | Unit | Grocery | New | Energy Star Commercial Clothes Washer | 0.10936 | 0.065618 |  | 810.1 | 1 | 0.6 | 7407.4074 | 7 |  | 224 | 2048.2154 | Per Appliance | GSLD | 0.536 | 0.638 | 0.811 | 0.882 | 1.033 | 1.022 | 1.038 | 1.051 | 1.035 | 1.017 | 0.878 | 0.562 | CgrNgsld121 | CgrN | gsld | 121 | 48.606 | 444.4444 | [30 empty] | 0 | 0 | 0
121 | Appliances | Unit | Healthcare | Turnover | Energy Star Commercial Clothes Washer | 0.11665 | 0.1207 |  | 810.1 | 1 | 1.0347 | 6944.4444 | 7 |  | 224 | 1920.2019 | Per Appliance | GSLD | 0.536 | 0.638 | 0.811 | 0.882 | 1.033 | 1.022 | 1.038 | 1.051 | 1.035 | 1.017 | 0.878 | 0.562 | CheTgsld121 | CheT | gsld | 121 | 48.606 | 416.6667 | [30 empty] | 7.457 | 1.0727 | 1.1119
121 | Appliances | Unit | Healthcare | New | Energy Star Commercial Clothes Washer | 0.11665 | 0.1207 |  | 810.1 | 1 | 1.0347 | 6944.4444 | 7 |  | 224 | 1920.2019 | Per Appliance | GSLD | 0.536 | 0.638 | 0.811 | 0.882 | 1.033 | 1.022 | 1.038 | 1.051 | 1.035 | 1.017 | 0.878 | 0.562 | CheNgsld121 | CheN | gsld | 121 | 48.606 | 416.6667 | [30 empty] | 0.078958 | 0.011359 | 0.011773
121 | Appliances | Unit | Hospitals | Turnover | Energy Star Commercial Clothes Washer | 0.08182 | 0.08263 |  | 810.1 | 1 | 1.0099 | 9900.9901 | 7 |  | 224 | 2737.7136 | Per Appliance | GSLD | 0.536 | 0.638 | 0.811 | 0.882 | 1.033 | 1.022 | 1.038 | 1.051 | 1.035 | 1.017 | 0.878 | 0.562 | ChoTgsld121 | ChoT | gsld | 121 | 48.606 | 594.0594 | [30 empty] | 3.8216 | 0.38763 | 0.3883
121 | Appliances | Unit | Hospitals | New | Energy Star Commercial Clothes Washer | 0.08182 | 0.08263 |  | 810.1 | 1 | 1.0099 | 9900.9901 | 7 |  | 224 | 2737.7136 | Per Appliance | GSLD | 0.536 | 0.638 | 0.811 | 0.882 | 1.033 | 1.022 | 1.038 | 1.051 | 1.035 | 1.017 | 0.878 | 0.562 | ChoNgsld121 | ChoN | gsld | 121 | 48.606 | 594.0594 | [30 empty] | 0.036191 | 0.003671 | 0.0036774
121 | Appliances | Unit | Institutional | Turnover | Energy Star Commercial Clothes Washer | 0.089921 | 0.097212 |  | 810.1 | 1 | 1.0811 | 9009.009 | 7 |  | 224 | 2491.0727 | Per Appliance | GSLD | 0.536 | 0.638 | 0.811 | 0.882 | 1.033 | 1.022 | 1.038 | 1.051 | 1.035 | 1.017 | 0.878 | 0.562 | CinTgsld121 | CinT | gsld | 121 | 48.606 | 540.5405 | [30 empty] | 0 | 0 | 0
121 | Appliances | Unit | Institutional | New | Energy Star Commercial Clothes Washer | 0.089921 | 0.097212 |  | 810.1 | 1 | 1.0811 | 9009.009 | 7 |  | 224 | 2491.0727 | Per Appliance | GSLD | 0.536 | 0.638 | 0.811 | 0.882 | 1.033 | 1.022 | 1.038 | 1.051 | 1.035 | 1.017 | 0.878 | 0.562 | CinNgsld121 | CinN | gsld | 121 | 48.606 | 540.5405 | [30 empty] | 0 | 0 | 0
121 | Appliances | Unit | Lodging/Hospitality | Turnover | Energy Star Commercial Clothes Washer | 0.086681 | 0.10126 |  | 810.1 | 1 | 1.1682 | 9345.7944 | 7 |  | 224 | 2584.1969 | Per Appliance | GSLD | 0.536 | 0.638 | 0.811 | 0.882 | 1.033 | 1.022 | 1.038 | 1.051 | 1.035 | 1.017 | 0.878 | 0.562 | CloTgsld121 | CloT | gsld | 121 | 48.606 | 560.7477 | [30 empty] | 21.36 | 2.2871 | 2.6596
121 | Appliances | Unit | Lodging/Hospitality | New | Energy Star Commercial Clothes Washer | 0.086681 | 0.10126 |  | 810.1 | 1 | 1.1682 | 9345.7944 | 7 |  | 224 | 2584.1969 | Per Appliance | GSLD | 0.536 | 0.638 | 0.811 | 0.882 | 1.033 | 1.022 | 1.038 | 1.051 | 1.035 | 1.017 | 0.878 | 0.562 | CloNgsld121 | CloN | gsld | 121 | 48.606 | 560.7477 | [30 empty] | 0.22617 | 0.024217 | 0.028161
121 | Appliances | Unit | Miscellaneous | Turnover | Energy Star Commercial Clothes Washer | 0.089921 | 0.095592 |  | 810.1 | 1 | 1.0631 | 9009.009 | 7 |  | 224 | 2491.0727 | Per Appliance | GSLD | 0.536 | 0.638 | 0.811 | 0.882 | 1.033 | 1.022 | 1.038 | 1.051 | 1.035 | 1.017 | 0.878 | 0.562 | CmiTgsld121 | CmiT | gsld | 121 | 48.606 | 540.5405 | [30 empty] | 0 | 0 | 0
121 | Appliances | Unit | Miscellaneous | New | Energy Star Commercial Clothes Washer | 0.089921 | 0.095592 |  | 810.1 | 1 | 1.0631 | 9009.009 | 7 |  | 224 | 2491.0727 | Per Appliance | GSLD | 0.536 | 0.638 | 0.811 | 0.882 | 1.033 | 1.022 | 1.038 | 1.051 | 1.035 | 1.017 | 0.878 | 0.562 | CmiNgsld121 | CmiN | gsld | 121 | 48.606 | 540.5405 | [30 empty] | 0 | 0 | 0
121 | Appliances | Unit | Offices | Turnover | Energy Star Commercial Clothes Washer | 0.089921 | 0.095592 |  | 810.1 | 1 | 1.0631 | 9009.009 | 7 |  | 224 | 2491.0727 | Per Appliance | GSLD | 0.536 | 0.638 | 0.811 | 0.882 | 1.033 | 1.022 | 1.038 | 1.051 | 1.035 | 1.017 | 0.878 | 0.562 | CofTgsld121 | CofT | gsld | 121 | 48.606 | 540.5405 | [30 empty] | 0 | 0 | 0
121 | Appliances | Unit | Offices | New | Energy Star Commercial Clothes Washer | 0.089921 | 0.095592 |  | 810.1 | 1 | 1.0631 | 9009.009 | 7 |  | 224 | 2491.0727 | Per Appliance | GSLD | 0.536 | 0.638 | 0.811 | 0.882 | 1.033 | 1.022 | 1.038 | 1.051 | 1.035 | 1.017 | 0.878 | 0.562 | CofNgsld121 | CofN | gsld | 121 | 48.606 | 540.5405 | [30 empty] | 0 | 0 | 0
121 | Appliances | Unit | Restaurants | Turnover | Energy Star Commercial Clothes Washer | 0.10855 | 0.040505 |  | 810.1 | 1 | 0.37313 | 7462.6866 | 7 |  | 224 | 2063.5005 | Per Appliance | GSLD | 0.536 | 0.638 | 0.811 | 0.882 | 1.033 | 1.022 | 1.038 | 1.051 | 1.035 | 1.017 | 0.878 | 0.562 | CreTgsld121 | CreT | gsld | 121 | 48.606 | 447.7612 | [30 empty] | 19.8428 | 2.6576 | 0.99534
121 | Appliances | Unit | Restaurants | New | Energy Star Commercial Clothes Washer | 0.10855 | 0.040505 |  | 810.1 | 1 | 0.37313 | 7462.6866 | 7 |  | 224 | 2063.5005 | Per Appliance | GSLD | 0.536 | 0.638 | 0.811 | 0.882 | 1.033 | 1.022 | 1.038 | 1.051 | 1.035 | 1.017 | 0.878 | 0.562 | CreNgsld121 | CreN | gsld | 121 | 48.606 | 447.7612 | [30 empty] | 0.21886 | 0.029313 | 0.010978
121 | Appliances | Unit | Retail | Turnover | Energy Star Commercial Clothes Washer | 0.11584 | 0.063998 |  | 810.1 | 1 | 0.55245 | 6993.007 | 7 |  | 224 | 1933.6299 | Per Appliance | GSLD | 0.536 | 0.638 | 0.811 | 0.882 | 1.033 | 1.022 | 1.038 | 1.051 | 1.035 | 1.017 | 0.878 | 0.562 | CrtTgsld121 | CrtT | gsld | 121 | 48.606 | 419.5804 | [30 empty] | 0 | 0 | 0
121 | Appliances | Unit | Retail | New | Energy Star Commercial Clothes Washer | 0.11584 | 0.063998 |  | 810.1 | 1 | 0.55245 | 6993.007 | 7 |  | 224 | 1933.6299 | Per Appliance | GSLD | 0.536 | 0.638 | 0.811 | 0.882 | 1.033 | 1.022 | 1.038 | 1.051 | 1.035 | 1.017 | 0.878 | 0.562 | CrtNgsld121 | CrtN | gsld | 121 | 48.606 | 419.5804 | [30 empty] | 0 | 0 | 0
121 | Appliances | Unit | Schools K-12 | Turnover | Energy Star Commercial Clothes Washer | 0.08344 | 0.086681 |  | 810.1 | 1 | 1.0388 | 9708.7379 | 7 |  | 224 | 2684.5541 | Per Appliance | GSLD | 0.536 | 0.638 | 0.811 | 0.882 | 1.033 | 1.022 | 1.038 | 1.051 | 1.035 | 1.017 | 0.878 | 0.562 | CscTgsld121 | CscT | gsld | 121 | 48.606 | 582.5243 | [30 empty] | 6.2733 | 0.64677 | 0.67386
121 | Appliances | Unit | Schools K-12 | New | Energy Star Commercial Clothes Washer | 0.08344 | 0.086681 |  | 810.1 | 1 | 1.0388 | 9708.7379 | 7 |  | 224 | 2684.5541 | Per Appliance | GSLD | 0.536 | 0.638 | 0.811 | 0.882 | 1.033 | 1.022 | 1.038 | 1.051 | 1.035 | 1.017 | 0.878 | 0.562 | CscNgsld121 | CscN | gsld | 121 | 48.606 | 582.5243 | [30 empty] | 0.069192 | 0.0071336 | 0.0074325
121 | Appliances | Unit | Warehouse | Turnover | Energy Star Commercial Clothes Washer | 0.12395 | 0.089921 |  | 810.1 | 1 | 0.72549 | 6535.9477 | 7 |  | 224 | 1807.2488 | Per Appliance | GSLD | 0.536 | 0.638 | 0.811 | 0.882 | 1.033 | 1.022 | 1.038 | 1.051 | 1.035 | 1.017 | 0.878 | 0.562 | CwaTgsld121 | CwaT | gsld | 121 | 48.606 | 392.1569 | [30 empty] | 0 | 0 | 0
121 | Appliances | Unit | Warehouse | New | Energy Star Commercial Clothes Washer | 0.12395 | 0.089921 |  | 810.1 | 1 | 0.72549 | 6535.9477 | 7 |  | 224 | 1807.2488 | Per Appliance | GSLD | 0.536 | 0.638 | 0.811 | 0.882 | 1.033 | 1.022 | 1.038 | 1.051 | 1.035 | 1.017 | 0.878 | 0.562 | CwaNgsld121 | CwaN | gsld | 121 | 48.606 | 392.1569 | [30 empty] | 0 | 0 | 0
122 | Appliances | Unit | Assembly | Turnover | Energy Star Vending Machine | 0.078861 | 0.062563 |  | 525.74 | 1 | 0.79333 | 6666.6667 | 14 |  | 514 | 6517.7971 | Per Unit | GSLD | 0.57723 | 0.60437 | 0.83705 | 1.097 | 1.2026 | 1.2026 | 1.289 | 1.2891 | 1.2453 | 1.1192 | 0.77553 | 0.85362 | CasTgsld122 | CasT | gsld | 122 | 31.5444 | 400 | [30 empty] | 1.0358 | 0.15519 | 0.12276
122 | Appliances | Unit | Assembly | New | Energy Star Vending Machine | 0.078861 | 0.062563 |  | 525.74 | 1 | 0.79333 | 6666.6667 | 14 |  | 514 | 6517.7971 | Per Unit | GSLD | 0.57723 | 0.60437 | 0.83705 | 1.097 | 1.2026 | 1.2026 | 1.289 | 1.2891 | 1.2453 | 1.1192 | 0.77553 | 0.85362 | CasNgsld122 | CasN | gsld | 122 | 31.5444 | 400 | [30 empty] | 0.0080108 | 0.0012002 | 0.00094943
122 | Appliances | Unit | College and University | Turnover | Energy Star Vending Machine | 0.078861 | 0.062563 |  | 525.74 | 1 | 0.79333 | 6666.6667 | 14 |  | 514 | 6517.7971 | Per Unit | GSLD | 0.57723 | 0.60437 | 0.83705 | 1.097 | 1.2026 | 1.2026 | 1.289 | 1.2891 | 1.2453 | 1.1192 | 0.77553 | 0.85362 | CcoTgsld122 | CcoT | gsld | 122 | 31.5444 | 400 | [30 empty] | 1.6344 | 0.24487 | 0.1937
122 | Appliances | Unit | College and University | New | Energy Star Vending Machine | 0.078861 | 0.062563 |  | 525.74 | 1 | 0.79333 | 6666.6667 | 14 |  | 514 | 6517.7971 | Per Unit | GSLD | 0.57723 | 0.60437 | 0.83705 | 1.097 | 1.2026 | 1.2026 | 1.289 | 1.2891 | 1.2453 | 1.1192 | 0.77553 | 0.85362 | CcoNgsld122 | CcoN | gsld | 122 | 31.5444 | 400 | [30 empty] | 0.01264 | 0.0018938 | 0.0014981
122 | Appliances | Unit | Data Center | Turnover | Energy Star Vending Machine | 0.075181 | 0.060986 |  | 525.74 | 1 | 0.81119 | 6993.007 | 14 |  | 514 | 6836.8501 | Per Unit | GSLD | 0.57723 | 0.60437 | 0.83705 | 1.097 | 1.2026 | 1.2026 | 1.289 | 1.2891 | 1.2453 | 1.1192 | 0.77553 | 0.85362 | CdaTgsld122 | CdaT | gsld | 122 | 31.5444 | 419.5804 | [30 empty] | 0.0025556 | 0.00036568 | 0.00029702
122 | Appliances | Unit | Data Center | New | Energy Star Vending Machine | 0.075181 | 0.060986 |  | 525.74 | 1 | 0.81119 | 6993.007 | 14 |  | 514 | 6836.8501 | Per Unit | GSLD | 0.57723 | 0.60437 | 0.83705 | 1.097 | 1.2026 | 1.2026 | 1.289 | 1.2891 | 1.2453 | 1.1192 | 0.77553 | 0.85362 | CdaNgsld122 | CdaN | gsld | 122 | 31.5444 | 419.5804 | [30 empty] | 1.9765e-05 | 2.8282e-06 | 2.2971e-06
122 | Appliances | Unit | Grocery | Turnover | Energy Star Vending Machine | 0.078861 | 0.062563 |  | 525.74 | 1 | 0.79333 | 6666.6667 | 14 |  | 514 | 6517.7971 | Per Unit | GSLD | 0.57723 | 0.60437 | 0.83705 | 1.097 | 1.2026 | 1.2026 | 1.289 | 1.2891 | 1.2453 | 1.1192 | 0.77553 | 0.85362 | CgrTgsld122 | CgrT | gsld | 122 | 31.5444 | 400 | [30 empty] | 28.9741 | 4.341 | 3.434
122 | Appliances | Unit | Grocery | New | Energy Star Vending Machine | 0.078861 | 0.062563 |  | 525.74 | 1 | 0.79333 | 6666.6667 | 14 |  | 514 | 6517.7971 | Per Unit | GSLD | 0.57723 | 0.60437 | 0.83705 | 1.097 | 1.2026 | 1.2026 | 1.289 | 1.2891 | 1.2453 | 1.1192 | 0.77553 | 0.85362 | CgrNgsld122 | CgrN | gsld | 122 | 31.5444 | 400 | [30 empty] | 0.22408 | 0.033573 | 0.026558
122 | Appliances | Unit | Healthcare | Turnover | Energy Star Vending Machine | 0.078861 | 0.062563 |  | 525.74 | 1 | 0.79333 | 6666.6667 | 14 |  | 514 | 6517.7971 | Per Unit | GSLD | 0.57723 | 0.60437 | 0.83705 | 1.097 | 1.2026 | 1.2026 | 1.289 | 1.2891 | 1.2453 | 1.1192 | 0.77553 | 0.85362 | CheTgsld122 | CheT | gsld | 122 | 31.5444 | 400 | [30 empty] | 0.16537 | 0.024776 | 0.019599
122 | Appliances | Unit | Healthcare | New | Energy Star Vending Machine | 0.078861 | 0.062563 |  | 525.74 | 1 | 0.79333 | 6666.6667 | 14 |  | 514 | 6517.7971 | Per Unit | GSLD | 0.57723 | 0.60437 | 0.83705 | 1.097 | 1.2026 | 1.2026 | 1.289 | 1.2891 | 1.2453 | 1.1192 | 0.77553 | 0.85362 | CheNgsld122 | CheN | gsld | 122 | 31.5444 | 400 | [30 empty] | 0.001279 | 0.00019162 | 0.00015158
122 | Appliances | Unit | Hospitals | Turnover | Energy Star Vending Machine | 0.078861 | 0.062563 |  | 525.74 | 1 | 0.79333 | 6666.6667 | 14 |  | 514 | 6517.7971 | Per Unit | GSLD | 0.57723 | 0.60437 | 0.83705 | 1.097 | 1.2026 | 1.2026 | 1.289 | 1.2891 | 1.2453 | 1.1192 | 0.77553 | 0.85362 | ChoTgsld122 | ChoT | gsld | 122 | 31.5444 | 400 | [30 empty] | 0.3013 | 0.045141 | 0.035709
122 | Appliances | Unit | Hospitals | New | Energy Star Vending Machine | 0.078861 | 0.062563 |  | 525.74 | 1 | 0.79333 | 6666.6667 | 14 |  | 514 | 6517.7971 | Per Unit | GSLD | 0.57723 | 0.60437 | 0.83705 | 1.097 | 1.2026 | 1.2026 | 1.289 | 1.2891 | 1.2453 | 1.1192 | 0.77553 | 0.85362 | ChoNgsld122 | ChoN | gsld | 122 | 31.5444 | 400 | [30 empty] | 0.0023302 | 0.00034912 | 0.00027617
122 | Appliances | Unit | Institutional | Turnover | Energy Star Vending Machine | 0.075181 | 0.060986 |  | 525.74 | 1 | 0.81119 | 6993.007 | 14 |  | 514 | 6836.8501 | Per Unit | GSLD | 0.57723 | 0.60437 | 0.83705 | 1.097 | 1.2026 | 1.2026 | 1.289 | 1.2891 | 1.2453 | 1.1192 | 0.77553 | 0.85362 | CinTgsld122 | CinT | gsld | 122 | 31.5444 | 419.5804 | [30 empty] | 3.5761 | 0.5117 | 0.41562
122 | Appliances | Unit | Institutional | New | Energy Star Vending Machine | 0.075181 | 0.060986 |  | 525.74 | 1 | 0.81119 | 6993.007 | 14 |  | 514 | 6836.8501 | Per Unit | GSLD | 0.57723 | 0.60437 | 0.83705 | 1.097 | 1.2026 | 1.2026 | 1.289 | 1.2891 | 1.2453 | 1.1192 | 0.77553 | 0.85362 | CinNgsld122 | CinN | gsld | 122 | 31.5444 | 419.5804 | [30 empty] | 0.027657 | 0.0039574 | 0.0032144
122 | Appliances | Unit | Lodging/Hospitality | Turnover | Energy Star Vending Machine | 0.078861 | 0.062563 |  | 525.74 | 1 | 0.79333 | 6666.6667 | 14 |  | 514 | 6517.7971 | Per Unit | GSLD | 0.57723 | 0.60437 | 0.83705 | 1.097 | 1.2026 | 1.2026 | 1.289 | 1.2891 | 1.2453 | 1.1192 | 0.77553 | 0.85362 | CloTgsld122 | CloT | gsld | 122 | 31.5444 | 400 | [30 empty] | 1.0261 | 0.15374 | 0.12162
122 | Appliances | Unit | Lodging/Hospitality | New | Energy Star Vending Machine | 0.078861 | 0.062563 |  | 525.74 | 1 | 0.79333 | 6666.6667 | 14 |  | 514 | 6517.7971 | Per Unit | GSLD | 0.57723 | 0.60437 | 0.83705 | 1.097 | 1.2026 | 1.2026 | 1.289 | 1.2891 | 1.2453 | 1.1192 | 0.77553 | 0.85362 | CloNgsld122 | CloN | gsld | 122 | 31.5444 | 400 | [30 empty] | 0.0079361 | 0.001189 | 0.00094058
122 | Appliances | Unit | Miscellaneous | Turnover | Energy Star Vending Machine | 0.075181 | 0.060986 |  | 525.74 | 1 | 0.81119 | 6993.007 | 14 |  | 514 | 6836.8501 | Per Unit | GSLD | 0.57723 | 0.60437 | 0.83705 | 1.097 | 1.2026 | 1.2026 | 1.289 | 1.2891 | 1.2453 | 1.1192 | 0.77553 | 0.85362 | CmiTgsld122 | CmiT | gsld | 122 | 31.5444 | 419.5804 | [30 empty] | 0.097151 | 0.013901 | 0.011291
122 | Appliances | Unit | Miscellaneous | New | Energy Star Vending Machine | 0.075181 | 0.060986 |  | 525.74 | 1 | 0.81119 | 6993.007 | 14 |  | 514 | 6836.8501 | Per Unit | GSLD | 0.57723 | 0.60437 | 0.83705 | 1.097 | 1.2026 | 1.2026 | 1.289 | 1.2891 | 1.2453 | 1.1192 | 0.77553 | 0.85362 | CmiNgsld122 | CmiN | gsld | 122 | 31.5444 | 419.5804 | [30 empty] | 0.00075136 | 0.00010751 | 8.7324e-05
122 | Appliances | Unit | Offices | Turnover | Energy Star Vending Machine | 0.075181 | 0.060986 |  | 525.74 | 1 | 0.81119 | 6993.007 | 14 |  | 514 | 6836.8501 | Per Unit | GSLD | 0.57723 | 0.60437 | 0.83705 | 1.097 | 1.2026 | 1.2026 | 1.289 | 1.2891 | 1.2453 | 1.1192 | 0.77553 | 0.85362 | CofTgsld122 | CofT | gsld | 122 | 31.5444 | 419.5804 | [30 empty] | 1.6392 | 0.23455 | 0.19051
122 | Appliances | Unit | Offices | New | Energy Star Vending Machine | 0.075181 | 0.060986 |  | 525.74 | 1 | 0.81119 | 6993.007 | 14 |  | 514 | 6836.8501 | Per Unit | GSLD | 0.57723 | 0.60437 | 0.83705 | 1.097 | 1.2026 | 1.2026 | 1.289 | 1.2891 | 1.2453 | 1.1192 | 0.77553 | 0.85362 | CofNgsld122 | CofN | gsld | 122 | 31.5444 | 419.5804 | [30 empty] | 0.012677 | 0.001814 | 0.0014734
122 | Appliances | Unit | Restaurants | Turnover | Energy Star Vending Machine | 0.074129 | 0.059409 |  | 525.74 | 1 | 0.80142 | 7092.1986 | 14 |  | 514 | 6933.8267 | Per Unit | GSLD | 0.57723 | 0.60437 | 0.83705 | 1.097 | 1.2026 | 1.2026 | 1.289 | 1.2891 | 1.2453 | 1.1192 | 0.77553 | 0.85362 | CreTgsld122 | CreT | gsld | 122 | 31.5444 | 425.5319 | [30 empty] | 11.1009 | 1.5689 | 1.2565
122 | Appliances | Unit | Restaurants | New | Energy Star Vending Machine | 0.074129 | 0.059409 |  | 525.74 | 1 | 0.80142 | 7092.1986 | 14 |  | 514 | 6933.8267 | Per Unit | GSLD | 0.57723 | 0.60437 | 0.83705 | 1.097 | 1.2026 | 1.2026 | 1.289 | 1.2891 | 1.2453 | 1.1192 | 0.77553 | 0.85362 | CreNgsld122 | CreN | gsld | 122 | 31.5444 | 425.5319 | [30 empty] | 0.085854 | 0.012134 | 0.0097176
122 | Appliances | Unit | Retail | Turnover | Energy Star Vending Machine | 0.078861 | 0.062563 |  | 525.74 | 1 | 0.79333 | 6666.6667 | 14 |  | 514 | 6517.7971 | Per Unit | GSLD | 0.57723 | 0.60437 | 0.83705 | 1.097 | 1.2026 | 1.2026 | 1.289 | 1.2891 | 1.2453 | 1.1192 | 0.77553 | 0.85362 | CrtTgsld122 | CrtT | gsld | 122 | 31.5444 | 400 | [30 empty] | 3.4607 | 0.51849 | 0.41015
122 | Appliances | Unit | Retail | New | Energy Star Vending Machine | 0.078861 | 0.062563 |  | 525.74 | 1 | 0.79333 | 6666.6667 | 14 |  | 514 | 6517.7971 | Per Unit | GSLD | 0.57723 | 0.60437 | 0.83705 | 1.097 | 1.2026 | 1.2026 | 1.289 | 1.2891 | 1.2453 | 1.1192 | 0.77553 | 0.85362 | CrtNgsld122 | CrtN | gsld | 122 | 31.5444 | 400 | [30 empty] | 0.026765 | 0.00401 | 0.0031721
122 | Appliances | Unit | Schools K-12 | Turnover | Energy Star Vending Machine | 0.075181 | 0.060986 |  | 525.74 | 1 | 0.81119 | 6993.007 | 14 |  | 514 | 6836.8501 | Per Unit | GSLD | 0.57723 | 0.60437 | 0.83705 | 1.097 | 1.2026 | 1.2026 | 1.289 | 1.2891 | 1.2453 | 1.1192 | 0.77553 | 0.85362 | CscTgsld122 | CscT | gsld | 122 | 31.5444 | 419.5804 | [30 empty] | 0.033609 | 0.004809 | 0.0039061
122 | Appliances | Unit | Schools K-12 | New | Energy Star Vending Machine | 0.075181 | 0.060986 |  | 525.74 | 1 | 0.81119 | 6993.007 | 14 |  | 514 | 6836.8501 | Per Unit | GSLD | 0.57723 | 0.60437 | 0.83705 | 1.097 | 1.2026 | 1.2026 | 1.289 | 1.2891 | 1.2453 | 1.1192 | 0.77553 | 0.85362 | CscNgsld122 | CscN | gsld | 122 | 31.5444 | 419.5804 | [30 empty] | 0.00025993 | 3.7193e-05 | 3.0209e-05
122 | Appliances | Unit | Warehouse | Turnover | Energy Star Vending Machine | 0.075181 | 0.060986 |  | 525.74 | 1 | 0.81119 | 6993.007 | 14 |  | 514 | 6836.8501 | Per Unit | GSLD | 0.57723 | 0.60437 | 0.83705 | 1.097 | 1.2026 | 1.2026 | 1.289 | 1.2891 | 1.2453 | 1.1192 | 0.77553 | 0.85362 | CwaTgsld122 | CwaT | gsld | 122 | 31.5444 | 419.5804 | [30 empty] | 0.011468 | 0.001641 | 0.0013329
122 | Appliances | Unit | Warehouse | New | Energy Star Vending Machine | 0.075181 | 0.060986 |  | 525.74 | 1 | 0.81119 | 6993.007 | 14 |  | 514 | 6836.8501 | Per Unit | GSLD | 0.57723 | 0.60437 | 0.83705 | 1.097 | 1.2026 | 1.2026 | 1.289 | 1.2891 | 1.2453 | 1.1192 | 0.77553 | 0.85362 | CwaNgsld122 | CwaN | gsld | 122 | 31.5444 | 419.5804 | [30 empty] | 8.8696e-05 | 1.2691e-05 | 1.0308e-05
123 | Appliances | Unit | Assembly | Turnover | ENERGY STAR Water Cooler | 0.011799 | 0.005106 |  | 69 | 1 | 0.43275 | 5847.9532 | 10 |  | 60 | 5085.1767 | Per Appliance | GSLD | 0.57723 | 0.60437 | 0.83705 | 1.097 | 1.2026 | 1.2026 | 1.289 | 1.2891 | 1.2453 | 1.1192 | 0.77553 | 0.85362 | CasTgsld123 | CasT | gsld | 123 | 4.14 | 350.8772 | [30 empty] | 0 | 0 | 0
123 | Appliances | Unit | Assembly | New | ENERGY STAR Water Cooler | 0.011799 | 0.005106 |  | 69 | 1 | 0.43275 | 5847.9532 | 10 |  | 60 | 5085.1767 | Per Appliance | GSLD | 0.57723 | 0.60437 | 0.83705 | 1.097 | 1.2026 | 1.2026 | 1.289 | 1.2891 | 1.2453 | 1.1192 | 0.77553 | 0.85362 | CasNgsld123 | CasN | gsld | 123 | 4.14 | 350.8772 | [30 empty] | 0 | 0 | 0
123 | Appliances | Unit | College and University | Turnover | ENERGY STAR Water Cooler | 0.006969 | 0.007038 |  | 69 | 1 | 1.0099 | 9900.9901 | 10 |  | 60 | 8609.5566 | Per Appliance | GSLD | 0.57723 | 0.60437 | 0.83705 | 1.097 | 1.2026 | 1.2026 | 1.289 | 1.2891 | 1.2453 | 1.1192 | 0.77553 | 0.85362 | CcoTgsld123 | CcoT | gsld | 123 | 4.14 | 594.0594 | [30 empty] | 0 | 0 | 0
123 | Appliances | Unit | College and University | New | ENERGY STAR Water Cooler | 0.006969 | 0.007038 |  | 69 | 1 | 1.0099 | 9900.9901 | 10 |  | 60 | 8609.5566 | Per Appliance | GSLD | 0.57723 | 0.60437 | 0.83705 | 1.097 | 1.2026 | 1.2026 | 1.289 | 1.2891 | 1.2453 | 1.1192 | 0.77553 | 0.85362 | CcoNgsld123 | CcoN | gsld | 123 | 4.14 | 594.0594 | [30 empty] | 0 | 0 | 0
123 | Appliances | Unit | Data Center | Turnover | ENERGY STAR Water Cooler | 0.007659 | 0.008142 |  | 69 | 1 | 1.0631 | 9009.009 | 10 |  | 60 | 7833.9209 | Per Appliance | GSLD | 0.57723 | 0.60437 | 0.83705 | 1.097 | 1.2026 | 1.2026 | 1.289 | 1.2891 | 1.2453 | 1.1192 | 0.77553 | 0.85362 | CdaTgsld123 | CdaT | gsld | 123 | 4.14 | 540.5405 | [30 empty] | 0 | 0 | 0
123 | Appliances | Unit | Data Center | New | ENERGY STAR Water Cooler | 0.007659 | 0.008142 |  | 69 | 1 | 1.0631 | 9009.009 | 10 |  | 60 | 7833.9209 | Per Appliance | GSLD | 0.57723 | 0.60437 | 0.83705 | 1.097 | 1.2026 | 1.2026 | 1.289 | 1.2891 | 1.2453 | 1.1192 | 0.77553 | 0.85362 | CdaNgsld123 | CdaN | gsld | 123 | 4.14 | 540.5405 | [30 empty] | 0 | 0 | 0
123 | Appliances | Unit | Grocery | Turnover | ENERGY STAR Water Cooler | 0.009315 | 0.005589 |  | 69 | 1 | 0.6 | 7407.4074 | 10 |  | 60 | 6441.2238 | Per Appliance | GSLD | 0.57723 | 0.60437 | 0.83705 | 1.097 | 1.2026 | 1.2026 | 1.289 | 1.2891 | 1.2453 | 1.1192 | 0.77553 | 0.85362 | CgrTgsld123 | CgrT | gsld | 123 | 4.14 | 444.4444 | [30 empty] | 0 | 0 | 0
123 | Appliances | Unit | Grocery | New | ENERGY STAR Water Cooler | 0.009315 | 0.005589 |  | 69 | 1 | 0.6 | 7407.4074 | 10 |  | 60 | 6441.2238 | Per Appliance | GSLD | 0.57723 | 0.60437 | 0.83705 | 1.097 | 1.2026 | 1.2026 | 1.289 | 1.2891 | 1.2453 | 1.1192 | 0.77553 | 0.85362 | CgrNgsld123 | CgrN | gsld | 123 | 4.14 | 444.4444 | [30 empty] | 0 | 0 | 0
123 | Appliances | Unit | Healthcare | Turnover | ENERGY STAR Water Cooler | 0.009936 | 0.010281 |  | 69 | 1 | 1.0347 | 6944.4444 | 10 |  | 60 | 6038.6473 | Per Appliance | GSLD | 0.57723 | 0.60437 | 0.83705 | 1.097 | 1.2026 | 1.2026 | 1.289 | 1.2891 | 1.2453 | 1.1192 | 0.77553 | 0.85362 | CheTgsld123 | CheT | gsld | 123 | 4.14 | 416.6667 | [30 empty] | 0 | 0 | 0
123 | Appliances | Unit | Healthcare | New | ENERGY STAR Water Cooler | 0.009936 | 0.010281 |  | 69 | 1 | 1.0347 | 6944.4444 | 10 |  | 60 | 6038.6473 | Per Appliance | GSLD | 0.57723 | 0.60437 | 0.83705 | 1.097 | 1.2026 | 1.2026 | 1.289 | 1.2891 | 1.2453 | 1.1192 | 0.77553 | 0.85362 | CheNgsld123 | CheN | gsld | 123 | 4.14 | 416.6667 | [30 empty] | 0 | 0 | 0
123 | Appliances | Unit | Hospitals | Turnover | ENERGY STAR Water Cooler | 0.006969 | 0.007038 |  | 69 | 1 | 1.0099 | 9900.9901 | 10 |  | 60 | 8609.5566 | Per Appliance | GSLD | 0.57723 | 0.60437 | 0.83705 | 1.097 | 1.2026 | 1.2026 | 1.289 | 1.2891 | 1.2453 | 1.1192 | 0.77553 | 0.85362 | ChoTgsld123 | ChoT | gsld | 123 | 4.14 | 594.0594 | [30 empty] | 0 | 0 | 0
123 | Appliances | Unit | Hospitals | New | ENERGY STAR Water Cooler | 0.006969 | 0.007038 |  | 69 | 1 | 1.0099 | 9900.9901 | 10 |  | 60 | 8609.5566 | Per Appliance | GSLD | 0.57723 | 0.60437 | 0.83705 | 1.097 | 1.2026 | 1.2026 | 1.289 | 1.2891 | 1.2453 | 1.1192 | 0.77553 | 0.85362 | ChoNgsld123 | ChoN | gsld | 123 | 4.14 | 594.0594 | [30 empty] | 0 | 0 | 0
123 | Appliances | Unit | Institutional | Turnover | ENERGY STAR Water Cooler | 0.007659 | 0.00828 |  | 69 | 1 | 1.0811 | 9009.009 | 10 |  | 60 | 7833.9209 | Per Appliance | GSLD | 0.57723 | 0.60437 | 0.83705 | 1.097 | 1.2026 | 1.2026 | 1.289 | 1.2891 | 1.2453 | 1.1192 | 0.77553 | 0.85362 | CinTgsld123 | CinT | gsld | 123 | 4.14 | 540.5405 | [30 empty] | 0.40653 | 0.04504 | 0.048894
123 | Appliances | Unit | Institutional | New | ENERGY STAR Water Cooler | 0.007659 | 0.00828 |  | 69 | 1 | 1.0811 | 9009.009 | 10 |  | 60 | 7833.9209 | Per Appliance | GSLD | 0.57723 | 0.60437 | 0.83705 | 1.097 | 1.2026 | 1.2026 | 1.289 | 1.2891 | 1.2453 | 1.1192 | 0.77553 | 0.85362 | CinNgsld123 | CinN | gsld | 123 | 4.14 | 540.5405 | [30 empty] | 0.0034704 | 0.00038448 | 0.00041738
123 | Appliances | Unit | Lodging/Hospitality | Turnover | ENERGY STAR Water Cooler | 0.007383 | 0.008625 |  | 69 | 1 | 1.1682 | 9345.7944 | 10 |  | 60 | 8126.7777 | Per Appliance | GSLD | 0.57723 | 0.60437 | 0.83705 | 1.097 | 1.2026 | 1.2026 | 1.289 | 1.2891 | 1.2453 | 1.1192 | 0.77553 | 0.85362 | CloTgsld123 | CloT | gsld | 123 | 4.14 | 560.7477 | [30 empty] | 0 | 0 | 0
123 | Appliances | Unit | Lodging/Hospitality | New | ENERGY STAR Water Cooler | 0.007383 | 0.008625 |  | 69 | 1 | 1.1682 | 9345.7944 | 10 |  | 60 | 8126.7777 | Per Appliance | GSLD | 0.57723 | 0.60437 | 0.83705 | 1.097 | 1.2026 | 1.2026 | 1.289 | 1.2891 | 1.2453 | 1.1192 | 0.77553 | 0.85362 | CloNgsld123 | CloN | gsld | 123 | 4.14 | 560.7477 | [30 empty] | 0 | 0 | 0
123 | Appliances | Unit | Miscellaneous | Turnover | ENERGY STAR Water Cooler | 0.007659 | 0.008142 |  | 69 | 1 | 1.0631 | 9009.009 | 10 |  | 60 | 7833.9209 | Per Appliance | GSLD | 0.57723 | 0.60437 | 0.83705 | 1.097 | 1.2026 | 1.2026 | 1.289 | 1.2891 | 1.2453 | 1.1192 | 0.77553 | 0.85362 | CmiTgsld123 | CmiT | gsld | 123 | 4.14 | 540.5405 | [30 empty] | 0 | 0 | 0
123 | Appliances | Unit | Miscellaneous | New | ENERGY STAR Water Cooler | 0.007659 | 0.008142 |  | 69 | 1 | 1.0631 | 9009.009 | 10 |  | 60 | 7833.9209 | Per Appliance | GSLD | 0.57723 | 0.60437 | 0.83705 | 1.097 | 1.2026 | 1.2026 | 1.289 | 1.2891 | 1.2453 | 1.1192 | 0.77553 | 0.85362 | CmiNgsld123 | CmiN | gsld | 123 | 4.14 | 540.5405 | [30 empty] | 0 | 0 | 0
123 | Appliances | Unit | Offices | Turnover | ENERGY STAR Water Cooler | 0.007659 | 0.008142 |  | 69 | 1 | 1.0631 | 9009.009 | 10 |  | 60 | 7833.9209 | Per Appliance | GSLD | 0.57723 | 0.60437 | 0.83705 | 1.097 | 1.2026 | 1.2026 | 1.289 | 1.2891 | 1.2453 | 1.1192 | 0.77553 | 0.85362 | CofTgsld123 | CofT | gsld | 123 | 4.14 | 540.5405 | [30 empty] | 7.3719 | 0.81993 | 0.86843
123 | Appliances | Unit | Offices | New | ENERGY STAR Water Cooler | 0.007659 | 0.008142 |  | 69 | 1 | 1.0631 | 9009.009 | 10 |  | 60 | 7833.9209 | Per Appliance | GSLD | 0.57723 | 0.60437 | 0.83705 | 1.097 | 1.2026 | 1.2026 | 1.289 | 1.2891 | 1.2453 | 1.1192 | 0.77553 | 0.85362 | CofNgsld123 | CofN | gsld | 123 | 4.14 | 540.5405 | [30 empty] | 0.10488 | 0.011665 | 0.012355
123 | Appliances | Unit | Restaurants | Turnover | ENERGY STAR Water Cooler | 0.009246 | 0.00345 |  | 69 | 1 | 0.37313 | 7462.6866 | 10 |  | 60 | 6489.2927 | Per Appliance | GSLD | 0.57723 | 0.60437 | 0.83705 | 1.097 | 1.2026 | 1.2026 | 1.289 | 1.2891 | 1.2453 | 1.1192 | 0.77553 | 0.85362 | CreTgsld123 | CreT | gsld | 123 | 4.14 | 447.7612 | [30 empty] | 0 | 0 | 0
123 | Appliances | Unit | Restaurants | New | ENERGY STAR Water Cooler | 0.009246 | 0.00345 |  | 69 | 1 | 0.37313 | 7462.6866 | 10 |  | 60 | 6489.2927 | Per Appliance | GSLD | 0.57723 | 0.60437 | 0.83705 | 1.097 | 1.2026 | 1.2026 | 1.289 | 1.2891 | 1.2453 | 1.1192 | 0.77553 | 0.85362 | CreNgsld123 | CreN | gsld | 123 | 4.14 | 447.7612 | [30 empty] | 0 | 0 | 0
123 | Appliances | Unit | Retail | Turnover | ENERGY STAR Water Cooler | 0.009867 | 0.005451 |  | 69 | 1 | 0.55245 | 6993.007 | 10 |  | 60 | 6080.8756 | Per Appliance | GSLD | 0.57723 | 0.60437 | 0.83705 | 1.097 | 1.2026 | 1.2026 | 1.289 | 1.2891 | 1.2453 | 1.1192 | 0.77553 | 0.85362 | CrtTgsld123 | CrtT | gsld | 123 | 4.14 | 419.5804 | [30 empty] | 0 | 0 | 0
123 | Appliances | Unit | Retail | New | ENERGY STAR Water Cooler | 0.009867 | 0.005451 |  | 69 | 1 | 0.55245 | 6993.007 | 10 |  | 60 | 6080.8756 | Per Appliance | GSLD | 0.57723 | 0.60437 | 0.83705 | 1.097 | 1.2026 | 1.2026 | 1.289 | 1.2891 | 1.2453 | 1.1192 | 0.77553 | 0.85362 | CrtNgsld123 | CrtN | gsld | 123 | 4.14 | 419.5804 | [30 empty] | 0 | 0 | 0
123 | Appliances | Unit | Schools K-12 | Turnover | ENERGY STAR Water Cooler | 0.007107 | 0.007383 |  | 69 | 1 | 1.0388 | 9708.7379 | 10 |  | 60 | 8442.3808 | Per Appliance | GSLD | 0.57723 | 0.60437 | 0.83705 | 1.097 | 1.2026 | 1.2026 | 1.289 | 1.2891 | 1.2453 | 1.1192 | 0.77553 | 0.85362 | CscTgsld123 | CscT | gsld | 123 | 4.14 | 582.5243 | [30 empty] | 0 | 0 | 0
123 | Appliances | Unit | Schools K-12 | New | ENERGY STAR Water Cooler | 0.007107 | 0.007383 |  | 69 | 1 | 1.0388 | 9708.7379 | 10 |  | 60 | 8442.3808 | Per Appliance | GSLD | 0.57723 | 0.60437 | 0.83705 | 1.097 | 1.2026 | 1.2026 | 1.289 | 1.2891 | 1.2453 | 1.1192 | 0.77553 | 0.85362 | CscNgsld123 | CscN | gsld | 123 | 4.14 | 582.5243 | [30 empty] | 0 | 0 | 0
123 | Appliances | Unit | Warehouse | Turnover | ENERGY STAR Water Cooler | 0.010557 | 0.007659 |  | 69 | 1 | 0.72549 | 6535.9477 | 10 |  | 60 | 5683.4328 | Per Appliance | GSLD | 0.57723 | 0.60437 | 0.83705 | 1.097 | 1.2026 | 1.2026 | 1.289 | 1.2891 | 1.2453 | 1.1192 | 0.77553 | 0.85362 | CwaTgsld123 | CwaT | gsld | 123 | 4.14 | 392.1569 | [30 empty] | 0 | 0 | 0
123 | Appliances | Unit | Warehouse | New | ENERGY STAR Water Cooler | 0.010557 | 0.007659 |  | 69 | 1 | 0.72549 | 6535.9477 | 10 |  | 60 | 5683.4328 | Per Appliance | GSLD | 0.57723 | 0.60437 | 0.83705 | 1.097 | 1.2026 | 1.2026 | 1.289 | 1.2891 | 1.2453 | 1.1192 | 0.77553 | 0.85362 | CwaNgsld123 | CwaN | gsld | 123 | 4.14 | 392.1569 | [30 empty] | 0 | 0 | 0
124 | Appliances | Unit | Assembly | Existing | High Efficiency Air Compressor | 1.587 | 0.68678 |  | 9280.84 | 1 | 0.43275 | 5847.9532 | 15 |  | 5440 | 3427.8002 | Per Unit | GSLD | 1 | 1 | 1 | 1 | 1 | 1 | 1 | 1 | 1 | 1 | 1 | 1 | CasEgsld124 | CasE | gsld | 124 | 466.6703 | 294.0538 | [30 empty] | 0 | 0 | 0
124 | Appliances | Unit | Assembly | New | High Efficiency Air Compressor | 1.587 | 0.68678 |  | 9280.84 | 1 | 0.43275 | 5847.9532 | 15 |  | 5440 | 3427.8002 | Per Unit | GSLD | 1 | 1 | 1 | 1 | 1 | 1 | 1 | 1 | 1 | 1 | 1 | 1 | CasNgsld124 | CasN | gsld | 124 | 466.6703 | 294.0538 | [30 empty] | 0 | 0 | 0
124 | Appliances | Unit | College and University | Existing | High Efficiency Air Compressor | 1.271 | 1.2836 |  | 12584.37 | 1 | 1.0099 | 9900.9901 | 15 |  | 5440 | 4280.0225 | Per Unit | GSLD | 1 | 1 | 1 | 1 | 1 | 1 | 1 | 1 | 1 | 1 | 1 | 1 | CcoEgsld124 | CcoE | gsld | 124 | 632.7824 | 497.8535 | [30 empty] | 0 | 0 | 0
124 | Appliances | Unit | College and University | New | High Efficiency Air Compressor | 1.271 | 1.2836 |  | 12584.37 | 1 | 1.0099 | 9900.9901 | 15 |  | 5440 | 4280.0225 | Per Unit | GSLD | 1 | 1 | 1 | 1 | 1 | 1 | 1 | 1 | 1 | 1 | 1 | 1 | CcoNgsld124 | CcoN | gsld | 124 | 632.7824 | 497.8535 | [30 empty] | 0 | 0 | 0
124 | Appliances | Unit | Data Center | Existing | High Efficiency Air Compressor | 1.4593 | 1.5514 |  | 13147.27 | 1 | 1.0631 | 9009.009 | 15 |  | 5440 | 3727.6947 | Per Unit | GSLD | 1 | 1 | 1 | 1 | 1 | 1 | 1 | 1 | 1 | 1 | 1 | 1 | CdaEgsld124 | CdaE | gsld | 124 | 661.0868 | 453.0018 | [30 empty] | 0 | 0 | 0
124 | Appliances | Unit | Data Center | New | High Efficiency Air Compressor | 1.4593 | 1.5514 |  | 13147.27 | 1 | 1.0631 | 9009.009 | 15 |  | 5440 | 3727.6947 | Per Unit | GSLD | 1 | 1 | 1 | 1 | 1 | 1 | 1 | 1 | 1 | 1 | 1 | 1 | CdaNgsld124 | CdaN | gsld | 124 | 661.0868 | 453.0018 | [30 empty] | 0 | 0 | 0
124 | Appliances | Unit | Grocery | Existing | High Efficiency Air Compressor | 3.2771 | 1.9663 |  | 24275.14 | 1 | 0.6 | 7407.4074 | 15 |  | 5440 | 1659.982 | Per Unit | GSLD | 1 | 1 | 1 | 1 | 1 | 1 | 1 | 1 | 1 | 1 | 1 | 1 | CgrEgsld124 | CgrE | gsld | 124 | 1220.6317 | 372.4682 | [30 empty] | 0 | 0 | 0
124 | Appliances | Unit | Grocery | New | High Efficiency Air Compressor | 3.2771 | 1.9663 |  | 24275.14 | 1 | 0.6 | 7407.4074 | 15 |  | 5440 | 1659.982 | Per Unit | GSLD | 1 | 1 | 1 | 1 | 1 | 1 | 1 | 1 | 1 | 1 | 1 | 1 | CgrNgsld124 | CgrN | gsld | 124 | 1220.6317 | 372.4682 | [30 empty] | 0 | 0 | 0
124 | Appliances | Unit | Healthcare | Existing | High Efficiency Air Compressor | 1.7154 | 1.7749 |  | 11912.41 | 1 | 1.0347 | 6944.4444 | 15 |  | 5440 | 3171.296 | Per Unit | GSLD | 1 | 1 | 1 | 1 | 1 | 1 | 1 | 1 | 1 | 1 | 1 | 1 | CheEgsld124 | CheE | gsld | 124 | 598.9941 | 349.1889 | [30 empty] | 0 | 0 | 0
124 | Appliances | Unit | Healthcare | New | High Efficiency Air Compressor | 1.7154 | 1.7749 |  | 11912.41 | 1 | 1.0347 | 6944.4444 | 15 |  | 5440 | 3171.296 | Per Unit | GSLD | 1 | 1 | 1 | 1 | 1 | 1 | 1 | 1 | 1 | 1 | 1 | 1 | CheNgsld124 | CheN | gsld | 124 | 598.9941 | 349.1889 | [30 empty] | 0 | 0 | 0
124 | Appliances | Unit | Hospitals | Existing | High Efficiency Air Compressor | 2.0361 | 2.0562 |  | 20158.92 | 1 | 1.0099 | 9900.9901 | 15 |  | 5440 | 2671.8389 | Per Unit | GSLD | 1 | 1 | 1 | 1 | 1 | 1 | 1 | 1 | 1 | 1 | 1 | 1 | ChoEgsld124 | ChoE | gsld | 124 | 1013.655 | 497.8535 | [30 empty] | 0 | 0 | 0
124 | Appliances | Unit | Hospitals | New | High Efficiency Air Compressor | 2.0361 | 2.0562 |  | 20158.92 | 1 | 1.0099 | 9900.9901 | 15 |  | 5440 | 2671.8389 | Per Unit | GSLD | 1 | 1 | 1 | 1 | 1 | 1 | 1 | 1 | 1 | 1 | 1 | 1 | ChoNgsld124 | ChoN | gsld | 124 | 1013.655 | 497.8535 | [30 empty] | 0 | 0 | 0
124 | Appliances | Unit | Institutional | Existing | High Efficiency Air Compressor | 1.3559 | 1.4658 |  | 12214.97 | 1 | 1.0811 | 9009.009 | 15 |  | 5440 | 4012.2087 | Per Unit | GSLD | 1 | 1 | 1 | 1 | 1 | 1 | 1 | 1 | 1 | 1 | 1 | 1 | CinEgsld124 | CinE | gsld | 124 | 614.2078 | 453.0018 | [30 empty] | 0 | 0 | 0
124 | Appliances | Unit | Institutional | New | High Efficiency Air Compressor | 1.3559 | 1.4658 |  | 12214.97 | 1 | 1.0811 | 9009.009 | 15 |  | 5440 | 4012.2087 | Per Unit | GSLD | 1 | 1 | 1 | 1 | 1 | 1 | 1 | 1 | 1 | 1 | 1 | 1 | CinNgsld124 | CinN | gsld | 124 | 614.2078 | 453.0018 | [30 empty] | 0 | 0 | 0
124 | Appliances | Unit | Lodging/Hospitality | Existing | High Efficiency Air Compressor | 1.8227 | 2.1294 |  | 17034.81 | 1 | 1.1682 | 9345.7944 | 15 |  | 5440 | 2984.5429 | Per Unit | GSLD | 1 | 1 | 1 | 1 | 1 | 1 | 1 | 1 | 1 | 1 | 1 | 1 | CloEgsld124 | CloE | gsld | 124 | 856.5648 | 469.9365 | [30 empty] | 0 | 0 | 0
124 | Appliances | Unit | Lodging/Hospitality | New | High Efficiency Air Compressor | 1.8227 | 2.1294 |  | 17034.81 | 1 | 1.1682 | 9345.7944 | 15 |  | 5440 | 2984.5429 | Per Unit | GSLD | 1 | 1 | 1 | 1 | 1 | 1 | 1 | 1 | 1 | 1 | 1 | 1 | CloNgsld124 | CloN | gsld | 124 | 856.5648 | 469.9365 | [30 empty] | 0 | 0 | 0
124 | Appliances | Unit | Miscellaneous | Existing | High Efficiency Air Compressor | 1.6038 | 1.705 |  | 14448.98 | 1 | 1.0631 | 9009.009 | 15 |  | 5440 | 3391.8663 | Per Unit | GSLD | 1 | 1 | 1 | 1 | 1 | 1 | 1 | 1 | 1 | 1 | 1 | 1 | CmiEgsld124 | CmiE | gsld | 124 | 726.541 | 453.0018 | [30 empty] | 0 | 0 | 0
124 | Appliances | Unit | Miscellaneous | New | High Efficiency Air Compressor | 1.6038 | 1.705 |  | 14448.98 | 1 | 1.0631 | 9009.009 | 15 |  | 5440 | 3391.8663 | Per Unit | GSLD | 1 | 1 | 1 | 1 | 1 | 1 | 1 | 1 | 1 | 1 | 1 | 1 | CmiNgsld124 | CmiN | gsld | 124 | 726.541 | 453.0018 | [30 empty] | 0 | 0 | 0
124 | Appliances | Unit | Offices | Existing | High Efficiency Air Compressor | 1.4605 | 1.5526 |  | 13157.83 | 1 | 1.0631 | 9009.009 | 15 |  | 5440 | 3724.703 | Per Unit | GSLD | 1 | 1 | 1 | 1 | 1 | 1 | 1 | 1 | 1 | 1 | 1 | 1 | CofEgsld124 | CofE | gsld | 124 | 661.6178 | 453.0018 | [30 empty] | 0 | 0 | 0
124 | Appliances | Unit | Offices | New | High Efficiency Air Compressor | 1.4605 | 1.5526 |  | 13157.83 | 1 | 1.0631 | 9009.009 | 15 |  | 5440 | 3724.703 | Per Unit | GSLD | 1 | 1 | 1 | 1 | 1 | 1 | 1 | 1 | 1 | 1 | 1 | 1 | CofNgsld124 | CofN | gsld | 124 | 661.6178 | 453.0018 | [30 empty] | 0 | 0 | 0
124 | Appliances | Unit | Restaurants | Existing | High Efficiency Air Compressor | 2.4882 | 0.92844 |  | 18568.72 | 1 | 0.37313 | 7462.6866 | 15 |  | 5440 | 2186.312 | Per Unit | GSLD | 1 | 1 | 1 | 1 | 1 | 1 | 1 | 1 | 1 | 1 | 1 | 1 | CreEgsld124 | CreE | gsld | 124 | 933.6947 | 375.2478 | [30 empty] | 0 | 0 | 0
124 | Appliances | Unit | Restaurants | New | High Efficiency Air Compressor | 2.4882 | 0.92844 |  | 18568.72 | 1 | 0.37313 | 7462.6866 | 15 |  | 5440 | 2186.312 | Per Unit | GSLD | 1 | 1 | 1 | 1 | 1 | 1 | 1 | 1 | 1 | 1 | 1 | 1 | CreNgsld124 | CreN | gsld | 124 | 933.6947 | 375.2478 | [30 empty] | 0 | 0 | 0
124 | Appliances | Unit | Retail | Existing | High Efficiency Air Compressor | 1.8453 | 1.0195 |  | 12904.52 | 1 | 0.55245 | 6993.007 | 15 |  | 5440 | 2947.9561 | Per Unit | GSLD | 1 | 1 | 1 | 1 | 1 | 1 | 1 | 1 | 1 | 1 | 1 | 1 | CrtEgsld124 | CrtE | gsld | 124 | 648.8806 | 351.6308 | [30 empty] | 0 | 0 | 0
124 | Appliances | Unit | Retail | New | High Efficiency Air Compressor | 1.8453 | 1.0195 |  | 12904.52 | 1 | 0.55245 | 6993.007 | 15 |  | 5440 | 2947.9561 | Per Unit | GSLD | 1 | 1 | 1 | 1 | 1 | 1 | 1 | 1 | 1 | 1 | 1 | 1 | CrtNgsld124 | CrtN | gsld | 124 | 648.8806 | 351.6308 | [30 empty] | 0 | 0 | 0
124 | Appliances | Unit | Schools K-12 | Existing | High Efficiency Air Compressor | 1.0063 | 1.0454 |  | 9769.86 | 1 | 1.0388 | 9708.7379 | 15 |  | 5440 | 5405.9663 | Per Unit | GSLD | 1 | 1 | 1 | 1 | 1 | 1 | 1 | 1 | 1 | 1 | 1 | 1 | CscEgsld124 | CscE | gsld | 124 | 491.2598 | 488.1864 | [30 empty] | 0 | 0 | 0
124 | Appliances | Unit | Schools K-12 | New | High Efficiency Air Compressor | 1.0063 | 1.0454 |  | 9769.86 | 1 | 1.0388 | 9708.7379 | 15 |  | 5440 | 5405.9663 | Per Unit | GSLD | 1 | 1 | 1 | 1 | 1 | 1 | 1 | 1 | 1 | 1 | 1 | 1 | CscNgsld124 | CscN | gsld | 124 | 491.2598 | 488.1864 | [30 empty] | 0 | 0 | 0
124 | Appliances | Unit | Warehouse | Existing | High Efficiency Air Compressor | 1.9642 | 1.425 |  | 12837.68 | 1 | 0.72549 | 6535.9477 | 15 |  | 5440 | 2769.6247 | Per Unit | GSLD | 1 | 1 | 1 | 1 | 1 | 1 | 1 | 1 | 1 | 1 | 1 | 1 | CwaEgsld124 | CwaE | gsld | 124 | 645.5196 | 328.6484 | [30 empty] | 60.8561 | 9.2848 | 6.7472
124 | Appliances | Unit | Warehouse | New | High Efficiency Air Compressor | 1.9642 | 1.425 |  | 12837.68 | 1 | 0.72549 | 6535.9477 | 15 |  | 5440 | 2769.6247 | Per Unit | GSLD | 1 | 1 | 1 | 1 | 1 | 1 | 1 | 1 | 1 | 1 | 1 | 1 | CwaNgsld124 | CwaN | gsld | 124 | 645.5196 | 328.6484 | [30 empty] | 0.66676 | 0.10173 | 0.073925
125 | Appliances | Unit | Assembly | Turnover | Ozone Laundry Commercial | 0.12757 | 0.055204 |  | 746 | 1 | 0.43275 | 5847.9532 | 10 |  | 233.28 | 1828.7004 | Per Ozone Laundry System | GSLD | 0.536 | 0.638 | 0.811 | 0.882 | 1.033 | 1.022 | 1.038 | 1.051 | 1.035 | 1.017 | 0.878 | 0.562 | CasTgsld125 | CasT | gsld | 125 | 44.76 | 350.8772 | [30 empty] | 0 | 0 | 0
125 | Appliances | Unit | Assembly | New | Ozone Laundry Commercial | 0.12757 | 0.055204 |  | 746 | 1 | 0.43275 | 5847.9532 | 10 |  | 233.28 | 1828.7004 | Per Ozone Laundry System | GSLD | 0.536 | 0.638 | 0.811 | 0.882 | 1.033 | 1.022 | 1.038 | 1.051 | 1.035 | 1.017 | 0.878 | 0.562 | CasNgsld125 | CasN | gsld | 125 | 44.76 | 350.8772 | [30 empty] | 0 | 0 | 0
125 | Appliances | Unit | College and University | Turnover | Ozone Laundry Commercial | 0.075346 | 0.076092 |  | 746 | 1 | 1.0099 | 9900.9901 | 10 |  | 233.28 | 3096.1166 | Per Ozone Laundry System | GSLD | 0.536 | 0.638 | 0.811 | 0.882 | 1.033 | 1.022 | 1.038 | 1.051 | 1.035 | 1.017 | 0.878 | 0.562 | CcoTgsld125 | CcoT | gsld | 125 | 44.76 | 594.0594 | [30 empty] | 5.188 | 0.52623 | 0.52715
125 | Appliances | Unit | College and University | New | Ozone Laundry Commercial | 0.075346 | 0.076092 |  | 746 | 1 | 1.0099 | 9900.9901 | 10 |  | 233.28 | 3096.1166 | Per Ozone Laundry System | GSLD | 0.536 | 0.638 | 0.811 | 0.882 | 1.033 | 1.022 | 1.038 | 1.051 | 1.035 | 1.017 | 0.878 | 0.562 | CcoNgsld125 | CcoN | gsld | 125 | 44.76 | 594.0594 | [30 empty] | 0.049132 | 0.0049835 | 0.0049922
125 | Appliances | Unit | Data Center | Turnover | Ozone Laundry Commercial | 0.082806 | 0.088028 |  | 746 | 1 | 1.0631 | 9009.009 | 10 |  | 233.28 | 2817.1872 | Per Ozone Laundry System | GSLD | 0.536 | 0.638 | 0.811 | 0.882 | 1.033 | 1.022 | 1.038 | 1.051 | 1.035 | 1.017 | 0.878 | 0.562 | CdaTgsld125 | CdaT | gsld | 125 | 44.76 | 540.5405 | [30 empty] | 0 | 0 | 0
125 | Appliances | Unit | Data Center | New | Ozone Laundry Commercial | 0.082806 | 0.088028 |  | 746 | 1 | 1.0631 | 9009.009 | 10 |  | 233.28 | 2817.1872 | Per Ozone Laundry System | GSLD | 0.536 | 0.638 | 0.811 | 0.882 | 1.033 | 1.022 | 1.038 | 1.051 | 1.035 | 1.017 | 0.878 | 0.562 | CdaNgsld125 | CdaN | gsld | 125 | 44.76 | 540.5405 | [30 empty] | 0 | 0 | 0
125 | Appliances | Unit | Grocery | Turnover | Ozone Laundry Commercial | 0.10071 | 0.060426 |  | 746 | 1 | 0.6 | 7407.4074 | 10 |  | 233.28 | 2316.3539 | Per Ozone Laundry System | GSLD | 0.536 | 0.638 | 0.811 | 0.882 | 1.033 | 1.022 | 1.038 | 1.051 | 1.035 | 1.017 | 0.878 | 0.562 | CgrTgsld125 | CgrT | gsld | 125 | 44.76 | 444.4444 | [30 empty] | 0 | 0 | 0
125 | Appliances | Unit | Grocery | New | Ozone Laundry Commercial | 0.10071 | 0.060426 |  | 746 | 1 | 0.6 | 7407.4074 | 10 |  | 233.28 | 2316.3539 | Per Ozone Laundry System | GSLD | 0.536 | 0.638 | 0.811 | 0.882 | 1.033 | 1.022 | 1.038 | 1.051 | 1.035 | 1.017 | 0.878 | 0.562 | CgrNgsld125 | CgrN | gsld | 125 | 44.76 | 444.4444 | [30 empty] | 0 | 0 | 0
125 | Appliances | Unit | Healthcare | Turnover | Ozone Laundry Commercial | 0.10742 | 0.11115 |  | 746 | 1 | 1.0347 | 6944.4444 | 10 |  | 233.28 | 2171.5818 | Per Ozone Laundry System | GSLD | 0.536 | 0.638 | 0.811 | 0.882 | 1.033 | 1.022 | 1.038 | 1.051 | 1.035 | 1.017 | 0.878 | 0.562 | CheTgsld125 | CheT | gsld | 125 | 44.76 | 416.6667 | [30 empty] | 8.8674 | 1.2756 | 1.3222
125 | Appliances | Unit | Healthcare | New | Ozone Laundry Commercial | 0.10742 | 0.11115 |  | 746 | 1 | 1.0347 | 6944.4444 | 10 |  | 233.28 | 2171.5818 | Per Ozone Laundry System | GSLD | 0.536 | 0.638 | 0.811 | 0.882 | 1.033 | 1.022 | 1.038 | 1.051 | 1.035 | 1.017 | 0.878 | 0.562 | CheNgsld125 | CheN | gsld | 125 | 44.76 | 416.6667 | [30 empty] | 0.093892 | 0.013507 | 0.014
125 | Appliances | Unit | Hospitals | Turnover | Ozone Laundry Commercial | 0.075346 | 0.076092 |  | 746 | 1 | 1.0099 | 9900.9901 | 10 |  | 233.28 | 3096.1166 | Per Ozone Laundry System | GSLD | 0.536 | 0.638 | 0.811 | 0.882 | 1.033 | 1.022 | 1.038 | 1.051 | 1.035 | 1.017 | 0.878 | 0.562 | ChoTgsld125 | ChoT | gsld | 125 | 44.76 | 594.0594 | [30 empty] | 4.5444 | 0.46094 | 0.46175
125 | Appliances | Unit | Hospitals | New | Ozone Laundry Commercial | 0.075346 | 0.076092 |  | 746 | 1 | 1.0099 | 9900.9901 | 10 |  | 233.28 | 3096.1166 | Per Ozone Laundry System | GSLD | 0.536 | 0.638 | 0.811 | 0.882 | 1.033 | 1.022 | 1.038 | 1.051 | 1.035 | 1.017 | 0.878 | 0.562 | ChoNgsld125 | ChoN | gsld | 125 | 44.76 | 594.0594 | [30 empty] | 0.043037 | 0.0043653 | 0.0043729
125 | Appliances | Unit | Institutional | Turnover | Ozone Laundry Commercial | 0.082806 | 0.08952 |  | 746 | 1 | 1.0811 | 9009.009 | 10 |  | 233.28 | 2817.1872 | Per Ozone Laundry System | GSLD | 0.536 | 0.638 | 0.811 | 0.882 | 1.033 | 1.022 | 1.038 | 1.051 | 1.035 | 1.017 | 0.878 | 0.562 | CinTgsld125 | CinT | gsld | 125 | 44.76 | 540.5405 | [30 empty] | 0 | 0 | 0
125 | Appliances | Unit | Institutional | New | Ozone Laundry Commercial | 0.082806 | 0.08952 |  | 746 | 1 | 1.0811 | 9009.009 | 10 |  | 233.28 | 2817.1872 | Per Ozone Laundry System | GSLD | 0.536 | 0.638 | 0.811 | 0.882 | 1.033 | 1.022 | 1.038 | 1.051 | 1.035 | 1.017 | 0.878 | 0.562 | CinNgsld125 | CinN | gsld | 125 | 44.76 | 540.5405 | [30 empty] | 0 | 0 | 0
125 | Appliances | Unit | Lodging/Hospitality | Turnover | Ozone Laundry Commercial | 0.079822 | 0.09325 |  | 746 | 1 | 1.1682 | 9345.7944 | 10 |  | 233.28 | 2922.5026 | Per Ozone Laundry System | GSLD | 0.536 | 0.638 | 0.811 | 0.882 | 1.033 | 1.022 | 1.038 | 1.051 | 1.035 | 1.017 | 0.878 | 0.562 | CloTgsld125 | CloT | gsld | 125 | 44.76 | 560.7477 | [30 empty] | 25.4 | 2.7197 | 3.1626
125 | Appliances | Unit | Lodging/Hospitality | New | Ozone Laundry Commercial | 0.079822 | 0.09325 |  | 746 | 1 | 1.1682 | 9345.7944 | 10 |  | 233.28 | 2922.5026 | Per Ozone Laundry System | GSLD | 0.536 | 0.638 | 0.811 | 0.882 | 1.033 | 1.022 | 1.038 | 1.051 | 1.035 | 1.017 | 0.878 | 0.562 | CloNgsld125 | CloN | gsld | 125 | 44.76 | 560.7477 | [30 empty] | 0.26895 | 0.028797 | 0.033487
125 | Appliances | Unit | Miscellaneous | Turnover | Ozone Laundry Commercial | 0.082806 | 0.088028 |  | 746 | 1 | 1.0631 | 9009.009 | 10 |  | 233.28 | 2817.1872 | Per Ozone Laundry System | GSLD | 0.536 | 0.638 | 0.811 | 0.882 | 1.033 | 1.022 | 1.038 | 1.051 | 1.035 | 1.017 | 0.878 | 0.562 | CmiTgsld125 | CmiT | gsld | 125 | 44.76 | 540.5405 | [30 empty] | 0 | 0 | 0
125 | Appliances | Unit | Miscellaneous | New | Ozone Laundry Commercial | 0.082806 | 0.088028 |  | 746 | 1 | 1.0631 | 9009.009 | 10 |  | 233.28 | 2817.1872 | Per Ozone Laundry System | GSLD | 0.536 | 0.638 | 0.811 | 0.882 | 1.033 | 1.022 | 1.038 | 1.051 | 1.035 | 1.017 | 0.878 | 0.562 | CmiNgsld125 | CmiN | gsld | 125 | 44.76 | 540.5405 | [30 empty] | 0 | 0 | 0
125 | Appliances | Unit | Offices | Turnover | Ozone Laundry Commercial | 0.082806 | 0.088028 |  | 746 | 1 | 1.0631 | 9009.009 | 10 |  | 233.28 | 2817.1872 | Per Ozone Laundry System | GSLD | 0.536 | 0.638 | 0.811 | 0.882 | 1.033 | 1.022 | 1.038 | 1.051 | 1.035 | 1.017 | 0.878 | 0.562 | CofTgsld125 | CofT | gsld | 125 | 44.76 | 540.5405 | [30 empty] | 0 | 0 | 0
125 | Appliances | Unit | Offices | New | Ozone Laundry Commercial | 0.082806 | 0.088028 |  | 746 | 1 | 1.0631 | 9009.009 | 10 |  | 233.28 | 2817.1872 | Per Ozone Laundry System | GSLD | 0.536 | 0.638 | 0.811 | 0.882 | 1.033 | 1.022 | 1.038 | 1.051 | 1.035 | 1.017 | 0.878 | 0.562 | CofNgsld125 | CofN | gsld | 125 | 44.76 | 540.5405 | [30 empty] | 0 | 0 | 0
125 | Appliances | Unit | Restaurants | Turnover | Ozone Laundry Commercial | 0.099964 | 0.0373 |  | 746 | 1 | 0.37313 | 7462.6866 | 10 |  | 233.28 | 2333.6401 | Per Ozone Laundry System | GSLD | 0.536 | 0.638 | 0.811 | 0.882 | 1.033 | 1.022 | 1.038 | 1.051 | 1.035 | 1.017 | 0.878 | 0.562 | CreTgsld125 | CreT | gsld | 125 | 44.76 | 447.7612 | [30 empty] | 23.5958 | 3.1603 | 1.1836
125 | Appliances | Unit | Restaurants | New | Ozone Laundry Commercial | 0.099964 | 0.0373 |  | 746 | 1 | 0.37313 | 7462.6866 | 10 |  | 233.28 | 2333.6401 | Per Ozone Laundry System | GSLD | 0.536 | 0.638 | 0.811 | 0.882 | 1.033 | 1.022 | 1.038 | 1.051 | 1.035 | 1.017 | 0.878 | 0.562 | CreNgsld125 | CreN | gsld | 125 | 44.76 | 447.7612 | [30 empty] | 0.26025 | 0.034857 | 0.013055
125 | Appliances | Unit | Retail | Turnover | Ozone Laundry Commercial | 0.10668 | 0.058934 |  | 746 | 1 | 0.55245 | 6993.007 | 10 |  | 233.28 | 2186.7677 | Per Ozone Laundry System | GSLD | 0.536 | 0.638 | 0.811 | 0.882 | 1.033 | 1.022 | 1.038 | 1.051 | 1.035 | 1.017 | 0.878 | 0.562 | CrtTgsld125 | CrtT | gsld | 125 | 44.76 | 419.5804 | [30 empty] | 0 | 0 | 0
125 | Appliances | Unit | Retail | New | Ozone Laundry Commercial | 0.10668 | 0.058934 |  | 746 | 1 | 0.55245 | 6993.007 | 10 |  | 233.28 | 2186.7677 | Per Ozone Laundry System | GSLD | 0.536 | 0.638 | 0.811 | 0.882 | 1.033 | 1.022 | 1.038 | 1.051 | 1.035 | 1.017 | 0.878 | 0.562 | CrtNgsld125 | CrtN | gsld | 125 | 44.76 | 419.5804 | [30 empty] | 0 | 0 | 0
125 | Appliances | Unit | Schools K-12 | Turnover | Ozone Laundry Commercial | 0.076838 | 0.079822 |  | 746 | 1 | 1.0388 | 9708.7379 | 10 |  | 233.28 | 3035.9978 | Per Ozone Laundry System | GSLD | 0.536 | 0.638 | 0.811 | 0.882 | 1.033 | 1.022 | 1.038 | 1.051 | 1.035 | 1.017 | 0.878 | 0.562 | CscTgsld125 | CscT | gsld | 125 | 44.76 | 582.5243 | [30 empty] | 7.4598 | 0.7691 | 0.80131
125 | Appliances | Unit | Schools K-12 | New | Ozone Laundry Commercial | 0.076838 | 0.079822 |  | 746 | 1 | 1.0388 | 9708.7379 | 10 |  | 233.28 | 3035.9978 | Per Ozone Laundry System | GSLD | 0.536 | 0.638 | 0.811 | 0.882 | 1.033 | 1.022 | 1.038 | 1.051 | 1.035 | 1.017 | 0.878 | 0.562 | CscNgsld125 | CscN | gsld | 125 | 44.76 | 582.5243 | [30 empty] | 0.082279 | 0.0084829 | 0.0088382
125 | Appliances | Unit | Warehouse | Turnover | Ozone Laundry Commercial | 0.11414 | 0.082806 |  | 746 | 1 | 0.72549 | 6535.9477 | 10 |  | 233.28 | 2043.8417 | Per Ozone Laundry System | GSLD | 0.536 | 0.638 | 0.811 | 0.882 | 1.033 | 1.022 | 1.038 | 1.051 | 1.035 | 1.017 | 0.878 | 0.562 | CwaTgsld125 | CwaT | gsld | 125 | 44.76 | 392.1569 | [30 empty] | 0 | 0 | 0
125 | Appliances | Unit | Warehouse | New | Ozone Laundry Commercial | 0.11414 | 0.082806 |  | 746 | 1 | 0.72549 | 6535.9477 | 10 |  | 233.28 | 2043.8417 | Per Ozone Laundry System | GSLD | 0.536 | 0.638 | 0.811 | 0.882 | 1.033 | 1.022 | 1.038 | 1.051 | 1.035 | 1.017 | 0.878 | 0.562 | CwaNgsld125 | CwaN | gsld | 125 | 44.76 | 392.1569 | [30 empty] | 0 | 0 | 0
201 | Building Envelope | Insulation | Assembly | Existing | Ceiling Insulation(R19 to R30) | 0.21904 | 0.036701 |  | 673.76 | 1 | 0.16756 | 3075.9928 | 30 |  | 5622.44 | 25668.7618 | Per End Use Consumption | GSLD | 1 | 1 | 1 | 1 | 1 | 1 | 1 | 1 | 1 | 1 | 1 | 1 | CasEgsld201 | CasE | gsld | 201 | 40.4256 | 184.5596 | [30 empty] | 0 | 0 | 0
201 | Building Envelope | Insulation | Assembly | New | Ceiling Insulation(R19 to R30) | 0.21904 | 0.036701 |  | 673.76 | 1 | 0.16756 | 3075.9928 | 30 |  | 5622.44 | 25668.7618 | Per End Use Consumption | GSLD | 1 | 1 | 1 | 1 | 1 | 1 | 1 | 1 | 1 | 1 | 1 | 1 | CasNgsld201 | CasN | gsld | 201 | 40.4256 | 184.5596 | [30 empty] | 0 | 0 | 0
201 | Building Envelope | Insulation | College and University | Existing | Ceiling Insulation(R19 to R30) | 0.22167 | 0.0046462 |  | 1117.46 | 1 | 0.02096 | 5041.0792 | 30 |  | 8424.95 | 38006.5864 | Per End Use Consumption | GSLD | 1 | 1 | 1 | 1 | 1 | 1 | 1 | 1 | 1 | 1 | 1 | 1 | CcoEgsld201 | CcoE | gsld | 201 | 67.0476 | 302.4648 | [30 empty] | 0 | 0 | 0
201 | Building Envelope | Insulation | College and University | New | Ceiling Insulation(R19 to R30) | 0.22167 | 0.0046462 |  | 1117.46 | 1 | 0.02096 | 5041.0792 | 30 |  | 8424.95 | 38006.5864 | Per End Use Consumption | GSLD | 1 | 1 | 1 | 1 | 1 | 1 | 1 | 1 | 1 | 1 | 1 | 1 | CcoNgsld201 | CcoN | gsld | 201 | 67.0476 | 302.4648 | [30 empty] | 0 | 0 | 0
201 | Building Envelope | Insulation | Data Center | Existing | Ceiling Insulation(R19 to R30) | 1.3002 | 0.026323 |  | 6549.44 | 1 | 0.020246 | 5037.3661 | 30 |  | 26588.21 | 20449.771 | Per End Use Consumption | GSLD | 1 | 1 | 1 | 1 | 1 | 1 | 1 | 1 | 1 | 1 | 1 | 1 | CdaEgsld201 | CdaE | gsld | 201 | 392.9664 | 302.242 | [30 empty] | 0 | 0 | 0
201 | Building Envelope | Insulation | Data Center | New | Ceiling Insulation(R19 to R30) | 1.3002 | 0.026323 |  | 6549.44 | 1 | 0.020246 | 5037.3661 | 30 |  | 26588.21 | 20449.771 | Per End Use Consumption | GSLD | 1 | 1 | 1 | 1 | 1 | 1 | 1 | 1 | 1 | 1 | 1 | 1 | CdaNgsld201 | CdaN | gsld | 201 | 392.9664 | 302.242 | [30 empty] | 0 | 0 | 0
201 | Building Envelope | Insulation | Grocery | Existing | Ceiling Insulation(R19 to R30) | 0.025066 | 0.005203 |  | 95.16 | 1 | 0.20758 | 3796.446 | 30 |  | 1367.49 | 54556.5571 | Per End Use Consumption | GSLD | 1 | 1 | 1 | 1 | 1 | 1 | 1 | 1 | 1 | 1 | 1 | 1 | CgrEgsld201 | CgrE | gsld | 201 | 5.7096 | 227.7868 | [30 empty] | 0 | 0 | 0
201 | Building Envelope | Insulation | Grocery | New | Ceiling Insulation(R19 to R30) | 0.025066 | 0.005203 |  | 95.16 | 1 | 0.20758 | 3796.446 | 30 |  | 1367.49 | 54556.5571 | Per End Use Consumption | GSLD | 1 | 1 | 1 | 1 | 1 | 1 | 1 | 1 | 1 | 1 | 1 | 1 | CgrNgsld201 | CgrN | gsld | 201 | 5.7096 | 227.7868 | [30 empty] | 0 | 0 | 0
201 | Building Envelope | Insulation | Healthcare | Existing | Ceiling Insulation(R19 to R30) | 0.19209 | 0.0032168 |  | 964.15 | 1 | 0.016746 | 5019.1749 | 30 |  | 3721.01 | 19370.8447 | Per End Use Consumption | GSLD | 1 | 1 | 1 | 1 | 1 | 1 | 1 | 1 | 1 | 1 | 1 | 1 | CheEgsld201 | CheE | gsld | 201 | 57.849 | 301.1505 | [30 empty] | 0 | 0 | 0
201 | Building Envelope | Insulation | Healthcare | New | Ceiling Insulation(R19 to R30) | 0.19209 | 0.0032168 |  | 964.15 | 1 | 0.016746 | 5019.1749 | 30 |  | 3721.01 | 19370.8447 | Per End Use Consumption | GSLD | 1 | 1 | 1 | 1 | 1 | 1 | 1 | 1 | 1 | 1 | 1 | 1 | CheNgsld201 | CheN | gsld | 201 | 57.849 | 301.1505 | [30 empty] | 0 | 0 | 0
201 | Building Envelope | Insulation | Hospitals | Existing | Ceiling Insulation(R19 to R30) | 1.8311 | 0.037074 |  | 9224 | 1 | 0.020246 | 5037.3703 | 30 |  | 37445.82 | 20449.7465 | Per End Use Consumption | GSLD | 1 | 1 | 1 | 1 | 1 | 1 | 1 | 1 | 1 | 1 | 1 | 1 | ChoEgsld201 | ChoE | gsld | 201 | 553.44 | 302.2422 | [30 empty] | 0 | 0 | 0
201 | Building Envelope | Insulation | Hospitals | New | Ceiling Insulation(R19 to R30) | 1.8311 | 0.037074 |  | 9224 | 1 | 0.020246 | 5037.3703 | 30 |  | 37445.82 | 20449.7465 | Per End Use Consumption | GSLD | 1 | 1 | 1 | 1 | 1 | 1 | 1 | 1 | 1 | 1 | 1 | 1 | ChoNgsld201 | ChoN | gsld | 201 | 553.44 | 302.2422 | [30 empty] | 0 | 0 | 0
201 | Building Envelope | Insulation | Institutional | Existing | Ceiling Insulation(R19 to R30) | 0.064059 | 0.0023799 |  | 328.32 | 1 | 0.037151 | 5125.2356 | 30 |  | 4996.73 | 78001.3966 | Per End Use Consumption | GSLD | 1 | 1 | 1 | 1 | 1 | 1 | 1 | 1 | 1 | 1 | 1 | 1 | CinEgsld201 | CinE | gsld | 201 | 19.6992 | 307.5141 | [30 empty] | 0 | 0 | 0
201 | Building Envelope | Insulation | Institutional | New | Ceiling Insulation(R19 to R30) | 0.064059 | 0.0023799 |  | 328.32 | 1 | 0.037151 | 5125.2356 | 30 |  | 4996.73 | 78001.3966 | Per End Use Consumption | GSLD | 1 | 1 | 1 | 1 | 1 | 1 | 1 | 1 | 1 | 1 | 1 | 1 | CinNgsld201 | CinN | gsld | 201 | 19.6992 | 307.5141 | [30 empty] | 0 | 0 | 0
201 | Building Envelope | Insulation | Lodging/Hospitality | Existing | Ceiling Insulation(R19 to R30) | 0.29091 | 0.015513 |  | 1542.59 | 1 | 0.053324 | 5302.6119 | 30 |  | 7859.12 | 27015.5152 | Per End Use Consumption | GSLD | 1 | 1 | 1 | 1 | 1 | 1 | 1 | 1 | 1 | 1 | 1 | 1 | CloEgsld201 | CloE | gsld | 201 | 92.5554 | 318.1567 | [30 empty] | 0 | 0 | 0
201 | Building Envelope | Insulation | Lodging/Hospitality | New | Ceiling Insulation(R19 to R30) | 0.29091 | 0.015513 |  | 1542.59 | 1 | 0.053324 | 5302.6119 | 30 |  | 7859.12 | 27015.5152 | Per End Use Consumption | GSLD | 1 | 1 | 1 | 1 | 1 | 1 | 1 | 1 | 1 | 1 | 1 | 1 | CloNgsld201 | CloN | gsld | 201 | 92.5554 | 318.1567 | [30 empty] | 0 | 0 | 0
201 | Building Envelope | Insulation | Miscellaneous | Existing | Ceiling Insulation(R19 to R30) | 0.26209 | 0.042898 |  | 805.75 | 1 | 0.16367 | 3074.2887 | 30 |  | 12043.03 | 45949.4269 | Per End Use Consumption | GSLD | 1 | 1 | 1 | 1 | 1 | 1 | 1 | 1 | 1 | 1 | 1 | 1 | CmiEgsld201 | CmiE | gsld | 201 | 48.345 | 184.4573 | [30 empty] | 0 | 0 | 0
201 | Building Envelope | Insulation | Miscellaneous | New | Ceiling Insulation(R19 to R30) | 0.26209 | 0.042898 |  | 805.75 | 1 | 0.16367 | 3074.2887 | 30 |  | 12043.03 | 45949.4269 | Per End Use Consumption | GSLD | 1 | 1 | 1 | 1 | 1 | 1 | 1 | 1 | 1 | 1 | 1 | 1 | CmiNgsld201 | CmiN | gsld | 201 | 48.345 | 184.4573 | [30 empty] | 0 | 0 | 0
201 | Building Envelope | Insulation | Offices | Existing | Ceiling Insulation(R19 to R30) | 0.27181 | 0.023921 |  | 826.58 | 1 | 0.088006 | 3041.0746 | 30 |  | 6197.96 | 22802.9455 | Per End Use Consumption | GSLD | 1 | 1 | 1 | 1 | 1 | 1 | 1 | 1 | 1 | 1 | 1 | 1 | CofEgsld201 | CofE | gsld | 201 | 49.5948 | 182.4645 | [30 empty] | 0 | 0 | 0
201 | Building Envelope | Insulation | Offices | New | Ceiling Insulation(R19 to R30) | 0.27181 | 0.023921 |  | 826.58 | 1 | 0.088006 | 3041.0746 | 30 |  | 6197.96 | 22802.9455 | Per End Use Consumption | GSLD | 1 | 1 | 1 | 1 | 1 | 1 | 1 | 1 | 1 | 1 | 1 | 1 | CofNgsld201 | CofN | gsld | 201 | 49.5948 | 182.4645 | [30 empty] | 0 | 0 | 0
201 | Building Envelope | Insulation | Restaurants | Existing | Ceiling Insulation(R19 to R30) | 0.11003 | 0.016593 |  | 409.61 | 1 | 0.1508 | 3722.5657 | 30 |  | 2046.26 | 18596.5608 | Per End Use Consumption | GSLD | 1 | 1 | 1 | 1 | 1 | 1 | 1 | 1 | 1 | 1 | 1 | 1 | CreEgsld201 | CreE | gsld | 201 | 24.5766 | 223.3539 | [30 empty] | 0 | 0 | 0
201 | Building Envelope | Insulation | Restaurants | New | Ceiling Insulation(R19 to R30) | 0.11003 | 0.016593 |  | 409.61 | 1 | 0.1508 | 3722.5657 | 30 |  | 2046.26 | 18596.5608 | Per End Use Consumption | GSLD | 1 | 1 | 1 | 1 | 1 | 1 | 1 | 1 | 1 | 1 | 1 | 1 | CreNgsld201 | CreN | gsld | 201 | 24.5766 | 223.3539 | [30 empty] | 0 | 0 | 0
201 | Building Envelope | Insulation | Retail | Existing | Ceiling Insulation(R19 to R30) | 0.59852 | 0.18303 |  | 1877.35 | 1 | 0.3058 | 3136.676 | 30 |  | 12091.25 | 20202.0583 | Per End Use Consumption | GSLD | 1 | 1 | 1 | 1 | 1 | 1 | 1 | 1 | 1 | 1 | 1 | 1 | CrtEgsld201 | CrtE | gsld | 201 | 112.641 | 188.2006 | [30 empty] | 0 | 0 | 0
201 | Building Envelope | Insulation | Retail | New | Ceiling Insulation(R19 to R30) | 0.59852 | 0.18303 |  | 1877.35 | 1 | 0.3058 | 3136.676 | 30 |  | 12091.25 | 20202.0583 | Per End Use Consumption | GSLD | 1 | 1 | 1 | 1 | 1 | 1 | 1 | 1 | 1 | 1 | 1 | 1 | CrtNgsld201 | CrtN | gsld | 201 | 112.641 | 188.2006 | [30 empty] | 0 | 0 | 0
201 | Building Envelope | Insulation | Schools K-12 | Existing | Ceiling Insulation(R19 to R30) | 0.57202 | 0.18542 |  | 1798.85 | 1 | 0.32415 | 3144.7291 | 30 |  | 13292.24 | 23237.3424 | Per End Use Consumption | GSLD | 1 | 1 | 1 | 1 | 1 | 1 | 1 | 1 | 1 | 1 | 1 | 1 | CscEgsld201 | CscE | gsld | 201 | 107.931 | 188.6837 | [30 empty] | 0 | 0 | 0
201 | Building Envelope | Insulation | Schools K-12 | New | Ceiling Insulation(R19 to R30) | 0.57202 | 0.18542 |  | 1798.85 | 1 | 0.32415 | 3144.7291 | 30 |  | 13292.24 | 23237.3424 | Per End Use Consumption | GSLD | 1 | 1 | 1 | 1 | 1 | 1 | 1 | 1 | 1 | 1 | 1 | 1 | CscNgsld201 | CscN | gsld | 201 | 107.931 | 188.6837 | [30 empty] | 0 | 0 | 0
201 | Building Envelope | Insulation | Warehouse | Existing | Ceiling Insulation(R19 to R30) | 0.080121 | 0.030231 |  | 253.83 | 1 | 0.37732 | 3168.0677 | 30 |  | 8486.57 | 105921.3959 | Per End Use Consumption | GSLD | 1 | 1 | 1 | 1 | 1 | 1 | 1 | 1 | 1 | 1 | 1 | 1 | CwaEgsld201 | CwaE | gsld | 201 | 15.2298 | 190.0841 | [30 empty] | 0 | 0 | 0
201 | Building Envelope | Insulation | Warehouse | New | Ceiling Insulation(R19 to R30) | 0.080121 | 0.030231 |  | 253.83 | 1 | 0.37732 | 3168.0677 | 30 |  | 8486.57 | 105921.3959 | Per End Use Consumption | GSLD | 1 | 1 | 1 | 1 | 1 | 1 | 1 | 1 | 1 | 1 | 1 | 1 | CwaNgsld201 | CwaN | gsld | 201 | 15.2298 | 190.0841 | [30 empty] | 0 | 0 | 0
202 | Building Envelope | Insulation | Assembly | Existing | Ceiling Insulation(R19 to R38) | 0.29869 | 0.050051 |  | 918.77 | 1 | 0.16757 | 3075.9985 | 30 |  | 8187.06 | 27409.8897 | Per End Use Consumption | GSLD | 1 | 1 | 1 | 1 | 1 | 1 | 1 | 1 | 1 | 1 | 1 | 1 | CasEgsld202 | CasE | gsld | 202 | 55.1262 | 184.5599 | [30 empty] | 0.24908 | 0.036636 | 0.31685
202 | Building Envelope | Insulation | Assembly | New | Ceiling Insulation(R19 to R38) | 0.29869 | 0.050051 |  | 918.77 | 1 | 0.16757 | 3075.9985 | 30 |  | 8187.06 | 27409.8897 | Per End Use Consumption | GSLD | 1 | 1 | 1 | 1 | 1 | 1 | 1 | 1 | 1 | 1 | 1 | 1 | CasNgsld202 | CasN | gsld | 202 | 55.1262 | 184.5599 | [30 empty] | 0.0013463 | 0.00016283 | 0.0019533
202 | Building Envelope | Insulation | College and University | Existing | Ceiling Insulation(R19 to R38) | 0.30228 | 0.0063354 |  | 1523.8 | 1 | 0.020959 | 5041.0737 | 30 |  | 12267.9 | 40584.9771 | Per End Use Consumption | GSLD | 1 | 1 | 1 | 1 | 1 | 1 | 1 | 1 | 1 | 1 | 1 | 1 | CcoEgsld202 | CcoE | gsld | 202 | 91.428 | 302.4644 | [30 empty] | 0.044973 | 0.0083899 | 0.00069113
202 | Building Envelope | Insulation | College and University | New | Ceiling Insulation(R19 to R38) | 0.30228 | 0.0063354 |  | 1523.8 | 1 | 0.020959 | 5041.0737 | 30 |  | 12267.9 | 40584.9771 | Per End Use Consumption | GSLD | 1 | 1 | 1 | 1 | 1 | 1 | 1 | 1 | 1 | 1 | 1 | 1 | CcoNgsld202 | CcoN | gsld | 202 | 91.428 | 302.4644 | [30 empty] | 0.0001942 | 3.4917e-05 | 4.2295e-06
202 | Building Envelope | Insulation | Data Center | Existing | Ceiling Insulation(R19 to R38) | 1.773 | 0.035896 |  | 8931.07 | 1 | 0.020246 | 5037.3701 | 30 |  | 38716.17 | 21836.989 | Per End Use Consumption | GSLD | 1 | 1 | 1 | 1 | 1 | 1 | 1 | 1 | 1 | 1 | 1 | 1 | CdaEgsld202 | CdaE | gsld | 202 | 535.8642 | 302.2422 | [30 empty] | 0.0072368 | 0.0013803 | 8.2513e-05
202 | Building Envelope | Insulation | Data Center | New | Ceiling Insulation(R19 to R38) | 1.773 | 0.035896 |  | 8931.07 | 1 | 0.020246 | 5037.3701 | 30 |  | 38716.17 | 21836.989 | Per End Use Consumption | GSLD | 1 | 1 | 1 | 1 | 1 | 1 | 1 | 1 | 1 | 1 | 1 | 1 | CdaNgsld202 | CdaN | gsld | 202 | 535.8642 | 302.2422 | [30 empty] | 3.4905e-05 | 6.511e-06 | 5.371e-07
202 | Building Envelope | Insulation | Grocery | Existing | Ceiling Insulation(R19 to R38) | 0.034183 | 0.0070936 |  | 129.77 | 1 | 0.20752 | 3796.3745 | 30 |  | 1991.25 | 58253.2997 | Per End Use Consumption | GSLD | 1 | 1 | 1 | 1 | 1 | 1 | 1 | 1 | 1 | 1 | 1 | 1 | CgrEgsld202 | CgrE | gsld | 202 | 7.7862 | 227.7825 | [30 empty] | 0.079976 | 0.016843 | 0.015818
202 | Building Envelope | Insulation | Grocery | New | Ceiling Insulation(R19 to R38) | 0.034183 | 0.0070936 |  | 129.77 | 1 | 0.20752 | 3796.3745 | 30 |  | 1991.25 | 58253.2997 | Per End Use Consumption | GSLD | 1 | 1 | 1 | 1 | 1 | 1 | 1 | 1 | 1 | 1 | 1 | 1 | CgrNgsld202 | CgrN | gsld | 202 | 7.7862 | 227.7825 | [30 empty] | 0.00038077 | 7.1981e-05 | 9.7556e-05
202 | Building Envelope | Insulation | Healthcare | Existing | Ceiling Insulation(R19 to R38) | 0.26195 | 0.0043884 |  | 1314.76 | 1 | 0.016753 | 5019.213 | 30 |  | 5418.31 | 20684.8796 | Per End Use Consumption | GSLD | 1 | 1 | 1 | 1 | 1 | 1 | 1 | 1 | 1 | 1 | 1 | 1 | CheEgsld202 | CheE | gsld | 202 | 78.8856 | 301.1528 | [30 empty] | 0.037532 | 0 | 0.0072208
202 | Building Envelope | Insulation | Healthcare | New | Ceiling Insulation(R19 to R38) | 0.26195 | 0.0043884 |  | 1314.76 | 1 | 0.016753 | 5019.213 | 30 |  | 5418.31 | 20684.8796 | Per End Use Consumption | GSLD | 1 | 1 | 1 | 1 | 1 | 1 | 1 | 1 | 1 | 1 | 1 | 1 | CheNgsld202 | CheN | gsld | 202 | 78.8856 | 301.1528 | [30 empty] | 0.00024238 | 0 | 4.6632e-05
202 | Building Envelope | Insulation | Hospitals | Existing | Ceiling Insulation(R19 to R38) | 2.497 | 0.050554 |  | 12578.17 | 1 | 0.020246 | 5037.3693 | 30 |  | 54526.37 | 21836.9971 | Per End Use Consumption | GSLD | 1 | 1 | 1 | 1 | 1 | 1 | 1 | 1 | 1 | 1 | 1 | 1 | ChoEgsld202 | ChoE | gsld | 202 | 754.6902 | 302.2422 | [30 empty] | 0.0075008 | 0 | 0.0014431
202 | Building Envelope | Insulation | Hospitals | New | Ceiling Insulation(R19 to R38) | 2.497 | 0.050554 |  | 12578.17 | 1 | 0.020246 | 5037.3693 | 30 |  | 54526.37 | 21836.9971 | Per End Use Consumption | GSLD | 1 | 1 | 1 | 1 | 1 | 1 | 1 | 1 | 1 | 1 | 1 | 1 | ChoNgsld202 | ChoN | gsld | 202 | 754.6902 | 302.2422 | [30 empty] | 4.6268e-05 | 0 | 8.9015e-06
202 | Building Envelope | Insulation | Institutional | Existing | Ceiling Insulation(R19 to R38) | 0.087356 | 0.0032456 |  | 447.72 | 1 | 0.037154 | 5125.2523 | 30 |  | 7275.94 | 83290.9596 | Per End Use Consumption | GSLD | 1 | 1 | 1 | 1 | 1 | 1 | 1 | 1 | 1 | 1 | 1 | 1 | CinEgsld202 | CinE | gsld | 202 | 26.8632 | 307.5151 | [30 empty] | 0.20139 | 0.035727 | 0.0048432
202 | Building Envelope | Insulation | Institutional | New | Ceiling Insulation(R19 to R38) | 0.087356 | 0.0032456 |  | 447.72 | 1 | 0.037154 | 5125.2523 | 30 |  | 7275.94 | 83290.9596 | Per End Use Consumption | GSLD | 1 | 1 | 1 | 1 | 1 | 1 | 1 | 1 | 1 | 1 | 1 | 1 | CinNgsld202 | CinN | gsld | 202 | 26.8632 | 307.5151 | [30 empty] | 0.0009354 | 0.0001582 | 2.9843e-05
202 | Building Envelope | Insulation | Lodging/Hospitality | Existing | Ceiling Insulation(R19 to R38) | 0.3967 | 0.021151 |  | 2103.53 | 1 | 0.053318 | 5302.6027 | 30 |  | 11443.99 | 28848.1421 | Per End Use Consumption | GSLD | 1 | 1 | 1 | 1 | 1 | 1 | 1 | 1 | 1 | 1 | 1 | 1 | CloEgsld202 | CloE | gsld | 202 | 126.2118 | 318.1562 | [30 empty] | 0.11785 | 0.019646 | 0.010059
202 | Building Envelope | Insulation | Lodging/Hospitality | New | Ceiling Insulation(R19 to R38) | 0.3967 | 0.021151 |  | 2103.53 | 1 | 0.053318 | 5302.6027 | 30 |  | 11443.99 | 28848.1421 | Per End Use Consumption | GSLD | 1 | 1 | 1 | 1 | 1 | 1 | 1 | 1 | 1 | 1 | 1 | 1 | CloNgsld202 | CloN | gsld | 202 | 126.2118 | 318.1562 | [30 empty] | 0.00052042 | 8.1695e-05 | 6.1808e-05
202 | Building Envelope | Insulation | Miscellaneous | Existing | Ceiling Insulation(R19 to R38) | 0.3574 | 0.05848 |  | 1098.74 | 1 | 0.16363 | 3074.2685 | 30 |  | 17536.34 | 49066.5834 | Per End Use Consumption | GSLD | 1 | 1 | 1 | 1 | 1 | 1 | 1 | 1 | 1 | 1 | 1 | 1 | CmiEgsld202 | CmiE | gsld | 202 | 65.9244 | 184.4561 | [30 empty] | 0.05395 | 0 | 0.12291
202 | Building Envelope | Insulation | Miscellaneous | New | Ceiling Insulation(R19 to R38) | 0.3574 | 0.05848 |  | 1098.74 | 1 | 0.16363 | 3074.2685 | 30 |  | 17536.34 | 49066.5834 | Per End Use Consumption | GSLD | 1 | 1 | 1 | 1 | 1 | 1 | 1 | 1 | 1 | 1 | 1 | 1 | CmiNgsld202 | CmiN | gsld | 202 | 65.9244 | 184.4561 | [30 empty] | 0.00033311 | 0 | 0.00075888
202 | Building Envelope | Insulation | Offices | Existing | Ceiling Insulation(R19 to R38) | 0.37064 | 0.0326 |  | 1127.15 | 1 | 0.087956 | 3041.0524 | 30 |  | 9025.1 | 24349.7333 | Per End Use Consumption | GSLD | 1 | 1 | 1 | 1 | 1 | 1 | 1 | 1 | 1 | 1 | 1 | 1 | CofEgsld202 | CofE | gsld | 202 | 67.629 | 182.4631 | [30 empty] | 1.7459 | 0.5411 | 0.27637
202 | Building Envelope | Insulation | Offices | New | Ceiling Insulation(R19 to R38) | 0.37064 | 0.0326 |  | 1127.15 | 1 | 0.087956 | 3041.0524 | 30 |  | 9025.1 | 24349.7333 | Per End Use Consumption | GSLD | 1 | 1 | 1 | 1 | 1 | 1 | 1 | 1 | 1 | 1 | 1 | 1 | CofNgsld202 | CofN | gsld | 202 | 67.629 | 182.4631 | [30 empty] | 0.0078061 | 0.0023559 | 0.0016689
202 | Building Envelope | Insulation | Restaurants | Existing | Ceiling Insulation(R19 to R38) | 0.15005 | 0.022633 |  | 558.57 | 1 | 0.15084 | 3722.6256 | 30 |  | 2979.64 | 19858.0021 | Per End Use Consumption | GSLD | 1 | 1 | 1 | 1 | 1 | 1 | 1 | 1 | 1 | 1 | 1 | 1 | CreEgsld202 | CreE | gsld | 202 | 33.5142 | 223.3575 | [30 empty] | 0.19493 | 0.027002 | 0.076631
202 | Building Envelope | Insulation | Restaurants | New | Ceiling Insulation(R19 to R38) | 0.15005 | 0.022633 |  | 558.57 | 1 | 0.15084 | 3722.6256 | 30 |  | 2979.64 | 19858.0021 | Per End Use Consumption | GSLD | 1 | 1 | 1 | 1 | 1 | 1 | 1 | 1 | 1 | 1 | 1 | 1 | CreNgsld202 | CreN | gsld | 202 | 33.5142 | 223.3575 | [30 empty] | 0.00093621 | 0.00010417 | 0.00043718
202 | Building Envelope | Insulation | Retail | Existing | Ceiling Insulation(R19 to R38) | 0.81616 | 0.24957 |  | 2560.02 | 1 | 0.30579 | 3136.6704 | 30 |  | 17606.56 | 21572.478 | Per End Use Consumption | GSLD | 1 | 1 | 1 | 1 | 1 | 1 | 1 | 1 | 1 | 1 | 1 | 1 | CrtEgsld202 | CrtE | gsld | 202 | 153.6012 | 188.2002 | [30 empty] | 1.42 | 0.34106 | 0.90209
202 | Building Envelope | Insulation | Retail | New | Ceiling Insulation(R19 to R38) | 0.81616 | 0.24957 |  | 2560.02 | 1 | 0.30579 | 3136.6704 | 30 |  | 17606.56 | 21572.478 | Per End Use Consumption | GSLD | 1 | 1 | 1 | 1 | 1 | 1 | 1 | 1 | 1 | 1 | 1 | 1 | CrtNgsld202 | CrtN | gsld | 202 | 153.6012 | 188.2002 | [30 empty] | 0.0064049 | 0.0013788 | 0.0051606
202 | Building Envelope | Insulation | Schools K-12 | Existing | Ceiling Insulation(R19 to R38) | 0.78003 | 0.25285 |  | 2452.98 | 1 | 0.32416 | 3144.7338 | 30 |  | 19355.37 | 24813.6902 | Per End Use Consumption | GSLD | 1 | 1 | 1 | 1 | 1 | 1 | 1 | 1 | 1 | 1 | 1 | 1 | CscEgsld202 | CscE | gsld | 202 | 147.1788 | 188.684 | [30 empty] | 0.067565 | 0.019031 | 0.023748
202 | Building Envelope | Insulation | Schools K-12 | New | Ceiling Insulation(R19 to R38) | 0.78003 | 0.25285 |  | 2452.98 | 1 | 0.32416 | 3144.7338 | 30 |  | 19355.37 | 24813.6902 | Per End Use Consumption | GSLD | 1 | 1 | 1 | 1 | 1 | 1 | 1 | 1 | 1 | 1 | 1 | 1 | CscNgsld202 | CscN | gsld | 202 | 147.1788 | 188.684 | [30 empty] | 0.00030119 | 7.9012e-05 | 0.00014571
202 | Building Envelope | Insulation | Warehouse | Existing | Ceiling Insulation(R19 to R38) | 0.10925 | 0.041212 |  | 346.12 | 1 | 0.37721 | 3168.021 | 30 |  | 12357.64 | 113108.9287 | Per End Use Consumption | GSLD | 1 | 1 | 1 | 1 | 1 | 1 | 1 | 1 | 1 | 1 | 1 | 1 | CwaEgsld202 | CwaE | gsld | 202 | 20.7672 | 190.0813 | [30 empty] | 0.0065865 | 0.00070756 | 0.010165
202 | Building Envelope | Insulation | Warehouse | New | Ceiling Insulation(R19 to R38) | 0.10925 | 0.041212 |  | 346.12 | 1 | 0.37721 | 3168.021 | 30 |  | 12357.64 | 113108.9287 | Per End Use Consumption | GSLD | 1 | 1 | 1 | 1 | 1 | 1 | 1 | 1 | 1 | 1 | 1 | 1 | CwaNgsld202 | CwaN | gsld | 202 | 20.7672 | 190.0813 | [30 empty] | 3.6089e-05 | 2.96e-06 | 6.197e-05
203 | Building Envelope | Insulation | Assembly | Existing | Ceiling Insulation(R19 to R49) | 0.36574 | 0.061305 |  | 1125.03 | 1 | 0.16762 | 3076.0204 | 30 |  | 8482.97 | 23193.8607 | Per End Use Consumption | GSLD | 1 | 1 | 1 | 1 | 1 | 1 | 1 | 1 | 1 | 1 | 1 | 1 | CasEgsld203 | CasE | gsld | 203 | 67.5018 | 184.5612 | [30 empty] | 0.30579 | 0.045059 | 0.38842
203 | Building Envelope | Insulation | Assembly | New | Ceiling Insulation(R19 to R49) | 0.36574 | 0.061305 |  | 1125.03 | 1 | 0.16762 | 3076.0204 | 30 |  | 8482.97 | 23193.8607 | Per End Use Consumption | GSLD | 1 | 1 | 1 | 1 | 1 | 1 | 1 | 1 | 1 | 1 | 1 | 1 | CasNgsld203 | CasN | gsld | 203 | 67.5018 | 184.5612 | [30 empty] | 0.0016524 | 0.00020026 | 0.0023945
203 | Building Envelope | Insulation | College and University | Existing | Ceiling Insulation(R19 to R49) | 0.37014 | 0.0077572 |  | 1865.88 | 1 | 0.020958 | 5041.0668 | 30 |  | 12711.32 | 34342.3013 | Per End Use Consumption | GSLD | 1 | 1 | 1 | 1 | 1 | 1 | 1 | 1 | 1 | 1 | 1 | 1 | CcoEgsld203 | CcoE | gsld | 203 | 111.9528 | 302.464 | [30 empty] | 0.056017 | 0.010464 | 0.00084843
203 | Building Envelope | Insulation | College and University | New | Ceiling Insulation(R19 to R49) | 0.37014 | 0.0077572 |  | 1865.88 | 1 | 0.020958 | 5041.0668 | 30 |  | 12711.32 | 34342.3013 | Per End Use Consumption | GSLD | 1 | 1 | 1 | 1 | 1 | 1 | 1 | 1 | 1 | 1 | 1 | 1 | CcoNgsld203 | CcoN | gsld | 203 | 111.9528 | 302.464 | [30 empty] | 0.00024176 | 4.3546e-05 | 5.1921e-06
203 | Building Envelope | Insulation | Data Center | Existing | Ceiling Insulation(R19 to R49) | 2.171 | 0.043953 |  | 10936 | 1 | 0.020246 | 5037.3677 | 30 |  | 40115.54 | 18478.1203 | Per End Use Consumption | GSLD | 1 | 1 | 1 | 1 | 1 | 1 | 1 | 1 | 1 | 1 | 1 | 1 | CdaEgsld203 | CdaE | gsld | 203 | 656.16 | 302.2421 | [30 empty] | 0.0091421 | 0.0017469 | 0.00010122
203 | Building Envelope | Insulation | Data Center | New | Ceiling Insulation(R19 to R49) | 2.171 | 0.043953 |  | 10936 | 1 | 0.020246 | 5037.3677 | 30 |  | 40115.54 | 18478.1203 | Per End Use Consumption | GSLD | 1 | 1 | 1 | 1 | 1 | 1 | 1 | 1 | 1 | 1 | 1 | 1 | CdaNgsld203 | CdaN | gsld | 203 | 656.16 | 302.2421 | [30 empty] | 4.4112e-05 | 8.2494e-06 | 6.5892e-07
203 | Building Envelope | Insulation | Grocery | Existing | Ceiling Insulation(R19 to R49) | 0.041853 | 0.0086845 |  | 158.89 | 1 | 0.2075 | 3796.344 | 30 |  | 2063.23 | 49296.5629 | Per End Use Consumption | GSLD | 1 | 1 | 1 | 1 | 1 | 1 | 1 | 1 | 1 | 1 | 1 | 1 | CgrEgsld203 | CgrE | gsld | 203 | 9.5334 | 227.7806 | [30 empty] | 0.098474 | 0.020774 | 0.019382
203 | Building Envelope | Insulation | Grocery | New | Ceiling Insulation(R19 to R49) | 0.041853 | 0.0086845 |  | 158.89 | 1 | 0.2075 | 3796.344 | 30 |  | 2063.23 | 49296.5629 | Per End Use Consumption | GSLD | 1 | 1 | 1 | 1 | 1 | 1 | 1 | 1 | 1 | 1 | 1 | 1 | CgrNgsld203 | CgrN | gsld | 203 | 9.5334 | 227.7806 | [30 empty] | 0.0004686 | 8.878e-05 | 0.00011953
203 | Building Envelope | Insulation | Healthcare | Existing | Ceiling Insulation(R19 to R49) | 0.32075 | 0.0053735 |  | 1609.91 | 1 | 0.016753 | 5019.2111 | 30 |  | 5614.15 | 17503.217 | Per End Use Consumption | GSLD | 1 | 1 | 1 | 1 | 1 | 1 | 1 | 1 | 1 | 1 | 1 | 1 | CheEgsld203 | CheE | gsld | 203 | 96.5946 | 301.1527 | [30 empty] | 0.046014 | 0 | 0.0088527
203 | Building Envelope | Insulation | Healthcare | New | Ceiling Insulation(R19 to R49) | 0.32075 | 0.0053735 |  | 1609.91 | 1 | 0.016753 | 5019.2111 | 30 |  | 5614.15 | 17503.217 | Per End Use Consumption | GSLD | 1 | 1 | 1 | 1 | 1 | 1 | 1 | 1 | 1 | 1 | 1 | 1 | CheNgsld203 | CheN | gsld | 203 | 96.5946 | 301.1527 | [30 empty] | 0.00029718 | 0 | 5.7174e-05
203 | Building Envelope | Insulation | Hospitals | Existing | Ceiling Insulation(R19 to R49) | 3.0575 | 0.061903 |  | 15401.84 | 1 | 0.020246 | 5037.3696 | 30 |  | 56497.21 | 18478.1381 | Per End Use Consumption | GSLD | 1 | 1 | 1 | 1 | 1 | 1 | 1 | 1 | 1 | 1 | 1 | 1 | ChoEgsld203 | ChoE | gsld | 203 | 924.1104 | 302.2422 | [30 empty] | 0.0091915 | 0 | 0.0017684
203 | Building Envelope | Insulation | Hospitals | New | Ceiling Insulation(R19 to R49) | 3.0575 | 0.061903 |  | 15401.84 | 1 | 0.020246 | 5037.3696 | 30 |  | 56497.21 | 18478.1381 | Per End Use Consumption | GSLD | 1 | 1 | 1 | 1 | 1 | 1 | 1 | 1 | 1 | 1 | 1 | 1 | ChoNgsld203 | ChoN | gsld | 203 | 924.1104 | 302.2422 | [30 empty] | 5.6696e-05 | 0 | 1.0908e-05
203 | Building Envelope | Insulation | Institutional | Existing | Ceiling Insulation(R19 to R49) | 0.10697 | 0.0039729 |  | 548.22 | 1 | 0.037141 | 5125.186 | 30 |  | 7538.93 | 70479.7688 | Per End Use Consumption | GSLD | 1 | 1 | 1 | 1 | 1 | 1 | 1 | 1 | 1 | 1 | 1 | 1 | CinEgsld203 | CinE | gsld | 203 | 32.8932 | 307.5112 | [30 empty] | 0.25346 | 0.045132 | 0.0059367
203 | Building Envelope | Insulation | Institutional | New | Ceiling Insulation(R19 to R49) | 0.10697 | 0.0039729 |  | 548.22 | 1 | 0.037141 | 5125.186 | 30 |  | 7538.93 | 70479.7688 | Per End Use Consumption | GSLD | 1 | 1 | 1 | 1 | 1 | 1 | 1 | 1 | 1 | 1 | 1 | 1 | CinNgsld203 | CinN | gsld | 203 | 32.8932 | 307.5112 | [30 empty] | 0.0011758 | 0.00019985 | 3.6581e-05
203 | Building Envelope | Insulation | Lodging/Hospitality | Existing | Ceiling Insulation(R19 to R49) | 0.48575 | 0.0259 |  | 2575.76 | 1 | 0.05332 | 5302.6058 | 30 |  | 11857.63 | 24410.7906 | Per End Use Consumption | GSLD | 1 | 1 | 1 | 1 | 1 | 1 | 1 | 1 | 1 | 1 | 1 | 1 | CloEgsld203 | CloE | gsld | 203 | 154.5456 | 318.1563 | [30 empty] | 0.14513 | 0.024209 | 0.012328
203 | Building Envelope | Insulation | Lodging/Hospitality | New | Ceiling Insulation(R19 to R49) | 0.48575 | 0.0259 |  | 2575.76 | 1 | 0.05332 | 5302.6058 | 30 |  | 11857.63 | 24410.7906 | Per End Use Consumption | GSLD | 1 | 1 | 1 | 1 | 1 | 1 | 1 | 1 | 1 | 1 | 1 | 1 | CloNgsld203 | CloN | gsld | 203 | 154.5456 | 318.1563 | [30 empty] | 0.00064067 | 0.00010067 | 7.5752e-05
203 | Building Envelope | Insulation | Miscellaneous | Existing | Ceiling Insulation(R19 to R49) | 0.43763 | 0.071625 |  | 1345.41 | 1 | 0.16366 | 3074.2849 | 30 |  | 18170.19 | 41519.1958 | Per End Use Consumption | GSLD | 1 | 1 | 1 | 1 | 1 | 1 | 1 | 1 | 1 | 1 | 1 | 1 | CmiEgsld203 | CmiE | gsld | 203 | 80.7246 | 184.4571 | [30 empty] | 0.066118 | 0 | 0.15063
203 | Building Envelope | Insulation | Miscellaneous | New | Ceiling Insulation(R19 to R49) | 0.43763 | 0.071625 |  | 1345.41 | 1 | 0.16366 | 3074.2849 | 30 |  | 18170.19 | 41519.1958 | Per End Use Consumption | GSLD | 1 | 1 | 1 | 1 | 1 | 1 | 1 | 1 | 1 | 1 | 1 | 1 | CmiNgsld203 | CmiN | gsld | 203 | 80.7246 | 184.4571 | [30 empty] | 0.00040824 | 0 | 0.00093004
203 | Building Envelope | Insulation | Offices | Existing | Ceiling Insulation(R19 to R49) | 0.45385 | 0.039936 |  | 1380.19 | 1 | 0.087994 | 3041.0691 | 30 |  | 9351.31 | 20604.3947 | Per End Use Consumption | GSLD | 1 | 1 | 1 | 1 | 1 | 1 | 1 | 1 | 1 | 1 | 1 | 1 | CofEgsld203 | CofE | gsld | 203 | 82.8114 | 182.4641 | [30 empty] | 2.1902 | 0.67995 | 0.33865
203 | Building Envelope | Insulation | Offices | New | Ceiling Insulation(R19 to R49) | 0.45385 | 0.039936 |  | 1380.19 | 1 | 0.087994 | 3041.0691 | 30 |  | 9351.31 | 20604.3947 | Per End Use Consumption | GSLD | 1 | 1 | 1 | 1 | 1 | 1 | 1 | 1 | 1 | 1 | 1 | 1 | CofNgsld203 | CofN | gsld | 203 | 82.8114 | 182.4641 | [30 empty] | 0.0098956 | 0.0029969 | 0.0020451
203 | Building Envelope | Insulation | Restaurants | Existing | Ceiling Insulation(R19 to R49) | 0.18373 | 0.027714 |  | 683.97 | 1 | 0.15084 | 3722.6165 | 30 |  | 3087.34 | 16803.3437 | Per End Use Consumption | GSLD | 1 | 1 | 1 | 1 | 1 | 1 | 1 | 1 | 1 | 1 | 1 | 1 | CreEgsld203 | CreE | gsld | 203 | 41.0382 | 223.357 | [30 empty] | 0.23959 | 0.033286 | 0.093926
203 | Building Envelope | Insulation | Restaurants | New | Ceiling Insulation(R19 to R49) | 0.18373 | 0.027714 |  | 683.97 | 1 | 0.15084 | 3722.6165 | 30 |  | 3087.34 | 16803.3437 | Per End Use Consumption | GSLD | 1 | 1 | 1 | 1 | 1 | 1 | 1 | 1 | 1 | 1 | 1 | 1 | CreNgsld203 | CreN | gsld | 203 | 41.0382 | 223.357 | [30 empty] | 0.0011501 | 0.00012842 | 0.00053585
203 | Building Envelope | Insulation | Retail | Existing | Ceiling Insulation(R19 to R49) | 0.99938 | 0.30561 |  | 3134.72 | 1 | 0.3058 | 3136.6778 | 30 |  | 18242.95 | 18254.3435 | Per End Use Consumption | GSLD | 1 | 1 | 1 | 1 | 1 | 1 | 1 | 1 | 1 | 1 | 1 | 1 | CrtEgsld203 | CrtE | gsld | 203 | 188.0832 | 188.2007 | [30 empty] | 1.7733 | 0.42868 | 1.1076
203 | Building Envelope | Insulation | Retail | New | Ceiling Insulation(R19 to R49) | 0.99938 | 0.30561 |  | 3134.72 | 1 | 0.3058 | 3136.6778 | 30 |  | 18242.95 | 18254.3435 | Per End Use Consumption | GSLD | 1 | 1 | 1 | 1 | 1 | 1 | 1 | 1 | 1 | 1 | 1 | 1 | CrtNgsld203 | CrtN | gsld | 203 | 188.0832 | 188.2007 | [30 empty] | 0.0080236 | 0.001746 | 0.0063361
203 | Building Envelope | Insulation | Schools K-12 | Existing | Ceiling Insulation(R19 to R49) | 0.95514 | 0.3096 |  | 3003.64 | 1 | 0.32414 | 3144.7275 | 30 |  | 20054.96 | 20996.9851 | Per End Use Consumption | GSLD | 1 | 1 | 1 | 1 | 1 | 1 | 1 | 1 | 1 | 1 | 1 | 1 | CscEgsld203 | CscE | gsld | 203 | 180.2184 | 188.6837 | [30 empty] | 0.08338 | 0.023514 | 0.029118
203 | Building Envelope | Insulation | Schools K-12 | New | Ceiling Insulation(R19 to R49) | 0.95514 | 0.3096 |  | 3003.64 | 1 | 0.32414 | 3144.7275 | 30 |  | 20054.96 | 20996.9851 | Per End Use Consumption | GSLD | 1 | 1 | 1 | 1 | 1 | 1 | 1 | 1 | 1 | 1 | 1 | 1 | CscNgsld203 | CscN | gsld | 203 | 180.2184 | 188.6837 | [30 empty] | 0.00037152 | 9.7621e-05 | 0.00017865
203 | Building Envelope | Insulation | Warehouse | Existing | Ceiling Insulation(R19 to R49) | 0.13378 | 0.050461 |  | 423.82 | 1 | 0.37719 | 3168.0131 | 30 |  | 12804.3 | 95710.8906 | Per End Use Consumption | GSLD | 1 | 1 | 1 | 1 | 1 | 1 | 1 | 1 | 1 | 1 | 1 | 1 | CwaEgsld203 | CwaE | gsld | 203 | 25.4292 | 190.0808 | [30 empty] | 0.0081573 | 0.00089483 | 0.012463
203 | Building Envelope | Insulation | Warehouse | New | Ceiling Insulation(R19 to R49) | 0.13378 | 0.050461 |  | 423.82 | 1 | 0.37719 | 3168.0131 | 30 |  | 12804.3 | 95710.8906 | Per End Use Consumption | GSLD | 1 | 1 | 1 | 1 | 1 | 1 | 1 | 1 | 1 | 1 | 1 | 1 | CwaNgsld203 | CwaN | gsld | 203 | 25.4292 | 190.0808 | [30 empty] | 4.4608e-05 | 3.7495e-06 | 7.5977e-05
204 | Building Envelope | Insulation | Assembly | Existing | Ceiling Insulation(R2 to R30) | 1.8917 | 0.31705 |  | 5818.89 | 1 | 0.1676 | 3076.0128 | 30 |  | 7891.14 | 4171.4567 | Per End Use Consumption | GSLD | 1 | 1 | 1 | 1 | 1 | 1 | 1 | 1 | 1 | 1 | 1 | 1 | CasEgsld204 | CasE | gsld | 204 | 292.5924 | 154.6718 | [30 empty] | 0.041556 | 0.0062251 | 0.05209
204 | Building Envelope | Insulation | Assembly | New | Ceiling Insulation(R2 to R30) | 1.8917 | 0.31705 |  | 5818.89 | 1 | 0.1676 | 3076.0128 | 30 |  | 7891.14 | 4171.4567 | Per End Use Consumption | GSLD | 1 | 1 | 1 | 1 | 1 | 1 | 1 | 1 | 1 | 1 | 1 | 1 | CasNgsld204 | CasN | gsld | 204 | 292.5924 | 154.6718 | [30 empty] | 0 | 0 | 0
204 | Building Envelope | Insulation | College and University | Existing | Ceiling Insulation(R2 to R30) | 1.9144 | 0.040123 |  | 9650.76 | 1 | 0.020958 | 5041.0698 | 30 |  | 11824.48 | 6176.5114 | Per End Use Consumption | GSLD | 1 | 1 | 1 | 1 | 1 | 1 | 1 | 1 | 1 | 1 | 1 | 1 | CcoEgsld204 | CcoE | gsld | 204 | 485.2711 | 253.4811 | [30 empty] | 0.011511 | 0.0022092 | 0.00011824
204 | Building Envelope | Insulation | College and University | New | Ceiling Insulation(R2 to R30) | 1.9144 | 0.040123 |  | 9650.76 | 1 | 0.020958 | 5041.0698 | 30 |  | 11824.48 | 6176.5114 | Per End Use Consumption | GSLD | 1 | 1 | 1 | 1 | 1 | 1 | 1 | 1 | 1 | 1 | 1 | 1 | CcoNgsld204 | CcoN | gsld | 204 | 485.2711 | 253.4811 | [30 empty] | 0 | 0 | 0
204 | Building Envelope | Insulation | Data Center | Existing | Ceiling Insulation(R2 to R30) | 11.2288 | 0.22734 |  | 56563.42 | 1 | 0.020246 | 5037.3699 | 30 |  | 37316.79 | 3323.3223 | Per End Use Consumption | GSLD | 1 | 1 | 1 | 1 | 1 | 1 | 1 | 1 | 1 | 1 | 1 | 1 | CdaEgsld204 | CdaE | gsld | 204 | 2844.1898 | 253.2951 | [30 empty] | 0.0019309 | 0.00037613 | 1.4584e-05
204 | Building Envelope | Insulation | Data Center | New | Ceiling Insulation(R2 to R30) | 11.2288 | 0.22734 |  | 56563.42 | 1 | 0.020246 | 5037.3699 | 30 |  | 37316.79 | 3323.3223 | Per End Use Consumption | GSLD | 1 | 1 | 1 | 1 | 1 | 1 | 1 | 1 | 1 | 1 | 1 | 1 | CdaNgsld204 | CdaN | gsld | 204 | 2844.1898 | 253.2951 | [30 empty] | 0 | 0 | 0
204 | Building Envelope | Insulation | Grocery | Existing | Ceiling Insulation(R2 to R30) | 0.21648 | 0.044936 |  | 821.86 | 1 | 0.20758 | 3796.4467 | 30 |  | 1919.28 | 8865.7974 | Per End Use Consumption | GSLD | 1 | 1 | 1 | 1 | 1 | 1 | 1 | 1 | 1 | 1 | 1 | 1 | CgrEgsld204 | CgrE | gsld | 204 | 41.3258 | 190.8975 | [30 empty] | 0.014016 | 0.0030165 | 0.002597
204 | Building Envelope | Insulation | Grocery | New | Ceiling Insulation(R2 to R30) | 0.21648 | 0.044936 |  | 821.86 | 1 | 0.20758 | 3796.4467 | 30 |  | 1919.28 | 8865.7974 | Per End Use Consumption | GSLD | 1 | 1 | 1 | 1 | 1 | 1 | 1 | 1 | 1 | 1 | 1 | 1 | CgrNgsld204 | CgrN | gsld | 204 | 41.3258 | 190.8975 | [30 empty] | 0 | 0 | 0
204 | Building Envelope | Insulation | Healthcare | Existing | Ceiling Insulation(R2 to R30) | 1.659 | 0.027789 |  | 8326.81 | 1 | 0.01675 | 5019.1988 | 30 |  | 5222.47 | 3147.978 | Per End Use Consumption | GSLD | 1 | 1 | 1 | 1 | 1 | 1 | 1 | 1 | 1 | 1 | 1 | 1 | CheEgsld204 | CheE | gsld | 204 | 418.6987 | 252.3814 | [30 empty] | 0.0065002 | 0 | 0.0012506
204 | Building Envelope | Insulation | Healthcare | New | Ceiling Insulation(R2 to R30) | 1.659 | 0.027789 |  | 8326.81 | 1 | 0.01675 | 5019.1988 | 30 |  | 5222.47 | 3147.978 | Per End Use Consumption | GSLD | 1 | 1 | 1 | 1 | 1 | 1 | 1 | 1 | 1 | 1 | 1 | 1 | CheNgsld204 | CheN | gsld | 204 | 418.6987 | 252.3814 | [30 empty] | 0 | 0 | 0
204 | Building Envelope | Insulation | Hospitals | Existing | Ceiling Insulation(R2 to R30) | 15.8142 | 0.32018 |  | 79661.77 | 1 | 0.020246 | 5037.3699 | 30 |  | 52555.54 | 3323.3218 | Per End Use Consumption | GSLD | 1 | 1 | 1 | 1 | 1 | 1 | 1 | 1 | 1 | 1 | 1 | 1 | ChoEgsld204 | ChoE | gsld | 204 | 4005.6488 | 253.2951 | [30 empty] | 0.0012311 | 0 | 0.00023685
204 | Building Envelope | Insulation | Hospitals | New | Ceiling Insulation(R2 to R30) | 15.8142 | 0.32018 |  | 79661.77 | 1 | 0.020246 | 5037.3699 | 30 |  | 52555.54 | 3323.3218 | Per End Use Consumption | GSLD | 1 | 1 | 1 | 1 | 1 | 1 | 1 | 1 | 1 | 1 | 1 | 1 | ChoNgsld204 | ChoN | gsld | 204 | 4005.6488 | 253.2951 | [30 empty] | 0 | 0 | 0
204 | Building Envelope | Insulation | Institutional | Existing | Ceiling Insulation(R2 to R30) | 0.55325 | 0.020551 |  | 2835.52 | 1 | 0.037146 | 5125.2113 | 30 |  | 7012.96 | 12675.9473 | Per End Use Consumption | GSLD | 1 | 1 | 1 | 1 | 1 | 1 | 1 | 1 | 1 | 1 | 1 | 1 | CinEgsld204 | CinE | gsld | 204 | 142.579 | 257.712 | [30 empty] | 0.038278 | 0.0069228 | 0.00079531
204 | Building Envelope | Insulation | Institutional | New | Ceiling Insulation(R2 to R30) | 0.55325 | 0.020551 |  | 2835.52 | 1 | 0.037146 | 5125.2113 | 30 |  | 7012.96 | 12675.9473 | Per End Use Consumption | GSLD | 1 | 1 | 1 | 1 | 1 | 1 | 1 | 1 | 1 | 1 | 1 | 1 | CinNgsld204 | CinN | gsld | 204 | 142.579 | 257.712 | [30 empty] | 0 | 0 | 0
204 | Building Envelope | Insulation | Lodging/Hospitality | Existing | Ceiling Insulation(R2 to R30) | 2.5124 | 0.13397 |  | 13322.39 | 1 | 0.053322 | 5302.6092 | 30 |  | 11030.35 | 4390.326 | Per End Use Consumption | GSLD | 1 | 1 | 1 | 1 | 1 | 1 | 1 | 1 | 1 | 1 | 1 | 1 | CloEgsld204 | CloE | gsld | 204 | 669.8924 | 266.6322 | [30 empty] | 0.020876 | 0.0035174 | 0.0016528
204 | Building Envelope | Insulation | Lodging/Hospitality | New | Ceiling Insulation(R2 to R30) | 2.5124 | 0.13397 |  | 13322.39 | 1 | 0.053322 | 5302.6092 | 30 |  | 11030.35 | 4390.326 | Per End Use Consumption | GSLD | 1 | 1 | 1 | 1 | 1 | 1 | 1 | 1 | 1 | 1 | 1 | 1 | CloNgsld204 | CloN | gsld | 204 | 669.8924 | 266.6322 | [30 empty] | 0 | 0 | 0
204 | Building Envelope | Insulation | Miscellaneous | Existing | Ceiling Insulation(R2 to R30) | 2.2635 | 0.37043 |  | 6958.73 | 1 | 0.16365 | 3074.2786 | 30 |  | 16902.5 | 7467.31 | Per End Use Consumption | GSLD | 1 | 1 | 1 | 1 | 1 | 1 | 1 | 1 | 1 | 1 | 1 | 1 | CmiEgsld204 | CmiE | gsld | 204 | 349.9072 | 154.5846 | [30 empty] | 0.0088547 | 0 | 0.020172
204 | Building Envelope | Insulation | Miscellaneous | New | Ceiling Insulation(R2 to R30) | 2.2635 | 0.37043 |  | 6958.73 | 1 | 0.16365 | 3074.2786 | 30 |  | 16902.5 | 7467.31 | Per End Use Consumption | GSLD | 1 | 1 | 1 | 1 | 1 | 1 | 1 | 1 | 1 | 1 | 1 | 1 | CmiNgsld204 | CmiN | gsld | 204 | 349.9072 | 154.5846 | [30 empty] | 0 | 0 | 0
204 | Building Envelope | Insulation | Offices | Existing | Ceiling Insulation(R2 to R30) | 2.3474 | 0.20654 |  | 7138.64 | 1 | 0.087985 | 3041.0652 | 30 |  | 8698.9 | 3705.737 | Per End Use Consumption | GSLD | 1 | 1 | 1 | 1 | 1 | 1 | 1 | 1 | 1 | 1 | 1 | 1 | CofEgsld204 | CofE | gsld | 204 | 358.9537 | 152.9145 | [30 empty] | 0.3659 | 0.11489 | 0.047738
204 | Building Envelope | Insulation | Offices | New | Ceiling Insulation(R2 to R30) | 2.3474 | 0.20654 |  | 7138.64 | 1 | 0.087985 | 3041.0652 | 30 |  | 8698.9 | 3705.737 | Per End Use Consumption | GSLD | 1 | 1 | 1 | 1 | 1 | 1 | 1 | 1 | 1 | 1 | 1 | 1 | CofNgsld204 | CofN | gsld | 204 | 358.9537 | 152.9145 | [30 empty] | 0 | 0 | 0
204 | Building Envelope | Insulation | Restaurants | Existing | Ceiling Insulation(R2 to R30) | 0.95031 | 0.14332 |  | 3537.61 | 1 | 0.15082 | 3722.596 | 30 |  | 2871.94 | 3022.1173 | Per End Use Consumption | GSLD | 1 | 1 | 1 | 1 | 1 | 1 | 1 | 1 | 1 | 1 | 1 | 1 | CreEgsld204 | CreE | gsld | 204 | 177.8824 | 187.184 | [30 empty] | 0.032553 | 0.0045726 | 0.012626
204 | Building Envelope | Insulation | Restaurants | New | Ceiling Insulation(R2 to R30) | 0.95031 | 0.14332 |  | 3537.61 | 1 | 0.15082 | 3722.596 | 30 |  | 2871.94 | 3022.1173 | Per End Use Consumption | GSLD | 1 | 1 | 1 | 1 | 1 | 1 | 1 | 1 | 1 | 1 | 1 | 1 | CreNgsld204 | CreN | gsld | 204 | 177.8824 | 187.184 | [30 empty] | 0 | 0 | 0
204 | Building Envelope | Insulation | Retail | Existing | Ceiling Insulation(R2 to R30) | 5.169 | 1.5806 |  | 16213.45 | 1 | 0.30579 | 3136.6732 | 30 |  | 16970.18 | 3283.071 | Per End Use Consumption | GSLD | 1 | 1 | 1 | 1 | 1 | 1 | 1 | 1 | 1 | 1 | 1 | 1 | CrtEgsld204 | CrtE | gsld | 204 | 815.2642 | 157.722 | [30 empty] | 0.38586 | 0.10618 | 0.1528
204 | Building Envelope | Insulation | Retail | New | Ceiling Insulation(R2 to R30) | 5.169 | 1.5806 |  | 16213.45 | 1 | 0.30579 | 3136.6732 | 30 |  | 16970.18 | 3283.071 | Per End Use Consumption | GSLD | 1 | 1 | 1 | 1 | 1 | 1 | 1 | 1 | 1 | 1 | 1 | 1 | CrtNgsld204 | CrtN | gsld | 204 | 815.2642 | 157.722 | [30 empty] | 0 | 0 | 0
204 | Building Envelope | Insulation | Schools K-12 | Existing | Ceiling Insulation(R2 to R30) | 4.9402 | 1.6014 |  | 15535.52 | 1 | 0.32415 | 3144.7304 | 30 |  | 18655.77 | 3776.3376 | Per End Use Consumption | GSLD | 1 | 1 | 1 | 1 | 1 | 1 | 1 | 1 | 1 | 1 | 1 | 1 | CscEgsld204 | CscE | gsld | 204 | 781.1757 | 158.1271 | [30 empty] | 0.013861 | 0.0040458 | 0.0039036
204 | Building Envelope | Insulation | Schools K-12 | New | Ceiling Insulation(R2 to R30) | 4.9402 | 1.6014 |  | 15535.52 | 1 | 0.32415 | 3144.7304 | 30 |  | 18655.77 | 3776.3376 | Per End Use Consumption | GSLD | 1 | 1 | 1 | 1 | 1 | 1 | 1 | 1 | 1 | 1 | 1 | 1 | CscNgsld204 | CscN | gsld | 204 | 781.1757 | 158.1271 | [30 empty] | 0 | 0 | 0
204 | Building Envelope | Insulation | Warehouse | Existing | Ceiling Insulation(R2 to R30) | 0.69195 | 0.26103 |  | 2192.11 | 1 | 0.37724 | 3168.0349 | 30 |  | 11910.98 | 17213.7347 | Per End Use Consumption | GSLD | 1 | 1 | 1 | 1 | 1 | 1 | 1 | 1 | 1 | 1 | 1 | 1 | CwaEgsld204 | CwaE | gsld | 204 | 110.2263 | 159.2989 | [30 empty] | 0.0011311 | 0.00013265 | 0.0016696
204 | Building Envelope | Insulation | Warehouse | New | Ceiling Insulation(R2 to R30) | 0.69195 | 0.26103 |  | 2192.11 | 1 | 0.37724 | 3168.0349 | 30 |  | 11910.98 | 17213.7347 | Per End Use Consumption | GSLD | 1 | 1 | 1 | 1 | 1 | 1 | 1 | 1 | 1 | 1 | 1 | 1 | CwaNgsld204 | CwaN | gsld | 204 | 110.2263 | 159.2989 | [30 empty] | 0 | 0 | 0
205 | Building Envelope | Insulation | Assembly | Existing | Ceiling Insulation(R2 to R38) | 1.9714 | 0.3304 |  | 6063.9 | 1 | 0.1676 | 3076.0128 | 30 |  | 10061.2 | 5103.7089 | Per End Use Consumption | GSLD | 1 | 1 | 1 | 1 | 1 | 1 | 1 | 1 | 1 | 1 | 1 | 1 | CasEgsld205 | CasE | gsld | 205 | 304.9123 | 154.6718 | [30 empty] | 0.024364 | 0.0036503 | 0.030537
205 | Building Envelope | Insulation | Assembly | New | Ceiling Insulation(R2 to R38) | 1.9714 | 0.3304 |  | 6063.9 | 1 | 0.1676 | 3076.0128 | 30 |  | 10061.2 | 5103.7089 | Per End Use Consumption | GSLD | 1 | 1 | 1 | 1 | 1 | 1 | 1 | 1 | 1 | 1 | 1 | 1 | CasNgsld205 | CasN | gsld | 205 | 304.9123 | 154.6718 | [30 empty] | 0 | 0 | 0
205 | Building Envelope | Insulation | College and University | Existing | Ceiling Insulation(R2 to R38) | 1.995 | 0.041812 |  | 10057.1 | 1 | 0.020958 | 5041.0694 | 30 |  | 15076.22 | 7556.8773 | Per End Use Consumption | GSLD | 1 | 1 | 1 | 1 | 1 | 1 | 1 | 1 | 1 | 1 | 1 | 1 | CcoEgsld205 | CcoE | gsld | 205 | 505.7032 | 253.4811 | [30 empty] | 0.0074221 | 0.0014318 | 6.9326e-05
205 | Building Envelope | Insulation | College and University | New | Ceiling Insulation(R2 to R38) | 1.995 | 0.041812 |  | 10057.1 | 1 | 0.020958 | 5041.0694 | 30 |  | 15076.22 | 7556.8773 | Per End Use Consumption | GSLD | 1 | 1 | 1 | 1 | 1 | 1 | 1 | 1 | 1 | 1 | 1 | 1 | CcoNgsld205 | CcoN | gsld | 205 | 505.7032 | 253.4811 | [30 empty] | 0 | 0 | 0
205 | Building Envelope | Insulation | Data Center | Existing | Ceiling Insulation(R2 to R38) | 11.7015 | 0.23691 |  | 58945.03 | 1 | 0.020246 | 5037.3695 | 30 |  | 47578.9 | 4066.034 | Per End Use Consumption | GSLD | 1 | 1 | 1 | 1 | 1 | 1 | 1 | 1 | 1 | 1 | 1 | 1 | CdaEgsld205 | CdaE | gsld | 205 | 2963.9448 | 253.2951 | [30 empty] | 0.0011344 | 0.00022086 | 8.6803e-06
205 | Building Envelope | Insulation | Data Center | New | Ceiling Insulation(R2 to R38) | 11.7015 | 0.23691 |  | 58945.03 | 1 | 0.020246 | 5037.3695 | 30 |  | 47578.9 | 4066.034 | Per End Use Consumption | GSLD | 1 | 1 | 1 | 1 | 1 | 1 | 1 | 1 | 1 | 1 | 1 | 1 | CdaNgsld205 | CdaN | gsld | 205 | 2963.9448 | 253.2951 | [30 empty] | 0 | 0 | 0
205 | Building Envelope | Insulation | Grocery | Existing | Ceiling Insulation(R2 to R38) | 0.2256 | 0.046827 |  | 856.47 | 1 | 0.20757 | 3796.4359 | 30 |  | 2447.08 | 10847.0609 | Per End Use Consumption | GSLD | 1 | 1 | 1 | 1 | 1 | 1 | 1 | 1 | 1 | 1 | 1 | 1 | CgrEgsld205 | CgrE | gsld | 205 | 43.0661 | 190.8969 | [30 empty] | 0.0082198 | 0.0017692 | 0.0015224
205 | Building Envelope | Insulation | Grocery | New | Ceiling Insulation(R2 to R38) | 0.2256 | 0.046827 |  | 856.47 | 1 | 0.20757 | 3796.4359 | 30 |  | 2447.08 | 10847.0609 | Per End Use Consumption | GSLD | 1 | 1 | 1 | 1 | 1 | 1 | 1 | 1 | 1 | 1 | 1 | 1 | CgrNgsld205 | CgrN | gsld | 205 | 43.0661 | 190.8969 | [30 empty] | 0 | 0 | 0
205 | Building Envelope | Insulation | Healthcare | Existing | Ceiling Insulation(R2 to R38) | 1.7288 | 0.028959 |  | 8677.41 | 1 | 0.01675 | 5019.1978 | 30 |  | 6658.64 | 3851.4985 | Per End Use Consumption | GSLD | 1 | 1 | 1 | 1 | 1 | 1 | 1 | 1 | 1 | 1 | 1 | 1 | CheEgsld205 | CheE | gsld | 205 | 436.3279 | 252.3813 | [30 empty] | 0.0038107 | 0 | 0.00073313
205 | Building Envelope | Insulation | Healthcare | New | Ceiling Insulation(R2 to R38) | 1.7288 | 0.028959 |  | 8677.41 | 1 | 0.01675 | 5019.1978 | 30 |  | 6658.64 | 3851.4985 | Per End Use Consumption | GSLD | 1 | 1 | 1 | 1 | 1 | 1 | 1 | 1 | 1 | 1 | 1 | 1 | CheNgsld205 | CheN | gsld | 205 | 436.3279 | 252.3813 | [30 empty] | 0 | 0 | 0
205 | Building Envelope | Insulation | Hospitals | Existing | Ceiling Insulation(R2 to R38) | 16.48 | 0.33366 |  | 83015.95 | 1 | 0.020246 | 5037.3698 | 30 |  | 67008.31 | 4066.0335 | Per End Use Consumption | GSLD | 1 | 1 | 1 | 1 | 1 | 1 | 1 | 1 | 1 | 1 | 1 | 1 | ChoEgsld205 | ChoE | gsld | 205 | 4174.3077 | 253.2951 | [30 empty] | 0.00072168 | 0 | 0.00013884
205 | Building Envelope | Insulation | Hospitals | New | Ceiling Insulation(R2 to R38) | 16.48 | 0.33366 |  | 83015.95 | 1 | 0.020246 | 5037.3698 | 30 |  | 67008.31 | 4066.0335 | Per End Use Consumption | GSLD | 1 | 1 | 1 | 1 | 1 | 1 | 1 | 1 | 1 | 1 | 1 | 1 | ChoNgsld205 | ChoN | gsld | 205 | 4174.3077 | 253.2951 | [30 empty] | 0 | 0 | 0
205 | Building Envelope | Insulation | Institutional | Existing | Ceiling Insulation(R2 to R38) | 0.57654 | 0.021417 |  | 2954.91 | 1 | 0.037147 | 5125.2155 | 30 |  | 8941.52 | 15508.8368 | Per End Use Consumption | GSLD | 1 | 1 | 1 | 1 | 1 | 1 | 1 | 1 | 1 | 1 | 1 | 1 | CinEgsld205 | CinE | gsld | 205 | 148.5823 | 257.7122 | [30 empty] | 0.022455 | 0.0040615 | 0.00046626
205 | Building Envelope | Insulation | Institutional | New | Ceiling Insulation(R2 to R38) | 0.57654 | 0.021417 |  | 2954.91 | 1 | 0.037147 | 5125.2155 | 30 |  | 8941.52 | 15508.8368 | Per End Use Consumption | GSLD | 1 | 1 | 1 | 1 | 1 | 1 | 1 | 1 | 1 | 1 | 1 | 1 | CinNgsld205 | CinN | gsld | 205 | 148.5823 | 257.7122 | [30 empty] | 0 | 0 | 0
205 | Building Envelope | Insulation | Lodging/Hospitality | Existing | Ceiling Insulation(R2 to R38) | 2.6182 | 0.13961 |  | 13883.34 | 1 | 0.053324 | 5302.6118 | 30 |  | 14063.7 | 5371.4986 | Per End Use Consumption | GSLD | 1 | 1 | 1 | 1 | 1 | 1 | 1 | 1 | 1 | 1 | 1 | 1 | CloEgsld205 | CloE | gsld | 205 | 698.0988 | 266.6323 | [30 empty] | 0.012243 | 0.0020629 | 0.00096896
205 | Building Envelope | Insulation | Lodging/Hospitality | New | Ceiling Insulation(R2 to R38) | 2.6182 | 0.13961 |  | 13883.34 | 1 | 0.053324 | 5302.6118 | 30 |  | 14063.7 | 5371.4986 | Per End Use Consumption | GSLD | 1 | 1 | 1 | 1 | 1 | 1 | 1 | 1 | 1 | 1 | 1 | 1 | CloNgsld205 | CloN | gsld | 205 | 698.0988 | 266.6323 | [30 empty] | 0 | 0 | 0
205 | Building Envelope | Insulation | Miscellaneous | Existing | Ceiling Insulation(R2 to R38) | 2.3588 | 0.38603 |  | 7251.73 | 1 | 0.16365 | 3074.2802 | 30 |  | 21550.69 | 9136.1454 | Per End Use Consumption | GSLD | 1 | 1 | 1 | 1 | 1 | 1 | 1 | 1 | 1 | 1 | 1 | 1 | CmiEgsld205 | CmiE | gsld | 205 | 364.6402 | 154.5846 | [30 empty] | 0.0051908 | 0 | 0.011826
205 | Building Envelope | Insulation | Miscellaneous | New | Ceiling Insulation(R2 to R38) | 2.3588 | 0.38603 |  | 7251.73 | 1 | 0.16365 | 3074.2802 | 30 |  | 21550.69 | 9136.1454 | Per End Use Consumption | GSLD | 1 | 1 | 1 | 1 | 1 | 1 | 1 | 1 | 1 | 1 | 1 | 1 | CmiNgsld205 | CmiN | gsld | 205 | 364.6402 | 154.5846 | [30 empty] | 0 | 0 | 0
205 | Building Envelope | Insulation | Offices | Existing | Ceiling Insulation(R2 to R38) | 2.4463 | 0.21522 |  | 7439.21 | 1 | 0.087978 | 3041.0622 | 30 |  | 11091.09 | 4533.9081 | Per End Use Consumption | GSLD | 1 | 1 | 1 | 1 | 1 | 1 | 1 | 1 | 1 | 1 | 1 | 1 | CofEgsld205 | CofE | gsld | 205 | 374.0673 | 152.9143 | [30 empty] | 0.21468 | 0.06741 | 0.027982
205 | Building Envelope | Insulation | Offices | New | Ceiling Insulation(R2 to R38) | 2.4463 | 0.21522 |  | 7439.21 | 1 | 0.087978 | 3041.0622 | 30 |  | 11091.09 | 4533.9081 | Per End Use Consumption | GSLD | 1 | 1 | 1 | 1 | 1 | 1 | 1 | 1 | 1 | 1 | 1 | 1 | CofNgsld205 | CofN | gsld | 205 | 374.0673 | 152.9143 | [30 empty] | 0 | 0 | 0
205 | Building Envelope | Insulation | Restaurants | Existing | Ceiling Insulation(R2 to R38) | 0.99032 | 0.14936 |  | 3686.56 | 1 | 0.15082 | 3722.5938 | 30 |  | 3661.73 | 3697.5211 | Per End Use Consumption | GSLD | 1 | 1 | 1 | 1 | 1 | 1 | 1 | 1 | 1 | 1 | 1 | 1 | CreEgsld205 | CreE | gsld | 205 | 185.372 | 187.1839 | [30 empty] | 0.019346 | 0.0027549 | 0.0074017
205 | Building Envelope | Insulation | Restaurants | New | Ceiling Insulation(R2 to R38) | 0.99032 | 0.14936 |  | 3686.56 | 1 | 0.15082 | 3722.5938 | 30 |  | 3661.73 | 3697.5211 | Per End Use Consumption | GSLD | 1 | 1 | 1 | 1 | 1 | 1 | 1 | 1 | 1 | 1 | 1 | 1 | CreNgsld205 | CreN | gsld | 205 | 185.372 | 187.1839 | [30 empty] | 0 | 0 | 0
205 | Building Envelope | Insulation | Retail | Existing | Ceiling Insulation(R2 to R38) | 5.3866 | 1.6472 |  | 16896.11 | 1 | 0.30579 | 3136.6725 | 30 |  | 21636.98 | 4016.7897 | Per End Use Consumption | GSLD | 1 | 1 | 1 | 1 | 1 | 1 | 1 | 1 | 1 | 1 | 1 | 1 | CrtEgsld205 | CrtE | gsld | 205 | 849.5905 | 157.7219 | [30 empty] | 0.2265 | 0.062342 | 0.089585
205 | Building Envelope | Insulation | Retail | New | Ceiling Insulation(R2 to R38) | 5.3866 | 1.6472 |  | 16896.11 | 1 | 0.30579 | 3136.6725 | 30 |  | 21636.98 | 4016.7897 | Per End Use Consumption | GSLD | 1 | 1 | 1 | 1 | 1 | 1 | 1 | 1 | 1 | 1 | 1 | 1 | CrtNgsld205 | CrtN | gsld | 205 | 849.5905 | 157.7219 | [30 empty] | 0 | 0 | 0
205 | Building Envelope | Insulation | Schools K-12 | Existing | Ceiling Insulation(R2 to R38) | 5.1482 | 1.6688 |  | 16189.66 | 1 | 0.32415 | 3144.731 | 30 |  | 23786.11 | 4620.2896 | Per End Use Consumption | GSLD | 1 | 1 | 1 | 1 | 1 | 1 | 1 | 1 | 1 | 1 | 1 | 1 | CscEgsld205 | CscE | gsld | 205 | 814.0679 | 158.1271 | [30 empty] | 0.00813 | 0.0023732 | 0.0022885
205 | Building Envelope | Insulation | Schools K-12 | New | Ceiling Insulation(R2 to R38) | 5.1482 | 1.6688 |  | 16189.66 | 1 | 0.32415 | 3144.731 | 30 |  | 23786.11 | 4620.2896 | Per End Use Consumption | GSLD | 1 | 1 | 1 | 1 | 1 | 1 | 1 | 1 | 1 | 1 | 1 | 1 | CscNgsld205 | CscN | gsld | 205 | 814.0679 | 158.1271 | [30 empty] | 0 | 0 | 0
205 | Building Envelope | Insulation | Warehouse | Existing | Ceiling Insulation(R2 to R38) | 0.72108 | 0.27203 |  | 2284.42 | 1 | 0.37726 | 3168.0422 | 30 |  | 15186.5 | 21060.6952 | Per End Use Consumption | GSLD | 1 | 1 | 1 | 1 | 1 | 1 | 1 | 1 | 1 | 1 | 1 | 1 | CwaEgsld205 | CwaE | gsld | 205 | 114.8679 | 159.2993 | [30 empty] | 0.00066841 | 7.9519e-05 | 0.00097883
205 | Building Envelope | Insulation | Warehouse | New | Ceiling Insulation(R2 to R38) | 0.72108 | 0.27203 |  | 2284.42 | 1 | 0.37726 | 3168.0422 | 30 |  | 15186.5 | 21060.6952 | Per End Use Consumption | GSLD | 1 | 1 | 1 | 1 | 1 | 1 | 1 | 1 | 1 | 1 | 1 | 1 | CwaNgsld205 | CwaN | gsld | 205 | 114.8679 | 159.2993 | [30 empty] | 0 | 0 | 0
206 | Building Envelope | Insulation | Assembly | Existing | Ceiling Insulation(R2 to R49) | 2.0384 | 0.34165 |  | 6270.16 | 1 | 0.16761 | 3076.0163 | 30 |  | 10357.12 | 5080.9979 | Per End Use Consumption | GSLD | 1 | 1 | 1 | 1 | 1 | 1 | 1 | 1 | 1 | 1 | 1 | 1 | CasEgsld206 | CasE | gsld | 206 | 315.2837 | 154.6719 | [30 empty] | 0.07002 | 0.010495 | 0.08773
206 | Building Envelope | Insulation | Assembly | New | Ceiling Insulation(R2 to R49) | 2.0384 | 0.34165 |  | 6270.16 | 1 | 0.16761 | 3076.0163 | 30 |  | 10357.12 | 5080.9979 | Per End Use Consumption | GSLD | 1 | 1 | 1 | 1 | 1 | 1 | 1 | 1 | 1 | 1 | 1 | 1 | CasNgsld206 | CasN | gsld | 206 | 315.2837 | 154.6719 | [30 empty] | 0 | 0 | 0
206 | Building Envelope | Insulation | College and University | Existing | Ceiling Insulation(R2 to R49) | 2.0629 | 0.043234 |  | 10399.18 | 1 | 0.020958 | 5041.0683 | 30 |  | 15519.64 | 7523.2437 | Per End Use Consumption | GSLD | 1 | 1 | 1 | 1 | 1 | 1 | 1 | 1 | 1 | 1 | 1 | 1 | CcoEgsld206 | CcoE | gsld | 206 | 522.9041 | 253.481 | [30 empty] | 0.021402 | 0.0041294 | 0.00019924
206 | Building Envelope | Insulation | College and University | New | Ceiling Insulation(R2 to R49) | 2.0629 | 0.043234 |  | 10399.18 | 1 | 0.020958 | 5041.0683 | 30 |  | 15519.64 | 7523.2437 | Per End Use Consumption | GSLD | 1 | 1 | 1 | 1 | 1 | 1 | 1 | 1 | 1 | 1 | 1 | 1 | CcoNgsld206 | CcoN | gsld | 206 | 522.9041 | 253.481 | [30 empty] | 0 | 0 | 0
206 | Building Envelope | Insulation | Data Center | Existing | Ceiling Insulation(R2 to R49) | 12.0996 | 0.24497 |  | 60949.97 | 1 | 0.020246 | 5037.3699 | 30 |  | 48978.28 | 4047.9382 | Per End Use Consumption | GSLD | 1 | 1 | 1 | 1 | 1 | 1 | 1 | 1 | 1 | 1 | 1 | 1 | CdaEgsld206 | CdaE | gsld | 206 | 3064.7596 | 253.2951 | [30 empty] | 0.0032739 | 0.00063748 | 2.4961e-05
206 | Building Envelope | Insulation | Data Center | New | Ceiling Insulation(R2 to R49) | 12.0996 | 0.24497 |  | 60949.97 | 1 | 0.020246 | 5037.3699 | 30 |  | 48978.28 | 4047.9382 | Per End Use Consumption | GSLD | 1 | 1 | 1 | 1 | 1 | 1 | 1 | 1 | 1 | 1 | 1 | 1 | CdaNgsld206 | CdaN | gsld | 206 | 3064.7596 | 253.2951 | [30 empty] | 0 | 0 | 0
206 | Building Envelope | Insulation | Grocery | Existing | Ceiling Insulation(R2 to R49) | 0.23327 | 0.048418 |  | 885.6 | 1 | 0.20756 | 3796.4251 | 30 |  | 2519.05 | 10798.7632 | Per End Use Consumption | GSLD | 1 | 1 | 1 | 1 | 1 | 1 | 1 | 1 | 1 | 1 | 1 | 1 | CgrEgsld206 | CgrE | gsld | 206 | 44.5308 | 190.8964 | [30 empty] | 0.02364 | 0.0050901 | 0.0043733
206 | Building Envelope | Insulation | Grocery | New | Ceiling Insulation(R2 to R49) | 0.23327 | 0.048418 |  | 885.6 | 1 | 0.20756 | 3796.4251 | 30 |  | 2519.05 | 10798.7632 | Per End Use Consumption | GSLD | 1 | 1 | 1 | 1 | 1 | 1 | 1 | 1 | 1 | 1 | 1 | 1 | CgrNgsld206 | CgrN | gsld | 206 | 44.5308 | 190.8964 | [30 empty] | 0 | 0 | 0
206 | Building Envelope | Insulation | Healthcare | Existing | Ceiling Insulation(R2 to R49) | 1.7876 | 0.029944 |  | 8972.56 | 1 | 0.01675 | 5019.1979 | 30 |  | 6854.49 | 3834.3619 | Per End Use Consumption | GSLD | 1 | 1 | 1 | 1 | 1 | 1 | 1 | 1 | 1 | 1 | 1 | 1 | CheEgsld206 | CheE | gsld | 206 | 451.169 | 252.3813 | [30 empty] | 0.010948 | 0 | 0.0021064
206 | Building Envelope | Insulation | Healthcare | New | Ceiling Insulation(R2 to R49) | 1.7876 | 0.029944 |  | 8972.56 | 1 | 0.01675 | 5019.1979 | 30 |  | 6854.49 | 3834.3619 | Per End Use Consumption | GSLD | 1 | 1 | 1 | 1 | 1 | 1 | 1 | 1 | 1 | 1 | 1 | 1 | CheNgsld206 | CheN | gsld | 206 | 451.169 | 252.3813 | [30 empty] | 0 | 0 | 0
206 | Building Envelope | Insulation | Hospitals | Existing | Ceiling Insulation(R2 to R49) | 17.0406 | 0.34501 |  | 85839.62 | 1 | 0.020246 | 5037.3698 | 30 |  | 68979.15 | 4047.9383 | Per End Use Consumption | GSLD | 1 | 1 | 1 | 1 | 1 | 1 | 1 | 1 | 1 | 1 | 1 | 1 | ChoEgsld206 | ChoE | gsld | 206 | 4316.2908 | 253.2951 | [30 empty] | 0.0020753 | 0 | 0.00039927
206 | Building Envelope | Insulation | Hospitals | New | Ceiling Insulation(R2 to R49) | 17.0406 | 0.34501 |  | 85839.62 | 1 | 0.020246 | 5037.3698 | 30 |  | 68979.15 | 4047.9383 | Per End Use Consumption | GSLD | 1 | 1 | 1 | 1 | 1 | 1 | 1 | 1 | 1 | 1 | 1 | 1 | ChoNgsld206 | ChoN | gsld | 206 | 4316.2908 | 253.2951 | [30 empty] | 0 | 0 | 0
206 | Building Envelope | Insulation | Institutional | Existing | Ceiling Insulation(R2 to R49) | 0.59615 | 0.022144 |  | 3055.41 | 1 | 0.037145 | 5125.2048 | 30 |  | 9204.51 | 15439.8262 | Per End Use Consumption | GSLD | 1 | 1 | 1 | 1 | 1 | 1 | 1 | 1 | 1 | 1 | 1 | 1 | CinEgsld206 | CinE | gsld | 206 | 153.6358 | 257.7117 | [30 empty] | 0.064638 | 0.011694 | 0.0013396
206 | Building Envelope | Insulation | Institutional | New | Ceiling Insulation(R2 to R49) | 0.59615 | 0.022144 |  | 3055.41 | 1 | 0.037145 | 5125.2048 | 30 |  | 9204.51 | 15439.8262 | Per End Use Consumption | GSLD | 1 | 1 | 1 | 1 | 1 | 1 | 1 | 1 | 1 | 1 | 1 | 1 | CinNgsld206 | CinN | gsld | 206 | 153.6358 | 257.7117 | [30 empty] | 0 | 0 | 0
206 | Building Envelope | Insulation | Lodging/Hospitality | Existing | Ceiling Insulation(R2 to R49) | 2.7073 | 0.14436 |  | 14355.55 | 1 | 0.053321 | 5302.6084 | 30 |  | 14477.33 | 5347.5911 | Per End Use Consumption | GSLD | 1 | 1 | 1 | 1 | 1 | 1 | 1 | 1 | 1 | 1 | 1 | 1 | CloEgsld206 | CloE | gsld | 206 | 721.843 | 266.6321 | [30 empty] | 0.036054 | 0.0060954 | 0.0027835
206 | Building Envelope | Insulation | Lodging/Hospitality | New | Ceiling Insulation(R2 to R49) | 2.7073 | 0.14436 |  | 14355.55 | 1 | 0.053321 | 5302.6084 | 30 |  | 14477.33 | 5347.5911 | Per End Use Consumption | GSLD | 1 | 1 | 1 | 1 | 1 | 1 | 1 | 1 | 1 | 1 | 1 | 1 | CloNgsld206 | CloN | gsld | 206 | 721.843 | 266.6321 | [30 empty] | 0 | 0 | 0
206 | Building Envelope | Insulation | Miscellaneous | Existing | Ceiling Insulation(R2 to R49) | 2.4391 | 0.39915 |  | 7498.39 | 1 | 0.16365 | 3074.2787 | 30 |  | 22184.53 | 9095.4761 | Per End Use Consumption | GSLD | 1 | 1 | 1 | 1 | 1 | 1 | 1 | 1 | 1 | 1 | 1 | 1 | CmiEgsld206 | CmiE | gsld | 206 | 377.043 | 154.5846 | [30 empty] | 0.014911 | 0 | 0.03397
206 | Building Envelope | Insulation | Miscellaneous | New | Ceiling Insulation(R2 to R49) | 2.4391 | 0.39915 |  | 7498.39 | 1 | 0.16365 | 3074.2787 | 30 |  | 22184.53 | 9095.4761 | Per End Use Consumption | GSLD | 1 | 1 | 1 | 1 | 1 | 1 | 1 | 1 | 1 | 1 | 1 | 1 | CmiNgsld206 | CmiN | gsld | 206 | 377.043 | 154.5846 | [30 empty] | 0 | 0 | 0
206 | Building Envelope | Insulation | Offices | Existing | Ceiling Insulation(R2 to R49) | 2.5295 | 0.22255 |  | 7692.25 | 1 | 0.087984 | 3041.0649 | 30 |  | 11417.3 | 4513.7314 | Per End Use Consumption | GSLD | 1 | 1 | 1 | 1 | 1 | 1 | 1 | 1 | 1 | 1 | 1 | 1 | CofEgsld206 | CofE | gsld | 206 | 386.791 | 152.9145 | [30 empty] | 0.6182 | 0.19415 | 0.080382
206 | Building Envelope | Insulation | Offices | New | Ceiling Insulation(R2 to R49) | 2.5295 | 0.22255 |  | 7692.25 | 1 | 0.087984 | 3041.0649 | 30 |  | 11417.3 | 4513.7314 | Per End Use Consumption | GSLD | 1 | 1 | 1 | 1 | 1 | 1 | 1 | 1 | 1 | 1 | 1 | 1 | CofNgsld206 | CofN | gsld | 206 | 386.791 | 152.9145 | [30 empty] | 0 | 0 | 0
206 | Building Envelope | Insulation | Restaurants | Existing | Ceiling Insulation(R2 to R49) | 1.024 | 0.15444 |  | 3811.96 | 1 | 0.15082 | 3722.5932 | 30 |  | 3769.42 | 3681.0505 | Per End Use Consumption | GSLD | 1 | 1 | 1 | 1 | 1 | 1 | 1 | 1 | 1 | 1 | 1 | 1 | CreEgsld206 | CreE | gsld | 206 | 191.6775 | 187.1839 | [30 empty] | 0.055614 | 0.0079248 | 0.021265
206 | Building Envelope | Insulation | Restaurants | New | Ceiling Insulation(R2 to R49) | 1.024 | 0.15444 |  | 3811.96 | 1 | 0.15082 | 3722.5932 | 30 |  | 3769.42 | 3681.0505 | Per End Use Consumption | GSLD | 1 | 1 | 1 | 1 | 1 | 1 | 1 | 1 | 1 | 1 | 1 | 1 | CreNgsld206 | CreN | gsld | 206 | 191.6775 | 187.1839 | [30 empty] | 0 | 0 | 0
206 | Building Envelope | Insulation | Retail | Existing | Ceiling Insulation(R2 to R49) | 5.5699 | 1.7032 |  | 17470.81 | 1 | 0.30579 | 3136.6719 | 30 |  | 22273.36 | 3998.9114 | Per End Use Consumption | GSLD | 1 | 1 | 1 | 1 | 1 | 1 | 1 | 1 | 1 | 1 | 1 | 1 | CrtEgsld206 | CrtE | gsld | 206 | 878.4882 | 157.7219 | [30 empty] | 0.65481 | 0.17991 | 0.26114
206 | Building Envelope | Insulation | Retail | New | Ceiling Insulation(R2 to R49) | 5.5699 | 1.7032 |  | 17470.81 | 1 | 0.30579 | 3136.6719 | 30 |  | 22273.36 | 3998.9114 | Per End Use Consumption | GSLD | 1 | 1 | 1 | 1 | 1 | 1 | 1 | 1 | 1 | 1 | 1 | 1 | CrtNgsld206 | CrtN | gsld | 206 | 878.4882 | 157.7219 | [30 empty] | 0 | 0 | 0
206 | Building Envelope | Insulation | Schools K-12 | Existing | Ceiling Insulation(R2 to R49) | 5.3233 | 1.7255 |  | 16740.32 | 1 | 0.32415 | 3144.73 | 30 |  | 24485.7 | 4599.7278 | Per End Use Consumption | GSLD | 1 | 1 | 1 | 1 | 1 | 1 | 1 | 1 | 1 | 1 | 1 | 1 | CscEgsld206 | CscE | gsld | 206 | 841.7569 | 158.1271 | [30 empty] | 0.023394 | 0.0068303 | 0.0065751
206 | Building Envelope | Insulation | Schools K-12 | New | Ceiling Insulation(R2 to R49) | 5.3233 | 1.7255 |  | 16740.32 | 1 | 0.32415 | 3144.73 | 30 |  | 24485.7 | 4599.7278 | Per End Use Consumption | GSLD | 1 | 1 | 1 | 1 | 1 | 1 | 1 | 1 | 1 | 1 | 1 | 1 | CscNgsld206 | CscN | gsld | 206 | 841.7569 | 158.1271 | [30 empty] | 0 | 0 | 0
206 | Building Envelope | Insulation | Warehouse | Existing | Ceiling Insulation(R2 to R49) | 0.74561 | 0.28128 |  | 2362.12 | 1 | 0.37725 | 3168.0401 | 30 |  | 15633.16 | 20966.961 | Per End Use Consumption | GSLD | 1 | 1 | 1 | 1 | 1 | 1 | 1 | 1 | 1 | 1 | 1 | 1 | CwaEgsld206 | CwaE | gsld | 206 | 118.775 | 159.2992 | [30 empty] | 0.0019218 | 0.00022893 | 0.0028122
206 | Building Envelope | Insulation | Warehouse | New | Ceiling Insulation(R2 to R49) | 0.74561 | 0.28128 |  | 2362.12 | 1 | 0.37725 | 3168.0401 | 30 |  | 15633.16 | 20966.961 | Per End Use Consumption | GSLD | 1 | 1 | 1 | 1 | 1 | 1 | 1 | 1 | 1 | 1 | 1 | 1 | CwaNgsld206 | CwaN | gsld | 206 | 118.775 | 159.2992 | [30 empty] | 0 | 0 | 0
207 | Building Envelope | Insulation | Assembly | Existing | Floor Insulation | 0.45912 | 0.60275 |  | 1643.07 | 1 | 1.3128 | 3578.717 | 20 |  | 21461.17 | 46743.8726 | Per End Use Consumption | GSLD | 0.57723 | 0.60437 | 0.83705 | 1.097 | 1.2026 | 1.2026 | 1.289 | 1.2891 | 1.2453 | 1.1192 | 0.77553 | 0.85362 | CasEgsld207 | CasE | gsld | 207 | 98.5842 | 214.723 | [30 empty] | 0.47531 | 0.01454 | 0.98338
207 | Building Envelope | Insulation | Assembly | New | Floor Insulation | 0.45912 | 0.60275 |  | 1643.07 | 1 | 1.3128 | 3578.717 | 20 |  | 21461.17 | 46743.8726 | Per End Use Consumption | GSLD | 0.57723 | 0.60437 | 0.83705 | 1.097 | 1.2026 | 1.2026 | 1.289 | 1.2891 | 1.2453 | 1.1192 | 0.77553 | 0.85362 | CasNgsld207 | CasN | gsld | 207 | 98.5842 | 214.723 | [30 empty] | 0.007158 | 0.00016202 | 0.015199
207 | Building Envelope | Insulation | College and University | Existing | Floor Insulation | 0.4188 | 0.076275 |  | 2462.06 | 1 | 0.18213 | 5878.7807 | 20 |  | 33583.25 | 80188.3636 | Per End Use Consumption | GSLD | 0.57723 | 0.60437 | 0.83705 | 1.097 | 1.2026 | 1.2026 | 1.289 | 1.2891 | 1.2453 | 1.1192 | 0.77553 | 0.85362 | CcoEgsld207 | CcoE | gsld | 207 | 147.7236 | 352.7268 | [30 empty] | 0.014107 | 0.0016028 | 0.0011932
207 | Building Envelope | Insulation | College and University | New | Floor Insulation | 0.4188 | 0.076275 |  | 2462.06 | 1 | 0.18213 | 5878.7807 | 20 |  | 33583.25 | 80188.3636 | Per End Use Consumption | GSLD | 0.57723 | 0.60437 | 0.83705 | 1.097 | 1.2026 | 1.2026 | 1.289 | 1.2891 | 1.2453 | 1.1192 | 0.77553 | 0.85362 | CcoNgsld207 | CcoN | gsld | 207 | 147.7236 | 352.7268 | [30 empty] | 0.00017782 | 1.6746e-05 | 1.8322e-05
207 | Building Envelope | Insulation | Data Center | Existing | Floor Insulation | 1.3217 | 0.24071 |  | 7769.99 | 1 | 0.18212 | 5878.768 | 20 |  | 143882.78 | 108861.5927 | Per End Use Consumption | GSLD | 0.57723 | 0.60437 | 0.83705 | 1.097 | 1.2026 | 1.2026 | 1.289 | 1.2891 | 1.2453 | 1.1192 | 0.77553 | 0.85362 | CdaEgsld207 | CdaE | gsld | 207 | 466.1994 | 352.7261 | [30 empty] | 0.00056714 | 7.1882e-05 | 4.0903e-05
207 | Building Envelope | Insulation | Data Center | New | Floor Insulation | 1.3217 | 0.24071 |  | 7769.99 | 1 | 0.18212 | 5878.768 | 20 |  | 143882.78 | 108861.5927 | Per End Use Consumption | GSLD | 0.57723 | 0.60437 | 0.83705 | 1.097 | 1.2026 | 1.2026 | 1.289 | 1.2891 | 1.2453 | 1.1192 | 0.77553 | 0.85362 | CdaNgsld207 | CdaN | gsld | 207 | 466.1994 | 352.7261 | [30 empty] | 7.2574e-06 | 8.0456e-07 | 6.3282e-07
207 | Building Envelope | Insulation | Grocery | Existing | Floor Insulation | 0.095078 | 0.049455 |  | 399.63 | 1 | 0.52015 | 4203.1643 | 20 |  | 3667.06 | 38568.8156 | Per End Use Consumption | GSLD | 0.57723 | 0.60437 | 0.83705 | 1.097 | 1.2026 | 1.2026 | 1.289 | 1.2891 | 1.2453 | 1.1192 | 0.77553 | 0.85362 | CgrEgsld207 | CgrE | gsld | 207 | 23.9778 | 252.1899 | [30 empty] | 0.12565 | 0.019345 | 0.044136
207 | Building Envelope | Insulation | Grocery | New | Floor Insulation | 0.095078 | 0.049455 |  | 399.63 | 1 | 0.52015 | 4203.1643 | 20 |  | 3667.06 | 38568.8156 | Per End Use Consumption | GSLD | 0.57723 | 0.60437 | 0.83705 | 1.097 | 1.2026 | 1.2026 | 1.289 | 1.2891 | 1.2453 | 1.1192 | 0.77553 | 0.85362 | CgrNgsld207 | CgrN | gsld | 207 | 23.9778 | 252.1899 | [30 empty] | 0.0016238 | 0.00020877 | 0.00068217
207 | Building Envelope | Insulation | Healthcare | Existing | Floor Insulation | 0.18497 | 0.033687 |  | 1087.41 | 1 | 0.18212 | 5878.7601 | 20 |  | 13124.57 | 70954.101 | Per End Use Consumption | GSLD | 0.57723 | 0.60437 | 0.83705 | 1.097 | 1.2026 | 1.2026 | 1.289 | 1.2891 | 1.2453 | 1.1192 | 0.77553 | 0.85362 | CheEgsld207 | CheE | gsld | 207 | 65.2446 | 352.7256 | [30 empty] | 0.031995 | 0 | 0.0061556
207 | Building Envelope | Insulation | Healthcare | New | Floor Insulation | 0.18497 | 0.033687 |  | 1087.41 | 1 | 0.18212 | 5878.7601 | 20 |  | 13124.57 | 70954.101 | Per End Use Consumption | GSLD | 0.57723 | 0.60437 | 0.83705 | 1.097 | 1.2026 | 1.2026 | 1.289 | 1.2891 | 1.2453 | 1.1192 | 0.77553 | 0.85362 | CheNgsld207 | CheN | gsld | 207 | 65.2446 | 352.7256 | [30 empty] | 0.00049097 | 0 | 9.4457e-05
207 | Building Envelope | Insulation | Hospitals | Existing | Floor Insulation | 1.8614 | 0.33901 |  | 10942.96 | 1 | 0.18212 | 5878.7677 | 20 |  | 259631.25 | 139478.8803 | Per End Use Consumption | GSLD | 0.57723 | 0.60437 | 0.83705 | 1.097 | 1.2026 | 1.2026 | 1.289 | 1.2891 | 1.2453 | 1.1192 | 0.77553 | 0.85362 | ChoEgsld207 | ChoE | gsld | 207 | 656.5776 | 352.7261 | [30 empty] | 0.012927 | 0 | 0.002487
207 | Building Envelope | Insulation | Hospitals | New | Floor Insulation | 1.8614 | 0.33901 |  | 10942.96 | 1 | 0.18212 | 5878.7677 | 20 |  | 259631.25 | 139478.8803 | Per End Use Consumption | GSLD | 0.57723 | 0.60437 | 0.83705 | 1.097 | 1.2026 | 1.2026 | 1.289 | 1.2891 | 1.2453 | 1.1192 | 0.77553 | 0.85362 | ChoNgsld207 | ChoN | gsld | 207 | 656.5776 | 352.7261 | [30 empty] | 0.00019962 | 0 | 3.8405e-05
207 | Building Envelope | Insulation | Institutional | Existing | Floor Insulation | 0.24839 | 0.045237 |  | 1460.21 | 1 | 0.18212 | 5878.7599 | 20 |  | 17141.39 | 69010.7011 | Per End Use Consumption | GSLD | 0.57723 | 0.60437 | 0.83705 | 1.097 | 1.2026 | 1.2026 | 1.289 | 1.2891 | 1.2453 | 1.1192 | 0.77553 | 0.85362 | CinEgsld207 | CinE | gsld | 207 | 87.6126 | 352.7256 | [30 empty] | 0.21231 | 0.025276 | 0.016862
207 | Building Envelope | Insulation | Institutional | New | Floor Insulation | 0.24839 | 0.045237 |  | 1460.21 | 1 | 0.18212 | 5878.7599 | 20 |  | 17141.39 | 69010.7011 | Per End Use Consumption | GSLD | 0.57723 | 0.60437 | 0.83705 | 1.097 | 1.2026 | 1.2026 | 1.289 | 1.2891 | 1.2453 | 1.1192 | 0.77553 | 0.85362 | CinNgsld207 | CinN | gsld | 207 | 87.6126 | 352.7256 | [30 empty] | 0.0028129 | 0.00029515 | 0.0002611
207 | Building Envelope | Insulation | Lodging/Hospitality | Existing | Floor Insulation | 0.36902 | 0.24361 |  | 2296.71 | 1 | 0.66016 | 6223.8632 | 20 |  | 59807.6 | 162072.8427 | Per End Use Consumption | GSLD | 0.57723 | 0.60437 | 0.83705 | 1.097 | 1.2026 | 1.2026 | 1.289 | 1.2891 | 1.2453 | 1.1192 | 0.77553 | 0.85362 | CloEgsld207 | CloE | gsld | 207 | 137.8026 | 373.4318 | [30 empty] | 0.065949 | 0.0044109 | 0.028269
207 | Building Envelope | Insulation | Lodging/Hospitality | New | Floor Insulation | 0.36902 | 0.24361 |  | 2296.71 | 1 | 0.66016 | 6223.8632 | 20 |  | 59807.6 | 162072.8427 | Per End Use Consumption | GSLD | 0.57723 | 0.60437 | 0.83705 | 1.097 | 1.2026 | 1.2026 | 1.289 | 1.2891 | 1.2453 | 1.1192 | 0.77553 | 0.85362 | CloNgsld207 | CloN | gsld | 207 | 137.8026 | 373.4318 | [30 empty] | 0.00049937 | 2.5476e-05 | 0.00024131
207 | Building Envelope | Insulation | Miscellaneous | Existing | Floor Insulation | 0.98343 | 1.2911 |  | 3519.39 | 1 | 1.3128 | 3578.7052 | 20 |  | 46550.84 | 47335.4003 | Per End Use Consumption | GSLD | 0.57723 | 0.60437 | 0.83705 | 1.097 | 1.2026 | 1.2026 | 1.289 | 1.2891 | 1.2453 | 1.1192 | 0.77553 | 0.85362 | CmiEgsld207 | CmiE | gsld | 207 | 211.1634 | 214.7223 | [30 empty] | 0.60564 | 0 | 1.3797
207 | Building Envelope | Insulation | Miscellaneous | New | Floor Insulation | 0.98343 | 1.2911 |  | 3519.39 | 1 | 1.3128 | 3578.7052 | 20 |  | 46550.84 | 47335.4003 | Per End Use Consumption | GSLD | 0.57723 | 0.60437 | 0.83705 | 1.097 | 1.2026 | 1.2026 | 1.289 | 1.2891 | 1.2453 | 1.1192 | 0.77553 | 0.85362 | CmiNgsld207 | CmiN | gsld | 207 | 211.1634 | 214.7223 | [30 empty] | 0.0037384 | 0 | 0.0085167
207 | Building Envelope | Insulation | Offices | Existing | Floor Insulation | 0.50612 | 0.66445 |  | 1811.26 | 1 | 1.3128 | 3578.7093 | 20 |  | 24406.66 | 48222.9729 | Per End Use Consumption | GSLD | 0.57723 | 0.60437 | 0.83705 | 1.097 | 1.2026 | 1.2026 | 1.289 | 1.2891 | 1.2453 | 1.1192 | 0.77553 | 0.85362 | CofEgsld207 | CofE | gsld | 207 | 108.6756 | 214.7226 | [30 empty] | 0.33772 | 0.053926 | 0.40053
207 | Building Envelope | Insulation | Offices | New | Floor Insulation | 0.50612 | 0.66445 |  | 1811.26 | 1 | 1.3128 | 3578.7093 | 20 |  | 24406.66 | 48222.9729 | Per End Use Consumption | GSLD | 0.57723 | 0.60437 | 0.83705 | 1.097 | 1.2026 | 1.2026 | 1.289 | 1.2891 | 1.2453 | 1.1192 | 0.77553 | 0.85362 | CofNgsld207 | CofN | gsld | 207 | 108.6756 | 214.7226 | [30 empty] | 0.0042197 | 0.00056525 | 0.0057468
207 | Building Envelope | Insulation | Restaurants | Existing | Floor Insulation | 0.14227 | 0.074003 |  | 597.99 | 1 | 0.52015 | 4203.1584 | 20 |  | 6871.43 | 48297.9792 | Per End Use Consumption | GSLD | 0.57723 | 0.60437 | 0.83705 | 1.097 | 1.2026 | 1.2026 | 1.289 | 1.2891 | 1.2453 | 1.1192 | 0.77553 | 0.85362 | CreEgsld207 | CreE | gsld | 207 | 35.8794 | 252.1895 | [30 empty] | 0.056246 | 0.0034375 | 0.033911
207 | Building Envelope | Insulation | Restaurants | New | Floor Insulation | 0.14227 | 0.074003 |  | 597.99 | 1 | 0.52015 | 4203.1584 | 20 |  | 6871.43 | 48297.9792 | Per End Use Consumption | GSLD | 0.57723 | 0.60437 | 0.83705 | 1.097 | 1.2026 | 1.2026 | 1.289 | 1.2891 | 1.2453 | 1.1192 | 0.77553 | 0.85362 | CreNgsld207 | CreN | gsld | 207 | 35.8794 | 252.1895 | [30 empty] | 0.00074648 | 3.3155e-05 | 0.00048384
207 | Building Envelope | Insulation | Retail | Existing | Floor Insulation | 0.98736 | 1.2962 |  | 3533.48 | 1 | 1.3128 | 3578.7066 | 20 |  | 32131.85 | 32543.1202 | Per End Use Consumption | GSLD | 0.57723 | 0.60437 | 0.83705 | 1.097 | 1.2026 | 1.2026 | 1.289 | 1.2891 | 1.2453 | 1.1192 | 0.77553 | 0.85362 | CrtEgsld207 | CrtE | gsld | 207 | 212.0088 | 214.7224 | [30 empty] | 0.80641 | 0.099269 | 1.1581
207 | Building Envelope | Insulation | Retail | New | Floor Insulation | 0.98736 | 1.2962 |  | 3533.48 | 1 | 1.3128 | 3578.7066 | 20 |  | 32131.85 | 32543.1202 | Per End Use Consumption | GSLD | 0.57723 | 0.60437 | 0.83705 | 1.097 | 1.2026 | 1.2026 | 1.289 | 1.2891 | 1.2453 | 1.1192 | 0.77553 | 0.85362 | CrtNgsld207 | CrtN | gsld | 207 | 212.0088 | 214.7224 | [30 empty] | 0.010408 | 0.0010108 | 0.016797
207 | Building Envelope | Insulation | Schools K-12 | Existing | Floor Insulation | 1.0854 | 1.425 |  | 3884.45 | 1 | 1.3128 | 3578.712 | 20 |  | 45599.3 | 42010.2623 | Per End Use Consumption | GSLD | 0.57723 | 0.60437 | 0.83705 | 1.097 | 1.2026 | 1.2026 | 1.289 | 1.2891 | 1.2453 | 1.1192 | 0.77553 | 0.85362 | CscEgsld207 | CscE | gsld | 207 | 233.067 | 214.7227 | [30 empty] | 0.019044 | 0.0036954 | 0.018108
207 | Building Envelope | Insulation | Schools K-12 | New | Floor Insulation | 1.0854 | 1.425 |  | 3884.45 | 1 | 1.3128 | 3578.712 | 20 |  | 45599.3 | 42010.2623 | Per End Use Consumption | GSLD | 0.57723 | 0.60437 | 0.83705 | 1.097 | 1.2026 | 1.2026 | 1.289 | 1.2891 | 1.2453 | 1.1192 | 0.77553 | 0.85362 | CscNgsld207 | CscN | gsld | 207 | 233.067 | 214.7227 | [30 empty] | 0.00023747 | 3.8434e-05 | 0.00027811
207 | Building Envelope | Insulation | Warehouse | Existing | Floor Insulation | 0.69301 | 0.9098 |  | 2480.07 | 1 | 1.3128 | 3578.7165 | 20 |  | 27268.15 | 39347.6713 | Per End Use Consumption | GSLD | 0.57723 | 0.60437 | 0.83705 | 1.097 | 1.2026 | 1.2026 | 1.289 | 1.2891 | 1.2453 | 1.1192 | 0.77553 | 0.85362 | CwaEgsld207 | CwaE | gsld | 207 | 148.8042 | 214.723 | [30 empty] | 0.048063 | 0.0020919 | 0.095185
207 | Building Envelope | Insulation | Warehouse | New | Floor Insulation | 0.69301 | 0.9098 |  | 2480.07 | 1 | 1.3128 | 3578.7165 | 20 |  | 27268.15 | 39347.6713 | Per End Use Consumption | GSLD | 0.57723 | 0.60437 | 0.83705 | 1.097 | 1.2026 | 1.2026 | 1.289 | 1.2891 | 1.2453 | 1.1192 | 0.77553 | 0.85362 | CwaNgsld207 | CwaN | gsld | 207 | 148.8042 | 214.723 | [30 empty] | 0.0007344 | 2.9846e-05 | 0.0014689
208 | Building Envelope | Insulation | Assembly | Existing | Roof Insulation | 0.67744 | 0.78202 |  | 2377.25 | 1 | 1.1544 | 3509.1594 | 30 |  | 14204.05 | 20967.1995 | Per End Use Consumption | GSLD | 0.57723 | 0.60437 | 0.83705 | 0 | 0 | 0 | 0 | 0 | 0 | 0 | 0.77553 | 0.85362 | CasEgsld208 | CasE | gsld | 208 | 142.635 | 210.5496 | [30 empty] | 2.4658 | 0.081779 | 5.058
208 | Building Envelope | Insulation | Assembly | New | Roof Insulation | 0.67744 | 0.78202 |  | 2377.25 | 1 | 1.1544 | 3509.1594 | 30 |  | 14204.05 | 20967.1995 | Per End Use Consumption | GSLD | 0.57723 | 0.60437 | 0.83705 | 0 | 0 | 0 | 0 | 0 | 0 | 0 | 0.77553 | 0.85362 | CasNgsld208 | CasN | gsld | 208 | 142.635 | 210.5496 | [30 empty] | 0.01482 | 0.00036451 | 0.03127
208 | Building Envelope | Insulation | College and University | Existing | Roof Insulation | 0.61795 | 0.09896 |  | 3562.19 | 1 | 0.16014 | 5764.5129 | 30 |  | 21284.07 | 34442.9401 | Per End Use Consumption | GSLD | 0.57723 | 0.60437 | 0.83705 | 0 | 0 | 0 | 0 | 0 | 0 | 0 | 0.77553 | 0.85362 | CcoEgsld208 | CcoE | gsld | 208 | 213.7314 | 345.8708 | [30 empty] | 0.092436 | 0.011093 | 0.0072581
208 | Building Envelope | Insulation | College and University | New | Roof Insulation | 0.61795 | 0.09896 |  | 3562.19 | 1 | 0.16014 | 5764.5129 | 30 |  | 21284.07 | 34442.9401 | Per End Use Consumption | GSLD | 0.57723 | 0.60437 | 0.83705 | 0 | 0 | 0 | 0 | 0 | 0 | 0 | 0.77553 | 0.85362 | CcoNgsld208 | CcoN | gsld | 208 | 213.7314 | 345.8708 | [30 empty] | 0.00048725 | 5.1812e-05 | 4.4578e-05
208 | Building Envelope | Insulation | Data Center | Existing | Roof Insulation | 1.9502 | 0.31231 |  | 11241.87 | 1 | 0.16014 | 5764.5167 | 30 |  | 67170.21 | 34443.0061 | Per End Use Consumption | GSLD | 0.57723 | 0.60437 | 0.83705 | 0 | 0 | 0 | 0 | 0 | 0 | 0 | 0.77553 | 0.85362 | CdaEgsld208 | CdaE | gsld | 208 | 674.5122 | 345.871 | [30 empty] | 0.0075034 | 0.001003 | 0.00049181
208 | Building Envelope | Insulation | Data Center | New | Roof Insulation | 1.9502 | 0.31231 |  | 11241.87 | 1 | 0.16014 | 5764.5167 | 30 |  | 67170.21 | 34443.0061 | Per End Use Consumption | GSLD | 0.57723 | 0.60437 | 0.83705 | 0 | 0 | 0 | 0 | 0 | 0 | 0 | 0.77553 | 0.85362 | CdaNgsld208 | CdaN | gsld | 208 | 674.5122 | 345.871 | [30 empty] | 3.7981e-05 | 4.4947e-06 | 3.0422e-06
208 | Building Envelope | Insulation | Grocery | Existing | Roof Insulation | 0.14029 | 0.064165 |  | 578.19 | 1 | 0.45739 | 4121.4933 | 30 |  | 3454.7 | 24626.0277 | Per End Use Consumption | GSLD | 0.57723 | 0.60437 | 0.83705 | 0 | 0 | 0 | 0 | 0 | 0 | 0 | 0.77553 | 0.85362 | CgrEgsld208 | CgrE | gsld | 208 | 34.6914 | 247.2896 | [30 empty] | 0.43332 | 0.071072 | 0.14041
208 | Building Envelope | Insulation | Grocery | New | Roof Insulation | 0.14029 | 0.064165 |  | 578.19 | 1 | 0.45739 | 4121.4933 | 30 |  | 3454.7 | 24626.0277 | Per End Use Consumption | GSLD | 0.57723 | 0.60437 | 0.83705 | 0 | 0 | 0 | 0 | 0 | 0 | 0 | 0.77553 | 0.85362 | CgrNgsld208 | CgrN | gsld | 208 | 34.6914 | 247.2896 | [30 empty] | 0.0022601 | 0.00032001 | 0.00086969
208 | Building Envelope | Insulation | Healthcare | Existing | Roof Insulation | 0.27293 | 0.043707 |  | 1573.29 | 1 | 0.16014 | 5764.5191 | 30 |  | 9400.44 | 34443.1199 | Per End Use Consumption | GSLD | 0.57723 | 0.60437 | 0.83705 | 0 | 0 | 0 | 0 | 0 | 0 | 0 | 0.77553 | 0.85362 | CheEgsld208 | CheE | gsld | 208 | 94.3974 | 345.8711 | [30 empty] | 0.25596 | 0 | 0.049244
208 | Building Envelope | Insulation | Healthcare | New | Roof Insulation | 0.27293 | 0.043707 |  | 1573.29 | 1 | 0.16014 | 5764.5191 | 30 |  | 9400.44 | 34443.1199 | Per End Use Consumption | GSLD | 0.57723 | 0.60437 | 0.83705 | 0 | 0 | 0 | 0 | 0 | 0 | 0 | 0.77553 | 0.85362 | CheNgsld208 | CheN | gsld | 208 | 94.3974 | 345.8711 | [30 empty] | 0.0015711 | 0 | 0.00030226
208 | Building Envelope | Insulation | Hospitals | Existing | Roof Insulation | 2.7466 | 0.43984 |  | 15832.63 | 1 | 0.16014 | 5764.5188 | 30 |  | 94599.97 | 34443.0018 | Per End Use Consumption | GSLD | 0.57723 | 0.60437 | 0.83705 | 0 | 0 | 0 | 0 | 0 | 0 | 0 | 0.77553 | 0.85362 | ChoEgsld208 | ChoE | gsld | 208 | 949.9578 | 345.8711 | [30 empty] | 0.063758 | 0 | 0.012266
208 | Building Envelope | Insulation | Hospitals | New | Roof Insulation | 2.7466 | 0.43984 |  | 15832.63 | 1 | 0.16014 | 5764.5188 | 30 |  | 94599.97 | 34443.0018 | Per End Use Consumption | GSLD | 0.57723 | 0.60437 | 0.83705 | 0 | 0 | 0 | 0 | 0 | 0 | 0 | 0.77553 | 0.85362 | ChoNgsld208 | ChoN | gsld | 208 | 949.9578 | 345.8711 | [30 empty] | 0.00039377 | 0 | 7.5757e-05
208 | Building Envelope | Insulation | Institutional | Existing | Roof Insulation | 0.3665 | 0.058692 |  | 2112.69 | 1 | 0.16014 | 5764.5245 | 30 |  | 12623.32 | 34443.0266 | Per End Use Consumption | GSLD | 0.57723 | 0.60437 | 0.83705 | 0 | 0 | 0 | 0 | 0 | 0 | 0 | 0.77553 | 0.85362 | CinEgsld208 | CinE | gsld | 208 | 126.7614 | 345.8715 | [30 empty] | 1.2638 | 0.15998 | 0.091337
208 | Building Envelope | Insulation | Institutional | New | Roof Insulation | 0.3665 | 0.058692 |  | 2112.69 | 1 | 0.16014 | 5764.5245 | 30 |  | 12623.32 | 34443.0266 | Per End Use Consumption | GSLD | 0.57723 | 0.60437 | 0.83705 | 0 | 0 | 0 | 0 | 0 | 0 | 0 | 0.77553 | 0.85362 | CinNgsld208 | CinN | gsld | 208 | 126.7614 | 345.8715 | [30 empty] | 0.0071563 | 0.00085476 | 0.00056572
208 | Building Envelope | Insulation | Lodging/Hospitality | Existing | Roof Insulation | 0.54449 | 0.31607 |  | 3322.95 | 1 | 0.58049 | 6102.9127 | 30 |  | 19854.63 | 36464.9105 | Per End Use Consumption | GSLD | 0.57723 | 0.60437 | 0.83705 | 0 | 0 | 0 | 0 | 0 | 0 | 0 | 0.77553 | 0.85362 | CloEgsld208 | CloE | gsld | 208 | 199.377 | 366.1748 | [30 empty] | 0.27498 | 0.019638 | 0.11359
208 | Building Envelope | Insulation | Lodging/Hospitality | New | Roof Insulation | 0.54449 | 0.31607 |  | 3322.95 | 1 | 0.58049 | 6102.9127 | 30 |  | 19854.63 | 36464.9105 | Per End Use Consumption | GSLD | 0.57723 | 0.60437 | 0.83705 | 0 | 0 | 0 | 0 | 0 | 0 | 0 | 0.77553 | 0.85362 | CloNgsld208 | CloN | gsld | 208 | 199.377 | 366.1748 | [30 empty] | 0.0012786 | 7.0272e-05 | 0.00060052
208 | Building Envelope | Insulation | Miscellaneous | Existing | Roof Insulation | 1.4511 | 1.6751 |  | 5091.97 | 1 | 1.1544 | 3509.1594 | 30 |  | 30424.5 | 20967.2131 | Per End Use Consumption | GSLD | 0.57723 | 0.60437 | 0.83705 | 0 | 0 | 0 | 0 | 0 | 0 | 0 | 0.77553 | 0.85362 | CmiEgsld208 | CmiE | gsld | 208 | 305.5182 | 210.5496 | [30 empty] | 1.3556 | 0 | 3.0883
208 | Building Envelope | Insulation | Miscellaneous | New | Roof Insulation | 1.4511 | 1.6751 |  | 5091.97 | 1 | 1.1544 | 3509.1594 | 30 |  | 30424.5 | 20967.2131 | Per End Use Consumption | GSLD | 0.57723 | 0.60437 | 0.83705 | 0 | 0 | 0 | 0 | 0 | 0 | 0 | 0.77553 | 0.85362 | CmiNgsld208 | CmiN | gsld | 208 | 305.5182 | 210.5496 | [30 empty] | 0.008368 | 0 | 0.019063
208 | Building Envelope | Insulation | Offices | Existing | Roof Insulation | 0.74678 | 0.86208 |  | 2620.59 | 1 | 1.1544 | 3509.1628 | 30 |  | 15658.01 | 20967.2274 | Per End Use Consumption | GSLD | 0.57723 | 0.60437 | 0.83705 | 0 | 0 | 0 | 0 | 0 | 0 | 0 | 0.77553 | 0.85362 | CofEgsld208 | CofE | gsld | 208 | 157.2354 | 210.5498 | [30 empty] | 4.3254 | 0.73994 | 4.7928
208 | Building Envelope | Insulation | Offices | New | Roof Insulation | 0.74678 | 0.86208 |  | 2620.59 | 1 | 1.1544 | 3509.1628 | 30 |  | 15658.01 | 20967.2274 | Per End Use Consumption | GSLD | 0.57723 | 0.60437 | 0.83705 | 0 | 0 | 0 | 0 | 0 | 0 | 0 | 0.77553 | 0.85362 | CofNgsld208 | CofN | gsld | 208 | 157.2354 | 210.5498 | [30 empty] | 0.021389 | 0.0031024 | 0.027507
208 | Building Envelope | Insulation | Restaurants | Existing | Roof Insulation | 0.20992 | 0.096014 |  | 865.19 | 1 | 0.45738 | 4121.4795 | 30 |  | 5169.5 | 24625.791 | Per End Use Consumption | GSLD | 0.57723 | 0.60437 | 0.83705 | 0 | 0 | 0 | 0 | 0 | 0 | 0 | 0.77553 | 0.85362 | CreEgsld208 | CreE | gsld | 208 | 51.9114 | 247.2888 | [30 empty] | 0.34704 | 0.023691 | 0.2025
208 | Building Envelope | Insulation | Restaurants | New | Roof Insulation | 0.20992 | 0.096014 |  | 865.19 | 1 | 0.45738 | 4121.4795 | 30 |  | 5169.5 | 24625.791 | Per End Use Consumption | GSLD | 0.57723 | 0.60437 | 0.83705 | 0 | 0 | 0 | 0 | 0 | 0 | 0 | 0.77553 | 0.85362 | CreNgsld208 | CreN | gsld | 208 | 51.9114 | 247.2888 | [30 empty] | 0.0018261 | 9.1402e-05 | 0.0011557
208 | Building Envelope | Insulation | Retail | Existing | Roof Insulation | 1.4569 | 1.6818 |  | 5112.35 | 1 | 1.1544 | 3509.1571 | 30 |  | 30546.33 | 20967.2404 | Per End Use Consumption | GSLD | 0.57723 | 0.60437 | 0.83705 | 0 | 0 | 0 | 0 | 0 | 0 | 0 | 0.77553 | 0.85362 | CrtEgsld208 | CrtE | gsld | 208 | 306.741 | 210.5494 | [30 empty] | 4.5916 | 0.626 | 6.1785
208 | Building Envelope | Insulation | Retail | New | Roof Insulation | 1.4569 | 1.6818 |  | 5112.35 | 1 | 1.1544 | 3509.1571 | 30 |  | 30546.33 | 20967.2404 | Per End Use Consumption | GSLD | 0.57723 | 0.60437 | 0.83705 | 0 | 0 | 0 | 0 | 0 | 0 | 0 | 0.77553 | 0.85362 | CrtNgsld208 | CrtN | gsld | 208 | 306.741 | 210.5494 | [30 empty] | 0.024281 | 0.0028496 | 0.035825
208 | Building Envelope | Insulation | Schools K-12 | Existing | Roof Insulation | 1.6016 | 1.8488 |  | 5620.15 | 1 | 1.1544 | 3509.1608 | 30 |  | 33580.39 | 20967.2317 | Per End Use Consumption | GSLD | 0.57723 | 0.60437 | 0.83705 | 0 | 0 | 0 | 0 | 0 | 0 | 0 | 0.77553 | 0.85362 | CscEgsld208 | CscE | gsld | 208 | 337.209 | 210.5496 | [30 empty] | 0.12352 | 0.025276 | 0.10851
208 | Building Envelope | Insulation | Schools K-12 | New | Roof Insulation | 1.6016 | 1.8488 |  | 5620.15 | 1 | 1.1544 | 3509.1608 | 30 |  | 33580.39 | 20967.2317 | Per End Use Consumption | GSLD | 0.57723 | 0.60437 | 0.83705 | 0 | 0 | 0 | 0 | 0 | 0 | 0 | 0.77553 | 0.85362 | CscNgsld208 | CscN | gsld | 208 | 337.209 | 210.5496 | [30 empty] | 0.00060814 | 0.00010515 | 0.00066619
208 | Building Envelope | Insulation | Warehouse | Existing | Roof Insulation | 1.0225 | 1.1804 |  | 3588.24 | 1 | 1.1544 | 3509.1543 | 30 |  | 21439.76 | 20967.2222 | Per End Use Consumption | GSLD | 0.57723 | 0.60437 | 0.83705 | 0 | 0 | 0 | 0 | 0 | 0 | 0 | 0.77553 | 0.85362 | CwaEgsld208 | CwaE | gsld | 208 | 215.2944 | 210.5493 | [30 empty] | 0.16718 | 0.010456 | 0.30935
208 | Building Envelope | Insulation | Warehouse | New | Roof Insulation | 1.0225 | 1.1804 |  | 3588.24 | 1 | 1.1544 | 3509.1543 | 30 |  | 21439.76 | 20967.2222 | Per End Use Consumption | GSLD | 0.57723 | 0.60437 | 0.83705 | 0 | 0 | 0 | 0 | 0 | 0 | 0 | 0.77553 | 0.85362 | CwaNgsld208 | CwaN | gsld | 208 | 215.2944 | 210.5493 | [30 empty] | 0.0010168 | 5.948e-05 | 0.0019096
209 | Building Envelope | Insulation | Assembly | Existing | Wall Insulation | 2.5764 | 2.6636 |  | 8904.82 | 1 | 1.0338 | 3456.2527 | 25 |  | 22364.48 | 8680.3883 | Per End Use Consumption | GSLD | 1 | 1 | 1 | 1 | 1 | 1 | 1 | 1 | 1 | 1 | 1 | 1 | CasEgsld209 | CasE | gsld | 209 | 447.7629 | 173.7915 | [30 empty] | 9.3435 | 0.33908 | 18.9665
209 | Building Envelope | Insulation | Assembly | New | Wall Insulation | 2.5764 | 2.6636 |  | 8904.82 | 1 | 1.0338 | 3456.2527 | 25 |  | 22364.48 | 8680.3883 | Per End Use Consumption | GSLD | 1 | 1 | 1 | 1 | 1 | 1 | 1 | 1 | 1 | 1 | 1 | 1 | CasNgsld209 | CasN | gsld | 209 | 447.7629 | 173.7915 | [30 empty] | 0.056532 | 0.0016859 | 0.11726
209 | Building Envelope | Insulation | College and University | Existing | Wall Insulation | 1.9199 | 0.27536 |  | 10900.5 | 1 | 0.14342 | 5677.6057 | 25 |  | 34996.78 | 18228.3307 | Per End Use Consumption | GSLD | 1 | 1 | 1 | 1 | 1 | 1 | 1 | 1 | 1 | 1 | 1 | 1 | CcoEgsld209 | CcoE | gsld | 209 | 548.112 | 285.4882 | [30 empty] | 0.69179 | 0.094468 | 0.043453
209 | Building Envelope | Insulation | College and University | New | Wall Insulation | 1.9199 | 0.27536 |  | 10900.5 | 1 | 0.14342 | 5677.6057 | 25 |  | 34996.78 | 18228.3307 | Per End Use Consumption | GSLD | 1 | 1 | 1 | 1 | 1 | 1 | 1 | 1 | 1 | 1 | 1 | 1 | CcoNgsld209 | CcoN | gsld | 209 | 548.112 | 285.4882 | [30 empty] | 0.0042855 | 0.00055386 | 0.00029893
209 | Building Envelope | Insulation | Data Center | Existing | Wall Insulation | 3.4107 | 0.48917 |  | 19364.56 | 1 | 0.14342 | 5677.6076 | 25 |  | 149938.85 | 43961.4407 | Per End Use Consumption | GSLD | 1 | 1 | 1 | 1 | 1 | 1 | 1 | 1 | 1 | 1 | 1 | 1 | CdaEgsld209 | CdaE | gsld | 209 | 973.7121 | 285.4883 | [30 empty] | 0.021462 | 0.0029951 | 0.0012871
209 | Building Envelope | Insulation | Data Center | New | Wall Insulation | 3.4107 | 0.48917 |  | 19364.56 | 1 | 0.14342 | 5677.6076 | 25 |  | 149938.85 | 43961.4407 | Per End Use Consumption | GSLD | 1 | 1 | 1 | 1 | 1 | 1 | 1 | 1 | 1 | 1 | 1 | 1 | CdaNgsld209 | CdaN | gsld | 209 | 973.7121 | 285.4883 | [30 empty] | 0.00012046 | 1.6032e-05 | 7.9619e-06
209 | Building Envelope | Insulation | Grocery | Existing | Wall Insulation | 1.0819 | 0.44315 |  | 4391.62 | 1 | 0.40963 | 4059.3467 | 25 |  | 3821.41 | 3532.2792 | Per End Use Consumption | GSLD | 1 | 1 | 1 | 1 | 1 | 1 | 1 | 1 | 1 | 1 | 1 | 1 | CgrEgsld209 | CgrE | gsld | 209 | 220.8247 | 204.1169 | [30 empty] | 4.8676 | 0.96957 | 1.1133
209 | Building Envelope | Insulation | Grocery | New | Wall Insulation | 1.0819 | 0.44315 |  | 4391.62 | 1 | 0.40963 | 4059.3467 | 25 |  | 3821.41 | 3532.2792 | Per End Use Consumption | GSLD | 1 | 1 | 1 | 1 | 1 | 1 | 1 | 1 | 1 | 1 | 1 | 1 | CgrNgsld209 | CgrN | gsld | 209 | 220.8247 | 204.1169 | [30 empty] | 0.046683 | 0.010694 | 0.0068955
209 | Building Envelope | Insulation | Healthcare | Existing | Wall Insulation | 1.2759 | 0.183 |  | 7244.24 | 1 | 0.14342 | 5677.6043 | 25 |  | 13676.99 | 10719.211 | Per End Use Consumption | GSLD | 1 | 1 | 1 | 1 | 1 | 1 | 1 | 1 | 1 | 1 | 1 | 1 | CheEgsld209 | CheE | gsld | 209 | 364.2636 | 285.4881 | [30 empty] | 1.7858 | 0 | 0.34357
209 | Building Envelope | Insulation | Healthcare | New | Wall Insulation | 1.2759 | 0.183 |  | 7244.24 | 1 | 0.14342 | 5677.6043 | 25 |  | 13676.99 | 10719.211 | Per End Use Consumption | GSLD | 1 | 1 | 1 | 1 | 1 | 1 | 1 | 1 | 1 | 1 | 1 | 1 | CheNgsld209 | CheN | gsld | 209 | 364.2636 | 285.4881 | [30 empty] | 0.010961 | 0 | 0.0021088
209 | Building Envelope | Insulation | Hospitals | Existing | Wall Insulation | 4.0476 | 0.58052 |  | 22980.78 | 1 | 0.14342 | 5677.607 | 25 |  | 270559.21 | 66844.0698 | Per End Use Consumption | GSLD | 1 | 1 | 1 | 1 | 1 | 1 | 1 | 1 | 1 | 1 | 1 | 1 | ChoEgsld209 | ChoE | gsld | 209 | 1155.5472 | 285.4883 | [30 empty] | 0.087355 | 0 | 0.016806
209 | Building Envelope | Insulation | Hospitals | New | Wall Insulation | 4.0476 | 0.58052 |  | 22980.78 | 1 | 0.14342 | 5677.607 | 25 |  | 270559.21 | 66844.0698 | Per End Use Consumption | GSLD | 1 | 1 | 1 | 1 | 1 | 1 | 1 | 1 | 1 | 1 | 1 | 1 | ChoNgsld209 | ChoN | gsld | 209 | 1155.5472 | 285.4883 | [30 empty] | 0.0005395 | 0 | 0.00010379
209 | Building Envelope | Insulation | Institutional | Existing | Wall Insulation | 1.4786 | 0.21206 |  | 8394.72 | 1 | 0.14342 | 5677.6057 | 25 |  | 17862.88 | 12081.2116 | Per End Use Consumption | GSLD | 1 | 1 | 1 | 1 | 1 | 1 | 1 | 1 | 1 | 1 | 1 | 1 | CinEgsld209 | CinE | gsld | 209 | 422.1134 | 285.4882 | [30 empty] | 8.6922 | 1.2938 | 0.44461
209 | Building Envelope | Insulation | Institutional | New | Wall Insulation | 1.4786 | 0.21206 |  | 8394.72 | 1 | 0.14342 | 5677.6057 | 25 |  | 17862.88 | 12081.2116 | Per End Use Consumption | GSLD | 1 | 1 | 1 | 1 | 1 | 1 | 1 | 1 | 1 | 1 | 1 | 1 | CinNgsld209 | CinN | gsld | 209 | 422.1134 | 285.4882 | [30 empty] | 0.057432 | 0.0086155 | 0.0028741
209 | Building Envelope | Insulation | Lodging/Hospitality | Existing | Wall Insulation | 1.7515 | 0.91056 |  | 10528.11 | 1 | 0.51987 | 6010.8952 | 25 |  | 62324.92 | 35583.6483 | Per End Use Consumption | GSLD | 1 | 1 | 1 | 1 | 1 | 1 | 1 | 1 | 1 | 1 | 1 | 1 | CloEgsld209 | CloE | gsld | 209 | 529.3871 | 302.2471 | [30 empty] | 1.2142 | 0.094423 | 0.47504
209 | Building Envelope | Insulation | Lodging/Hospitality | New | Wall Insulation | 1.7515 | 0.91056 |  | 10528.11 | 1 | 0.51987 | 6010.8952 | 25 |  | 62324.92 | 35583.6483 | Per End Use Consumption | GSLD | 1 | 1 | 1 | 1 | 1 | 1 | 1 | 1 | 1 | 1 | 1 | 1 | CloNgsld209 | CloN | gsld | 209 | 529.3871 | 302.2471 | [30 empty] | 0.0065649 | 0.00040928 | 0.0029166
209 | Building Envelope | Insulation | Miscellaneous | Existing | Wall Insulation | 3.7707 | 3.8983 |  | 13032.6 | 1 | 1.0338 | 3456.2525 | 25 |  | 48510.17 | 12864.923 | Per End Use Consumption | GSLD | 1 | 1 | 1 | 1 | 1 | 1 | 1 | 1 | 1 | 1 | 1 | 1 | CmiEgsld209 | CmiE | gsld | 209 | 655.3208 | 173.7914 | [30 empty] | 3.9625 | 0 | 9.0271
209 | Building Envelope | Insulation | Miscellaneous | New | Wall Insulation | 3.7707 | 3.8983 |  | 13032.6 | 1 | 1.0338 | 3456.2525 | 25 |  | 48510.17 | 12864.923 | Per End Use Consumption | GSLD | 1 | 1 | 1 | 1 | 1 | 1 | 1 | 1 | 1 | 1 | 1 | 1 | CmiNgsld209 | CmiN | gsld | 209 | 655.3208 | 173.7914 | [30 empty] | 0.024459 | 0 | 0.055722
209 | Building Envelope | Insulation | Offices | Existing | Wall Insulation | 2.7051 | 2.7966 |  | 9349.48 | 1 | 1.0338 | 3456.251 | 25 |  | 25433.94 | 9402.2426 | Per End Use Consumption | GSLD | 1 | 1 | 1 | 1 | 1 | 1 | 1 | 1 | 1 | 1 | 1 | 1 | CofEgsld209 | CofE | gsld | 209 | 470.1218 | 173.7914 | [30 empty] | 26.8248 | 5.2325 | 25.3208
209 | Building Envelope | Insulation | Offices | New | Wall Insulation | 2.7051 | 2.7966 |  | 9349.48 | 1 | 1.0338 | 3456.251 | 25 |  | 25433.94 | 9402.2426 | Per End Use Consumption | GSLD | 1 | 1 | 1 | 1 | 1 | 1 | 1 | 1 | 1 | 1 | 1 | 1 | CofNgsld209 | CofN | gsld | 209 | 470.1218 | 173.7914 | [30 empty] | 0.15679 | 0.030762 | 0.14678
209 | Building Envelope | Insulation | Restaurants | Existing | Wall Insulation | 1.3234 | 0.5421 |  | 5372.09 | 1 | 0.40963 | 4059.3504 | 25 |  | 7160.65 | 5410.8526 | Per End Use Consumption | GSLD | 1 | 1 | 1 | 1 | 1 | 1 | 1 | 1 | 1 | 1 | 1 | 1 | CreEgsld209 | CreE | gsld | 209 | 270.1259 | 204.1171 | [30 empty] | 3.5561 | 0.28519 | 1.9601
209 | Building Envelope | Insulation | Restaurants | New | Wall Insulation | 1.3234 | 0.5421 |  | 5372.09 | 1 | 0.40963 | 4059.3504 | 25 |  | 7160.65 | 5410.8526 | Per End Use Consumption | GSLD | 1 | 1 | 1 | 1 | 1 | 1 | 1 | 1 | 1 | 1 | 1 | 1 | CreNgsld209 | CreN | gsld | 209 | 270.1259 | 204.1171 | [30 empty] | 0.019364 | 0.0013239 | 0.011294
209 | Building Envelope | Insulation | Retail | Existing | Wall Insulation | 3.7783 | 3.9061 |  | 13058.66 | 1 | 1.0338 | 3456.252 | 25 |  | 33484.29 | 8862.3292 | Per End Use Consumption | GSLD | 1 | 1 | 1 | 1 | 1 | 1 | 1 | 1 | 1 | 1 | 1 | 1 | CrtEgsld209 | CrtE | gsld | 209 | 656.6312 | 173.7914 | [30 empty] | 12.4791 | 2.0119 | 14.6677
209 | Building Envelope | Insulation | Retail | New | Wall Insulation | 3.7783 | 3.9061 |  | 13058.66 | 1 | 1.0338 | 3456.252 | 25 |  | 33484.29 | 8862.3292 | Per End Use Consumption | GSLD | 1 | 1 | 1 | 1 | 1 | 1 | 1 | 1 | 1 | 1 | 1 | 1 | CrtNgsld209 | CrtN | gsld | 209 | 656.6312 | 173.7914 | [30 empty] | 0.071991 | 0.011551 | 0.084997
209 | Building Envelope | Insulation | Schools K-12 | Existing | Wall Insulation | 3.9615 | 4.0955 |  | 13691.85 | 1 | 1.0338 | 3456.2525 | 25 |  | 47518.59 | 11995.1829 | Per End Use Consumption | GSLD | 1 | 1 | 1 | 1 | 1 | 1 | 1 | 1 | 1 | 1 | 1 | 1 | CscEgsld209 | CscE | gsld | 209 | 688.47 | 173.7914 | [30 empty] | 0.50343 | 0.1078 | 0.40953
209 | Building Envelope | Insulation | Schools K-12 | New | Wall Insulation | 3.9615 | 4.0955 |  | 13691.85 | 1 | 1.0338 | 3456.2525 | 25 |  | 47518.59 | 11995.1829 | Per End Use Consumption | GSLD | 1 | 1 | 1 | 1 | 1 | 1 | 1 | 1 | 1 | 1 | 1 | 1 | CscNgsld209 | CscN | gsld | 209 | 688.47 | 173.7914 | [30 empty] | 0.0027104 | 0.00053512 | 0.0025144
209 | Building Envelope | Insulation | Warehouse | Existing | Wall Insulation | 3.1654 | 3.2725 |  | 10940.3 | 1 | 1.0338 | 3456.2527 | 25 |  | 28415.87 | 8977.1238 | Per End Use Consumption | GSLD | 1 | 1 | 1 | 1 | 1 | 1 | 1 | 1 | 1 | 1 | 1 | 1 | CwaEgsld209 | CwaE | gsld | 209 | 550.1133 | 173.7914 | [30 empty] | 0.66212 | 0.050111 | 1.1657
209 | Building Envelope | Insulation | Warehouse | New | Wall Insulation | 3.1654 | 3.2725 |  | 10940.3 | 1 | 1.0338 | 3456.2527 | 25 |  | 28415.87 | 8977.1238 | Per End Use Consumption | GSLD | 1 | 1 | 1 | 1 | 1 | 1 | 1 | 1 | 1 | 1 | 1 | 1 | CwaNgsld209 | CwaN | gsld | 209 | 550.1133 | 173.7914 | [30 empty] | 0.00497 | 0.0005527 | 0.0075419
210 | Building Envelope | Roof | Assembly | Existing | Green roof | 11.2261 | 9.7781 |  | 37997.79 | 1 | 0.87101 | 3384.7778 | 20 |  | 135628.96 | 12081.5944 | Per building | GSLD | 1 | 1 | 1 | 1 | 1 | 1 | 1 | 1 | 1 | 1 | 1 | 1 | CasEgsld210 | CasE | gsld | 210 | 1910.6505 | 170.1975 | [30 empty] | 0.054124 | 0.0028071 | 0.1041
210 | Building Envelope | Roof | Assembly | New | Green roof | 11.2261 | 9.7781 |  | 37997.79 | 1 | 0.87101 | 3384.7778 | 20 |  | 135628.96 | 12081.5944 | Per building | GSLD | 1 | 1 | 1 | 1 | 1 | 1 | 1 | 1 | 1 | 1 | 1 | 1 | CasNgsld210 | CasN | gsld | 210 | 1910.6505 | 170.1975 | [30 empty] | 0.0018546 | 9.3464e-05 | 0.0035857
210 | Building Envelope | Roof | College and University | Existing | Green roof | 2.7503 | 0.40539 |  | 15671.73 | 1 | 0.1474 | 5698.2891 | 20 |  | 203233.33 | 73896.2627 | Per building | GSLD | 1 | 1 | 1 | 1 | 1 | 1 | 1 | 1 | 1 | 1 | 1 | 1 | CcoEgsld210 | CcoE | gsld | 210 | 788.0247 | 286.5282 | [30 empty] | 0.0029106 | 0.00042018 | 0.00016127
210 | Building Envelope | Roof | College and University | New | Green roof | 2.7503 | 0.40539 |  | 15671.73 | 1 | 0.1474 | 5698.2891 | 20 |  | 203233.33 | 73896.2627 | Per building | GSLD | 1 | 1 | 1 | 1 | 1 | 1 | 1 | 1 | 1 | 1 | 1 | 1 | CcoNgsld210 | CcoN | gsld | 210 | 788.0247 | 286.5282 | [30 empty] | 9.7816e-05 | 1.3978e-05 | 5.5547e-06
210 | Building Envelope | Roof | Data Center | Existing | Green roof | 13.499 | 3.0937 |  | 82659.67 | 1 | 0.22918 | 6123.3695 | 20 |  | 641382.26 | 47513.1415 | Per building | GSLD | 1 | 1 | 1 | 1 | 1 | 1 | 1 | 1 | 1 | 1 | 1 | 1 | CdaEgsld210 | CdaE | gsld | 210 | 4156.3928 | 307.9026 | [30 empty] | 0 | 0 | 0
210 | Building Envelope | Roof | Data Center | New | Green roof | 13.499 | 3.0937 |  | 82659.67 | 1 | 0.22918 | 6123.3695 | 20 |  | 641382.26 | 47513.1415 | Per building | GSLD | 1 | 1 | 1 | 1 | 1 | 1 | 1 | 1 | 1 | 1 | 1 | 1 | CdaNgsld210 | CdaN | gsld | 210 | 4156.3928 | 307.9026 | [30 empty] | 7.2749e-06 | 1.475e-06 | 0
210 | Building Envelope | Roof | Grocery | Existing | Green roof | 0.77684 | 1.4312 |  | 4601.67 | 1 | 1.8423 | 5923.5382 | 20 |  | 32987.61 | 42463.5772 | Per building | GSLD | 1 | 1 | 1 | 1 | 1 | 1 | 1 | 1 | 1 | 1 | 1 | 1 | CgrEgsld210 | CgrE | gsld | 210 | 231.3867 | 297.8545 | [30 empty] | 0.014813 | 0.0011077 | 0.0083821
210 | Building Envelope | Roof | Grocery | New | Green roof | 0.77684 | 1.4312 |  | 4601.67 | 1 | 1.8423 | 5923.5382 | 20 |  | 32987.61 | 42463.5772 | Per building | GSLD | 1 | 1 | 1 | 1 | 1 | 1 | 1 | 1 | 1 | 1 | 1 | 1 | CgrNgsld210 | CgrN | gsld | 210 | 231.3867 | 297.8545 | [30 empty] | 0.00050566 | 3.6863e-05 | 0.00028871
210 | Building Envelope | Roof | Healthcare | Existing | Green roof | 1.1531 | 0.5545 |  | 8569.32 | 1 | 0.48089 | 7431.672 | 20 |  | 89761.13 | 77844.5982 | Per building | GSLD | 1 | 1 | 1 | 1 | 1 | 1 | 1 | 1 | 1 | 1 | 1 | 1 | CheEgsld210 | CheE | gsld | 210 | 430.8928 | 373.6883 | [30 empty] | 0 | 0 | 0
210 | Building Envelope | Roof | Healthcare | New | Green roof | 1.1531 | 0.5545 |  | 8569.32 | 1 | 0.48089 | 7431.672 | 20 |  | 89761.13 | 77844.5982 | Per building | GSLD | 1 | 1 | 1 | 1 | 1 | 1 | 1 | 1 | 1 | 1 | 1 | 1 | CheNgsld210 | CheN | gsld | 210 | 430.8928 | 373.6883 | [30 empty] | 0.00056263 | 0 | 0.00010824
210 | Building Envelope | Roof | Hospitals | Existing | Green roof | 101.4595 | 11.361 |  | 559463.65 | 1 | 0.11198 | 5514.1558 | 20 |  | 903298.35 | 8903.041 | Per building | GSLD | 1 | 1 | 1 | 1 | 1 | 1 | 1 | 1 | 1 | 1 | 1 | 1 | ChoEgsld210 | ChoE | gsld | 210 | 28131.623 | 277.2694 | [30 empty] | 0 | 0 | 0
210 | Building Envelope | Roof | Hospitals | New | Green roof | 101.4595 | 11.361 |  | 559463.65 | 1 | 0.11198 | 5514.1558 | 20 |  | 903298.35 | 8903.041 | Per building | GSLD | 1 | 1 | 1 | 1 | 1 | 1 | 1 | 1 | 1 | 1 | 1 | 1 | ChoNgsld210 | ChoN | gsld | 210 | 28131.623 | 277.2694 | [30 empty] | 0.00018786 | 0 | 3.6142e-05
210 | Building Envelope | Roof | Institutional | Existing | Green roof | 1.3493 | 0.3815 |  | 8637.67 | 1 | 0.28275 | 6401.8129 | 20 |  | 120535.21 | 89334.724 | Per building | GSLD | 1 | 1 | 1 | 1 | 1 | 1 | 1 | 1 | 1 | 1 | 1 | 1 | CinEgsld210 | CinE | gsld | 210 | 434.3297 | 321.9036 | [30 empty] | 0 | 0 | 0
210 | Building Envelope | Roof | Institutional | New | Green roof | 1.3493 | 0.3815 |  | 8637.67 | 1 | 0.28275 | 6401.8129 | 20 |  | 120535.21 | 89334.724 | Per building | GSLD | 1 | 1 | 1 | 1 | 1 | 1 | 1 | 1 | 1 | 1 | 1 | 1 | CinNgsld210 | CinN | gsld | 210 | 434.3297 | 321.9036 | [30 empty] | 0.00077718 | 8.4407e-05 | 6.9428e-05
210 | Building Envelope | Roof | Lodging/Hospitality | Existing | Green roof | 10.3755 | 4.0939 |  | 60392.2 | 1 | 0.39458 | 5820.681 | 20 |  | 189584.13 | 18272.3721 | Per building | GSLD | 1 | 1 | 1 | 1 | 1 | 1 | 1 | 1 | 1 | 1 | 1 | 1 | CloEgsld210 | CloE | gsld | 210 | 3036.7131 | 292.6825 | [30 empty] | 0 | 0 | 0
210 | Building Envelope | Roof | Lodging/Hospitality | New | Green roof | 10.3755 | 4.0939 |  | 60392.2 | 1 | 0.39458 | 5820.681 | 20 |  | 189584.13 | 18272.3721 | Per building | GSLD | 1 | 1 | 1 | 1 | 1 | 1 | 1 | 1 | 1 | 1 | 1 | 1 | CloNgsld210 | CloN | gsld | 210 | 3036.7131 | 292.6825 | [30 empty] | 0.00071382 | 7.1396e-05 | 0.00022463
210 | Building Envelope | Roof | Miscellaneous | Existing | Green roof | 4.0128 | 15.3872 |  | 18802.34 | 1 | 3.8346 | 4685.6328 | 20 |  | 290511.71 | 72396.9039 | Per building | GSLD | 1 | 1 | 1 | 1 | 1 | 1 | 1 | 1 | 1 | 1 | 1 | 1 | CmiEgsld210 | CmiE | gsld | 210 | 945.4418 | 235.6086 | [30 empty] | 0.12598 | 0 | 0.287
210 | Building Envelope | Roof | Miscellaneous | New | Green roof | 4.0128 | 15.3872 |  | 18802.34 | 1 | 3.8346 | 4685.6328 | 20 |  | 290511.71 | 72396.9039 | Per building | GSLD | 1 | 1 | 1 | 1 | 1 | 1 | 1 | 1 | 1 | 1 | 1 | 1 | CmiNgsld210 | CmiN | gsld | 210 | 945.4418 | 235.6086 | [30 empty] | 0.0016366 | 0 | 0.0037283
210 | Building Envelope | Roof | Offices | Existing | Green roof | 5.0844 | 17.6613 |  | 23018.16 | 1 | 3.4736 | 4527.1967 | 20 |  | 149512.27 | 29405.9758 | Per building | GSLD | 1 | 1 | 1 | 1 | 1 | 1 | 1 | 1 | 1 | 1 | 1 | 1 | CofEgsld210 | CofE | gsld | 210 | 1157.4268 | 227.6419 | [30 empty] | 0 | 0 | 0
210 | Building Envelope | Roof | Offices | New | Green roof | 5.0844 | 17.6613 |  | 23018.16 | 1 | 3.4736 | 4527.1967 | 20 |  | 149512.27 | 29405.9758 | Per building | GSLD | 1 | 1 | 1 | 1 | 1 | 1 | 1 | 1 | 1 | 1 | 1 | 1 | CofNgsld210 | CofN | gsld | 210 | 1157.4268 | 227.6419 | [30 empty] | 0.010877 | 0.0012714 | 0.016084
210 | Building Envelope | Roof | Restaurants | Existing | Green roof | 3.7137 | 3.6759 |  | 17878.68 | 1 | 0.98982 | 4814.2726 | 20 |  | 49361.51 | 13291.7959 | Per building | GSLD | 1 | 1 | 1 | 1 | 1 | 1 | 1 | 1 | 1 | 1 | 1 | 1 | CreEgsld210 | CreE | gsld | 210 | 898.9973 | 242.077 | [30 empty] | 0 | 0 | 0
210 | Building Envelope | Roof | Restaurants | New | Green roof | 3.7137 | 3.6759 |  | 17878.68 | 1 | 0.98982 | 4814.2726 | 20 |  | 49361.51 | 13291.7959 | Per building | GSLD | 1 | 1 | 1 | 1 | 1 | 1 | 1 | 1 | 1 | 1 | 1 | 1 | CreNgsld210 | CreN | gsld | 210 | 898.9973 | 242.077 | [30 empty] | 0.0020228 | 8.9579e-05 | 0.0013118
210 | Building Envelope | Roof | Retail | Existing | Green roof | 6.4419 | 15.6445 |  | 26208.75 | 1 | 2.4285 | 4068.459 | 20 |  | 291675 | 45277.5424 | Per building | GSLD | 1 | 1 | 1 | 1 | 1 | 1 | 1 | 1 | 1 | 1 | 1 | 1 | CrtEgsld210 | CrtE | gsld | 210 | 1317.8598 | 204.5751 | [30 empty] | 0 | 0 | 0
210 | Building Envelope | Roof | Retail | New | Green roof | 6.4419 | 15.6445 |  | 26208.75 | 1 | 2.4285 | 4068.459 | 20 |  | 291675 | 45277.5424 | Per building | GSLD | 1 | 1 | 1 | 1 | 1 | 1 | 1 | 1 | 1 | 1 | 1 | 1 | CrtNgsld210 | CrtN | gsld | 210 | 1317.8598 | 204.5751 | [30 empty] | 0.0018071 | 0.0002014 | 0.0027392
210 | Building Envelope | Roof | Schools K-12 | Existing | Green roof | 14.4425 | 30.7564 |  | 56863.36 | 1 | 2.1296 | 3937.2257 | 20 |  | 320646.13 | 22201.5758 | Per building | GSLD | 1 | 1 | 1 | 1 | 1 | 1 | 1 | 1 | 1 | 1 | 1 | 1 | CscEgsld210 | CscE | gsld | 210 | 2859.2717 | 197.9763 | [30 empty] | 0 | 0 | 0
210 | Building Envelope | Roof | Schools K-12 | New | Green roof | 14.4425 | 30.7564 |  | 56863.36 | 1 | 2.1296 | 3937.2257 | 20 |  | 320646.13 | 22201.5758 | Per building | GSLD | 1 | 1 | 1 | 1 | 1 | 1 | 1 | 1 | 1 | 1 | 1 | 1 | CscNgsld210 | CscN | gsld | 210 | 2859.2717 | 197.9763 | [30 empty] | 0.00029999 | 5.1973e-05 | 0.00032793
210 | Building Envelope | Roof | Warehouse | Existing | Green roof | 1.7451 | 5.2375 |  | 7538.62 | 1 | 3.0012 | 4319.8414 | 20 |  | 204719.92 | 117310.2756 | Per building | GSLD | 1 | 1 | 1 | 1 | 1 | 1 | 1 | 1 | 1 | 1 | 1 | 1 | CwaEgsld210 | CwaE | gsld | 210 | 379.0659 | 217.2155 | [30 empty] | 0 | 0 | 0
210 | Building Envelope | Roof | Warehouse | New | Green roof | 1.7451 | 5.2375 |  | 7538.62 | 1 | 3.0012 | 4319.8414 | 20 |  | 204719.92 | 117310.2756 | Per building | GSLD | 1 | 1 | 1 | 1 | 1 | 1 | 1 | 1 | 1 | 1 | 1 | 1 | CwaNgsld210 | CwaN | gsld | 210 | 379.0659 | 217.2155 | [30 empty] | 3.5623e-05 | 8.1674e-07 | 7.5567e-05
211 | Building Envelope | Roof | Assembly | Existing | Reflective Roof Treatment | 12.7326 | 0 |  | 38228.95 | 1 | 0 | 3002.444 | 15 |  | 15683.64 | 1231.7694 | Per End Use Consumption | GSLD | 1 | 1 | 1 | 1 | 1 | 1 | 1 | 1 | 1 | 1 | 1 | 1 | CasEgsld211 | CasE | gsld | 211 | 2293.737 | 180.1466 | [30 empty] | 0.010287 | 0.0034263 | 0
211 | Building Envelope | Roof | Assembly | New | Reflective Roof Treatment | 12.7326 | 0 |  | 38228.95 | 1 | 0 | 3002.444 | 15 |  | 15683.64 | 1231.7694 | Per End Use Consumption | GSLD | 1 | 1 | 1 | 1 | 1 | 1 | 1 | 1 | 1 | 1 | 1 | 1 | CasNgsld211 | CasN | gsld | 211 | 2293.737 | 180.1466 | [30 empty] | 0.0003428 | 0.00011417 | 0
211 | Building Envelope | Roof | College and University | Existing | Reflective Roof Treatment | 30.0761 | 0 |  | 148339.18 | 1 | 0 | 4932.1338 | 15 |  | 23501.16 | 781.3908 | Per End Use Consumption | GSLD | 1 | 1 | 1 | 1 | 1 | 1 | 1 | 1 | 1 | 1 | 1 | 1 | CcoEgsld211 | CcoE | gsld | 211 | 8900.3508 | 295.928 | [30 empty] | 0.00253 | 0.00051297 | 0
211 | Building Envelope | Roof | College and University | New | Reflective Roof Treatment | 30.0761 | 0 |  | 148339.18 | 1 | 0 | 4932.1338 | 15 |  | 23501.16 | 781.3908 | Per End Use Consumption | GSLD | 1 | 1 | 1 | 1 | 1 | 1 | 1 | 1 | 1 | 1 | 1 | 1 | CcoNgsld211 | CcoN | gsld | 211 | 8900.3508 | 295.928 | [30 empty] | 8.4309e-05 | 1.7094e-05 | 0
211 | Building Envelope | Roof | Data Center | Existing | Reflective Roof Treatment | 4.6356 | 0 |  | 22863.53 | 1 | 0 | 4932.1338 | 15 |  | 74167.11 | 15999.3716 | Per End Use Consumption | GSLD | 1 | 1 | 1 | 1 | 1 | 1 | 1 | 1 | 1 | 1 | 1 | 1 | CdaEgsld211 | CdaE | gsld | 211 | 1371.8118 | 295.928 | [30 empty] | 0.00013335 | 2.7036e-05 | 0
211 | Building Envelope | Roof | Data Center | New | Reflective Roof Treatment | 4.6356 | 0 |  | 22863.53 | 1 | 0 | 4932.1338 | 15 |  | 74167.11 | 15999.3716 | Per End Use Consumption | GSLD | 1 | 1 | 1 | 1 | 1 | 1 | 1 | 1 | 1 | 1 | 1 | 1 | CdaNgsld211 | CdaN | gsld | 211 | 1371.8118 | 295.928 | [30 empty] | 4.4434e-06 | 9.0092e-07 | 0
211 | Building Envelope | Roof | Grocery | Existing | Reflective Roof Treatment | 2.887 | 0 |  | 10180.71 | 1 | 0 | 3526.3542 | 15 |  | 3814.57 | 1321.2757 | Per End Use Consumption | GSLD | 1 | 1 | 1 | 1 | 1 | 1 | 1 | 1 | 1 | 1 | 1 | 1 | CgrEgsld211 | CgrE | gsld | 211 | 610.8426 | 211.5813 | [30 empty] | 0.0047682 | 0.0013522 | 0
211 | Building Envelope | Roof | Grocery | New | Reflective Roof Treatment | 2.887 | 0 |  | 10180.71 | 1 | 0 | 3526.3542 | 15 |  | 3814.57 | 1321.2757 | Per End Use Consumption | GSLD | 1 | 1 | 1 | 1 | 1 | 1 | 1 | 1 | 1 | 1 | 1 | 1 | CgrNgsld211 | CgrN | gsld | 211 | 610.8426 | 211.5813 | [30 empty] | 0.00015889 | 4.5058e-05 | 0
211 | Building Envelope | Roof | Healthcare | Existing | Reflective Roof Treatment | 4.0318 | 0 |  | 19885.61 | 1 | 0 | 4932.1338 | 15 |  | 10379.65 | 2574.4155 | Per End Use Consumption | GSLD | 1 | 1 | 1 | 1 | 1 | 1 | 1 | 1 | 1 | 1 | 1 | 1 | CheEgsld211 | CheE | gsld | 211 | 1193.1366 | 295.928 | [30 empty] | 0 | 0 | 0
211 | Building Envelope | Roof | Healthcare | New | Reflective Roof Treatment | 4.0318 | 0 |  | 19885.61 | 1 | 0 | 4932.1338 | 15 |  | 10379.65 | 2574.4155 | Per End Use Consumption | GSLD | 1 | 1 | 1 | 1 | 1 | 1 | 1 | 1 | 1 | 1 | 1 | 1 | CheNgsld211 | CheN | gsld | 211 | 1193.1366 | 295.928 | [30 empty] | 0 | 0 | 0
211 | Building Envelope | Roof | Hospitals | Existing | Reflective Roof Treatment | 50.5538 | 0 |  | 249337.9 | 1 | 0 | 4932.1338 | 15 |  | 104454.14 | 2066.1993 | Per End Use Consumption | GSLD | 1 | 1 | 1 | 1 | 1 | 1 | 1 | 1 | 1 | 1 | 1 | 1 | ChoEgsld211 | ChoE | gsld | 211 | 14960.274 | 295.928 | [30 empty] | 0 | 0 | 0
211 | Building Envelope | Roof | Hospitals | New | Reflective Roof Treatment | 50.5538 | 0 |  | 249337.9 | 1 | 0 | 4932.1338 | 15 |  | 104454.14 | 2066.1993 | Per End Use Consumption | GSLD | 1 | 1 | 1 | 1 | 1 | 1 | 1 | 1 | 1 | 1 | 1 | 1 | ChoNgsld211 | ChoN | gsld | 211 | 14960.274 | 295.928 | [30 empty] | 0 | 0 | 0
211 | Building Envelope | Roof | Institutional | Existing | Reflective Roof Treatment | 5.0223 | 0 |  | 24770.88 | 1 | 0 | 4932.1338 | 15 |  | 13938.25 | 2775.2472 | Per End Use Consumption | GSLD | 1 | 1 | 1 | 1 | 1 | 1 | 1 | 1 | 1 | 1 | 1 | 1 | CinEgsld211 | CinE | gsld | 211 | 1486.2528 | 295.928 | [30 empty] | 0.0089556 | 0.0018158 | 0
211 | Building Envelope | Roof | Institutional | New | Reflective Roof Treatment | 5.0223 | 0 |  | 24770.88 | 1 | 0 | 4932.1338 | 15 |  | 13938.25 | 2775.2472 | Per End Use Consumption | GSLD | 1 | 1 | 1 | 1 | 1 | 1 | 1 | 1 | 1 | 1 | 1 | 1 | CinNgsld211 | CinN | gsld | 211 | 1486.2528 | 295.928 | [30 empty] | 0.00029843 | 6.0506e-05 | 0
211 | Building Envelope | Roof | Lodging/Hospitality | Existing | Reflective Roof Treatment | 28.9707 | 0 |  | 151275.05 | 1 | 0 | 5221.6594 | 15 |  | 21922.82 | 756.7243 | Per End Use Consumption | GSLD | 1 | 1 | 1 | 1 | 1 | 1 | 1 | 1 | 1 | 1 | 1 | 1 | CloEgsld211 | CloE | gsld | 211 | 9076.503 | 313.2996 | [30 empty] | 0.013681 | 0.00262 | 0
211 | Building Envelope | Roof | Lodging/Hospitality | New | Reflective Roof Treatment | 28.9707 | 0 |  | 151275.05 | 1 | 0 | 5221.6594 | 15 |  | 21922.82 | 756.7243 | Per End Use Consumption | GSLD | 1 | 1 | 1 | 1 | 1 | 1 | 1 | 1 | 1 | 1 | 1 | 1 | CloNgsld211 | CloN | gsld | 211 | 9076.503 | 313.2996 | [30 empty] | 0.00045589 | 8.7307e-05 | 0
211 | Building Envelope | Roof | Miscellaneous | Existing | Reflective Roof Treatment | 7.615 | 0 |  | 22863.53 | 1 | 0 | 3002.444 | 15 |  | 33593.72 | 4411.535 | Per End Use Consumption | GSLD | 1 | 1 | 1 | 1 | 1 | 1 | 1 | 1 | 1 | 1 | 1 | 1 | CmiEgsld211 | CmiE | gsld | 211 | 1371.8118 | 180.1466 | [30 empty] | 0 | 0 | 0
211 | Building Envelope | Roof | Miscellaneous | New | Reflective Roof Treatment | 7.615 | 0 |  | 22863.53 | 1 | 0 | 3002.444 | 15 |  | 33593.72 | 4411.535 | Per End Use Consumption | GSLD | 1 | 1 | 1 | 1 | 1 | 1 | 1 | 1 | 1 | 1 | 1 | 1 | CmiNgsld211 | CmiN | gsld | 211 | 1371.8118 | 180.1466 | [30 empty] | 0 | 0 | 0
211 | Building Envelope | Roof | Offices | Existing | Reflective Roof Treatment | 10.7291 | 0 |  | 32213.63 | 1 | 0 | 3002.444 | 15 |  | 17289.06 | 1611.4121 | Per End Use Consumption | GSLD | 1 | 1 | 1 | 1 | 1 | 1 | 1 | 1 | 1 | 1 | 1 | 1 | CofEgsld211 | CofE | gsld | 211 | 1932.8178 | 180.1466 | [30 empty] | 0.069968 | 0.023304 | 0
211 | Building Envelope | Roof | Offices | New | Reflective Roof Treatment | 10.7291 | 0 |  | 32213.63 | 1 | 0 | 3002.444 | 15 |  | 17289.06 | 1611.4121 | Per End Use Consumption | GSLD | 1 | 1 | 1 | 1 | 1 | 1 | 1 | 1 | 1 | 1 | 1 | 1 | CofNgsld211 | CofN | gsld | 211 | 1932.8178 | 180.1466 | [30 empty] | 0.0023315 | 0.00077654 | 0
211 | Building Envelope | Roof | Restaurants | Existing | Reflective Roof Treatment | 2.8167 | 0 |  | 9932.55 | 1 | 0 | 3526.3542 | 15 |  | 5707.99 | 2026.5083 | Per End Use Consumption | GSLD | 1 | 1 | 1 | 1 | 1 | 1 | 1 | 1 | 1 | 1 | 1 | 1 | CreEgsld211 | CreE | gsld | 211 | 595.953 | 211.5813 | [30 empty] | 0.009012 | 0.0025556 | 0
211 | Building Envelope | Roof | Restaurants | New | Reflective Roof Treatment | 2.8167 | 0 |  | 9932.55 | 1 | 0 | 3526.3542 | 15 |  | 5707.99 | 2026.5083 | Per End Use Consumption | GSLD | 1 | 1 | 1 | 1 | 1 | 1 | 1 | 1 | 1 | 1 | 1 | 1 | CreNgsld211 | CreN | gsld | 211 | 595.953 | 211.5813 | [30 empty] | 0.00030031 | 8.516e-05 | 0
211 | Building Envelope | Roof | Retail | Existing | Reflective Roof Treatment | 12.2053 | 0 |  | 36645.65 | 1 | 0 | 3002.444 | 15 |  | 33728.24 | 2763.4153 | Per End Use Consumption | GSLD | 1 | 1 | 1 | 1 | 1 | 1 | 1 | 1 | 1 | 1 | 1 | 1 | CrtEgsld211 | CrtE | gsld | 211 | 2198.739 | 180.1466 | [30 empty] | 0.022166 | 0.0073825 | 0
211 | Building Envelope | Roof | Retail | New | Reflective Roof Treatment | 12.2053 | 0 |  | 36645.65 | 1 | 0 | 3002.444 | 15 |  | 33728.24 | 2763.4153 | Per End Use Consumption | GSLD | 1 | 1 | 1 | 1 | 1 | 1 | 1 | 1 | 1 | 1 | 1 | 1 | CrtNgsld211 | CrtN | gsld | 211 | 2198.739 | 180.1466 | [30 empty] | 0.00073862 | 0.00024601 | 0
211 | Building Envelope | Roof | Schools K-12 | Existing | Reflective Roof Treatment | 48.8511 | 0 |  | 146672.81 | 1 | 0 | 3002.444 | 15 |  | 37078.35 | 759.0069 | Per End Use Consumption | GSLD | 1 | 1 | 1 | 1 | 1 | 1 | 1 | 1 | 1 | 1 | 1 | 1 | CscEgsld211 | CscE | gsld | 211 | 8800.3686 | 180.1466 | [30 empty] | 0.0057265 | 0.0019073 | 0
211 | Building Envelope | Roof | Schools K-12 | New | Reflective Roof Treatment | 48.8511 | 0 |  | 146672.81 | 1 | 0 | 3002.444 | 15 |  | 37078.35 | 759.0069 | Per End Use Consumption | GSLD | 1 | 1 | 1 | 1 | 1 | 1 | 1 | 1 | 1 | 1 | 1 | 1 | CscNgsld211 | CscN | gsld | 211 | 8800.3686 | 180.1466 | [30 empty] | 0.00019082 | 6.3556e-05 | 0
211 | Building Envelope | Roof | Warehouse | Existing | Reflective Roof Treatment | 13.6268 | 0 |  | 40913.59 | 1 | 0 | 3002.444 | 15 |  | 23673.07 | 1737.2484 | Per End Use Consumption | GSLD | 1 | 1 | 1 | 1 | 1 | 1 | 1 | 1 | 1 | 1 | 1 | 1 | CwaEgsld211 | CwaE | gsld | 211 | 2454.8154 | 180.1466 | [30 empty] | 8.989e-05 | 2.9939e-05 | 0
211 | Building Envelope | Roof | Warehouse | New | Reflective Roof Treatment | 13.6268 | 0 |  | 40913.59 | 1 | 0 | 3002.444 | 15 |  | 23673.07 | 1737.2484 | Per End Use Consumption | GSLD | 1 | 1 | 1 | 1 | 1 | 1 | 1 | 1 | 1 | 1 | 1 | 1 | CwaNgsld211 | CwaN | gsld | 211 | 2454.8154 | 180.1466 | [30 empty] | 2.9954e-06 | 9.9765e-07 | 0
212 | Building Envelope | Sealing | Assembly | Existing | Infiltration Reduction - Air Sealing | 3.742 | 3.2594 |  | 12665.93 | 1 | 0.87101 | 3384.7768 | 20 |  | 4657.63 | 1244.6806 | Per End Use Consumption | GSLD | 0.57723 | 0.60437 | 0.83705 | 1.097 | 1.2026 | 1.2026 | 1.289 | 1.2891 | 1.2453 | 1.1192 | 0.77553 | 0.85362 | CasEgsld212 | CasE | gsld | 212 | 636.8835 | 170.1974 | [30 empty] | 19.0467 | 0.8858 | 37.3323
212 | Building Envelope | Sealing | Assembly | New | Infiltration Reduction - Air Sealing | 3.742 | 3.2594 |  | 12665.93 | 1 | 0.87101 | 3384.7768 | 20 |  | 4657.63 | 1244.6806 | Per End Use Consumption | GSLD | 0.57723 | 0.60437 | 0.83705 | 1.097 | 1.2026 | 1.2026 | 1.289 | 1.2891 | 1.2453 | 1.1192 | 0.77553 | 0.85362 | CasNgsld212 | CasN | gsld | 212 | 636.8835 | 170.1974 | [30 empty] | 0.11543 | 0.004702 | 0.2308
212 | Building Envelope | Sealing | College and University | Existing | Infiltration Reduction - Air Sealing | 0.91675 | 0.13513 |  | 5223.91 | 1 | 0.1474 | 5698.2849 | 20 |  | 7104.86 | 7750.041 | Per End Use Consumption | GSLD | 0.57723 | 0.60437 | 0.83705 | 1.097 | 1.2026 | 1.2026 | 1.289 | 1.2891 | 1.2453 | 1.1192 | 0.77553 | 0.85362 | CcoEgsld212 | CcoE | gsld | 212 | 262.6749 | 286.528 | [30 empty] | 0.35362 | 0.04386 | 0.026415
212 | Building Envelope | Sealing | College and University | New | Infiltration Reduction - Air Sealing | 0.91675 | 0.13513 |  | 5223.91 | 1 | 0.1474 | 5698.2849 | 20 |  | 7104.86 | 7750.041 | Per End Use Consumption | GSLD | 0.57723 | 0.60437 | 0.83705 | 1.097 | 1.2026 | 1.2026 | 1.289 | 1.2891 | 1.2453 | 1.1192 | 0.77553 | 0.85362 | CcoNgsld212 | CcoN | gsld | 212 | 262.6749 | 286.528 | [30 empty] | 0.001922 | 0.00021871 | 0.00016224
212 | Building Envelope | Sealing | Data Center | Existing | Infiltration Reduction - Air Sealing | 4.4997 | 1.0312 |  | 27553.22 | 1 | 0.22918 | 6123.3688 | 20 |  | 29372.39 | 6527.6573 | Per End Use Consumption | GSLD | 0.57723 | 0.60437 | 0.83705 | 1.097 | 1.2026 | 1.2026 | 1.289 | 1.2891 | 1.2453 | 1.1192 | 0.77553 | 0.85362 | CdaEgsld212 | CdaE | gsld | 212 | 1385.4641 | 307.9026 | [30 empty] | 0.026786 | 0.0031507 | 0.0021636
212 | Building Envelope | Sealing | Data Center | New | Infiltration Reduction - Air Sealing | 4.4997 | 1.0312 |  | 27553.22 | 1 | 0.22918 | 6123.3688 | 20 |  | 29372.39 | 6527.6573 | Per End Use Consumption | GSLD | 0.57723 | 0.60437 | 0.83705 | 1.097 | 1.2026 | 1.2026 | 1.289 | 1.2891 | 1.2453 | 1.1192 | 0.77553 | 0.85362 | CdaNgsld212 | CdaN | gsld | 212 | 1385.4641 | 307.9026 | [30 empty] | 0.00015275 | 1.6865e-05 | 1.3384e-05
212 | Building Envelope | Sealing | Grocery | Existing | Infiltration Reduction - Air Sealing | 0.25895 | 0.47707 |  | 1533.89 | 1 | 1.8423 | 5923.5599 | 20 |  | 1065.31 | 4114.0027 | Per End Use Consumption | GSLD | 0.57723 | 0.60437 | 0.83705 | 1.097 | 1.2026 | 1.2026 | 1.289 | 1.2891 | 1.2453 | 1.1192 | 0.77553 | 0.85362 | CgrEgsld212 | CgrE | gsld | 212 | 77.1289 | 297.8555 | [30 empty] | 3.3007 | 0.22466 | 1.9278
212 | Building Envelope | Sealing | Grocery | New | Infiltration Reduction - Air Sealing | 0.25895 | 0.47707 |  | 1533.89 | 1 | 1.8423 | 5923.5599 | 20 |  | 1065.31 | 4114.0027 | Per End Use Consumption | GSLD | 0.57723 | 0.60437 | 0.83705 | 1.097 | 1.2026 | 1.2026 | 1.289 | 1.2891 | 1.2453 | 1.1192 | 0.77553 | 0.85362 | CgrNgsld212 | CgrN | gsld | 212 | 77.1289 | 297.8555 | [30 empty] | 0.019613 | 0.0011559 | 0.011941
212 | Building Envelope | Sealing | Healthcare | Existing | Infiltration Reduction - Air Sealing | 0.38436 | 0.18483 |  | 2856.44 | 1 | 0.48088 | 7431.6589 | 20 |  | 2974.62 | 7739.1302 | Per End Use Consumption | GSLD | 0.57723 | 0.60437 | 0.83705 | 1.097 | 1.2026 | 1.2026 | 1.289 | 1.2891 | 1.2453 | 1.1192 | 0.77553 | 0.85362 | CheEgsld212 | CheE | gsld | 212 | 143.6309 | 373.6876 | [30 empty] | 1.4737 | 0 | 0.28353
212 | Building Envelope | Sealing | Healthcare | New | Infiltration Reduction - Air Sealing | 0.38436 | 0.18483 |  | 2856.44 | 1 | 0.48088 | 7431.6589 | 20 |  | 2974.62 | 7739.1302 | Per End Use Consumption | GSLD | 0.57723 | 0.60437 | 0.83705 | 1.097 | 1.2026 | 1.2026 | 1.289 | 1.2891 | 1.2453 | 1.1192 | 0.77553 | 0.85362 | CheNgsld212 | CheN | gsld | 212 | 143.6309 | 373.6876 | [30 empty] | 0.0090457 | 0 | 0.0017403
212 | Building Envelope | Sealing | Hospitals | Existing | Infiltration Reduction - Air Sealing | 33.8198 | 3.787 |  | 186487.88 | 1 | 0.11198 | 5514.1558 | 20 |  | 52739.95 | 1559.4381 | Per End Use Consumption | GSLD | 0.57723 | 0.60437 | 0.83705 | 1.097 | 1.2026 | 1.2026 | 1.289 | 1.2891 | 1.2453 | 1.1192 | 0.77553 | 0.85362 | ChoEgsld212 | ChoE | gsld | 212 | 9377.2075 | 277.2694 | [30 empty] | 0.9781 | 0 | 0.18818
212 | Building Envelope | Sealing | Hospitals | New | Infiltration Reduction - Air Sealing | 33.8198 | 3.787 |  | 186487.88 | 1 | 0.11198 | 5514.1558 | 20 |  | 52739.95 | 1559.4381 | Per End Use Consumption | GSLD | 0.57723 | 0.60437 | 0.83705 | 1.097 | 1.2026 | 1.2026 | 1.289 | 1.2891 | 1.2453 | 1.1192 | 0.77553 | 0.85362 | ChoNgsld212 | ChoN | gsld | 212 | 9377.2075 | 277.2694 | [30 empty] | 0.0060407 | 0 | 0.0011622
212 | Building Envelope | Sealing | Institutional | Existing | Infiltration Reduction - Air Sealing | 0.44975 | 0.12717 |  | 2879.22 | 1 | 0.28275 | 6401.8151 | 20 |  | 3785.54 | 8416.9766 | Per End Use Consumption | GSLD | 0.57723 | 0.60437 | 0.83705 | 1.097 | 1.2026 | 1.2026 | 1.289 | 1.2891 | 1.2453 | 1.1192 | 0.77553 | 0.85362 | CinEgsld212 | CinE | gsld | 212 | 144.7764 | 321.9038 | [30 empty] | 3.3436 | 0.32556 | 0.33436
212 | Building Envelope | Sealing | Institutional | New | Infiltration Reduction - Air Sealing | 0.44975 | 0.12717 |  | 2879.22 | 1 | 0.28275 | 6401.8151 | 20 |  | 3785.54 | 8416.9766 | Per End Use Consumption | GSLD | 0.57723 | 0.60437 | 0.83705 | 1.097 | 1.2026 | 1.2026 | 1.289 | 1.2891 | 1.2453 | 1.1192 | 0.77553 | 0.85362 | CinNgsld212 | CinN | gsld | 212 | 144.7764 | 321.9038 | [30 empty] | 0.019343 | 0.0017395 | 0.0020709
212 | Building Envelope | Sealing | Lodging/Hospitality | Existing | Infiltration Reduction - Air Sealing | 3.4585 | 1.3646 |  | 20130.74 | 1 | 0.39458 | 5820.6819 | 20 |  | 12399.1 | 3585.1249 | Per End Use Consumption | GSLD | 0.57723 | 0.60437 | 0.83705 | 1.097 | 1.2026 | 1.2026 | 1.289 | 1.2891 | 1.2453 | 1.1192 | 0.77553 | 0.85362 | CloEgsld212 | CloE | gsld | 212 | 1012.238 | 292.6825 | [30 empty] | 3.4026 | 0.3096 | 1.1764
212 | Building Envelope | Sealing | Lodging/Hospitality | New | Infiltration Reduction - Air Sealing | 3.4585 | 1.3646 |  | 20130.74 | 1 | 0.39458 | 5820.6819 | 20 |  | 12399.1 | 3585.1249 | Per End Use Consumption | GSLD | 0.57723 | 0.60437 | 0.83705 | 1.097 | 1.2026 | 1.2026 | 1.289 | 1.2891 | 1.2453 | 1.1192 | 0.77553 | 0.85362 | CloNgsld212 | CloN | gsld | 212 | 1012.238 | 292.6825 | [30 empty] | 0.018959 | 0.0015309 | 0.0072229
212 | Building Envelope | Sealing | Miscellaneous | Existing | Infiltration Reduction - Air Sealing | 1.3376 | 5.1291 |  | 6267.44 | 1 | 3.8346 | 4685.6317 | 20 |  | 9722.79 | 7268.903 | Per End Use Consumption | GSLD | 0.57723 | 0.60437 | 0.83705 | 1.097 | 1.2026 | 1.2026 | 1.289 | 1.2891 | 1.2453 | 1.1192 | 0.77553 | 0.85362 | CmiEgsld212 | CmiE | gsld | 212 | 315.1469 | 235.6086 | [30 empty] | 8.4975 | 0 | 19.3587
212 | Building Envelope | Sealing | Miscellaneous | New | Infiltration Reduction - Air Sealing | 1.3376 | 5.1291 |  | 6267.44 | 1 | 3.8346 | 4685.6317 | 20 |  | 9722.79 | 7268.903 | Per End Use Consumption | GSLD | 0.57723 | 0.60437 | 0.83705 | 1.097 | 1.2026 | 1.2026 | 1.289 | 1.2891 | 1.2453 | 1.1192 | 0.77553 | 0.85362 | CmiNgsld212 | CmiN | gsld | 212 | 315.1469 | 235.6086 | [30 empty] | 0.052453 | 0 | 0.1195
212 | Building Envelope | Sealing | Offices | Existing | Infiltration Reduction - Air Sealing | 1.6948 | 5.8871 |  | 7672.72 | 1 | 3.4736 | 4527.1967 | 20 |  | 5252.27 | 3099.0391 | Per End Use Consumption | GSLD | 0.57723 | 0.60437 | 0.83705 | 1.097 | 1.2026 | 1.2026 | 1.289 | 1.2891 | 1.2453 | 1.1192 | 0.77553 | 0.85362 | CofEgsld212 | CofE | gsld | 212 | 385.8089 | 227.6419 | [30 empty] | 26.1309 | 2.1626 | 44.7378
212 | Building Envelope | Sealing | Offices | New | Infiltration Reduction - Air Sealing | 1.6948 | 5.8871 |  | 7672.72 | 1 | 3.4736 | 4527.1967 | 20 |  | 5252.27 | 3099.0391 | Per End Use Consumption | GSLD | 0.57723 | 0.60437 | 0.83705 | 1.097 | 1.2026 | 1.2026 | 1.289 | 1.2891 | 1.2453 | 1.1192 | 0.77553 | 0.85362 | CofNgsld212 | CofN | gsld | 212 | 385.8089 | 227.6419 | [30 empty] | 0.14632 | 0.010819 | 0.25934
212 | Building Envelope | Sealing | Restaurants | Existing | Infiltration Reduction - Air Sealing | 1.2379 | 1.2253 |  | 5959.56 | 1 | 0.98982 | 4814.2763 | 20 |  | 1712.22 | 1383.1726 | Per End Use Consumption | GSLD | 0.57723 | 0.60437 | 0.83705 | 1.097 | 1.2026 | 1.2026 | 1.289 | 1.2891 | 1.2453 | 1.1192 | 0.77553 | 0.85362 | CreEgsld212 | CreE | gsld | 212 | 299.6658 | 242.0772 | [30 empty] | 10.8687 | 0.3809 | 7.3208
212 | Building Envelope | Sealing | Restaurants | New | Infiltration Reduction - Air Sealing | 1.2379 | 1.2253 |  | 5959.56 | 1 | 0.98982 | 4814.2763 | 20 |  | 1712.22 | 1383.1726 | Per End Use Consumption | GSLD | 0.57723 | 0.60437 | 0.83705 | 1.097 | 1.2026 | 1.2026 | 1.289 | 1.2891 | 1.2453 | 1.1192 | 0.77553 | 0.85362 | CreNgsld212 | CreN | gsld | 212 | 299.6658 | 242.0772 | [30 empty] | 0.061121 | 0.0017682 | 0.042182
212 | Building Envelope | Sealing | Retail | Existing | Infiltration Reduction - Air Sealing | 2.1473 | 5.2148 |  | 8736.25 | 1 | 2.4285 | 4068.4611 | 20 |  | 6811.85 | 3172.2704 | Per End Use Consumption | GSLD | 0.57723 | 0.60437 | 0.83705 | 1.097 | 1.2026 | 1.2026 | 1.289 | 1.2891 | 1.2453 | 1.1192 | 0.77553 | 0.85362 | CrtEgsld212 | CrtE | gsld | 212 | 439.2866 | 204.5752 | [30 empty] | 9.4137 | 0.75223 | 16.3006
212 | Building Envelope | Sealing | Retail | New | Infiltration Reduction - Air Sealing | 2.1473 | 5.2148 |  | 8736.25 | 1 | 2.4285 | 4068.4611 | 20 |  | 6811.85 | 3172.2704 | Per End Use Consumption | GSLD | 0.57723 | 0.60437 | 0.83705 | 1.097 | 1.2026 | 1.2026 | 1.289 | 1.2891 | 1.2453 | 1.1192 | 0.77553 | 0.85362 | CrtNgsld212 | CrtN | gsld | 212 | 439.2866 | 204.5752 | [30 empty] | 0.05244 | 0.0036558 | 0.09446
212 | Building Envelope | Sealing | Schools K-12 | Existing | Infiltration Reduction - Air Sealing | 4.8142 | 10.2521 |  | 18954.45 | 1 | 2.1296 | 3937.225 | 20 |  | 9530.69 | 1979.7183 | Per End Use Consumption | GSLD | 0.57723 | 0.60437 | 0.83705 | 1.097 | 1.2026 | 1.2026 | 1.289 | 1.2891 | 1.2453 | 1.1192 | 0.77553 | 0.85362 | CscEgsld212 | CscE | gsld | 212 | 953.0904 | 197.9763 | [30 empty] | 1.4388 | 0.22812 | 1.7174
212 | Building Envelope | Sealing | Schools K-12 | New | Infiltration Reduction - Air Sealing | 4.8142 | 10.2521 |  | 18954.45 | 1 | 2.1296 | 3937.225 | 20 |  | 9530.69 | 1979.7183 | Per End Use Consumption | GSLD | 0.57723 | 0.60437 | 0.83705 | 1.097 | 1.2026 | 1.2026 | 1.289 | 1.2891 | 1.2453 | 1.1192 | 0.77553 | 0.85362 | CscNgsld212 | CscN | gsld | 212 | 953.0904 | 197.9763 | [30 empty] | 0.0080286 | 0.0011324 | 0.010545
212 | Building Envelope | Sealing | Warehouse | Existing | Infiltration Reduction - Air Sealing | 0.58171 | 1.7458 |  | 2512.88 | 1 | 3.0012 | 4319.8446 | 20 |  | 5829.96 | 10022.1743 | Per End Use Consumption | GSLD | 0.57723 | 0.60437 | 0.83705 | 1.097 | 1.2026 | 1.2026 | 1.289 | 1.2891 | 1.2453 | 1.1192 | 0.77553 | 0.85362 | CwaEgsld212 | CwaE | gsld | 212 | 126.3556 | 217.2156 | [30 empty] | 0.3587 | 0.0064512 | 0.77305
212 | Building Envelope | Sealing | Warehouse | New | Infiltration Reduction - Air Sealing | 0.58171 | 1.7458 |  | 2512.88 | 1 | 3.0012 | 4319.8446 | 20 |  | 5829.96 | 10022.1743 | Per End Use Consumption | GSLD | 0.57723 | 0.60437 | 0.83705 | 1.097 | 1.2026 | 1.2026 | 1.289 | 1.2891 | 1.2453 | 1.1192 | 0.77553 | 0.85362 | CwaNgsld212 | CwaN | gsld | 212 | 126.3556 | 217.2156 | [30 empty] | 0.0021912 | 3.2154e-05 | 0.004772
213 | Building Envelope | Sealing | Assembly | Existing | Warehouse Loading Dock Seals | 0.24724 | 0.28541 |  | 867.61 | 1 | 1.1544 | 3509.1542 | 10 |  | 5347.21 | 21627.4414 | Per End Use Consumption | GSLD | 1 | 1 | 1 | 1 | 1 | 1 | 1 | 1 | 1 | 1 | 1 | 1 | CasEgsld213 | CasE | gsld | 213 | 52.0566 | 210.5493 | [30 empty] | 0 | 0 | 0
213 | Building Envelope | Sealing | Assembly | New | Warehouse Loading Dock Seals | 0.24724 | 0.28541 |  | 867.61 | 1 | 1.1544 | 3509.1542 | 10 |  | 5347.21 | 21627.4414 | Per End Use Consumption | GSLD | 1 | 1 | 1 | 1 | 1 | 1 | 1 | 1 | 1 | 1 | 1 | 1 | CasNgsld213 | CasN | gsld | 213 | 52.0566 | 210.5493 | [30 empty] | 0 | 0 | 0
213 | Building Envelope | Sealing | College and University | Existing | Warehouse Loading Dock Seals | 0.15051 | 0.024103 |  | 867.61 | 1 | 0.16014 | 5764.5099 | 10 |  | 8367.52 | 55594.8548 | Per End Use Consumption | GSLD | 1 | 1 | 1 | 1 | 1 | 1 | 1 | 1 | 1 | 1 | 1 | 1 | CcoEgsld213 | CcoE | gsld | 213 | 52.0566 | 345.8706 | [30 empty] | 0 | 0 | 0
213 | Building Envelope | Sealing | College and University | New | Warehouse Loading Dock Seals | 0.15051 | 0.024103 |  | 867.61 | 1 | 0.16014 | 5764.5099 | 10 |  | 8367.52 | 55594.8548 | Per End Use Consumption | GSLD | 1 | 1 | 1 | 1 | 1 | 1 | 1 | 1 | 1 | 1 | 1 | 1 | CcoNgsld213 | CcoN | gsld | 213 | 52.0566 | 345.8706 | [30 empty] | 0 | 0 | 0
213 | Building Envelope | Sealing | Data Center | Existing | Warehouse Loading Dock Seals | 0.15051 | 0.024103 |  | 867.61 | 1 | 0.16014 | 5764.5099 | 10 |  | 35849.49 | 238188.5185 | Per End Use Consumption | GSLD | 1 | 1 | 1 | 1 | 1 | 1 | 1 | 1 | 1 | 1 | 1 | 1 | CdaEgsld213 | CdaE | gsld | 213 | 52.0566 | 345.8706 | [30 empty] | 0 | 0 | 0
213 | Building Envelope | Sealing | Data Center | New | Warehouse Loading Dock Seals | 0.15051 | 0.024103 |  | 867.61 | 1 | 0.16014 | 5764.5099 | 10 |  | 35849.49 | 238188.5185 | Per End Use Consumption | GSLD | 1 | 1 | 1 | 1 | 1 | 1 | 1 | 1 | 1 | 1 | 1 | 1 | CdaNgsld213 | CdaN | gsld | 213 | 52.0566 | 345.8706 | [30 empty] | 0 | 0 | 0
213 | Building Envelope | Sealing | Grocery | Existing | Warehouse Loading Dock Seals | 0.21051 | 0.096283 |  | 867.61 | 1 | 0.45738 | 4121.4826 | 10 |  | 913.68 | 4340.3329 | Per End Use Consumption | GSLD | 1 | 1 | 1 | 1 | 1 | 1 | 1 | 1 | 1 | 1 | 1 | 1 | CgrEgsld213 | CgrE | gsld | 213 | 52.0566 | 247.289 | [30 empty] | 0 | 0 | 0
213 | Building Envelope | Sealing | Grocery | New | Warehouse Loading Dock Seals | 0.21051 | 0.096283 |  | 867.61 | 1 | 0.45738 | 4121.4826 | 10 |  | 913.68 | 4340.3329 | Per End Use Consumption | GSLD | 1 | 1 | 1 | 1 | 1 | 1 | 1 | 1 | 1 | 1 | 1 | 1 | CgrNgsld213 | CgrN | gsld | 213 | 52.0566 | 247.289 | [30 empty] | 0 | 0 | 0
213 | Building Envelope | Sealing | Healthcare | Existing | Warehouse Loading Dock Seals | 0.15051 | 0.024103 |  | 867.61 | 1 | 0.16014 | 5764.5099 | 10 |  | 3270.09 | 21726.8891 | Per End Use Consumption | GSLD | 1 | 1 | 1 | 1 | 1 | 1 | 1 | 1 | 1 | 1 | 1 | 1 | CheEgsld213 | CheE | gsld | 213 | 52.0566 | 345.8706 | [30 empty] | 0 | 0 | 0
213 | Building Envelope | Sealing | Healthcare | New | Warehouse Loading Dock Seals | 0.15051 | 0.024103 |  | 867.61 | 1 | 0.16014 | 5764.5099 | 10 |  | 3270.09 | 21726.8891 | Per End Use Consumption | GSLD | 1 | 1 | 1 | 1 | 1 | 1 | 1 | 1 | 1 | 1 | 1 | 1 | CheNgsld213 | CheN | gsld | 213 | 52.0566 | 345.8706 | [30 empty] | 0 | 0 | 0
213 | Building Envelope | Sealing | Hospitals | Existing | Warehouse Loading Dock Seals | 0.15051 | 0.024103 |  | 867.61 | 1 | 0.16014 | 5764.5099 | 10 |  | 64689.1 | 429802.5129 | Per End Use Consumption | GSLD | 1 | 1 | 1 | 1 | 1 | 1 | 1 | 1 | 1 | 1 | 1 | 1 | ChoEgsld213 | ChoE | gsld | 213 | 52.0566 | 345.8706 | [30 empty] | 0 | 0 | 0
213 | Building Envelope | Sealing | Hospitals | New | Warehouse Loading Dock Seals | 0.15051 | 0.024103 |  | 867.61 | 1 | 0.16014 | 5764.5099 | 10 |  | 64689.1 | 429802.5129 | Per End Use Consumption | GSLD | 1 | 1 | 1 | 1 | 1 | 1 | 1 | 1 | 1 | 1 | 1 | 1 | ChoNgsld213 | ChoN | gsld | 213 | 52.0566 | 345.8706 | [30 empty] | 0 | 0 | 0
213 | Building Envelope | Sealing | Institutional | Existing | Warehouse Loading Dock Seals | 0.15051 | 0.024103 |  | 867.61 | 1 | 0.16014 | 5764.5099 | 10 |  | 4270.91 | 28376.463 | Per End Use Consumption | GSLD | 1 | 1 | 1 | 1 | 1 | 1 | 1 | 1 | 1 | 1 | 1 | 1 | CinEgsld213 | CinE | gsld | 213 | 52.0566 | 345.8706 | [30 empty] | 0 | 0 | 0
213 | Building Envelope | Sealing | Institutional | New | Warehouse Loading Dock Seals | 0.15051 | 0.024103 |  | 867.61 | 1 | 0.16014 | 5764.5099 | 10 |  | 4270.91 | 28376.463 | Per End Use Consumption | GSLD | 1 | 1 | 1 | 1 | 1 | 1 | 1 | 1 | 1 | 1 | 1 | 1 | CinNgsld213 | CinN | gsld | 213 | 52.0566 | 345.8706 | [30 empty] | 0 | 0 | 0
213 | Building Envelope | Sealing | Lodging/Hospitality | Existing | Warehouse Loading Dock Seals | 0.14216 | 0.082523 |  | 867.61 | 1 | 0.58048 | 6102.8976 | 10 |  | 14901.52 | 104819.5045 | Per End Use Consumption | GSLD | 1 | 1 | 1 | 1 | 1 | 1 | 1 | 1 | 1 | 1 | 1 | 1 | CloEgsld213 | CloE | gsld | 213 | 52.0566 | 366.1739 | [30 empty] | 0 | 0 | 0
213 | Building Envelope | Sealing | Lodging/Hospitality | New | Warehouse Loading Dock Seals | 0.14216 | 0.082523 |  | 867.61 | 1 | 0.58048 | 6102.8976 | 10 |  | 14901.52 | 104819.5045 | Per End Use Consumption | GSLD | 1 | 1 | 1 | 1 | 1 | 1 | 1 | 1 | 1 | 1 | 1 | 1 | CloNgsld213 | CloN | gsld | 213 | 52.0566 | 366.1739 | [30 empty] | 0 | 0 | 0
213 | Building Envelope | Sealing | Miscellaneous | Existing | Warehouse Loading Dock Seals | 0.24724 | 0.28541 |  | 867.61 | 1 | 1.1544 | 3509.1542 | 10 |  | 11598.5 | 46911.5443 | Per End Use Consumption | GSLD | 1 | 1 | 1 | 1 | 1 | 1 | 1 | 1 | 1 | 1 | 1 | 1 | CmiEgsld213 | CmiE | gsld | 213 | 52.0566 | 210.5493 | [30 empty] | 0 | 0 | 0
213 | Building Envelope | Sealing | Miscellaneous | New | Warehouse Loading Dock Seals | 0.24724 | 0.28541 |  | 867.61 | 1 | 1.1544 | 3509.1542 | 10 |  | 11598.5 | 46911.5443 | Per End Use Consumption | GSLD | 1 | 1 | 1 | 1 | 1 | 1 | 1 | 1 | 1 | 1 | 1 | 1 | CmiNgsld213 | CmiN | gsld | 213 | 52.0566 | 210.5493 | [30 empty] | 0 | 0 | 0
213 | Building Envelope | Sealing | Offices | Existing | Warehouse Loading Dock Seals | 0.24724 | 0.28541 |  | 867.61 | 1 | 1.1544 | 3509.1542 | 10 |  | 6081.1 | 24595.7488 | Per End Use Consumption | GSLD | 1 | 1 | 1 | 1 | 1 | 1 | 1 | 1 | 1 | 1 | 1 | 1 | CofEgsld213 | CofE | gsld | 213 | 52.0566 | 210.5493 | [30 empty] | 0 | 0 | 0
213 | Building Envelope | Sealing | Offices | New | Warehouse Loading Dock Seals | 0.24724 | 0.28541 |  | 867.61 | 1 | 1.1544 | 3509.1542 | 10 |  | 6081.1 | 24595.7488 | Per End Use Consumption | GSLD | 1 | 1 | 1 | 1 | 1 | 1 | 1 | 1 | 1 | 1 | 1 | 1 | CofNgsld213 | CofN | gsld | 213 | 52.0566 | 210.5493 | [30 empty] | 0 | 0 | 0
213 | Building Envelope | Sealing | Restaurants | Existing | Warehouse Loading Dock Seals | 0.21051 | 0.096283 |  | 867.61 | 1 | 0.45738 | 4121.4826 | 10 |  | 1712.07 | 8132.9938 | Per End Use Consumption | GSLD | 1 | 1 | 1 | 1 | 1 | 1 | 1 | 1 | 1 | 1 | 1 | 1 | CreEgsld213 | CreE | gsld | 213 | 52.0566 | 247.289 | [30 empty] | 0 | 0 | 0
213 | Building Envelope | Sealing | Restaurants | New | Warehouse Loading Dock Seals | 0.21051 | 0.096283 |  | 867.61 | 1 | 0.45738 | 4121.4826 | 10 |  | 1712.07 | 8132.9938 | Per End Use Consumption | GSLD | 1 | 1 | 1 | 1 | 1 | 1 | 1 | 1 | 1 | 1 | 1 | 1 | CreNgsld213 | CreN | gsld | 213 | 52.0566 | 247.289 | [30 empty] | 0 | 0 | 0
213 | Building Envelope | Sealing | Retail | Existing | Warehouse Loading Dock Seals | 0.24724 | 0.28541 |  | 867.61 | 1 | 1.1544 | 3509.1542 | 10 |  | 8005.9 | 32380.8365 | Per End Use Consumption | GSLD | 1 | 1 | 1 | 1 | 1 | 1 | 1 | 1 | 1 | 1 | 1 | 1 | CrtEgsld213 | CrtE | gsld | 213 | 52.0566 | 210.5493 | [30 empty] | 0 | 0 | 0
213 | Building Envelope | Sealing | Retail | New | Warehouse Loading Dock Seals | 0.24724 | 0.28541 |  | 867.61 | 1 | 1.1544 | 3509.1542 | 10 |  | 8005.9 | 32380.8365 | Per End Use Consumption | GSLD | 1 | 1 | 1 | 1 | 1 | 1 | 1 | 1 | 1 | 1 | 1 | 1 | CrtNgsld213 | CrtN | gsld | 213 | 52.0566 | 210.5493 | [30 empty] | 0 | 0 | 0
213 | Building Envelope | Sealing | Schools K-12 | Existing | Warehouse Loading Dock Seals | 0.24724 | 0.28541 |  | 867.61 | 1 | 1.1544 | 3509.1542 | 10 |  | 11361.41 | 45952.6049 | Per End Use Consumption | GSLD | 1 | 1 | 1 | 1 | 1 | 1 | 1 | 1 | 1 | 1 | 1 | 1 | CscEgsld213 | CscE | gsld | 213 | 52.0566 | 210.5493 | [30 empty] | 0 | 0 | 0
213 | Building Envelope | Sealing | Schools K-12 | New | Warehouse Loading Dock Seals | 0.24724 | 0.28541 |  | 867.61 | 1 | 1.1544 | 3509.1542 | 10 |  | 11361.41 | 45952.6049 | Per End Use Consumption | GSLD | 1 | 1 | 1 | 1 | 1 | 1 | 1 | 1 | 1 | 1 | 1 | 1 | CscNgsld213 | CscN | gsld | 213 | 52.0566 | 210.5493 | [30 empty] | 0 | 0 | 0
213 | Building Envelope | Sealing | Warehouse | Existing | Warehouse Loading Dock Seals | 0.24724 | 0.28541 |  | 867.61 | 1 | 1.1544 | 3509.1542 | 10 |  | 6794.07 | 27479.4427 | Per End Use Consumption | GSLD | 1 | 1 | 1 | 1 | 1 | 1 | 1 | 1 | 1 | 1 | 1 | 1 | CwaEgsld213 | CwaE | gsld | 213 | 52.0566 | 210.5493 | [30 empty] | 0.017844 | 0.00082557 | 0.035004
213 | Building Envelope | Sealing | Warehouse | New | Warehouse Loading Dock Seals | 0.24724 | 0.28541 |  | 867.61 | 1 | 1.1544 | 3509.1542 | 10 |  | 6794.07 | 27479.4427 | Per End Use Consumption | GSLD | 1 | 1 | 1 | 1 | 1 | 1 | 1 | 1 | 1 | 1 | 1 | 1 | CwaNgsld213 | CwaN | gsld | 213 | 52.0566 | 210.5493 | [30 empty] | 6.9835e-05 | 2.3188e-06 | 0.00014323
214 | Building Envelope | Window | Assembly | Existing | Energy Star windows | 0.24656 | 0.69242 |  | 1044.22 | 1 | 2.8083 | 4235.1706 | 20 |  | 3506.62 | 14222.2269 | Per 100 S.F. | GSLD | 1 | 1 | 1 | 1 | 1 | 1 | 1 | 1 | 1 | 1 | 1 | 1 | CasEgsld214 | CasE | gsld | 214 | 62.6532 | 254.1102 | [30 empty] | 2.7889 | 0.04068 | 6.0752
214 | Building Envelope | Window | Assembly | New | Energy Star windows | 0.24656 | 0.69242 |  | 1044.22 | 1 | 2.8083 | 4235.1706 | 20 |  | 3506.62 | 14222.2269 | Per 100 S.F. | GSLD | 1 | 1 | 1 | 1 | 1 | 1 | 1 | 1 | 1 | 1 | 1 | 1 | CasNgsld214 | CasN | gsld | 214 | 62.6532 | 254.1102 | [30 empty] | 0.017029 | 0.0001808 | 0.037558
214 | Building Envelope | Window | College and University | Existing | Energy Star windows | 0.060404 | 0.028708 |  | 447.14 | 1 | 0.47527 | 7402.5051 | 20 |  | 5487.3 | 90843.5081 | Per 100 S.F. | GSLD | 1 | 1 | 1 | 1 | 1 | 1 | 1 | 1 | 1 | 1 | 1 | 1 | CcoEgsld214 | CcoE | gsld | 214 | 26.8284 | 444.1503 | [30 empty] | 0.033278 | 0.0021699 | 0.0043434
214 | Building Envelope | Window | College and University | New | Energy Star windows | 0.060404 | 0.028708 |  | 447.14 | 1 | 0.47527 | 7402.5051 | 20 |  | 5487.3 | 90843.5081 | Per 100 S.F. | GSLD | 1 | 1 | 1 | 1 | 1 | 1 | 1 | 1 | 1 | 1 | 1 | 1 | CcoNgsld214 | CcoN | gsld | 214 | 26.8284 | 444.1503 | [30 empty] | 0.00018264 | 9.0313e-06 | 2.6569e-05
214 | Building Envelope | Window | Data Center | Existing | Energy Star windows | 0.29648 | 0.21908 |  | 2601.01 | 1 | 0.73895 | 8773.0237 | 20 |  | 23509.58 | 79296.1594 | Per 100 S.F. | GSLD | 1 | 1 | 1 | 1 | 1 | 1 | 1 | 1 | 1 | 1 | 1 | 1 | CdaEgsld214 | CdaE | gsld | 214 | 156.0606 | 526.3814 | [30 empty] | 0.0053348 | 0.00030963 | 0.00073256
214 | Building Envelope | Window | Data Center | New | Energy Star windows | 0.29648 | 0.21908 |  | 2601.01 | 1 | 0.73895 | 8773.0237 | 20 |  | 23509.58 | 79296.1594 | Per 100 S.F. | GSLD | 1 | 1 | 1 | 1 | 1 | 1 | 1 | 1 | 1 | 1 | 1 | 1 | CdaNgsld214 | CdaN | gsld | 214 | 156.0606 | 526.3814 | [30 empty] | 3.0372e-05 | 1.3835e-06 | 4.5304e-06
214 | Building Envelope | Window | Grocery | Existing | Energy Star windows | 0.017063 | 0.10135 |  | 192.04 | 1 | 5.9396 | 11254.7961 | 20 |  | 599.17 | 35115.2685 | Per 100 S.F. | GSLD | 1 | 1 | 1 | 1 | 1 | 1 | 1 | 1 | 1 | 1 | 1 | 1 | CgrEgsld214 | CgrE | gsld | 214 | 11.5224 | 675.2878 | [30 empty] | 0.45015 | 0.011283 | 0.31538
214 | Building Envelope | Window | Grocery | New | Energy Star windows | 0.017063 | 0.10135 |  | 192.04 | 1 | 5.9396 | 11254.7961 | 20 |  | 599.17 | 35115.2685 | Per 100 S.F. | GSLD | 1 | 1 | 1 | 1 | 1 | 1 | 1 | 1 | 1 | 1 | 1 | 1 | CgrNgsld214 | CgrN | gsld | 214 | 11.5224 | 675.2878 | [30 empty] | 0.0027118 | 4.8219e-05 | 0.0019534
214 | Building Envelope | Window | Healthcare | Existing | Energy Star windows | 0.025326 | 0.039267 |  | 329.01 | 1 | 1.5505 | 12991.1246 | 20 |  | 2144.47 | 84675.4718 | Per 100 S.F. | GSLD | 1 | 1 | 1 | 1 | 1 | 1 | 1 | 1 | 1 | 1 | 1 | 1 | CheEgsld214 | CheE | gsld | 214 | 19.7406 | 779.4675 | [30 empty] | 0.48995 | 0 | 0.094261
214 | Building Envelope | Window | Healthcare | New | Energy Star windows | 0.025326 | 0.039267 |  | 329.01 | 1 | 1.5505 | 12991.1246 | 20 |  | 2144.47 | 84675.4718 | Per 100 S.F. | GSLD | 1 | 1 | 1 | 1 | 1 | 1 | 1 | 1 | 1 | 1 | 1 | 1 | CheNgsld214 | CheN | gsld | 214 | 19.7406 | 779.4675 | [30 empty] | 0.0030073 | 0 | 0.00057857
214 | Building Envelope | Window | Hospitals | Existing | Energy Star windows | 2.2284 | 0.80452 |  | 15172.26 | 1 | 0.36104 | 6808.736 | 20 |  | 42422.17 | 19037.4641 | Per 100 S.F. | GSLD | 1 | 1 | 1 | 1 | 1 | 1 | 1 | 1 | 1 | 1 | 1 | 1 | ChoEgsld214 | ChoE | gsld | 214 | 910.3356 | 408.5242 | [30 empty] | 0.167 | 0 | 0.032129
214 | Building Envelope | Window | Hospitals | New | Energy Star windows | 2.2284 | 0.80452 |  | 15172.26 | 1 | 0.36104 | 6808.736 | 20 |  | 42422.17 | 19037.4641 | Per 100 S.F. | GSLD | 1 | 1 | 1 | 1 | 1 | 1 | 1 | 1 | 1 | 1 | 1 | 1 | ChoNgsld214 | ChoN | gsld | 214 | 910.3356 | 408.5242 | [30 empty] | 0.0010314 | 0 | 0.00019842
214 | Building Envelope | Window | Institutional | Existing | Energy Star windows | 0.029634 | 0.027015 |  | 286.58 | 1 | 0.91163 | 9670.5729 | 20 |  | 2800.8 | 94512.3194 | Per 100 S.F. | GSLD | 1 | 1 | 1 | 1 | 1 | 1 | 1 | 1 | 1 | 1 | 1 | 1 | CinEgsld214 | CinE | gsld | 214 | 17.1948 | 580.2344 | [30 empty] | 0.36962 | 0.016219 | 0.055721
214 | Building Envelope | Window | Institutional | New | Energy Star windows | 0.029634 | 0.027015 |  | 286.58 | 1 | 0.91163 | 9670.5729 | 20 |  | 2800.8 | 94512.3194 | Per 100 S.F. | GSLD | 1 | 1 | 1 | 1 | 1 | 1 | 1 | 1 | 1 | 1 | 1 | 1 | CinNgsld214 | CinN | gsld | 214 | 17.1948 | 580.2344 | [30 empty] | 0.0021377 | 7.182e-05 | 0.00034313
214 | Building Envelope | Window | Lodging/Hospitality | Existing | Energy Star windows | 0.22788 | 0.28991 |  | 1630.01 | 1 | 1.2722 | 7153.0621 | 20 |  | 9772.2 | 42883.8804 | Per 100 S.F. | GSLD | 1 | 1 | 1 | 1 | 1 | 1 | 1 | 1 | 1 | 1 | 1 | 1 | CloEgsld214 | CloE | gsld | 214 | 97.8006 | 429.1837 | [30 empty] | 0.36885 | 0.015115 | 0.19097
214 | Building Envelope | Window | Lodging/Hospitality | New | Energy Star windows | 0.22788 | 0.28991 |  | 1630.01 | 1 | 1.2722 | 7153.0621 | 20 |  | 9772.2 | 42883.8804 | Per 100 S.F. | GSLD | 1 | 1 | 1 | 1 | 1 | 1 | 1 | 1 | 1 | 1 | 1 | 1 | CloNgsld214 | CloN | gsld | 214 | 97.8006 | 429.1837 | [30 empty] | 0.00211 | 6.2827e-05 | 0.0011737
214 | Building Envelope | Window | Miscellaneous | Existing | Energy Star windows | 0.088132 | 1.0896 |  | 742.91 | 1 | 12.3638 | 8429.5592 | 20 |  | 7606.12 | 86304.1806 | Per 100 S.F. | GSLD | 1 | 1 | 1 | 1 | 1 | 1 | 1 | 1 | 1 | 1 | 1 | 1 | CmiEgsld214 | CmiE | gsld | 214 | 44.5746 | 505.7736 | [30 empty] | 1.3879 | 0 | 3.1618
214 | Building Envelope | Window | Miscellaneous | New | Energy Star windows | 0.088132 | 1.0896 |  | 742.91 | 1 | 12.3638 | 8429.5592 | 20 |  | 7606.12 | 86304.1806 | Per 100 S.F. | GSLD | 1 | 1 | 1 | 1 | 1 | 1 | 1 | 1 | 1 | 1 | 1 | 1 | CmiNgsld214 | CmiN | gsld | 214 | 44.5746 | 505.7736 | [30 empty] | 0.0085671 | 0 | 0.019517
214 | Building Envelope | Window | Offices | Existing | Energy Star windows | 0.11167 | 1.2507 |  | 884.27 | 1 | 11.1999 | 7918.6684 | 20 |  | 3987.9 | 35711.7825 | Per 100 S.F. | GSLD | 1 | 1 | 1 | 1 | 1 | 1 | 1 | 1 | 1 | 1 | 1 | 1 | CofEgsld214 | CofE | gsld | 214 | 53.0562 | 475.1201 | [30 empty] | 7.4798 | 0.2295 | 15.4703
214 | Building Envelope | Window | Offices | New | Energy Star windows | 0.11167 | 1.2507 |  | 884.27 | 1 | 11.1999 | 7918.6684 | 20 |  | 3987.9 | 35711.7825 | Per 100 S.F. | GSLD | 1 | 1 | 1 | 1 | 1 | 1 | 1 | 1 | 1 | 1 | 1 | 1 | CofNgsld214 | CofN | gsld | 214 | 53.0562 | 475.1201 | [30 empty] | 0.041822 | 0.0009488 | 0.088786
214 | Building Envelope | Window | Restaurants | Existing | Energy Star windows | 0.081563 | 0.2603 |  | 626.32 | 1 | 3.1914 | 7678.9728 | 20 |  | 1122.75 | 13765.4342 | Per 100 S.F. | GSLD | 1 | 1 | 1 | 1 | 1 | 1 | 1 | 1 | 1 | 1 | 1 | 1 | CreEgsld214 | CreE | gsld | 214 | 37.5792 | 460.7384 | [30 empty] | 1.6595 | 0.019693 | 1.222
214 | Building Envelope | Window | Restaurants | New | Energy Star windows | 0.081563 | 0.2603 |  | 626.32 | 1 | 3.1914 | 7678.9728 | 20 |  | 1122.75 | 13765.4342 | Per 100 S.F. | GSLD | 1 | 1 | 1 | 1 | 1 | 1 | 1 | 1 | 1 | 1 | 1 | 1 | CreNgsld214 | CreN | gsld | 214 | 37.5792 | 460.7384 | [30 empty] | 0.0093384 | 7.5898e-05 | 0.0069712
214 | Building Envelope | Window | Retail | Existing | Energy Star windows | 0.14148 | 1.1079 |  | 911.1 | 1 | 7.8303 | 6439.5638 | 20 |  | 5250.15 | 37107.5359 | Per 100 S.F. | GSLD | 1 | 1 | 1 | 1 | 1 | 1 | 1 | 1 | 1 | 1 | 1 | 1 | CrtEgsld214 | CrtE | gsld | 214 | 54.666 | 386.3738 | [30 empty] | 2.6638 | 0.077504 | 5.5384
214 | Building Envelope | Window | Retail | New | Energy Star windows | 0.14148 | 1.1079 |  | 911.1 | 1 | 7.8303 | 6439.5638 | 20 |  | 5250.15 | 37107.5359 | Per 100 S.F. | GSLD | 1 | 1 | 1 | 1 | 1 | 1 | 1 | 1 | 1 | 1 | 1 | 1 | CrtNgsld214 | CrtN | gsld | 214 | 54.666 | 386.3738 | [30 empty] | 0.014837 | 0.0003096 | 0.031684
214 | Building Envelope | Window | Schools K-12 | Existing | Energy Star windows | 0.3172 | 2.178 |  | 1908.42 | 1 | 6.8663 | 6016.4264 | 20 |  | 7450.65 | 23488.6907 | Per 100 S.F. | GSLD | 1 | 1 | 1 | 1 | 1 | 1 | 1 | 1 | 1 | 1 | 1 | 1 | CscEgsld214 | CscE | gsld | 214 | 114.5052 | 360.9856 | [30 empty] | 0.15593 | 0.010357 | 0.2844
214 | Building Envelope | Window | Schools K-12 | New | Energy Star windows | 0.3172 | 2.178 |  | 1908.42 | 1 | 6.8663 | 6016.4264 | 20 |  | 7450.65 | 23488.6907 | Per 100 S.F. | GSLD | 1 | 1 | 1 | 1 | 1 | 1 | 1 | 1 | 1 | 1 | 1 | 1 | CscNgsld214 | CscN | gsld | 214 | 114.5052 | 360.9856 | [30 empty] | 0.00089557 | 4.3001e-05 | 0.0017461
214 | Building Envelope | Window | Warehouse | Existing | Energy Star windows | 0.038329 | 0.37088 |  | 277.88 | 1 | 9.6764 | 7249.9056 | 20 |  | 4455.45 | 116242.9532 | Per 100 S.F. | GSLD | 1 | 1 | 1 | 1 | 1 | 1 | 1 | 1 | 1 | 1 | 1 | 1 | CwaEgsld214 | CwaE | gsld | 214 | 16.6728 | 434.9943 | [30 empty] | 0.056696 | 0.00033227 | 0.12689
214 | Building Envelope | Window | Warehouse | New | Energy Star windows | 0.038329 | 0.37088 |  | 277.88 | 1 | 9.6764 | 7249.9056 | 20 |  | 4455.45 | 116242.9532 | Per 100 S.F. | GSLD | 1 | 1 | 1 | 1 | 1 | 1 | 1 | 1 | 1 | 1 | 1 | 1 | CwaNgsld214 | CwaN | gsld | 214 | 16.6728 | 434.9943 | [30 empty] | 0.00034313 | 1.39e-06 | 0.00077219
215 | Building Envelope | Window | Assembly | Existing | Window shade film | 0.40638 | 0 |  | 1220.14 | 1 | 0 | 3002.444 | 10 |  | 6802.85 | 16740.0266 | Per Premise | GSLD | 1 | 1 | 1 | 1 | 1 | 1 | 1 | 1 | 1 | 1 | 1 | 1 | CasEgsld215 | CasE | gsld | 215 | 73.2084 | 180.1466 | [30 empty] | 0.023693 | 0.0078914 | 0
215 | Building Envelope | Window | Assembly | New | Window shade film | 0.40638 | 0 |  | 1220.14 | 1 | 0 | 3002.444 | 10 |  | 6802.85 | 16740.0266 | Per Premise | GSLD | 1 | 1 | 1 | 1 | 1 | 1 | 1 | 1 | 1 | 1 | 1 | 1 | CasNgsld215 | CasN | gsld | 215 | 73.2084 | 180.1466 | [30 empty] | 0.00020633 | 6.872e-05 | 0
215 | Building Envelope | Window | College and University | Existing | Window shade film | 0.29023 | 0 |  | 1431.47 | 1 | 0 | 4932.1338 | 10 |  | 10645.36 | 36678.6173 | Per Premise | GSLD | 1 | 1 | 1 | 1 | 1 | 1 | 1 | 1 | 1 | 1 | 1 | 1 | CcoEgsld215 | CcoE | gsld | 215 | 85.8882 | 295.928 | [30 empty] | 0.01233 | 0.0024999 | 0
215 | Building Envelope | Window | College and University | New | Window shade film | 0.29023 | 0 |  | 1431.47 | 1 | 0 | 4932.1338 | 10 |  | 10645.36 | 36678.6173 | Per Premise | GSLD | 1 | 1 | 1 | 1 | 1 | 1 | 1 | 1 | 1 | 1 | 1 | 1 | CcoNgsld215 | CcoN | gsld | 215 | 85.8882 | 295.928 | [30 empty] | 5.0233e-05 | 1.0185e-05 | 0
215 | Building Envelope | Window | Data Center | Existing | Window shade film | 0.44272 | 0 |  | 2183.56 | 1 | 0 | 4932.1338 | 10 |  | 45608.58 | 103018.7496 | Per Premise | GSLD | 1 | 1 | 1 | 1 | 1 | 1 | 1 | 1 | 1 | 1 | 1 | 1 | CdaEgsld215 | CdaE | gsld | 215 | 131.0136 | 295.928 | [30 empty] | 0.00026623 | 5.3979e-05 | 0
215 | Building Envelope | Window | Data Center | New | Window shade film | 0.44272 | 0 |  | 2183.56 | 1 | 0 | 4932.1338 | 10 |  | 45608.58 | 103018.7496 | Per Premise | GSLD | 1 | 1 | 1 | 1 | 1 | 1 | 1 | 1 | 1 | 1 | 1 | 1 | CdaNgsld215 | CdaN | gsld | 215 | 131.0136 | 295.928 | [30 empty] | 2.3306e-06 | 4.7253e-07 | 0
215 | Building Envelope | Window | Grocery | Existing | Window shade film | 0.19121 | 0 |  | 674.27 | 1 | 0 | 3526.3542 | 10 |  | 1162.4 | 6079.2177 | Per Premise | GSLD | 1 | 1 | 1 | 1 | 1 | 1 | 1 | 1 | 1 | 1 | 1 | 1 | CgrEgsld215 | CgrE | gsld | 215 | 40.4562 | 211.5813 | [30 empty] | 0.087173 | 0.02472 | 0
215 | Building Envelope | Window | Grocery | New | Window shade film | 0.19121 | 0 |  | 674.27 | 1 | 0 | 3526.3542 | 10 |  | 1162.4 | 6079.2177 | Per Premise | GSLD | 1 | 1 | 1 | 1 | 1 | 1 | 1 | 1 | 1 | 1 | 1 | 1 | CgrNgsld215 | CgrN | gsld | 215 | 40.4562 | 211.5813 | [30 empty] | 0.00053046 | 0.00015043 | 0
215 | Building Envelope | Window | Healthcare | Existing | Window shade film | 0.43843 | 0 |  | 2162.39 | 1 | 0 | 4932.1338 | 10 |  | 4160.28 | 9489.0643 | Per Premise | GSLD | 1 | 1 | 1 | 1 | 1 | 1 | 1 | 1 | 1 | 1 | 1 | 1 | CheEgsld215 | CheE | gsld | 215 | 129.7434 | 295.928 | [30 empty] | 0 | 0 | 0
215 | Building Envelope | Window | Healthcare | New | Window shade film | 0.43843 | 0 |  | 2162.39 | 1 | 0 | 4932.1338 | 10 |  | 4160.28 | 9489.0643 | Per Premise | GSLD | 1 | 1 | 1 | 1 | 1 | 1 | 1 | 1 | 1 | 1 | 1 | 1 | CheNgsld215 | CheN | gsld | 215 | 129.7434 | 295.928 | [30 empty] | 0 | 0 | 0
215 | Building Envelope | Window | Hospitals | Existing | Window shade film | 0.4153 | 0 |  | 2048.3 | 1 | 0 | 4932.1338 | 10 |  | 82299.02 | 198169.1066 | Per Premise | GSLD | 1 | 1 | 1 | 1 | 1 | 1 | 1 | 1 | 1 | 1 | 1 | 1 | ChoEgsld215 | ChoE | gsld | 215 | 122.898 | 295.928 | [30 empty] | 0 | 0 | 0
215 | Building Envelope | Window | Hospitals | New | Window shade film | 0.4153 | 0 |  | 2048.3 | 1 | 0 | 4932.1338 | 10 |  | 82299.02 | 198169.1066 | Per Premise | GSLD | 1 | 1 | 1 | 1 | 1 | 1 | 1 | 1 | 1 | 1 | 1 | 1 | ChoNgsld215 | ChoN | gsld | 215 | 122.898 | 295.928 | [30 empty] | 0 | 0 | 0
215 | Building Envelope | Window | Institutional | Existing | Window shade film | 0.11607 | 0 |  | 572.48 | 1 | 0 | 4932.1338 | 10 |  | 5433.55 | 46812.1084 | Per Premise | GSLD | 1 | 1 | 1 | 1 | 1 | 1 | 1 | 1 | 1 | 1 | 1 | 1 | CinEgsld215 | CinE | gsld | 215 | 34.3488 | 295.928 | [30 empty] | 0.030027 | 0.0060881 | 0
215 | Building Envelope | Window | Institutional | New | Window shade film | 0.11607 | 0 |  | 572.48 | 1 | 0 | 4932.1338 | 10 |  | 5433.55 | 46812.1084 | Per Premise | GSLD | 1 | 1 | 1 | 1 | 1 | 1 | 1 | 1 | 1 | 1 | 1 | 1 | CinNgsld215 | CinN | gsld | 215 | 34.3488 | 295.928 | [30 empty] | 0.00033102 | 6.7114e-05 | 0
215 | Building Envelope | Window | Lodging/Hospitality | Existing | Window shade film | 0.38612 | 0 |  | 2016.2 | 1 | 0 | 5221.6594 | 10 |  | 18958.07 | 49098.594 | Per Premise | GSLD | 1 | 1 | 1 | 1 | 1 | 1 | 1 | 1 | 1 | 1 | 1 | 1 | CloEgsld215 | CloE | gsld | 215 | 120.972 | 313.2996 | [30 empty] | 0.03129 | 0.0059923 | 0
215 | Building Envelope | Window | Lodging/Hospitality | New | Window shade film | 0.38612 | 0 |  | 2016.2 | 1 | 0 | 5221.6594 | 10 |  | 18958.07 | 49098.594 | Per Premise | GSLD | 1 | 1 | 1 | 1 | 1 | 1 | 1 | 1 | 1 | 1 | 1 | 1 | CloNgsld215 | CloN | gsld | 215 | 120.972 | 313.2996 | [30 empty] | 0.00012738 | 2.4394e-05 | 0
215 | Building Envelope | Window | Miscellaneous | Existing | Window shade film | 0.21312 | 0 |  | 639.87 | 1 | 0 | 3002.444 | 10 |  | 14755.88 | 69238.6003 | Per Premise | GSLD | 1 | 1 | 1 | 1 | 1 | 1 | 1 | 1 | 1 | 1 | 1 | 1 | CmiEgsld215 | CmiE | gsld | 215 | 38.3922 | 180.1466 | [30 empty] | 0 | 0 | 0
215 | Building Envelope | Window | Miscellaneous | New | Window shade film | 0.21312 | 0 |  | 639.87 | 1 | 0 | 3002.444 | 10 |  | 14755.88 | 69238.6003 | Per Premise | GSLD | 1 | 1 | 1 | 1 | 1 | 1 | 1 | 1 | 1 | 1 | 1 | 1 | CmiNgsld215 | CmiN | gsld | 215 | 38.3922 | 180.1466 | [30 empty] | 0 | 0 | 0
215 | Building Envelope | Window | Offices | Existing | Window shade film | 0.39704 | 0 |  | 1192.08 | 1 | 0 | 3002.444 | 10 |  | 7736.53 | 19485.6872 | Per Premise | GSLD | 1 | 1 | 1 | 1 | 1 | 1 | 1 | 1 | 1 | 1 | 1 | 1 | CofEgsld215 | CofE | gsld | 215 | 71.5248 | 180.1466 | [30 empty] | 0.2927 | 0.097488 | 0
215 | Building Envelope | Window | Offices | New | Window shade film | 0.39704 | 0 |  | 1192.08 | 1 | 0 | 3002.444 | 10 |  | 7736.53 | 19485.6872 | Per Premise | GSLD | 1 | 1 | 1 | 1 | 1 | 1 | 1 | 1 | 1 | 1 | 1 | 1 | CofNgsld215 | CofN | gsld | 215 | 71.5248 | 180.1466 | [30 empty] | 0.0023981 | 0.00079871 | 0
215 | Building Envelope | Window | Restaurants | Existing | Window shade film | 0.5549 | 0 |  | 1956.77 | 1 | 0 | 3526.3542 | 10 |  | 2178.14 | 3925.2918 | Per Premise | GSLD | 1 | 1 | 1 | 1 | 1 | 1 | 1 | 1 | 1 | 1 | 1 | 1 | CreEgsld215 | CreE | gsld | 215 | 117.4062 | 211.5813 | [30 empty] | 0.088822 | 0.025188 | 0
215 | Building Envelope | Window | Restaurants | New | Window shade film | 0.5549 | 0 |  | 1956.77 | 1 | 0 | 3526.3542 | 10 |  | 2178.14 | 3925.2918 | Per Premise | GSLD | 1 | 1 | 1 | 1 | 1 | 1 | 1 | 1 | 1 | 1 | 1 | 1 | CreNgsld215 | CreN | gsld | 215 | 117.4062 | 211.5813 | [30 empty] | 0.00043621 | 0.0001237 | 0
215 | Building Envelope | Window | Retail | Existing | Window shade film | 0.57233 | 0 |  | 1718.4 | 1 | 0 | 3002.444 | 10 |  | 10185.29 | 17796.0677 | Per Premise | GSLD | 1 | 1 | 1 | 1 | 1 | 1 | 1 | 1 | 1 | 1 | 1 | 1 | CrtEgsld215 | CrtE | gsld | 215 | 103.104 | 180.1466 | [30 empty] | 0.10375 | 0.034557 | 0
215 | Building Envelope | Window | Retail | New | Window shade film | 0.57233 | 0 |  | 1718.4 | 1 | 0 | 3002.444 | 10 |  | 10185.29 | 17796.0677 | Per Premise | GSLD | 1 | 1 | 1 | 1 | 1 | 1 | 1 | 1 | 1 | 1 | 1 | 1 | CrtNgsld215 | CrtN | gsld | 215 | 103.104 | 180.1466 | [30 empty] | 0.00087987 | 0.00029305 | 0
215 | Building Envelope | Window | Schools K-12 | Existing | Window shade film | 0.4747 | 0 |  | 1425.26 | 1 | 0 | 3002.444 | 10 |  | 14454.26 | 30449.2556 | Per Premise | GSLD | 1 | 1 | 1 | 1 | 1 | 1 | 1 | 1 | 1 | 1 | 1 | 1 | CscEgsld215 | CscE | gsld | 215 | 85.5156 | 180.1466 | [30 empty] | 0.010874 | 0.0036217 | 0
215 | Building Envelope | Window | Schools K-12 | New | Window shade film | 0.4747 | 0 |  | 1425.26 | 1 | 0 | 3002.444 | 10 |  | 14454.26 | 30449.2556 | Per Premise | GSLD | 1 | 1 | 1 | 1 | 1 | 1 | 1 | 1 | 1 | 1 | 1 | 1 | CscNgsld215 | CscN | gsld | 215 | 85.5156 | 180.1466 | [30 empty] | 4.4194e-05 | 1.4719e-05 | 0
215 | Building Envelope | Window | Warehouse | Existing | Window shade film | 0.12943 | 0 |  | 388.61 | 1 | 0 | 3002.444 | 10 |  | 8643.57 | 66781.181 | Per Premise | GSLD | 1 | 1 | 1 | 1 | 1 | 1 | 1 | 1 | 1 | 1 | 1 | 1 | CwaEgsld215 | CwaE | gsld | 215 | 23.3166 | 180.1466 | [30 empty] | 0.00037814 | 0.00012595 | 0
215 | Building Envelope | Window | Warehouse | New | Window shade film | 0.12943 | 0 |  | 388.61 | 1 | 0 | 3002.444 | 10 |  | 8643.57 | 66781.181 | Per Premise | GSLD | 1 | 1 | 1 | 1 | 1 | 1 | 1 | 1 | 1 | 1 | 1 | 1 | CwaNgsld215 | CwaN | gsld | 215 | 23.3166 | 180.1466 | [30 empty] | 3.3239e-06 | 1.1071e-06 | 0
301 | HVAC | Chiller | Assembly | Existing | Chilled Water Reset | 1.0382 | 0 |  | 3117 | 1 | 0 | 3002.444 | 10 |  | 742 | 714.73 | Per End Use Consumption | GSLD | 1.0063 | 0.98564 | 1.0265 | 1.0441 | 1.0994 | 1.0901 | 1.0679 | 1.0965 | 1.0642 | 1.0547 | 1.0277 | 1.0297 | CasEgsld301 | CasE | gsld | 301 | 156.7327 | 150.9725 | [30 empty] | 12.7013 | 4.2303 | 0
301 | HVAC | Chiller | Assembly | New | Chilled Water Reset | 1.0382 | 0 |  | 3117 | 1 | 0 | 3002.444 | 10 |  | 742 | 714.73 | Per End Use Consumption | GSLD | 1.0063 | 0.98564 | 1.0265 | 1.0441 | 1.0994 | 1.0901 | 1.0679 | 1.0965 | 1.0642 | 1.0547 | 1.0277 | 1.0297 | CasNgsld301 | CasN | gsld | 301 | 156.7327 | 150.9725 | [30 empty] | 0.14009 | 0.046659 | 0
301 | HVAC | Chiller | College and University | Existing | Chilled Water Reset | 0.98894 | 0 |  | 4877.6 | 1 | 0 | 4932.1338 | 10 |  | 742 | 750.2959 | Per End Use Consumption | GSLD | 1.0063 | 0.98564 | 1.0265 | 1.0441 | 1.0994 | 1.0901 | 1.0679 | 1.0965 | 1.0642 | 1.0547 | 1.0277 | 1.0297 | CcoEgsld301 | CcoE | gsld | 301 | 245.2613 | 248.0035 | [30 empty] | 3.8083 | 0.77214 | 0
301 | HVAC | Chiller | College and University | New | Chilled Water Reset | 0.98894 | 0 |  | 4877.6 | 1 | 0 | 4932.1338 | 10 |  | 742 | 750.2959 | Per End Use Consumption | GSLD | 1.0063 | 0.98564 | 1.0265 | 1.0441 | 1.0994 | 1.0901 | 1.0679 | 1.0965 | 1.0642 | 1.0547 | 1.0277 | 1.0297 | CcoNgsld301 | CcoN | gsld | 301 | 245.2613 | 248.0035 | [30 empty] | 0.042004 | 0.0085164 | 0
301 | HVAC | Chiller | Data Center | Existing | Chilled Water Reset | 4.237 | 0 |  | 20897.4 | 1 | 0 | 4932.1338 | 10 |  | 742 | 175.1243 | Per End Use Consumption | GSLD | 1.0063 | 0.98564 | 1.0265 | 1.0441 | 1.0994 | 1.0901 | 1.0679 | 1.0965 | 1.0642 | 1.0547 | 1.0277 | 1.0297 | CdaEgsld301 | CdaE | gsld | 301 | 1050.7882 | 248.0035 | [30 empty] | 0.16087 | 0.032617 | 0
301 | HVAC | Chiller | Data Center | New | Chilled Water Reset | 4.237 | 0 |  | 20897.4 | 1 | 0 | 4932.1338 | 10 |  | 742 | 175.1243 | Per End Use Consumption | GSLD | 1.0063 | 0.98564 | 1.0265 | 1.0441 | 1.0994 | 1.0901 | 1.0679 | 1.0965 | 1.0642 | 1.0547 | 1.0277 | 1.0297 | CdaNgsld301 | CdaN | gsld | 301 | 1050.7882 | 248.0035 | [30 empty] | 0.0017744 | 0.00035975 | 0
301 | HVAC | Chiller | Grocery | Existing | Chilled Water Reset | 0.15103 | 0 |  | 532.6 | 1 | 0 | 3526.3542 | 10 |  | 742 | 4912.7954 | Per End Use Consumption | GSLD | 1.0063 | 0.98564 | 1.0265 | 1.0441 | 1.0994 | 1.0901 | 1.0679 | 1.0965 | 1.0642 | 1.0547 | 1.0277 | 1.0297 | CgrEgsld301 | CgrE | gsld | 301 | 26.7808 | 177.3164 | [30 empty] | 0 | 0 | 0
301 | HVAC | Chiller | Grocery | New | Chilled Water Reset | 0.15103 | 0 |  | 532.6 | 1 | 0 | 3526.3542 | 10 |  | 742 | 4912.7954 | Per End Use Consumption | GSLD | 1.0063 | 0.98564 | 1.0265 | 1.0441 | 1.0994 | 1.0901 | 1.0679 | 1.0965 | 1.0642 | 1.0547 | 1.0277 | 1.0297 | CgrNgsld301 | CgrN | gsld | 301 | 26.7808 | 177.3164 | [30 empty] | 0 | 0 | 0
301 | HVAC | Chiller | Healthcare | Existing | Chilled Water Reset | 0.38649 | 0 |  | 1906.2 | 1 | 0 | 4932.1338 | 10 |  | 742 | 1919.8632 | Per End Use Consumption | GSLD | 1.0063 | 0.98564 | 1.0265 | 1.0441 | 1.0994 | 1.0901 | 1.0679 | 1.0965 | 1.0642 | 1.0547 | 1.0277 | 1.0297 | CheEgsld301 | CheE | gsld | 301 | 95.8498 | 248.0035 | [30 empty] | 0.13008 | 0.026373 | 0
301 | HVAC | Chiller | Healthcare | New | Chilled Water Reset | 0.38649 | 0 |  | 1906.2 | 1 | 0 | 4932.1338 | 10 |  | 742 | 1919.8632 | Per End Use Consumption | GSLD | 1.0063 | 0.98564 | 1.0265 | 1.0441 | 1.0994 | 1.0901 | 1.0679 | 1.0965 | 1.0642 | 1.0547 | 1.0277 | 1.0297 | CheNgsld301 | CheN | gsld | 301 | 95.8498 | 248.0035 | [30 empty] | 0.0014347 | 0.00029089 | 0
301 | HVAC | Chiller | Hospitals | Existing | Chilled Water Reset | 7.6455 | 0 |  | 37708.6 | 1 | 0 | 4932.1338 | 10 |  | 742 | 97.0506 | Per End Use Consumption | GSLD | 1.0063 | 0.98564 | 1.0265 | 1.0441 | 1.0994 | 1.0901 | 1.0679 | 1.0965 | 1.0642 | 1.0547 | 1.0277 | 1.0297 | ChoEgsld301 | ChoE | gsld | 301 | 1896.1091 | 248.0035 | [30 empty] | 15.3003 | 3.1022 | 0
301 | HVAC | Chiller | Hospitals | New | Chilled Water Reset | 7.6455 | 0 |  | 37708.6 | 1 | 0 | 4932.1338 | 10 |  | 742 | 97.0506 | Per End Use Consumption | GSLD | 1.0063 | 0.98564 | 1.0265 | 1.0441 | 1.0994 | 1.0901 | 1.0679 | 1.0965 | 1.0642 | 1.0547 | 1.0277 | 1.0297 | ChoNgsld301 | ChoN | gsld | 301 | 1896.1091 | 248.0035 | [30 empty] | 0.16876 | 0.034216 | 0
301 | HVAC | Chiller | Institutional | Existing | Chilled Water Reset | 0.50477 | 0 |  | 2489.6 | 1 | 0 | 4932.1338 | 10 |  | 742 | 1469.9724 | Per End Use Consumption | GSLD | 1.0063 | 0.98564 | 1.0265 | 1.0441 | 1.0994 | 1.0901 | 1.0679 | 1.0965 | 1.0642 | 1.0547 | 1.0277 | 1.0297 | CinEgsld301 | CinE | gsld | 301 | 125.1851 | 248.0035 | [30 empty] | 0.3033 | 0.061495 | 0
301 | HVAC | Chiller | Institutional | New | Chilled Water Reset | 0.50477 | 0 |  | 2489.6 | 1 | 0 | 4932.1338 | 10 |  | 742 | 1469.9724 | Per End Use Consumption | GSLD | 1.0063 | 0.98564 | 1.0265 | 1.0441 | 1.0994 | 1.0901 | 1.0679 | 1.0965 | 1.0642 | 1.0547 | 1.0277 | 1.0297 | CinNgsld301 | CinN | gsld | 301 | 125.1851 | 248.0035 | [30 empty] | 0.0033453 | 0.00067826 | 0
301 | HVAC | Chiller | Lodging/Hospitality | Existing | Chilled Water Reset | 1.6635 | 0 |  | 8686.4 | 1 | 0 | 5221.6594 | 10 |  | 742 | 446.0388 | Per End Use Consumption | GSLD | 1.0063 | 0.98564 | 1.0265 | 1.0441 | 1.0994 | 1.0901 | 1.0679 | 1.0965 | 1.0642 | 1.0547 | 1.0277 | 1.0297 | CloEgsld301 | CloE | gsld | 301 | 436.78 | 262.5618 | [30 empty] | 2.4522 | 0.46962 | 0
301 | HVAC | Chiller | Lodging/Hospitality | New | Chilled Water Reset | 1.6635 | 0 |  | 8686.4 | 1 | 0 | 5221.6594 | 10 |  | 742 | 446.0388 | Per End Use Consumption | GSLD | 1.0063 | 0.98564 | 1.0265 | 1.0441 | 1.0994 | 1.0901 | 1.0679 | 1.0965 | 1.0642 | 1.0547 | 1.0277 | 1.0297 | CloNgsld301 | CloN | gsld | 301 | 436.78 | 262.5618 | [30 empty] | 0.027047 | 0.0051797 | 0
301 | HVAC | Chiller | Miscellaneous | Existing | Chilled Water Reset | 2.2518 | 0 |  | 6761 | 1 | 0 | 3002.444 | 10 |  | 742 | 329.5095 | Per End Use Consumption | GSLD | 1.0063 | 0.98564 | 1.0265 | 1.0441 | 1.0994 | 1.0901 | 1.0679 | 1.0965 | 1.0642 | 1.0547 | 1.0277 | 1.0297 | CmiEgsld301 | CmiE | gsld | 301 | 339.9647 | 150.9725 | [30 empty] | 24.3335 | 8.1046 | 0
301 | HVAC | Chiller | Miscellaneous | New | Chilled Water Reset | 2.2518 | 0 |  | 6761 | 1 | 0 | 3002.444 | 10 |  | 742 | 329.5095 | Per End Use Consumption | GSLD | 1.0063 | 0.98564 | 1.0265 | 1.0441 | 1.0994 | 1.0901 | 1.0679 | 1.0965 | 1.0642 | 1.0547 | 1.0277 | 1.0297 | CmiNgsld301 | CmiN | gsld | 301 | 339.9647 | 150.9725 | [30 empty] | 0.26839 | 0.089391 | 0
301 | HVAC | Chiller | Offices | Existing | Chilled Water Reset | 1.1806 | 0 |  | 3544.8 | 1 | 0 | 3002.444 | 10 |  | 742 | 628.4737 | Per End Use Consumption | GSLD | 1.0063 | 0.98564 | 1.0265 | 1.0441 | 1.0994 | 1.0901 | 1.0679 | 1.0965 | 1.0642 | 1.0547 | 1.0277 | 1.0297 | CofEgsld301 | CofE | gsld | 301 | 178.2439 | 150.9725 | [30 empty] | 15.1815 | 5.0564 | 0
301 | HVAC | Chiller | Offices | New | Chilled Water Reset | 1.1806 | 0 |  | 3544.8 | 1 | 0 | 3002.444 | 10 |  | 742 | 628.4737 | Per End Use Consumption | GSLD | 1.0063 | 0.98564 | 1.0265 | 1.0441 | 1.0994 | 1.0901 | 1.0679 | 1.0965 | 1.0642 | 1.0547 | 1.0277 | 1.0297 | CofNgsld301 | CofN | gsld | 301 | 178.2439 | 150.9725 | [30 empty] | 0.16745 | 0.05577 | 0
301 | HVAC | Chiller | Restaurants | Existing | Chilled Water Reset | 0.28301 | 0 |  | 998 | 1 | 0 | 3526.3542 | 10 |  | 742 | 2621.7984 | Per End Use Consumption | GSLD | 1.0063 | 0.98564 | 1.0265 | 1.0441 | 1.0994 | 1.0901 | 1.0679 | 1.0965 | 1.0642 | 1.0547 | 1.0277 | 1.0297 | CreEgsld301 | CreE | gsld | 301 | 50.1826 | 177.3164 | [30 empty] | 0.38072 | 0.10797 | 0
301 | HVAC | Chiller | Restaurants | New | Chilled Water Reset | 0.28301 | 0 |  | 998 | 1 | 0 | 3526.3542 | 10 |  | 742 | 2621.7984 | Per End Use Consumption | GSLD | 1.0063 | 0.98564 | 1.0265 | 1.0441 | 1.0994 | 1.0901 | 1.0679 | 1.0965 | 1.0642 | 1.0547 | 1.0277 | 1.0297 | CreNgsld301 | CreN | gsld | 301 | 50.1826 | 177.3164 | [30 empty] | 0.0041992 | 0.0011908 | 0
301 | HVAC | Chiller | Retail | Existing | Chilled Water Reset | 1.5543 | 0 |  | 4666.8 | 1 | 0 | 3002.444 | 10 |  | 742 | 477.375 | Per End Use Consumption | GSLD | 1.0063 | 0.98564 | 1.0265 | 1.0441 | 1.0994 | 1.0901 | 1.0679 | 1.0965 | 1.0642 | 1.0547 | 1.0277 | 1.0297 | CrtEgsld301 | CrtE | gsld | 301 | 234.6616 | 150.9725 | [30 empty] | 0.029536 | 0.0098374 | 0
301 | HVAC | Chiller | Retail | New | Chilled Water Reset | 1.5543 | 0 |  | 4666.8 | 1 | 0 | 3002.444 | 10 |  | 742 | 477.375 | Per End Use Consumption | GSLD | 1.0063 | 0.98564 | 1.0265 | 1.0441 | 1.0994 | 1.0901 | 1.0679 | 1.0965 | 1.0642 | 1.0547 | 1.0277 | 1.0297 | CrtNgsld301 | CrtN | gsld | 301 | 234.6616 | 150.9725 | [30 empty] | 0.00032577 | 0.0001085 | 0
301 | HVAC | Chiller | Schools K-12 | Existing | Chilled Water Reset | 2.2058 | 0 |  | 6622.8 | 1 | 0 | 3002.444 | 10 |  | 742 | 336.3854 | Per End Use Consumption | GSLD | 1.0063 | 0.98564 | 1.0265 | 1.0441 | 1.0994 | 1.0901 | 1.0679 | 1.0965 | 1.0642 | 1.0547 | 1.0277 | 1.0297 | CscEgsld301 | CscE | gsld | 301 | 333.0156 | 150.9725 | [30 empty] | 2.7677 | 0.92181 | 0
301 | HVAC | Chiller | Schools K-12 | New | Chilled Water Reset | 2.2058 | 0 |  | 6622.8 | 1 | 0 | 3002.444 | 10 |  | 742 | 336.3854 | Per End Use Consumption | GSLD | 1.0063 | 0.98564 | 1.0265 | 1.0441 | 1.0994 | 1.0901 | 1.0679 | 1.0965 | 1.0642 | 1.0547 | 1.0277 | 1.0297 | CscNgsld301 | CscN | gsld | 301 | 333.0156 | 150.9725 | [30 empty] | 0.030526 | 0.010167 | 0
301 | HVAC | Chiller | Warehouse | Existing | Chilled Water Reset | 1.3191 | 0 |  | 3960.4 | 1 | 0 | 3002.444 | 10 |  | 742 | 562.5223 | Per End Use Consumption | GSLD | 1.0063 | 0.98564 | 1.0265 | 1.0441 | 1.0994 | 1.0901 | 1.0679 | 1.0965 | 1.0642 | 1.0547 | 1.0277 | 1.0297 | CwaEgsld301 | CwaE | gsld | 301 | 199.1416 | 150.9725 | [30 empty] | 0.058563 | 0.019505 | 0
301 | HVAC | Chiller | Warehouse | New | Chilled Water Reset | 1.3191 | 0 |  | 3960.4 | 1 | 0 | 3002.444 | 10 |  | 742 | 562.5223 | Per End Use Consumption | GSLD | 1.0063 | 0.98564 | 1.0265 | 1.0441 | 1.0994 | 1.0901 | 1.0679 | 1.0965 | 1.0642 | 1.0547 | 1.0277 | 1.0297 | CwaNgsld301 | CwaN | gsld | 301 | 199.1416 | 150.9725 | [30 empty] | 0.00064593 | 0.00021514 | 0
302 | HVAC | Chiller | Assembly | Existing | Chiller maintenance | 7.1431 | 0.039196 |  | 6241.79 | 1 | 0.0054872 | 873.8203 | 5 |  | 915.78 | 128.2048 | Per End Use Consumption | GSLD | 1.0063 | 0.98564 | 1.0265 | 1.0441 | 1.0994 | 1.0901 | 1.0679 | 1.0965 | 1.0642 | 1.0547 | 1.0277 | 1.0297 | CasEgsld302 | CasE | gsld | 302 | 313.8572 | 43.9385 | [30 empty] | 1.1044 | 1.2639 | 0.0069352
302 | HVAC | Chiller | College and University | Existing | Chiller maintenance | 2.8747 | 0.015774 |  | 2511.96 | 1 | 0.0054872 | 873.8203 | 5 |  | 368.55 | 128.2053 | Per End Use Consumption | GSLD | 1.0063 | 0.98564 | 1.0265 | 1.0441 | 1.0994 | 1.0901 | 1.0679 | 1.0965 | 1.0642 | 1.0547 | 1.0277 | 1.0297 | CcoEgsld302 | CcoE | gsld | 302 | 126.3094 | 43.9385 | [30 empty] | 0.33114 | 0.37896 | 0.0020794
302 | HVAC | Chiller | Data Center | Existing | Chiller maintenance | 14.1098 | 0.077423 |  | 12329.47 | 1 | 0.0054872 | 873.8203 | 5 |  | 1808.95 | 128.2048 | Per End Use Consumption | GSLD | 1.0063 | 0.98564 | 1.0265 | 1.0441 | 1.0994 | 1.0901 | 1.0679 | 1.0965 | 1.0642 | 1.0547 | 1.0277 | 1.0297 | CdaEgsld302 | CdaE | gsld | 302 | 619.9652 | 43.9385 | [30 empty] | 0.013988 | 0.016008 | 8.784e-05
302 | HVAC | Chiller | Grocery | Existing | Chiller maintenance | 0.58055 | 0.0031856 |  | 507.3 | 1 | 0.0054872 | 873.8203 | 5 |  | 74.43 | 128.2051 | Per End Use Consumption | GSLD | 1.0063 | 0.98564 | 1.0265 | 1.0441 | 1.0994 | 1.0901 | 1.0679 | 1.0965 | 1.0642 | 1.0547 | 1.0277 | 1.0297 | CgrEgsld302 | CgrE | gsld | 302 | 25.5087 | 43.9385 | [30 empty] | 0 | 0 | 0
302 | HVAC | Chiller | Healthcare | Existing | Chiller maintenance | 1.2053 | 0.0066135 |  | 1053.18 | 1 | 0.0054872 | 873.8203 | 5 |  | 154.52 | 128.2048 | Per End Use Consumption | GSLD | 1.0063 | 0.98564 | 1.0265 | 1.0441 | 1.0994 | 1.0901 | 1.0679 | 1.0965 | 1.0642 | 1.0547 | 1.0277 | 1.0297 | CheEgsld302 | CheE | gsld | 302 | 52.9573 | 43.9385 | [30 empty] | 0.01131 | 0.012944 | 7.1024e-05
302 | HVAC | Chiller | Hospitals | Existing | Chiller maintenance | 106.0503 | 0.58192 |  | 92668.88 | 1 | 0.0054872 | 873.8203 | 5 |  | 13596.19 | 128.2051 | Per End Use Consumption | GSLD | 1.0063 | 0.98564 | 1.0265 | 1.0441 | 1.0994 | 1.0901 | 1.0679 | 1.0965 | 1.0642 | 1.0547 | 1.0277 | 1.0297 | ChoEgsld302 | ChoE | gsld | 302 | 4659.6879 | 43.9385 | [30 empty] | 1.3304 | 1.5225 | 0.0083543
302 | HVAC | Chiller | Institutional | Existing | Chiller maintenance | 1.4103 | 0.0077386 |  | 1232.35 | 1 | 0.0054872 | 873.8203 | 5 |  | 180.81 | 128.2066 | Per End Use Consumption | GSLD | 1.0063 | 0.98564 | 1.0265 | 1.0441 | 1.0994 | 1.0901 | 1.0679 | 1.0965 | 1.0642 | 1.0547 | 1.0277 | 1.0297 | CinEgsld302 | CinE | gsld | 302 | 61.9665 | 43.9385 | [30 empty] | 0.026373 | 0.030181 | 0.00016561
302 | HVAC | Chiller | Lodging/Hospitality | Existing | Chiller maintenance | 11.4815 | 0.063001 |  | 10032.79 | 1 | 0.0054872 | 873.8203 | 5 |  | 1471.99 | 128.2051 | Per End Use Consumption | GSLD | 1.0063 | 0.98564 | 1.0265 | 1.0441 | 1.0994 | 1.0901 | 1.0679 | 1.0965 | 1.0642 | 1.0547 | 1.0277 | 1.0297 | CloEgsld302 | CloE | gsld | 302 | 504.4808 | 43.9385 | [30 empty] | 0.21323 | 0.24402 | 0.001339
302 | HVAC | Chiller | Miscellaneous | Existing | Chiller maintenance | 2.5533 | 0.01401 |  | 2231.13 | 1 | 0.0054872 | 873.8203 | 5 |  | 327.35 | 128.2064 | Per End Use Consumption | GSLD | 1.0063 | 0.98564 | 1.0265 | 1.0441 | 1.0994 | 1.0901 | 1.0679 | 1.0965 | 1.0642 | 1.0547 | 1.0277 | 1.0297 | CmiEgsld302 | CmiE | gsld | 302 | 112.1884 | 43.9385 | [30 empty] | 2.1159 | 2.4214 | 0.013287
302 | HVAC | Chiller | Offices | Existing | Chiller maintenance | 3.2352 | 0.017752 |  | 2826.98 | 1 | 0.0054872 | 873.8203 | 5 |  | 414.77 | 128.2055 | Per End Use Consumption | GSLD | 1.0063 | 0.98564 | 1.0265 | 1.0441 | 1.0994 | 1.0901 | 1.0679 | 1.0965 | 1.0642 | 1.0547 | 1.0277 | 1.0297 | CofEgsld302 | CofE | gsld | 302 | 142.1496 | 43.9385 | [30 empty] | 1.3201 | 1.5107 | 0.0082895
302 | HVAC | Chiller | Restaurants | Existing | Chiller maintenance | 2.7753 | 0.015229 |  | 2425.14 | 1 | 0.0054872 | 873.8203 | 5 |  | 355.81 | 128.2046 | Per End Use Consumption | GSLD | 1.0063 | 0.98564 | 1.0265 | 1.0441 | 1.0994 | 1.0901 | 1.0679 | 1.0965 | 1.0642 | 1.0547 | 1.0277 | 1.0297 | CreEgsld302 | CreE | gsld | 302 | 121.9438 | 43.9385 | [30 empty] | 0.033105 | 0.037885 | 0.00020788
302 | HVAC | Chiller | Retail | Existing | Chiller maintenance | 4.099 | 0.022492 |  | 3581.77 | 1 | 0.0054872 | 873.8203 | 5 |  | 525.51 | 128.2051 | Per End Use Consumption | GSLD | 1.0063 | 0.98564 | 1.0265 | 1.0441 | 1.0994 | 1.0901 | 1.0679 | 1.0965 | 1.0642 | 1.0547 | 1.0277 | 1.0297 | CrtEgsld302 | CrtE | gsld | 302 | 180.1029 | 43.9385 | [30 empty] | 0.0025683 | 0.0029391 | 1.6127e-05
302 | HVAC | Chiller | Schools K-12 | Existing | Chiller maintenance | 9.1897 | 0.050426 |  | 8030.15 | 1 | 0.0054872 | 873.8203 | 5 |  | 1178.17 | 128.2054 | Per End Use Consumption | GSLD | 1.0063 | 0.98564 | 1.0265 | 1.0441 | 1.0994 | 1.0901 | 1.0679 | 1.0965 | 1.0642 | 1.0547 | 1.0277 | 1.0297 | CscEgsld302 | CscE | gsld | 302 | 403.7816 | 43.9385 | [30 empty] | 0.24066 | 0.27541 | 0.0015112
302 | HVAC | Chiller | Warehouse | Existing | Chiller maintenance | 1.1104 | 0.006093 |  | 970.3 | 1 | 0.0054872 | 873.8203 | 5 |  | 142.36 | 128.2047 | Per End Use Consumption | GSLD | 1.0063 | 0.98564 | 1.0265 | 1.0441 | 1.0994 | 1.0901 | 1.0679 | 1.0965 | 1.0642 | 1.0547 | 1.0277 | 1.0297 | CwaEgsld302 | CwaE | gsld | 302 | 48.7898 | 43.9385 | [30 empty] | 0.0050923 | 0.0058276 | 3.1977e-05
303 | HVAC | Chiller | Assembly | Turnover | HE Air Cooled Chiller - All Compressor Types - 100 Tons | 4.6575 | 0 |  | 13983.77 | 1 | 0 | 3002.444 | 23 |  | 28319 | 6080.3497 | Per Unit | GSLD | 1 | 1 | 1 | 1 | 1 | 1 | 1 | 1 | 1 | 1 | 1 | 1 | CasTgsld303 | CasT | gsld | 303 | 839.0262 | 180.1466 | [30 empty] | 8.0897 | 2.6944 | 0
303 | HVAC | Chiller | Assembly | New | HE Air Cooled Chiller - All Compressor Types - 100 Tons | 4.6575 | 0 |  | 13983.77 | 1 | 0 | 3002.444 | 23 |  | 28319 | 6080.3497 | Per Unit | GSLD | 1 | 1 | 1 | 1 | 1 | 1 | 1 | 1 | 1 | 1 | 1 | 1 | CasNgsld303 | CasN | gsld | 303 | 839.0262 | 180.1466 | [30 empty] | 0.080023 | 0.026653 | 0
303 | HVAC | Chiller | College and University | Turnover | HE Air Cooled Chiller - All Compressor Types - 100 Tons | 3.1455 | 0 |  | 15514.16 | 1 | 0 | 4932.1338 | 23 |  | 28319 | 9002.943 | Per Unit | GSLD | 1 | 1 | 1 | 1 | 1 | 1 | 1 | 1 | 1 | 1 | 1 | 1 | CcoTgsld303 | CcoT | gsld | 303 | 930.8496 | 295.928 | [30 empty] | 2.4256 | 0.49179 | 0
303 | HVAC | Chiller | College and University | New | HE Air Cooled Chiller - All Compressor Types - 100 Tons | 3.1455 | 0 |  | 15514.16 | 1 | 0 | 4932.1338 | 23 |  | 28319 | 9002.943 | Per Unit | GSLD | 1 | 1 | 1 | 1 | 1 | 1 | 1 | 1 | 1 | 1 | 1 | 1 | CcoNgsld303 | CcoN | gsld | 303 | 930.8496 | 295.928 | [30 empty] | 0.023994 | 0.0048648 | 0
303 | HVAC | Chiller | Data Center | Turnover | HE Air Cooled Chiller - All Compressor Types - 100 Tons | 5.8461 | 0 |  | 28833.64 | 1 | 0 | 4932.1338 | 23 |  | 28319 | 4844.1022 | Per Unit | GSLD | 1 | 1 | 1 | 1 | 1 | 1 | 1 | 1 | 1 | 1 | 1 | 1 | CdaTgsld303 | CdaT | gsld | 303 | 1730.0184 | 295.928 | [30 empty] | 0.10246 | 0.020774 | 0
303 | HVAC | Chiller | Data Center | New | HE Air Cooled Chiller - All Compressor Types - 100 Tons | 5.8461 | 0 |  | 28833.64 | 1 | 0 | 4932.1338 | 23 |  | 28319 | 4844.1022 | Per Unit | GSLD | 1 | 1 | 1 | 1 | 1 | 1 | 1 | 1 | 1 | 1 | 1 | 1 | CdaNgsld303 | CdaN | gsld | 303 | 1730.0184 | 295.928 | [30 empty] | 0.0010136 | 0.0002055 | 0
303 | HVAC | Chiller | Grocery | Turnover | HE Air Cooled Chiller - All Compressor Types - 100 Tons | 2.1914 | 0 |  | 7727.65 | 1 | 0 | 3526.3542 | 23 |  | 28319 | 12922.7935 | Per Unit | GSLD | 1 | 1 | 1 | 1 | 1 | 1 | 1 | 1 | 1 | 1 | 1 | 1 | CgrTgsld303 | CgrT | gsld | 303 | 463.659 | 211.5813 | [30 empty] | 0 | 0 | 0
303 | HVAC | Chiller | Grocery | New | HE Air Cooled Chiller - All Compressor Types - 100 Tons | 2.1914 | 0 |  | 7727.65 | 1 | 0 | 3526.3542 | 23 |  | 28319 | 12922.7935 | Per Unit | GSLD | 1 | 1 | 1 | 1 | 1 | 1 | 1 | 1 | 1 | 1 | 1 | 1 | CgrNgsld303 | CgrN | gsld | 303 | 463.659 | 211.5813 | [30 empty] | 0 | 0 | 0
303 | HVAC | Chiller | Healthcare | Turnover | HE Air Cooled Chiller - All Compressor Types - 100 Tons | 6.1717 | 0 |  | 30439.71 | 1 | 0 | 4932.1338 | 23 |  | 28319 | 4588.5161 | Per Unit | GSLD | 1 | 1 | 1 | 1 | 1 | 1 | 1 | 1 | 1 | 1 | 1 | 1 | CheTgsld303 | CheT | gsld | 303 | 1826.3826 | 295.928 | [30 empty] | 0.082847 | 0.016797 | 0
303 | HVAC | Chiller | Healthcare | New | HE Air Cooled Chiller - All Compressor Types - 100 Tons | 6.1717 | 0 |  | 30439.71 | 1 | 0 | 4932.1338 | 23 |  | 28319 | 4588.5161 | Per Unit | GSLD | 1 | 1 | 1 | 1 | 1 | 1 | 1 | 1 | 1 | 1 | 1 | 1 | CheNgsld303 | CheN | gsld | 303 | 1826.3826 | 295.928 | [30 empty] | 0.00081953 | 0.00016616 | 0
303 | HVAC | Chiller | Hospitals | Turnover | HE Air Cooled Chiller - All Compressor Types - 100 Tons | 5.8461 | 0 |  | 28833.64 | 1 | 0 | 4932.1338 | 23 |  | 28319 | 4844.1022 | Per Unit | GSLD | 1 | 1 | 1 | 1 | 1 | 1 | 1 | 1 | 1 | 1 | 1 | 1 | ChoTgsld303 | ChoT | gsld | 303 | 1730.0184 | 295.928 | [30 empty] | 9.745 | 1.9758 | 0
303 | HVAC | Chiller | Hospitals | New | HE Air Cooled Chiller - All Compressor Types - 100 Tons | 5.8461 | 0 |  | 28833.64 | 1 | 0 | 4932.1338 | 23 |  | 28319 | 4844.1022 | Per Unit | GSLD | 1 | 1 | 1 | 1 | 1 | 1 | 1 | 1 | 1 | 1 | 1 | 1 | ChoNgsld303 | ChoN | gsld | 303 | 1730.0184 | 295.928 | [30 empty] | 0.096398 | 0.019545 | 0
303 | HVAC | Chiller | Institutional | Turnover | HE Air Cooled Chiller - All Compressor Types - 100 Tons | 1.5327 | 0 |  | 7559.47 | 1 | 0 | 4932.1338 | 23 |  | 28319 | 18476.5729 | Per Unit | GSLD | 1 | 1 | 1 | 1 | 1 | 1 | 1 | 1 | 1 | 1 | 1 | 1 | CinTgsld303 | CinT | gsld | 303 | 453.5682 | 295.928 | [30 empty] | 0.19318 | 0.039167 | 0
303 | HVAC | Chiller | Institutional | New | HE Air Cooled Chiller - All Compressor Types - 100 Tons | 1.5327 | 0 |  | 7559.47 | 1 | 0 | 4932.1338 | 23 |  | 28319 | 18476.5729 | Per Unit | GSLD | 1 | 1 | 1 | 1 | 1 | 1 | 1 | 1 | 1 | 1 | 1 | 1 | CinNgsld303 | CinN | gsld | 303 | 453.5682 | 295.928 | [30 empty] | 0.0019109 | 0.00038744 | 0
303 | HVAC | Chiller | Lodging/Hospitality | Turnover | HE Air Cooled Chiller - All Compressor Types - 100 Tons | 4.4253 | 0 |  | 23107.27 | 1 | 0 | 5221.6594 | 23 |  | 28319 | 6399.3788 | Per Unit | GSLD | 1 | 1 | 1 | 1 | 1 | 1 | 1 | 1 | 1 | 1 | 1 | 1 | CloTgsld303 | CloT | gsld | 303 | 1386.4362 | 313.2996 | [30 empty] | 1.5619 | 0.29911 | 0
303 | HVAC | Chiller | Lodging/Hospitality | New | HE Air Cooled Chiller - All Compressor Types - 100 Tons | 4.4253 | 0 |  | 23107.27 | 1 | 0 | 5221.6594 | 23 |  | 28319 | 6399.3788 | Per Unit | GSLD | 1 | 1 | 1 | 1 | 1 | 1 | 1 | 1 | 1 | 1 | 1 | 1 | CloNgsld303 | CloN | gsld | 303 | 1386.4362 | 313.2996 | [30 empty] | 0.01545 | 0.0029588 | 0
303 | HVAC | Chiller | Miscellaneous | Turnover | HE Air Cooled Chiller - All Compressor Types - 100 Tons | 2.6018 | 0 |  | 7811.74 | 1 | 0 | 3002.444 | 23 |  | 28319 | 10884.4139 | Per Unit | GSLD | 1 | 1 | 1 | 1 | 1 | 1 | 1 | 1 | 1 | 1 | 1 | 1 | CmiTgsld303 | CmiT | gsld | 303 | 468.7044 | 180.1466 | [30 empty] | 15.4985 | 5.1619 | 0
303 | HVAC | Chiller | Miscellaneous | New | HE Air Cooled Chiller - All Compressor Types - 100 Tons | 2.6018 | 0 |  | 7811.74 | 1 | 0 | 3002.444 | 23 |  | 28319 | 10884.4139 | Per Unit | GSLD | 1 | 1 | 1 | 1 | 1 | 1 | 1 | 1 | 1 | 1 | 1 | 1 | CmiNgsld303 | CmiN | gsld | 303 | 468.7044 | 180.1466 | [30 empty] | 0.15331 | 0.051062 | 0
303 | HVAC | Chiller | Offices | Turnover | HE Air Cooled Chiller - All Compressor Types - 100 Tons | 5.2428 | 0 |  | 15741.2 | 1 | 0 | 3002.444 | 23 |  | 28319 | 5401.5076 | Per Unit | GSLD | 1 | 1 | 1 | 1 | 1 | 1 | 1 | 1 | 1 | 1 | 1 | 1 | CofTgsld303 | CofT | gsld | 303 | 944.472 | 180.1466 | [30 empty] | 9.6694 | 3.2205 | 0
303 | HVAC | Chiller | Offices | New | HE Air Cooled Chiller - All Compressor Types - 100 Tons | 5.2428 | 0 |  | 15741.2 | 1 | 0 | 3002.444 | 23 |  | 28319 | 5401.5076 | Per Unit | GSLD | 1 | 1 | 1 | 1 | 1 | 1 | 1 | 1 | 1 | 1 | 1 | 1 | CofNgsld303 | CofN | gsld | 303 | 944.472 | 180.1466 | [30 empty] | 0.09565 | 0.031857 | 0
303 | HVAC | Chiller | Restaurants | Turnover | HE Air Cooled Chiller - All Compressor Types - 100 Tons | 6.4287 | 0 |  | 22670.01 | 1 | 0 | 3526.3542 | 23 |  | 28319 | 4405.0631 | Per Unit | GSLD | 1 | 1 | 1 | 1 | 1 | 1 | 1 | 1 | 1 | 1 | 1 | 1 | CreTgsld303 | CreT | gsld | 303 | 1360.2006 | 211.5813 | [30 empty] | 0.24249 | 0.068765 | 0
303 | HVAC | Chiller | Restaurants | New | HE Air Cooled Chiller - All Compressor Types - 100 Tons | 6.4287 | 0 |  | 22670.01 | 1 | 0 | 3526.3542 | 23 |  | 28319 | 4405.0631 | Per Unit | GSLD | 1 | 1 | 1 | 1 | 1 | 1 | 1 | 1 | 1 | 1 | 1 | 1 | CreNgsld303 | CreN | gsld | 303 | 1360.2006 | 211.5813 | [30 empty] | 0.0023987 | 0.00068022 | 0
303 | HVAC | Chiller | Retail | Turnover | HE Air Cooled Chiller - All Compressor Types - 100 Tons | 5.9177 | 0 |  | 17767.71 | 1 | 0 | 3002.444 | 23 |  | 28319 | 4785.4344 | Per Unit | GSLD | 1 | 1 | 1 | 1 | 1 | 1 | 1 | 1 | 1 | 1 | 1 | 1 | CrtTgsld303 | CrtT | gsld | 303 | 1066.0626 | 180.1466 | [30 empty] | 0.018812 | 0.0062656 | 0
303 | HVAC | Chiller | Retail | New | HE Air Cooled Chiller - All Compressor Types - 100 Tons | 5.9177 | 0 |  | 17767.71 | 1 | 0 | 3002.444 | 23 |  | 28319 | 4785.4344 | Per Unit | GSLD | 1 | 1 | 1 | 1 | 1 | 1 | 1 | 1 | 1 | 1 | 1 | 1 | CrtNgsld303 | CrtN | gsld | 303 | 1066.0626 | 180.1466 | [30 empty] | 0.00018609 | 6.1979e-05 | 0
303 | HVAC | Chiller | Schools K-12 | Turnover | HE Air Cooled Chiller - All Compressor Types - 100 Tons | 5.1448 | 0 |  | 15446.89 | 1 | 0 | 3002.444 | 23 |  | 28319 | 5504.4227 | Per Unit | GSLD | 1 | 1 | 1 | 1 | 1 | 1 | 1 | 1 | 1 | 1 | 1 | 1 | CscTgsld303 | CscT | gsld | 303 | 926.8134 | 180.1466 | [30 empty] | 1.7628 | 0.58711 | 0
303 | HVAC | Chiller | Schools K-12 | New | HE Air Cooled Chiller - All Compressor Types - 100 Tons | 5.1448 | 0 |  | 15446.89 | 1 | 0 | 3002.444 | 23 |  | 28319 | 5504.4227 | Per Unit | GSLD | 1 | 1 | 1 | 1 | 1 | 1 | 1 | 1 | 1 | 1 | 1 | 1 | CscNgsld303 | CscN | gsld | 303 | 926.8134 | 180.1466 | [30 empty] | 0.017437 | 0.0058078 | 0
303 | HVAC | Chiller | Warehouse | Turnover | HE Air Cooled Chiller - All Compressor Types - 100 Tons | 1.1287 | 0 |  | 3388.73 | 1 | 0 | 3002.444 | 23 |  | 28319 | 25090.8781 | Per Unit | GSLD | 1 | 1 | 1 | 1 | 1 | 1 | 1 | 1 | 1 | 1 | 1 | 1 | CwaTgsld303 | CwaT | gsld | 303 | 203.3238 | 180.1466 | [30 empty] | 0.0373 | 0.012423 | 0
303 | HVAC | Chiller | Warehouse | New | HE Air Cooled Chiller - All Compressor Types - 100 Tons | 1.1287 | 0 |  | 3388.73 | 1 | 0 | 3002.444 | 23 |  | 28319 | 25090.8781 | Per Unit | GSLD | 1 | 1 | 1 | 1 | 1 | 1 | 1 | 1 | 1 | 1 | 1 | 1 | CwaNgsld303 | CwaN | gsld | 303 | 203.3238 | 180.1466 | [30 empty] | 0.00036897 | 0.00012289 | 0
304 | HVAC | Chiller | Assembly | Turnover | HE Water Cooled Chiller - Centrifugal Compressor - 200 Tons | 5.0957 | 0 |  | 15299.6 | 1 | 0 | 3002.444 | 23 |  | 11386 | 2234.4262 | Per Unit | GSLD | 1.0063 | 0.98564 | 1.0265 | 1.0441 | 1.0994 | 1.0901 | 1.0679 | 1.0965 | 1.0642 | 1.0547 | 1.0277 | 1.0297 | CasTgsld304 | CasT | gsld | 304 | 917.976 | 180.1466 | [30 empty] | 6.66 | 2.2182 | 0
304 | HVAC | Chiller | Assembly | New | HE Water Cooled Chiller - Centrifugal Compressor - 200 Tons | 5.0957 | 0 |  | 15299.6 | 1 | 0 | 3002.444 | 23 |  | 11386 | 2234.4262 | Per Unit | GSLD | 1.0063 | 0.98564 | 1.0265 | 1.0441 | 1.0994 | 1.0901 | 1.0679 | 1.0965 | 1.0642 | 1.0547 | 1.0277 | 1.0297 | CasNgsld304 | CasN | gsld | 304 | 917.976 | 180.1466 | [30 empty] | 0.065881 | 0.021942 | 0
304 | HVAC | Chiller | College and University | Turnover | HE Water Cooled Chiller - Centrifugal Compressor - 200 Tons | 3.4415 | 0 |  | 16974 | 1 | 0 | 4932.1338 | 23 |  | 11386 | 3308.4291 | Per Unit | GSLD | 1.0063 | 0.98564 | 1.0265 | 1.0441 | 1.0994 | 1.0901 | 1.0679 | 1.0965 | 1.0642 | 1.0547 | 1.0277 | 1.0297 | CcoTgsld304 | CcoT | gsld | 304 | 1018.44 | 295.928 | [30 empty] | 1.9969 | 0.40487 | 0
304 | HVAC | Chiller | College and University | New | HE Water Cooled Chiller - Centrifugal Compressor - 200 Tons | 3.4415 | 0 |  | 16974 | 1 | 0 | 4932.1338 | 23 |  | 11386 | 3308.4291 | Per Unit | GSLD | 1.0063 | 0.98564 | 1.0265 | 1.0441 | 1.0994 | 1.0901 | 1.0679 | 1.0965 | 1.0642 | 1.0547 | 1.0277 | 1.0297 | CcoNgsld304 | CcoN | gsld | 304 | 1018.44 | 295.928 | [30 empty] | 0.019753 | 0.004005 | 0
304 | HVAC | Chiller | Data Center | Turnover | HE Water Cooled Chiller - Centrifugal Compressor - 200 Tons | 6.3962 | 0 |  | 31546.8 | 1 | 0 | 4932.1338 | 23 |  | 11386 | 1780.1259 | Per Unit | GSLD | 1.0063 | 0.98564 | 1.0265 | 1.0441 | 1.0994 | 1.0901 | 1.0679 | 1.0965 | 1.0642 | 1.0547 | 1.0277 | 1.0297 | CdaTgsld304 | CdaT | gsld | 304 | 1892.808 | 295.928 | [30 empty] | 0.084353 | 0.017103 | 0
304 | HVAC | Chiller | Data Center | New | HE Water Cooled Chiller - Centrifugal Compressor - 200 Tons | 6.3962 | 0 |  | 31546.8 | 1 | 0 | 4932.1338 | 23 |  | 11386 | 1780.1259 | Per Unit | GSLD | 1.0063 | 0.98564 | 1.0265 | 1.0441 | 1.0994 | 1.0901 | 1.0679 | 1.0965 | 1.0642 | 1.0547 | 1.0277 | 1.0297 | CdaNgsld304 | CdaN | gsld | 304 | 1892.808 | 295.928 | [30 empty] | 0.00083443 | 0.00016918 | 0
304 | HVAC | Chiller | Grocery | Turnover | HE Water Cooled Chiller - Centrifugal Compressor - 200 Tons | 2.3976 | 0 |  | 8454.8 | 1 | 0 | 3526.3542 | 23 |  | 11386 | 4748.9082 | Per Unit | GSLD | 1.0063 | 0.98564 | 1.0265 | 1.0441 | 1.0994 | 1.0901 | 1.0679 | 1.0965 | 1.0642 | 1.0547 | 1.0277 | 1.0297 | CgrTgsld304 | CgrT | gsld | 304 | 507.288 | 211.5813 | [30 empty] | 0 | 0 | 0
304 | HVAC | Chiller | Grocery | New | HE Water Cooled Chiller - Centrifugal Compressor - 200 Tons | 2.3976 | 0 |  | 8454.8 | 1 | 0 | 3526.3542 | 23 |  | 11386 | 4748.9082 | Per Unit | GSLD | 1.0063 | 0.98564 | 1.0265 | 1.0441 | 1.0994 | 1.0901 | 1.0679 | 1.0965 | 1.0642 | 1.0547 | 1.0277 | 1.0297 | CgrNgsld304 | CgrN | gsld | 304 | 507.288 | 211.5813 | [30 empty] | 0 | 0 | 0
304 | HVAC | Chiller | Healthcare | Turnover | HE Water Cooled Chiller - Centrifugal Compressor - 200 Tons | 6.7525 | 0 |  | 33304 | 1 | 0 | 4932.1338 | 23 |  | 11386 | 1686.2021 | Per Unit | GSLD | 1.0063 | 0.98564 | 1.0265 | 1.0441 | 1.0994 | 1.0901 | 1.0679 | 1.0965 | 1.0642 | 1.0547 | 1.0277 | 1.0297 | CheTgsld304 | CheT | gsld | 304 | 1998.24 | 295.928 | [30 empty] | 0.068205 | 0.013829 | 0
304 | HVAC | Chiller | Healthcare | New | HE Water Cooled Chiller - Centrifugal Compressor - 200 Tons | 6.7525 | 0 |  | 33304 | 1 | 0 | 4932.1338 | 23 |  | 11386 | 1686.2021 | Per Unit | GSLD | 1.0063 | 0.98564 | 1.0265 | 1.0441 | 1.0994 | 1.0901 | 1.0679 | 1.0965 | 1.0642 | 1.0547 | 1.0277 | 1.0297 | CheNgsld304 | CheN | gsld | 304 | 1998.24 | 295.928 | [30 empty] | 0.00067469 | 0.00013679 | 0
304 | HVAC | Chiller | Hospitals | Turnover | HE Water Cooled Chiller - Centrifugal Compressor - 200 Tons | 6.3962 | 0 |  | 31546.8 | 1 | 0 | 4932.1338 | 23 |  | 11386 | 1780.1259 | Per Unit | GSLD | 1.0063 | 0.98564 | 1.0265 | 1.0441 | 1.0994 | 1.0901 | 1.0679 | 1.0965 | 1.0642 | 1.0547 | 1.0277 | 1.0297 | ChoTgsld304 | ChoT | gsld | 304 | 1892.808 | 295.928 | [30 empty] | 8.0228 | 1.6266 | 0
304 | HVAC | Chiller | Hospitals | New | HE Water Cooled Chiller - Centrifugal Compressor - 200 Tons | 6.3962 | 0 |  | 31546.8 | 1 | 0 | 4932.1338 | 23 |  | 11386 | 1780.1259 | Per Unit | GSLD | 1.0063 | 0.98564 | 1.0265 | 1.0441 | 1.0994 | 1.0901 | 1.0679 | 1.0965 | 1.0642 | 1.0547 | 1.0277 | 1.0297 | ChoNgsld304 | ChoN | gsld | 304 | 1892.808 | 295.928 | [30 empty] | 0.079361 | 0.016091 | 0
304 | HVAC | Chiller | Institutional | Turnover | HE Water Cooled Chiller - Centrifugal Compressor - 200 Tons | 1.6769 | 0 |  | 8270.8 | 1 | 0 | 4932.1338 | 23 |  | 11386 | 6789.8239 | Per Unit | GSLD | 1.0063 | 0.98564 | 1.0265 | 1.0441 | 1.0994 | 1.0901 | 1.0679 | 1.0965 | 1.0642 | 1.0547 | 1.0277 | 1.0297 | CinTgsld304 | CinT | gsld | 304 | 496.248 | 295.928 | [30 empty] | 0.15904 | 0.032245 | 0
304 | HVAC | Chiller | Institutional | New | HE Water Cooled Chiller - Centrifugal Compressor - 200 Tons | 1.6769 | 0 |  | 8270.8 | 1 | 0 | 4932.1338 | 23 |  | 11386 | 6789.8239 | Per Unit | GSLD | 1.0063 | 0.98564 | 1.0265 | 1.0441 | 1.0994 | 1.0901 | 1.0679 | 1.0965 | 1.0642 | 1.0547 | 1.0277 | 1.0297 | CinNgsld304 | CinN | gsld | 304 | 496.248 | 295.928 | [30 empty] | 0.0015732 | 0.00031897 | 0
304 | HVAC | Chiller | Lodging/Hospitality | Turnover | HE Water Cooled Chiller - Centrifugal Compressor - 200 Tons | 4.8417 | 0 |  | 25281.6 | 1 | 0 | 5221.6594 | 23 |  | 11386 | 2351.6634 | Per Unit | GSLD | 1.0063 | 0.98564 | 1.0265 | 1.0441 | 1.0994 | 1.0901 | 1.0679 | 1.0965 | 1.0642 | 1.0547 | 1.0277 | 1.0297 | CloTgsld304 | CloT | gsld | 304 | 1516.896 | 313.2996 | [30 empty] | 1.2858 | 0.24625 | 0
304 | HVAC | Chiller | Lodging/Hospitality | New | HE Water Cooled Chiller - Centrifugal Compressor - 200 Tons | 4.8417 | 0 |  | 25281.6 | 1 | 0 | 5221.6594 | 23 |  | 11386 | 2351.6634 | Per Unit | GSLD | 1.0063 | 0.98564 | 1.0265 | 1.0441 | 1.0994 | 1.0901 | 1.0679 | 1.0965 | 1.0642 | 1.0547 | 1.0277 | 1.0297 | CloNgsld304 | CloN | gsld | 304 | 1516.896 | 313.2996 | [30 empty] | 0.012719 | 0.0024359 | 0
304 | HVAC | Chiller | Miscellaneous | Turnover | HE Water Cooled Chiller - Centrifugal Compressor - 200 Tons | 2.8466 | 0 |  | 8546.8 | 1 | 0 | 3002.444 | 23 |  | 11386 | 3999.8394 | Per Unit | GSLD | 1.0063 | 0.98564 | 1.0265 | 1.0441 | 1.0994 | 1.0901 | 1.0679 | 1.0965 | 1.0642 | 1.0547 | 1.0277 | 1.0297 | CmiTgsld304 | CmiT | gsld | 304 | 512.808 | 180.1466 | [30 empty] | 12.7593 | 4.2497 | 0
304 | HVAC | Chiller | Miscellaneous | New | HE Water Cooled Chiller - Centrifugal Compressor - 200 Tons | 2.8466 | 0 |  | 8546.8 | 1 | 0 | 3002.444 | 23 |  | 11386 | 3999.8394 | Per Unit | GSLD | 1.0063 | 0.98564 | 1.0265 | 1.0441 | 1.0994 | 1.0901 | 1.0679 | 1.0965 | 1.0642 | 1.0547 | 1.0277 | 1.0297 | CmiNgsld304 | CmiN | gsld | 304 | 512.808 | 180.1466 | [30 empty] | 0.12622 | 0.042038 | 0
304 | HVAC | Chiller | Offices | Turnover | HE Water Cooled Chiller - Centrifugal Compressor - 200 Tons | 5.7361 | 0 |  | 17222.4 | 1 | 0 | 3002.444 | 23 |  | 11386 | 1984.963 | Per Unit | GSLD | 1.0063 | 0.98564 | 1.0265 | 1.0441 | 1.0994 | 1.0901 | 1.0679 | 1.0965 | 1.0642 | 1.0547 | 1.0277 | 1.0297 | CofTgsld304 | CofT | gsld | 304 | 1033.344 | 180.1466 | [30 empty] | 7.9605 | 2.6513 | 0
304 | HVAC | Chiller | Offices | New | HE Water Cooled Chiller - Centrifugal Compressor - 200 Tons | 5.7361 | 0 |  | 17222.4 | 1 | 0 | 3002.444 | 23 |  | 11386 | 1984.963 | Per Unit | GSLD | 1.0063 | 0.98564 | 1.0265 | 1.0441 | 1.0994 | 1.0901 | 1.0679 | 1.0965 | 1.0642 | 1.0547 | 1.0277 | 1.0297 | CofNgsld304 | CofN | gsld | 304 | 1033.344 | 180.1466 | [30 empty] | 0.078745 | 0.026227 | 0
304 | HVAC | Chiller | Restaurants | Turnover | HE Water Cooled Chiller - Centrifugal Compressor - 200 Tons | 7.0337 | 0 |  | 24803.2 | 1 | 0 | 3526.3542 | 23 |  | 11386 | 1618.7858 | Per Unit | GSLD | 1.0063 | 0.98564 | 1.0265 | 1.0441 | 1.0994 | 1.0901 | 1.0679 | 1.0965 | 1.0642 | 1.0547 | 1.0277 | 1.0297 | CreTgsld304 | CreT | gsld | 304 | 1488.192 | 211.5813 | [30 empty] | 0.19963 | 0.056612 | 0
304 | HVAC | Chiller | Restaurants | New | HE Water Cooled Chiller - Centrifugal Compressor - 200 Tons | 7.0337 | 0 |  | 24803.2 | 1 | 0 | 3526.3542 | 23 |  | 11386 | 1618.7858 | Per Unit | GSLD | 1.0063 | 0.98564 | 1.0265 | 1.0441 | 1.0994 | 1.0901 | 1.0679 | 1.0965 | 1.0642 | 1.0547 | 1.0277 | 1.0297 | CreNgsld304 | CreN | gsld | 304 | 1488.192 | 211.5813 | [30 empty] | 0.0019748 | 0.00056 | 0
304 | HVAC | Chiller | Retail | Turnover | HE Water Cooled Chiller - Centrifugal Compressor - 200 Tons | 6.4746 | 0 |  | 19439.6 | 1 | 0 | 3002.444 | 23 |  | 11386 | 1758.5664 | Per Unit | GSLD | 1.0063 | 0.98564 | 1.0265 | 1.0441 | 1.0994 | 1.0901 | 1.0679 | 1.0965 | 1.0642 | 1.0547 | 1.0277 | 1.0297 | CrtTgsld304 | CrtT | gsld | 304 | 1166.376 | 180.1466 | [30 empty] | 0.015487 | 0.0051582 | 0
304 | HVAC | Chiller | Retail | New | HE Water Cooled Chiller - Centrifugal Compressor - 200 Tons | 6.4746 | 0 |  | 19439.6 | 1 | 0 | 3002.444 | 23 |  | 11386 | 1758.5664 | Per Unit | GSLD | 1.0063 | 0.98564 | 1.0265 | 1.0441 | 1.0994 | 1.0901 | 1.0679 | 1.0965 | 1.0642 | 1.0547 | 1.0277 | 1.0297 | CrtNgsld304 | CrtN | gsld | 304 | 1166.376 | 180.1466 | [30 empty] | 0.0001532 | 5.1025e-05 | 0
304 | HVAC | Chiller | Schools K-12 | Turnover | HE Water Cooled Chiller - Centrifugal Compressor - 200 Tons | 5.6289 | 0 |  | 16900.4 | 1 | 0 | 3002.444 | 23 |  | 11386 | 2022.7821 | Per Unit | GSLD | 1.0063 | 0.98564 | 1.0265 | 1.0441 | 1.0994 | 1.0901 | 1.0679 | 1.0965 | 1.0642 | 1.0547 | 1.0277 | 1.0297 | CscTgsld304 | CscT | gsld | 304 | 1014.024 | 180.1466 | [30 empty] | 1.4512 | 0.48335 | 0
304 | HVAC | Chiller | Schools K-12 | New | HE Water Cooled Chiller - Centrifugal Compressor - 200 Tons | 5.6289 | 0 |  | 16900.4 | 1 | 0 | 3002.444 | 23 |  | 11386 | 2022.7821 | Per Unit | GSLD | 1.0063 | 0.98564 | 1.0265 | 1.0441 | 1.0994 | 1.0901 | 1.0679 | 1.0965 | 1.0642 | 1.0547 | 1.0277 | 1.0297 | CscNgsld304 | CscN | gsld | 304 | 1014.024 | 180.1466 | [30 empty] | 0.014356 | 0.0047813 | 0
304 | HVAC | Chiller | Warehouse | Turnover | HE Water Cooled Chiller - Centrifugal Compressor - 200 Tons | 1.2349 | 0 |  | 3707.6 | 1 | 0 | 3002.444 | 23 |  | 11386 | 9220.4734 | Per Unit | GSLD | 1.0063 | 0.98564 | 1.0265 | 1.0441 | 1.0994 | 1.0901 | 1.0679 | 1.0965 | 1.0642 | 1.0547 | 1.0277 | 1.0297 | CwaTgsld304 | CwaT | gsld | 304 | 222.456 | 180.1466 | [30 empty] | 0.030708 | 0.010228 | 0
304 | HVAC | Chiller | Warehouse | New | HE Water Cooled Chiller - Centrifugal Compressor - 200 Tons | 1.2349 | 0 |  | 3707.6 | 1 | 0 | 3002.444 | 23 |  | 11386 | 9220.4734 | Per Unit | GSLD | 1.0063 | 0.98564 | 1.0265 | 1.0441 | 1.0994 | 1.0901 | 1.0679 | 1.0965 | 1.0642 | 1.0547 | 1.0277 | 1.0297 | CwaNgsld304 | CwaN | gsld | 304 | 222.456 | 180.1466 | [30 empty] | 0.00030376 | 0.00010117 | 0
305 | HVAC | Chiller | Assembly | Turnover | HE Water Cooled Chiller - Centrifugal Compressor - 500 Tons | 11.0776 | 0 |  | 33260 | 1 | 0 | 3002.444 | 23 |  | 19806 | 1787.9256 | Per Unit | GSLD | 1.0063 | 0.98564 | 1.0265 | 1.0441 | 1.0994 | 1.0901 | 1.0679 | 1.0965 | 1.0642 | 1.0547 | 1.0277 | 1.0297 | CasTgsld305 | CasT | gsld | 305 | 1995.6 | 180.1466 | [30 empty] | 6.0219 | 2.0057 | 0
305 | HVAC | Chiller | Assembly | New | HE Water Cooled Chiller - Centrifugal Compressor - 500 Tons | 11.0776 | 0 |  | 33260 | 1 | 0 | 3002.444 | 23 |  | 19806 | 1787.9256 | Per Unit | GSLD | 1.0063 | 0.98564 | 1.0265 | 1.0441 | 1.0994 | 1.0901 | 1.0679 | 1.0965 | 1.0642 | 1.0547 | 1.0277 | 1.0297 | CasNgsld305 | CasN | gsld | 305 | 1995.6 | 180.1466 | [30 empty] | 0.059568 | 0.01984 | 0
305 | HVAC | Chiller | College and University | Turnover | HE Water Cooled Chiller - Centrifugal Compressor - 500 Tons | 7.4815 | 0 |  | 36900 | 1 | 0 | 4932.1338 | 23 |  | 19806 | 2647.3128 | Per Unit | GSLD | 1.0063 | 0.98564 | 1.0265 | 1.0441 | 1.0994 | 1.0901 | 1.0679 | 1.0965 | 1.0642 | 1.0547 | 1.0277 | 1.0297 | CcoTgsld305 | CcoT | gsld | 305 | 2214 | 295.928 | [30 empty] | 1.8056 | 0.36608 | 0
305 | HVAC | Chiller | College and University | New | HE Water Cooled Chiller - Centrifugal Compressor - 500 Tons | 7.4815 | 0 |  | 36900 | 1 | 0 | 4932.1338 | 23 |  | 19806 | 2647.3128 | Per Unit | GSLD | 1.0063 | 0.98564 | 1.0265 | 1.0441 | 1.0994 | 1.0901 | 1.0679 | 1.0965 | 1.0642 | 1.0547 | 1.0277 | 1.0297 | CcoNgsld305 | CcoN | gsld | 305 | 2214 | 295.928 | [30 empty] | 0.017861 | 0.0036213 | 0
305 | HVAC | Chiller | Data Center | Turnover | HE Water Cooled Chiller - Centrifugal Compressor - 500 Tons | 13.9047 | 0 |  | 68580 | 1 | 0 | 4932.1338 | 23 |  | 19806 | 1424.4072 | Per Unit | GSLD | 1.0063 | 0.98564 | 1.0265 | 1.0441 | 1.0994 | 1.0901 | 1.0679 | 1.0965 | 1.0642 | 1.0547 | 1.0277 | 1.0297 | CdaTgsld305 | CdaT | gsld | 305 | 4114.8 | 295.928 | [30 empty] | 0.076271 | 0.015464 | 0
305 | HVAC | Chiller | Data Center | New | HE Water Cooled Chiller - Centrifugal Compressor - 500 Tons | 13.9047 | 0 |  | 68580 | 1 | 0 | 4932.1338 | 23 |  | 19806 | 1424.4072 | Per Unit | GSLD | 1.0063 | 0.98564 | 1.0265 | 1.0441 | 1.0994 | 1.0901 | 1.0679 | 1.0965 | 1.0642 | 1.0547 | 1.0277 | 1.0297 | CdaNgsld305 | CdaN | gsld | 305 | 4114.8 | 295.928 | [30 empty] | 0.00075448 | 0.00015297 | 0
305 | HVAC | Chiller | Grocery | Turnover | HE Water Cooled Chiller - Centrifugal Compressor - 500 Tons | 5.2122 | 0 |  | 18380 | 1 | 0 | 3526.3542 | 23 |  | 19806 | 3799.944 | Per Unit | GSLD | 1.0063 | 0.98564 | 1.0265 | 1.0441 | 1.0994 | 1.0901 | 1.0679 | 1.0965 | 1.0642 | 1.0547 | 1.0277 | 1.0297 | CgrTgsld305 | CgrT | gsld | 305 | 1102.8 | 211.5813 | [30 empty] | 0 | 0 | 0
305 | HVAC | Chiller | Grocery | New | HE Water Cooled Chiller - Centrifugal Compressor - 500 Tons | 5.2122 | 0 |  | 18380 | 1 | 0 | 3526.3542 | 23 |  | 19806 | 3799.944 | Per Unit | GSLD | 1.0063 | 0.98564 | 1.0265 | 1.0441 | 1.0994 | 1.0901 | 1.0679 | 1.0965 | 1.0642 | 1.0547 | 1.0277 | 1.0297 | CgrNgsld305 | CgrN | gsld | 305 | 1102.8 | 211.5813 | [30 empty] | 0 | 0 | 0
305 | HVAC | Chiller | Healthcare | Turnover | HE Water Cooled Chiller - Centrifugal Compressor - 500 Tons | 14.6792 | 0 |  | 72400 | 1 | 0 | 4932.1338 | 23 |  | 19806 | 1349.252 | Per Unit | GSLD | 1.0063 | 0.98564 | 1.0265 | 1.0441 | 1.0994 | 1.0901 | 1.0679 | 1.0965 | 1.0642 | 1.0547 | 1.0277 | 1.0297 | CheTgsld305 | CheT | gsld | 305 | 4344 | 295.928 | [30 empty] | 0.06167 | 0.012504 | 0
305 | HVAC | Chiller | Healthcare | New | HE Water Cooled Chiller - Centrifugal Compressor - 500 Tons | 14.6792 | 0 |  | 72400 | 1 | 0 | 4932.1338 | 23 |  | 19806 | 1349.252 | Per Unit | GSLD | 1.0063 | 0.98564 | 1.0265 | 1.0441 | 1.0994 | 1.0901 | 1.0679 | 1.0965 | 1.0642 | 1.0547 | 1.0277 | 1.0297 | CheNgsld305 | CheN | gsld | 305 | 4344 | 295.928 | [30 empty] | 0.00061005 | 0.00012369 | 0
305 | HVAC | Chiller | Hospitals | Turnover | HE Water Cooled Chiller - Centrifugal Compressor - 500 Tons | 13.9047 | 0 |  | 68580 | 1 | 0 | 4932.1338 | 23 |  | 19806 | 1424.4072 | Per Unit | GSLD | 1.0063 | 0.98564 | 1.0265 | 1.0441 | 1.0994 | 1.0901 | 1.0679 | 1.0965 | 1.0642 | 1.0547 | 1.0277 | 1.0297 | ChoTgsld305 | ChoT | gsld | 305 | 4114.8 | 295.928 | [30 empty] | 7.2541 | 1.4708 | 0
305 | HVAC | Chiller | Hospitals | New | HE Water Cooled Chiller - Centrifugal Compressor - 500 Tons | 13.9047 | 0 |  | 68580 | 1 | 0 | 4932.1338 | 23 |  | 19806 | 1424.4072 | Per Unit | GSLD | 1.0063 | 0.98564 | 1.0265 | 1.0441 | 1.0994 | 1.0901 | 1.0679 | 1.0965 | 1.0642 | 1.0547 | 1.0277 | 1.0297 | ChoNgsld305 | ChoN | gsld | 305 | 4114.8 | 295.928 | [30 empty] | 0.071757 | 0.014549 | 0
305 | HVAC | Chiller | Institutional | Turnover | HE Water Cooled Chiller - Centrifugal Compressor - 500 Tons | 3.6455 | 0 |  | 17980 | 1 | 0 | 4932.1338 | 23 |  | 19806 | 5433.028 | Per Unit | GSLD | 1.0063 | 0.98564 | 1.0265 | 1.0441 | 1.0994 | 1.0901 | 1.0679 | 1.0965 | 1.0642 | 1.0547 | 1.0277 | 1.0297 | CinTgsld305 | CinT | gsld | 305 | 1078.8 | 295.928 | [30 empty] | 0.1438 | 0.029155 | 0
305 | HVAC | Chiller | Institutional | New | HE Water Cooled Chiller - Centrifugal Compressor - 500 Tons | 3.6455 | 0 |  | 17980 | 1 | 0 | 4932.1338 | 23 |  | 19806 | 5433.028 | Per Unit | GSLD | 1.0063 | 0.98564 | 1.0265 | 1.0441 | 1.0994 | 1.0901 | 1.0679 | 1.0965 | 1.0642 | 1.0547 | 1.0277 | 1.0297 | CinNgsld305 | CinN | gsld | 305 | 1078.8 | 295.928 | [30 empty] | 0.0014225 | 0.00028841 | 0
305 | HVAC | Chiller | Lodging/Hospitality | Turnover | HE Water Cooled Chiller - Centrifugal Compressor - 500 Tons | 10.5254 | 0 |  | 54960 | 1 | 0 | 5221.6594 | 23 |  | 19806 | 1881.7356 | Per Unit | GSLD | 1.0063 | 0.98564 | 1.0265 | 1.0441 | 1.0994 | 1.0901 | 1.0679 | 1.0965 | 1.0642 | 1.0547 | 1.0277 | 1.0297 | CloTgsld305 | CloT | gsld | 305 | 3297.6 | 313.2996 | [30 empty] | 1.1626 | 0.22265 | 0
305 | HVAC | Chiller | Lodging/Hospitality | New | HE Water Cooled Chiller - Centrifugal Compressor - 500 Tons | 10.5254 | 0 |  | 54960 | 1 | 0 | 5221.6594 | 23 |  | 19806 | 1881.7356 | Per Unit | GSLD | 1.0063 | 0.98564 | 1.0265 | 1.0441 | 1.0994 | 1.0901 | 1.0679 | 1.0965 | 1.0642 | 1.0547 | 1.0277 | 1.0297 | CloNgsld305 | CloN | gsld | 305 | 3297.6 | 313.2996 | [30 empty] | 0.011501 | 0.0022025 | 0
305 | HVAC | Chiller | Miscellaneous | Turnover | HE Water Cooled Chiller - Centrifugal Compressor - 500 Tons | 6.1883 | 0 |  | 18580 | 1 | 0 | 3002.444 | 23 |  | 19806 | 3200.56 | Per Unit | GSLD | 1.0063 | 0.98564 | 1.0265 | 1.0441 | 1.0994 | 1.0901 | 1.0679 | 1.0965 | 1.0642 | 1.0547 | 1.0277 | 1.0297 | CmiTgsld305 | CmiT | gsld | 305 | 1114.8 | 180.1466 | [30 empty] | 11.5368 | 3.8425 | 0
305 | HVAC | Chiller | Miscellaneous | New | HE Water Cooled Chiller - Centrifugal Compressor - 500 Tons | 6.1883 | 0 |  | 18580 | 1 | 0 | 3002.444 | 23 |  | 19806 | 3200.56 | Per Unit | GSLD | 1.0063 | 0.98564 | 1.0265 | 1.0441 | 1.0994 | 1.0901 | 1.0679 | 1.0965 | 1.0642 | 1.0547 | 1.0277 | 1.0297 | CmiNgsld305 | CmiN | gsld | 305 | 1114.8 | 180.1466 | [30 empty] | 0.11412 | 0.03801 | 0
305 | HVAC | Chiller | Offices | Turnover | HE Water Cooled Chiller - Centrifugal Compressor - 500 Tons | 12.4698 | 0 |  | 37440 | 1 | 0 | 3002.444 | 23 |  | 19806 | 1588.3121 | Per Unit | GSLD | 1.0063 | 0.98564 | 1.0265 | 1.0441 | 1.0994 | 1.0901 | 1.0679 | 1.0965 | 1.0642 | 1.0547 | 1.0277 | 1.0297 | CofTgsld305 | CofT | gsld | 305 | 2246.4 | 180.1466 | [30 empty] | 7.1978 | 2.3973 | 0
305 | HVAC | Chiller | Offices | New | HE Water Cooled Chiller - Centrifugal Compressor - 500 Tons | 12.4698 | 0 |  | 37440 | 1 | 0 | 3002.444 | 23 |  | 19806 | 1588.3121 | Per Unit | GSLD | 1.0063 | 0.98564 | 1.0265 | 1.0441 | 1.0994 | 1.0901 | 1.0679 | 1.0965 | 1.0642 | 1.0547 | 1.0277 | 1.0297 | CofNgsld305 | CofN | gsld | 305 | 2246.4 | 180.1466 | [30 empty] | 0.0712 | 0.023714 | 0
305 | HVAC | Chiller | Restaurants | Turnover | HE Water Cooled Chiller - Centrifugal Compressor - 500 Tons | 15.2906 | 0 |  | 53920 | 1 | 0 | 3526.3542 | 23 |  | 19806 | 1295.3073 | Per Unit | GSLD | 1.0063 | 0.98564 | 1.0265 | 1.0441 | 1.0994 | 1.0901 | 1.0679 | 1.0965 | 1.0642 | 1.0547 | 1.0277 | 1.0297 | CreTgsld305 | CreT | gsld | 305 | 3235.2 | 211.5813 | [30 empty] | 0.18051 | 0.051188 | 0
305 | HVAC | Chiller | Restaurants | New | HE Water Cooled Chiller - Centrifugal Compressor - 500 Tons | 15.2906 | 0 |  | 53920 | 1 | 0 | 3526.3542 | 23 |  | 19806 | 1295.3073 | Per Unit | GSLD | 1.0063 | 0.98564 | 1.0265 | 1.0441 | 1.0994 | 1.0901 | 1.0679 | 1.0965 | 1.0642 | 1.0547 | 1.0277 | 1.0297 | CreNgsld305 | CreN | gsld | 305 | 3235.2 | 211.5813 | [30 empty] | 0.0017856 | 0.00050635 | 0
305 | HVAC | Chiller | Retail | Turnover | HE Water Cooled Chiller - Centrifugal Compressor - 500 Tons | 14.0752 | 0 |  | 42260 | 1 | 0 | 3002.444 | 23 |  | 19806 | 1407.1558 | Per Unit | GSLD | 1.0063 | 0.98564 | 1.0265 | 1.0441 | 1.0994 | 1.0901 | 1.0679 | 1.0965 | 1.0642 | 1.0547 | 1.0277 | 1.0297 | CrtTgsld305 | CrtT | gsld | 305 | 2535.6 | 180.1466 | [30 empty] | 0.014003 | 0.004664 | 0
305 | HVAC | Chiller | Retail | New | HE Water Cooled Chiller - Centrifugal Compressor - 500 Tons | 14.0752 | 0 |  | 42260 | 1 | 0 | 3002.444 | 23 |  | 19806 | 1407.1558 | Per Unit | GSLD | 1.0063 | 0.98564 | 1.0265 | 1.0441 | 1.0994 | 1.0901 | 1.0679 | 1.0965 | 1.0642 | 1.0547 | 1.0277 | 1.0297 | CrtNgsld305 | CrtN | gsld | 305 | 2535.6 | 180.1466 | [30 empty] | 0.00013852 | 4.6137e-05 | 0
305 | HVAC | Chiller | Schools K-12 | Turnover | HE Water Cooled Chiller - Centrifugal Compressor - 500 Tons | 12.2367 | 0 |  | 36740 | 1 | 0 | 3002.444 | 23 |  | 19806 | 1618.5739 | Per Unit | GSLD | 1.0063 | 0.98564 | 1.0265 | 1.0441 | 1.0994 | 1.0901 | 1.0679 | 1.0965 | 1.0642 | 1.0547 | 1.0277 | 1.0297 | CscTgsld305 | CscT | gsld | 305 | 2204.4 | 180.1466 | [30 empty] | 1.3122 | 0.43704 | 0
305 | HVAC | Chiller | Schools K-12 | New | HE Water Cooled Chiller - Centrifugal Compressor - 500 Tons | 12.2367 | 0 |  | 36740 | 1 | 0 | 3002.444 | 23 |  | 19806 | 1618.5739 | Per Unit | GSLD | 1.0063 | 0.98564 | 1.0265 | 1.0441 | 1.0994 | 1.0901 | 1.0679 | 1.0965 | 1.0642 | 1.0547 | 1.0277 | 1.0297 | CscNgsld305 | CscN | gsld | 305 | 2204.4 | 180.1466 | [30 empty] | 0.01298 | 0.0043232 | 0
305 | HVAC | Chiller | Warehouse | Turnover | HE Water Cooled Chiller - Centrifugal Compressor - 500 Tons | 2.6845 | 0 |  | 8060 | 1 | 0 | 3002.444 | 23 |  | 19806 | 7377.966 | Per Unit | GSLD | 1.0063 | 0.98564 | 1.0265 | 1.0441 | 1.0994 | 1.0901 | 1.0679 | 1.0965 | 1.0642 | 1.0547 | 1.0277 | 1.0297 | CwaTgsld305 | CwaT | gsld | 305 | 483.6 | 180.1466 | [30 empty] | 0.027766 | 0.0092477 | 0
305 | HVAC | Chiller | Warehouse | New | HE Water Cooled Chiller - Centrifugal Compressor - 500 Tons | 2.6845 | 0 |  | 8060 | 1 | 0 | 3002.444 | 23 |  | 19806 | 7377.966 | Per Unit | GSLD | 1.0063 | 0.98564 | 1.0265 | 1.0441 | 1.0994 | 1.0901 | 1.0679 | 1.0965 | 1.0642 | 1.0547 | 1.0277 | 1.0297 | CwaNgsld305 | CwaN | gsld | 305 | 483.6 | 180.1466 | [30 empty] | 0.00027466 | 9.1478e-05 | 0
306 | HVAC | Chiller | Assembly | Turnover | HE Water Cooled Chiller - Rotary or Screw Compressor - 175 Tons | 3.8772 | 0 |  | 11641 | 1 | 0 | 3002.444 | 23 |  | 16475 | 4249.2281 | Per Unit | GSLD | 1.0063 | 0.98564 | 1.0265 | 1.0441 | 1.0994 | 1.0901 | 1.0679 | 1.0965 | 1.0642 | 1.0547 | 1.0277 | 1.0297 | CasTgsld306 | CasT | gsld | 306 | 698.46 | 180.1466 | [30 empty] | 5.2951 | 1.7636 | 0
306 | HVAC | Chiller | Assembly | New | HE Water Cooled Chiller - Rotary or Screw Compressor - 175 Tons | 3.8772 | 0 |  | 11641 | 1 | 0 | 3002.444 | 23 |  | 16475 | 4249.2281 | Per Unit | GSLD | 1.0063 | 0.98564 | 1.0265 | 1.0441 | 1.0994 | 1.0901 | 1.0679 | 1.0965 | 1.0642 | 1.0547 | 1.0277 | 1.0297 | CasNgsld306 | CasN | gsld | 306 | 698.46 | 180.1466 | [30 empty] | 0.052379 | 0.017445 | 0
306 | HVAC | Chiller | College and University | Turnover | HE Water Cooled Chiller - Rotary or Screw Compressor - 175 Tons | 2.6185 | 0 |  | 12915 | 1 | 0 | 4932.1338 | 23 |  | 16475 | 6291.669 | Per Unit | GSLD | 1.0063 | 0.98564 | 1.0265 | 1.0441 | 1.0994 | 1.0901 | 1.0679 | 1.0965 | 1.0642 | 1.0547 | 1.0277 | 1.0297 | CcoTgsld306 | CcoT | gsld | 306 | 774.9 | 295.928 | [30 empty] | 1.5876 | 0.3219 | 0
306 | HVAC | Chiller | College and University | New | HE Water Cooled Chiller - Rotary or Screw Compressor - 175 Tons | 2.6185 | 0 |  | 12915 | 1 | 0 | 4932.1338 | 23 |  | 16475 | 6291.669 | Per Unit | GSLD | 1.0063 | 0.98564 | 1.0265 | 1.0441 | 1.0994 | 1.0901 | 1.0679 | 1.0965 | 1.0642 | 1.0547 | 1.0277 | 1.0297 | CcoNgsld306 | CcoN | gsld | 306 | 774.9 | 295.928 | [30 empty] | 0.015705 | 0.0031842 | 0
306 | HVAC | Chiller | Data Center | Turnover | HE Water Cooled Chiller - Rotary or Screw Compressor - 175 Tons | 4.8667 | 0 |  | 24003 | 1 | 0 | 4932.1338 | 23 |  | 16475 | 3385.2812 | Per Unit | GSLD | 1.0063 | 0.98564 | 1.0265 | 1.0441 | 1.0994 | 1.0901 | 1.0679 | 1.0965 | 1.0642 | 1.0547 | 1.0277 | 1.0297 | CdaTgsld306 | CdaT | gsld | 306 | 1440.18 | 295.928 | [30 empty] | 0.067066 | 0.013598 | 0
306 | HVAC | Chiller | Data Center | New | HE Water Cooled Chiller - Rotary or Screw Compressor - 175 Tons | 4.8667 | 0 |  | 24003 | 1 | 0 | 4932.1338 | 23 |  | 16475 | 3385.2812 | Per Unit | GSLD | 1.0063 | 0.98564 | 1.0265 | 1.0441 | 1.0994 | 1.0901 | 1.0679 | 1.0965 | 1.0642 | 1.0547 | 1.0277 | 1.0297 | CdaNgsld306 | CdaN | gsld | 306 | 1440.18 | 295.928 | [30 empty] | 0.00066342 | 0.00013451 | 0
306 | HVAC | Chiller | Grocery | Turnover | HE Water Cooled Chiller - Rotary or Screw Compressor - 175 Tons | 1.8243 | 0 |  | 6433 | 1 | 0 | 3526.3542 | 23 |  | 16475 | 9031.0408 | Per Unit | GSLD | 1.0063 | 0.98564 | 1.0265 | 1.0441 | 1.0994 | 1.0901 | 1.0679 | 1.0965 | 1.0642 | 1.0547 | 1.0277 | 1.0297 | CgrTgsld306 | CgrT | gsld | 306 | 385.98 | 211.5813 | [30 empty] | 0 | 0 | 0
306 | HVAC | Chiller | Grocery | New | HE Water Cooled Chiller - Rotary or Screw Compressor - 175 Tons | 1.8243 | 0 |  | 6433 | 1 | 0 | 3526.3542 | 23 |  | 16475 | 9031.0408 | Per Unit | GSLD | 1.0063 | 0.98564 | 1.0265 | 1.0441 | 1.0994 | 1.0901 | 1.0679 | 1.0965 | 1.0642 | 1.0547 | 1.0277 | 1.0297 | CgrNgsld306 | CgrN | gsld | 306 | 385.98 | 211.5813 | [30 empty] | 0 | 0 | 0
306 | HVAC | Chiller | Healthcare | Turnover | HE Water Cooled Chiller - Rotary or Screw Compressor - 175 Tons | 5.1377 | 0 |  | 25340 | 1 | 0 | 4932.1338 | 23 |  | 16475 | 3206.6655 | Per Unit | GSLD | 1.0063 | 0.98564 | 1.0265 | 1.0441 | 1.0994 | 1.0901 | 1.0679 | 1.0965 | 1.0642 | 1.0547 | 1.0277 | 1.0297 | CheTgsld306 | CheT | gsld | 306 | 1520.4 | 295.928 | [30 empty] | 0.054227 | 0.010995 | 0
306 | HVAC | Chiller | Healthcare | New | HE Water Cooled Chiller - Rotary or Screw Compressor - 175 Tons | 5.1377 | 0 |  | 25340 | 1 | 0 | 4932.1338 | 23 |  | 16475 | 3206.6655 | Per Unit | GSLD | 1.0063 | 0.98564 | 1.0265 | 1.0441 | 1.0994 | 1.0901 | 1.0679 | 1.0965 | 1.0642 | 1.0547 | 1.0277 | 1.0297 | CheNgsld306 | CheN | gsld | 306 | 1520.4 | 295.928 | [30 empty] | 0.00053642 | 0.00010876 | 0
306 | HVAC | Chiller | Hospitals | Turnover | HE Water Cooled Chiller - Rotary or Screw Compressor - 175 Tons | 4.8667 | 0 |  | 24003 | 1 | 0 | 4932.1338 | 23 |  | 16475 | 3385.2812 | Per Unit | GSLD | 1.0063 | 0.98564 | 1.0265 | 1.0441 | 1.0994 | 1.0901 | 1.0679 | 1.0965 | 1.0642 | 1.0547 | 1.0277 | 1.0297 | ChoTgsld306 | ChoT | gsld | 306 | 1440.18 | 295.928 | [30 empty] | 6.3786 | 1.2933 | 0
306 | HVAC | Chiller | Hospitals | New | HE Water Cooled Chiller - Rotary or Screw Compressor - 175 Tons | 4.8667 | 0 |  | 24003 | 1 | 0 | 4932.1338 | 23 |  | 16475 | 3385.2812 | Per Unit | GSLD | 1.0063 | 0.98564 | 1.0265 | 1.0441 | 1.0994 | 1.0901 | 1.0679 | 1.0965 | 1.0642 | 1.0547 | 1.0277 | 1.0297 | ChoNgsld306 | ChoN | gsld | 306 | 1440.18 | 295.928 | [30 empty] | 0.063097 | 0.012793 | 0
306 | HVAC | Chiller | Institutional | Turnover | HE Water Cooled Chiller - Rotary or Screw Compressor - 175 Tons | 1.2759 | 0 |  | 6293 | 1 | 0 | 4932.1338 | 23 |  | 16475 | 12912.2684 | Per Unit | GSLD | 1.0063 | 0.98564 | 1.0265 | 1.0441 | 1.0994 | 1.0901 | 1.0679 | 1.0965 | 1.0642 | 1.0547 | 1.0277 | 1.0297 | CinTgsld306 | CinT | gsld | 306 | 377.58 | 295.928 | [30 empty] | 0.12644 | 0.025637 | 0
306 | HVAC | Chiller | Institutional | New | HE Water Cooled Chiller - Rotary or Screw Compressor - 175 Tons | 1.2759 | 0 |  | 6293 | 1 | 0 | 4932.1338 | 23 |  | 16475 | 12912.2684 | Per Unit | GSLD | 1.0063 | 0.98564 | 1.0265 | 1.0441 | 1.0994 | 1.0901 | 1.0679 | 1.0965 | 1.0642 | 1.0547 | 1.0277 | 1.0297 | CinNgsld306 | CinN | gsld | 306 | 377.58 | 295.928 | [30 empty] | 0.0012508 | 0.0002536 | 0
306 | HVAC | Chiller | Lodging/Hospitality | Turnover | HE Water Cooled Chiller - Rotary or Screw Compressor - 175 Tons | 3.6839 | 0 |  | 19236 | 1 | 0 | 5221.6594 | 23 |  | 16475 | 4472.1792 | Per Unit | GSLD | 1.0063 | 0.98564 | 1.0265 | 1.0441 | 1.0994 | 1.0901 | 1.0679 | 1.0965 | 1.0642 | 1.0547 | 1.0277 | 1.0297 | CloTgsld306 | CloT | gsld | 306 | 1154.16 | 313.2996 | [30 empty] | 1.0223 | 0.19578 | 0
306 | HVAC | Chiller | Lodging/Hospitality | New | HE Water Cooled Chiller - Rotary or Screw Compressor - 175 Tons | 3.6839 | 0 |  | 19236 | 1 | 0 | 5221.6594 | 23 |  | 16475 | 4472.1792 | Per Unit | GSLD | 1.0063 | 0.98564 | 1.0265 | 1.0441 | 1.0994 | 1.0901 | 1.0679 | 1.0965 | 1.0642 | 1.0547 | 1.0277 | 1.0297 | CloNgsld306 | CloN | gsld | 306 | 1154.16 | 313.2996 | [30 empty] | 0.010113 | 0.0019367 | 0
306 | HVAC | Chiller | Miscellaneous | Turnover | HE Water Cooled Chiller - Rotary or Screw Compressor - 175 Tons | 2.1659 | 0 |  | 6503 | 1 | 0 | 3002.444 | 23 |  | 16475 | 7606.53 | Per Unit | GSLD | 1.0063 | 0.98564 | 1.0265 | 1.0441 | 1.0994 | 1.0901 | 1.0679 | 1.0965 | 1.0642 | 1.0547 | 1.0277 | 1.0297 | CmiTgsld306 | CmiT | gsld | 306 | 390.18 | 180.1466 | [30 empty] | 10.1445 | 3.3787 | 0
306 | HVAC | Chiller | Miscellaneous | New | HE Water Cooled Chiller - Rotary or Screw Compressor - 175 Tons | 2.1659 | 0 |  | 6503 | 1 | 0 | 3002.444 | 23 |  | 16475 | 7606.53 | Per Unit | GSLD | 1.0063 | 0.98564 | 1.0265 | 1.0441 | 1.0994 | 1.0901 | 1.0679 | 1.0965 | 1.0642 | 1.0547 | 1.0277 | 1.0297 | CmiNgsld306 | CmiN | gsld | 306 | 390.18 | 180.1466 | [30 empty] | 0.10035 | 0.033423 | 0
306 | HVAC | Chiller | Offices | Turnover | HE Water Cooled Chiller - Rotary or Screw Compressor - 175 Tons | 4.3644 | 0 |  | 13104 | 1 | 0 | 3002.444 | 23 |  | 16475 | 3774.8218 | Per Unit | GSLD | 1.0063 | 0.98564 | 1.0265 | 1.0441 | 1.0994 | 1.0901 | 1.0679 | 1.0965 | 1.0642 | 1.0547 | 1.0277 | 1.0297 | CofTgsld306 | CofT | gsld | 306 | 786.24 | 180.1466 | [30 empty] | 6.3291 | 2.108 | 0
306 | HVAC | Chiller | Offices | New | HE Water Cooled Chiller - Rotary or Screw Compressor - 175 Tons | 4.3644 | 0 |  | 13104 | 1 | 0 | 3002.444 | 23 |  | 16475 | 3774.8218 | Per Unit | GSLD | 1.0063 | 0.98564 | 1.0265 | 1.0441 | 1.0994 | 1.0901 | 1.0679 | 1.0965 | 1.0642 | 1.0547 | 1.0277 | 1.0297 | CofNgsld306 | CofN | gsld | 306 | 786.24 | 180.1466 | [30 empty] | 0.062607 | 0.020852 | 0
306 | HVAC | Chiller | Restaurants | Turnover | HE Water Cooled Chiller - Rotary or Screw Compressor - 175 Tons | 5.3517 | 0 |  | 18872 | 1 | 0 | 3526.3542 | 23 |  | 16475 | 3078.4594 | Per Unit | GSLD | 1.0063 | 0.98564 | 1.0265 | 1.0441 | 1.0994 | 1.0901 | 1.0679 | 1.0965 | 1.0642 | 1.0547 | 1.0277 | 1.0297 | CreTgsld306 | CreT | gsld | 306 | 1132.32 | 211.5813 | [30 empty] | 0.15872 | 0.04501 | 0
306 | HVAC | Chiller | Restaurants | New | HE Water Cooled Chiller - Rotary or Screw Compressor - 175 Tons | 5.3517 | 0 |  | 18872 | 1 | 0 | 3526.3542 | 23 |  | 16475 | 3078.4594 | Per Unit | GSLD | 1.0063 | 0.98564 | 1.0265 | 1.0441 | 1.0994 | 1.0901 | 1.0679 | 1.0965 | 1.0642 | 1.0547 | 1.0277 | 1.0297 | CreNgsld306 | CreN | gsld | 306 | 1132.32 | 211.5813 | [30 empty] | 0.0015701 | 0.00044524 | 0
306 | HVAC | Chiller | Retail | Turnover | HE Water Cooled Chiller - Rotary or Screw Compressor - 175 Tons | 4.9263 | 0 |  | 14791 | 1 | 0 | 3002.444 | 23 |  | 16475 | 3344.2813 | Per Unit | GSLD | 1.0063 | 0.98564 | 1.0265 | 1.0441 | 1.0994 | 1.0901 | 1.0679 | 1.0965 | 1.0642 | 1.0547 | 1.0277 | 1.0297 | CrtTgsld306 | CrtT | gsld | 306 | 887.46 | 180.1466 | [30 empty] | 0.012313 | 0.0041011 | 0
306 | HVAC | Chiller | Retail | New | HE Water Cooled Chiller - Rotary or Screw Compressor - 175 Tons | 4.9263 | 0 |  | 14791 | 1 | 0 | 3002.444 | 23 |  | 16475 | 3344.2813 | Per Unit | GSLD | 1.0063 | 0.98564 | 1.0265 | 1.0441 | 1.0994 | 1.0901 | 1.0679 | 1.0965 | 1.0642 | 1.0547 | 1.0277 | 1.0297 | CrtNgsld306 | CrtN | gsld | 306 | 887.46 | 180.1466 | [30 empty] | 0.0001218 | 4.0568e-05 | 0
306 | HVAC | Chiller | Schools K-12 | Turnover | HE Water Cooled Chiller - Rotary or Screw Compressor - 175 Tons | 4.2828 | 0 |  | 12859 | 1 | 0 | 3002.444 | 23 |  | 16475 | 3846.7427 | Per Unit | GSLD | 1.0063 | 0.98564 | 1.0265 | 1.0441 | 1.0994 | 1.0901 | 1.0679 | 1.0965 | 1.0642 | 1.0547 | 1.0277 | 1.0297 | CscTgsld306 | CscT | gsld | 306 | 771.54 | 180.1466 | [30 empty] | 1.1538 | 0.38429 | 0
306 | HVAC | Chiller | Schools K-12 | New | HE Water Cooled Chiller - Rotary or Screw Compressor - 175 Tons | 4.2828 | 0 |  | 12859 | 1 | 0 | 3002.444 | 23 |  | 16475 | 3846.7427 | Per Unit | GSLD | 1.0063 | 0.98564 | 1.0265 | 1.0441 | 1.0994 | 1.0901 | 1.0679 | 1.0965 | 1.0642 | 1.0547 | 1.0277 | 1.0297 | CscNgsld306 | CscN | gsld | 306 | 771.54 | 180.1466 | [30 empty] | 0.011414 | 0.0038014 | 0
306 | HVAC | Chiller | Warehouse | Turnover | HE Water Cooled Chiller - Rotary or Screw Compressor - 175 Tons | 0.93957 | 0 |  | 2821 | 1 | 0 | 3002.444 | 23 |  | 16475 | 17534.6561 | Per Unit | GSLD | 1.0063 | 0.98564 | 1.0265 | 1.0441 | 1.0994 | 1.0901 | 1.0679 | 1.0965 | 1.0642 | 1.0547 | 1.0277 | 1.0297 | CwaTgsld306 | CwaT | gsld | 306 | 169.26 | 180.1466 | [30 empty] | 0.024415 | 0.0081316 | 0
306 | HVAC | Chiller | Warehouse | New | HE Water Cooled Chiller - Rotary or Screw Compressor - 175 Tons | 0.93957 | 0 |  | 2821 | 1 | 0 | 3002.444 | 23 |  | 16475 | 17534.6561 | Per Unit | GSLD | 1.0063 | 0.98564 | 1.0265 | 1.0441 | 1.0994 | 1.0901 | 1.0679 | 1.0965 | 1.0642 | 1.0547 | 1.0277 | 1.0297 | CwaNgsld306 | CwaN | gsld | 306 | 169.26 | 180.1466 | [30 empty] | 0.00024151 | 8.0438e-05 | 0
307 | HVAC | Chiller | Assembly | Turnover | HE Water Cooled Chiller - Rotary or Screw Compressor - 50 Tons | 0.83082 | 0 |  | 2494.5 | 1 | 0 | 3002.444 | 23 |  | 7151 | 8607.1265 | Per Unit | GSLD | 1.0063 | 0.98564 | 1.0265 | 1.0441 | 1.0994 | 1.0901 | 1.0679 | 1.0965 | 1.0642 | 1.0547 | 1.0277 | 1.0297 | CasTgsld307 | CasT | gsld | 307 | 149.67 | 180.1466 | [30 empty] | 3.467 | 1.1547 | 0
307 | HVAC | Chiller | Assembly | New | HE Water Cooled Chiller - Rotary or Screw Compressor - 50 Tons | 0.83082 | 0 |  | 2494.5 | 1 | 0 | 3002.444 | 23 |  | 7151 | 8607.1265 | Per Unit | GSLD | 1.0063 | 0.98564 | 1.0265 | 1.0441 | 1.0994 | 1.0901 | 1.0679 | 1.0965 | 1.0642 | 1.0547 | 1.0277 | 1.0297 | CasNgsld307 | CasN | gsld | 307 | 149.67 | 180.1466 | [30 empty] | 0.033032 | 0.011002 | 0
307 | HVAC | Chiller | College and University | Turnover | HE Water Cooled Chiller - Rotary or Screw Compressor - 50 Tons | 0.56112 | 0 |  | 2767.5 | 1 | 0 | 4932.1338 | 23 |  | 7151 | 12744.2418 | Per Unit | GSLD | 1.0063 | 0.98564 | 1.0265 | 1.0441 | 1.0994 | 1.0901 | 1.0679 | 1.0965 | 1.0642 | 1.0547 | 1.0277 | 1.0297 | CcoTgsld307 | CcoT | gsld | 307 | 166.05 | 295.928 | [30 empty] | 1.0395 | 0.21077 | 0
307 | HVAC | Chiller | College and University | New | HE Water Cooled Chiller - Rotary or Screw Compressor - 50 Tons | 0.56112 | 0 |  | 2767.5 | 1 | 0 | 4932.1338 | 23 |  | 7151 | 12744.2418 | Per Unit | GSLD | 1.0063 | 0.98564 | 1.0265 | 1.0441 | 1.0994 | 1.0901 | 1.0679 | 1.0965 | 1.0642 | 1.0547 | 1.0277 | 1.0297 | CcoNgsld307 | CcoN | gsld | 307 | 166.05 | 295.928 | [30 empty] | 0.0099041 | 0.0020081 | 0
307 | HVAC | Chiller | Data Center | Turnover | HE Water Cooled Chiller - Rotary or Screw Compressor - 50 Tons | 1.0429 | 0 |  | 5143.5 | 1 | 0 | 4932.1338 | 23 |  | 7151 | 6857.138 | Per Unit | GSLD | 1.0063 | 0.98564 | 1.0265 | 1.0441 | 1.0994 | 1.0901 | 1.0679 | 1.0965 | 1.0642 | 1.0547 | 1.0277 | 1.0297 | CdaTgsld307 | CdaT | gsld | 307 | 308.61 | 295.928 | [30 empty] | 0.043912 | 0.0089033 | 0
307 | HVAC | Chiller | Data Center | New | HE Water Cooled Chiller - Rotary or Screw Compressor - 50 Tons | 1.0429 | 0 |  | 5143.5 | 1 | 0 | 4932.1338 | 23 |  | 7151 | 6857.138 | Per Unit | GSLD | 1.0063 | 0.98564 | 1.0265 | 1.0441 | 1.0994 | 1.0901 | 1.0679 | 1.0965 | 1.0642 | 1.0547 | 1.0277 | 1.0297 | CdaNgsld307 | CdaN | gsld | 307 | 308.61 | 295.928 | [30 empty] | 0.00041837 | 8.4826e-05 | 0
307 | HVAC | Chiller | Grocery | Turnover | HE Water Cooled Chiller - Rotary or Screw Compressor - 50 Tons | 0.39091 | 0 |  | 1378.5 | 1 | 0 | 3526.3542 | 23 |  | 7151 | 18293.0424 | Per Unit | GSLD | 1.0063 | 0.98564 | 1.0265 | 1.0441 | 1.0994 | 1.0901 | 1.0679 | 1.0965 | 1.0642 | 1.0547 | 1.0277 | 1.0297 | CgrTgsld307 | CgrT | gsld | 307 | 82.71 | 211.5813 | [30 empty] | 0 | 0 | 0
307 | HVAC | Chiller | Grocery | New | HE Water Cooled Chiller - Rotary or Screw Compressor - 50 Tons | 0.39091 | 0 |  | 1378.5 | 1 | 0 | 3526.3542 | 23 |  | 7151 | 18293.0424 | Per Unit | GSLD | 1.0063 | 0.98564 | 1.0265 | 1.0441 | 1.0994 | 1.0901 | 1.0679 | 1.0965 | 1.0642 | 1.0547 | 1.0277 | 1.0297 | CgrNgsld307 | CgrN | gsld | 307 | 82.71 | 211.5813 | [30 empty] | 0 | 0 | 0
307 | HVAC | Chiller | Healthcare | Turnover | HE Water Cooled Chiller - Rotary or Screw Compressor - 50 Tons | 1.1009 | 0 |  | 5430 | 1 | 0 | 4932.1338 | 23 |  | 7151 | 6495.3387 | Per Unit | GSLD | 1.0063 | 0.98564 | 1.0265 | 1.0441 | 1.0994 | 1.0901 | 1.0679 | 1.0965 | 1.0642 | 1.0547 | 1.0277 | 1.0297 | CheTgsld307 | CheT | gsld | 307 | 325.8 | 295.928 | [30 empty] | 0.035506 | 0.0071989 | 0
307 | HVAC | Chiller | Healthcare | New | HE Water Cooled Chiller - Rotary or Screw Compressor - 50 Tons | 1.1009 | 0 |  | 5430 | 1 | 0 | 4932.1338 | 23 |  | 7151 | 6495.3387 | Per Unit | GSLD | 1.0063 | 0.98564 | 1.0265 | 1.0441 | 1.0994 | 1.0901 | 1.0679 | 1.0965 | 1.0642 | 1.0547 | 1.0277 | 1.0297 | CheNgsld307 | CheN | gsld | 307 | 325.8 | 295.928 | [30 empty] | 0.00033828 | 6.8587e-05 | 0
307 | HVAC | Chiller | Hospitals | Turnover | HE Water Cooled Chiller - Rotary or Screw Compressor - 50 Tons | 1.0429 | 0 |  | 5143.5 | 1 | 0 | 4932.1338 | 23 |  | 7151 | 6857.138 | Per Unit | GSLD | 1.0063 | 0.98564 | 1.0265 | 1.0441 | 1.0994 | 1.0901 | 1.0679 | 1.0965 | 1.0642 | 1.0547 | 1.0277 | 1.0297 | ChoTgsld307 | ChoT | gsld | 307 | 308.61 | 295.928 | [30 empty] | 4.1764 | 0.84678 | 0
307 | HVAC | Chiller | Hospitals | New | HE Water Cooled Chiller - Rotary or Screw Compressor - 50 Tons | 1.0429 | 0 |  | 5143.5 | 1 | 0 | 4932.1338 | 23 |  | 7151 | 6857.138 | Per Unit | GSLD | 1.0063 | 0.98564 | 1.0265 | 1.0441 | 1.0994 | 1.0901 | 1.0679 | 1.0965 | 1.0642 | 1.0547 | 1.0277 | 1.0297 | ChoNgsld307 | ChoN | gsld | 307 | 308.61 | 295.928 | [30 empty] | 0.039791 | 0.0080677 | 0
307 | HVAC | Chiller | Institutional | Turnover | HE Water Cooled Chiller - Rotary or Screw Compressor - 50 Tons | 0.27341 | 0 |  | 1348.5 | 1 | 0 | 4932.1338 | 23 |  | 7151 | 26154.7565 | Per Unit | GSLD | 1.0063 | 0.98564 | 1.0265 | 1.0441 | 1.0994 | 1.0901 | 1.0679 | 1.0965 | 1.0642 | 1.0547 | 1.0277 | 1.0297 | CinTgsld307 | CinT | gsld | 307 | 80.91 | 295.928 | [30 empty] | 0.08279 | 0.016786 | 0
307 | HVAC | Chiller | Institutional | New | HE Water Cooled Chiller - Rotary or Screw Compressor - 50 Tons | 0.27341 | 0 |  | 1348.5 | 1 | 0 | 4932.1338 | 23 |  | 7151 | 26154.7565 | Per Unit | GSLD | 1.0063 | 0.98564 | 1.0265 | 1.0441 | 1.0994 | 1.0901 | 1.0679 | 1.0965 | 1.0642 | 1.0547 | 1.0277 | 1.0297 | CinNgsld307 | CinN | gsld | 307 | 80.91 | 295.928 | [30 empty] | 0.00078878 | 0.00015993 | 0
307 | HVAC | Chiller | Lodging/Hospitality | Turnover | HE Water Cooled Chiller - Rotary or Screw Compressor - 50 Tons | 0.7894 | 0 |  | 4122 | 1 | 0 | 5221.6594 | 23 |  | 7151 | 9058.7304 | Per Unit | GSLD | 1.0063 | 0.98564 | 1.0265 | 1.0441 | 1.0994 | 1.0901 | 1.0679 | 1.0965 | 1.0642 | 1.0547 | 1.0277 | 1.0297 | CloTgsld307 | CloT | gsld | 307 | 247.32 | 313.2996 | [30 empty] | 0.66937 | 0.12819 | 0
307 | HVAC | Chiller | Lodging/Hospitality | New | HE Water Cooled Chiller - Rotary or Screw Compressor - 50 Tons | 0.7894 | 0 |  | 4122 | 1 | 0 | 5221.6594 | 23 |  | 7151 | 9058.7304 | Per Unit | GSLD | 1.0063 | 0.98564 | 1.0265 | 1.0441 | 1.0994 | 1.0901 | 1.0679 | 1.0965 | 1.0642 | 1.0547 | 1.0277 | 1.0297 | CloNgsld307 | CloN | gsld | 307 | 247.32 | 313.2996 | [30 empty] | 0.0063774 | 0.0012213 | 0
307 | HVAC | Chiller | Miscellaneous | Turnover | HE Water Cooled Chiller - Rotary or Screw Compressor - 50 Tons | 0.46412 | 0 |  | 1393.5 | 1 | 0 | 3002.444 | 23 |  | 7151 | 15407.5902 | Per Unit | GSLD | 1.0063 | 0.98564 | 1.0265 | 1.0441 | 1.0994 | 1.0901 | 1.0679 | 1.0965 | 1.0642 | 1.0547 | 1.0277 | 1.0297 | CmiTgsld307 | CmiT | gsld | 307 | 83.61 | 180.1466 | [30 empty] | 6.6422 | 2.2123 | 0
307 | HVAC | Chiller | Miscellaneous | New | HE Water Cooled Chiller - Rotary or Screw Compressor - 50 Tons | 0.46412 | 0 |  | 1393.5 | 1 | 0 | 3002.444 | 23 |  | 7151 | 15407.5902 | Per Unit | GSLD | 1.0063 | 0.98564 | 1.0265 | 1.0441 | 1.0994 | 1.0901 | 1.0679 | 1.0965 | 1.0642 | 1.0547 | 1.0277 | 1.0297 | CmiNgsld307 | CmiN | gsld | 307 | 83.61 | 180.1466 | [30 empty] | 0.063283 | 0.021077 | 0
307 | HVAC | Chiller | Offices | Turnover | HE Water Cooled Chiller - Rotary or Screw Compressor - 50 Tons | 0.93524 | 0 |  | 2808 | 1 | 0 | 3002.444 | 23 |  | 7151 | 7646.1813 | Per Unit | GSLD | 1.0063 | 0.98564 | 1.0265 | 1.0441 | 1.0994 | 1.0901 | 1.0679 | 1.0965 | 1.0642 | 1.0547 | 1.0277 | 1.0297 | CofTgsld307 | CofT | gsld | 307 | 168.48 | 180.1466 | [30 empty] | 4.144 | 1.3802 | 0
307 | HVAC | Chiller | Offices | New | HE Water Cooled Chiller - Rotary or Screw Compressor - 50 Tons | 0.93524 | 0 |  | 2808 | 1 | 0 | 3002.444 | 23 |  | 7151 | 7646.1813 | Per Unit | GSLD | 1.0063 | 0.98564 | 1.0265 | 1.0441 | 1.0994 | 1.0901 | 1.0679 | 1.0965 | 1.0642 | 1.0547 | 1.0277 | 1.0297 | CofNgsld307 | CofN | gsld | 307 | 168.48 | 180.1466 | [30 empty] | 0.039482 | 0.01315 | 0
307 | HVAC | Chiller | Restaurants | Turnover | HE Water Cooled Chiller - Rotary or Screw Compressor - 50 Tons | 1.1468 | 0 |  | 4044 | 1 | 0 | 3526.3542 | 23 |  | 7151 | 6235.6476 | Per Unit | GSLD | 1.0063 | 0.98564 | 1.0265 | 1.0441 | 1.0994 | 1.0901 | 1.0679 | 1.0965 | 1.0642 | 1.0547 | 1.0277 | 1.0297 | CreTgsld307 | CreT | gsld | 307 | 242.64 | 211.5813 | [30 empty] | 0.10392 | 0.029471 | 0
307 | HVAC | Chiller | Restaurants | New | HE Water Cooled Chiller - Rotary or Screw Compressor - 50 Tons | 1.1468 | 0 |  | 4044 | 1 | 0 | 3526.3542 | 23 |  | 7151 | 6235.6476 | Per Unit | GSLD | 1.0063 | 0.98564 | 1.0265 | 1.0441 | 1.0994 | 1.0901 | 1.0679 | 1.0965 | 1.0642 | 1.0547 | 1.0277 | 1.0297 | CreNgsld307 | CreN | gsld | 307 | 242.64 | 211.5813 | [30 empty] | 0.00099013 | 0.00028078 | 0
307 | HVAC | Chiller | Retail | Turnover | HE Water Cooled Chiller - Rotary or Screw Compressor - 50 Tons | 1.0556 | 0 |  | 3169.5 | 1 | 0 | 3002.444 | 23 |  | 7151 | 6774.0896 | Per Unit | GSLD | 1.0063 | 0.98564 | 1.0265 | 1.0441 | 1.0994 | 1.0901 | 1.0679 | 1.0965 | 1.0642 | 1.0547 | 1.0277 | 1.0297 | CrtTgsld307 | CrtT | gsld | 307 | 190.17 | 180.1466 | [30 empty] | 0.0080623 | 0.0026853 | 0
307 | HVAC | Chiller | Retail | New | HE Water Cooled Chiller - Rotary or Screw Compressor - 50 Tons | 1.0556 | 0 |  | 3169.5 | 1 | 0 | 3002.444 | 23 |  | 7151 | 6774.0896 | Per Unit | GSLD | 1.0063 | 0.98564 | 1.0265 | 1.0441 | 1.0994 | 1.0901 | 1.0679 | 1.0965 | 1.0642 | 1.0547 | 1.0277 | 1.0297 | CrtNgsld307 | CrtN | gsld | 307 | 190.17 | 180.1466 | [30 empty] | 7.6814e-05 | 2.5584e-05 | 0
307 | HVAC | Chiller | Schools K-12 | Turnover | HE Water Cooled Chiller - Rotary or Screw Compressor - 50 Tons | 0.91775 | 0 |  | 2755.5 | 1 | 0 | 3002.444 | 23 |  | 7151 | 7791.8624 | Per Unit | GSLD | 1.0063 | 0.98564 | 1.0265 | 1.0441 | 1.0994 | 1.0901 | 1.0679 | 1.0965 | 1.0642 | 1.0547 | 1.0277 | 1.0297 | CscTgsld307 | CscT | gsld | 307 | 165.33 | 180.1466 | [30 empty] | 0.75548 | 0.25162 | 0
307 | HVAC | Chiller | Schools K-12 | New | HE Water Cooled Chiller - Rotary or Screw Compressor - 50 Tons | 0.91775 | 0 |  | 2755.5 | 1 | 0 | 3002.444 | 23 |  | 7151 | 7791.8624 | Per Unit | GSLD | 1.0063 | 0.98564 | 1.0265 | 1.0441 | 1.0994 | 1.0901 | 1.0679 | 1.0965 | 1.0642 | 1.0547 | 1.0277 | 1.0297 | CscNgsld307 | CscN | gsld | 307 | 165.33 | 180.1466 | [30 empty] | 0.0071978 | 0.0023973 | 0
307 | HVAC | Chiller | Warehouse | Turnover | HE Water Cooled Chiller - Rotary or Screw Compressor - 50 Tons | 0.20134 | 0 |  | 604.5 | 1 | 0 | 3002.444 | 23 |  | 7151 | 35517.7452 | Per Unit | GSLD | 1.0063 | 0.98564 | 1.0265 | 1.0441 | 1.0994 | 1.0901 | 1.0679 | 1.0965 | 1.0642 | 1.0547 | 1.0277 | 1.0297 | CwaTgsld307 | CwaT | gsld | 307 | 36.27 | 180.1466 | [30 empty] | 0.015986 | 0.0053242 | 0
307 | HVAC | Chiller | Warehouse | New | HE Water Cooled Chiller - Rotary or Screw Compressor - 50 Tons | 0.20134 | 0 |  | 604.5 | 1 | 0 | 3002.444 | 23 |  | 7151 | 35517.7452 | Per Unit | GSLD | 1.0063 | 0.98564 | 1.0265 | 1.0441 | 1.0994 | 1.0901 | 1.0679 | 1.0965 | 1.0642 | 1.0547 | 1.0277 | 1.0297 | CwaNgsld307 | CwaN | gsld | 307 | 36.27 | 180.1466 | [30 empty] | 0.0001523 | 5.0727e-05 | 0
308 | HVAC | Chiller | Assembly | Existing | VFD on Cooling Tower Fans | 1.8693 | 0 |  | 5612.54 | 1 | 0 | 3002.444 | 15 |  | 1669 | 892.8362 | Per End Use Consumption | GSLD | 1.0063 | 0.98564 | 1.0265 | 1.0441 | 1.0994 | 1.0901 | 1.0679 | 1.0965 | 1.0642 | 1.0547 | 1.0277 | 1.0297 | CasEgsld308 | CasE | gsld | 308 | 282.2165 | 150.9725 | [30 empty] | 4.0293 | 1.342 | 0
308 | HVAC | Chiller | Assembly | New | VFD on Cooling Tower Fans | 1.8693 | 0 |  | 5612.54 | 1 | 0 | 3002.444 | 15 |  | 1669 | 892.8362 | Per End Use Consumption | GSLD | 1.0063 | 0.98564 | 1.0265 | 1.0441 | 1.0994 | 1.0901 | 1.0679 | 1.0965 | 1.0642 | 1.0547 | 1.0277 | 1.0297 | CasNgsld308 | CasN | gsld | 308 | 282.2165 | 150.9725 | [30 empty] | 0.035388 | 0.011787 | 0
308 | HVAC | Chiller | College and University | Existing | VFD on Cooling Tower Fans | 2.1515 | 0 |  | 10611.62 | 1 | 0 | 4932.1338 | 15 |  | 1669 | 775.7281 | Per End Use Consumption | GSLD | 1.0063 | 0.98564 | 1.0265 | 1.0441 | 1.0994 | 1.0901 | 1.0679 | 1.0965 | 1.0642 | 1.0547 | 1.0277 | 1.0297 | CcoEgsld308 | CcoE | gsld | 308 | 533.5862 | 248.0035 | [30 empty] | 1.2081 | 0.24495 | 0
308 | HVAC | Chiller | College and University | New | VFD on Cooling Tower Fans | 2.1515 | 0 |  | 10611.62 | 1 | 0 | 4932.1338 | 15 |  | 1669 | 775.7281 | Per End Use Consumption | GSLD | 1.0063 | 0.98564 | 1.0265 | 1.0441 | 1.0994 | 1.0901 | 1.0679 | 1.0965 | 1.0642 | 1.0547 | 1.0277 | 1.0297 | CcoNgsld308 | CcoN | gsld | 308 | 533.5862 | 248.0035 | [30 empty] | 0.010611 | 0.0021513 | 0
308 | HVAC | Chiller | Data Center | Existing | VFD on Cooling Tower Fans | 4.6365 | 0 |  | 22867.83 | 1 | 0 | 4932.1338 | 15 |  | 1669 | 359.9699 | Per End Use Consumption | GSLD | 1.0063 | 0.98564 | 1.0265 | 1.0441 | 1.0994 | 1.0901 | 1.0679 | 1.0965 | 1.0642 | 1.0547 | 1.0277 | 1.0297 | CdaEgsld308 | CdaE | gsld | 308 | 1149.8677 | 248.0035 | [30 empty] | 0.051034 | 0.010347 | 0
308 | HVAC | Chiller | Data Center | New | VFD on Cooling Tower Fans | 4.6365 | 0 |  | 22867.83 | 1 | 0 | 4932.1338 | 15 |  | 1669 | 359.9699 | Per End Use Consumption | GSLD | 1.0063 | 0.98564 | 1.0265 | 1.0441 | 1.0994 | 1.0901 | 1.0679 | 1.0965 | 1.0642 | 1.0547 | 1.0277 | 1.0297 | CdaNgsld308 | CdaN | gsld | 308 | 1149.8677 | 248.0035 | [30 empty] | 0.00044822 | 9.0877e-05 | 0
308 | HVAC | Chiller | Grocery | Existing | VFD on Cooling Tower Fans | 4.0493 | 0 |  | 14279.35 | 1 | 0 | 3526.3542 | 15 |  | 1669 | 412.1676 | Per End Use Consumption | GSLD | 1.0063 | 0.98564 | 1.0265 | 1.0441 | 1.0994 | 1.0901 | 1.0679 | 1.0965 | 1.0642 | 1.0547 | 1.0277 | 1.0297 | CgrEgsld308 | CgrE | gsld | 308 | 718.0114 | 177.3164 | [30 empty] | 0 | 0 | 0
308 | HVAC | Chiller | Grocery | New | VFD on Cooling Tower Fans | 4.0493 | 0 |  | 14279.35 | 1 | 0 | 3526.3542 | 15 |  | 1669 | 412.1676 | Per End Use Consumption | GSLD | 1.0063 | 0.98564 | 1.0265 | 1.0441 | 1.0994 | 1.0901 | 1.0679 | 1.0965 | 1.0642 | 1.0547 | 1.0277 | 1.0297 | CgrNgsld308 | CgrN | gsld | 308 | 718.0114 | 177.3164 | [30 empty] | 0 | 0 | 0
308 | HVAC | Chiller | Healthcare | Existing | VFD on Cooling Tower Fans | 3.3683 | 0 |  | 16613.12 | 1 | 0 | 4932.1338 | 15 |  | 1669 | 495.4958 | Per End Use Consumption | GSLD | 1.0063 | 0.98564 | 1.0265 | 1.0441 | 1.0994 | 1.0901 | 1.0679 | 1.0965 | 1.0642 | 1.0547 | 1.0277 | 1.0297 | CheEgsld308 | CheE | gsld | 308 | 835.3608 | 248.0035 | [30 empty] | 0.041264 | 0.0083664 | 0
308 | HVAC | Chiller | Healthcare | New | VFD on Cooling Tower Fans | 3.3683 | 0 |  | 16613.12 | 1 | 0 | 4932.1338 | 15 |  | 1669 | 495.4958 | Per End Use Consumption | GSLD | 1.0063 | 0.98564 | 1.0265 | 1.0441 | 1.0994 | 1.0901 | 1.0679 | 1.0965 | 1.0642 | 1.0547 | 1.0277 | 1.0297 | CheNgsld308 | CheN | gsld | 308 | 835.3608 | 248.0035 | [30 empty] | 0.00036242 | 7.348e-05 | 0
308 | HVAC | Chiller | Hospitals | Existing | VFD on Cooling Tower Fans | 2.6189 | 0 |  | 12916.68 | 1 | 0 | 4932.1338 | 15 |  | 1669 | 637.2947 | Per End Use Consumption | GSLD | 1.0063 | 0.98564 | 1.0265 | 1.0441 | 1.0994 | 1.0901 | 1.0679 | 1.0965 | 1.0642 | 1.0547 | 1.0277 | 1.0297 | ChoEgsld308 | ChoE | gsld | 308 | 649.492 | 248.0035 | [30 empty] | 4.8538 | 0.98411 | 0
308 | HVAC | Chiller | Hospitals | New | VFD on Cooling Tower Fans | 2.6189 | 0 |  | 12916.68 | 1 | 0 | 4932.1338 | 15 |  | 1669 | 637.2947 | Per End Use Consumption | GSLD | 1.0063 | 0.98564 | 1.0265 | 1.0441 | 1.0994 | 1.0901 | 1.0679 | 1.0965 | 1.0642 | 1.0547 | 1.0277 | 1.0297 | ChoNgsld308 | ChoN | gsld | 308 | 649.492 | 248.0035 | [30 empty] | 0.04263 | 0.0086432 | 0
308 | HVAC | Chiller | Institutional | Existing | VFD on Cooling Tower Fans | 2.3145 | 0 |  | 11415.64 | 1 | 0 | 4932.1338 | 15 |  | 1669 | 721.0924 | Per End Use Consumption | GSLD | 1.0063 | 0.98564 | 1.0265 | 1.0441 | 1.0994 | 1.0901 | 1.0679 | 1.0965 | 1.0642 | 1.0547 | 1.0277 | 1.0297 | CinEgsld308 | CinE | gsld | 308 | 574.0149 | 248.0035 | [30 empty] | 0.096217 | 0.019508 | 0
308 | HVAC | Chiller | Institutional | New | VFD on Cooling Tower Fans | 2.3145 | 0 |  | 11415.64 | 1 | 0 | 4932.1338 | 15 |  | 1669 | 721.0924 | Per End Use Consumption | GSLD | 1.0063 | 0.98564 | 1.0265 | 1.0441 | 1.0994 | 1.0901 | 1.0679 | 1.0965 | 1.0642 | 1.0547 | 1.0277 | 1.0297 | CinNgsld308 | CinN | gsld | 308 | 574.0149 | 248.0035 | [30 empty] | 0.00084505 | 0.00017134 | 0
308 | HVAC | Chiller | Lodging/Hospitality | Existing | VFD on Cooling Tower Fans | 3.1131 | 0 |  | 16255.48 | 1 | 0 | 5221.6594 | 15 |  | 1669 | 536.1238 | Per End Use Consumption | GSLD | 1.0063 | 0.98564 | 1.0265 | 1.0441 | 1.0994 | 1.0901 | 1.0679 | 1.0965 | 1.0642 | 1.0547 | 1.0277 | 1.0297 | CloEgsld308 | CloE | gsld | 308 | 817.3776 | 262.5618 | [30 empty] | 0.77792 | 0.14898 | 0
308 | HVAC | Chiller | Lodging/Hospitality | New | VFD on Cooling Tower Fans | 3.1131 | 0 |  | 16255.48 | 1 | 0 | 5221.6594 | 15 |  | 1669 | 536.1238 | Per End Use Consumption | GSLD | 1.0063 | 0.98564 | 1.0265 | 1.0441 | 1.0994 | 1.0901 | 1.0679 | 1.0965 | 1.0642 | 1.0547 | 1.0277 | 1.0297 | CloNgsld308 | CloN | gsld | 308 | 817.3776 | 262.5618 | [30 empty] | 0.0068323 | 0.0013085 | 0
308 | HVAC | Chiller | Miscellaneous | Existing | VFD on Cooling Tower Fans | 2.5971 | 0 |  | 7797.51 | 1 | 0 | 3002.444 | 15 |  | 1669 | 642.6512 | Per End Use Consumption | GSLD | 1.0063 | 0.98564 | 1.0265 | 1.0441 | 1.0994 | 1.0901 | 1.0679 | 1.0965 | 1.0642 | 1.0547 | 1.0277 | 1.0297 | CmiEgsld308 | CmiE | gsld | 308 | 392.0838 | 150.9725 | [30 empty] | 7.7194 | 2.5711 | 0
308 | HVAC | Chiller | Miscellaneous | New | VFD on Cooling Tower Fans | 2.5971 | 0 |  | 7797.51 | 1 | 0 | 3002.444 | 15 |  | 1669 | 642.6512 | Per End Use Consumption | GSLD | 1.0063 | 0.98564 | 1.0265 | 1.0441 | 1.0994 | 1.0901 | 1.0679 | 1.0965 | 1.0642 | 1.0547 | 1.0277 | 1.0297 | CmiNgsld308 | CmiN | gsld | 308 | 392.0838 | 150.9725 | [30 empty] | 0.067798 | 0.022581 | 0
308 | HVAC | Chiller | Offices | Existing | VFD on Cooling Tower Fans | 5.2593 | 0 |  | 15790.82 | 1 | 0 | 3002.444 | 15 |  | 1669 | 317.3413 | Per End Use Consumption | GSLD | 1.0063 | 0.98564 | 1.0265 | 1.0441 | 1.0994 | 1.0901 | 1.0679 | 1.0965 | 1.0642 | 1.0547 | 1.0277 | 1.0297 | CofEgsld308 | CofE | gsld | 308 | 794.013 | 150.9725 | [30 empty] | 4.8161 | 1.6041 | 0
308 | HVAC | Chiller | Offices | New | VFD on Cooling Tower Fans | 5.2593 | 0 |  | 15790.82 | 1 | 0 | 3002.444 | 15 |  | 1669 | 317.3413 | Per End Use Consumption | GSLD | 1.0063 | 0.98564 | 1.0265 | 1.0441 | 1.0994 | 1.0901 | 1.0679 | 1.0965 | 1.0642 | 1.0547 | 1.0277 | 1.0297 | CofNgsld308 | CofN | gsld | 308 | 794.013 | 150.9725 | [30 empty] | 0.042299 | 0.014088 | 0
308 | HVAC | Chiller | Restaurants | Existing | VFD on Cooling Tower Fans | 1.7063 | 0 |  | 6017.16 | 1 | 0 | 3526.3542 | 15 |  | 1669 | 978.1168 | Per End Use Consumption | GSLD | 1.0063 | 0.98564 | 1.0265 | 1.0441 | 1.0994 | 1.0901 | 1.0679 | 1.0965 | 1.0642 | 1.0547 | 1.0277 | 1.0297 | CreEgsld308 | CreE | gsld | 308 | 302.5621 | 177.3164 | [30 empty] | 0.12078 | 0.03425 | 0
308 | HVAC | Chiller | Restaurants | New | VFD on Cooling Tower Fans | 1.7063 | 0 |  | 6017.16 | 1 | 0 | 3526.3542 | 15 |  | 1669 | 978.1168 | Per End Use Consumption | GSLD | 1.0063 | 0.98564 | 1.0265 | 1.0441 | 1.0994 | 1.0901 | 1.0679 | 1.0965 | 1.0642 | 1.0547 | 1.0277 | 1.0297 | CreNgsld308 | CreN | gsld | 308 | 302.5621 | 177.3164 | [30 empty] | 0.0010608 | 0.00030081 | 0
308 | HVAC | Chiller | Retail | Existing | VFD on Cooling Tower Fans | 1.9702 | 0 |  | 5915.36 | 1 | 0 | 3002.444 | 15 |  | 1669 | 847.13 | Per End Use Consumption | GSLD | 1.0063 | 0.98564 | 1.0265 | 1.0441 | 1.0994 | 1.0901 | 1.0679 | 1.0965 | 1.0642 | 1.0547 | 1.0277 | 1.0297 | CrtEgsld308 | CrtE | gsld | 308 | 297.4432 | 150.9725 | [30 empty] | 0.0093699 | 0.0031208 | 0
308 | HVAC | Chiller | Retail | New | VFD on Cooling Tower Fans | 1.9702 | 0 |  | 5915.36 | 1 | 0 | 3002.444 | 15 |  | 1669 | 847.13 | Per End Use Consumption | GSLD | 1.0063 | 0.98564 | 1.0265 | 1.0441 | 1.0994 | 1.0901 | 1.0679 | 1.0965 | 1.0642 | 1.0547 | 1.0277 | 1.0297 | CrtNgsld308 | CrtN | gsld | 308 | 297.4432 | 150.9725 | [30 empty] | 8.2293e-05 | 2.7409e-05 | 0
308 | HVAC | Chiller | Schools K-12 | Existing | VFD on Cooling Tower Fans | 2.3032 | 0 |  | 6915.17 | 1 | 0 | 3002.444 | 15 |  | 1669 | 724.6502 | Per End Use Consumption | GSLD | 1.0063 | 0.98564 | 1.0265 | 1.0441 | 1.0994 | 1.0901 | 1.0679 | 1.0965 | 1.0642 | 1.0547 | 1.0277 | 1.0297 | CscEgsld308 | CscE | gsld | 308 | 347.7169 | 150.9725 | [30 empty] | 0.878 | 0.29243 | 0
308 | HVAC | Chiller | Schools K-12 | New | VFD on Cooling Tower Fans | 2.3032 | 0 |  | 6915.17 | 1 | 0 | 3002.444 | 15 |  | 1669 | 724.6502 | Per End Use Consumption | GSLD | 1.0063 | 0.98564 | 1.0265 | 1.0441 | 1.0994 | 1.0901 | 1.0679 | 1.0965 | 1.0642 | 1.0547 | 1.0277 | 1.0297 | CscNgsld308 | CscN | gsld | 308 | 347.7169 | 150.9725 | [30 empty] | 0.0077113 | 0.0025683 | 0
308 | HVAC | Chiller | Warehouse | Existing | VFD on Cooling Tower Fans | 0.66948 | 0 |  | 2010.07 | 1 | 0 | 3002.444 | 15 |  | 1669 | 2492.9873 | Per End Use Consumption | GSLD | 1.0063 | 0.98564 | 1.0265 | 1.0441 | 1.0994 | 1.0901 | 1.0679 | 1.0965 | 1.0642 | 1.0547 | 1.0277 | 1.0297 | CwaEgsld308 | CwaE | gsld | 308 | 101.0728 | 150.9725 | [30 empty] | 0.018578 | 0.0061877 | 0
308 | HVAC | Chiller | Warehouse | New | VFD on Cooling Tower Fans | 0.66948 | 0 |  | 2010.07 | 1 | 0 | 3002.444 | 15 |  | 1669 | 2492.9873 | Per End Use Consumption | GSLD | 1.0063 | 0.98564 | 1.0265 | 1.0441 | 1.0994 | 1.0901 | 1.0679 | 1.0965 | 1.0642 | 1.0547 | 1.0277 | 1.0297 | CwaNgsld308 | CwaN | gsld | 308 | 101.0728 | 150.9725 | [30 empty] | 0.00016317 | 5.4345e-05 | 0
309 | HVAC | Chiller | Assembly | Existing | VFD on HVAC Pump | 0.3021 | 4.6979 |  | 2969.2 | 1 | 15.5506 | 9828.4071 | 15 |  | 1669 | 5524.5896 | Per End Use Consumption | GSLD | 1.0063 | 0.98564 | 1.0265 | 1.0441 | 1.0994 | 1.0901 | 1.0679 | 1.0965 | 1.0642 | 1.0547 | 1.0277 | 1.0297 | CasEgsld309 | CasE | gsld | 309 | 149.3009 | 494.2038 | [30 empty] | 4.4049 | 0.94217 | 3.5905
309 | HVAC | Chiller | Assembly | New | VFD on HVAC Pump | 0.3021 | 4.6979 |  | 2969.2 | 1 | 15.5506 | 9828.4071 | 15 |  | 1669 | 5524.5896 | Per End Use Consumption | GSLD | 1.0063 | 0.98564 | 1.0265 | 1.0441 | 1.0994 | 1.0901 | 1.0679 | 1.0965 | 1.0642 | 1.0547 | 1.0277 | 1.0297 | CasNgsld309 | CasN | gsld | 309 | 149.3009 | 494.2038 | [30 empty] | 0.041341 | 0.0079793 | 0.039602
309 | HVAC | Chiller | College and University | Existing | VFD on HVAC Pump | 0.34771 | 0.56856 |  | 4670.21 | 1 | 1.6352 | 13431.4324 | 15 |  | 1669 | 4800.0113 | Per End Use Consumption | GSLD | 1.0063 | 0.98564 | 1.0265 | 1.0441 | 1.0994 | 1.0901 | 1.0679 | 1.0965 | 1.0642 | 1.0547 | 1.0277 | 1.0297 | CcoEgsld309 | CcoE | gsld | 309 | 234.8331 | 675.3754 | [30 empty] | 0.84816 | 0.17197 | 0
309 | HVAC | Chiller | College and University | New | VFD on HVAC Pump | 0.34771 | 0.56856 |  | 4670.21 | 1 | 1.6352 | 13431.4324 | 15 |  | 1669 | 4800.0113 | Per End Use Consumption | GSLD | 1.0063 | 0.98564 | 1.0265 | 1.0441 | 1.0994 | 1.0901 | 1.0679 | 1.0965 | 1.0642 | 1.0547 | 1.0277 | 1.0297 | CcoNgsld309 | CcoN | gsld | 309 | 234.8331 | 675.3754 | [30 empty] | 0.0071832 | 0.0014564 | 0
309 | HVAC | Chiller | Data Center | Existing | VFD on HVAC Pump | 0.74931 | 0.71101 |  | 7391.36 | 1 | 0.94889 | 9864.2677 | 15 |  | 1669 | 2227.3929 | Per End Use Consumption | GSLD | 1.0063 | 0.98564 | 1.0265 | 1.0441 | 1.0994 | 1.0901 | 1.0679 | 1.0965 | 1.0642 | 1.0547 | 1.0277 | 1.0297 | CdaEgsld309 | CdaE | gsld | 309 | 371.6612 | 496.007 | [30 empty] | 0.048751 | 0.0072643 | 0.0024861
309 | HVAC | Chiller | Data Center | New | VFD on HVAC Pump | 0.74931 | 0.71101 |  | 7391.36 | 1 | 0.94889 | 9864.2677 | 15 |  | 1669 | 2227.3929 | Per End Use Consumption | GSLD | 1.0063 | 0.98564 | 1.0265 | 1.0441 | 1.0994 | 1.0901 | 1.0679 | 1.0965 | 1.0642 | 1.0547 | 1.0277 | 1.0297 | CdaNgsld309 | CdaN | gsld | 309 | 371.6612 | 496.007 | [30 empty] | 0.00044597 | 6.1522e-05 | 2.7421e-05
309 | HVAC | Chiller | Grocery | Existing | VFD on HVAC Pump | 0.65441 | 2.4162 |  | 5451.54 | 1 | 3.6921 | 8330.4348 | 15 |  | 1669 | 2550.3795 | Per End Use Consumption | GSLD | 1.0063 | 0.98564 | 1.0265 | 1.0441 | 1.0994 | 1.0901 | 1.0679 | 1.0965 | 1.0642 | 1.0547 | 1.0277 | 1.0297 | CgrEgsld309 | CgrE | gsld | 309 | 274.1209 | 418.8809 | [30 empty] | 0 | 0 | 0
309 | HVAC | Chiller | Grocery | New | VFD on HVAC Pump | 0.65441 | 2.4162 |  | 5451.54 | 1 | 3.6921 | 8330.4348 | 15 |  | 1669 | 2550.3795 | Per End Use Consumption | GSLD | 1.0063 | 0.98564 | 1.0265 | 1.0441 | 1.0994 | 1.0901 | 1.0679 | 1.0965 | 1.0642 | 1.0547 | 1.0277 | 1.0297 | CgrNgsld309 | CgrN | gsld | 309 | 274.1209 | 418.8809 | [30 empty] | 0 | 0 | 0
309 | HVAC | Chiller | Healthcare | Existing | VFD on HVAC Pump | 0.54436 | 0.71101 |  | 6380.53 | 1 | 1.3061 | 11721.1866 | 15 |  | 1669 | 3065.993 | Per End Use Consumption | GSLD | 1.0063 | 0.98564 | 1.0265 | 1.0441 | 1.0994 | 1.0901 | 1.0679 | 1.0965 | 1.0642 | 1.0547 | 1.0277 | 1.0297 | CheEgsld309 | CheE | gsld | 309 | 320.8335 | 589.3788 | [30 empty] | 0.04862 | 0.0058737 | 0.0037806
309 | HVAC | Chiller | Healthcare | New | VFD on HVAC Pump | 0.54436 | 0.71101 |  | 6380.53 | 1 | 1.3061 | 11721.1866 | 15 |  | 1669 | 3065.993 | Per End Use Consumption | GSLD | 1.0063 | 0.98564 | 1.0265 | 1.0441 | 1.0994 | 1.0901 | 1.0679 | 1.0965 | 1.0642 | 1.0547 | 1.0277 | 1.0297 | CheNgsld309 | CheN | gsld | 309 | 320.8335 | 589.3788 | [30 empty] | 0.00046209 | 4.9745e-05 | 4.1698e-05
309 | HVAC | Chiller | Hospitals | Existing | VFD on HVAC Pump | 0.42324 | 0.23757 |  | 3322.31 | 1 | 0.56132 | 7849.7308 | 15 |  | 1669 | 3943.401 | Per End Use Consumption | GSLD | 1.0063 | 0.98564 | 1.0265 | 1.0441 | 1.0994 | 1.0901 | 1.0679 | 1.0965 | 1.0642 | 1.0547 | 1.0277 | 1.0297 | ChoEgsld309 | ChoE | gsld | 309 | 167.0564 | 394.7096 | [30 empty] | 4.9566 | 0.6909 | 0.29801
309 | HVAC | Chiller | Hospitals | New | VFD on HVAC Pump | 0.42324 | 0.23757 |  | 3322.31 | 1 | 0.56132 | 7849.7308 | 15 |  | 1669 | 3943.401 | Per End Use Consumption | GSLD | 1.0063 | 0.98564 | 1.0265 | 1.0441 | 1.0994 | 1.0901 | 1.0679 | 1.0965 | 1.0642 | 1.0547 | 1.0277 | 1.0297 | ChoNgsld309 | ChoN | gsld | 309 | 167.0564 | 394.7096 | [30 empty] | 0.045944 | 0.0058513 | 0.0032869
309 | HVAC | Chiller | Institutional | Existing | VFD on HVAC Pump | 0.37406 | 0.38237 |  | 3832.37 | 1 | 1.0222 | 10245.4682 | 15 |  | 1669 | 4461.909 | Per End Use Consumption | GSLD | 1.0063 | 0.98564 | 1.0265 | 1.0441 | 1.0994 | 1.0901 | 1.0679 | 1.0965 | 1.0642 | 1.0547 | 1.0277 | 1.0297 | CinEgsld309 | CinE | gsld | 309 | 192.7038 | 515.1749 | [30 empty] | 0.32462 | 0.013696 | 0.049457
309 | HVAC | Chiller | Institutional | New | VFD on HVAC Pump | 0.37406 | 0.38237 |  | 3832.37 | 1 | 1.0222 | 10245.4682 | 15 |  | 1669 | 4461.909 | Per End Use Consumption | GSLD | 1.0063 | 0.98564 | 1.0265 | 1.0441 | 1.0994 | 1.0901 | 1.0679 | 1.0965 | 1.0642 | 1.0547 | 1.0277 | 1.0297 | CinNgsld309 | CinN | gsld | 309 | 192.7038 | 515.1749 | [30 empty] | 0.0034074 | 0.00011599 | 0.00054549
309 | HVAC | Chiller | Lodging/Hospitality | Existing | VFD on HVAC Pump | 0.50311 | 1.7619 |  | 5301.78 | 1 | 3.502 | 10538.0901 | 15 |  | 1669 | 3317.3901 | Per End Use Consumption | GSLD | 1.0063 | 0.98564 | 1.0265 | 1.0441 | 1.0994 | 1.0901 | 1.0679 | 1.0965 | 1.0642 | 1.0547 | 1.0277 | 1.0297 | CloEgsld309 | CloE | gsld | 309 | 266.5905 | 529.8889 | [30 empty] | 0.75676 | 0.10459 | 0.13873
309 | HVAC | Chiller | Lodging/Hospitality | New | VFD on HVAC Pump | 0.50311 | 1.7619 |  | 5301.78 | 1 | 3.502 | 10538.0901 | 15 |  | 1669 | 3317.3901 | Per End Use Consumption | GSLD | 1.0063 | 0.98564 | 1.0265 | 1.0441 | 1.0994 | 1.0901 | 1.0679 | 1.0965 | 1.0642 | 1.0547 | 1.0277 | 1.0297 | CloNgsld309 | CloN | gsld | 309 | 266.5905 | 529.8889 | [30 empty] | 0.0069483 | 0.0008858 | 0.0015302
309 | HVAC | Chiller | Miscellaneous | Existing | VFD on HVAC Pump | 0.41971 | 4.8421 |  | 3385.59 | 1 | 11.5366 | 8066.4712 | 15 |  | 1669 | 3976.5419 | Per End Use Consumption | GSLD | 1.0063 | 0.98564 | 1.0265 | 1.0441 | 1.0994 | 1.0901 | 1.0679 | 1.0965 | 1.0642 | 1.0547 | 1.0277 | 1.0297 | CmiEgsld309 | CmiE | gsld | 309 | 170.2383 | 405.608 | [30 empty] | 5.4195 | 1.805 | 0
309 | HVAC | Chiller | Miscellaneous | New | VFD on HVAC Pump | 0.41971 | 4.8421 |  | 3385.59 | 1 | 11.5366 | 8066.4712 | 15 |  | 1669 | 3976.5419 | Per End Use Consumption | GSLD | 1.0063 | 0.98564 | 1.0265 | 1.0441 | 1.0994 | 1.0901 | 1.0679 | 1.0965 | 1.0642 | 1.0547 | 1.0277 | 1.0297 | CmiNgsld309 | CmiN | gsld | 309 | 170.2383 | 405.608 | [30 empty] | 0.045898 | 0.015287 | 0
309 | HVAC | Chiller | Offices | Existing | VFD on HVAC Pump | 0.84996 | 4.0386 |  | 4324.71 | 1 | 4.7515 | 5088.1282 | 15 |  | 1669 | 1963.6197 | Per End Use Consumption | GSLD | 1.0063 | 0.98564 | 1.0265 | 1.0441 | 1.0994 | 1.0901 | 1.0679 | 1.0965 | 1.0642 | 1.0547 | 1.0277 | 1.0297 | CofEgsld309 | CofE | gsld | 309 | 217.4603 | 255.8474 | [30 empty] | 4.4995 | 1.1261 | 2.5477
309 | HVAC | Chiller | Offices | New | VFD on HVAC Pump | 0.84996 | 4.0386 |  | 4324.71 | 1 | 4.7515 | 5088.1282 | 15 |  | 1669 | 1963.6197 | Per End Use Consumption | GSLD | 1.0063 | 0.98564 | 1.0265 | 1.0441 | 1.0994 | 1.0901 | 1.0679 | 1.0965 | 1.0642 | 1.0547 | 1.0277 | 1.0297 | CofNgsld309 | CofN | gsld | 309 | 217.4603 | 255.8474 | [30 empty] | 0.04097 | 0.0095374 | 0.0281
309 | HVAC | Chiller | Restaurants | Existing | VFD on HVAC Pump | 0.27576 | 1.127 |  | 2438.9 | 1 | 4.0869 | 8844.1706 | 15 |  | 1669 | 6052.2862 | Per End Use Consumption | GSLD | 1.0063 | 0.98564 | 1.0265 | 1.0441 | 1.0994 | 1.0901 | 1.0679 | 1.0965 | 1.0642 | 1.0547 | 1.0277 | 1.0297 | CreEgsld309 | CreE | gsld | 309 | 122.6357 | 444.7132 | [30 empty] | 0.16443 | 0.024046 | 0.061205
309 | HVAC | Chiller | Restaurants | New | VFD on HVAC Pump | 0.27576 | 1.127 |  | 2438.9 | 1 | 4.0869 | 8844.1706 | 15 |  | 1669 | 6052.2862 | Per End Use Consumption | GSLD | 1.0063 | 0.98564 | 1.0265 | 1.0441 | 1.0994 | 1.0901 | 1.0679 | 1.0965 | 1.0642 | 1.0547 | 1.0277 | 1.0297 | CreNgsld309 | CreN | gsld | 309 | 122.6357 | 444.7132 | [30 empty] | 0.0015965 | 0.00020364 | 0.00067507
309 | HVAC | Chiller | Retail | Existing | VFD on HVAC Pump | 0.3184 | 4.301 |  | 2843.9 | 1 | 13.508 | 8931.8296 | 15 |  | 1669 | 5241.8241 | Per End Use Consumption | GSLD | 1.0063 | 0.98564 | 1.0265 | 1.0441 | 1.0994 | 1.0901 | 1.0679 | 1.0965 | 1.0642 | 1.0547 | 1.0277 | 1.0297 | CrtEgsld309 | CrtE | gsld | 309 | 143.0004 | 449.121 | [30 empty] | 0.0065781 | 0.0021909 | 0
309 | HVAC | Chiller | Retail | New | VFD on HVAC Pump | 0.3184 | 4.301 |  | 2843.9 | 1 | 13.508 | 8931.8296 | 15 |  | 1669 | 5241.8241 | Per End Use Consumption | GSLD | 1.0063 | 0.98564 | 1.0265 | 1.0441 | 1.0994 | 1.0901 | 1.0679 | 1.0965 | 1.0642 | 1.0547 | 1.0277 | 1.0297 | CrtNgsld309 | CrtN | gsld | 309 | 143.0004 | 449.121 | [30 empty] | 5.5711e-05 | 1.8555e-05 | 0
309 | HVAC | Chiller | Schools K-12 | Existing | VFD on HVAC Pump | 0.37222 | 5.7936 |  | 3660.66 | 1 | 15.565 | 9834.753 | 15 |  | 1669 | 4483.9463 | Per End Use Consumption | GSLD | 1.0063 | 0.98564 | 1.0265 | 1.0441 | 1.0994 | 1.0901 | 1.0679 | 1.0965 | 1.0642 | 1.0547 | 1.0277 | 1.0297 | CscEgsld309 | CscE | gsld | 309 | 184.0697 | 494.5229 | [30 empty] | 0.69165 | 0.2053 | 0.17144
309 | HVAC | Chiller | Schools K-12 | New | VFD on HVAC Pump | 0.37222 | 5.7936 |  | 3660.66 | 1 | 15.565 | 9834.753 | 15 |  | 1669 | 4483.9463 | Per End Use Consumption | GSLD | 1.0063 | 0.98564 | 1.0265 | 1.0441 | 1.0994 | 1.0901 | 1.0679 | 1.0965 | 1.0642 | 1.0547 | 1.0277 | 1.0297 | CscNgsld309 | CscN | gsld | 309 | 184.0697 | 494.5229 | [30 empty] | 0.0060504 | 0.0017387 | 0.0018909
309 | HVAC | Chiller | Warehouse | Existing | VFD on HVAC Pump | 0.1082 | 4.4269 |  | 2268.03 | 1 | 40.9155 | 20962.3919 | 15 |  | 1669 | 15425.8242 | Per End Use Consumption | GSLD | 1.0063 | 0.98564 | 1.0265 | 1.0441 | 1.0994 | 1.0901 | 1.0679 | 1.0965 | 1.0642 | 1.0547 | 1.0277 | 1.0297 | CwaEgsld309 | CwaE | gsld | 309 | 114.0438 | 1054.0562 | [30 empty] | 0.013043 | 0.0043441 | 0
309 | HVAC | Chiller | Warehouse | New | VFD on HVAC Pump | 0.1082 | 4.4269 |  | 2268.03 | 1 | 40.9155 | 20962.3919 | 15 |  | 1669 | 15425.8242 | Per End Use Consumption | GSLD | 1.0063 | 0.98564 | 1.0265 | 1.0441 | 1.0994 | 1.0901 | 1.0679 | 1.0965 | 1.0642 | 1.0547 | 1.0277 | 1.0297 | CwaNgsld309 | CwaN | gsld | 309 | 114.0438 | 1054.0562 | [30 empty] | 0.00011046 | 3.6791e-05 | 0
310 | HVAC | Controls | Assembly | Existing | Advanced Rooftop Controller | 0.62807 | 0.44725 |  | 2226.87 | 1 | 0.7121 | 3545.5611 | 15 |  | 2480 | 3948.5877 | Per End Use Consumption | GSLD | 1 | 1 | 1 | 1 | 1 | 1 | 1 | 1 | 1 | 1 | 1 | 1 | CasEgsld310 | CasE | gsld | 310 | 111.9742 | 178.2822 | [30 empty] | 45.6398 | 12.8724 | 9.1664
310 | HVAC | Controls | Assembly | New | Advanced Rooftop Controller | 0.62807 | 0.44725 |  | 2226.87 | 1 | 0.7121 | 3545.5611 | 15 |  | 2480 | 3948.5877 | Per End Use Consumption | GSLD | 1 | 1 | 1 | 1 | 1 | 1 | 1 | 1 | 1 | 1 | 1 | 1 | CasNgsld310 | CasN | gsld | 310 | 111.9742 | 178.2822 | [30 empty] | 0.50339 | 0.14198 | 0.1011
310 | HVAC | Controls | College and University | Existing | Advanced Rooftop Controller | 0.32501 | 0.25662 |  | 2226.87 | 1 | 0.7896 | 6851.7404 | 15 |  | 2480 | 7630.583 | Per End Use Consumption | GSLD | 1 | 1 | 1 | 1 | 1 | 1 | 1 | 1 | 1 | 1 | 1 | 1 | CcoEgsld310 | CcoE | gsld | 310 | 111.9742 | 344.5274 | [30 empty] | 4.4917 | 0.65556 | 0.51763
310 | HVAC | Controls | College and University | New | Advanced Rooftop Controller | 0.32501 | 0.25662 |  | 2226.87 | 1 | 0.7896 | 6851.7404 | 15 |  | 2480 | 7630.583 | Per End Use Consumption | GSLD | 1 | 1 | 1 | 1 | 1 | 1 | 1 | 1 | 1 | 1 | 1 | 1 | CcoNgsld310 | CcoN | gsld | 310 | 111.9742 | 344.5274 | [30 empty] | 0.049586 | 0.0072371 | 0.0057143
310 | HVAC | Controls | Data Center | Existing | Advanced Rooftop Controller | 0.32501 | 0.25662 |  | 2226.87 | 1 | 0.7896 | 6851.7404 | 15 |  | 2480 | 7630.583 | Per End Use Consumption | GSLD | 1 | 1 | 1 | 1 | 1 | 1 | 1 | 1 | 1 | 1 | 1 | 1 | CdaEgsld310 | CdaE | gsld | 310 | 111.9742 | 344.5274 | [30 empty] | 0.04574 | 0.0066756 | 0.005271
310 | HVAC | Controls | Data Center | New | Advanced Rooftop Controller | 0.32501 | 0.25662 |  | 2226.87 | 1 | 0.7896 | 6851.7404 | 15 |  | 2480 | 7630.583 | Per End Use Consumption | GSLD | 1 | 1 | 1 | 1 | 1 | 1 | 1 | 1 | 1 | 1 | 1 | 1 | CdaNgsld310 | CdaN | gsld | 310 | 111.9742 | 344.5274 | [30 empty] | 0.00054092 | 7.8946e-05 | 6.2336e-05
310 | HVAC | Controls | Grocery | Existing | Advanced Rooftop Controller | 0.49413 | 0.36803 |  | 2226.88 | 1 | 0.74481 | 4506.7038 | 15 |  | 2480 | 5018.9617 | Per End Use Consumption | GSLD | 1 | 1 | 1 | 1 | 1 | 1 | 1 | 1 | 1 | 1 | 1 | 1 | CgrEgsld310 | CgrE | gsld | 310 | 111.9747 | 226.6115 | [30 empty] | 45.9611 | 10.1984 | 7.5959
310 | HVAC | Controls | Grocery | New | Advanced Rooftop Controller | 0.49413 | 0.36803 |  | 2226.88 | 1 | 0.74481 | 4506.7038 | 15 |  | 2480 | 5018.9617 | Per End Use Consumption | GSLD | 1 | 1 | 1 | 1 | 1 | 1 | 1 | 1 | 1 | 1 | 1 | 1 | CgrNgsld310 | CgrN | gsld | 310 | 111.9747 | 226.6115 | [30 empty] | 0.50693 | 0.11248 | 0.08378
310 | HVAC | Controls | Healthcare | Existing | Advanced Rooftop Controller | 0.32501 | 0.25662 |  | 2226.87 | 1 | 0.7896 | 6851.7404 | 15 |  | 2480 | 7630.583 | Per End Use Consumption | GSLD | 1 | 1 | 1 | 1 | 1 | 1 | 1 | 1 | 1 | 1 | 1 | 1 | CheEgsld310 | CheE | gsld | 310 | 111.9742 | 344.5274 | [30 empty] | 22.0743 | 3.2217 | 2.5438
310 | HVAC | Controls | Healthcare | New | Advanced Rooftop Controller | 0.32501 | 0.25662 |  | 2226.87 | 1 | 0.7896 | 6851.7404 | 15 |  | 2480 | 7630.583 | Per End Use Consumption | GSLD | 1 | 1 | 1 | 1 | 1 | 1 | 1 | 1 | 1 | 1 | 1 | 1 | CheNgsld310 | CheN | gsld | 310 | 111.9742 | 344.5274 | [30 empty] | 0.24362 | 0.035556 | 0.028075
310 | HVAC | Controls | Hospitals | Existing | Advanced Rooftop Controller | 0.32501 | 0.25662 |  | 2226.87 | 1 | 0.7896 | 6851.7404 | 15 |  | 2480 | 7630.583 | Per End Use Consumption | GSLD | 1 | 1 | 1 | 1 | 1 | 1 | 1 | 1 | 1 | 1 | 1 | 1 | ChoEgsld310 | ChoE | gsld | 310 | 111.9742 | 344.5274 | [30 empty] | 0.31432 | 0.045875 | 0.036223
310 | HVAC | Controls | Hospitals | New | Advanced Rooftop Controller | 0.32501 | 0.25662 |  | 2226.87 | 1 | 0.7896 | 6851.7404 | 15 |  | 2480 | 7630.583 | Per End Use Consumption | GSLD | 1 | 1 | 1 | 1 | 1 | 1 | 1 | 1 | 1 | 1 | 1 | 1 | ChoNgsld310 | ChoN | gsld | 310 | 111.9742 | 344.5274 | [30 empty] | 0.0036657 | 0.00053501 | 0.00042244
310 | HVAC | Controls | Institutional | Existing | Advanced Rooftop Controller | 0.32501 | 0.25663 |  | 2226.88 | 1 | 0.7896 | 6851.7404 | 15 |  | 2480 | 7630.5487 | Per End Use Consumption | GSLD | 1 | 1 | 1 | 1 | 1 | 1 | 1 | 1 | 1 | 1 | 1 | 1 | CinEgsld310 | CinE | gsld | 310 | 111.9747 | 344.5274 | [30 empty] | 26.03 | 3.799 | 2.9997
310 | HVAC | Controls | Institutional | New | Advanced Rooftop Controller | 0.32501 | 0.25663 |  | 2226.88 | 1 | 0.7896 | 6851.7404 | 15 |  | 2480 | 7630.5487 | Per End Use Consumption | GSLD | 1 | 1 | 1 | 1 | 1 | 1 | 1 | 1 | 1 | 1 | 1 | 1 | CinNgsld310 | CinN | gsld | 310 | 111.9747 | 344.5274 | [30 empty] | 0.2871 | 0.041902 | 0.033086
310 | HVAC | Controls | Lodging/Hospitality | Existing | Advanced Rooftop Controller | 0.40322 | 0.16554 |  | 2226.88 | 1 | 0.41054 | 5522.7016 | 15 |  | 2480 | 6150.4436 | Per End Use Consumption | GSLD | 1 | 1 | 1 | 1 | 1 | 1 | 1 | 1 | 1 | 1 | 1 | 1 | CloEgsld310 | CloE | gsld | 310 | 111.9747 | 277.6991 | [30 empty] | 6.8762 | 1.2451 | 0.51115
310 | HVAC | Controls | Lodging/Hospitality | New | Advanced Rooftop Controller | 0.40322 | 0.16554 |  | 2226.88 | 1 | 0.41054 | 5522.7016 | 15 |  | 2480 | 6150.4436 | Per End Use Consumption | GSLD | 1 | 1 | 1 | 1 | 1 | 1 | 1 | 1 | 1 | 1 | 1 | 1 | CloNgsld310 | CloN | gsld | 310 | 111.9747 | 277.6991 | [30 empty] | 0.07591 | 0.013745 | 0.0056429
310 | HVAC | Controls | Miscellaneous | Existing | Advanced Rooftop Controller | 0.62807 | 0.44725 |  | 2226.87 | 1 | 0.7121 | 3545.5611 | 15 |  | 2480 | 3948.5877 | Per End Use Consumption | GSLD | 1 | 1 | 1 | 1 | 1 | 1 | 1 | 1 | 1 | 1 | 1 | 1 | CmiEgsld310 | CmiE | gsld | 310 | 111.9742 | 178.2822 | [30 empty] | 24.4757 | 6.9032 | 4.9157
310 | HVAC | Controls | Miscellaneous | New | Advanced Rooftop Controller | 0.62807 | 0.44725 |  | 2226.87 | 1 | 0.7121 | 3545.5611 | 15 |  | 2480 | 3948.5877 | Per End Use Consumption | GSLD | 1 | 1 | 1 | 1 | 1 | 1 | 1 | 1 | 1 | 1 | 1 | 1 | CmiNgsld310 | CmiN | gsld | 310 | 111.9742 | 178.2822 | [30 empty] | 0.27981 | 0.078918 | 0.056197
310 | HVAC | Controls | Offices | Existing | Advanced Rooftop Controller | 0.62807 | 0.44725 |  | 2226.87 | 1 | 0.7121 | 3545.5611 | 15 |  | 2480 | 3948.5877 | Per End Use Consumption | GSLD | 1 | 1 | 1 | 1 | 1 | 1 | 1 | 1 | 1 | 1 | 1 | 1 | CofEgsld310 | CofE | gsld | 310 | 111.9742 | 178.2822 | [30 empty] | 115.8257 | 32.6678 | 23.2626
310 | HVAC | Controls | Offices | New | Advanced Rooftop Controller | 0.62807 | 0.44725 |  | 2226.87 | 1 | 0.7121 | 3545.5611 | 15 |  | 2480 | 3948.5877 | Per End Use Consumption | GSLD | 1 | 1 | 1 | 1 | 1 | 1 | 1 | 1 | 1 | 1 | 1 | 1 | CofNgsld310 | CofN | gsld | 310 | 111.9742 | 178.2822 | [30 empty] | 1.3698 | 0.38633 | 0.27511
310 | HVAC | Controls | Restaurants | Existing | Advanced Rooftop Controller | 0.49412 | 0.36803 |  | 2226.87 | 1 | 0.74481 | 4506.7038 | 15 |  | 2480 | 5018.9843 | Per End Use Consumption | GSLD | 1 | 1 | 1 | 1 | 1 | 1 | 1 | 1 | 1 | 1 | 1 | 1 | CreEgsld310 | CreE | gsld | 310 | 111.9742 | 226.6115 | [30 empty] | 24.4015 | 5.4145 | 4.0328
310 | HVAC | Controls | Restaurants | New | Advanced Rooftop Controller | 0.49412 | 0.36803 |  | 2226.87 | 1 | 0.74481 | 4506.7038 | 15 |  | 2480 | 5018.9843 | Per End Use Consumption | GSLD | 1 | 1 | 1 | 1 | 1 | 1 | 1 | 1 | 1 | 1 | 1 | 1 | CreNgsld310 | CreN | gsld | 310 | 111.9742 | 226.6115 | [30 empty] | 0.2409 | 0.053455 | 0.039814
310 | HVAC | Controls | Retail | Existing | Advanced Rooftop Controller | 0.62808 | 0.44725 |  | 2226.88 | 1 | 0.7121 | 3545.5611 | 15 |  | 2480 | 3948.57 | Per End Use Consumption | GSLD | 1 | 1 | 1 | 1 | 1 | 1 | 1 | 1 | 1 | 1 | 1 | 1 | CrtEgsld310 | CrtE | gsld | 310 | 111.9747 | 178.2822 | [30 empty] | 29.6189 | 8.3538 | 5.9487
310 | HVAC | Controls | Retail | New | Advanced Rooftop Controller | 0.62808 | 0.44725 |  | 2226.88 | 1 | 0.7121 | 3545.5611 | 15 |  | 2480 | 3948.57 | Per End Use Consumption | GSLD | 1 | 1 | 1 | 1 | 1 | 1 | 1 | 1 | 1 | 1 | 1 | 1 | CrtNgsld310 | CrtN | gsld | 310 | 111.9747 | 178.2822 | [30 empty] | 0.33862 | 0.095504 | 0.068008
310 | HVAC | Controls | Schools K-12 | Existing | Advanced Rooftop Controller | 0.62807 | 0.44725 |  | 2226.87 | 1 | 0.7121 | 3545.5611 | 15 |  | 2480 | 3948.5877 | Per End Use Consumption | GSLD | 1 | 1 | 1 | 1 | 1 | 1 | 1 | 1 | 1 | 1 | 1 | 1 | CscEgsld310 | CscE | gsld | 310 | 111.9742 | 178.2822 | [30 empty] | 3.4255 | 0.96614 | 0.68799
310 | HVAC | Controls | Schools K-12 | New | Advanced Rooftop Controller | 0.62807 | 0.44725 |  | 2226.87 | 1 | 0.7121 | 3545.5611 | 15 |  | 2480 | 3948.5877 | Per End Use Consumption | GSLD | 1 | 1 | 1 | 1 | 1 | 1 | 1 | 1 | 1 | 1 | 1 | 1 | CscNgsld310 | CscN | gsld | 310 | 111.9742 | 178.2822 | [30 empty] | 0.037816 | 0.010666 | 0.007595
310 | HVAC | Controls | Warehouse | Existing | Advanced Rooftop Controller | 0.62808 | 0.44725 |  | 2226.88 | 1 | 0.7121 | 3545.5611 | 15 |  | 2480 | 3948.57 | Per End Use Consumption | GSLD | 1 | 1 | 1 | 1 | 1 | 1 | 1 | 1 | 1 | 1 | 1 | 1 | CwaEgsld310 | CwaE | gsld | 310 | 111.9747 | 178.2822 | [30 empty] | 19.2182 | 5.4203 | 3.8598
310 | HVAC | Controls | Warehouse | New | Advanced Rooftop Controller | 0.62808 | 0.44725 |  | 2226.88 | 1 | 0.7121 | 3545.5611 | 15 |  | 2480 | 3948.57 | Per End Use Consumption | GSLD | 1 | 1 | 1 | 1 | 1 | 1 | 1 | 1 | 1 | 1 | 1 | 1 | CwaNgsld310 | CwaN | gsld | 310 | 111.9747 | 178.2822 | [30 empty] | 0.21197 | 0.059785 | 0.042572
311 | HVAC | Controls | Assembly | Existing | Facility Commissioning_SC | 6.6525 | 0 |  | 19973.74 | 1 | 0 | 3002.444 | 10 |  | 22379.903 | 3364.1374 | Per End Use Consumption | GSLD | 1 | 1 | 1 | 1 | 1 | 1 | 1 | 1 | 1 | 1 | 1 | 1 | CasEgsld311 | CasE | gsld | 311 | 1004.3436 | 150.9725 | [30 empty] | 4.3513 | 1.4492 | 0
311 | HVAC | Controls | Assembly | New | Facility Commissioning_SC | 6.6525 | 0 |  | 19973.74 | 1 | 0 | 3002.444 | 10 |  | 22379.903 | 3364.1374 | Per End Use Consumption | GSLD | 1 | 1 | 1 | 1 | 1 | 1 | 1 | 1 | 1 | 1 | 1 | 1 | CasNgsld311 | CasN | gsld | 311 | 1004.3436 | 150.9725 | [30 empty] | 0.015662 | 0.0052166 | 0
311 | HVAC | Controls | College and University | Existing | Facility Commissioning_SC | 1.6298 | 0 |  | 8038.28 | 1 | 0 | 4932.1338 | 10 |  | 23363.9484 | 14335.6689 | Per End Use Consumption | GSLD | 1 | 1 | 1 | 1 | 1 | 1 | 1 | 1 | 1 | 1 | 1 | 1 | CcoEgsld311 | CcoE | gsld | 311 | 404.1904 | 248.0035 | [30 empty] | 0.39237 | 0.079553 | 0
311 | HVAC | Controls | College and University | New | Facility Commissioning_SC | 1.6298 | 0 |  | 8038.28 | 1 | 0 | 4932.1338 | 10 |  | 23363.9484 | 14335.6689 | Per End Use Consumption | GSLD | 1 | 1 | 1 | 1 | 1 | 1 | 1 | 1 | 1 | 1 | 1 | 1 | CcoNgsld311 | CcoN | gsld | 311 | 404.1904 | 248.0035 | [30 empty] | 0.002843 | 0.00057641 | 0
311 | HVAC | Controls | Data Center | Existing | Facility Commissioning_SC | 7.9994 | 0 |  | 39454.29 | 1 | 0 | 4932.1338 | 10 |  | 86707.2244 | 10839.1669 | Per End Use Consumption | GSLD | 1 | 1 | 1 | 1 | 1 | 1 | 1 | 1 | 1 | 1 | 1 | 1 | CdaEgsld311 | CdaE | gsld | 311 | 1983.888 | 248.0035 | [30 empty] | 0.055876 | 0.011329 | 0
311 | HVAC | Controls | Data Center | New | Facility Commissioning_SC | 7.9994 | 0 |  | 39454.29 | 1 | 0 | 4932.1338 | 10 |  | 86707.2244 | 10839.1669 | Per End Use Consumption | GSLD | 1 | 1 | 1 | 1 | 1 | 1 | 1 | 1 | 1 | 1 | 1 | 1 | CdaNgsld311 | CdaN | gsld | 311 | 1983.888 | 248.0035 | [30 empty] | 0.00020285 | 4.1127e-05 | 0
311 | HVAC | Controls | Grocery | Existing | Facility Commissioning_SC | 0.46035 | 0 |  | 1623.36 | 1 | 0 | 3526.3542 | 10 |  | 1691.0002 | 3673.286 | Per End Use Consumption | GSLD | 1 | 1 | 1 | 1 | 1 | 1 | 1 | 1 | 1 | 1 | 1 | 1 | CgrEgsld311 | CgrE | gsld | 311 | 81.6277 | 177.3164 | [30 empty] | 1.2669 | 0.35927 | 0
311 | HVAC | Controls | Grocery | New | Facility Commissioning_SC | 0.46035 | 0 |  | 1623.36 | 1 | 0 | 3526.3542 | 10 |  | 1691.0002 | 3673.286 | Per End Use Consumption | GSLD | 1 | 1 | 1 | 1 | 1 | 1 | 1 | 1 | 1 | 1 | 1 | 1 | CgrNgsld311 | CgrN | gsld | 311 | 81.6277 | 177.3164 | [30 empty] | 0.0069481 | 0.0019703 | 0
311 | HVAC | Controls | Healthcare | Existing | Facility Commissioning_SC | 0.68331 | 0 |  | 3370.16 | 1 | 0 | 4932.1338 | 10 |  | 5047.0719 | 7386.2469 | Per End Use Consumption | GSLD | 1 | 1 | 1 | 1 | 1 | 1 | 1 | 1 | 1 | 1 | 1 | 1 | CheEgsld311 | CheE | gsld | 311 | 169.4624 | 248.0035 | [30 empty] | 0 | 0 | 0
311 | HVAC | Controls | Healthcare | New | Facility Commissioning_SC | 0.68331 | 0 |  | 3370.16 | 1 | 0 | 4932.1338 | 10 |  | 5047.0719 | 7386.2469 | Per End Use Consumption | GSLD | 1 | 1 | 1 | 1 | 1 | 1 | 1 | 1 | 1 | 1 | 1 | 1 | CheNgsld311 | CheN | gsld | 311 | 169.4624 | 248.0035 | [30 empty] | 0 | 0 | 0
311 | HVAC | Controls | Hospitals | Existing | Facility Commissioning_SC | 60.1242 | 0 |  | 296540.43 | 1 | 0 | 4932.1338 | 10 |  | 173974.1395 | 2893.581 | Per End Use Consumption | GSLD | 1 | 1 | 1 | 1 | 1 | 1 | 1 | 1 | 1 | 1 | 1 | 1 | ChoEgsld311 | ChoE | gsld | 311 | 14911.002 | 248.0035 | [30 empty] | 0 | 0 | 0
311 | HVAC | Controls | Hospitals | New | Facility Commissioning_SC | 60.1242 | 0 |  | 296540.43 | 1 | 0 | 4932.1338 | 10 |  | 173974.1395 | 2893.581 | Per End Use Consumption | GSLD | 1 | 1 | 1 | 1 | 1 | 1 | 1 | 1 | 1 | 1 | 1 | 1 | ChoNgsld311 | ChoN | gsld | 311 | 14911.002 | 248.0035 | [30 empty] | 0 | 0 | 0
311 | HVAC | Controls | Institutional | Existing | Facility Commissioning_SC | 0.79956 | 0 |  | 3943.53 | 1 | 0 | 4932.1338 | 10 |  | 13493.4842 | 16876.1668 | Per End Use Consumption | GSLD | 1 | 1 | 1 | 1 | 1 | 1 | 1 | 1 | 1 | 1 | 1 | 1 | CinEgsld311 | CinE | gsld | 311 | 198.2933 | 248.0035 | [30 empty] | 2.6394 | 0.53515 | 0
311 | HVAC | Controls | Institutional | New | Facility Commissioning_SC | 0.79956 | 0 |  | 3943.53 | 1 | 0 | 4932.1338 | 10 |  | 13493.4842 | 16876.1668 | Per End Use Consumption | GSLD | 1 | 1 | 1 | 1 | 1 | 1 | 1 | 1 | 1 | 1 | 1 | 1 | CinNgsld311 | CinN | gsld | 311 | 198.2933 | 248.0035 | [30 empty] | 0.0094909 | 0.0019243 | 0
311 | HVAC | Controls | Lodging/Hospitality | Existing | Facility Commissioning_SC | 6.1484 | 0 |  | 32104.93 | 1 | 0 | 5221.6594 | 10 |  | 43391.8273 | 7057.4004 | Per End Use Consumption | GSLD | 1 | 1 | 1 | 1 | 1 | 1 | 1 | 1 | 1 | 1 | 1 | 1 | CloEgsld311 | CloE | gsld | 311 | 1614.3386 | 262.5618 | [30 empty] | 2.8932 | 0.55408 | 0
311 | HVAC | Controls | Lodging/Hospitality | New | Facility Commissioning_SC | 6.1484 | 0 |  | 32104.93 | 1 | 0 | 5221.6594 | 10 |  | 43391.8273 | 7057.4004 | Per End Use Consumption | GSLD | 1 | 1 | 1 | 1 | 1 | 1 | 1 | 1 | 1 | 1 | 1 | 1 | CloNgsld311 | CloN | gsld | 311 | 1614.3386 | 262.5618 | [30 empty] | 0.02079 | 0.0039815 | 0
311 | HVAC | Controls | Miscellaneous | Existing | Facility Commissioning_SC | 2.3779 | 0 |  | 7139.62 | 1 | 0 | 3002.444 | 10 |  | 28697.826 | 12068.3755 | Per End Use Consumption | GSLD | 1 | 1 | 1 | 1 | 1 | 1 | 1 | 1 | 1 | 1 | 1 | 1 | CmiEgsld311 | CmiE | gsld | 311 | 359.0029 | 150.9725 | [30 empty] | 0 | 0 | 0
311 | HVAC | Controls | Miscellaneous | New | Facility Commissioning_SC | 2.3779 | 0 |  | 7139.62 | 1 | 0 | 3002.444 | 10 |  | 28697.826 | 12068.3755 | Per End Use Consumption | GSLD | 1 | 1 | 1 | 1 | 1 | 1 | 1 | 1 | 1 | 1 | 1 | 1 | CmiNgsld311 | CmiN | gsld | 311 | 359.0029 | 150.9725 | [30 empty] | 0 | 0 | 0
311 | HVAC | Controls | Offices | Existing | Facility Commissioning_SC | 3.013 | 0 |  | 9046.33 | 1 | 0 | 3002.444 | 10 |  | 12989.8362 | 4311.2794 | Per End Use Consumption | GSLD | 1 | 1 | 1 | 1 | 1 | 1 | 1 | 1 | 1 | 1 | 1 | 1 | CofEgsld311 | CofE | gsld | 311 | 454.8784 | 150.9725 | [30 empty] | 23.066 | 7.6824 | 0
311 | HVAC | Controls | Offices | New | Facility Commissioning_SC | 3.013 | 0 |  | 9046.33 | 1 | 0 | 3002.444 | 10 |  | 12989.8362 | 4311.2794 | Per End Use Consumption | GSLD | 1 | 1 | 1 | 1 | 1 | 1 | 1 | 1 | 1 | 1 | 1 | 1 | CofNgsld311 | CofN | gsld | 311 | 454.8784 | 150.9725 | [30 empty] | 0.082942 | 0.027625 | 0
311 | HVAC | Controls | Restaurants | Existing | Facility Commissioning_SC | 2.2007 | 0 |  | 7760.45 | 1 | 0 | 3526.3542 | 10 |  | 4451.4518 | 2022.743 | Per End Use Consumption | GSLD | 1 | 1 | 1 | 1 | 1 | 1 | 1 | 1 | 1 | 1 | 1 | 1 | CreEgsld311 | CreE | gsld | 311 | 390.2203 | 177.3164 | [30 empty] | 2.1536 | 0.61072 | 0
311 | HVAC | Controls | Restaurants | New | Facility Commissioning_SC | 2.2007 | 0 |  | 7760.45 | 1 | 0 | 3526.3542 | 10 |  | 4451.4518 | 2022.743 | Per End Use Consumption | GSLD | 1 | 1 | 1 | 1 | 1 | 1 | 1 | 1 | 1 | 1 | 1 | 1 | CreNgsld311 | CreN | gsld | 311 | 390.2203 | 177.3164 | [30 empty] | 0.015481 | 0.0043901 | 0
311 | HVAC | Controls | Retail | Existing | Facility Commissioning_SC | 3.8174 | 0 |  | 11461.66 | 1 | 0 | 3002.444 | 10 |  | 19455.1355 | 5096.3783 | Per End Use Consumption | GSLD | 1 | 1 | 1 | 1 | 1 | 1 | 1 | 1 | 1 | 1 | 1 | 1 | CrtEgsld311 | CrtE | gsld | 311 | 576.329 | 150.9725 | [30 empty] | 7.8165 | 2.6034 | 0
311 | HVAC | Controls | Retail | New | Facility Commissioning_SC | 3.8174 | 0 |  | 11461.66 | 1 | 0 | 3002.444 | 10 |  | 19455.1355 | 5096.3783 | Per End Use Consumption | GSLD | 1 | 1 | 1 | 1 | 1 | 1 | 1 | 1 | 1 | 1 | 1 | 1 | CrtNgsld311 | CrtN | gsld | 311 | 576.329 | 150.9725 | [30 empty] | 0.043297 | 0.014421 | 0
311 | HVAC | Controls | Schools K-12 | Existing | Facility Commissioning_SC | 8.5585 | 0 |  | 25696.46 | 1 | 0 | 3002.444 | 10 |  | 36130.4307 | 4221.5774 | Per End Use Consumption | GSLD | 1 | 1 | 1 | 1 | 1 | 1 | 1 | 1 | 1 | 1 | 1 | 1 | CscEgsld311 | CscE | gsld | 311 | 1292.1003 | 150.9725 | [30 empty] | 1.211 | 0.40335 | 0
311 | HVAC | Controls | Schools K-12 | New | Facility Commissioning_SC | 8.5585 | 0 |  | 25696.46 | 1 | 0 | 3002.444 | 10 |  | 36130.4307 | 4221.5774 | Per End Use Consumption | GSLD | 1 | 1 | 1 | 1 | 1 | 1 | 1 | 1 | 1 | 1 | 1 | 1 | CscNgsld311 | CscN | gsld | 311 | 1292.1003 | 150.9725 | [30 empty] | 0.0087022 | 0.0028984 | 0
311 | HVAC | Controls | Warehouse | Existing | Facility Commissioning_SC | 1.0341 | 0 |  | 3104.95 | 1 | 0 | 3002.444 | 10 |  | 20346.8237 | 19675.0989 | Per End Use Consumption | GSLD | 1 | 1 | 1 | 1 | 1 | 1 | 1 | 1 | 1 | 1 | 1 | 1 | CwaEgsld311 | CwaE | gsld | 311 | 156.1268 | 150.9725 | [30 empty] | 0.039822 | 0.013263 | 0
311 | HVAC | Controls | Warehouse | New | Facility Commissioning_SC | 1.0341 | 0 |  | 3104.95 | 1 | 0 | 3002.444 | 10 |  | 20346.8237 | 19675.0989 | Per End Use Consumption | GSLD | 1 | 1 | 1 | 1 | 1 | 1 | 1 | 1 | 1 | 1 | 1 | 1 | CwaNgsld311 | CwaN | gsld | 311 | 156.1268 | 150.9725 | [30 empty] | 0.00021856 | 7.2795e-05 | 0
312 | HVAC | Controls | Assembly | Existing | Facility Commissioning_SH | 0 | 5.7944 |  | 2543.47 | 0 | 5.7944 | 2543.47 | 10 |  | 2849.8725 | 2849.8725 | Per End Use Consumption | GSLD | 1 | 1 | 1 | 1 | 1 | 1 | 1 | 1 | 1 | 1 | 1 | 1 | CasEgsld312 | CasE | gsld | 312 | 127.8938 | 127.8938 | [30 empty] | 14.6348 | 0 | 33.3403
312 | HVAC | Controls | Assembly | New | Facility Commissioning_SH | 0 | 5.7944 |  | 2543.47 | 0 | 5.7944 | 2543.47 | 10 |  | 2849.8725 | 2849.8725 | Per End Use Consumption | GSLD | 1 | 1 | 1 | 1 | 1 | 1 | 1 | 1 | 1 | 1 | 1 | 1 | CasNgsld312 | CasN | gsld | 312 | 127.8938 | 127.8938 | [30 empty] | 0.10586 | 0 | 0.24115
312 | HVAC | Controls | College and University | Existing | Facility Commissioning_SH | 0 | 0.24023 |  | 1248.67 | 0 | 0.24023 | 1248.67 | 10 |  | 3629.3662 | 3629.3662 | Per End Use Consumption | GSLD | 1 | 1 | 1 | 1 | 1 | 1 | 1 | 1 | 1 | 1 | 1 | 1 | CcoEgsld312 | CcoE | gsld | 312 | 62.7871 | 62.7871 | [30 empty] | 0 | 0 | 0
312 | HVAC | Controls | College and University | New | Facility Commissioning_SH | 0 | 0.24023 |  | 1248.67 | 0 | 0.24023 | 1248.67 | 10 |  | 3629.3662 | 3629.3662 | Per End Use Consumption | GSLD | 1 | 1 | 1 | 1 | 1 | 1 | 1 | 1 | 1 | 1 | 1 | 1 | CcoNgsld312 | CcoN | gsld | 312 | 62.7871 | 62.7871 | [30 empty] | 0 | 0 | 0
312 | HVAC | Controls | Data Center | Existing | Facility Commissioning_SH | 0 | 1.8333 |  | 9529.21 | 0 | 1.8333 | 9529.21 | 10 |  | 20941.9901 | 20941.9901 | Per End Use Consumption | GSLD | 1 | 1 | 1 | 1 | 1 | 1 | 1 | 1 | 1 | 1 | 1 | 1 | CdaEgsld312 | CdaE | gsld | 312 | 479.1592 | 479.1592 | [30 empty] | 0 | 0 | 0
312 | HVAC | Controls | Data Center | New | Facility Commissioning_SH | 0 | 1.8333 |  | 9529.21 | 0 | 1.8333 | 9529.21 | 10 |  | 20941.9901 | 20941.9901 | Per End Use Consumption | GSLD | 1 | 1 | 1 | 1 | 1 | 1 | 1 | 1 | 1 | 1 | 1 | 1 | CdaNgsld312 | CdaN | gsld | 312 | 479.1592 | 479.1592 | [30 empty] | 0 | 0 | 0
312 | HVAC | Controls | Grocery | Existing | Facility Commissioning_SH | 0 | 0.84812 |  | 1103.55 | 0 | 0.84812 | 1103.55 | 10 |  | 1149.5314 | 1149.5314 | Per End Use Consumption | GSLD | 1 | 1 | 1 | 1 | 1 | 1 | 1 | 1 | 1 | 1 | 1 | 1 | CgrEgsld312 | CgrE | gsld | 312 | 55.49 | 55.49 | [30 empty] | 1.2688 | 0 | 0.97508
312 | HVAC | Controls | Grocery | New | Facility Commissioning_SH | 0 | 0.84812 |  | 1103.55 | 0 | 0.84812 | 1103.55 | 10 |  | 1149.5314 | 1149.5314 | Per End Use Consumption | GSLD | 1 | 1 | 1 | 1 | 1 | 1 | 1 | 1 | 1 | 1 | 1 | 1 | CgrNgsld312 | CgrN | gsld | 312 | 55.49 | 55.49 | [30 empty] | 0.013994 | 0 | 0.010755
312 | HVAC | Controls | Healthcare | Existing | Facility Commissioning_SH | 0 | 0.32859 |  | 1707.96 | 0 | 0.32859 | 1707.96 | 10 |  | 2557.8005 | 2557.8005 | Per End Use Consumption | GSLD | 1 | 1 | 1 | 1 | 1 | 1 | 1 | 1 | 1 | 1 | 1 | 1 | CheEgsld312 | CheE | gsld | 312 | 85.8817 | 85.8817 | [30 empty] | 0.16178 | 0 | 0.031125
312 | HVAC | Controls | Healthcare | New | Facility Commissioning_SH | 0 | 0.32859 |  | 1707.96 | 0 | 0.32859 | 1707.96 | 10 |  | 2557.8005 | 2557.8005 | Per End Use Consumption | GSLD | 1 | 1 | 1 | 1 | 1 | 1 | 1 | 1 | 1 | 1 | 1 | 1 | CheNgsld312 | CheN | gsld | 312 | 85.8817 | 85.8817 | [30 empty] | 0.0023404 | 0 | 0.00045026
312 | HVAC | Controls | Hospitals | Existing | Facility Commissioning_SH | 0 | 6.7324 |  | 34993.58 | 0 | 6.7324 | 34993.58 | 10 |  | 20530.0099 | 20530.0099 | Per End Use Consumption | GSLD | 1 | 1 | 1 | 1 | 1 | 1 | 1 | 1 | 1 | 1 | 1 | 1 | ChoEgsld312 | ChoE | gsld | 312 | 1759.5892 | 1759.5892 | [30 empty] | 0 | 0 | 0
312 | HVAC | Controls | Hospitals | New | Facility Commissioning_SH | 0 | 6.7324 |  | 34993.58 | 0 | 6.7324 | 34993.58 | 10 |  | 20530.0099 | 20530.0099 | Per End Use Consumption | GSLD | 1 | 1 | 1 | 1 | 1 | 1 | 1 | 1 | 1 | 1 | 1 | 1 | ChoNgsld312 | ChoN | gsld | 312 | 1759.5892 | 1759.5892 | [30 empty] | 0 | 0 | 0
312 | HVAC | Controls | Institutional | Existing | Facility Commissioning_SH | 0 | 0.22608 |  | 1175.09 | 0 | 0.22608 | 1175.09 | 10 |  | 4020.7779 | 4020.7779 | Per End Use Consumption | GSLD | 1 | 1 | 1 | 1 | 1 | 1 | 1 | 1 | 1 | 1 | 1 | 1 | CinEgsld312 | CinE | gsld | 312 | 59.0873 | 59.0873 | [30 empty] | 0.78074 | 0 | 0.15021
312 | HVAC | Controls | Institutional | New | Facility Commissioning_SH | 0 | 0.22608 |  | 1175.09 | 0 | 0.22608 | 1175.09 | 10 |  | 4020.7779 | 4020.7779 | Per End Use Consumption | GSLD | 1 | 1 | 1 | 1 | 1 | 1 | 1 | 1 | 1 | 1 | 1 | 1 | CinNgsld312 | CinN | gsld | 312 | 59.0873 | 59.0873 | [30 empty] | 0.0056472 | 0 | 0.0010865
312 | HVAC | Controls | Lodging/Hospitality | Existing | Facility Commissioning_SH | 0 | 2.426 |  | 3683.03 | 0 | 2.426 | 3683.03 | 10 |  | 4977.8461 | 4977.8461 | Per End Use Consumption | GSLD | 1 | 1 | 1 | 1 | 1 | 1 | 1 | 1 | 1 | 1 | 1 | 1 | CloEgsld312 | CloE | gsld | 312 | 185.1945 | 185.1945 | [30 empty] | 0.0056052 | 0 | 0.0036922
312 | HVAC | Controls | Lodging/Hospitality | New | Facility Commissioning_SH | 0 | 2.426 |  | 3683.03 | 0 | 2.426 | 3683.03 | 10 |  | 4977.8461 | 4977.8461 | Per End Use Consumption | GSLD | 1 | 1 | 1 | 1 | 1 | 1 | 1 | 1 | 1 | 1 | 1 | 1 | CloNgsld312 | CloN | gsld | 312 | 185.1945 | 185.1945 | [30 empty] | 8.1087e-05 | 0 | 5.3412e-05
312 | HVAC | Controls | Miscellaneous | Existing | Facility Commissioning_SH | 0 | 9.1183 |  | 4002.51 | 0 | 9.1183 | 4002.51 | 10 |  | 16088.1581 | 16088.1581 | Per End Use Consumption | GSLD | 1 | 1 | 1 | 1 | 1 | 1 | 1 | 1 | 1 | 1 | 1 | 1 | CmiEgsld312 | CmiE | gsld | 312 | 201.259 | 201.259 | [30 empty] | 0 | 0 | 0
312 | HVAC | Controls | Miscellaneous | New | Facility Commissioning_SH | 0 | 9.1183 |  | 4002.51 | 0 | 9.1183 | 4002.51 | 10 |  | 16088.1581 | 16088.1581 | Per End Use Consumption | GSLD | 1 | 1 | 1 | 1 | 1 | 1 | 1 | 1 | 1 | 1 | 1 | 1 | CmiNgsld312 | CmiN | gsld | 312 | 201.259 | 201.259 | [30 empty] | 0 | 0 | 0
312 | HVAC | Controls | Offices | Existing | Facility Commissioning_SH | 0 | 10.466 |  | 4594.06 | 0 | 10.466 | 4594.06 | 10 |  | 6596.7179 | 6596.7179 | Per End Use Consumption | GSLD | 1 | 1 | 1 | 1 | 1 | 1 | 1 | 1 | 1 | 1 | 1 | 1 | CofEgsld312 | CofE | gsld | 312 | 231.004 | 231.004 | [30 empty] | 11.7171 | 0 | 26.6933
312 | HVAC | Controls | Offices | New | Facility Commissioning_SH | 0 | 10.466 |  | 4594.06 | 0 | 10.466 | 4594.06 | 10 |  | 6596.7179 | 6596.7179 | Per End Use Consumption | GSLD | 1 | 1 | 1 | 1 | 1 | 1 | 1 | 1 | 1 | 1 | 1 | 1 | CofNgsld312 | CofN | gsld | 312 | 231.004 | 231.004 | [30 empty] | 0.084751 | 0 | 0.19308
312 | HVAC | Controls | Restaurants | Existing | Facility Commissioning_SH | 0 | 2.1783 |  | 2834.32 | 0 | 2.1783 | 2834.32 | 10 |  | 1625.787 | 1625.787 | Per End Use Consumption | GSLD | 1 | 1 | 1 | 1 | 1 | 1 | 1 | 1 | 1 | 1 | 1 | 1 | CreEgsld312 | CreE | gsld | 312 | 142.5187 | 142.5187 | [30 empty] | 0 | 0 | 0
312 | HVAC | Controls | Restaurants | New | Facility Commissioning_SH | 0 | 2.1783 |  | 2834.32 | 0 | 2.1783 | 2834.32 | 10 |  | 1625.787 | 1625.787 | Per End Use Consumption | GSLD | 1 | 1 | 1 | 1 | 1 | 1 | 1 | 1 | 1 | 1 | 1 | 1 | CreNgsld312 | CreN | gsld | 312 | 142.5187 | 142.5187 | [30 empty] | 0 | 0 | 0
312 | HVAC | Controls | Retail | Existing | Facility Commissioning_SH | 0 | 9.2708 |  | 4069.45 | 0 | 9.2708 | 4069.45 | 10 |  | 6907.5249 | 6907.5249 | Per End Use Consumption | GSLD | 1 | 1 | 1 | 1 | 1 | 1 | 1 | 1 | 1 | 1 | 1 | 1 | CrtEgsld312 | CrtE | gsld | 312 | 204.625 | 204.625 | [30 empty] | 0 | 0 | 0
312 | HVAC | Controls | Retail | New | Facility Commissioning_SH | 0 | 9.2708 |  | 4069.45 | 0 | 9.2708 | 4069.45 | 10 |  | 6907.5249 | 6907.5249 | Per End Use Consumption | GSLD | 1 | 1 | 1 | 1 | 1 | 1 | 1 | 1 | 1 | 1 | 1 | 1 | CrtNgsld312 | CrtN | gsld | 312 | 204.625 | 204.625 | [30 empty] | 0 | 0 | 0
312 | HVAC | Controls | Schools K-12 | Existing | Facility Commissioning_SH | 0 | 18.226 |  | 8000.34 | 0 | 18.226 | 8000.34 | 10 |  | 11248.8541 | 11248.8541 | Per End Use Consumption | GSLD | 1 | 1 | 1 | 1 | 1 | 1 | 1 | 1 | 1 | 1 | 1 | 1 | CscEgsld312 | CscE | gsld | 312 | 402.2827 | 402.2827 | [30 empty] | 4.0676 | 0 | 9.2667
312 | HVAC | Controls | Schools K-12 | New | Facility Commissioning_SH | 0 | 18.226 |  | 8000.34 | 0 | 18.226 | 8000.34 | 10 |  | 11248.8541 | 11248.8541 | Per End Use Consumption | GSLD | 1 | 1 | 1 | 1 | 1 | 1 | 1 | 1 | 1 | 1 | 1 | 1 | CscNgsld312 | CscN | gsld | 312 | 402.2827 | 402.2827 | [30 empty] | 0.058844 | 0 | 0.13405
312 | HVAC | Controls | Warehouse | Existing | Facility Commissioning_SH | 0 | 3.1037 |  | 1362.38 | 0 | 3.1037 | 1362.38 | 10 |  | 8927.714 | 8927.714 | Per End Use Consumption | GSLD | 1 | 1 | 1 | 1 | 1 | 1 | 1 | 1 | 1 | 1 | 1 | 1 | CwaEgsld312 | CwaE | gsld | 312 | 68.5048 | 68.5048 | [30 empty] | 0.58666 | 0 | 1.3365
312 | HVAC | Controls | Warehouse | New | Facility Commissioning_SH | 0 | 3.1037 |  | 1362.38 | 0 | 3.1037 | 1362.38 | 10 |  | 8927.714 | 8927.714 | Per End Use Consumption | GSLD | 1 | 1 | 1 | 1 | 1 | 1 | 1 | 1 | 1 | 1 | 1 | 1 | CwaNgsld312 | CwaN | gsld | 312 | 68.5048 | 68.5048 | [30 empty] | 0.0064707 | 0 | 0.014741
313 | HVAC | Controls | Assembly | Existing | Facility Commissioning_VT | 0.43605 | 0.31051 |  | 1546.03 | 1 | 0.7121 | 3545.5611 | 10 |  | 1732.2745 | 3972.6818 | Per End Use Consumption | GSLD | 1 | 1 | 1 | 1 | 1 | 1 | 1 | 1 | 1 | 1 | 1 | 1 | CasEgsld313 | CasE | gsld | 313 | 77.7393 | 178.2822 | [30 empty] | 13.3855 | 3.7753 | 2.6884
313 | HVAC | Controls | Assembly | New | Facility Commissioning_VT | 0.43605 | 0.31051 |  | 1546.03 | 1 | 0.7121 | 3545.5611 | 10 |  | 1732.2745 | 3972.6818 | Per End Use Consumption | GSLD | 1 | 1 | 1 | 1 | 1 | 1 | 1 | 1 | 1 | 1 | 1 | 1 | CasNgsld313 | CasN | gsld | 313 | 77.7393 | 178.2822 | [30 empty] | 0.096819 | 0.027307 | 0.019445
313 | HVAC | Controls | College and University | Existing | Facility Commissioning_VT | 0.76313 | 0.60257 |  | 5228.79 | 1 | 0.7896 | 6851.7404 | 10 |  | 15197.9254 | 19915.1697 | Per End Use Consumption | GSLD | 1 | 1 | 1 | 1 | 1 | 1 | 1 | 1 | 1 | 1 | 1 | 1 | CcoEgsld313 | CcoE | gsld | 313 | 262.9203 | 344.5274 | [30 empty] | 6.5847 | 0.96103 | 0.75883
313 | HVAC | Controls | College and University | New | Facility Commissioning_VT | 0.76313 | 0.60257 |  | 5228.79 | 1 | 0.7896 | 6851.7404 | 10 |  | 15197.9254 | 19915.1697 | Per End Use Consumption | GSLD | 1 | 1 | 1 | 1 | 1 | 1 | 1 | 1 | 1 | 1 | 1 | 1 | CcoNgsld313 | CcoN | gsld | 313 | 262.9203 | 344.5274 | [30 empty] | 0.095257 | 0.013903 | 0.010977
313 | HVAC | Controls | Data Center | Existing | Facility Commissioning_VT | 4.8555 | 3.8339 |  | 33268.66 | 1 | 0.7896 | 6851.7404 | 10 |  | 73113.2956 | 15057.8149 | Per End Use Consumption | GSLD | 1 | 1 | 1 | 1 | 1 | 1 | 1 | 1 | 1 | 1 | 1 | 1 | CdaEgsld313 | CdaE | gsld | 313 | 1672.8547 | 344.5274 | [30 empty] | 0.42786 | 0.062446 | 0.049307
313 | HVAC | Controls | Data Center | New | Facility Commissioning_VT | 4.8555 | 3.8339 |  | 33268.66 | 1 | 0.7896 | 6851.7404 | 10 |  | 73113.2956 | 15057.8149 | Per End Use Consumption | GSLD | 1 | 1 | 1 | 1 | 1 | 1 | 1 | 1 | 1 | 1 | 1 | 1 | CdaNgsld313 | CdaN | gsld | 313 | 1672.8547 | 344.5274 | [30 empty] | 0.0030948 | 0.00045168 | 0.00035664
313 | HVAC | Controls | Grocery | Existing | Facility Commissioning_VT | 0.37628 | 0.28026 |  | 1695.8 | 1 | 0.74481 | 4506.7038 | 10 |  | 1766.4585 | 4694.4836 | Per End Use Consumption | GSLD | 1 | 1 | 1 | 1 | 1 | 1 | 1 | 1 | 1 | 1 | 1 | 1 | CgrEgsld313 | CgrE | gsld | 313 | 85.2703 | 226.6115 | [30 empty] | 14.8331 | 3.2913 | 2.4514
313 | HVAC | Controls | Grocery | New | Facility Commissioning_VT | 0.37628 | 0.28026 |  | 1695.8 | 1 | 0.74481 | 4506.7038 | 10 |  | 1766.4585 | 4694.4836 | Per End Use Consumption | GSLD | 1 | 1 | 1 | 1 | 1 | 1 | 1 | 1 | 1 | 1 | 1 | 1 | CgrNgsld313 | CgrN | gsld | 313 | 85.2703 | 226.6115 | [30 empty] | 0.1636 | 0.036302 | 0.027038
313 | HVAC | Controls | Healthcare | Existing | Facility Commissioning_VT | 0.86578 | 0.68361 |  | 5932.09 | 1 | 0.7896 | 6851.7404 | 10 |  | 8883.7576 | 10261.0044 | Per End Use Consumption | GSLD | 1 | 1 | 1 | 1 | 1 | 1 | 1 | 1 | 1 | 1 | 1 | 1 | CheEgsld313 | CheE | gsld | 313 | 298.2845 | 344.5274 | [30 empty] | 36.703 | 5.3567 | 4.2297
313 | HVAC | Controls | Healthcare | New | Facility Commissioning_VT | 0.86578 | 0.68361 |  | 5932.09 | 1 | 0.7896 | 6851.7404 | 10 |  | 8883.7576 | 10261.0044 | Per End Use Consumption | GSLD | 1 | 1 | 1 | 1 | 1 | 1 | 1 | 1 | 1 | 1 | 1 | 1 | CheNgsld313 | CheN | gsld | 313 | 298.2845 | 344.5274 | [30 empty] | 0.53095 | 0.077492 | 0.061187
313 | HVAC | Controls | Hospitals | Existing | Facility Commissioning_VT | 32.7569 | 25.8647 |  | 224441.59 | 1 | 0.7896 | 6851.7404 | 10 |  | 131675.2406 | 4019.7745 | Per End Use Consumption | GSLD | 1 | 1 | 1 | 1 | 1 | 1 | 1 | 1 | 1 | 1 | 1 | 1 | ChoEgsld313 | ChoE | gsld | 313 | 11285.6415 | 344.5274 | [30 empty] | 19.8961 | 2.9038 | 2.2928
313 | HVAC | Controls | Hospitals | New | Facility Commissioning_VT | 32.7569 | 25.8647 |  | 224441.59 | 1 | 0.7896 | 6851.7404 | 10 |  | 131675.2406 | 4019.7745 | Per End Use Consumption | GSLD | 1 | 1 | 1 | 1 | 1 | 1 | 1 | 1 | 1 | 1 | 1 | 1 | ChoNgsld313 | ChoN | gsld | 313 | 11285.6415 | 344.5274 | [30 empty] | 0.14391 | 0.021004 | 0.016584
313 | HVAC | Controls | Institutional | Existing | Facility Commissioning_VT | 0.1715 | 0.13542 |  | 1175.09 | 1 | 0.7896 | 6851.7404 | 10 |  | 4020.7779 | 23444.4397 | Per End Use Consumption | GSLD | 1 | 1 | 1 | 1 | 1 | 1 | 1 | 1 | 1 | 1 | 1 | 1 | CinEgsld313 | CinE | gsld | 313 | 59.0873 | 344.5274 | [30 empty] | 5.254 | 0.76681 | 0.60547
313 | HVAC | Controls | Institutional | New | Facility Commissioning_VT | 0.1715 | 0.13542 |  | 1175.09 | 1 | 0.7896 | 6851.7404 | 10 |  | 4020.7779 | 23444.4397 | Per End Use Consumption | GSLD | 1 | 1 | 1 | 1 | 1 | 1 | 1 | 1 | 1 | 1 | 1 | 1 | CinNgsld313 | CinN | gsld | 313 | 59.0873 | 344.5274 | [30 empty] | 0.038003 | 0.0055464 | 0.0043794
313 | HVAC | Controls | Lodging/Hospitality | Existing | Facility Commissioning_VT | 3.5861 | 1.4722 |  | 19804.99 | 1 | 0.41054 | 5522.7016 | 10 |  | 26767.6866 | 7464.2777 | Per End Use Consumption | GSLD | 1 | 1 | 1 | 1 | 1 | 1 | 1 | 1 | 1 | 1 | 1 | 1 | CloEgsld313 | CloE | gsld | 313 | 995.8583 | 277.6991 | [30 empty] | 38.1809 | 6.9135 | 2.8382
313 | HVAC | Controls | Lodging/Hospitality | New | Facility Commissioning_VT | 3.5861 | 1.4722 |  | 19804.99 | 1 | 0.41054 | 5522.7016 | 10 |  | 26767.6866 | 7464.2777 | Per End Use Consumption | GSLD | 1 | 1 | 1 | 1 | 1 | 1 | 1 | 1 | 1 | 1 | 1 | 1 | CloNgsld313 | CloN | gsld | 313 | 995.8583 | 277.6991 | [30 empty] | 0.55234 | 0.10001 | 0.041059
313 | HVAC | Controls | Miscellaneous | Existing | Facility Commissioning_VT | 0.96107 | 0.68438 |  | 3407.54 | 1 | 0.7121 | 3545.5611 | 10 |  | 13696.6659 | 14251.4442 | Per End Use Consumption | GSLD | 1 | 1 | 1 | 1 | 1 | 1 | 1 | 1 | 1 | 1 | 1 | 1 | CmiEgsld313 | CmiE | gsld | 313 | 171.342 | 178.2822 | [30 empty] | 22.9809 | 6.4816 | 4.6155
313 | HVAC | Controls | Miscellaneous | New | Facility Commissioning_VT | 0.96107 | 0.68438 |  | 3407.54 | 1 | 0.7121 | 3545.5611 | 10 |  | 13696.6659 | 14251.4442 | Per End Use Consumption | GSLD | 1 | 1 | 1 | 1 | 1 | 1 | 1 | 1 | 1 | 1 | 1 | 1 | CmiNgsld313 | CmiN | gsld | 313 | 171.342 | 178.2822 | [30 empty] | 0.25347 | 0.07149 | 0.050908
313 | HVAC | Controls | Offices | Existing | Facility Commissioning_VT | 2.1755 | 1.5492 |  | 7713.48 | 1 | 0.7121 | 3545.5611 | 10 |  | 11075.9658 | 5091.1539 | Per End Use Consumption | GSLD | 1 | 1 | 1 | 1 | 1 | 1 | 1 | 1 | 1 | 1 | 1 | 1 | CofEgsld313 | CofE | gsld | 313 | 387.8585 | 178.2822 | [30 empty] | 251.2066 | 70.851 | 50.4528
313 | HVAC | Controls | Offices | New | Facility Commissioning_VT | 2.1755 | 1.5492 |  | 7713.48 | 1 | 0.7121 | 3545.5611 | 10 |  | 11075.9658 | 5091.1539 | Per End Use Consumption | GSLD | 1 | 1 | 1 | 1 | 1 | 1 | 1 | 1 | 1 | 1 | 1 | 1 | CofNgsld313 | CofN | gsld | 313 | 387.8585 | 178.2822 | [30 empty] | 1.817 | 0.51247 | 0.36493
313 | HVAC | Controls | Restaurants | Existing | Facility Commissioning_VT | 0.98854 | 0.73628 |  | 4455.07 | 1 | 0.74481 | 4506.7038 | 10 |  | 2555.4612 | 2585.0788 | Per End Use Consumption | GSLD | 1 | 1 | 1 | 1 | 1 | 1 | 1 | 1 | 1 | 1 | 1 | 1 | CreEgsld313 | CreE | gsld | 313 | 224.0152 | 226.6115 | [30 empty] | 30.4703 | 6.7611 | 5.0358
313 | HVAC | Controls | Restaurants | New | Facility Commissioning_VT | 0.98854 | 0.73628 |  | 4455.07 | 1 | 0.74481 | 4506.7038 | 10 |  | 2555.4612 | 2585.0788 | Per End Use Consumption | GSLD | 1 | 1 | 1 | 1 | 1 | 1 | 1 | 1 | 1 | 1 | 1 | 1 | CreNgsld313 | CreN | gsld | 313 | 224.0152 | 226.6115 | [30 empty] | 0.44079 | 0.097808 | 0.072849
313 | HVAC | Controls | Retail | Existing | Facility Commissioning_VT | 2.3271 | 1.6571 |  | 8250.9 | 1 | 0.7121 | 3545.5611 | 10 |  | 14005.1596 | 6018.2707 | Per End Use Consumption | GSLD | 1 | 1 | 1 | 1 | 1 | 1 | 1 | 1 | 1 | 1 | 1 | 1 | CrtEgsld313 | CrtE | gsld | 313 | 414.8817 | 178.2822 | [30 empty] | 67.1218 | 18.9312 | 13.4809
313 | HVAC | Controls | Retail | New | Facility Commissioning_VT | 2.3271 | 1.6571 |  | 8250.9 | 1 | 0.7121 | 3545.5611 | 10 |  | 14005.1596 | 6018.2707 | Per End Use Consumption | GSLD | 1 | 1 | 1 | 1 | 1 | 1 | 1 | 1 | 1 | 1 | 1 | 1 | CrtNgsld313 | CrtN | gsld | 313 | 414.8817 | 178.2822 | [30 empty] | 0.74033 | 0.2088 | 0.14869
313 | HVAC | Controls | Schools K-12 | Existing | Facility Commissioning_VT | 1.9875 | 1.4153 |  | 7046.66 | 1 | 0.7121 | 3545.5611 | 10 |  | 9907.9352 | 4985.2256 | Per End Use Consumption | GSLD | 1 | 1 | 1 | 1 | 1 | 1 | 1 | 1 | 1 | 1 | 1 | 1 | CscEgsld313 | CscE | gsld | 313 | 354.3286 | 178.2822 | [30 empty] | 6.7675 | 1.9087 | 1.3592
313 | HVAC | Controls | Schools K-12 | New | Facility Commissioning_VT | 1.9875 | 1.4153 |  | 7046.66 | 1 | 0.7121 | 3545.5611 | 10 |  | 9907.9352 | 4985.2256 | Per End Use Consumption | GSLD | 1 | 1 | 1 | 1 | 1 | 1 | 1 | 1 | 1 | 1 | 1 | 1 | CscNgsld313 | CscN | gsld | 313 | 354.3286 | 178.2822 | [30 empty] | 0.097901 | 0.027612 | 0.019663
313 | HVAC | Controls | Warehouse | Existing | Facility Commissioning_VT | 0.21447 | 0.15272 |  | 760.4 | 1 | 0.7121 | 3545.5611 | 10 |  | 4982.9223 | 23234.1606 | Per End Use Consumption | GSLD | 1 | 1 | 1 | 1 | 1 | 1 | 1 | 1 | 1 | 1 | 1 | 1 | CwaEgsld313 | CwaE | gsld | 313 | 38.2353 | 178.2822 | [30 empty] | 1.8711 | 0.52773 | 0.3758
313 | HVAC | Controls | Warehouse | New | Facility Commissioning_VT | 0.21447 | 0.15272 |  | 760.4 | 1 | 0.7121 | 3545.5611 | 10 |  | 4982.9223 | 23234.1606 | Per End Use Consumption | GSLD | 1 | 1 | 1 | 1 | 1 | 1 | 1 | 1 | 1 | 1 | 1 | 1 | CwaNgsld313 | CwaN | gsld | 313 | 38.2353 | 178.2822 | [30 empty] | 0.020638 | 0.0058207 | 0.0041449
314 | HVAC | Controls | Assembly | Existing | Facility Energy Management System_SC | 6.2367 | 0 |  | 18725.38 | 1 | 0 | 3002.444 | 15 |  | 14876.8115 | 2385.3611 | Per End Use | GSLD | 1 | 1 | 1 | 1 | 1 | 1 | 1 | 1 | 1 | 1 | 1 | 1 | CasEgsld314 | CasE | gsld | 314 | 941.572 | 150.9725 | [30 empty] | 0.29424 | 0.098002 | 0
314 | HVAC | Controls | Assembly | New | Facility Energy Management System_SC | 6.2367 | 0 |  | 18725.38 | 1 | 0 | 3002.444 | 15 |  | 14876.8115 | 2385.3611 | Per End Use | GSLD | 1 | 1 | 1 | 1 | 1 | 1 | 1 | 1 | 1 | 1 | 1 | 1 | CasNgsld314 | CasN | gsld | 314 | 941.572 | 150.9725 | [30 empty] | 0.001376 | 0.0004583 | 0
314 | HVAC | Controls | College and University | Existing | Facility Energy Management System_SC | 1.5279 | 0 |  | 7535.89 | 1 | 0 | 4932.1338 | 15 |  | 15530.9607 | 10164.795 | Per End Use | GSLD | 1 | 1 | 1 | 1 | 1 | 1 | 1 | 1 | 1 | 1 | 1 | 1 | CcoEgsld314 | CcoE | gsld | 314 | 378.9287 | 248.0035 | [30 empty] | 0.0035377 | 0.00071728 | 0
314 | HVAC | Controls | College and University | New | Facility Energy Management System_SC | 1.5279 | 0 |  | 7535.89 | 1 | 0 | 4932.1338 | 15 |  | 15530.9607 | 10164.795 | Per End Use | GSLD | 1 | 1 | 1 | 1 | 1 | 1 | 1 | 1 | 1 | 1 | 1 | 1 | CcoNgsld314 | CcoN | gsld | 314 | 378.9287 | 248.0035 | [30 empty] | 0.00011725 | 2.3772e-05 | 0
314 | HVAC | Controls | Data Center | Existing | Facility Energy Management System_SC | 7.4995 | 0 |  | 36988.4 | 1 | 0 | 4932.1338 | 15 |  | 57637.7477 | 7685.574 | Per End Use | GSLD | 1 | 1 | 1 | 1 | 1 | 1 | 1 | 1 | 1 | 1 | 1 | 1 | CdaEgsld314 | CdaE | gsld | 314 | 1859.8951 | 248.0035 | [30 empty] | 0.002116 | 0.00042902 | 0
314 | HVAC | Controls | Data Center | New | Facility Energy Management System_SC | 7.4995 | 0 |  | 36988.4 | 1 | 0 | 4932.1338 | 15 |  | 57637.7477 | 7685.574 | Per End Use | GSLD | 1 | 1 | 1 | 1 | 1 | 1 | 1 | 1 | 1 | 1 | 1 | 1 | CdaNgsld314 | CdaN | gsld | 314 | 1859.8951 | 248.0035 | [30 empty] | 8.3163e-06 | 1.6862e-06 | 0
314 | HVAC | Controls | Grocery | Existing | Facility Energy Management System_SC | 0.43158 | 0 |  | 1521.9 | 1 | 0 | 3526.3542 | 15 |  | 1124.0754 | 2604.5654 | Per End Use | GSLD | 1 | 1 | 1 | 1 | 1 | 1 | 1 | 1 | 1 | 1 | 1 | 1 | CgrEgsld314 | CgrE | gsld | 314 | 76.526 | 177.3164 | [30 empty] | 0.11713 | 0.033216 | 0
314 | HVAC | Controls | Grocery | New | Facility Energy Management System_SC | 0.43158 | 0 |  | 1521.9 | 1 | 0 | 3526.3542 | 15 |  | 1124.0754 | 2604.5654 | Per End Use | GSLD | 1 | 1 | 1 | 1 | 1 | 1 | 1 | 1 | 1 | 1 | 1 | 1 | CgrNgsld314 | CgrN | gsld | 314 | 76.526 | 177.3164 | [30 empty] | 0.0003973 | 0.00011266 | 0
314 | HVAC | Controls | Healthcare | Existing | Facility Energy Management System_SC | 0.6406 | 0 |  | 3159.53 | 1 | 0 | 4932.1338 | 15 |  | 3354.9926 | 5237.2577 | Per End Use | GSLD | 1 | 1 | 1 | 1 | 1 | 1 | 1 | 1 | 1 | 1 | 1 | 1 | CheEgsld314 | CheE | gsld | 314 | 158.8713 | 248.0035 | [30 empty] | 0 | 0 | 0
314 | HVAC | Controls | Healthcare | New | Facility Energy Management System_SC | 0.6406 | 0 |  | 3159.53 | 1 | 0 | 4932.1338 | 15 |  | 3354.9926 | 5237.2577 | Per End Use | GSLD | 1 | 1 | 1 | 1 | 1 | 1 | 1 | 1 | 1 | 1 | 1 | 1 | CheNgsld314 | CheN | gsld | 314 | 158.8713 | 248.0035 | [30 empty] | 0 | 0 | 0
314 | HVAC | Controls | Hospitals | Existing | Facility Energy Management System_SC | 56.3664 | 0 |  | 278006.65 | 1 | 0 | 4932.1338 | 15 |  | 115647.5492 | 2051.7106 | Per End Use | GSLD | 1 | 1 | 1 | 1 | 1 | 1 | 1 | 1 | 1 | 1 | 1 | 1 | ChoEgsld314 | ChoE | gsld | 314 | 13979.0642 | 248.0035 | [30 empty] | 0 | 0 | 0
314 | HVAC | Controls | Hospitals | New | Facility Energy Management System_SC | 56.3664 | 0 |  | 278006.65 | 1 | 0 | 4932.1338 | 15 |  | 115647.5492 | 2051.7106 | Per End Use | GSLD | 1 | 1 | 1 | 1 | 1 | 1 | 1 | 1 | 1 | 1 | 1 | 1 | ChoNgsld314 | ChoN | gsld | 314 | 13979.0642 | 248.0035 | [30 empty] | 0 | 0 | 0
314 | HVAC | Controls | Institutional | Existing | Facility Energy Management System_SC | 0.74959 | 0 |  | 3697.06 | 1 | 0 | 4932.1338 | 15 |  | 8969.6482 | 11966.1313 | Per End Use | GSLD | 1 | 1 | 1 | 1 | 1 | 1 | 1 | 1 | 1 | 1 | 1 | 1 | CinEgsld314 | CinE | gsld | 314 | 185.9 | 248.0035 | [30 empty] | 0.17848 | 0.036188 | 0
314 | HVAC | Controls | Institutional | New | Facility Energy Management System_SC | 0.74959 | 0 |  | 3697.06 | 1 | 0 | 4932.1338 | 15 |  | 8969.6482 | 11966.1313 | Per End Use | GSLD | 1 | 1 | 1 | 1 | 1 | 1 | 1 | 1 | 1 | 1 | 1 | 1 | CinNgsld314 | CinN | gsld | 314 | 185.9 | 248.0035 | [30 empty] | 0.00038911 | 7.8893e-05 | 0
314 | HVAC | Controls | Lodging/Hospitality | Existing | Facility Energy Management System_SC | 5.7641 | 0 |  | 30098.38 | 1 | 0 | 5221.6594 | 15 |  | 28844.2808 | 5004.0903 | Per End Use | GSLD | 1 | 1 | 1 | 1 | 1 | 1 | 1 | 1 | 1 | 1 | 1 | 1 | CloEgsld314 | CloE | gsld | 314 | 1513.4429 | 262.5618 | [30 empty] | 0.02609 | 0.0049966 | 0
314 | HVAC | Controls | Lodging/Hospitality | New | Facility Energy Management System_SC | 5.7641 | 0 |  | 30098.38 | 1 | 0 | 5221.6594 | 15 |  | 28844.2808 | 5004.0903 | Per End Use | GSLD | 1 | 1 | 1 | 1 | 1 | 1 | 1 | 1 | 1 | 1 | 1 | 1 | CloNgsld314 | CloN | gsld | 314 | 1513.4429 | 262.5618 | [30 empty] | 0.00085742 | 0.0001642 | 0
314 | HVAC | Controls | Miscellaneous | Existing | Facility Energy Management System_SC | 2.2293 | 0 |  | 6693.39 | 1 | 0 | 3002.444 | 15 |  | 19076.5867 | 8557.1561 | Per End Use | GSLD | 1 | 1 | 1 | 1 | 1 | 1 | 1 | 1 | 1 | 1 | 1 | 1 | CmiEgsld314 | CmiE | gsld | 314 | 336.5651 | 150.9725 | [30 empty] | 0 | 0 | 0
314 | HVAC | Controls | Miscellaneous | New | Facility Energy Management System_SC | 2.2293 | 0 |  | 6693.39 | 1 | 0 | 3002.444 | 15 |  | 19076.5867 | 8557.1561 | Per End Use | GSLD | 1 | 1 | 1 | 1 | 1 | 1 | 1 | 1 | 1 | 1 | 1 | 1 | CmiNgsld314 | CmiN | gsld | 314 | 336.5651 | 150.9725 | [30 empty] | 0 | 0 | 0
314 | HVAC | Controls | Offices | Existing | Facility Energy Management System_SC | 2.8247 | 0 |  | 8480.93 | 1 | 0 | 3002.444 | 15 |  | 8634.8591 | 3056.9384 | Per End Use | GSLD | 1 | 1 | 1 | 1 | 1 | 1 | 1 | 1 | 1 | 1 | 1 | 1 | CofEgsld314 | CofE | gsld | 314 | 426.4483 | 150.9725 | [30 empty] | 0.87361 | 0.29097 | 0
314 | HVAC | Controls | Offices | New | Facility Energy Management System_SC | 2.8247 | 0 |  | 8480.93 | 1 | 0 | 3002.444 | 15 |  | 8634.8591 | 3056.9384 | Per End Use | GSLD | 1 | 1 | 1 | 1 | 1 | 1 | 1 | 1 | 1 | 1 | 1 | 1 | CofNgsld314 | CofN | gsld | 314 | 426.4483 | 150.9725 | [30 empty] | 0.0034005 | 0.0011326 | 0
314 | HVAC | Controls | Restaurants | Existing | Facility Energy Management System_SC | 2.0632 | 0 |  | 7275.42 | 1 | 0 | 3526.3542 | 15 |  | 2959.0557 | 1434.2373 | Per End Use | GSLD | 1 | 1 | 1 | 1 | 1 | 1 | 1 | 1 | 1 | 1 | 1 | 1 | CreEgsld314 | CreE | gsld | 314 | 365.8314 | 177.3164 | [30 empty] | 0.013666 | 0.0038755 | 0
314 | HVAC | Controls | Restaurants | New | Facility Energy Management System_SC | 2.0632 | 0 |  | 7275.42 | 1 | 0 | 3526.3542 | 15 |  | 2959.0557 | 1434.2373 | Per End Use | GSLD | 1 | 1 | 1 | 1 | 1 | 1 | 1 | 1 | 1 | 1 | 1 | 1 | CreNgsld314 | CreN | gsld | 314 | 365.8314 | 177.3164 | [30 empty] | 0.00063846 | 0.00018106 | 0
314 | HVAC | Controls | Retail | Existing | Facility Energy Management System_SC | 3.5789 | 0 |  | 10745.31 | 1 | 0 | 3002.444 | 15 |  | 12932.6058 | 3613.616 | Per End Use | GSLD | 1 | 1 | 1 | 1 | 1 | 1 | 1 | 1 | 1 | 1 | 1 | 1 | CrtEgsld314 | CrtE | gsld | 314 | 540.3086 | 150.9725 | [30 empty] | 0.40104 | 0.13357 | 0
314 | HVAC | Controls | Retail | New | Facility Energy Management System_SC | 3.5789 | 0 |  | 10745.31 | 1 | 0 | 3002.444 | 15 |  | 12932.6058 | 3613.616 | Per End Use | GSLD | 1 | 1 | 1 | 1 | 1 | 1 | 1 | 1 | 1 | 1 | 1 | 1 | CrtNgsld314 | CrtN | gsld | 314 | 540.3086 | 150.9725 | [30 empty] | 0.0022895 | 0.00076255 | 0
314 | HVAC | Controls | Schools K-12 | Existing | Facility Energy Management System_SC | 8.0236 | 0 |  | 24090.44 | 1 | 0 | 3002.444 | 15 |  | 24017.3431 | 2993.3338 | Per End Use | GSLD | 1 | 1 | 1 | 1 | 1 | 1 | 1 | 1 | 1 | 1 | 1 | 1 | CscEgsld314 | CscE | gsld | 314 | 1211.3444 | 150.9725 | [30 empty] | 0.010921 | 0.0036373 | 0
314 | HVAC | Controls | Schools K-12 | New | Facility Energy Management System_SC | 8.0236 | 0 |  | 24090.44 | 1 | 0 | 3002.444 | 15 |  | 24017.3431 | 2993.3338 | Per End Use | GSLD | 1 | 1 | 1 | 1 | 1 | 1 | 1 | 1 | 1 | 1 | 1 | 1 | CscNgsld314 | CscN | gsld | 314 | 1211.3444 | 150.9725 | [30 empty] | 0.00035889 | 0.00011953 | 0
314 | HVAC | Controls | Warehouse | Existing | Facility Energy Management System_SC | 0.96951 | 0 |  | 2910.89 | 1 | 0 | 3002.444 | 15 |  | 13525.3613 | 13950.7641 | Per End Use | GSLD | 1 | 1 | 1 | 1 | 1 | 1 | 1 | 1 | 1 | 1 | 1 | 1 | CwaEgsld314 | CwaE | gsld | 314 | 146.3689 | 150.9725 | [30 empty] | 0.0020398 | 0.00067938 | 0
314 | HVAC | Controls | Warehouse | New | Facility Energy Management System_SC | 0.96951 | 0 |  | 2910.89 | 1 | 0 | 3002.444 | 15 |  | 13525.3613 | 13950.7641 | Per End Use | GSLD | 1 | 1 | 1 | 1 | 1 | 1 | 1 | 1 | 1 | 1 | 1 | 1 | CwaNgsld314 | CwaN | gsld | 314 | 146.3689 | 150.9725 | [30 empty] | 1.1539e-05 | 3.8431e-06 | 0
315 | HVAC | Controls | Assembly | Existing | Facility Energy Management System_SH | 0 | 5.4323 |  | 2384.51 | 0 | 5.4323 | 2384.51 | 15 |  | 1894.4292 | 1894.4292 | Per End Use | GSLD | 1 | 1 | 1 | 1 | 1 | 1 | 1 | 1 | 1 | 1 | 1 | 1 | CasEgsld315 | CasE | gsld | 315 | 119.9008 | 119.9008 | [30 empty] | 1.813 | 0 | 4.1304
315 | HVAC | Controls | Assembly | New | Facility Energy Management System_SH | 0 | 5.4323 |  | 2384.51 | 0 | 5.4323 | 2384.51 | 15 |  | 1894.4292 | 1894.4292 | Per End Use | GSLD | 1 | 1 | 1 | 1 | 1 | 1 | 1 | 1 | 1 | 1 | 1 | 1 | CasNgsld315 | CasN | gsld | 315 | 119.9008 | 119.9008 | [30 empty] | 0.0093328 | 0 | 0.021261
315 | HVAC | Controls | College and University | Existing | Facility Energy Management System_SH | 0 | 0.22522 |  | 1170.62 | 0 | 0.22522 | 1170.62 | 15 |  | 2412.5688 | 2412.5688 | Per End Use | GSLD | 1 | 1 | 1 | 1 | 1 | 1 | 1 | 1 | 1 | 1 | 1 | 1 | CcoEgsld315 | CcoE | gsld | 315 | 58.8625 | 58.8625 | [30 empty] | 0.0020135 | 0 | 0.00038738
315 | HVAC | Controls | College and University | New | Facility Energy Management System_SH | 0 | 0.22522 |  | 1170.62 | 0 | 0.22522 | 1170.62 | 15 |  | 2412.5688 | 2412.5688 | Per End Use | GSLD | 1 | 1 | 1 | 1 | 1 | 1 | 1 | 1 | 1 | 1 | 1 | 1 | CcoNgsld315 | CcoN | gsld | 315 | 58.8625 | 58.8625 | [30 empty] | 7.7683e-05 | 0 | 1.4945e-05
315 | HVAC | Controls | Data Center | Existing | Facility Energy Management System_SH | 0 | 1.7187 |  | 8933.64 | 0 | 1.7187 | 8933.64 | 15 |  | 13920.983 | 13920.983 | Per End Use | GSLD | 1 | 1 | 1 | 1 | 1 | 1 | 1 | 1 | 1 | 1 | 1 | 1 | CdaEgsld315 | CdaE | gsld | 315 | 449.212 | 449.212 | [30 empty] | 0.0013894 | 0 | 0.0002673
315 | HVAC | Controls | Data Center | New | Facility Energy Management System_SH | 0 | 1.7187 |  | 8933.64 | 0 | 1.7187 | 8933.64 | 15 |  | 13920.983 | 13920.983 | Per End Use | GSLD | 1 | 1 | 1 | 1 | 1 | 1 | 1 | 1 | 1 | 1 | 1 | 1 | CdaNgsld315 | CdaN | gsld | 315 | 449.212 | 449.212 | [30 empty] | 5.964e-06 | 0 | 1.1474e-06
315 | HVAC | Controls | Grocery | Existing | Facility Energy Management System_SH | 0 | 0.79512 |  | 1034.58 | 0 | 0.79512 | 1034.58 | 15 |  | 764.1408 | 764.1408 | Per End Use | GSLD | 1 | 1 | 1 | 1 | 1 | 1 | 1 | 1 | 1 | 1 | 1 | 1 | CgrEgsld315 | CgrE | gsld | 315 | 52.022 | 52.022 | [30 empty] | 0.37088 | 0 | 0.28503
315 | HVAC | Controls | Grocery | New | Facility Energy Management System_SH | 0 | 0.79512 |  | 1034.58 | 0 | 0.79512 | 1034.58 | 15 |  | 764.1408 | 764.1408 | Per End Use | GSLD | 1 | 1 | 1 | 1 | 1 | 1 | 1 | 1 | 1 | 1 | 1 | 1 | CgrNgsld315 | CgrN | gsld | 315 | 52.022 | 52.022 | [30 empty] | 0.0014313 | 0 | 0.0011
315 | HVAC | Controls | Healthcare | Existing | Facility Energy Management System_SH | 0 | 0.30806 |  | 1601.21 | 0 | 0.30806 | 1601.21 | 15 |  | 1700.268 | 1700.268 | Per End Use | GSLD | 1 | 1 | 1 | 1 | 1 | 1 | 1 | 1 | 1 | 1 | 1 | 1 | CheEgsld315 | CheE | gsld | 315 | 80.514 | 80.514 | [30 empty] | 0.030409 | 0 | 0.0058505
315 | HVAC | Controls | Healthcare | New | Facility Energy Management System_SH | 0 | 0.30806 |  | 1601.21 | 0 | 0.30806 | 1601.21 | 15 |  | 1700.268 | 1700.268 | Per End Use | GSLD | 1 | 1 | 1 | 1 | 1 | 1 | 1 | 1 | 1 | 1 | 1 | 1 | CheNgsld315 | CheN | gsld | 315 | 80.514 | 80.514 | [30 empty] | 0.0016666 | 0 | 0.00032065
315 | HVAC | Controls | Hospitals | Existing | Facility Energy Management System_SH | 0 | 6.3116 |  | 32806.48 | 0 | 6.3116 | 32806.48 | 15 |  | 13647.116 | 13647.116 | Per End Use | GSLD | 1 | 1 | 1 | 1 | 1 | 1 | 1 | 1 | 1 | 1 | 1 | 1 | ChoEgsld315 | ChoE | gsld | 315 | 1649.6148 | 1649.6148 | [30 empty] | 0.10821 | 0 | 0.020819
315 | HVAC | Controls | Hospitals | New | Facility Energy Management System_SH | 0 | 6.3116 |  | 32806.48 | 0 | 6.3116 | 32806.48 | 15 |  | 13647.116 | 13647.116 | Per End Use | GSLD | 1 | 1 | 1 | 1 | 1 | 1 | 1 | 1 | 1 | 1 | 1 | 1 | ChoNgsld315 | ChoN | gsld | 315 | 1649.6148 | 1649.6148 | [30 empty] | 0.00055647 | 0 | 0.00010706
315 | HVAC | Controls | Institutional | Existing | Facility Energy Management System_SH | 0 | 0.21195 |  | 1101.65 | 0 | 0.21195 | 1101.65 | 15 |  | 2672.7759 | 2672.7759 | Per End Use | GSLD | 1 | 1 | 1 | 1 | 1 | 1 | 1 | 1 | 1 | 1 | 1 | 1 | CinEgsld315 | CinE | gsld | 315 | 55.3945 | 55.3945 | [30 empty] | 0.19228 | 0 | 0.036992
315 | HVAC | Controls | Institutional | New | Facility Energy Management System_SH | 0 | 0.21195 |  | 1101.65 | 0 | 0.21195 | 1101.65 | 15 |  | 2672.7759 | 2672.7759 | Per End Use | GSLD | 1 | 1 | 1 | 1 | 1 | 1 | 1 | 1 | 1 | 1 | 1 | 1 | CinNgsld315 | CinN | gsld | 315 | 55.3945 | 55.3945 | [30 empty] | 0.00046143 | 0 | 8.8774e-05
315 | HVAC | Controls | Lodging/Hospitality | Existing | Facility Energy Management System_SH | 0 | 2.2744 |  | 3452.84 | 0 | 2.2744 | 3452.84 | 15 |  | 3308.9717 | 3308.9717 | Per End Use | GSLD | 1 | 1 | 1 | 1 | 1 | 1 | 1 | 1 | 1 | 1 | 1 | 1 | CloEgsld315 | CloE | gsld | 315 | 173.6198 | 173.6198 | [30 empty] | 0.026192 | 0 | 0.017253
315 | HVAC | Controls | Lodging/Hospitality | New | Facility Energy Management System_SH | 0 | 2.2744 |  | 3452.84 | 0 | 2.2744 | 3452.84 | 15 |  | 3308.9717 | 3308.9717 | Per End Use | GSLD | 1 | 1 | 1 | 1 | 1 | 1 | 1 | 1 | 1 | 1 | 1 | 1 | CloNgsld315 | CloN | gsld | 315 | 173.6198 | 173.6198 | [30 empty] | 0.0010101 | 0 | 0.00066539
315 | HVAC | Controls | Miscellaneous | Existing | Facility Energy Management System_SH | 0 | 8.5484 |  | 3752.35 | 0 | 8.5484 | 3752.35 | 15 |  | 10694.4359 | 10694.4359 | Per End Use | GSLD | 1 | 1 | 1 | 1 | 1 | 1 | 1 | 1 | 1 | 1 | 1 | 1 | CmiEgsld315 | CmiE | gsld | 315 | 188.6802 | 188.6802 | [30 empty] | 1.1988 | 0 | 2.7311
315 | HVAC | Controls | Miscellaneous | New | Facility Energy Management System_SH | 0 | 8.5484 |  | 3752.35 | 0 | 8.5484 | 3752.35 | 15 |  | 10694.4359 | 10694.4359 | Per End Use | GSLD | 1 | 1 | 1 | 1 | 1 | 1 | 1 | 1 | 1 | 1 | 1 | 1 | CmiNgsld315 | CmiN | gsld | 315 | 188.6802 | 188.6802 | [30 empty] | 0.0077564 | 0 | 0.01767
315 | HVAC | Controls | Offices | Existing | Facility Energy Management System_SH | 0 | 9.8118 |  | 4306.93 | 0 | 9.8118 | 4306.93 | 15 |  | 4385.1009 | 4385.1009 | Per End Use | GSLD | 1 | 1 | 1 | 1 | 1 | 1 | 1 | 1 | 1 | 1 | 1 | 1 | CofEgsld315 | CofE | gsld | 315 | 216.5662 | 216.5662 | [30 empty] | 2.2775 | 0 | 5.1884
315 | HVAC | Controls | Offices | New | Facility Energy Management System_SH | 0 | 9.8118 |  | 4306.93 | 0 | 9.8118 | 4306.93 | 15 |  | 4385.1009 | 4385.1009 | Per End Use | GSLD | 1 | 1 | 1 | 1 | 1 | 1 | 1 | 1 | 1 | 1 | 1 | 1 | CofNgsld315 | CofN | gsld | 315 | 216.5662 | 216.5662 | [30 empty] | 0.0097596 | 0 | 0.022234
315 | HVAC | Controls | Restaurants | Existing | Facility Energy Management System_SH | 0 | 2.0421 |  | 2657.18 | 0 | 2.0421 | 2657.18 | 15 |  | 1080.7271 | 1080.7271 | Per End Use | GSLD | 1 | 1 | 1 | 1 | 1 | 1 | 1 | 1 | 1 | 1 | 1 | 1 | CreEgsld315 | CreE | gsld | 315 | 133.6115 | 133.6115 | [30 empty] | 0.092255 | 0 | 0.070902
315 | HVAC | Controls | Restaurants | New | Facility Energy Management System_SH | 0 | 2.0421 |  | 2657.18 | 0 | 2.0421 | 2657.18 | 15 |  | 1080.7271 | 1080.7271 | Per End Use | GSLD | 1 | 1 | 1 | 1 | 1 | 1 | 1 | 1 | 1 | 1 | 1 | 1 | CreNgsld315 | CreN | gsld | 315 | 133.6115 | 133.6115 | [30 empty] | 0.0050562 | 0 | 0.0038859
315 | HVAC | Controls | Retail | Existing | Facility Energy Management System_SH | 0 | 8.6914 |  | 3815.11 | 0 | 8.6914 | 3815.11 | 15 |  | 4591.7069 | 4591.7069 | Per End Use | GSLD | 1 | 1 | 1 | 1 | 1 | 1 | 1 | 1 | 1 | 1 | 1 | 1 | CrtEgsld315 | CrtE | gsld | 315 | 191.8359 | 191.8359 | [30 empty] | 1.1874 | 0 | 2.705
315 | HVAC | Controls | Retail | New | Facility Energy Management System_SH | 0 | 8.6914 |  | 3815.11 | 0 | 8.6914 | 3815.11 | 15 |  | 4591.7069 | 4591.7069 | Per End Use | GSLD | 1 | 1 | 1 | 1 | 1 | 1 | 1 | 1 | 1 | 1 | 1 | 1 | CrtNgsld315 | CrtN | gsld | 315 | 191.8359 | 191.8359 | [30 empty] | 0.0076393 | 0 | 0.017404
315 | HVAC | Controls | Schools K-12 | Existing | Facility Energy Management System_SH | 0 | 17.0869 |  | 7500.32 | 0 | 17.0869 | 7500.32 | 15 |  | 7477.562 | 7477.562 | Per End Use | GSLD | 1 | 1 | 1 | 1 | 1 | 1 | 1 | 1 | 1 | 1 | 1 | 1 | CscEgsld315 | CscE | gsld | 315 | 377.1401 | 377.1401 | [30 empty] | 0.011056 | 0 | 0.025187
315 | HVAC | Controls | Schools K-12 | New | Facility Energy Management System_SH | 0 | 17.0869 |  | 7500.32 | 0 | 17.0869 | 7500.32 | 15 |  | 7477.562 | 7477.562 | Per End Use | GSLD | 1 | 1 | 1 | 1 | 1 | 1 | 1 | 1 | 1 | 1 | 1 | 1 | CscNgsld315 | CscN | gsld | 315 | 377.1401 | 377.1401 | [30 empty] | 0.00042639 | 0 | 0.00097139
315 | HVAC | Controls | Warehouse | Existing | Facility Energy Management System_SH | 0 | 2.9097 |  | 1277.23 | 0 | 2.9097 | 1277.23 | 15 |  | 5934.6101 | 5934.6101 | Per End Use | GSLD | 1 | 1 | 1 | 1 | 1 | 1 | 1 | 1 | 1 | 1 | 1 | 1 | CwaEgsld315 | CwaE | gsld | 315 | 64.2232 | 64.2232 | [30 empty] | 0.029993 | 0 | 0.068329
315 | HVAC | Controls | Warehouse | New | Facility Energy Management System_SH | 0 | 2.9097 |  | 1277.23 | 0 | 2.9097 | 1277.23 | 15 |  | 5934.6101 | 5934.6101 | Per End Use | GSLD | 1 | 1 | 1 | 1 | 1 | 1 | 1 | 1 | 1 | 1 | 1 | 1 | CwaNgsld315 | CwaN | gsld | 315 | 64.2232 | 64.2232 | [30 empty] | 0.00019297 | 0 | 0.00043961
316 | HVAC | Controls | Assembly | Existing | Facility Energy Management System_VT | 0.16813 | 0.16813 |  | 1449.4 | 1 | 1 | 8620.6897 | 15 |  | 1151.5094 | 6848.9064 | Per End Use | GSLD | 1 | 1 | 1 | 1 | 1 | 1 | 1 | 1 | 1 | 1 | 1 | 1 | CasEgsld316 | CasE | gsld | 316 | 72.8805 | 433.4759 | [30 empty] | 0.9053 | 0.10462 | 0.10502
316 | HVAC | Controls | Assembly | New | Facility Energy Management System_VT | 0.16813 | 0.16813 |  | 1449.4 | 1 | 1 | 8620.6897 | 15 |  | 1151.5094 | 6848.9064 | Per End Use | GSLD | 1 | 1 | 1 | 1 | 1 | 1 | 1 | 1 | 1 | 1 | 1 | 1 | CasNgsld316 | CasN | gsld | 316 | 72.8805 | 433.4759 | [30 empty] | 0.0085059 | 0.000983 | 0.00098678
316 | HVAC | Controls | College and University | Existing | Facility Energy Management System_VT | 0.56863 | 0.56863 |  | 4901.99 | 1 | 1 | 8620.6897 | 15 |  | 10102.6705 | 17766.6595 | Per End Use | GSLD | 1 | 1 | 1 | 1 | 1 | 1 | 1 | 1 | 1 | 1 | 1 | 1 | CcoEgsld316 | CcoE | gsld | 316 | 246.4877 | 433.4759 | [30 empty] | 0.059379 | 0.0068623 | 0.0068887
316 | HVAC | Controls | College and University | New | Facility Energy Management System_VT | 0.56863 | 0.56863 |  | 4901.99 | 1 | 1 | 8620.6897 | 15 |  | 10102.6705 | 17766.6595 | Per End Use | GSLD | 1 | 1 | 1 | 1 | 1 | 1 | 1 | 1 | 1 | 1 | 1 | 1 | CcoNgsld316 | CcoN | gsld | 316 | 246.4877 | 433.4759 | [30 empty] | 0.0039286 | 0.00045401 | 0.00045576
316 | HVAC | Controls | Data Center | Existing | Facility Energy Management System_VT | 5.7077 | 4.0546 |  | 31189.37 | 1 | 0.71038 | 5464.4809 | 15 |  | 48601.3193 | 8515.112 | Per End Use | GSLD | 1 | 1 | 1 | 1 | 1 | 1 | 1 | 1 | 1 | 1 | 1 | 1 | CdaEgsld316 | CdaE | gsld | 316 | 1568.3014 | 274.7716 | [30 empty] | 0.016205 | 0.0029653 | 0.0021016
316 | HVAC | Controls | Data Center | New | Facility Energy Management System_VT | 5.7077 | 4.0546 |  | 31189.37 | 1 | 0.71038 | 5464.4809 | 15 |  | 48601.3193 | 8515.112 | Per End Use | GSLD | 1 | 1 | 1 | 1 | 1 | 1 | 1 | 1 | 1 | 1 | 1 | 1 | CdaNgsld316 | CdaN | gsld | 316 | 1568.3014 | 274.7716 | [30 empty] | 0.00012688 | 2.3217e-05 | 1.6455e-05
316 | HVAC | Controls | Grocery | Existing | Facility Energy Management System_VT | 0.27981 | 0.14944 |  | 1589.81 | 1 | 0.53409 | 5681.8182 | 15 |  | 1174.2337 | 4196.5912 | Per End Use | GSLD | 1 | 1 | 1 | 1 | 1 | 1 | 1 | 1 | 1 | 1 | 1 | 1 | CgrEgsld316 | CgrE | gsld | 316 | 79.9407 | 285.7 | [30 empty] | 1.3716 | 0.2419 | 0.12924
316 | HVAC | Controls | Grocery | New | Facility Energy Management System_VT | 0.27981 | 0.14944 |  | 1589.81 | 1 | 0.53409 | 5681.8182 | 15 |  | 1174.2337 | 4196.5912 | Per End Use | GSLD | 1 | 1 | 1 | 1 | 1 | 1 | 1 | 1 | 1 | 1 | 1 | 1 | CgrNgsld316 | CgrN | gsld | 316 | 79.9407 | 285.7 | [30 empty] | 0.009355 | 0.00165 | 0.00088148
316 | HVAC | Controls | Healthcare | Existing | Facility Energy Management System_VT | 0.81752 | 0.71741 |  | 5561.34 | 1 | 0.87755 | 6802.7211 | 15 |  | 5905.3893 | 7223.5678 | Per End Use | GSLD | 1 | 1 | 1 | 1 | 1 | 1 | 1 | 1 | 1 | 1 | 1 | 1 | CheEgsld316 | CheE | gsld | 316 | 279.642 | 342.0626 | [30 empty] | 0.23291 | 0.034175 | 0.030156
316 | HVAC | Controls | Healthcare | New | Facility Energy Management System_VT | 0.81752 | 0.71741 |  | 5561.34 | 1 | 0.87755 | 6802.7211 | 15 |  | 5905.3893 | 7223.5678 | Per End Use | GSLD | 1 | 1 | 1 | 1 | 1 | 1 | 1 | 1 | 1 | 1 | 1 | 1 | CheNgsld316 | CheN | gsld | 316 | 279.642 | 342.0626 | [30 empty] | 0.021898 | 0.003213 | 0.0028352
316 | HVAC | Controls | Hospitals | Existing | Facility Energy Management System_VT | 24.408 | 24.408 |  | 210413.99 | 1 | 1 | 8620.6897 | 15 |  | 87529.7848 | 3586.1071 | Per End Use | GSLD | 1 | 1 | 1 | 1 | 1 | 1 | 1 | 1 | 1 | 1 | 1 | 1 | ChoEgsld316 | ChoE | gsld | 316 | 10580.2889 | 433.4759 | [30 empty] | 1.3456 | 0.15551 | 0.15611
316 | HVAC | Controls | Hospitals | New | Facility Energy Management System_VT | 24.408 | 24.408 |  | 210413.99 | 1 | 1 | 8620.6897 | 15 |  | 87529.7848 | 3586.1071 | Per End Use | GSLD | 1 | 1 | 1 | 1 | 1 | 1 | 1 | 1 | 1 | 1 | 1 | 1 | ChoNgsld316 | ChoN | gsld | 316 | 10580.2889 | 433.4759 | [30 empty] | 0.012643 | 0.0014611 | 0.0014667
316 | HVAC | Controls | Institutional | Existing | Facility Energy Management System_VT | 0.18067 | 0.14101 |  | 1101.65 | 1 | 0.78049 | 6097.561 | 15 |  | 2672.7759 | 14793.6405 | Per End Use | GSLD | 1 | 1 | 1 | 1 | 1 | 1 | 1 | 1 | 1 | 1 | 1 | 1 | CinEgsld316 | CinE | gsld | 316 | 55.3945 | 306.6049 | [30 empty] | 0.35534 | 0.058281 | 0.045432
316 | HVAC | Controls | Institutional | New | Facility Energy Management System_VT | 0.18067 | 0.14101 |  | 1101.65 | 1 | 0.78049 | 6097.561 | 15 |  | 2672.7759 | 14793.6405 | Per End Use | GSLD | 1 | 1 | 1 | 1 | 1 | 1 | 1 | 1 | 1 | 1 | 1 | 1 | CinNgsld316 | CinN | gsld | 316 | 55.3945 | 306.6049 | [30 empty] | 0.001558 | 0.00025554 | 0.0001992
316 | HVAC | Controls | Lodging/Hospitality | Existing | Facility Energy Management System_VT | 2.488 | 2.0424 |  | 18567.18 | 1 | 0.8209 | 7462.6866 | 15 |  | 17793.5475 | 7151.7413 | Per End Use | GSLD | 1 | 1 | 1 | 1 | 1 | 1 | 1 | 1 | 1 | 1 | 1 | 1 | CloEgsld316 | CloE | gsld | 316 | 933.6172 | 375.2478 | [30 empty] | 0.3443 | 0.046076 | 0.038015
316 | HVAC | Controls | Lodging/Hospitality | New | Facility Energy Management System_VT | 2.488 | 2.0424 |  | 18567.18 | 1 | 0.8209 | 7462.6866 | 15 |  | 17793.5475 | 7151.7413 | Per End Use | GSLD | 1 | 1 | 1 | 1 | 1 | 1 | 1 | 1 | 1 | 1 | 1 | 1 | CloNgsld316 | CloN | gsld | 316 | 933.6172 | 375.2478 | [30 empty] | 0.022779 | 0.0030484 | 0.0025151
316 | HVAC | Controls | Miscellaneous | Existing | Facility Energy Management System_VT | 0.58461 | 0.41529 |  | 3194.57 | 1 | 0.71038 | 5464.4809 | 15 |  | 9104.7274 | 15574.1176 | Per End Use | GSLD | 1 | 1 | 1 | 1 | 1 | 1 | 1 | 1 | 1 | 1 | 1 | 1 | CmiEgsld316 | CmiE | gsld | 316 | 160.6332 | 274.7716 | [30 empty] | 2.0285 | 0.37118 | 0.26307
316 | HVAC | Controls | Miscellaneous | New | Facility Energy Management System_VT | 0.58461 | 0.41529 |  | 3194.57 | 1 | 0.71038 | 5464.4809 | 15 |  | 9104.7274 | 15574.1176 | Per End Use | GSLD | 1 | 1 | 1 | 1 | 1 | 1 | 1 | 1 | 1 | 1 | 1 | 1 | CmiNgsld316 | CmiN | gsld | 316 | 160.6332 | 274.7716 | [30 empty] | 0.02319 | 0.0042434 | 0.0030074
316 | HVAC | Controls | Offices | Existing | Facility Energy Management System_VT | 1.3233 | 0.94008 |  | 7231.39 | 1 | 0.71038 | 5464.4809 | 15 |  | 7362.6399 | 5563.6614 | Per End Use | GSLD | 1 | 1 | 1 | 1 | 1 | 1 | 1 | 1 | 1 | 1 | 1 | 1 | CofEgsld316 | CofE | gsld | 316 | 363.6174 | 274.7716 | [30 empty] | 9.5143 | 1.741 | 1.2339
316 | HVAC | Controls | Offices | New | Facility Energy Management System_VT | 1.3233 | 0.94008 |  | 7231.39 | 1 | 0.71038 | 5464.4809 | 15 |  | 7362.6399 | 5563.6614 | Per End Use | GSLD | 1 | 1 | 1 | 1 | 1 | 1 | 1 | 1 | 1 | 1 | 1 | 1 | CofNgsld316 | CofN | gsld | 316 | 363.6174 | 274.7716 | [30 empty] | 0.074494 | 0.013631 | 0.0096611
316 | HVAC | Controls | Restaurants | Existing | Facility Energy Management System_VT | 0.63902 | 0.48867 |  | 4176.63 | 1 | 0.76471 | 6535.9477 | 15 |  | 1698.7172 | 2658.2979 | Per End Use | GSLD | 1 | 1 | 1 | 1 | 1 | 1 | 1 | 1 | 1 | 1 | 1 | 1 | CreEgsld316 | CreE | gsld | 316 | 210.0143 | 328.6484 | [30 empty] | 0.19336 | 0.029507 | 0.022637
316 | HVAC | Controls | Restaurants | New | Facility Energy Management System_VT | 0.63902 | 0.48867 |  | 4176.63 | 1 | 0.76471 | 6535.9477 | 15 |  | 1698.7172 | 2658.2979 | Per End Use | GSLD | 1 | 1 | 1 | 1 | 1 | 1 | 1 | 1 | 1 | 1 | 1 | 1 | CreNgsld316 | CreN | gsld | 316 | 210.0143 | 328.6484 | [30 empty] | 0.018179 | 0.0027741 | 0.0021282
316 | HVAC | Controls | Retail | Existing | Facility Energy Management System_VT | 0.89729 | 0.89729 |  | 7735.22 | 1 | 1 | 8620.6897 | 15 |  | 9309.7873 | 10375.5016 | Per End Use | GSLD | 1 | 1 | 1 | 1 | 1 | 1 | 1 | 1 | 1 | 1 | 1 | 1 | CrtEgsld316 | CrtE | gsld | 316 | 388.9516 | 433.4759 | [30 empty] | 3.7239 | 0.43036 | 0.43202
316 | HVAC | Controls | Retail | New | Facility Energy Management System_VT | 0.89729 | 0.89729 |  | 7735.22 | 1 | 1 | 8620.6897 | 15 |  | 9309.7873 | 10375.5016 | Per End Use | GSLD | 1 | 1 | 1 | 1 | 1 | 1 | 1 | 1 | 1 | 1 | 1 | 1 | CrtNgsld316 | CrtN | gsld | 316 | 388.9516 | 433.4759 | [30 empty] | 0.042333 | 0.0048923 | 0.0049111
316 | HVAC | Controls | Schools K-12 | Existing | Facility Energy Management System_VT | 1.2089 | 0.85881 |  | 6606.24 | 1 | 0.71038 | 5464.4809 | 15 |  | 6586.1949 | 5447.9002 | Per End Use | GSLD | 1 | 1 | 1 | 1 | 1 | 1 | 1 | 1 | 1 | 1 | 1 | 1 | CscEgsld316 | CscE | gsld | 316 | 332.1829 | 274.7716 | [30 empty] | 0.061028 | 0.011167 | 0.0079146
316 | HVAC | Controls | Schools K-12 | New | Facility Energy Management System_VT | 1.2089 | 0.85881 |  | 6606.24 | 1 | 0.71038 | 5464.4809 | 15 |  | 6586.1949 | 5447.9002 | Per End Use | GSLD | 1 | 1 | 1 | 1 | 1 | 1 | 1 | 1 | 1 | 1 | 1 | 1 | CscNgsld316 | CscN | gsld | 316 | 332.1829 | 274.7716 | [30 empty] | 0.0040376 | 0.00073883 | 0.00052364
316 | HVAC | Controls | Warehouse | Existing | Facility Energy Management System_VT | 0.13046 | 0.092673 |  | 712.87 | 1 | 0.71038 | 5464.4809 | 15 |  | 3312.3286 | 25390.5431 | Per End Use | GSLD | 1 | 1 | 1 | 1 | 1 | 1 | 1 | 1 | 1 | 1 | 1 | 1 | CwaEgsld316 | CwaE | gsld | 316 | 35.8454 | 274.7716 | [30 empty] | 0.10381 | 0.018995 | 0.013463
316 | HVAC | Controls | Warehouse | New | Facility Energy Management System_VT | 0.13046 | 0.092673 |  | 712.87 | 1 | 0.71038 | 5464.4809 | 15 |  | 3312.3286 | 25390.5431 | Per End Use | GSLD | 1 | 1 | 1 | 1 | 1 | 1 | 1 | 1 | 1 | 1 | 1 | 1 | CwaNgsld316 | CwaN | gsld | 316 | 35.8454 | 274.7716 | [30 empty] | 0.0011801 | 0.00021594 | 0.00015304
317 | HVAC | Controls | Assembly | Existing | Hotel Card Energy Control Systems | 0.28181 | 0.36717 |  | 1007.29 | 1 | 1.3029 | 3574.3533 | 8 |  | 361 | 1281.003 | Per End Use Consumption | GSLD | 1 | 1 | 1 | 1 | 1 | 1 | 1 | 1 | 1 | 1 | 1 | 1 | CasEgsld317 | CasE | gsld | 317 | 60.4374 | 214.4612 | [30 empty] | 0 | 0 | 0
317 | HVAC | Controls | Assembly | New | Hotel Card Energy Control Systems | 0.28181 | 0.36717 |  | 1007.29 | 1 | 1.3029 | 3574.3533 | 8 |  | 361 | 1281.003 | Per End Use Consumption | GSLD | 1 | 1 | 1 | 1 | 1 | 1 | 1 | 1 | 1 | 1 | 1 | 1 | CasNgsld317 | CasN | gsld | 317 | 60.4374 | 214.4612 | [30 empty] | 0 | 0 | 0
317 | HVAC | Controls | College and University | Existing | Hotel Card Energy Control Systems | 0.17155 | 0.031007 |  | 1007.29 | 1 | 0.18075 | 5871.6129 | 8 |  | 361 | 2104.3118 | Per End Use Consumption | GSLD | 1 | 1 | 1 | 1 | 1 | 1 | 1 | 1 | 1 | 1 | 1 | 1 | CcoEgsld317 | CcoE | gsld | 317 | 60.4374 | 352.2968 | [30 empty] | 0 | 0 | 0
317 | HVAC | Controls | College and University | New | Hotel Card Energy Control Systems | 0.17155 | 0.031007 |  | 1007.29 | 1 | 0.18075 | 5871.6129 | 8 |  | 361 | 2104.3118 | Per End Use Consumption | GSLD | 1 | 1 | 1 | 1 | 1 | 1 | 1 | 1 | 1 | 1 | 1 | 1 | CcoNgsld317 | CcoN | gsld | 317 | 60.4374 | 352.2968 | [30 empty] | 0 | 0 | 0
317 | HVAC | Controls | Data Center | Existing | Hotel Card Energy Control Systems | 0.17155 | 0.031007 |  | 1007.29 | 1 | 0.18075 | 5871.6129 | 8 |  | 361 | 2104.3118 | Per End Use Consumption | GSLD | 1 | 1 | 1 | 1 | 1 | 1 | 1 | 1 | 1 | 1 | 1 | 1 | CdaEgsld317 | CdaE | gsld | 317 | 60.4374 | 352.2968 | [30 empty] | 0 | 0 | 0
317 | HVAC | Controls | Data Center | New | Hotel Card Energy Control Systems | 0.17155 | 0.031007 |  | 1007.29 | 1 | 0.18075 | 5871.6129 | 8 |  | 361 | 2104.3118 | Per End Use Consumption | GSLD | 1 | 1 | 1 | 1 | 1 | 1 | 1 | 1 | 1 | 1 | 1 | 1 | CdaNgsld317 | CdaN | gsld | 317 | 60.4374 | 352.2968 | [30 empty] | 0 | 0 | 0
317 | HVAC | Controls | Grocery | Existing | Hotel Card Energy Control Systems | 0.23994 | 0.12387 |  | 1007.29 | 1 | 0.51623 | 4198.0586 | 8 |  | 361 | 1504.5311 | Per End Use Consumption | GSLD | 1 | 1 | 1 | 1 | 1 | 1 | 1 | 1 | 1 | 1 | 1 | 1 | CgrEgsld317 | CgrE | gsld | 317 | 60.4374 | 251.8835 | [30 empty] | 0 | 0 | 0
317 | HVAC | Controls | Grocery | New | Hotel Card Energy Control Systems | 0.23994 | 0.12387 |  | 1007.29 | 1 | 0.51623 | 4198.0586 | 8 |  | 361 | 1504.5311 | Per End Use Consumption | GSLD | 1 | 1 | 1 | 1 | 1 | 1 | 1 | 1 | 1 | 1 | 1 | 1 | CgrNgsld317 | CgrN | gsld | 317 | 60.4374 | 251.8835 | [30 empty] | 0 | 0 | 0
317 | HVAC | Controls | Healthcare | Existing | Hotel Card Energy Control Systems | 0.17155 | 0.031007 |  | 1007.29 | 1 | 0.18075 | 5871.6129 | 8 |  | 361 | 2104.3118 | Per End Use Consumption | GSLD | 1 | 1 | 1 | 1 | 1 | 1 | 1 | 1 | 1 | 1 | 1 | 1 | CheEgsld317 | CheE | gsld | 317 | 60.4374 | 352.2968 | [30 empty] | 0 | 0 | 0
317 | HVAC | Controls | Healthcare | New | Hotel Card Energy Control Systems | 0.17155 | 0.031007 |  | 1007.29 | 1 | 0.18075 | 5871.6129 | 8 |  | 361 | 2104.3118 | Per End Use Consumption | GSLD | 1 | 1 | 1 | 1 | 1 | 1 | 1 | 1 | 1 | 1 | 1 | 1 | CheNgsld317 | CheN | gsld | 317 | 60.4374 | 352.2968 | [30 empty] | 0 | 0 | 0
317 | HVAC | Controls | Hospitals | Existing | Hotel Card Energy Control Systems | 0.17155 | 0.031007 |  | 1007.29 | 1 | 0.18075 | 5871.6129 | 8 |  | 361 | 2104.3118 | Per End Use Consumption | GSLD | 1 | 1 | 1 | 1 | 1 | 1 | 1 | 1 | 1 | 1 | 1 | 1 | ChoEgsld317 | ChoE | gsld | 317 | 60.4374 | 352.2968 | [30 empty] | 0 | 0 | 0
317 | HVAC | Controls | Hospitals | New | Hotel Card Energy Control Systems | 0.17155 | 0.031007 |  | 1007.29 | 1 | 0.18075 | 5871.6129 | 8 |  | 361 | 2104.3118 | Per End Use Consumption | GSLD | 1 | 1 | 1 | 1 | 1 | 1 | 1 | 1 | 1 | 1 | 1 | 1 | ChoNgsld317 | ChoN | gsld | 317 | 60.4374 | 352.2968 | [30 empty] | 0 | 0 | 0
317 | HVAC | Controls | Institutional | Existing | Hotel Card Energy Control Systems | 0.17155 | 0.031007 |  | 1007.29 | 1 | 0.18075 | 5871.6129 | 8 |  | 361 | 2104.3118 | Per End Use Consumption | GSLD | 1 | 1 | 1 | 1 | 1 | 1 | 1 | 1 | 1 | 1 | 1 | 1 | CinEgsld317 | CinE | gsld | 317 | 60.4374 | 352.2968 | [30 empty] | 0 | 0 | 0
317 | HVAC | Controls | Institutional | New | Hotel Card Energy Control Systems | 0.17155 | 0.031007 |  | 1007.29 | 1 | 0.18075 | 5871.6129 | 8 |  | 361 | 2104.3118 | Per End Use Consumption | GSLD | 1 | 1 | 1 | 1 | 1 | 1 | 1 | 1 | 1 | 1 | 1 | 1 | CinNgsld317 | CinN | gsld | 317 | 60.4374 | 352.2968 | [30 empty] | 0 | 0 | 0
317 | HVAC | Controls | Lodging/Hospitality | Existing | Hotel Card Energy Control Systems | 0.16204 | 0.10616 |  | 1007.29 | 1 | 0.65517 | 6216.2877 | 8 |  | 361 | 2227.8389 | Per End Use Consumption | GSLD | 1 | 1 | 1 | 1 | 1 | 1 | 1 | 1 | 1 | 1 | 1 | 1 | CloEgsld317 | CloE | gsld | 317 | 60.4374 | 372.9773 | [30 empty] | 0.036983 | 0.0070826 | 0
317 | HVAC | Controls | Lodging/Hospitality | New | Hotel Card Energy Control Systems | 0.16204 | 0.10616 |  | 1007.29 | 1 | 0.65517 | 6216.2877 | 8 |  | 361 | 2227.8389 | Per End Use Consumption | GSLD | 1 | 1 | 1 | 1 | 1 | 1 | 1 | 1 | 1 | 1 | 1 | 1 | CloNgsld317 | CloN | gsld | 317 | 60.4374 | 372.9773 | [30 empty] | 0.00026148 | 5.0075e-05 | 0
317 | HVAC | Controls | Miscellaneous | Existing | Hotel Card Energy Control Systems | 0.28181 | 0.36717 |  | 1007.29 | 1 | 1.3029 | 3574.3533 | 8 |  | 361 | 1281.003 | Per End Use Consumption | GSLD | 1 | 1 | 1 | 1 | 1 | 1 | 1 | 1 | 1 | 1 | 1 | 1 | CmiEgsld317 | CmiE | gsld | 317 | 60.4374 | 214.4612 | [30 empty] | 0 | 0 | 0
317 | HVAC | Controls | Miscellaneous | New | Hotel Card Energy Control Systems | 0.28181 | 0.36717 |  | 1007.29 | 1 | 1.3029 | 3574.3533 | 8 |  | 361 | 1281.003 | Per End Use Consumption | GSLD | 1 | 1 | 1 | 1 | 1 | 1 | 1 | 1 | 1 | 1 | 1 | 1 | CmiNgsld317 | CmiN | gsld | 317 | 60.4374 | 214.4612 | [30 empty] | 0 | 0 | 0
317 | HVAC | Controls | Offices | Existing | Hotel Card Energy Control Systems | 0.28181 | 0.36717 |  | 1007.29 | 1 | 1.3029 | 3574.3533 | 8 |  | 361 | 1281.003 | Per End Use Consumption | GSLD | 1 | 1 | 1 | 1 | 1 | 1 | 1 | 1 | 1 | 1 | 1 | 1 | CofEgsld317 | CofE | gsld | 317 | 60.4374 | 214.4612 | [30 empty] | 0 | 0 | 0
317 | HVAC | Controls | Offices | New | Hotel Card Energy Control Systems | 0.28181 | 0.36717 |  | 1007.29 | 1 | 1.3029 | 3574.3533 | 8 |  | 361 | 1281.003 | Per End Use Consumption | GSLD | 1 | 1 | 1 | 1 | 1 | 1 | 1 | 1 | 1 | 1 | 1 | 1 | CofNgsld317 | CofN | gsld | 317 | 60.4374 | 214.4612 | [30 empty] | 0 | 0 | 0
317 | HVAC | Controls | Restaurants | Existing | Hotel Card Energy Control Systems | 0.23994 | 0.12387 |  | 1007.29 | 1 | 0.51623 | 4198.0586 | 8 |  | 361 | 1504.5311 | Per End Use Consumption | GSLD | 1 | 1 | 1 | 1 | 1 | 1 | 1 | 1 | 1 | 1 | 1 | 1 | CreEgsld317 | CreE | gsld | 317 | 60.4374 | 251.8835 | [30 empty] | 0 | 0 | 0
317 | HVAC | Controls | Restaurants | New | Hotel Card Energy Control Systems | 0.23994 | 0.12387 |  | 1007.29 | 1 | 0.51623 | 4198.0586 | 8 |  | 361 | 1504.5311 | Per End Use Consumption | GSLD | 1 | 1 | 1 | 1 | 1 | 1 | 1 | 1 | 1 | 1 | 1 | 1 | CreNgsld317 | CreN | gsld | 317 | 60.4374 | 251.8835 | [30 empty] | 0 | 0 | 0
317 | HVAC | Controls | Retail | Existing | Hotel Card Energy Control Systems | 0.28181 | 0.36717 |  | 1007.29 | 1 | 1.3029 | 3574.3533 | 8 |  | 361 | 1281.003 | Per End Use Consumption | GSLD | 1 | 1 | 1 | 1 | 1 | 1 | 1 | 1 | 1 | 1 | 1 | 1 | CrtEgsld317 | CrtE | gsld | 317 | 60.4374 | 214.4612 | [30 empty] | 0 | 0 | 0
317 | HVAC | Controls | Retail | New | Hotel Card Energy Control Systems | 0.28181 | 0.36717 |  | 1007.29 | 1 | 1.3029 | 3574.3533 | 8 |  | 361 | 1281.003 | Per End Use Consumption | GSLD | 1 | 1 | 1 | 1 | 1 | 1 | 1 | 1 | 1 | 1 | 1 | 1 | CrtNgsld317 | CrtN | gsld | 317 | 60.4374 | 214.4612 | [30 empty] | 0 | 0 | 0
317 | HVAC | Controls | Schools K-12 | Existing | Hotel Card Energy Control Systems | 0.28181 | 0.36717 |  | 1007.29 | 1 | 1.3029 | 3574.3533 | 8 |  | 361 | 1281.003 | Per End Use Consumption | GSLD | 1 | 1 | 1 | 1 | 1 | 1 | 1 | 1 | 1 | 1 | 1 | 1 | CscEgsld317 | CscE | gsld | 317 | 60.4374 | 214.4612 | [30 empty] | 0 | 0 | 0
317 | HVAC | Controls | Schools K-12 | New | Hotel Card Energy Control Systems | 0.28181 | 0.36717 |  | 1007.29 | 1 | 1.3029 | 3574.3533 | 8 |  | 361 | 1281.003 | Per End Use Consumption | GSLD | 1 | 1 | 1 | 1 | 1 | 1 | 1 | 1 | 1 | 1 | 1 | 1 | CscNgsld317 | CscN | gsld | 317 | 60.4374 | 214.4612 | [30 empty] | 0 | 0 | 0
317 | HVAC | Controls | Warehouse | Existing | Hotel Card Energy Control Systems | 0.28181 | 0.36717 |  | 1007.29 | 1 | 1.3029 | 3574.3533 | 8 |  | 361 | 1281.003 | Per End Use Consumption | GSLD | 1 | 1 | 1 | 1 | 1 | 1 | 1 | 1 | 1 | 1 | 1 | 1 | CwaEgsld317 | CwaE | gsld | 317 | 60.4374 | 214.4612 | [30 empty] | 0 | 0 | 0
317 | HVAC | Controls | Warehouse | New | Hotel Card Energy Control Systems | 0.28181 | 0.36717 |  | 1007.29 | 1 | 1.3029 | 3574.3533 | 8 |  | 361 | 1281.003 | Per End Use Consumption | GSLD | 1 | 1 | 1 | 1 | 1 | 1 | 1 | 1 | 1 | 1 | 1 | 1 | CwaNgsld317 | CwaN | gsld | 317 | 60.4374 | 214.4612 | [30 empty] | 0 | 0 | 0
318 | HVAC | Controls | Assembly | Existing | Programmable thermostat | 0.83156 | 1.3037 |  | 3069 | 1 | 1.5678 | 3690.6424 | 11 |  | 79.84 | 96.012 | Per End Use Consumption | GSLD | 1 | 1 | 1 | 1 | 1 | 1 | 1 | 1 | 1 | 1 | 1 | 1 | CasEgsld318 | CasE | gsld | 318 | 184.14 | 221.4385 | [30 empty] | 2.1991 | 0.054957 | 4.6341
318 | HVAC | Controls | Assembly | New | Programmable thermostat | 0.83156 | 1.3037 |  | 3069 | 1 | 1.5678 | 3690.6424 | 11 |  | 79.84 | 96.012 | Per End Use Consumption | GSLD | 1 | 1 | 1 | 1 | 1 | 1 | 1 | 1 | 1 | 1 | 1 | 1 | CasNgsld318 | CasN | gsld | 318 | 184.14 | 221.4385 | [30 empty] | 0.013311 | 0.00024485 | 0.028649
318 | HVAC | Controls | College and University | Existing | Programmable thermostat | 0.20372 | 0.054052 |  | 1285.74 | 1 | 0.26532 | 6311.2111 | 11 |  | 304.39 | 1494.1353 | Per End Use Consumption | GSLD | 1 | 1 | 1 | 1 | 1 | 1 | 1 | 1 | 1 | 1 | 1 | 1 | CcoEgsld318 | CcoE | gsld | 318 | 77.1444 | 378.6727 | [30 empty] | 0.045038 | 0.0041427 | 0.004734
318 | HVAC | Controls | College and University | New | Programmable thermostat | 0.20372 | 0.054052 |  | 1285.74 | 1 | 0.26532 | 6311.2111 | 11 |  | 304.39 | 1494.1353 | Per End Use Consumption | GSLD | 1 | 1 | 1 | 1 | 1 | 1 | 1 | 1 | 1 | 1 | 1 | 1 | CcoNgsld318 | CcoN | gsld | 318 | 77.1444 | 378.6727 | [30 empty] | 0.00023539 | 1.7242e-05 | 2.8925e-05
318 | HVAC | Controls | Data Center | Existing | Programmable thermostat | 0.99993 | 0.4125 |  | 7075.86 | 1 | 0.41253 | 7076.3533 | 11 |  | 1152.69 | 1152.7704 | Per End Use Consumption | GSLD | 1 | 1 | 1 | 1 | 1 | 1 | 1 | 1 | 1 | 1 | 1 | 1 | CdaEgsld318 | CdaE | gsld | 318 | 424.5516 | 424.5812 | [30 empty] | 0.0071049 | 0.00059155 | 0.00080559
318 | HVAC | Controls | Data Center | New | Programmable thermostat | 0.99993 | 0.4125 |  | 7075.86 | 1 | 0.41253 | 7076.3533 | 11 |  | 1152.69 | 1152.7704 | Per End Use Consumption | GSLD | 1 | 1 | 1 | 1 | 1 | 1 | 1 | 1 | 1 | 1 | 1 | 1 | CdaNgsld318 | CdaN | gsld | 318 | 424.5516 | 424.5812 | [30 empty] | 3.8947e-05 | 2.6449e-06 | 4.9832e-06
318 | HVAC | Controls | Grocery | Existing | Programmable thermostat | 0.057544 | 0.19083 |  | 451.22 | 1 | 3.3162 | 7841.3243 | 11 |  | 19.96 | 346.8659 | Per End Use Consumption | GSLD | 1 | 1 | 1 | 1 | 1 | 1 | 1 | 1 | 1 | 1 | 1 | 1 | CgrEgsld318 | CgrE | gsld | 318 | 27.0732 | 470.4795 | [30 empty] | 0.36321 | 0.01516 | 0.23805
318 | HVAC | Controls | Grocery | New | Programmable thermostat | 0.057544 | 0.19083 |  | 451.22 | 1 | 3.3162 | 7841.3243 | 11 |  | 19.96 | 346.8659 | Per End Use Consumption | GSLD | 1 | 1 | 1 | 1 | 1 | 1 | 1 | 1 | 1 | 1 | 1 | 1 | CgrNgsld318 | CgrN | gsld | 318 | 27.0732 | 470.4795 | [30 empty] | 0.002147 | 6.4791e-05 | 0.0014745
318 | HVAC | Controls | Healthcare | Existing | Programmable thermostat | 0.085413 | 0.073934 |  | 805.56 | 1 | 0.8656 | 9431.3142 | 11 |  | 84.83 | 993.1704 | Per End Use Consumption | GSLD | 1 | 1 | 1 | 1 | 1 | 1 | 1 | 1 | 1 | 1 | 1 | 1 | CheEgsld318 | CheE | gsld | 318 | 48.3336 | 565.8789 | [30 empty] | 0.53695 | 0 | 0.1033
318 | HVAC | Controls | Healthcare | New | Programmable thermostat | 0.085413 | 0.073934 |  | 805.56 | 1 | 0.8656 | 9431.3142 | 11 |  | 84.83 | 993.1704 | Per End Use Consumption | GSLD | 1 | 1 | 1 | 1 | 1 | 1 | 1 | 1 | 1 | 1 | 1 | 1 | CheNgsld318 | CheN | gsld | 318 | 48.3336 | 565.8789 | [30 empty] | 0.0032958 | 0 | 0.00063409
318 | HVAC | Controls | Hospitals | Existing | Programmable thermostat | 7.5155 | 1.5148 |  | 44941.11 | 1 | 0.20156 | 5979.7739 | 11 |  | 838.32 | 111.5452 | Per End Use Consumption | GSLD | 1 | 1 | 1 | 1 | 1 | 1 | 1 | 1 | 1 | 1 | 1 | 1 | ChoEgsld318 | ChoE | gsld | 318 | 2696.4666 | 358.7864 | [30 empty] | 0.12605 | 0 | 0.02425
318 | HVAC | Controls | Hospitals | New | Programmable thermostat | 7.5155 | 1.5148 |  | 44941.11 | 1 | 0.20156 | 5979.7739 | 11 |  | 838.32 | 111.5452 | Per End Use Consumption | GSLD | 1 | 1 | 1 | 1 | 1 | 1 | 1 | 1 | 1 | 1 | 1 | 1 | ChoNgsld318 | ChoN | gsld | 318 | 2696.4666 | 358.7864 | [30 empty] | 0.00077846 | 0 | 0.00014977
318 | HVAC | Controls | Institutional | Existing | Programmable thermostat | 0.099945 | 0.050868 |  | 757.34 | 1 | 0.50896 | 7577.6002 | 11 |  | 84.83 | 848.7705 | Per End Use Consumption | GSLD | 1 | 1 | 1 | 1 | 1 | 1 | 1 | 1 | 1 | 1 | 1 | 1 | CinEgsld318 | CinE | gsld | 318 | 45.4404 | 454.656 | [30 empty] | 0.32647 | 0.021697 | 0.042221
318 | HVAC | Controls | Institutional | New | Programmable thermostat | 0.099945 | 0.050868 |  | 757.34 | 1 | 0.50896 | 7577.6002 | 11 |  | 84.83 | 848.7705 | Per End Use Consumption | GSLD | 1 | 1 | 1 | 1 | 1 | 1 | 1 | 1 | 1 | 1 | 1 | 1 | CinNgsld318 | CinN | gsld | 318 | 45.4404 | 454.656 | [30 empty] | 0.0018331 | 9.6077e-05 | 0.00026151
318 | HVAC | Controls | Lodging/Hospitality | Existing | Programmable thermostat | 0.76855 | 0.54586 |  | 4841.8 | 1 | 0.71024 | 6299.894 | 11 |  | 134.73 | 175.3035 | Per End Use Consumption | GSLD | 1 | 1 | 1 | 1 | 1 | 1 | 1 | 1 | 1 | 1 | 1 | 1 | CloEgsld318 | CloE | gsld | 318 | 290.508 | 377.9936 | [30 empty] | 0.47166 | 0.029421 | 0.20949
318 | HVAC | Controls | Lodging/Hospitality | New | Programmable thermostat | 0.76855 | 0.54586 |  | 4841.8 | 1 | 0.71024 | 6299.894 | 11 |  | 134.73 | 175.3035 | Per End Use Consumption | GSLD | 1 | 1 | 1 | 1 | 1 | 1 | 1 | 1 | 1 | 1 | 1 | 1 | CloNgsld318 | CloN | gsld | 318 | 290.508 | 377.9936 | [30 empty] | 0.002591 | 0.00012226 | 0.0012862
318 | HVAC | Controls | Miscellaneous | Existing | Programmable thermostat | 0.29724 | 2.0516 |  | 1793.02 | 1 | 6.9023 | 6032.2059 | 11 |  | 1152.69 | 3877.962 | Per End Use Consumption | GSLD | 1 | 1 | 1 | 1 | 1 | 1 | 1 | 1 | 1 | 1 | 1 | 1 | CmiEgsld318 | CmiE | gsld | 318 | 107.5812 | 361.9324 | [30 empty] | 0.75406 | 0 | 1.7179
318 | HVAC | Controls | Miscellaneous | New | Programmable thermostat | 0.29724 | 2.0516 |  | 1793.02 | 1 | 6.9023 | 6032.2059 | 11 |  | 1152.69 | 3877.962 | Per End Use Consumption | GSLD | 1 | 1 | 1 | 1 | 1 | 1 | 1 | 1 | 1 | 1 | 1 | 1 | CmiNgsld318 | CmiN | gsld | 318 | 107.5812 | 361.9324 | [30 empty] | 0.0046546 | 0 | 0.010604
318 | HVAC | Controls | Offices | Existing | Programmable thermostat | 0.37662 | 2.3548 |  | 2164.45 | 1 | 6.2525 | 5746.9909 | 11 |  | 64.87 | 172.2411 | Per End Use Consumption | GSLD | 1 | 1 | 1 | 1 | 1 | 1 | 1 | 1 | 1 | 1 | 1 | 1 | CofEgsld318 | CofE | gsld | 318 | 129.867 | 344.8195 | [30 empty] | 8.6475 | 0.44229 | 16.675
318 | HVAC | Controls | Offices | New | Programmable thermostat | 0.37662 | 2.3548 |  | 2164.45 | 1 | 6.2525 | 5746.9909 | 11 |  | 64.87 | 172.2411 | Per End Use Consumption | GSLD | 1 | 1 | 1 | 1 | 1 | 1 | 1 | 1 | 1 | 1 | 1 | 1 | CofNgsld318 | CofN | gsld | 318 | 129.867 | 344.8195 | [30 empty] | 0.047923 | 0.0018294 | 0.096662
318 | HVAC | Controls | Restaurants | Existing | Programmable thermostat | 0.27509 | 0.49011 |  | 1607.78 | 1 | 1.7817 | 5844.5888 | 11 |  | 24.95 | 90.698 | Per End Use Consumption | GSLD | 1 | 1 | 1 | 1 | 1 | 1 | 1 | 1 | 1 | 1 | 1 | 1 | CreEgsld318 | CreE | gsld | 318 | 96.4668 | 350.6753 | [30 empty] | 1.8488 | 0.038266 | 1.3172
318 | HVAC | Controls | Restaurants | New | Programmable thermostat | 0.27509 | 0.49011 |  | 1607.78 | 1 | 1.7817 | 5844.5888 | 11 |  | 24.95 | 90.698 | Per End Use Consumption | GSLD | 1 | 1 | 1 | 1 | 1 | 1 | 1 | 1 | 1 | 1 | 1 | 1 | CreNgsld318 | CreN | gsld | 318 | 96.4668 | 350.6753 | [30 empty] | 0.010396 | 0.00014763 | 0.0075897
318 | HVAC | Controls | Retail | Existing | Programmable thermostat | 0.47718 | 2.0859 |  | 2348.34 | 1 | 4.3714 | 4921.2746 | 11 |  | 49.9 | 104.5724 | Per End Use Consumption | GSLD | 1 | 1 | 1 | 1 | 1 | 1 | 1 | 1 | 1 | 1 | 1 | 1 | CrtEgsld318 | CrtE | gsld | 318 | 140.9004 | 295.2765 | [30 empty] | 2.1583 | 0.10278 | 4.214
318 | HVAC | Controls | Retail | New | Programmable thermostat | 0.47718 | 2.0859 |  | 2348.34 | 1 | 4.3714 | 4921.2746 | 11 |  | 49.9 | 104.5724 | Per End Use Consumption | GSLD | 1 | 1 | 1 | 1 | 1 | 1 | 1 | 1 | 1 | 1 | 1 | 1 | CrtNgsld318 | CrtN | gsld | 318 | 140.9004 | 295.2765 | [30 empty] | 0.011952 | 0.00041055 | 0.024419
318 | HVAC | Controls | Schools K-12 | Existing | Programmable thermostat | 1.0698 | 4.1009 |  | 5012.14 | 1 | 3.8332 | 4685.0525 | 11 |  | 209.58 | 195.903 | Per End Use Consumption | GSLD | 1 | 1 | 1 | 1 | 1 | 1 | 1 | 1 | 1 | 1 | 1 | 1 | CscEgsld318 | CscE | gsld | 318 | 300.7284 | 281.1031 | [30 empty] | 0.19883 | 0.020127 | 0.31529
318 | HVAC | Controls | Schools K-12 | New | Programmable thermostat | 1.0698 | 4.1009 |  | 5012.14 | 1 | 3.8332 | 4685.0525 | 11 |  | 209.58 | 195.903 | Per End Use Consumption | GSLD | 1 | 1 | 1 | 1 | 1 | 1 | 1 | 1 | 1 | 1 | 1 | 1 | CscNgsld318 | CscN | gsld | 318 | 300.7284 | 281.1031 | [30 empty] | 0.0011006 | 8.3559e-05 | 0.0019358
318 | HVAC | Controls | Warehouse | Existing | Programmable thermostat | 0.12927 | 0.69832 |  | 694.65 | 1 | 5.4021 | 5373.7188 | 11 |  | 64.87 | 501.8256 | Per End Use Consumption | GSLD | 1 | 1 | 1 | 1 | 1 | 1 | 1 | 1 | 1 | 1 | 1 | 1 | CwaEgsld318 | CwaE | gsld | 318 | 41.679 | 322.4231 | [30 empty] | 0.043375 | 0.00044437 | 0.095776
318 | HVAC | Controls | Warehouse | New | Programmable thermostat | 0.12927 | 0.69832 |  | 694.65 | 1 | 5.4021 | 5373.7188 | 11 |  | 64.87 | 501.8256 | Per End Use Consumption | GSLD | 1 | 1 | 1 | 1 | 1 | 1 | 1 | 1 | 1 | 1 | 1 | 1 | CwaNgsld318 | CwaN | gsld | 318 | 41.679 | 322.4231 | [30 empty] | 0.00026142 | 1.859e-06 | 0.00058285
319 | HVAC | Controls | Assembly | Existing | Smart thermostat | 2.9105 | 2.5351 |  | 9851.28 | 1 | 0.87101 | 3384.7755 | 11 |  | 2880 | 989.5317 | Per End Use Consumption | GSLD | 1 | 1 | 1 | 1 | 1 | 1 | 1 | 1 | 1 | 1 | 1 | 1 | CasEgsld319 | CasE | gsld | 319 | 591.0768 | 203.0865 | [30 empty] | 4.6487 | 0.20615 | 9.1804
319 | HVAC | Controls | Assembly | New | Smart thermostat | 2.9105 | 2.5351 |  | 9851.28 | 1 | 0.87101 | 3384.7755 | 11 |  | 2880 | 989.5317 | Per End Use Consumption | GSLD | 1 | 1 | 1 | 1 | 1 | 1 | 1 | 1 | 1 | 1 | 1 | 1 | CasNgsld319 | CasN | gsld | 319 | 591.0768 | 203.0865 | [30 empty] | 0.028197 | 0.0010938 | 0.056755
319 | HVAC | Controls | College and University | Existing | Smart thermostat | 0.71303 | 0.1051 |  | 4063.04 | 1 | 0.1474 | 5698.3023 | 11 |  | 10980 | 15399.1491 | Per End Use Consumption | GSLD | 1 | 1 | 1 | 1 | 1 | 1 | 1 | 1 | 1 | 1 | 1 | 1 | CcoEgsld319 | CcoE | gsld | 319 | 243.7824 | 341.8981 | [30 empty] | 0.12967 | 0.016083 | 0.0096864
319 | HVAC | Controls | College and University | New | Smart thermostat | 0.71303 | 0.1051 |  | 4063.04 | 1 | 0.1474 | 5698.3023 | 11 |  | 10980 | 15399.1491 | Per End Use Consumption | GSLD | 1 | 1 | 1 | 1 | 1 | 1 | 1 | 1 | 1 | 1 | 1 | 1 | CcoNgsld319 | CcoN | gsld | 319 | 243.7824 | 341.8981 | [30 empty] | 0.0007048 | 8.0202e-05 | 5.9492e-05
319 | HVAC | Controls | Data Center | Existing | Smart thermostat | 3.4997 | 0.80208 |  | 21430.28 | 1 | 0.22918 | 6123.3838 | 11 |  | 41580 | 11880.8667 | Per End Use Consumption | GSLD | 1 | 1 | 1 | 1 | 1 | 1 | 1 | 1 | 1 | 1 | 1 | 1 | CdaEgsld319 | CdaE | gsld | 319 | 1285.8168 | 367.403 | [30 empty] | 0.020356 | 0.0023943 | 0.0016442
319 | HVAC | Controls | Data Center | New | Smart thermostat | 3.4997 | 0.80208 |  | 21430.28 | 1 | 0.22918 | 6123.3838 | 11 |  | 41580 | 11880.8667 | Per End Use Consumption | GSLD | 1 | 1 | 1 | 1 | 1 | 1 | 1 | 1 | 1 | 1 | 1 | 1 | CdaNgsld319 | CdaN | gsld | 319 | 1285.8168 | 367.403 | [30 empty] | 0.00011608 | 1.2817e-05 | 1.0171e-05
319 | HVAC | Controls | Grocery | Existing | Smart thermostat | 0.2014 | 0.37105 |  | 1193.02 | 1 | 1.8423 | 5923.5338 | 11 |  | 720 | 3574.9144 | Per End Use Consumption | GSLD | 1 | 1 | 1 | 1 | 1 | 1 | 1 | 1 | 1 | 1 | 1 | 1 | CgrEgsld319 | CgrE | gsld | 319 | 71.5812 | 355.412 | [30 empty] | 0.81523 | 0.057172 | 0.47159
319 | HVAC | Controls | Grocery | New | Smart thermostat | 0.2014 | 0.37105 |  | 1193.02 | 1 | 1.8423 | 5923.5338 | 11 |  | 720 | 3574.9144 | Per End Use Consumption | GSLD | 1 | 1 | 1 | 1 | 1 | 1 | 1 | 1 | 1 | 1 | 1 | 1 | CgrNgsld319 | CgrN | gsld | 319 | 71.5812 | 355.412 | [30 empty] | 0.0048414 | 0.0002951 | 0.002921
319 | HVAC | Controls | Healthcare | Existing | Smart thermostat | 0.29895 | 0.14376 |  | 2221.68 | 1 | 0.48089 | 7431.6857 | 11 |  | 3060 | 10235.9288 | Per End Use Consumption | GSLD | 1 | 1 | 1 | 1 | 1 | 1 | 1 | 1 | 1 | 1 | 1 | 1 | CheEgsld319 | CheE | gsld | 319 | 133.3008 | 445.9011 | [30 empty] | 1.0725 | 0 | 0.20635
319 | HVAC | Controls | Healthcare | New | Smart thermostat | 0.29895 | 0.14376 |  | 2221.68 | 1 | 0.48089 | 7431.6857 | 11 |  | 3060 | 10235.9288 | Per End Use Consumption | GSLD | 1 | 1 | 1 | 1 | 1 | 1 | 1 | 1 | 1 | 1 | 1 | 1 | CheNgsld319 | CheN | gsld | 319 | 133.3008 | 445.9011 | [30 empty] | 0.0065833 | 0 | 0.0012666
319 | HVAC | Controls | Hospitals | Existing | Smart thermostat | 26.3043 | 2.9454 |  | 145046.13 | 1 | 0.11198 | 5514.1687 | 11 |  | 30240 | 1149.6237 | Per End Use Consumption | GSLD | 1 | 1 | 1 | 1 | 1 | 1 | 1 | 1 | 1 | 1 | 1 | 1 | ChoEgsld319 | ChoE | gsld | 319 | 8702.7678 | 330.8501 | [30 empty] | 0.24971 | 0 | 0.048041
319 | HVAC | Controls | Hospitals | New | Smart thermostat | 26.3043 | 2.9454 |  | 145046.13 | 1 | 0.11198 | 5514.1687 | 11 |  | 30240 | 1149.6237 | Per End Use Consumption | GSLD | 1 | 1 | 1 | 1 | 1 | 1 | 1 | 1 | 1 | 1 | 1 | 1 | ChoNgsld319 | ChoN | gsld | 319 | 8702.7678 | 330.8501 | [30 empty] | 0.0015422 | 0 | 0.0002967
319 | HVAC | Controls | Institutional | Existing | Smart thermostat | 0.34981 | 0.098908 |  | 2239.39 | 1 | 0.28275 | 6401.8208 | 11 |  | 3060 | 8747.7266 | Per End Use Consumption | GSLD | 1 | 1 | 1 | 1 | 1 | 1 | 1 | 1 | 1 | 1 | 1 | 1 | CinEgsld319 | CinE | gsld | 319 | 134.3634 | 384.1092 | [30 empty] | 0.83903 | 0.080157 | 0.085361
319 | HVAC | Controls | Institutional | New | Smart thermostat | 0.34981 | 0.098908 |  | 2239.39 | 1 | 0.28275 | 6401.8208 | 11 |  | 3060 | 8747.7266 | Per End Use Consumption | GSLD | 1 | 1 | 1 | 1 | 1 | 1 | 1 | 1 | 1 | 1 | 1 | 1 | CinNgsld319 | CinN | gsld | 319 | 134.3634 | 384.1092 | [30 empty] | 0.0048604 | 0.00042828 | 0.0005287
319 | HVAC | Controls | Lodging/Hospitality | Existing | Smart thermostat | 2.6899 | 1.0614 |  | 15657.24 | 1 | 0.39458 | 5820.6952 | 11 |  | 4860 | 1806.7411 | Per End Use Consumption | GSLD | 1 | 1 | 1 | 1 | 1 | 1 | 1 | 1 | 1 | 1 | 1 | 1 | CloEgsld319 | CloE | gsld | 319 | 939.4344 | 349.2417 | [30 empty] | 1.2469 | 0.11337 | 0.4314
319 | HVAC | Controls | Lodging/Hospitality | New | Smart thermostat | 2.6899 | 1.0614 |  | 15657.24 | 1 | 0.39458 | 5820.6952 | 11 |  | 4860 | 1806.7411 | Per End Use Consumption | GSLD | 1 | 1 | 1 | 1 | 1 | 1 | 1 | 1 | 1 | 1 | 1 | 1 | CloNgsld319 | CloN | gsld | 319 | 939.4344 | 349.2417 | [30 empty] | 0.0069523 | 0.00056137 | 0.0026486
319 | HVAC | Controls | Miscellaneous | Existing | Smart thermostat | 1.0403 | 3.9893 |  | 4874.68 | 1 | 3.8346 | 4685.6309 | 11 |  | 41580 | 39967.451 | Per End Use Consumption | GSLD | 1 | 1 | 1 | 1 | 1 | 1 | 1 | 1 | 1 | 1 | 1 | 1 | CmiEgsld319 | CmiE | gsld | 319 | 292.4808 | 281.1379 | [30 empty] | 1.5383 | 0 | 3.5045
319 | HVAC | Controls | Miscellaneous | New | Smart thermostat | 1.0403 | 3.9893 |  | 4874.68 | 1 | 3.8346 | 4685.6309 | 11 |  | 41580 | 39967.451 | Per End Use Consumption | GSLD | 1 | 1 | 1 | 1 | 1 | 1 | 1 | 1 | 1 | 1 | 1 | 1 | CmiNgsld319 | CmiN | gsld | 319 | 292.4808 | 281.1379 | [30 empty] | 0.0094956 | 0 | 0.021632
319 | HVAC | Controls | Offices | Existing | Smart thermostat | 1.3182 | 4.5789 |  | 5967.67 | 1 | 3.4736 | 4527.1913 | 11 |  | 2340 | 1775.1698 | Per End Use Consumption | GSLD | 1 | 1 | 1 | 1 | 1 | 1 | 1 | 1 | 1 | 1 | 1 | 1 | CofEgsld319 | CofE | gsld | 319 | 358.0602 | 271.6315 | [30 empty] | 19.8581 | 1.6435 | 33.9982
319 | HVAC | Controls | Offices | New | Smart thermostat | 1.3182 | 4.5789 |  | 5967.67 | 1 | 3.4736 | 4527.1913 | 11 |  | 2340 | 1775.1698 | Per End Use Consumption | GSLD | 1 | 1 | 1 | 1 | 1 | 1 | 1 | 1 | 1 | 1 | 1 | 1 | CofNgsld319 | CofN | gsld | 319 | 358.0602 | 271.6315 | [30 empty] | 0.1112 | 0.0082222 | 0.19708
319 | HVAC | Controls | Restaurants | Existing | Smart thermostat | 0.96281 | 0.953 |  | 4635.21 | 1 | 0.98981 | 4814.2662 | 11 |  | 900 | 934.7666 | Per End Use Consumption | GSLD | 1 | 1 | 1 | 1 | 1 | 1 | 1 | 1 | 1 | 1 | 1 | 1 | CreEgsld319 | CreE | gsld | 319 | 278.1126 | 288.856 | [30 empty] | 3.9845 | 0.13939 | 2.6845
319 | HVAC | Controls | Restaurants | New | Smart thermostat | 0.96281 | 0.953 |  | 4635.21 | 1 | 0.98981 | 4814.2662 | 11 |  | 900 | 934.7666 | Per End Use Consumption | GSLD | 1 | 1 | 1 | 1 | 1 | 1 | 1 | 1 | 1 | 1 | 1 | 1 | CreNgsld319 | CreN | gsld | 319 | 278.1126 | 288.856 | [30 empty] | 0.022413 | 0.0006484 | 0.015468
319 | HVAC | Controls | Retail | Existing | Smart thermostat | 1.6701 | 4.056 |  | 6794.86 | 1 | 2.4285 | 4068.4521 | 11 |  | 1800 | 1077.7579 | Per End Use Consumption | GSLD | 1 | 1 | 1 | 1 | 1 | 1 | 1 | 1 | 1 | 1 | 1 | 1 | CrtEgsld319 | CrtE | gsld | 319 | 407.6916 | 244.1071 | [30 empty] | 4.9805 | 0.39799 | 8.6242
319 | HVAC | Controls | Retail | New | Smart thermostat | 1.6701 | 4.056 |  | 6794.86 | 1 | 2.4285 | 4068.4521 | 11 |  | 1800 | 1077.7579 | Per End Use Consumption | GSLD | 1 | 1 | 1 | 1 | 1 | 1 | 1 | 1 | 1 | 1 | 1 | 1 | CrtNgsld319 | CrtN | gsld | 319 | 407.6916 | 244.1071 | [30 empty] | 0.027744 | 0.0019342 | 0.049976
319 | HVAC | Controls | Schools K-12 | Existing | Smart thermostat | 3.7444 | 7.9739 |  | 14742.35 | 1 | 2.1296 | 3937.223 | 11 |  | 7560 | 2019.0408 | Per End Use Consumption | GSLD | 1 | 1 | 1 | 1 | 1 | 1 | 1 | 1 | 1 | 1 | 1 | 1 | CscEgsld319 | CscE | gsld | 319 | 884.541 | 236.2334 | [30 empty] | 0.49987 | 0.074413 | 0.62979
319 | HVAC | Controls | Schools K-12 | New | Smart thermostat | 3.7444 | 7.9739 |  | 14742.35 | 1 | 2.1296 | 3937.223 | 11 |  | 7560 | 2019.0408 | Per End Use Consumption | GSLD | 1 | 1 | 1 | 1 | 1 | 1 | 1 | 1 | 1 | 1 | 1 | 1 | CscNgsld319 | CscN | gsld | 319 | 884.541 | 236.2334 | [30 empty] | 0.0028064 | 0.00036939 | 0.0038667
319 | HVAC | Controls | Warehouse | Existing | Smart thermostat | 0.45244 | 1.3579 |  | 1954.46 | 1 | 3.0012 | 4319.8366 | 11 |  | 2340 | 5171.9747 | Per End Use Consumption | GSLD | 1 | 1 | 1 | 1 | 1 | 1 | 1 | 1 | 1 | 1 | 1 | 1 | CwaEgsld319 | CwaE | gsld | 319 | 117.2676 | 259.1902 | [30 empty] | 0.091575 | 0.001647 | 0.19736
319 | HVAC | Controls | Warehouse | New | Smart thermostat | 0.45244 | 1.3579 |  | 1954.46 | 1 | 3.0012 | 4319.8366 | 11 |  | 2340 | 5171.9747 | Per End Use Consumption | GSLD | 1 | 1 | 1 | 1 | 1 | 1 | 1 | 1 | 1 | 1 | 1 | 1 | CwaNgsld319 | CwaN | gsld | 319 | 117.2676 | 259.1902 | [30 empty] | 0.00055941 | 8.2088e-06 | 0.0012183
320 | HVAC | DX | Assembly | Existing | DX Coil Cleaning | 0.045733 | 0 |  | 137.31 | 1 | 0 | 3002.444 | 3 |  | 52.5 | 1147.974 | Per Unit | GSLD | 1.0063 | 0.98564 | 1.0265 | 1.0441 | 1.0994 | 1.0901 | 1.0679 | 1.0965 | 1.0642 | 1.0547 | 1.0277 | 1.0297 | CasEgsld320 | CasE | gsld | 320 | 6.9044 | 150.9725 | [30 empty] | 57.646 | 19.1997 | 0
320 | HVAC | DX | Assembly | New | DX Coil Cleaning | 0.045733 | 0 |  | 137.31 | 1 | 0 | 3002.444 | 3 |  | 52.5 | 1147.974 | Per Unit | GSLD | 1.0063 | 0.98564 | 1.0265 | 1.0441 | 1.0994 | 1.0901 | 1.0679 | 1.0965 | 1.0642 | 1.0547 | 1.0277 | 1.0297 | CasNgsld320 | CasN | gsld | 320 | 6.9044 | 150.9725 | [30 empty] | 0.42513 | 0.1416 | 0
320 | HVAC | DX | College and University | Existing | DX Coil Cleaning | 0.030887 | 0 |  | 152.34 | 1 | 0 | 4932.1338 | 3 |  | 52.5 | 1699.731 | Per Unit | GSLD | 1.0063 | 0.98564 | 1.0265 | 1.0441 | 1.0994 | 1.0901 | 1.0679 | 1.0965 | 1.0642 | 1.0547 | 1.0277 | 1.0297 | CcoEgsld320 | CcoE | gsld | 320 | 7.6601 | 248.0035 | [30 empty] | 3.5545 | 0.72068 | 0
320 | HVAC | DX | College and University | New | DX Coil Cleaning | 0.030887 | 0 |  | 152.34 | 1 | 0 | 4932.1338 | 3 |  | 52.5 | 1699.731 | Per Unit | GSLD | 1.0063 | 0.98564 | 1.0265 | 1.0441 | 1.0994 | 1.0901 | 1.0679 | 1.0965 | 1.0642 | 1.0547 | 1.0277 | 1.0297 | CcoNgsld320 | CcoN | gsld | 320 | 7.6601 | 248.0035 | [30 empty] | 0.025211 | 0.0051115 | 0
320 | HVAC | DX | Data Center | Existing | DX Coil Cleaning | 0.057405 | 0 |  | 283.13 | 1 | 0 | 4932.1338 | 3 |  | 52.5 | 914.5517 | Per Unit | GSLD | 1.0063 | 0.98564 | 1.0265 | 1.0441 | 1.0994 | 1.0901 | 1.0679 | 1.0965 | 1.0642 | 1.0547 | 1.0277 | 1.0297 | CdaEgsld320 | CdaE | gsld | 320 | 14.2367 | 248.0035 | [30 empty] | 0.085417 | 0.017318 | 0
320 | HVAC | DX | Data Center | New | DX Coil Cleaning | 0.057405 | 0 |  | 283.13 | 1 | 0 | 4932.1338 | 3 |  | 52.5 | 914.5517 | Per Unit | GSLD | 1.0063 | 0.98564 | 1.0265 | 1.0441 | 1.0994 | 1.0901 | 1.0679 | 1.0965 | 1.0642 | 1.0547 | 1.0277 | 1.0297 | CdaNgsld320 | CdaN | gsld | 320 | 14.2367 | 248.0035 | [30 empty] | 0.00062441 | 0.0001266 | 0
320 | HVAC | DX | Grocery | Existing | DX Coil Cleaning | 0.021518 | 0 |  | 75.88 | 1 | 0 | 3526.3541 | 3 |  | 52.5 | 2439.8207 | Per Unit | GSLD | 1.0063 | 0.98564 | 1.0265 | 1.0441 | 1.0994 | 1.0901 | 1.0679 | 1.0965 | 1.0642 | 1.0547 | 1.0277 | 1.0297 | CgrEgsld320 | CgrE | gsld | 320 | 3.8155 | 177.3164 | [30 empty] | 8.7972 | 2.4947 | 0
320 | HVAC | DX | Grocery | New | DX Coil Cleaning | 0.021518 | 0 |  | 75.88 | 1 | 0 | 3526.3541 | 3 |  | 52.5 | 2439.8207 | Per Unit | GSLD | 1.0063 | 0.98564 | 1.0265 | 1.0441 | 1.0994 | 1.0901 | 1.0679 | 1.0965 | 1.0642 | 1.0547 | 1.0277 | 1.0297 | CgrNgsld320 | CgrN | gsld | 320 | 3.8155 | 177.3164 | [30 empty] | 0.064878 | 0.018398 | 0
320 | HVAC | DX | Healthcare | Existing | DX Coil Cleaning | 0.060603 | 0 |  | 298.9 | 1 | 0 | 4932.1338 | 3 |  | 52.5 | 866.2999 | Per Unit | GSLD | 1.0063 | 0.98564 | 1.0265 | 1.0441 | 1.0994 | 1.0901 | 1.0679 | 1.0965 | 1.0642 | 1.0547 | 1.0277 | 1.0297 | CheEgsld320 | CheE | gsld | 320 | 15.0296 | 248.0035 | [30 empty] | 9.8958 | 2.0064 | 0
320 | HVAC | DX | Healthcare | New | DX Coil Cleaning | 0.060603 | 0 |  | 298.9 | 1 | 0 | 4932.1338 | 3 |  | 52.5 | 866.2999 | Per Unit | GSLD | 1.0063 | 0.98564 | 1.0265 | 1.0441 | 1.0994 | 1.0901 | 1.0679 | 1.0965 | 1.0642 | 1.0547 | 1.0277 | 1.0297 | CheNgsld320 | CheN | gsld | 320 | 15.0296 | 248.0035 | [30 empty] | 0.067781 | 0.013743 | 0
320 | HVAC | DX | Hospitals | Existing | DX Coil Cleaning | 0.057405 | 0 |  | 283.13 | 1 | 0 | 4932.1338 | 3 |  | 52.5 | 914.5517 | Per Unit | GSLD | 1.0063 | 0.98564 | 1.0265 | 1.0441 | 1.0994 | 1.0901 | 1.0679 | 1.0965 | 1.0642 | 1.0547 | 1.0277 | 1.0297 | ChoEgsld320 | ChoE | gsld | 320 | 14.2367 | 248.0035 | [30 empty] | 6.8957 | 1.3981 | 0
320 | HVAC | DX | Hospitals | New | DX Coil Cleaning | 0.057405 | 0 |  | 283.13 | 1 | 0 | 4932.1338 | 3 |  | 52.5 | 914.5517 | Per Unit | GSLD | 1.0063 | 0.98564 | 1.0265 | 1.0441 | 1.0994 | 1.0901 | 1.0679 | 1.0965 | 1.0642 | 1.0547 | 1.0277 | 1.0297 | ChoNgsld320 | ChoN | gsld | 320 | 14.2367 | 248.0035 | [30 empty] | 0.050855 | 0.010311 | 0
320 | HVAC | DX | Institutional | Existing | DX Coil Cleaning | 0.01505 | 0 |  | 74.23 | 1 | 0 | 4932.1338 | 3 |  | 52.5 | 3488.307 | Per Unit | GSLD | 1.0063 | 0.98564 | 1.0265 | 1.0441 | 1.0994 | 1.0901 | 1.0679 | 1.0965 | 1.0642 | 1.0547 | 1.0277 | 1.0297 | CinEgsld320 | CinE | gsld | 320 | 3.7325 | 248.0035 | [30 empty] | 8.0121 | 1.6245 | 0
320 | HVAC | DX | Institutional | New | DX Coil Cleaning | 0.01505 | 0 |  | 74.23 | 1 | 0 | 4932.1338 | 3 |  | 52.5 | 3488.307 | Per Unit | GSLD | 1.0063 | 0.98564 | 1.0265 | 1.0441 | 1.0994 | 1.0901 | 1.0679 | 1.0965 | 1.0642 | 1.0547 | 1.0277 | 1.0297 | CinNgsld320 | CinN | gsld | 320 | 3.7325 | 248.0035 | [30 empty] | 0.054352 | 0.01102 | 0
320 | HVAC | DX | Lodging/Hospitality | Existing | DX Coil Cleaning | 0.043454 | 0 |  | 226.9 | 1 | 0 | 5221.6594 | 3 |  | 52.5 | 1208.1848 | Per Unit | GSLD | 1.0063 | 0.98564 | 1.0265 | 1.0441 | 1.0994 | 1.0901 | 1.0679 | 1.0965 | 1.0642 | 1.0547 | 1.0277 | 1.0297 | CloEgsld320 | CloE | gsld | 320 | 11.4093 | 262.5618 | [30 empty] | 1.0539 | 0.20183 | 0
320 | HVAC | DX | Lodging/Hospitality | New | DX Coil Cleaning | 0.043454 | 0 |  | 226.9 | 1 | 0 | 5221.6594 | 3 |  | 52.5 | 1208.1848 | Per Unit | GSLD | 1.0063 | 0.98564 | 1.0265 | 1.0441 | 1.0994 | 1.0901 | 1.0679 | 1.0965 | 1.0642 | 1.0547 | 1.0277 | 1.0297 | CloNgsld320 | CloN | gsld | 320 | 11.4093 | 262.5618 | [30 empty] | 0.0077724 | 0.0014885 | 0
320 | HVAC | DX | Miscellaneous | Existing | DX Coil Cleaning | 0.025549 | 0 |  | 76.71 | 1 | 0 | 3002.444 | 3 |  | 52.5 | 2054.86 | Per Unit | GSLD | 1.0063 | 0.98564 | 1.0265 | 1.0441 | 1.0994 | 1.0901 | 1.0679 | 1.0965 | 1.0642 | 1.0547 | 1.0277 | 1.0297 | CmiEgsld320 | CmiE | gsld | 320 | 3.8572 | 150.9725 | [30 empty] | 25.9816 | 8.6535 | 0
320 | HVAC | DX | Miscellaneous | New | DX Coil Cleaning | 0.025549 | 0 |  | 76.71 | 1 | 0 | 3002.444 | 3 |  | 52.5 | 2054.86 | Per Unit | GSLD | 1.0063 | 0.98564 | 1.0265 | 1.0441 | 1.0994 | 1.0901 | 1.0679 | 1.0965 | 1.0642 | 1.0547 | 1.0277 | 1.0297 | CmiNgsld320 | CmiN | gsld | 320 | 3.8572 | 150.9725 | [30 empty] | 0.19161 | 0.063819 | 0
320 | HVAC | DX | Offices | Existing | DX Coil Cleaning | 0.051481 | 0 |  | 154.57 | 1 | 0 | 3002.444 | 3 |  | 52.5 | 1019.7859 | Per Unit | GSLD | 1.0063 | 0.98564 | 1.0265 | 1.0441 | 1.0994 | 1.0901 | 1.0679 | 1.0965 | 1.0642 | 1.0547 | 1.0277 | 1.0297 | CofEgsld320 | CofE | gsld | 320 | 7.7723 | 150.9725 | [30 empty] | 105.9202 | 35.278 | 0
320 | HVAC | DX | Offices | New | DX Coil Cleaning | 0.051481 | 0 |  | 154.57 | 1 | 0 | 3002.444 | 3 |  | 52.5 | 1019.7859 | Per Unit | GSLD | 1.0063 | 0.98564 | 1.0265 | 1.0441 | 1.0994 | 1.0901 | 1.0679 | 1.0965 | 1.0642 | 1.0547 | 1.0277 | 1.0297 | CofNgsld320 | CofN | gsld | 320 | 7.7723 | 150.9725 | [30 empty] | 0.75126 | 0.25022 | 0
320 | HVAC | DX | Restaurants | Existing | DX Coil Cleaning | 0.063128 | 0 |  | 222.61 | 1 | 0 | 3526.3542 | 3 |  | 52.5 | 831.65 | Per Unit | GSLD | 1.0063 | 0.98564 | 1.0265 | 1.0441 | 1.0994 | 1.0901 | 1.0679 | 1.0965 | 1.0642 | 1.0547 | 1.0277 | 1.0297 | CreEgsld320 | CreE | gsld | 320 | 11.1935 | 177.3164 | [30 empty] | 29.8842 | 8.4745 | 0
320 | HVAC | DX | Restaurants | New | DX Coil Cleaning | 0.063128 | 0 |  | 222.61 | 1 | 0 | 3526.3542 | 3 |  | 52.5 | 831.65 | Per Unit | GSLD | 1.0063 | 0.98564 | 1.0265 | 1.0441 | 1.0994 | 1.0901 | 1.0679 | 1.0965 | 1.0642 | 1.0547 | 1.0277 | 1.0297 | CreNgsld320 | CreN | gsld | 320 | 11.1935 | 177.3164 | [30 empty] | 0.22039 | 0.062499 | 0
320 | HVAC | DX | Retail | Existing | DX Coil Cleaning | 0.058109 | 0 |  | 174.47 | 1 | 0 | 3002.444 | 3 |  | 52.5 | 903.4694 | Per Unit | GSLD | 1.0063 | 0.98564 | 1.0265 | 1.0441 | 1.0994 | 1.0901 | 1.0679 | 1.0965 | 1.0642 | 1.0547 | 1.0277 | 1.0297 | CrtEgsld320 | CrtE | gsld | 320 | 8.7729 | 150.9725 | [30 empty] | 49.3265 | 16.4288 | 0
320 | HVAC | DX | Retail | New | DX Coil Cleaning | 0.058109 | 0 |  | 174.47 | 1 | 0 | 3002.444 | 3 |  | 52.5 | 903.4694 | Per Unit | GSLD | 1.0063 | 0.98564 | 1.0265 | 1.0441 | 1.0994 | 1.0901 | 1.0679 | 1.0965 | 1.0642 | 1.0547 | 1.0277 | 1.0297 | CrtNgsld320 | CrtN | gsld | 320 | 8.7729 | 150.9725 | [30 empty] | 0.36378 | 0.12116 | 0
320 | HVAC | DX | Schools K-12 | Existing | DX Coil Cleaning | 0.050519 | 0 |  | 151.68 | 1 | 0 | 3002.444 | 3 |  | 52.5 | 1039.2162 | Per Unit | GSLD | 1.0063 | 0.98564 | 1.0265 | 1.0441 | 1.0994 | 1.0901 | 1.0679 | 1.0965 | 1.0642 | 1.0547 | 1.0277 | 1.0297 | CscEgsld320 | CscE | gsld | 320 | 7.627 | 150.9725 | [30 empty] | 6.9777 | 2.324 | 0
320 | HVAC | DX | Schools K-12 | New | DX Coil Cleaning | 0.050519 | 0 |  | 151.68 | 1 | 0 | 3002.444 | 3 |  | 52.5 | 1039.2162 | Per Unit | GSLD | 1.0063 | 0.98564 | 1.0265 | 1.0441 | 1.0994 | 1.0901 | 1.0679 | 1.0965 | 1.0642 | 1.0547 | 1.0277 | 1.0297 | CscNgsld320 | CscN | gsld | 320 | 7.627 | 150.9725 | [30 empty] | 0.050844 | 0.016934 | 0
320 | HVAC | DX | Warehouse | Existing | DX Coil Cleaning | 0.011081 | 0 |  | 33.27 | 1 | 0 | 3002.4439 | 3 |  | 52.5 | 4737.8511 | Per Unit | GSLD | 1.0063 | 0.98564 | 1.0265 | 1.0441 | 1.0994 | 1.0901 | 1.0679 | 1.0965 | 1.0642 | 1.0547 | 1.0277 | 1.0297 | CwaEgsld320 | CwaE | gsld | 320 | 1.6729 | 150.9725 | [30 empty] | 5.7863 | 1.9272 | 0
320 | HVAC | DX | Warehouse | New | DX Coil Cleaning | 0.011081 | 0 |  | 33.27 | 1 | 0 | 3002.4439 | 3 |  | 52.5 | 4737.8511 | Per Unit | GSLD | 1.0063 | 0.98564 | 1.0265 | 1.0441 | 1.0994 | 1.0901 | 1.0679 | 1.0965 | 1.0642 | 1.0547 | 1.0277 | 1.0297 | CwaNgsld320 | CwaN | gsld | 320 | 1.6729 | 150.9725 | [30 empty] | 0.042673 | 0.014213 | 0
321 | HVAC | DX | Assembly | Turnover | HE DX 11.25-20.0 Tons Elec Heat | 0.39407 | 0.050074 |  | 1205.14 | 1 | 0.12707 | 3058.2215 | 15 |  | 1965 | 4986.479 | Per Unit | GSLD | 1 | 1 | 1 | 1 | 1 | 1 | 1 | 1 | 1 | 1 | 1 | 1 | CasTgsld321 | CasT | gsld | 321 | 72.3084 | 183.4933 | [30 empty] | 6.2143 | 0.67994 | 9.5063
321 | HVAC | DX | Assembly | New | HE DX 11.25-20.0 Tons Elec Heat | 0.39407 | 0.050074 |  | 1205.14 | 1 | 0.12707 | 3058.2215 | 15 |  | 1965 | 4986.479 | Per Unit | GSLD | 1 | 1 | 1 | 1 | 1 | 1 | 1 | 1 | 1 | 1 | 1 | 1 | CasNgsld321 | CasN | gsld | 321 | 72.3084 | 183.4933 | [30 empty] | 0.049464 | 0.0020283 | 0.098812
321 | HVAC | DX | College and University | Turnover | HE DX 11.25-20.0 Tons Elec Heat | 0.26614 | 0.0042287 |  | 1334.63 | 1 | 0.015889 | 5014.7212 | 15 |  | 1965 | 7383.2651 | Per Unit | GSLD | 1 | 1 | 1 | 1 | 1 | 1 | 1 | 1 | 1 | 1 | 1 | 1 | CcoTgsld321 | CcoT | gsld | 321 | 80.0778 | 300.8833 | [30 empty] | 0.16337 | 0.033123 | 0
321 | HVAC | DX | College and University | New | HE DX 11.25-20.0 Tons Elec Heat | 0.26614 | 0.0042287 |  | 1334.63 | 1 | 0.015889 | 5014.7212 | 15 |  | 1965 | 7383.2651 | Per Unit | GSLD | 1 | 1 | 1 | 1 | 1 | 1 | 1 | 1 | 1 | 1 | 1 | 1 | CcoNgsld321 | CcoN | gsld | 321 | 80.0778 | 300.8833 | [30 empty] | 0.00051287 | 0.00010398 | 0
321 | HVAC | DX | Data Center | Turnover | HE DX 11.25-20.0 Tons Elec Heat | 0.49464 | 0.0075936 |  | 2479.08 | 1 | 0.015352 | 5011.9299 | 15 |  | 1965 | 3972.6198 | Per Unit | GSLD | 1 | 1 | 1 | 1 | 1 | 1 | 1 | 1 | 1 | 1 | 1 | 1 | CdaTgsld321 | CdaT | gsld | 321 | 148.7448 | 300.7158 | [30 empty] | 0.017221 | 0.0034915 | 0
321 | HVAC | DX | Data Center | New | HE DX 11.25-20.0 Tons Elec Heat | 0.49464 | 0.0075936 |  | 2479.08 | 1 | 0.015352 | 5011.9299 | 15 |  | 1965 | 3972.6198 | Per Unit | GSLD | 1 | 1 | 1 | 1 | 1 | 1 | 1 | 1 | 1 | 1 | 1 | 1 | CdaNgsld321 | CdaN | gsld | 321 | 148.7448 | 300.7158 | [30 empty] | 8.074e-05 | 1.637e-05 | 0
321 | HVAC | DX | Grocery | Turnover | HE DX 11.25-20.0 Tons Elec Heat | 0.18541 | 0.029181 |  | 691.8 | 1 | 0.15739 | 3731.1409 | 15 |  | 1965 | 10597.9934 | Per Unit | GSLD | 1 | 1 | 1 | 1 | 1 | 1 | 1 | 1 | 1 | 1 | 1 | 1 | CgrTgsld321 | CgrT | gsld | 321 | 41.508 | 223.8685 | [30 empty] | 2.1756 | 0.51199 | 0.2845
321 | HVAC | DX | Grocery | New | HE DX 11.25-20.0 Tons Elec Heat | 0.18541 | 0.029181 |  | 691.8 | 1 | 0.15739 | 3731.1409 | 15 |  | 1965 | 10597.9934 | Per Unit | GSLD | 1 | 1 | 1 | 1 | 1 | 1 | 1 | 1 | 1 | 1 | 1 | 1 | CgrNgsld321 | CgrN | gsld | 321 | 41.508 | 223.8685 | [30 empty] | 0.0056569 | 0.00054573 | 0.0028685
321 | HVAC | DX | Healthcare | Turnover | HE DX 11.25-20.0 Tons Elec Heat | 0.52219 | 0.0066317 |  | 2609.96 | 1 | 0.0127 | 4998.1448 | 15 |  | 1965 | 3763.0288 | Per Unit | GSLD | 1 | 1 | 1 | 1 | 1 | 1 | 1 | 1 | 1 | 1 | 1 | 1 | CheTgsld321 | CheT | gsld | 321 | 156.5976 | 299.8887 | [30 empty] | 1.6567 | 0.32655 | 0.008875
321 | HVAC | DX | Healthcare | New | HE DX 11.25-20.0 Tons Elec Heat | 0.52219 | 0.0066317 |  | 2609.96 | 1 | 0.0127 | 4998.1448 | 15 |  | 1965 | 3763.0288 | Per Unit | GSLD | 1 | 1 | 1 | 1 | 1 | 1 | 1 | 1 | 1 | 1 | 1 | 1 | CheNgsld321 | CheN | gsld | 321 | 156.5976 | 299.8887 | [30 empty] | 0.00045019 | 0 | 8.6612e-05
321 | HVAC | DX | Hospitals | Turnover | HE DX 11.25-20.0 Tons Elec Heat | 0.49464 | 0.0075936 |  | 2479.08 | 1 | 0.015352 | 5011.9299 | 15 |  | 1965 | 3972.6198 | Per Unit | GSLD | 1 | 1 | 1 | 1 | 1 | 1 | 1 | 1 | 1 | 1 | 1 | 1 | ChoTgsld321 | ChoT | gsld | 321 | 148.7448 | 300.7158 | [30 empty] | 0 | 0 | 0
321 | HVAC | DX | Hospitals | New | HE DX 11.25-20.0 Tons Elec Heat | 0.49464 | 0.0075936 |  | 2479.08 | 1 | 0.015352 | 5011.9299 | 15 |  | 1965 | 3972.6198 | Per Unit | GSLD | 1 | 1 | 1 | 1 | 1 | 1 | 1 | 1 | 1 | 1 | 1 | 1 | ChoNgsld321 | ChoN | gsld | 321 | 148.7448 | 300.7158 | [30 empty] | 0 | 0 | 0
321 | HVAC | DX | Institutional | Turnover | HE DX 11.25-20.0 Tons Elec Heat | 0.12968 | 0.0036535 |  | 658.6 | 1 | 0.028173 | 5078.5687 | 15 |  | 1965 | 15152.4257 | Per Unit | GSLD | 1 | 1 | 1 | 1 | 1 | 1 | 1 | 1 | 1 | 1 | 1 | 1 | CinTgsld321 | CinT | gsld | 321 | 39.516 | 304.7141 | [30 empty] | 2.3624 | 0.43382 | 0.042845
321 | HVAC | DX | Institutional | New | HE DX 11.25-20.0 Tons Elec Heat | 0.12968 | 0.0036535 |  | 658.6 | 1 | 0.028173 | 5078.5687 | 15 |  | 1965 | 15152.4257 | Per Unit | GSLD | 1 | 1 | 1 | 1 | 1 | 1 | 1 | 1 | 1 | 1 | 1 | 1 | CinNgsld321 | CinN | gsld | 321 | 39.516 | 304.7141 | [30 empty] | 0.0062971 | 0.00080742 | 0.00044534
321 | HVAC | DX | Lodging/Hospitality | Turnover | HE DX 11.25-20.0 Tons Elec Heat | 0.37442 | 0.015137 |  | 1978.08 | 1 | 0.040428 | 5283.0342 | 15 |  | 1965 | 5248.1003 | Per Unit | GSLD | 1 | 1 | 1 | 1 | 1 | 1 | 1 | 1 | 1 | 1 | 1 | 1 | CloTgsld321 | CloT | gsld | 321 | 118.6848 | 316.9821 | [30 empty] | 0.885 | 0.16918 | 0.0010528
321 | HVAC | DX | Lodging/Hospitality | New | HE DX 11.25-20.0 Tons Elec Heat | 0.37442 | 0.015137 |  | 1978.08 | 1 | 0.040428 | 5283.0342 | 15 |  | 1965 | 5248.1003 | Per Unit | GSLD | 1 | 1 | 1 | 1 | 1 | 1 | 1 | 1 | 1 | 1 | 1 | 1 | CloNgsld321 | CloN | gsld | 321 | 118.6848 | 316.9821 | [30 empty] | 0.0038007 | 0.00072488 | 1.0274e-05
321 | HVAC | DX | Miscellaneous | Turnover | HE DX 11.25-20.0 Tons Elec Heat | 0.22014 | 0.027315 |  | 672.94 | 1 | 0.12408 | 3056.91 | 15 |  | 1965 | 8926.2462 | Per Unit | GSLD | 1 | 1 | 1 | 1 | 1 | 1 | 1 | 1 | 1 | 1 | 1 | 1 | CmiTgsld321 | CmiT | gsld | 321 | 40.3764 | 183.4146 | [30 empty] | 0 | 0 | 0
321 | HVAC | DX | Miscellaneous | New | HE DX 11.25-20.0 Tons Elec Heat | 0.22014 | 0.027315 |  | 672.94 | 1 | 0.12408 | 3056.91 | 15 |  | 1965 | 8926.2462 | Per Unit | GSLD | 1 | 1 | 1 | 1 | 1 | 1 | 1 | 1 | 1 | 1 | 1 | 1 | CmiNgsld321 | CmiN | gsld | 321 | 40.3764 | 183.4146 | [30 empty] | 0 | 0 | 0
321 | HVAC | DX | Offices | Turnover | HE DX 11.25-20.0 Tons Elec Heat | 0.44359 | 0.02957 |  | 1344.84 | 1 | 0.066661 | 3031.7051 | 15 |  | 1965 | 4429.7467 | Per Unit | GSLD | 1 | 1 | 1 | 1 | 1 | 1 | 1 | 1 | 1 | 1 | 1 | 1 | CofTgsld321 | CofT | gsld | 321 | 80.6904 | 181.9023 | [30 empty] | 12.3747 | 3.0095 | 7.6065
321 | HVAC | DX | Offices | New | HE DX 11.25-20.0 Tons Elec Heat | 0.44359 | 0.02957 |  | 1344.84 | 1 | 0.066661 | 3031.7051 | 15 |  | 1965 | 4429.7467 | Per Unit | GSLD | 1 | 1 | 1 | 1 | 1 | 1 | 1 | 1 | 1 | 1 | 1 | 1 | CofNgsld321 | CofN | gsld | 321 | 80.6904 | 181.9023 | [30 empty] | 0.06735 | 0.010873 | 0.079065
321 | HVAC | DX | Restaurants | Turnover | HE DX 11.25-20.0 Tons Elec Heat | 0.54393 | 0.062198 |  | 1999.03 | 1 | 0.11435 | 3675.1409 | 15 |  | 1965 | 3612.5781 | Per Unit | GSLD | 1 | 1 | 1 | 1 | 1 | 1 | 1 | 1 | 1 | 1 | 1 | 1 | CreTgsld321 | CreT | gsld | 321 | 119.9418 | 220.5085 | [30 empty] | 1.1886 | 0.33707 | 0
321 | HVAC | DX | Restaurants | New | HE DX 11.25-20.0 Tons Elec Heat | 0.54393 | 0.062198 |  | 1999.03 | 1 | 0.11435 | 3675.1409 | 15 |  | 1965 | 3612.5781 | Per Unit | GSLD | 1 | 1 | 1 | 1 | 1 | 1 | 1 | 1 | 1 | 1 | 1 | 1 | CreNgsld321 | CreN | gsld | 321 | 119.9418 | 220.5085 | [30 empty] | 0.0030213 | 0.00085678 | 0
321 | HVAC | DX | Retail | Turnover | HE DX 11.25-20.0 Tons Elec Heat | 0.5007 | 0.11609 |  | 1554.28 | 1 | 0.23187 | 3104.2218 | 15 |  | 1965 | 3924.5154 | Per Unit | GSLD | 1 | 1 | 1 | 1 | 1 | 1 | 1 | 1 | 1 | 1 | 1 | 1 | CrtTgsld321 | CrtT | gsld | 321 | 93.2568 | 186.2533 | [30 empty] | 3.067 | 1.0215 | 0
321 | HVAC | DX | Retail | New | HE DX 11.25-20.0 Tons Elec Heat | 0.5007 | 0.11609 |  | 1554.28 | 1 | 0.23187 | 3104.2218 | 15 |  | 1965 | 3924.5154 | Per Unit | GSLD | 1 | 1 | 1 | 1 | 1 | 1 | 1 | 1 | 1 | 1 | 1 | 1 | CrtNgsld321 | CrtN | gsld | 321 | 93.2568 | 186.2533 | [30 empty] | 0.010784 | 0.0035919 | 0
321 | HVAC | DX | Schools K-12 | Turnover | HE DX 11.25-20.0 Tons Elec Heat | 0.4353 | 0.10698 |  | 1353.92 | 1 | 0.24577 | 3110.3239 | 15 |  | 1965 | 4514.1415 | Per Unit | GSLD | 1 | 1 | 1 | 1 | 1 | 1 | 1 | 1 | 1 | 1 | 1 | 1 | CscTgsld321 | CscT | gsld | 321 | 81.2352 | 186.6194 | [30 empty] | 1.5297 | 0.12316 | 2.6424
321 | HVAC | DX | Schools K-12 | New | HE DX 11.25-20.0 Tons Elec Heat | 0.4353 | 0.10698 |  | 1353.92 | 1 | 0.24577 | 3110.3239 | 15 |  | 1965 | 4514.1415 | Per Unit | GSLD | 1 | 1 | 1 | 1 | 1 | 1 | 1 | 1 | 1 | 1 | 1 | 1 | CscNgsld321 | CscN | gsld | 321 | 81.2352 | 186.6194 | [30 empty] | 0.012785 | 0.0004881 | 0.025787
321 | HVAC | DX | Warehouse | Turnover | HE DX 11.25-20.0 Tons Elec Heat | 0.095496 | 0.027315 |  | 298.71 | 1 | 0.28603 | 3127.9996 | 15 |  | 1965 | 20576.8778 | Per Unit | GSLD | 1 | 1 | 1 | 1 | 1 | 1 | 1 | 1 | 1 | 1 | 1 | 1 | CwaTgsld321 | CwaT | gsld | 321 | 17.9226 | 187.68 | [30 empty] | 0.22797 | 0.01892 | 0.38994
321 | HVAC | DX | Warehouse | New | HE DX 11.25-20.0 Tons Elec Heat | 0.095496 | 0.027315 |  | 298.71 | 1 | 0.28603 | 3127.9996 | 15 |  | 1965 | 20576.8778 | Per Unit | GSLD | 1 | 1 | 1 | 1 | 1 | 1 | 1 | 1 | 1 | 1 | 1 | 1 | CwaNgsld321 | CwaN | gsld | 321 | 17.9226 | 187.68 | [30 empty] | 0.001773 | 1.5709e-05 | 0.0039317
322 | HVAC | DX | Assembly | Turnover | HE DX 11.25-20.0 Tons Other Heat | 0.39407 | 0 |  | 1183.16 | 1 | 0 | 3002.444 | 15 |  | 1965 | 4986.479 | Per Unit | GSLD | 1 | 1 | 1 | 1 | 1 | 1 | 1 | 1 | 1 | 1 | 1 | 1 | CasTgsld322 | CasT | gsld | 322 | 70.9896 | 180.1466 | [30 empty] | 33.5173 | 11.1633 | 0
322 | HVAC | DX | Assembly | New | HE DX 11.25-20.0 Tons Other Heat | 0.39407 | 0 |  | 1183.16 | 1 | 0 | 3002.444 | 15 |  | 1965 | 4986.479 | Per Unit | GSLD | 1 | 1 | 1 | 1 | 1 | 1 | 1 | 1 | 1 | 1 | 1 | 1 | CasNgsld322 | CasN | gsld | 322 | 70.9896 | 180.1466 | [30 empty] | 0.35212 | 0.11728 | 0
322 | HVAC | DX | College and University | Turnover | HE DX 11.25-20.0 Tons Other Heat | 0.26614 | 0 |  | 1312.65 | 1 | 0 | 4932.1338 | 15 |  | 1965 | 7383.2651 | Per Unit | GSLD | 1 | 1 | 1 | 1 | 1 | 1 | 1 | 1 | 1 | 1 | 1 | 1 | CcoTgsld322 | CcoT | gsld | 322 | 78.759 | 295.928 | [30 empty] | 1.9876 | 0.40298 | 0
322 | HVAC | DX | College and University | New | HE DX 11.25-20.0 Tons Other Heat | 0.26614 | 0 |  | 1312.65 | 1 | 0 | 4932.1338 | 15 |  | 1965 | 7383.2651 | Per Unit | GSLD | 1 | 1 | 1 | 1 | 1 | 1 | 1 | 1 | 1 | 1 | 1 | 1 | CcoNgsld322 | CcoN | gsld | 322 | 78.759 | 295.928 | [30 empty] | 0.020881 | 0.0042337 | 0
322 | HVAC | DX | Data Center | Turnover | HE DX 11.25-20.0 Tons Other Heat | 0.49464 | 0 |  | 2439.61 | 1 | 0 | 4932.1338 | 15 |  | 1965 | 3972.6198 | Per Unit | GSLD | 1 | 1 | 1 | 1 | 1 | 1 | 1 | 1 | 1 | 1 | 1 | 1 | CdaTgsld322 | CdaT | gsld | 322 | 146.3766 | 295.928 | [30 empty] | 0.049228 | 0.009981 | 0
322 | HVAC | DX | Data Center | New | HE DX 11.25-20.0 Tons Other Heat | 0.49464 | 0 |  | 2439.61 | 1 | 0 | 4932.1338 | 15 |  | 1965 | 3972.6198 | Per Unit | GSLD | 1 | 1 | 1 | 1 | 1 | 1 | 1 | 1 | 1 | 1 | 1 | 1 | CdaNgsld322 | CdaN | gsld | 322 | 146.3766 | 295.928 | [30 empty] | 0.00051717 | 0.00010486 | 0
322 | HVAC | DX | Grocery | Turnover | HE DX 11.25-20.0 Tons Other Heat | 0.18541 | 0 |  | 653.83 | 1 | 0 | 3526.3542 | 15 |  | 1965 | 10597.9934 | Per Unit | GSLD | 1 | 1 | 1 | 1 | 1 | 1 | 1 | 1 | 1 | 1 | 1 | 1 | CgrTgsld322 | CgrT | gsld | 322 | 39.2298 | 211.5813 | [30 empty] | 5.1149 | 1.4505 | 0
322 | HVAC | DX | Grocery | New | HE DX 11.25-20.0 Tons Other Heat | 0.18541 | 0 |  | 653.83 | 1 | 0 | 3526.3542 | 15 |  | 1965 | 10597.9934 | Per Unit | GSLD | 1 | 1 | 1 | 1 | 1 | 1 | 1 | 1 | 1 | 1 | 1 | 1 | CgrNgsld322 | CgrN | gsld | 322 | 39.2298 | 211.5813 | [30 empty] | 0.053736 | 0.015238 | 0
322 | HVAC | DX | Healthcare | Turnover | HE DX 11.25-20.0 Tons Other Heat | 0.52219 | 0 |  | 2575.49 | 1 | 0 | 4932.1338 | 15 |  | 1965 | 3763.0288 | Per Unit | GSLD | 1 | 1 | 1 | 1 | 1 | 1 | 1 | 1 | 1 | 1 | 1 | 1 | CheTgsld322 | CheT | gsld | 322 | 154.5294 | 295.928 | [30 empty] | 5.3437 | 1.0834 | 0
322 | HVAC | DX | Healthcare | New | HE DX 11.25-20.0 Tons Other Heat | 0.52219 | 0 |  | 2575.49 | 1 | 0 | 4932.1338 | 15 |  | 1965 | 3763.0288 | Per Unit | GSLD | 1 | 1 | 1 | 1 | 1 | 1 | 1 | 1 | 1 | 1 | 1 | 1 | CheNgsld322 | CheN | gsld | 322 | 154.5294 | 295.928 | [30 empty] | 0.05614 | 0.011382 | 0
322 | HVAC | DX | Hospitals | Turnover | HE DX 11.25-20.0 Tons Other Heat | 0.49464 | 0 |  | 2439.61 | 1 | 0 | 4932.1338 | 15 |  | 1965 | 3972.6198 | Per Unit | GSLD | 1 | 1 | 1 | 1 | 1 | 1 | 1 | 1 | 1 | 1 | 1 | 1 | ChoTgsld322 | ChoT | gsld | 322 | 146.3766 | 295.928 | [30 empty] | 4.0093 | 0.8129 | 0
322 | HVAC | DX | Hospitals | New | HE DX 11.25-20.0 Tons Other Heat | 0.49464 | 0 |  | 2439.61 | 1 | 0 | 4932.1338 | 15 |  | 1965 | 3972.6198 | Per Unit | GSLD | 1 | 1 | 1 | 1 | 1 | 1 | 1 | 1 | 1 | 1 | 1 | 1 | ChoNgsld322 | ChoN | gsld | 322 | 146.3766 | 295.928 | [30 empty] | 0.042121 | 0.0085401 | 0
322 | HVAC | DX | Institutional | Turnover | HE DX 11.25-20.0 Tons Other Heat | 0.12968 | 0 |  | 639.61 | 1 | 0 | 4932.1338 | 15 |  | 1965 | 15152.4257 | Per Unit | GSLD | 1 | 1 | 1 | 1 | 1 | 1 | 1 | 1 | 1 | 1 | 1 | 1 | CinTgsld322 | CinT | gsld | 322 | 38.3766 | 295.928 | [30 empty] | 4.2851 | 0.86881 | 0
322 | HVAC | DX | Institutional | New | HE DX 11.25-20.0 Tons Other Heat | 0.12968 | 0 |  | 639.61 | 1 | 0 | 4932.1338 | 15 |  | 1965 | 15152.4257 | Per Unit | GSLD | 1 | 1 | 1 | 1 | 1 | 1 | 1 | 1 | 1 | 1 | 1 | 1 | CinNgsld322 | CinN | gsld | 322 | 38.3766 | 295.928 | [30 empty] | 0.045018 | 0.0091275 | 0
322 | HVAC | DX | Lodging/Hospitality | Turnover | HE DX 11.25-20.0 Tons Other Heat | 0.37442 | 0 |  | 1955.1 | 1 | 0 | 5221.6594 | 15 |  | 1965 | 5248.1003 | Per Unit | GSLD | 1 | 1 | 1 | 1 | 1 | 1 | 1 | 1 | 1 | 1 | 1 | 1 | CloTgsld322 | CloT | gsld | 322 | 117.306 | 313.2996 | [30 empty] | 0.61277 | 0.11735 | 0
322 | HVAC | DX | Lodging/Hospitality | New | HE DX 11.25-20.0 Tons Other Heat | 0.37442 | 0 |  | 1955.1 | 1 | 0 | 5221.6594 | 15 |  | 1965 | 5248.1003 | Per Unit | GSLD | 1 | 1 | 1 | 1 | 1 | 1 | 1 | 1 | 1 | 1 | 1 | 1 | CloNgsld322 | CloN | gsld | 322 | 117.306 | 313.2996 | [30 empty] | 0.0064376 | 0.0012329 | 0
322 | HVAC | DX | Miscellaneous | Turnover | HE DX 11.25-20.0 Tons Other Heat | 0.22014 | 0 |  | 660.95 | 1 | 0 | 3002.444 | 15 |  | 1965 | 8926.2462 | Per Unit | GSLD | 1 | 1 | 1 | 1 | 1 | 1 | 1 | 1 | 1 | 1 | 1 | 1 | CmiTgsld322 | CmiT | gsld | 322 | 39.657 | 180.1466 | [30 empty] | 15.1058 | 5.0312 | 0
322 | HVAC | DX | Miscellaneous | New | HE DX 11.25-20.0 Tons Other Heat | 0.22014 | 0 |  | 660.95 | 1 | 0 | 3002.444 | 15 |  | 1965 | 8926.2462 | Per Unit | GSLD | 1 | 1 | 1 | 1 | 1 | 1 | 1 | 1 | 1 | 1 | 1 | 1 | CmiNgsld322 | CmiN | gsld | 322 | 39.657 | 180.1466 | [30 empty] | 0.1587 | 0.052856 | 0
322 | HVAC | DX | Offices | Turnover | HE DX 11.25-20.0 Tons Other Heat | 0.44359 | 0 |  | 1331.86 | 1 | 0 | 3002.444 | 15 |  | 1965 | 4429.7467 | Per Unit | GSLD | 1 | 1 | 1 | 1 | 1 | 1 | 1 | 1 | 1 | 1 | 1 | 1 | CofTgsld322 | CofT | gsld | 322 | 79.9116 | 180.1466 | [30 empty] | 59.2283 | 19.7267 | 0
322 | HVAC | DX | Offices | New | HE DX 11.25-20.0 Tons Other Heat | 0.44359 | 0 |  | 1331.86 | 1 | 0 | 3002.444 | 15 |  | 1965 | 4429.7467 | Per Unit | GSLD | 1 | 1 | 1 | 1 | 1 | 1 | 1 | 1 | 1 | 1 | 1 | 1 | CofNgsld322 | CofN | gsld | 322 | 79.9116 | 180.1466 | [30 empty] | 0.62224 | 0.20724 | 0
322 | HVAC | DX | Restaurants | Turnover | HE DX 11.25-20.0 Tons Other Heat | 0.54393 | 0 |  | 1918.1 | 1 | 0 | 3526.3542 | 15 |  | 1965 | 3612.5781 | Per Unit | GSLD | 1 | 1 | 1 | 1 | 1 | 1 | 1 | 1 | 1 | 1 | 1 | 1 | CreTgsld322 | CreT | gsld | 322 | 115.086 | 211.5813 | [30 empty] | 17.3751 | 4.9272 | 0
322 | HVAC | DX | Restaurants | New | HE DX 11.25-20.0 Tons Other Heat | 0.54393 | 0 |  | 1918.1 | 1 | 0 | 3526.3542 | 15 |  | 1965 | 3612.5781 | Per Unit | GSLD | 1 | 1 | 1 | 1 | 1 | 1 | 1 | 1 | 1 | 1 | 1 | 1 | CreNgsld322 | CreN | gsld | 322 | 115.086 | 211.5813 | [30 empty] | 0.18254 | 0.051764 | 0
322 | HVAC | DX | Retail | Turnover | HE DX 11.25-20.0 Tons Other Heat | 0.5007 | 0 |  | 1503.32 | 1 | 0 | 3002.444 | 15 |  | 1965 | 3924.5154 | Per Unit | GSLD | 1 | 1 | 1 | 1 | 1 | 1 | 1 | 1 | 1 | 1 | 1 | 1 | CrtTgsld322 | CrtT | gsld | 322 | 90.1992 | 180.1466 | [30 empty] | 28.6794 | 9.552 | 0
322 | HVAC | DX | Retail | New | HE DX 11.25-20.0 Tons Other Heat | 0.5007 | 0 |  | 1503.32 | 1 | 0 | 3002.444 | 15 |  | 1965 | 3924.5154 | Per Unit | GSLD | 1 | 1 | 1 | 1 | 1 | 1 | 1 | 1 | 1 | 1 | 1 | 1 | CrtNgsld322 | CrtN | gsld | 322 | 90.1992 | 180.1466 | [30 empty] | 0.3013 | 0.10035 | 0
322 | HVAC | DX | Schools K-12 | Turnover | HE DX 11.25-20.0 Tons Other Heat | 0.4353 | 0 |  | 1306.96 | 1 | 0 | 3002.444 | 15 |  | 1965 | 4514.1415 | Per Unit | GSLD | 1 | 1 | 1 | 1 | 1 | 1 | 1 | 1 | 1 | 1 | 1 | 1 | CscTgsld322 | CscT | gsld | 322 | 78.4176 | 180.1466 | [30 empty] | 4.0084 | 1.3351 | 0
322 | HVAC | DX | Schools K-12 | New | HE DX 11.25-20.0 Tons Other Heat | 0.4353 | 0 |  | 1306.96 | 1 | 0 | 3002.444 | 15 |  | 1965 | 4514.1415 | Per Unit | GSLD | 1 | 1 | 1 | 1 | 1 | 1 | 1 | 1 | 1 | 1 | 1 | 1 | CscNgsld322 | CscN | gsld | 322 | 78.4176 | 180.1466 | [30 empty] | 0.042112 | 0.014026 | 0
322 | HVAC | DX | Warehouse | Turnover | HE DX 11.25-20.0 Tons Other Heat | 0.095496 | 0 |  | 286.72 | 1 | 0 | 3002.444 | 15 |  | 1965 | 20576.8778 | Per Unit | GSLD | 1 | 1 | 1 | 1 | 1 | 1 | 1 | 1 | 1 | 1 | 1 | 1 | CwaTgsld322 | CwaT | gsld | 322 | 17.2032 | 180.1466 | [30 empty] | 3.3648 | 1.1207 | 0
322 | HVAC | DX | Warehouse | New | HE DX 11.25-20.0 Tons Other Heat | 0.095496 | 0 |  | 286.72 | 1 | 0 | 3002.444 | 15 |  | 1965 | 20576.8778 | Per Unit | GSLD | 1 | 1 | 1 | 1 | 1 | 1 | 1 | 1 | 1 | 1 | 1 | 1 | CwaNgsld322 | CwaN | gsld | 322 | 17.2032 | 180.1466 | [30 empty] | 0.03535 | 0.011774 | 0
323 | HVAC | DX | Assembly | Turnover | HE DX 5.4-11.25 Tons Elect Heat | 0.29672 | 0.023556 |  | 901.23 | 1 | 0.079388 | 3037.2915 | 15 |  | 982.5 | 3311.1846 | Per Unit | GSLD | 1 | 1 | 1 | 1 | 1 | 1 | 1 | 1 | 1 | 1 | 1 | 1 | CasTgsld323 | CasT | gsld | 323 | 54.0738 | 182.2375 | [30 empty] | 7.5129 | 1.1926 | 8.958
323 | HVAC | DX | Assembly | New | HE DX 5.4-11.25 Tons Elect Heat | 0.29672 | 0.023556 |  | 901.23 | 1 | 0.079388 | 3037.2915 | 15 |  | 982.5 | 3311.1846 | Per Unit | GSLD | 1 | 1 | 1 | 1 | 1 | 1 | 1 | 1 | 1 | 1 | 1 | 1 | CasNgsld323 | CasN | gsld | 323 | 54.0738 | 182.2375 | [30 empty] | 0.051919 | 0.0036793 | 0.093113
323 | HVAC | DX | College and University | Turnover | HE DX 5.4-11.25 Tons Elect Heat | 0.2004 | 0.0019893 |  | 998.73 | 1 | 0.0099268 | 4983.7312 | 15 |  | 982.5 | 4902.7423 | Per Unit | GSLD | 1 | 1 | 1 | 1 | 1 | 1 | 1 | 1 | 1 | 1 | 1 | 1 | CcoTgsld323 | CcoT | gsld | 323 | 59.9238 | 299.0239 | [30 empty] | 0.28655 | 0.058099 | 0
323 | HVAC | DX | College and University | New | HE DX 5.4-11.25 Tons Elect Heat | 0.2004 | 0.0019893 |  | 998.73 | 1 | 0.0099268 | 4983.7312 | 15 |  | 982.5 | 4902.7423 | Per Unit | GSLD | 1 | 1 | 1 | 1 | 1 | 1 | 1 | 1 | 1 | 1 | 1 | 1 | CcoNgsld323 | CcoN | gsld | 323 | 59.9238 | 299.0239 | [30 empty] | 0.00091876 | 0.00018628 | 0
323 | HVAC | DX | Data Center | Turnover | HE DX 5.4-11.25 Tons Elect Heat | 0.37245 | 0.0035727 |  | 1855.53 | 1 | 0.0095924 | 4981.9932 | 15 |  | 982.5 | 2637.957 | Per Unit | GSLD | 1 | 1 | 1 | 1 | 1 | 1 | 1 | 1 | 1 | 1 | 1 | 1 | CdaTgsld323 | CdaT | gsld | 323 | 111.3318 | 298.9196 | [30 empty] | 0.030205 | 0.0061241 | 0
323 | HVAC | DX | Data Center | New | HE DX 5.4-11.25 Tons Elect Heat | 0.37245 | 0.0035727 |  | 1855.53 | 1 | 0.0095924 | 4981.9932 | 15 |  | 982.5 | 2637.957 | Per Unit | GSLD | 1 | 1 | 1 | 1 | 1 | 1 | 1 | 1 | 1 | 1 | 1 | 1 | CdaNgsld323 | CdaN | gsld | 323 | 111.3318 | 298.9196 | [30 empty] | 0.00014181 | 2.8753e-05 | 0
323 | HVAC | DX | Grocery | Turnover | HE DX 5.4-11.25 Tons Elect Heat | 0.13961 | 0.013734 |  | 510.19 | 1 | 0.098371 | 3654.3522 | 15 |  | 982.5 | 7037.3802 | Per Unit | GSLD | 1 | 1 | 1 | 1 | 1 | 1 | 1 | 1 | 1 | 1 | 1 | 1 | CgrTgsld323 | CgrT | gsld | 323 | 30.6114 | 219.2611 | [30 empty] | 3.5158 | 0.89804 | 0.26821
323 | HVAC | DX | Grocery | New | HE DX 5.4-11.25 Tons Elect Heat | 0.13961 | 0.013734 |  | 510.19 | 1 | 0.098371 | 3654.3522 | 15 |  | 982.5 | 7037.3802 | Per Unit | GSLD | 1 | 1 | 1 | 1 | 1 | 1 | 1 | 1 | 1 | 1 | 1 | 1 | CgrNgsld323 | CgrN | gsld | 323 | 30.6114 | 219.2611 | [30 empty] | 0.0070192 | 0.00099266 | 0.0027043
323 | HVAC | DX | Healthcare | Turnover | HE DX 5.4-11.25 Tons Elect Heat | 0.39319 | 0.0031206 |  | 1955.51 | 1 | 0.0079364 | 4973.3856 | 15 |  | 982.5 | 2498.7606 | Per Unit | GSLD | 1 | 1 | 1 | 1 | 1 | 1 | 1 | 1 | 1 | 1 | 1 | 1 | CheTgsld323 | CheT | gsld | 323 | 117.3306 | 298.4031 | [30 empty] | 2.8685 | 0.57278 | 0.0083654
323 | HVAC | DX | Healthcare | New | HE DX 5.4-11.25 Tons Elect Heat | 0.39319 | 0.0031206 |  | 1955.51 | 1 | 0.0079364 | 4973.3856 | 15 |  | 982.5 | 2498.7606 | Per Unit | GSLD | 1 | 1 | 1 | 1 | 1 | 1 | 1 | 1 | 1 | 1 | 1 | 1 | CheNgsld323 | CheN | gsld | 323 | 117.3306 | 298.4031 | [30 empty] | 0.00042434 | 0 | 8.1638e-05
323 | HVAC | DX | Hospitals | Turnover | HE DX 5.4-11.25 Tons Elect Heat | 0.37245 | 0.0035727 |  | 1855.53 | 1 | 0.0095924 | 4981.9932 | 15 |  | 982.5 | 2637.957 | Per Unit | GSLD | 1 | 1 | 1 | 1 | 1 | 1 | 1 | 1 | 1 | 1 | 1 | 1 | ChoTgsld323 | ChoT | gsld | 323 | 111.3318 | 298.9196 | [30 empty] | 0 | 0 | 0
323 | HVAC | DX | Hospitals | New | HE DX 5.4-11.25 Tons Elect Heat | 0.37245 | 0.0035727 |  | 1855.53 | 1 | 0.0095924 | 4981.9932 | 15 |  | 982.5 | 2637.957 | Per Unit | GSLD | 1 | 1 | 1 | 1 | 1 | 1 | 1 | 1 | 1 | 1 | 1 | 1 | ChoNgsld323 | ChoN | gsld | 323 | 111.3318 | 298.9196 | [30 empty] | 0 | 0 | 0
323 | HVAC | DX | Institutional | Turnover | HE DX 5.4-11.25 Tons Elect Heat | 0.097647 | 0.001718 |  | 490.54 | 1 | 0.017594 | 5023.5853 | 15 |  | 982.5 | 10061.7128 | Per Unit | GSLD | 1 | 1 | 1 | 1 | 1 | 1 | 1 | 1 | 1 | 1 | 1 | 1 | CinTgsld323 | CinT | gsld | 323 | 29.4324 | 301.4151 | [30 empty] | 3.9628 | 0.76093 | 0.040358
323 | HVAC | DX | Institutional | New | HE DX 5.4-11.25 Tons Elect Heat | 0.097647 | 0.001718 |  | 490.54 | 1 | 0.017594 | 5023.5853 | 15 |  | 982.5 | 10061.7128 | Per Unit | GSLD | 1 | 1 | 1 | 1 | 1 | 1 | 1 | 1 | 1 | 1 | 1 | 1 | CinNgsld323 | CinN | gsld | 323 | 29.4324 | 301.4151 | [30 empty] | 0.009286 | 0.0014407 | 0.0004195
323 | HVAC | DX | Lodging/Hospitality | Turnover | HE DX 5.4-11.25 Tons Elect Heat | 0.28193 | 0.0071272 |  | 1482.96 | 1 | 0.02528 | 5260.0378 | 15 |  | 982.5 | 3484.9134 | Per Unit | GSLD | 1 | 1 | 1 | 1 | 1 | 1 | 1 | 1 | 1 | 1 | 1 | 1 | CloTgsld323 | CloT | gsld | 323 | 88.9776 | 315.6023 | [30 empty] | 1.551 | 0.29674 | 0.00099296
323 | HVAC | DX | Lodging/Hospitality | New | HE DX 5.4-11.25 Tons Elect Heat | 0.28193 | 0.0071272 |  | 1482.96 | 1 | 0.02528 | 5260.0378 | 15 |  | 982.5 | 3484.9134 | Per Unit | GSLD | 1 | 1 | 1 | 1 | 1 | 1 | 1 | 1 | 1 | 1 | 1 | 1 | CloNgsld323 | CloN | gsld | 323 | 88.9776 | 315.6023 | [30 empty] | 0.006823 | 0.0013039 | 9.6903e-06
323 | HVAC | DX | Miscellaneous | Turnover | HE DX 5.4-11.25 Tons Elect Heat | 0.16576 | 0.012872 |  | 503.33 | 1 | 0.077653 | 3036.5298 | 15 |  | 982.5 | 5927.3051 | Per Unit | GSLD | 1 | 1 | 1 | 1 | 1 | 1 | 1 | 1 | 1 | 1 | 1 | 1 | CmiTgsld323 | CmiT | gsld | 323 | 30.1998 | 182.1918 | [30 empty] | 0 | 0 | 0
323 | HVAC | DX | Miscellaneous | New | HE DX 5.4-11.25 Tons Elect Heat | 0.16576 | 0.012872 |  | 503.33 | 1 | 0.077653 | 3036.5298 | 15 |  | 982.5 | 5927.3051 | Per Unit | GSLD | 1 | 1 | 1 | 1 | 1 | 1 | 1 | 1 | 1 | 1 | 1 | 1 | CmiNgsld323 | CmiN | gsld | 323 | 30.1998 | 182.1918 | [30 empty] | 0 | 0 | 0
323 | HVAC | DX | Offices | Turnover | HE DX 5.4-11.25 Tons Elect Heat | 0.33401 | 0.01392 |  | 1008.97 | 1 | 0.041673 | 3020.7366 | 15 |  | 982.5 | 2941.4886 | Per Unit | GSLD | 1 | 1 | 1 | 1 | 1 | 1 | 1 | 1 | 1 | 1 | 1 | 1 | CofTgsld323 | CofT | gsld | 323 | 60.5382 | 181.2442 | [30 empty] | 18.9974 | 5.2787 | 7.1725
323 | HVAC | DX | Offices | New | HE DX 5.4-11.25 Tons Elect Heat | 0.33401 | 0.01392 |  | 1008.97 | 1 | 0.041673 | 3020.7366 | 15 |  | 982.5 | 2941.4886 | Per Unit | GSLD | 1 | 1 | 1 | 1 | 1 | 1 | 1 | 1 | 1 | 1 | 1 | 1 | CofNgsld323 | CofN | gsld | 323 | 60.5382 | 181.2442 | [30 empty] | 0.090064 | 0.019097 | 0.074554
323 | HVAC | DX | Restaurants | Turnover | HE DX 5.4-11.25 Tons Elect Heat | 0.40957 | 0.029274 |  | 1482.38 | 1 | 0.071474 | 3619.3541 | 15 |  | 982.5 | 2398.8555 | Per Unit | GSLD | 1 | 1 | 1 | 1 | 1 | 1 | 1 | 1 | 1 | 1 | 1 | 1 | CreTgsld323 | CreT | gsld | 323 | 88.9428 | 217.1612 | [30 empty] | 2.0849 | 0.59124 | 0
323 | HVAC | DX | Restaurants | New | HE DX 5.4-11.25 Tons Elect Heat | 0.40957 | 0.029274 |  | 1482.38 | 1 | 0.071474 | 3619.3541 | 15 |  | 982.5 | 2398.8555 | Per Unit | GSLD | 1 | 1 | 1 | 1 | 1 | 1 | 1 | 1 | 1 | 1 | 1 | 1 | CreNgsld323 | CreN | gsld | 323 | 88.9428 | 217.1612 | [30 empty] | 0.0053107 | 0.001506 | 0
323 | HVAC | DX | Retail | Turnover | HE DX 5.4-11.25 Tons Elect Heat | 0.37701 | 0.05463 |  | 1155.94 | 1 | 0.1449 | 3066.0492 | 15 |  | 982.5 | 2606.0119 | Per Unit | GSLD | 1 | 1 | 1 | 1 | 1 | 1 | 1 | 1 | 1 | 1 | 1 | 1 | CrtTgsld323 | CrtT | gsld | 323 | 69.3564 | 183.963 | [30 empty] | 5.3795 | 1.7917 | 0
323 | HVAC | DX | Retail | New | HE DX 5.4-11.25 Tons Elect Heat | 0.37701 | 0.05463 |  | 1155.94 | 1 | 0.1449 | 3066.0492 | 15 |  | 982.5 | 2606.0119 | Per Unit | GSLD | 1 | 1 | 1 | 1 | 1 | 1 | 1 | 1 | 1 | 1 | 1 | 1 | CrtNgsld323 | CrtN | gsld | 323 | 69.3564 | 183.963 | [30 empty] | 0.019535 | 0.0065062 | 0
323 | HVAC | DX | Schools K-12 | Turnover | HE DX 5.4-11.25 Tons Elect Heat | 0.32777 | 0.050347 |  | 1006.21 | 1 | 0.15361 | 3069.8694 | 15 |  | 982.5 | 2997.532 | Per Unit | GSLD | 1 | 1 | 1 | 1 | 1 | 1 | 1 | 1 | 1 | 1 | 1 | 1 | CscTgsld323 | CscT | gsld | 323 | 60.3726 | 184.1922 | [30 empty] | 1.742 | 0.21602 | 2.491
323 | HVAC | DX | Schools K-12 | New | HE DX 5.4-11.25 Tons Elect Heat | 0.32777 | 0.050347 |  | 1006.21 | 1 | 0.15361 | 3069.8694 | 15 |  | 982.5 | 2997.532 | Per Unit | GSLD | 1 | 1 | 1 | 1 | 1 | 1 | 1 | 1 | 1 | 1 | 1 | 1 | CscNgsld323 | CscN | gsld | 323 | 60.3726 | 184.1922 | [30 empty] | 0.013247 | 0.00085796 | 0.024309
323 | HVAC | DX | Warehouse | Turnover | HE DX 5.4-11.25 Tons Elect Heat | 0.071905 | 0.012872 |  | 221.54 | 1 | 0.17901 | 3081.0202 | 15 |  | 982.5 | 13663.9086 | Per Unit | GSLD | 1 | 1 | 1 | 1 | 1 | 1 | 1 | 1 | 1 | 1 | 1 | 1 | CwaTgsld323 | CwaT | gsld | 323 | 13.2924 | 184.8612 | [30 empty] | 0.2612 | 0.033186 | 0.36806
323 | HVAC | DX | Warehouse | New | HE DX 5.4-11.25 Tons Elect Heat | 0.071905 | 0.012872 |  | 221.54 | 1 | 0.17901 | 3081.0202 | 15 |  | 982.5 | 13663.9086 | Per Unit | GSLD | 1 | 1 | 1 | 1 | 1 | 1 | 1 | 1 | 1 | 1 | 1 | 1 | CwaNgsld323 | CwaN | gsld | 323 | 13.2924 | 184.8612 | [30 empty] | 0.0017119 | 2.7612e-05 | 0.0037111
324 | HVAC | DX | Assembly | Turnover | HE DX 5.4-11.25 Tons Other Heat | 0.29672 | 0 |  | 890.89 | 1 | 0 | 3002.444 | 15 |  | 982.5 | 3311.1846 | Per Unit | GSLD | 1 | 1 | 1 | 1 | 1 | 1 | 1 | 1 | 1 | 1 | 1 | 1 | CasTgsld324 | CasT | gsld | 324 | 53.4534 | 180.1466 | [30 empty] | 54.8681 | 18.2745 | 0
324 | HVAC | DX | Assembly | New | HE DX 5.4-11.25 Tons Other Heat | 0.29672 | 0 |  | 890.89 | 1 | 0 | 3002.444 | 15 |  | 982.5 | 3311.1846 | Per Unit | GSLD | 1 | 1 | 1 | 1 | 1 | 1 | 1 | 1 | 1 | 1 | 1 | 1 | CasNgsld324 | CasN | gsld | 324 | 53.4534 | 180.1466 | [30 empty] | 0.60518 | 0.20156 | 0
324 | HVAC | DX | College and University | Turnover | HE DX 5.4-11.25 Tons Other Heat | 0.2004 | 0 |  | 988.39 | 1 | 0 | 4932.1338 | 15 |  | 982.5 | 4902.7423 | Per Unit | GSLD | 1 | 1 | 1 | 1 | 1 | 1 | 1 | 1 | 1 | 1 | 1 | 1 | CcoTgsld324 | CcoT | gsld | 324 | 59.3034 | 295.928 | [30 empty] | 3.2537 | 0.65969 | 0
324 | HVAC | DX | College and University | New | HE DX 5.4-11.25 Tons Other Heat | 0.2004 | 0 |  | 988.39 | 1 | 0 | 4932.1338 | 15 |  | 982.5 | 4902.7423 | Per Unit | GSLD | 1 | 1 | 1 | 1 | 1 | 1 | 1 | 1 | 1 | 1 | 1 | 1 | CcoNgsld324 | CcoN | gsld | 324 | 59.3034 | 295.928 | [30 empty] | 0.035887 | 0.0072761 | 0
324 | HVAC | DX | Data Center | Turnover | HE DX 5.4-11.25 Tons Other Heat | 0.37245 | 0 |  | 1836.96 | 1 | 0 | 4932.1338 | 15 |  | 982.5 | 2637.957 | Per Unit | GSLD | 1 | 1 | 1 | 1 | 1 | 1 | 1 | 1 | 1 | 1 | 1 | 1 | CdaTgsld324 | CdaT | gsld | 324 | 110.2176 | 295.928 | [30 empty] | 0.081299 | 0.016484 | 0
324 | HVAC | DX | Data Center | New | HE DX 5.4-11.25 Tons Other Heat | 0.37245 | 0 |  | 1836.96 | 1 | 0 | 4932.1338 | 15 |  | 982.5 | 2637.957 | Per Unit | GSLD | 1 | 1 | 1 | 1 | 1 | 1 | 1 | 1 | 1 | 1 | 1 | 1 | CdaNgsld324 | CdaN | gsld | 324 | 110.2176 | 295.928 | [30 empty] | 0.0008967 | 0.00018181 | 0
324 | HVAC | DX | Grocery | Turnover | HE DX 5.4-11.25 Tons Other Heat | 0.13961 | 0 |  | 492.32 | 1 | 0 | 3526.3542 | 15 |  | 982.5 | 7037.3802 | Per Unit | GSLD | 1 | 1 | 1 | 1 | 1 | 1 | 1 | 1 | 1 | 1 | 1 | 1 | CgrTgsld324 | CgrT | gsld | 324 | 29.5392 | 211.5813 | [30 empty] | 8.3732 | 2.3745 | 0
324 | HVAC | DX | Grocery | New | HE DX 5.4-11.25 Tons Other Heat | 0.13961 | 0 |  | 492.32 | 1 | 0 | 3526.3542 | 15 |  | 982.5 | 7037.3802 | Per Unit | GSLD | 1 | 1 | 1 | 1 | 1 | 1 | 1 | 1 | 1 | 1 | 1 | 1 | CgrNgsld324 | CgrN | gsld | 324 | 29.5392 | 211.5813 | [30 empty] | 0.092354 | 0.02619 | 0
324 | HVAC | DX | Healthcare | Turnover | HE DX 5.4-11.25 Tons Other Heat | 0.39319 | 0 |  | 1939.29 | 1 | 0 | 4932.1338 | 15 |  | 982.5 | 2498.7606 | Per Unit | GSLD | 1 | 1 | 1 | 1 | 1 | 1 | 1 | 1 | 1 | 1 | 1 | 1 | CheTgsld324 | CheT | gsld | 324 | 116.3574 | 295.928 | [30 empty] | 8.7478 | 1.7736 | 0
324 | HVAC | DX | Healthcare | New | HE DX 5.4-11.25 Tons Other Heat | 0.39319 | 0 |  | 1939.29 | 1 | 0 | 4932.1338 | 15 |  | 982.5 | 2498.7606 | Per Unit | GSLD | 1 | 1 | 1 | 1 | 1 | 1 | 1 | 1 | 1 | 1 | 1 | 1 | CheNgsld324 | CheN | gsld | 324 | 116.3574 | 295.928 | [30 empty] | 0.096485 | 0.019562 | 0
324 | HVAC | DX | Hospitals | Turnover | HE DX 5.4-11.25 Tons Other Heat | 0.37245 | 0 |  | 1836.96 | 1 | 0 | 4932.1338 | 15 |  | 982.5 | 2637.957 | Per Unit | GSLD | 1 | 1 | 1 | 1 | 1 | 1 | 1 | 1 | 1 | 1 | 1 | 1 | ChoTgsld324 | ChoT | gsld | 324 | 110.2176 | 295.928 | [30 empty] | 6.5633 | 1.3307 | 0
324 | HVAC | DX | Hospitals | New | HE DX 5.4-11.25 Tons Other Heat | 0.37245 | 0 |  | 1836.96 | 1 | 0 | 4932.1338 | 15 |  | 982.5 | 2637.957 | Per Unit | GSLD | 1 | 1 | 1 | 1 | 1 | 1 | 1 | 1 | 1 | 1 | 1 | 1 | ChoNgsld324 | ChoN | gsld | 324 | 110.2176 | 295.928 | [30 empty] | 0.072391 | 0.014677 | 0
324 | HVAC | DX | Institutional | Turnover | HE DX 5.4-11.25 Tons Other Heat | 0.097647 | 0 |  | 481.61 | 1 | 0 | 4932.1338 | 15 |  | 982.5 | 10061.7128 | Per Unit | GSLD | 1 | 1 | 1 | 1 | 1 | 1 | 1 | 1 | 1 | 1 | 1 | 1 | CinTgsld324 | CinT | gsld | 324 | 28.8966 | 295.928 | [30 empty] | 7.0147 | 1.4222 | 0
324 | HVAC | DX | Institutional | New | HE DX 5.4-11.25 Tons Other Heat | 0.097647 | 0 |  | 481.61 | 1 | 0 | 4932.1338 | 15 |  | 982.5 | 10061.7128 | Per Unit | GSLD | 1 | 1 | 1 | 1 | 1 | 1 | 1 | 1 | 1 | 1 | 1 | 1 | CinNgsld324 | CinN | gsld | 324 | 28.8966 | 295.928 | [30 empty] | 0.07737 | 0.015687 | 0
324 | HVAC | DX | Lodging/Hospitality | Turnover | HE DX 5.4-11.25 Tons Other Heat | 0.28193 | 0 |  | 1472.14 | 1 | 0 | 5221.6595 | 15 |  | 982.5 | 3484.9134 | Per Unit | GSLD | 1 | 1 | 1 | 1 | 1 | 1 | 1 | 1 | 1 | 1 | 1 | 1 | CloTgsld324 | CloT | gsld | 324 | 88.3284 | 313.2996 | [30 empty] | 1.0031 | 0.1921 | 0
324 | HVAC | DX | Lodging/Hospitality | New | HE DX 5.4-11.25 Tons Other Heat | 0.28193 | 0 |  | 1472.14 | 1 | 0 | 5221.6595 | 15 |  | 982.5 | 3484.9134 | Per Unit | GSLD | 1 | 1 | 1 | 1 | 1 | 1 | 1 | 1 | 1 | 1 | 1 | 1 | CloNgsld324 | CloN | gsld | 324 | 88.3284 | 313.2996 | [30 empty] | 0.011064 | 0.0021188 | 0
324 | HVAC | DX | Miscellaneous | Turnover | HE DX 5.4-11.25 Tons Other Heat | 0.16576 | 0 |  | 497.68 | 1 | 0 | 3002.444 | 15 |  | 982.5 | 5927.3051 | Per Unit | GSLD | 1 | 1 | 1 | 1 | 1 | 1 | 1 | 1 | 1 | 1 | 1 | 1 | CmiTgsld324 | CmiT | gsld | 324 | 29.8608 | 180.1466 | [30 empty] | 24.7284 | 8.2361 | 0
324 | HVAC | DX | Miscellaneous | New | HE DX 5.4-11.25 Tons Other Heat | 0.16576 | 0 |  | 497.68 | 1 | 0 | 3002.444 | 15 |  | 982.5 | 5927.3051 | Per Unit | GSLD | 1 | 1 | 1 | 1 | 1 | 1 | 1 | 1 | 1 | 1 | 1 | 1 | CmiNgsld324 | CmiN | gsld | 324 | 29.8608 | 180.1466 | [30 empty] | 0.27275 | 0.090841 | 0
324 | HVAC | DX | Offices | Turnover | HE DX 5.4-11.25 Tons Other Heat | 0.33401 | 0 |  | 1002.86 | 1 | 0 | 3002.444 | 15 |  | 982.5 | 2941.4886 | Per Unit | GSLD | 1 | 1 | 1 | 1 | 1 | 1 | 1 | 1 | 1 | 1 | 1 | 1 | CofTgsld324 | CofT | gsld | 324 | 60.1716 | 180.1466 | [30 empty] | 96.9575 | 32.2929 | 0
324 | HVAC | DX | Offices | New | HE DX 5.4-11.25 Tons Other Heat | 0.33401 | 0 |  | 1002.86 | 1 | 0 | 3002.444 | 15 |  | 982.5 | 2941.4886 | Per Unit | GSLD | 1 | 1 | 1 | 1 | 1 | 1 | 1 | 1 | 1 | 1 | 1 | 1 | CofNgsld324 | CofN | gsld | 324 | 60.1716 | 180.1466 | [30 empty] | 1.0694 | 0.35618 | 0
324 | HVAC | DX | Restaurants | Turnover | HE DX 5.4-11.25 Tons Other Heat | 0.40957 | 0 |  | 1444.29 | 1 | 0 | 3526.3542 | 15 |  | 982.5 | 2398.8555 | Per Unit | GSLD | 1 | 1 | 1 | 1 | 1 | 1 | 1 | 1 | 1 | 1 | 1 | 1 | CreTgsld324 | CreT | gsld | 324 | 86.6574 | 211.5813 | [30 empty] | 28.4434 | 8.0659 | 0
324 | HVAC | DX | Restaurants | New | HE DX 5.4-11.25 Tons Other Heat | 0.40957 | 0 |  | 1444.29 | 1 | 0 | 3526.3542 | 15 |  | 982.5 | 2398.8555 | Per Unit | GSLD | 1 | 1 | 1 | 1 | 1 | 1 | 1 | 1 | 1 | 1 | 1 | 1 | CreNgsld324 | CreN | gsld | 324 | 86.6574 | 211.5813 | [30 empty] | 0.31372 | 0.088964 | 0
324 | HVAC | DX | Retail | Turnover | HE DX 5.4-11.25 Tons Other Heat | 0.37701 | 0 |  | 1131.96 | 1 | 0 | 3002.444 | 15 |  | 982.5 | 2606.0119 | Per Unit | GSLD | 1 | 1 | 1 | 1 | 1 | 1 | 1 | 1 | 1 | 1 | 1 | 1 | CrtTgsld324 | CrtT | gsld | 324 | 67.9176 | 180.1466 | [30 empty] | 46.9483 | 15.6367 | 0
324 | HVAC | DX | Retail | New | HE DX 5.4-11.25 Tons Other Heat | 0.37701 | 0 |  | 1131.96 | 1 | 0 | 3002.444 | 15 |  | 982.5 | 2606.0119 | Per Unit | GSLD | 1 | 1 | 1 | 1 | 1 | 1 | 1 | 1 | 1 | 1 | 1 | 1 | CrtNgsld324 | CrtN | gsld | 324 | 67.9176 | 180.1466 | [30 empty] | 0.51782 | 0.17247 | 0
324 | HVAC | DX | Schools K-12 | Turnover | HE DX 5.4-11.25 Tons Other Heat | 0.32777 | 0 |  | 984.11 | 1 | 0 | 3002.444 | 15 |  | 982.5 | 2997.532 | Per Unit | GSLD | 1 | 1 | 1 | 1 | 1 | 1 | 1 | 1 | 1 | 1 | 1 | 1 | CscTgsld324 | CscT | gsld | 324 | 59.0466 | 180.1466 | [30 empty] | 6.5619 | 2.1855 | 0
324 | HVAC | DX | Schools K-12 | New | HE DX 5.4-11.25 Tons Other Heat | 0.32777 | 0 |  | 984.11 | 1 | 0 | 3002.444 | 15 |  | 982.5 | 2997.532 | Per Unit | GSLD | 1 | 1 | 1 | 1 | 1 | 1 | 1 | 1 | 1 | 1 | 1 | 1 | CscNgsld324 | CscN | gsld | 324 | 59.0466 | 180.1466 | [30 empty] | 0.072375 | 0.024105 | 0
324 | HVAC | DX | Warehouse | Turnover | HE DX 5.4-11.25 Tons Other Heat | 0.071905 | 0 |  | 215.89 | 1 | 0 | 3002.444 | 15 |  | 982.5 | 13663.9086 | Per Unit | GSLD | 1 | 1 | 1 | 1 | 1 | 1 | 1 | 1 | 1 | 1 | 1 | 1 | CwaTgsld324 | CwaT | gsld | 324 | 12.9534 | 180.1466 | [30 empty] | 5.5082 | 1.8346 | 0
324 | HVAC | DX | Warehouse | New | HE DX 5.4-11.25 Tons Other Heat | 0.071905 | 0 |  | 215.89 | 1 | 0 | 3002.444 | 15 |  | 982.5 | 13663.9086 | Per Unit | GSLD | 1 | 1 | 1 | 1 | 1 | 1 | 1 | 1 | 1 | 1 | 1 | 1 | CwaNgsld324 | CwaN | gsld | 324 | 12.9534 | 180.1466 | [30 empty] | 0.060753 | 0.020235 | 0
325 | HVAC | DX | Assembly | Turnover | HE DX Less than 5.4 Tons Elect Heat | 0.26445 | 0.10038 |  | 838.06 | 1 | 0.37956 | 3169.0532 | 15 |  | 655 | 2476.8272 | Per Unit | GSLD | 1 | 1 | 1 | 1 | 1 | 1 | 1 | 1 | 1 | 1 | 1 | 1 | CasTgsld325 | CasT | gsld | 325 | 50.2836 | 190.1432 | [30 empty] | 27.8245 | 2.0523 | 49.3506
325 | HVAC | DX | Assembly | New | HE DX Less than 5.4 Tons Elect Heat | 0.26445 | 0.10038 |  | 838.06 | 1 | 0.37956 | 3169.0532 | 15 |  | 655 | 2476.8272 | Per Unit | GSLD | 1 | 1 | 1 | 1 | 1 | 1 | 1 | 1 | 1 | 1 | 1 | 1 | CasNgsld325 | CasN | gsld | 325 | 50.2836 | 190.1432 | [30 empty] | 0.24796 | 0.0075918 | 0.51297
325 | HVAC | DX | College and University | Turnover | HE DX Less than 5.4 Tons Elect Heat | 0.1786 | 0.0084767 |  | 924.96 | 1 | 0.047461 | 5178.8245 | 15 |  | 655 | 3667.3262 | Per Unit | GSLD | 1 | 1 | 1 | 1 | 1 | 1 | 1 | 1 | 1 | 1 | 1 | 1 | CcoTgsld325 | CcoT | gsld | 325 | 55.4976 | 310.7295 | [30 empty] | 0.49311 | 0.099979 | 0
325 | HVAC | DX | College and University | New | HE DX Less than 5.4 Tons Elect Heat | 0.1786 | 0.0084767 |  | 924.96 | 1 | 0.047461 | 5178.8245 | 15 |  | 655 | 3667.3262 | Per Unit | GSLD | 1 | 1 | 1 | 1 | 1 | 1 | 1 | 1 | 1 | 1 | 1 | 1 | CcoNgsld325 | CcoN | gsld | 325 | 55.4976 | 310.7295 | [30 empty] | 0.0017417 | 0.00035314 | 0
325 | HVAC | DX | Data Center | Turnover | HE DX Less than 5.4 Tons Elect Heat | 0.33194 | 0.015218 |  | 1716.28 | 1 | 0.045846 | 5170.4288 | 15 |  | 655 | 1973.2391 | Per Unit | GSLD | 1 | 1 | 1 | 1 | 1 | 1 | 1 | 1 | 1 | 1 | 1 | 1 | CdaTgsld325 | CdaT | gsld | 325 | 102.9768 | 310.2257 | [30 empty] | 0.051978 | 0.010539 | 0
325 | HVAC | DX | Data Center | New | HE DX Less than 5.4 Tons Elect Heat | 0.33194 | 0.015218 |  | 1716.28 | 1 | 0.045846 | 5170.4288 | 15 |  | 655 | 1973.2391 | Per Unit | GSLD | 1 | 1 | 1 | 1 | 1 | 1 | 1 | 1 | 1 | 1 | 1 | 1 | CdaNgsld325 | CdaN | gsld | 325 | 102.9768 | 310.2257 | [30 empty] | 0.00029606 | 6.0026e-05 | 0
325 | HVAC | DX | Grocery | Turnover | HE DX Less than 5.4 Tons Elect Heat | 0.12443 | 0.058486 |  | 514.88 | 1 | 0.47003 | 4137.949 | 15 |  | 655 | 5264.0549 | Per Unit | GSLD | 1 | 1 | 1 | 1 | 1 | 1 | 1 | 1 | 1 | 1 | 1 | 1 | CgrTgsld325 | CgrT | gsld | 325 | 30.8928 | 248.2769 | [30 empty] | 7.371 | 1.5454 | 1.4767
325 | HVAC | DX | Grocery | New | HE DX Less than 5.4 Tons Elect Heat | 0.12443 | 0.058486 |  | 514.88 | 1 | 0.47003 | 4137.949 | 15 |  | 655 | 5264.0549 | Per Unit | GSLD | 1 | 1 | 1 | 1 | 1 | 1 | 1 | 1 | 1 | 1 | 1 | 1 | CgrNgsld325 | CgrN | gsld | 325 | 30.8928 | 248.2769 | [30 empty] | 0.025954 | 0.0018664 | 0.014889
325 | HVAC | DX | Healthcare | Turnover | HE DX Less than 5.4 Tons Elect Heat | 0.35043 | 0.013292 |  | 1797.47 | 1 | 0.037931 | 5129.2902 | 15 |  | 655 | 1869.1189 | Per Unit | GSLD | 1 | 1 | 1 | 1 | 1 | 1 | 1 | 1 | 1 | 1 | 1 | 1 | CheTgsld325 | CheT | gsld | 325 | 107.8482 | 307.7574 | [30 empty] | 5.1009 | 0.98567 | 0.046068
325 | HVAC | DX | Healthcare | New | HE DX Less than 5.4 Tons Elect Heat | 0.35043 | 0.013292 |  | 1797.47 | 1 | 0.037931 | 5129.2902 | 15 |  | 655 | 1869.1189 | Per Unit | GSLD | 1 | 1 | 1 | 1 | 1 | 1 | 1 | 1 | 1 | 1 | 1 | 1 | CheNgsld325 | CheN | gsld | 325 | 107.8482 | 307.7574 | [30 empty] | 0.0023368 | 0 | 0.00044958
325 | HVAC | DX | Hospitals | Turnover | HE DX Less than 5.4 Tons Elect Heat | 0.33194 | 0.015218 |  | 1716.28 | 1 | 0.045846 | 5170.4288 | 15 |  | 655 | 1973.2391 | Per Unit | GSLD | 1 | 1 | 1 | 1 | 1 | 1 | 1 | 1 | 1 | 1 | 1 | 1 | ChoTgsld325 | ChoT | gsld | 325 | 102.9768 | 310.2257 | [30 empty] | 0 | 0 | 0
325 | HVAC | DX | Hospitals | New | HE DX Less than 5.4 Tons Elect Heat | 0.33194 | 0.015218 |  | 1716.28 | 1 | 0.045846 | 5170.4288 | 15 |  | 655 | 1973.2391 | Per Unit | GSLD | 1 | 1 | 1 | 1 | 1 | 1 | 1 | 1 | 1 | 1 | 1 | 1 | ChoNgsld325 | ChoN | gsld | 325 | 102.9768 | 310.2257 | [30 empty] | 0 | 0 | 0
325 | HVAC | DX | Institutional | Turnover | HE DX Less than 5.4 Tons Elect Heat | 0.087027 | 0.0073204 |  | 467.28 | 1 | 0.084117 | 5369.3533 | 15 |  | 655 | 7526.379 | Per Unit | GSLD | 1 | 1 | 1 | 1 | 1 | 1 | 1 | 1 | 1 | 1 | 1 | 1 | CinTgsld325 | CinT | gsld | 325 | 28.0368 | 322.1612 | [30 empty] | 7.6139 | 1.3094 | 0.22232
325 | HVAC | DX | Institutional | New | HE DX Less than 5.4 Tons Elect Heat | 0.087027 | 0.0073204 |  | 467.28 | 1 | 0.084117 | 5369.3533 | 15 |  | 655 | 7526.379 | Per Unit | GSLD | 1 | 1 | 1 | 1 | 1 | 1 | 1 | 1 | 1 | 1 | 1 | 1 | CinNgsld325 | CinN | gsld | 325 | 28.0368 | 322.1612 | [30 empty] | 0.025864 | 0.0028086 | 0.0023109
325 | HVAC | DX | Lodging/Hospitality | Turnover | HE DX Less than 5.4 Tons Elect Heat | 0.25127 | 0.03034 |  | 1358.11 | 1 | 0.12075 | 5404.9677 | 15 |  | 655 | 2606.7505 | Per Unit | GSLD | 1 | 1 | 1 | 1 | 1 | 1 | 1 | 1 | 1 | 1 | 1 | 1 | CloTgsld325 | CloT | gsld | 325 | 81.4866 | 324.2981 | [30 empty] | 2.6748 | 0.51065 | 0.0054648
325 | HVAC | DX | Lodging/Hospitality | New | HE DX Less than 5.4 Tons Elect Heat | 0.25127 | 0.03034 |  | 1358.11 | 1 | 0.12075 | 5404.9677 | 15 |  | 655 | 2606.7505 | Per Unit | GSLD | 1 | 1 | 1 | 1 | 1 | 1 | 1 | 1 | 1 | 1 | 1 | 1 | CloNgsld325 | CloN | gsld | 325 | 81.4866 | 324.2981 | [30 empty] | 0.014285 | 0.0027201 | 5.3331e-05
325 | HVAC | DX | Miscellaneous | Turnover | HE DX Less than 5.4 Tons Elect Heat | 0.14773 | 0.054744 |  | 467.58 | 1 | 0.37057 | 3165.106 | 15 |  | 655 | 4433.7748 | Per Unit | GSLD | 1 | 1 | 1 | 1 | 1 | 1 | 1 | 1 | 1 | 1 | 1 | 1 | CmiTgsld325 | CmiT | gsld | 325 | 28.0548 | 189.9064 | [30 empty] | 0 | 0 | 0
325 | HVAC | DX | Miscellaneous | New | HE DX Less than 5.4 Tons Elect Heat | 0.14773 | 0.054744 |  | 467.58 | 1 | 0.37057 | 3165.106 | 15 |  | 655 | 4433.7748 | Per Unit | GSLD | 1 | 1 | 1 | 1 | 1 | 1 | 1 | 1 | 1 | 1 | 1 | 1 | CmiNgsld325 | CmiN | gsld | 325 | 28.0548 | 189.9064 | [30 empty] | 0 | 0 | 0
325 | HVAC | DX | Offices | Turnover | HE DX Less than 5.4 Tons Elect Heat | 0.29769 | 0.0593 |  | 919.82 | 1 | 0.1992 | 3089.8847 | 15 |  | 655 | 2200.294 | Per Unit | GSLD | 1 | 1 | 1 | 1 | 1 | 1 | 1 | 1 | 1 | 1 | 1 | 1 | CofTgsld325 | CofT | gsld | 325 | 55.1892 | 185.3931 | [30 empty] | 44.6139 | 9.0838 | 39.504
325 | HVAC | DX | Offices | New | HE DX Less than 5.4 Tons Elect Heat | 0.29769 | 0.0593 |  | 919.82 | 1 | 0.1992 | 3089.8847 | 15 |  | 655 | 2200.294 | Per Unit | GSLD | 1 | 1 | 1 | 1 | 1 | 1 | 1 | 1 | 1 | 1 | 1 | 1 | CofNgsld325 | CofN | gsld | 325 | 55.1892 | 185.3931 | [30 empty] | 0.29304 | 0.037568 | 0.41062
325 | HVAC | DX | Restaurants | Turnover | HE DX Less than 5.4 Tons Elect Heat | 0.36503 | 0.12466 |  | 1449.43 | 1 | 0.34152 | 3970.7304 | 15 |  | 655 | 1794.3801 | Per Unit | GSLD | 1 | 1 | 1 | 1 | 1 | 1 | 1 | 1 | 1 | 1 | 1 | 1 | CreTgsld325 | CreT | gsld | 325 | 86.9658 | 238.2438 | [30 empty] | 3.5878 | 1.0174 | 0
325 | HVAC | DX | Restaurants | New | HE DX Less than 5.4 Tons Elect Heat | 0.36503 | 0.12466 |  | 1449.43 | 1 | 0.34152 | 3970.7304 | 15 |  | 655 | 1794.3801 | Per Unit | GSLD | 1 | 1 | 1 | 1 | 1 | 1 | 1 | 1 | 1 | 1 | 1 | 1 | CreNgsld325 | CreN | gsld | 325 | 86.9658 | 238.2438 | [30 empty] | 0.010577 | 0.0029993 | 0
325 | HVAC | DX | Retail | Turnover | HE DX Less than 5.4 Tons Elect Heat | 0.33601 | 0.23267 |  | 1110.99 | 1 | 0.69244 | 3306.3906 | 15 |  | 655 | 1949.3298 | Per Unit | GSLD | 1 | 1 | 1 | 1 | 1 | 1 | 1 | 1 | 1 | 1 | 1 | 1 | CrtTgsld325 | CrtT | gsld | 325 | 66.6594 | 198.3834 | [30 empty] | 9.2574 | 3.0833 | 0
325 | HVAC | DX | Retail | New | HE DX Less than 5.4 Tons Elect Heat | 0.33601 | 0.23267 |  | 1110.99 | 1 | 0.69244 | 3306.3906 | 15 |  | 655 | 1949.3298 | Per Unit | GSLD | 1 | 1 | 1 | 1 | 1 | 1 | 1 | 1 | 1 | 1 | 1 | 1 | CrtNgsld325 | CrtN | gsld | 325 | 66.6594 | 198.3834 | [30 empty] | 0.037927 | 0.012632 | 0
325 | HVAC | DX | Schools K-12 | Turnover | HE DX Less than 5.4 Tons Elect Heat | 0.29212 | 0.21442 |  | 971.2 | 1 | 0.73401 | 3324.6381 | 15 |  | 655 | 2242.2137 | Per Unit | GSLD | 1 | 1 | 1 | 1 | 1 | 1 | 1 | 1 | 1 | 1 | 1 | 1 | CscTgsld325 | CscT | gsld | 325 | 58.272 | 199.4783 | [30 empty] | 7.1365 | 0.37173 | 13.7155
325 | HVAC | DX | Schools K-12 | New | HE DX Less than 5.4 Tons Elect Heat | 0.29212 | 0.21442 |  | 971.2 | 1 | 0.73401 | 3324.6381 | 15 |  | 655 | 2242.2137 | Per Unit | GSLD | 1 | 1 | 1 | 1 | 1 | 1 | 1 | 1 | 1 | 1 | 1 | 1 | CscNgsld325 | CscN | gsld | 325 | 58.272 | 199.4783 | [30 empty] | 0.064243 | 0.0018284 | 0.13385
325 | HVAC | DX | Warehouse | Turnover | HE DX Less than 5.4 Tons Elect Heat | 0.064084 | 0.054744 |  | 216.44 | 1 | 0.85425 | 3377.4179 | 15 |  | 655 | 10220.8868 | Per Unit | GSLD | 1 | 1 | 1 | 1 | 1 | 1 | 1 | 1 | 1 | 1 | 1 | 1 | CwaTgsld325 | CwaT | gsld | 325 | 12.9864 | 202.6451 | [30 empty] | 1.0598 | 0.057107 | 2.0239
325 | HVAC | DX | Warehouse | New | HE DX Less than 5.4 Tons Elect Heat | 0.064084 | 0.054744 |  | 216.44 | 1 | 0.85425 | 3377.4179 | 15 |  | 655 | 10220.8868 | Per Unit | GSLD | 1 | 1 | 1 | 1 | 1 | 1 | 1 | 1 | 1 | 1 | 1 | 1 | CwaNgsld325 | CwaN | gsld | 325 | 12.9864 | 202.6451 | [30 empty] | 0.0091133 | 5.1915e-05 | 0.020406
326 | HVAC | DX | Assembly | Turnover | HE DX Less than 5.4 Tons Other Heat | 0.26445 | 0 |  | 794 | 1 | 0 | 3002.444 | 15 |  | 655 | 2476.8272 | Per Unit | GSLD | 1 | 1 | 1 | 1 | 1 | 1 | 1 | 1 | 1 | 1 | 1 | 1 | CasTgsld326 | CasT | gsld | 326 | 47.64 | 180.1466 | [30 empty] | 94.419 | 31.4474 | 0
326 | HVAC | DX | Assembly | New | HE DX Less than 5.4 Tons Other Heat | 0.26445 | 0 |  | 794 | 1 | 0 | 3002.444 | 15 |  | 655 | 2476.8272 | Per Unit | GSLD | 1 | 1 | 1 | 1 | 1 | 1 | 1 | 1 | 1 | 1 | 1 | 1 | CasNgsld326 | CasN | gsld | 326 | 47.64 | 180.1466 | [30 empty] | 1.0414 | 0.34685 | 0
326 | HVAC | DX | College and University | Turnover | HE DX Less than 5.4 Tons Other Heat | 0.1786 | 0 |  | 880.9 | 1 | 0 | 4932.1338 | 15 |  | 655 | 3667.3262 | Per Unit | GSLD | 1 | 1 | 1 | 1 | 1 | 1 | 1 | 1 | 1 | 1 | 1 | 1 | CcoTgsld326 | CcoT | gsld | 326 | 52.854 | 295.928 | [30 empty] | 5.5991 | 1.1352 | 0
326 | HVAC | DX | College and University | New | HE DX Less than 5.4 Tons Other Heat | 0.1786 | 0 |  | 880.9 | 1 | 0 | 4932.1338 | 15 |  | 655 | 3667.3262 | Per Unit | GSLD | 1 | 1 | 1 | 1 | 1 | 1 | 1 | 1 | 1 | 1 | 1 | 1 | CcoNgsld326 | CcoN | gsld | 326 | 52.854 | 295.928 | [30 empty] | 0.061756 | 0.012521 | 0
326 | HVAC | DX | Data Center | Turnover | HE DX Less than 5.4 Tons Other Heat | 0.33194 | 0 |  | 1637.18 | 1 | 0 | 4932.1338 | 15 |  | 655 | 1973.2391 | Per Unit | GSLD | 1 | 1 | 1 | 1 | 1 | 1 | 1 | 1 | 1 | 1 | 1 | 1 | CdaTgsld326 | CdaT | gsld | 326 | 98.2308 | 295.928 | [30 empty] | 0.1399 | 0.028365 | 0
326 | HVAC | DX | Data Center | New | HE DX Less than 5.4 Tons Other Heat | 0.33194 | 0 |  | 1637.18 | 1 | 0 | 4932.1338 | 15 |  | 655 | 1973.2391 | Per Unit | GSLD | 1 | 1 | 1 | 1 | 1 | 1 | 1 | 1 | 1 | 1 | 1 | 1 | CdaNgsld326 | CdaN | gsld | 326 | 98.2308 | 295.928 | [30 empty] | 0.0015431 | 0.00031286 | 0
326 | HVAC | DX | Grocery | Turnover | HE DX Less than 5.4 Tons Other Heat | 0.12443 | 0 |  | 438.78 | 1 | 0 | 3526.3542 | 15 |  | 655 | 5264.0549 | Per Unit | GSLD | 1 | 1 | 1 | 1 | 1 | 1 | 1 | 1 | 1 | 1 | 1 | 1 | CgrTgsld326 | CgrT | gsld | 326 | 26.3268 | 211.5813 | [30 empty] | 14.409 | 4.0861 | 0
326 | HVAC | DX | Grocery | New | HE DX Less than 5.4 Tons Other Heat | 0.12443 | 0 |  | 438.78 | 1 | 0 | 3526.3542 | 15 |  | 655 | 5264.0549 | Per Unit | GSLD | 1 | 1 | 1 | 1 | 1 | 1 | 1 | 1 | 1 | 1 | 1 | 1 | CgrNgsld326 | CgrN | gsld | 326 | 26.3268 | 211.5813 | [30 empty] | 0.15893 | 0.045068 | 0
326 | HVAC | DX | Healthcare | Turnover | HE DX Less than 5.4 Tons Other Heat | 0.35043 | 0 |  | 1728.38 | 1 | 0 | 4932.1338 | 15 |  | 655 | 1869.1189 | Per Unit | GSLD | 1 | 1 | 1 | 1 | 1 | 1 | 1 | 1 | 1 | 1 | 1 | 1 | CheTgsld326 | CheT | gsld | 326 | 103.7028 | 295.928 | [30 empty] | 15.0535 | 3.0521 | 0
326 | HVAC | DX | Healthcare | New | HE DX Less than 5.4 Tons Other Heat | 0.35043 | 0 |  | 1728.38 | 1 | 0 | 4932.1338 | 15 |  | 655 | 1869.1189 | Per Unit | GSLD | 1 | 1 | 1 | 1 | 1 | 1 | 1 | 1 | 1 | 1 | 1 | 1 | CheNgsld326 | CheN | gsld | 326 | 103.7028 | 295.928 | [30 empty] | 0.16603 | 0.033664 | 0
326 | HVAC | DX | Hospitals | Turnover | HE DX Less than 5.4 Tons Other Heat | 0.33194 | 0 |  | 1637.18 | 1 | 0 | 4932.1338 | 15 |  | 655 | 1973.2391 | Per Unit | GSLD | 1 | 1 | 1 | 1 | 1 | 1 | 1 | 1 | 1 | 1 | 1 | 1 | ChoTgsld326 | ChoT | gsld | 326 | 98.2308 | 295.928 | [30 empty] | 11.2943 | 2.2899 | 0
326 | HVAC | DX | Hospitals | New | HE DX Less than 5.4 Tons Other Heat | 0.33194 | 0 |  | 1637.18 | 1 | 0 | 4932.1338 | 15 |  | 655 | 1973.2391 | Per Unit | GSLD | 1 | 1 | 1 | 1 | 1 | 1 | 1 | 1 | 1 | 1 | 1 | 1 | ChoNgsld326 | ChoN | gsld | 326 | 98.2308 | 295.928 | [30 empty] | 0.12457 | 0.025257 | 0
326 | HVAC | DX | Institutional | Turnover | HE DX Less than 5.4 Tons Other Heat | 0.087027 | 0 |  | 429.23 | 1 | 0 | 4932.1338 | 15 |  | 655 | 7526.379 | Per Unit | GSLD | 1 | 1 | 1 | 1 | 1 | 1 | 1 | 1 | 1 | 1 | 1 | 1 | CinTgsld326 | CinT | gsld | 326 | 25.7538 | 295.928 | [30 empty] | 12.0711 | 2.4474 | 0
326 | HVAC | DX | Institutional | New | HE DX Less than 5.4 Tons Other Heat | 0.087027 | 0 |  | 429.23 | 1 | 0 | 4932.1338 | 15 |  | 655 | 7526.379 | Per Unit | GSLD | 1 | 1 | 1 | 1 | 1 | 1 | 1 | 1 | 1 | 1 | 1 | 1 | CinNgsld326 | CinN | gsld | 326 | 25.7538 | 295.928 | [30 empty] | 0.13314 | 0.026994 | 0
326 | HVAC | DX | Lodging/Hospitality | Turnover | HE DX Less than 5.4 Tons Other Heat | 0.25127 | 0 |  | 1312.05 | 1 | 0 | 5221.6595 | 15 |  | 655 | 2606.7505 | Per Unit | GSLD | 1 | 1 | 1 | 1 | 1 | 1 | 1 | 1 | 1 | 1 | 1 | 1 | CloTgsld326 | CloT | gsld | 326 | 78.723 | 313.2996 | [30 empty] | 1.7262 | 0.33058 | 0
326 | HVAC | DX | Lodging/Hospitality | New | HE DX Less than 5.4 Tons Other Heat | 0.25127 | 0 |  | 1312.05 | 1 | 0 | 5221.6595 | 15 |  | 655 | 2606.7505 | Per Unit | GSLD | 1 | 1 | 1 | 1 | 1 | 1 | 1 | 1 | 1 | 1 | 1 | 1 | CloNgsld326 | CloN | gsld | 326 | 78.723 | 313.2996 | [30 empty] | 0.019039 | 0.0036462 | 0
326 | HVAC | DX | Miscellaneous | Turnover | HE DX Less than 5.4 Tons Other Heat | 0.14773 | 0 |  | 443.55 | 1 | 0 | 3002.444 | 15 |  | 655 | 4433.7748 | Per Unit | GSLD | 1 | 1 | 1 | 1 | 1 | 1 | 1 | 1 | 1 | 1 | 1 | 1 | CmiTgsld326 | CmiT | gsld | 326 | 26.613 | 180.1466 | [30 empty] | 42.553 | 14.1728 | 0
326 | HVAC | DX | Miscellaneous | New | HE DX Less than 5.4 Tons Other Heat | 0.14773 | 0 |  | 443.55 | 1 | 0 | 3002.444 | 15 |  | 655 | 4433.7748 | Per Unit | GSLD | 1 | 1 | 1 | 1 | 1 | 1 | 1 | 1 | 1 | 1 | 1 | 1 | CmiNgsld326 | CmiN | gsld | 326 | 26.613 | 180.1466 | [30 empty] | 0.46935 | 0.15632 | 0
326 | HVAC | DX | Offices | Turnover | HE DX Less than 5.4 Tons Other Heat | 0.29769 | 0 |  | 893.79 | 1 | 0 | 3002.444 | 15 |  | 655 | 2200.294 | Per Unit | GSLD | 1 | 1 | 1 | 1 | 1 | 1 | 1 | 1 | 1 | 1 | 1 | 1 | CofTgsld326 | CofT | gsld | 326 | 53.6274 | 180.1466 | [30 empty] | 166.8474 | 55.5706 | 0
326 | HVAC | DX | Offices | New | HE DX Less than 5.4 Tons Other Heat | 0.29769 | 0 |  | 893.79 | 1 | 0 | 3002.444 | 15 |  | 655 | 2200.294 | Per Unit | GSLD | 1 | 1 | 1 | 1 | 1 | 1 | 1 | 1 | 1 | 1 | 1 | 1 | CofNgsld326 | CofN | gsld | 326 | 53.6274 | 180.1466 | [30 empty] | 1.8403 | 0.61292 | 0
326 | HVAC | DX | Restaurants | Turnover | HE DX Less than 5.4 Tons Other Heat | 0.36503 | 0 |  | 1287.22 | 1 | 0 | 3526.3542 | 15 |  | 655 | 1794.3801 | Per Unit | GSLD | 1 | 1 | 1 | 1 | 1 | 1 | 1 | 1 | 1 | 1 | 1 | 1 | CreTgsld326 | CreT | gsld | 326 | 77.2332 | 211.5813 | [30 empty] | 48.9466 | 13.8802 | 0
326 | HVAC | DX | Restaurants | New | HE DX Less than 5.4 Tons Other Heat | 0.36503 | 0 |  | 1287.22 | 1 | 0 | 3526.3542 | 15 |  | 655 | 1794.3801 | Per Unit | GSLD | 1 | 1 | 1 | 1 | 1 | 1 | 1 | 1 | 1 | 1 | 1 | 1 | CreNgsld326 | CreN | gsld | 326 | 77.2332 | 211.5813 | [30 empty] | 0.53986 | 0.15309 | 0
326 | HVAC | DX | Retail | Turnover | HE DX Less than 5.4 Tons Other Heat | 0.33601 | 0 |  | 1008.86 | 1 | 0 | 3002.444 | 15 |  | 655 | 1949.3298 | Per Unit | GSLD | 1 | 1 | 1 | 1 | 1 | 1 | 1 | 1 | 1 | 1 | 1 | 1 | CrtTgsld326 | CrtT | gsld | 326 | 60.5316 | 180.1466 | [30 empty] | 80.7909 | 26.9084 | 0
326 | HVAC | DX | Retail | New | HE DX Less than 5.4 Tons Other Heat | 0.33601 | 0 |  | 1008.86 | 1 | 0 | 3002.444 | 15 |  | 655 | 1949.3298 | Per Unit | GSLD | 1 | 1 | 1 | 1 | 1 | 1 | 1 | 1 | 1 | 1 | 1 | 1 | CrtNgsld326 | CrtN | gsld | 326 | 60.5316 | 180.1466 | [30 empty] | 0.8911 | 0.29679 | 0
326 | HVAC | DX | Schools K-12 | Turnover | HE DX Less than 5.4 Tons Other Heat | 0.29212 | 0 |  | 877.08 | 1 | 0 | 3002.444 | 15 |  | 655 | 2242.2137 | Per Unit | GSLD | 1 | 1 | 1 | 1 | 1 | 1 | 1 | 1 | 1 | 1 | 1 | 1 | CscTgsld326 | CscT | gsld | 326 | 52.6248 | 180.1466 | [30 empty] | 11.4287 | 3.8065 | 0
326 | HVAC | DX | Schools K-12 | New | HE DX Less than 5.4 Tons Other Heat | 0.29212 | 0 |  | 877.08 | 1 | 0 | 3002.444 | 15 |  | 655 | 2242.2137 | Per Unit | GSLD | 1 | 1 | 1 | 1 | 1 | 1 | 1 | 1 | 1 | 1 | 1 | 1 | CscNgsld326 | CscN | gsld | 326 | 52.6248 | 180.1466 | [30 empty] | 0.12605 | 0.041984 | 0
326 | HVAC | DX | Warehouse | Turnover | HE DX Less than 5.4 Tons Other Heat | 0.064084 | 0 |  | 192.41 | 1 | 0 | 3002.444 | 15 |  | 655 | 10220.8868 | Per Unit | GSLD | 1 | 1 | 1 | 1 | 1 | 1 | 1 | 1 | 1 | 1 | 1 | 1 | CwaTgsld326 | CwaT | gsld | 326 | 11.5446 | 180.1466 | [30 empty] | 9.4786 | 3.157 | 0
326 | HVAC | DX | Warehouse | New | HE DX Less than 5.4 Tons Other Heat | 0.064084 | 0 |  | 192.41 | 1 | 0 | 3002.444 | 15 |  | 655 | 10220.8868 | Per Unit | GSLD | 1 | 1 | 1 | 1 | 1 | 1 | 1 | 1 | 1 | 1 | 1 | 1 | CwaNgsld326 | CwaN | gsld | 326 | 11.5446 | 180.1466 | [30 empty] | 0.10455 | 0.03482 | 0
327 | HVAC | Economizer | Assembly | Existing | Airside Economizer | 2.3099 | 0 |  | 6935.33 | 1 | 0 | 3002.4418 | 10 |  | 7160.52 | 3099.931 | Per End Use Consumption | GSLD | 1 | 1 | 1 | 1 | 1 | 1 | 1 | 1 | 1 | 1 | 1 | 1 | CasEgsld327 | CasE | gsld | 327 | 348.7306 | 150.9724 | [30 empty] | 0.06742 | 0.022455 | 0
327 | HVAC | Economizer | Assembly | New | Airside Economizer | 2.3099 | 0 |  | 6935.33 | 1 | 0 | 3002.4418 | 10 |  | 7160.52 | 3099.931 | Per End Use Consumption | GSLD | 1 | 1 | 1 | 1 | 1 | 1 | 1 | 1 | 1 | 1 | 1 | 1 | CasNgsld327 | CasN | gsld | 327 | 348.7306 | 150.9724 | [30 empty] | 0.00032932 | 0.00010968 | 0
327 | HVAC | Economizer | College and University | Existing | Airside Economizer | 0.56589 | 0 |  | 2791.07 | 1 | 0 | 4932.1455 | 10 |  | 7160.52 | 12653.4722 | Per End Use Consumption | GSLD | 1 | 1 | 1 | 1 | 1 | 1 | 1 | 1 | 1 | 1 | 1 | 1 | CcoEgsld327 | CcoE | gsld | 327 | 140.3439 | 248.0041 | [30 empty] | 0.0060439 | 0.0012254 | 0
327 | HVAC | Economizer | College and University | New | Airside Economizer | 0.56589 | 0 |  | 2791.07 | 1 | 0 | 4932.1455 | 10 |  | 7160.52 | 12653.4722 | Per End Use Consumption | GSLD | 1 | 1 | 1 | 1 | 1 | 1 | 1 | 1 | 1 | 1 | 1 | 1 | CcoNgsld327 | CcoN | gsld | 327 | 140.3439 | 248.0041 | [30 empty] | 2.7733e-05 | 5.623e-06 | 0
327 | HVAC | Economizer | Data Center | Existing | Airside Economizer | 2.7776 | 0 |  | 13699.41 | 1 | 0 | 4932.1455 | 10 |  | 7160.52 | 2577.9743 | Per End Use Consumption | GSLD | 1 | 1 | 1 | 1 | 1 | 1 | 1 | 1 | 1 | 1 | 1 | 1 | CdaEgsld327 | CdaE | gsld | 327 | 688.8502 | 248.0041 | [30 empty] | 0.00057572 | 0.00011673 | 0
327 | HVAC | Economizer | Data Center | New | Airside Economizer | 2.7776 | 0 |  | 13699.41 | 1 | 0 | 4932.1455 | 10 |  | 7160.52 | 2577.9743 | Per End Use Consumption | GSLD | 1 | 1 | 1 | 1 | 1 | 1 | 1 | 1 | 1 | 1 | 1 | 1 | CdaNgsld327 | CdaN | gsld | 327 | 688.8502 | 248.0041 | [30 empty] | 2.8358e-06 | 5.7497e-07 | 0
327 | HVAC | Economizer | Grocery | Existing | Airside Economizer | 0.15984 | 0 |  | 563.67 | 1 | 0 | 3526.3551 | 10 |  | 7160.52 | 44796.6653 | Per End Use Consumption | GSLD | 1 | 1 | 1 | 1 | 1 | 1 | 1 | 1 | 1 | 1 | 1 | 1 | CgrEgsld327 | CgrE | gsld | 327 | 28.3431 | 177.3164 | [30 empty] | 0.022488 | 0.0063772 | 0
327 | HVAC | Economizer | Grocery | New | Airside Economizer | 0.15984 | 0 |  | 563.67 | 1 | 0 | 3526.3551 | 10 |  | 7160.52 | 44796.6653 | Per End Use Consumption | GSLD | 1 | 1 | 1 | 1 | 1 | 1 | 1 | 1 | 1 | 1 | 1 | 1 | CgrNgsld327 | CgrN | gsld | 327 | 28.3431 | 177.3164 | [30 empty] | 0.00010659 | 3.0225e-05 | 0
327 | HVAC | Economizer | Healthcare | Existing | Airside Economizer | 0.23726 | 0 |  | 1170.2 | 1 | 0 | 4932.1455 | 10 |  | 7160.52 | 30180.0774 | Per End Use Consumption | GSLD | 1 | 1 | 1 | 1 | 1 | 1 | 1 | 1 | 1 | 1 | 1 | 1 | CheEgsld327 | CheE | gsld | 327 | 58.8414 | 248.0041 | [30 empty] | 0 | 0 | 0
327 | HVAC | Economizer | Healthcare | New | Airside Economizer | 0.23726 | 0 |  | 1170.2 | 1 | 0 | 4932.1455 | 10 |  | 7160.52 | 30180.0774 | Per End Use Consumption | GSLD | 1 | 1 | 1 | 1 | 1 | 1 | 1 | 1 | 1 | 1 | 1 | 1 | CheNgsld327 | CheN | gsld | 327 | 58.8414 | 248.0041 | [30 empty] | 0 | 0 | 0
327 | HVAC | Economizer | Hospitals | Existing | Airside Economizer | 20.8764 | 0 |  | 102965.43 | 1 | 0 | 4932.1455 | 10 |  | 7160.52 | 342.996 | Per End Use Consumption | GSLD | 1 | 1 | 1 | 1 | 1 | 1 | 1 | 1 | 1 | 1 | 1 | 1 | ChoEgsld327 | ChoE | gsld | 327 | 5177.4314 | 248.0041 | [30 empty] | 0 | 0 | 0
327 | HVAC | Economizer | Hospitals | New | Airside Economizer | 20.8764 | 0 |  | 102965.43 | 1 | 0 | 4932.1455 | 10 |  | 7160.52 | 342.996 | Per End Use Consumption | GSLD | 1 | 1 | 1 | 1 | 1 | 1 | 1 | 1 | 1 | 1 | 1 | 1 | ChoNgsld327 | ChoN | gsld | 327 | 5177.4314 | 248.0041 | [30 empty] | 0 | 0 | 0
327 | HVAC | Economizer | Institutional | Existing | Airside Economizer | 0.27762 | 0 |  | 1369.28 | 1 | 0 | 4932.1455 | 10 |  | 7160.52 | 25792.1876 | Per End Use Consumption | GSLD | 1 | 1 | 1 | 1 | 1 | 1 | 1 | 1 | 1 | 1 | 1 | 1 | CinEgsld327 | CinE | gsld | 327 | 68.8518 | 248.0041 | [30 empty] | 0.044461 | 0.0090145 | 0
327 | HVAC | Economizer | Institutional | New | Airside Economizer | 0.27762 | 0 |  | 1369.28 | 1 | 0 | 4932.1455 | 10 |  | 7160.52 | 25792.1876 | Per End Use Consumption | GSLD | 1 | 1 | 1 | 1 | 1 | 1 | 1 | 1 | 1 | 1 | 1 | 1 | CinNgsld327 | CinN | gsld | 327 | 68.8518 | 248.0041 | [30 empty] | 0.0002186 | 4.4321e-05 | 0
327 | HVAC | Economizer | Lodging/Hospitality | Existing | Airside Economizer | 2.1349 | 0 |  | 11147.55 | 1 | 0 | 5221.6713 | 10 |  | 7160.52 | 3354.0896 | Per End Use Consumption | GSLD | 1 | 1 | 1 | 1 | 1 | 1 | 1 | 1 | 1 | 1 | 1 | 1 | CloEgsld327 | CloE | gsld | 327 | 560.5345 | 262.5623 | [30 empty] | 0.045906 | 0.0087914 | 0
327 | HVAC | Economizer | Lodging/Hospitality | New | Airside Economizer | 2.1349 | 0 |  | 11147.55 | 1 | 0 | 5221.6713 | 10 |  | 7160.52 | 3354.0896 | Per End Use Consumption | GSLD | 1 | 1 | 1 | 1 | 1 | 1 | 1 | 1 | 1 | 1 | 1 | 1 | CloNgsld327 | CloN | gsld | 327 | 560.5345 | 262.5623 | [30 empty] | 0.00020945 | 4.0112e-05 | 0
327 | HVAC | Economizer | Miscellaneous | Existing | Airside Economizer | 0.82567 | 0 |  | 2479.03 | 1 | 0 | 3002.4418 | 10 |  | 7160.52 | 8672.3616 | Per End Use Consumption | GSLD | 1 | 1 | 1 | 1 | 1 | 1 | 1 | 1 | 1 | 1 | 1 | 1 | CmiEgsld327 | CmiE | gsld | 327 | 124.6536 | 150.9724 | [30 empty] | 0 | 0 | 0
327 | HVAC | Economizer | Miscellaneous | New | Airside Economizer | 0.82567 | 0 |  | 2479.03 | 1 | 0 | 3002.4418 | 10 |  | 7160.52 | 8672.3616 | Per End Use Consumption | GSLD | 1 | 1 | 1 | 1 | 1 | 1 | 1 | 1 | 1 | 1 | 1 | 1 | CmiNgsld327 | CmiN | gsld | 327 | 124.6536 | 150.9724 | [30 empty] | 0 | 0 | 0
327 | HVAC | Economizer | Offices | Existing | Airside Economizer | 1.0462 | 0 |  | 3141.09 | 1 | 0 | 3002.4418 | 10 |  | 7160.52 | 6844.4536 | Per End Use Consumption | GSLD | 1 | 1 | 1 | 1 | 1 | 1 | 1 | 1 | 1 | 1 | 1 | 1 | CofEgsld327 | CofE | gsld | 327 | 157.9441 | 150.9724 | [30 empty] | 0.24906 | 0.082952 | 0
327 | HVAC | Economizer | Offices | New | Airside Economizer | 1.0462 | 0 |  | 3141.09 | 1 | 0 | 3002.4418 | 10 |  | 7160.52 | 6844.4536 | Per End Use Consumption | GSLD | 1 | 1 | 1 | 1 | 1 | 1 | 1 | 1 | 1 | 1 | 1 | 1 | CofNgsld327 | CofN | gsld | 327 | 157.9441 | 150.9724 | [30 empty] | 0.0011466 | 0.00038188 | 0
327 | HVAC | Economizer | Restaurants | Existing | Airside Economizer | 0.76413 | 0 |  | 2694.6 | 1 | 0 | 3526.3551 | 10 |  | 7160.52 | 9370.7921 | Per End Use Consumption | GSLD | 1 | 1 | 1 | 1 | 1 | 1 | 1 | 1 | 1 | 1 | 1 | 1 | CreEgsld327 | CreE | gsld | 327 | 135.4931 | 177.3164 | [30 empty] | 0.038135 | 0.010814 | 0
327 | HVAC | Economizer | Restaurants | New | Airside Economizer | 0.76413 | 0 |  | 2694.6 | 1 | 0 | 3526.3551 | 10 |  | 7160.52 | 9370.7921 | Per End Use Consumption | GSLD | 1 | 1 | 1 | 1 | 1 | 1 | 1 | 1 | 1 | 1 | 1 | 1 | CreNgsld327 | CreN | gsld | 327 | 135.4931 | 177.3164 | [30 empty] | 0.00016338 | 4.6331e-05 | 0
327 | HVAC | Economizer | Retail | Existing | Airside Economizer | 1.3255 | 0 |  | 3979.74 | 1 | 0 | 3002.4418 | 10 |  | 7160.52 | 5402.1229 | Per End Use Consumption | GSLD | 1 | 1 | 1 | 1 | 1 | 1 | 1 | 1 | 1 | 1 | 1 | 1 | CrtEgsld327 | CrtE | gsld | 327 | 200.1141 | 150.9724 | [30 empty] | 0.1304 | 0.043432 | 0
327 | HVAC | Economizer | Retail | New | Airside Economizer | 1.3255 | 0 |  | 3979.74 | 1 | 0 | 3002.4418 | 10 |  | 7160.52 | 5402.1229 | Per End Use Consumption | GSLD | 1 | 1 | 1 | 1 | 1 | 1 | 1 | 1 | 1 | 1 | 1 | 1 | CrtNgsld327 | CrtN | gsld | 327 | 200.1141 | 150.9724 | [30 empty] | 0.00058317 | 0.00019423 | 0
327 | HVAC | Economizer | Schools K-12 | Existing | Airside Economizer | 2.9717 | 0 |  | 8922.38 | 1 | 0 | 3002.4418 | 10 |  | 7160.52 | 2409.5639 | Per End Use Consumption | GSLD | 1 | 1 | 1 | 1 | 1 | 1 | 1 | 1 | 1 | 1 | 1 | 1 | CscEgsld327 | CscE | gsld | 327 | 448.6458 | 150.9724 | [30 empty] | 0.017349 | 0.0057783 | 0
327 | HVAC | Economizer | Schools K-12 | New | Airside Economizer | 2.9717 | 0 |  | 8922.38 | 1 | 0 | 3002.4418 | 10 |  | 7160.52 | 2409.5639 | Per End Use Consumption | GSLD | 1 | 1 | 1 | 1 | 1 | 1 | 1 | 1 | 1 | 1 | 1 | 1 | CscNgsld327 | CscN | gsld | 327 | 448.6458 | 150.9724 | [30 empty] | 7.9247e-05 | 2.6394e-05 | 0
327 | HVAC | Economizer | Warehouse | Existing | Airside Economizer | 0.35908 | 0 |  | 1078.11 | 1 | 0 | 3002.4418 | 10 |  | 7160.52 | 19941.4203 | Per End Use Consumption | GSLD | 1 | 1 | 1 | 1 | 1 | 1 | 1 | 1 | 1 | 1 | 1 | 1 | CwaEgsld327 | CwaE | gsld | 327 | 54.2108 | 150.9724 | [30 empty] | 0.0005561 | 0.00018522 | 0
327 | HVAC | Economizer | Warehouse | New | Airside Economizer | 0.35908 | 0 |  | 1078.11 | 1 | 0 | 3002.4418 | 10 |  | 7160.52 | 19941.4203 | Per End Use Consumption | GSLD | 1 | 1 | 1 | 1 | 1 | 1 | 1 | 1 | 1 | 1 | 1 | 1 | CwaNgsld327 | CwaN | gsld | 327 | 54.2108 | 150.9724 | [30 empty] | 2.5505e-06 | 8.4948e-07 | 0
328 | HVAC | Economizer | Assembly | Existing | Dual Enthalpy Economizer | 0.09185 | 0.065406 |  | 325.66 | 1 | 0.7121 | 3545.5611 | 10 |  | 1692 | 18421.3272 | Per End Use Consumption | GSLD | 1 | 1 | 1 | 1 | 1 | 1 | 1 | 1 | 1 | 1 | 1 | 1 | CasEgsld328 | CasE | gsld | 328 | 16.3752 | 178.2822 | [30 empty] | 0.0053286 | 0.0015029 | 0.0010702
328 | HVAC | Economizer | Assembly | New | Dual Enthalpy Economizer | 0.09185 | 0.065406 |  | 325.66 | 1 | 0.7121 | 3545.5611 | 10 |  | 1692 | 18421.3272 | Per End Use Consumption | GSLD | 1 | 1 | 1 | 1 | 1 | 1 | 1 | 1 | 1 | 1 | 1 | 1 | CasNgsld328 | CasN | gsld | 328 | 16.3752 | 178.2822 | [30 empty] | 6.2142e-05 | 1.7527e-05 | 1.2481e-05
328 | HVAC | Economizer | College and University | Existing | Dual Enthalpy Economizer | 0.020227 | 0.015971 |  | 138.59 | 1 | 0.7896 | 6851.7404 | 10 |  | 1692 | 83650.6589 | Per End Use Consumption | GSLD | 1 | 1 | 1 | 1 | 1 | 1 | 1 | 1 | 1 | 1 | 1 | 1 | CcoEgsld328 | CcoE | gsld | 328 | 6.9687 | 344.5274 | [30 empty] | 0.0023205 | 0.00033867 | 0.00026742
328 | HVAC | Economizer | College and University | New | Dual Enthalpy Economizer | 0.020227 | 0.015971 |  | 138.59 | 1 | 0.7896 | 6851.7404 | 10 |  | 1692 | 83650.6589 | Per End Use Consumption | GSLD | 1 | 1 | 1 | 1 | 1 | 1 | 1 | 1 | 1 | 1 | 1 | 1 | CcoNgsld328 | CcoN | gsld | 328 | 6.9687 | 344.5274 | [30 empty] | 1.3373e-05 | 1.9517e-06 | 1.5411e-06
328 | HVAC | Economizer | Data Center | Existing | Dual Enthalpy Economizer | 0.081484 | 0.06434 |  | 558.31 | 1 | 0.7896 | 6851.7404 | 10 |  | 1692 | 20764.7092 | Per End Use Consumption | GSLD | 1 | 1 | 1 | 1 | 1 | 1 | 1 | 1 | 1 | 1 | 1 | 1 | CdaEgsld328 | CdaE | gsld | 328 | 28.0736 | 344.5274 | [30 empty] | 0.00010985 | 1.6033e-05 | 1.2659e-05
328 | HVAC | Economizer | Data Center | New | Dual Enthalpy Economizer | 0.081484 | 0.06434 |  | 558.31 | 1 | 0.7896 | 6851.7404 | 10 |  | 1692 | 20764.7092 | Per End Use Consumption | GSLD | 1 | 1 | 1 | 1 | 1 | 1 | 1 | 1 | 1 | 1 | 1 | 1 | CdaNgsld328 | CdaN | gsld | 328 | 28.0736 | 344.5274 | [30 empty] | 1.2764e-06 | 1.8629e-07 | 1.471e-07
328 | HVAC | Economizer | Grocery | Existing | Dual Enthalpy Economizer | 0.0058735 | 0.0043746 |  | 26.47 | 1 | 0.74481 | 4506.7038 | 10 |  | 1692 | 288074.91 | Per End Use Consumption | GSLD | 1 | 1 | 1 | 1 | 1 | 1 | 1 | 1 | 1 | 1 | 1 | 1 | CgrEgsld328 | CgrE | gsld | 328 | 1.331 | 226.6115 | [30 empty] | 0.0057058 | 0.0012661 | 0.00094299
328 | HVAC | Economizer | Grocery | New | Dual Enthalpy Economizer | 0.0058735 | 0.0043746 |  | 26.47 | 1 | 0.74481 | 4506.7038 | 10 |  | 1692 | 288074.91 | Per End Use Consumption | GSLD | 1 | 1 | 1 | 1 | 1 | 1 | 1 | 1 | 1 | 1 | 1 | 1 | CgrNgsld328 | CgrN | gsld | 328 | 1.331 | 226.6115 | [30 empty] | 0.00013526 | 3.0013e-05 | 2.2354e-05
328 | HVAC | Economizer | Healthcare | Existing | Dual Enthalpy Economizer | 0.0065297 | 0.0051558 |  | 44.74 | 1 | 0.7896 | 6851.7404 | 10 |  | 1692 | 259122.5932 | Per End Use Consumption | GSLD | 1 | 1 | 1 | 1 | 1 | 1 | 1 | 1 | 1 | 1 | 1 | 1 | CheEgsld328 | CheE | gsld | 328 | 2.2497 | 344.5274 | [30 empty] | 0.013051 | 0.0019048 | 0.001504
328 | HVAC | Economizer | Healthcare | New | Dual Enthalpy Economizer | 0.0065297 | 0.0051558 |  | 44.74 | 1 | 0.7896 | 6851.7404 | 10 |  | 1692 | 259122.5932 | Per End Use Consumption | GSLD | 1 | 1 | 1 | 1 | 1 | 1 | 1 | 1 | 1 | 1 | 1 | 1 | CheNgsld328 | CheN | gsld | 328 | 2.2497 | 344.5274 | [30 empty] | 7.519e-05 | 1.0974e-05 | 8.6649e-06
328 | HVAC | Economizer | Hospitals | Existing | Dual Enthalpy Economizer | 0.57451 | 0.45363 |  | 3936.38 | 1 | 0.7896 | 6851.7404 | 10 |  | 1692 | 2945.1285 | Per End Use Consumption | GSLD | 1 | 1 | 1 | 1 | 1 | 1 | 1 | 1 | 1 | 1 | 1 | 1 | ChoEgsld328 | ChoE | gsld | 328 | 197.9338 | 344.5274 | [30 empty] | 0.0074803 | 0.0010917 | 0.00086203
328 | HVAC | Economizer | Hospitals | New | Dual Enthalpy Economizer | 0.57451 | 0.45363 |  | 3936.38 | 1 | 0.7896 | 6851.7404 | 10 |  | 1692 | 2945.1285 | Per End Use Consumption | GSLD | 1 | 1 | 1 | 1 | 1 | 1 | 1 | 1 | 1 | 1 | 1 | 1 | ChoNgsld328 | ChoN | gsld | 328 | 197.9338 | 344.5274 | [30 empty] | 4.6184e-05 | 6.7404e-06 | 5.3222e-06
328 | HVAC | Economizer | Institutional | Existing | Dual Enthalpy Economizer | 0.0081454 | 0.0064315 |  | 55.81 | 1 | 0.7896 | 6851.7404 | 10 |  | 1692 | 207725.2252 | Per End Use Consumption | GSLD | 1 | 1 | 1 | 1 | 1 | 1 | 1 | 1 | 1 | 1 | 1 | 1 | CinEgsld328 | CinE | gsld | 328 | 2.8063 | 344.5274 | [30 empty] | 0.0020917 | 0.00030528 | 0.00024105
328 | HVAC | Economizer | Institutional | New | Dual Enthalpy Economizer | 0.0081454 | 0.0064315 |  | 55.81 | 1 | 0.7896 | 6851.7404 | 10 |  | 1692 | 207725.2252 | Per End Use Consumption | GSLD | 1 | 1 | 1 | 1 | 1 | 1 | 1 | 1 | 1 | 1 | 1 | 1 | CinNgsld328 | CinN | gsld | 328 | 2.8063 | 344.5274 | [30 empty] | 2.4378e-05 | 3.5579e-06 | 2.8093e-06
328 | HVAC | Economizer | Lodging/Hospitality | Existing | Dual Enthalpy Economizer | 0.094782 | 0.038911 |  | 523.45 | 1 | 0.41054 | 5522.7016 | 10 |  | 1692 | 17851.5828 | Per End Use Consumption | GSLD | 1 | 1 | 1 | 1 | 1 | 1 | 1 | 1 | 1 | 1 | 1 | 1 | CloEgsld328 | CloE | gsld | 328 | 26.3207 | 277.6991 | [30 empty] | 0.01418 | 0.0025675 | 0.0010541
328 | HVAC | Economizer | Lodging/Hospitality | New | Dual Enthalpy Economizer | 0.094782 | 0.038911 |  | 523.45 | 1 | 0.41054 | 5522.7016 | 10 |  | 1692 | 17851.5828 | Per End Use Consumption | GSLD | 1 | 1 | 1 | 1 | 1 | 1 | 1 | 1 | 1 | 1 | 1 | 1 | CloNgsld328 | CloN | gsld | 328 | 26.3207 | 277.6991 | [30 empty] | 8.1713e-05 | 1.4796e-05 | 6.0742e-06
328 | HVAC | Economizer | Miscellaneous | Existing | Dual Enthalpy Economizer | 0.030822 | 0.021948 |  | 109.28 | 1 | 0.7121 | 3545.5611 | 10 |  | 1692 | 54896.4991 | Per End Use Consumption | GSLD | 1 | 1 | 1 | 1 | 1 | 1 | 1 | 1 | 1 | 1 | 1 | 1 | CmiEgsld328 | CmiE | gsld | 328 | 5.4949 | 178.2822 | [30 empty] | 0.0054497 | 0.001537 | 0.0010945
328 | HVAC | Economizer | Miscellaneous | New | Dual Enthalpy Economizer | 0.030822 | 0.021948 |  | 109.28 | 1 | 0.7121 | 3545.5611 | 10 |  | 1692 | 54896.4991 | Per End Use Consumption | GSLD | 1 | 1 | 1 | 1 | 1 | 1 | 1 | 1 | 1 | 1 | 1 | 1 | CmiNgsld328 | CmiN | gsld | 328 | 5.4949 | 178.2822 | [30 empty] | 6.1214e-05 | 1.7265e-05 | 1.2294e-05
328 | HVAC | Economizer | Offices | Existing | Dual Enthalpy Economizer | 0.036107 | 0.025712 |  | 128.02 | 1 | 0.7121 | 3545.5611 | 10 |  | 1692 | 46860.5641 | Per End Use Consumption | GSLD | 1 | 1 | 1 | 1 | 1 | 1 | 1 | 1 | 1 | 1 | 1 | 1 | CofEgsld328 | CofE | gsld | 328 | 6.4373 | 178.2822 | [30 empty] | 0.062186 | 0.017539 | 0.01249
328 | HVAC | Economizer | Offices | New | Dual Enthalpy Economizer | 0.036107 | 0.025712 |  | 128.02 | 1 | 0.7121 | 3545.5611 | 10 |  | 1692 | 46860.5641 | Per End Use Consumption | GSLD | 1 | 1 | 1 | 1 | 1 | 1 | 1 | 1 | 1 | 1 | 1 | 1 | CofNgsld328 | CofN | gsld | 328 | 6.4373 | 178.2822 | [30 empty] | 0.00072259 | 0.0002038 | 0.00014513
328 | HVAC | Economizer | Restaurants | Existing | Dual Enthalpy Economizer | 0.027774 | 0.020687 |  | 125.17 | 1 | 0.74481 | 4506.7038 | 10 |  | 1692 | 60919.8919 | Per End Use Consumption | GSLD | 1 | 1 | 1 | 1 | 1 | 1 | 1 | 1 | 1 | 1 | 1 | 1 | CreEgsld328 | CreE | gsld | 328 | 6.2939 | 226.6115 | [30 empty] | 0.010605 | 0.0023531 | 0.0017526
328 | HVAC | Economizer | Restaurants | New | Dual Enthalpy Economizer | 0.027774 | 0.020687 |  | 125.17 | 1 | 0.74481 | 4506.7038 | 10 |  | 1692 | 60919.8919 | Per End Use Consumption | GSLD | 1 | 1 | 1 | 1 | 1 | 1 | 1 | 1 | 1 | 1 | 1 | 1 | CreNgsld328 | CreN | gsld | 328 | 6.2939 | 226.6115 | [30 empty] | 0.00021861 | 4.8508e-05 | 3.6129e-05
328 | HVAC | Economizer | Retail | Existing | Dual Enthalpy Economizer | 0.05842 | 0.0416 |  | 207.13 | 1 | 0.7121 | 3545.5611 | 10 |  | 1692 | 28962.919 | Per End Use Consumption | GSLD | 1 | 1 | 1 | 1 | 1 | 1 | 1 | 1 | 1 | 1 | 1 | 1 | CrtEgsld328 | CrtE | gsld | 328 | 10.4152 | 178.2822 | [30 empty] | 0.024791 | 0.0069922 | 0.0049792
328 | HVAC | Economizer | Retail | New | Dual Enthalpy Economizer | 0.05842 | 0.0416 |  | 207.13 | 1 | 0.7121 | 3545.5611 | 10 |  | 1692 | 28962.919 | Per End Use Consumption | GSLD | 1 | 1 | 1 | 1 | 1 | 1 | 1 | 1 | 1 | 1 | 1 | 1 | CrtNgsld328 | CrtN | gsld | 328 | 10.4152 | 178.2822 | [30 empty] | 0.00014795 | 4.1729e-05 | 2.9715e-05
328 | HVAC | Economizer | Schools K-12 | Existing | Dual Enthalpy Economizer | 0.12496 | 0.088981 |  | 443.04 | 1 | 0.7121 | 3545.5611 | 10 |  | 1692 | 13540.7399 | Per End Use Consumption | GSLD | 1 | 1 | 1 | 1 | 1 | 1 | 1 | 1 | 1 | 1 | 1 | 1 | CscEgsld328 | CscE | gsld | 328 | 22.2775 | 178.2822 | [30 empty] | 0.0024299 | 0.00068535 | 0.00048803
328 | HVAC | Economizer | Schools K-12 | New | Dual Enthalpy Economizer | 0.12496 | 0.088981 |  | 443.04 | 1 | 0.7121 | 3545.5611 | 10 |  | 1692 | 13540.7399 | Per End Use Consumption | GSLD | 1 | 1 | 1 | 1 | 1 | 1 | 1 | 1 | 1 | 1 | 1 | 1 | CscNgsld328 | CscN | gsld | 328 | 22.2775 | 178.2822 | [30 empty] | 1.4003e-05 | 3.9495e-06 | 2.8124e-06
328 | HVAC | Economizer | Warehouse | Existing | Dual Enthalpy Economizer | 0.018764 | 0.013362 |  | 66.53 | 1 | 0.7121 | 3545.5611 | 10 |  | 1692 | 90171.1922 | Per End Use Consumption | GSLD | 1 | 1 | 1 | 1 | 1 | 1 | 1 | 1 | 1 | 1 | 1 | 1 | CwaEgsld328 | CwaE | gsld | 328 | 3.3453 | 178.2822 | [30 empty] | 0.00076474 | 0.00021569 | 0.00015359
328 | HVAC | Economizer | Warehouse | New | Dual Enthalpy Economizer | 0.018764 | 0.013362 |  | 66.53 | 1 | 0.7121 | 3545.5611 | 10 |  | 1692 | 90171.1922 | Per End Use Consumption | GSLD | 1 | 1 | 1 | 1 | 1 | 1 | 1 | 1 | 1 | 1 | 1 | 1 | CwaNgsld328 | CwaN | gsld | 328 | 3.3453 | 178.2822 | [30 empty] | 8.5903e-06 | 2.4228e-06 | 1.7253e-06
329 | HVAC | Economizer | Assembly | Existing | Waterside Economizer | 3.6926 | 0 |  | 11086.67 | 1 | 0 | 3002.4418 | 10 |  | 7160.52 | 1939.1796 | Per End Use Consumption | GSLD | 1 | 1 | 1 | 1 | 1 | 1 | 1 | 1 | 1 | 1 | 1 | 1 | CasEgsld329 | CasE | gsld | 329 | 557.4733 | 150.9724 | [30 empty] | 3.263 | 1.0868 | 0
329 | HVAC | Economizer | Assembly | New | Waterside Economizer | 3.6926 | 0 |  | 11086.67 | 1 | 0 | 3002.4418 | 10 |  | 7160.52 | 1939.1796 | Per End Use Consumption | GSLD | 1 | 1 | 1 | 1 | 1 | 1 | 1 | 1 | 1 | 1 | 1 | 1 | CasNgsld329 | CasN | gsld | 329 | 557.4733 | 150.9724 | [30 empty] | 0.017321 | 0.0057688 | 0
329 | HVAC | Economizer | College and University | Existing | Waterside Economizer | 2.4938 | 0 |  | 12300 | 1 | 0 | 4932.1455 | 10 |  | 7160.52 | 2871.2786 | Per End Use Consumption | GSLD | 1 | 1 | 1 | 1 | 1 | 1 | 1 | 1 | 1 | 1 | 1 | 1 | CcoEgsld329 | CcoE | gsld | 329 | 618.4834 | 248.0041 | [30 empty] | 1.1182 | 0.22671 | 0
329 | HVAC | Economizer | College and University | New | Waterside Economizer | 2.4938 | 0 |  | 12300 | 1 | 0 | 4932.1455 | 10 |  | 7160.52 | 2871.2786 | Per End Use Consumption | GSLD | 1 | 1 | 1 | 1 | 1 | 1 | 1 | 1 | 1 | 1 | 1 | 1 | CcoNgsld329 | CcoN | gsld | 329 | 618.4834 | 248.0041 | [30 empty] | 0.0065196 | 0.0013219 | 0
329 | HVAC | Economizer | Data Center | Existing | Waterside Economizer | 4.6349 | 0 |  | 22860 | 1 | 0 | 4932.1455 | 10 |  | 7160.52 | 1544.9137 | Per End Use Consumption | GSLD | 1 | 1 | 1 | 1 | 1 | 1 | 1 | 1 | 1 | 1 | 1 | 1 | CdaEgsld329 | CdaE | gsld | 329 | 1149.474 | 248.0041 | [30 empty] | 0.047045 | 0.0095385 | 0
329 | HVAC | Economizer | Data Center | New | Waterside Economizer | 4.6349 | 0 |  | 22860 | 1 | 0 | 4932.1455 | 10 |  | 7160.52 | 1544.9137 | Per End Use Consumption | GSLD | 1 | 1 | 1 | 1 | 1 | 1 | 1 | 1 | 1 | 1 | 1 | 1 | CdaNgsld329 | CdaN | gsld | 329 | 1149.474 | 248.0041 | [30 empty] | 0.00025183 | 5.1059e-05 | 0
329 | HVAC | Economizer | Grocery | Existing | Waterside Economizer | 1.7374 | 0 |  | 6126.67 | 1 | 0 | 3526.3551 | 10 |  | 7160.52 | 4121.4128 | Per End Use Consumption | GSLD | 1 | 1 | 1 | 1 | 1 | 1 | 1 | 1 | 1 | 1 | 1 | 1 | CgrEgsld329 | CgrE | gsld | 329 | 308.0686 | 177.3164 | [30 empty] | 40.6692 | 11.5329 | 0
329 | HVAC | Economizer | Grocery | New | Waterside Economizer | 1.7374 | 0 |  | 6126.67 | 1 | 0 | 3526.3551 | 10 |  | 7160.52 | 4121.4128 | Per End Use Consumption | GSLD | 1 | 1 | 1 | 1 | 1 | 1 | 1 | 1 | 1 | 1 | 1 | 1 | CgrNgsld329 | CgrN | gsld | 329 | 308.0686 | 177.3164 | [30 empty] | 0.44857 | 0.1272 | 0
329 | HVAC | Economizer | Healthcare | Existing | Waterside Economizer | 4.8931 | 0 |  | 24133.33 | 1 | 0 | 4932.1455 | 10 |  | 7160.52 | 1463.4005 | Per End Use Consumption | GSLD | 1 | 1 | 1 | 1 | 1 | 1 | 1 | 1 | 1 | 1 | 1 | 1 | CheEgsld329 | CheE | gsld | 329 | 1213.5011 | 248.0041 | [30 empty] | 68.838 | 13.957 | 0
329 | HVAC | Economizer | Healthcare | New | Waterside Economizer | 4.8931 | 0 |  | 24133.33 | 1 | 0 | 4932.1455 | 10 |  | 7160.52 | 1463.4005 | Per End Use Consumption | GSLD | 1 | 1 | 1 | 1 | 1 | 1 | 1 | 1 | 1 | 1 | 1 | 1 | CheNgsld329 | CheN | gsld | 329 | 1213.5011 | 248.0041 | [30 empty] | 0.75926 | 0.15394 | 0
329 | HVAC | Economizer | Hospitals | Existing | Waterside Economizer | 4.6349 | 0 |  | 22860 | 1 | 0 | 4932.1455 | 10 |  | 7160.52 | 1544.9137 | Per End Use Consumption | GSLD | 1 | 1 | 1 | 1 | 1 | 1 | 1 | 1 | 1 | 1 | 1 | 1 | ChoEgsld329 | ChoE | gsld | 329 | 1149.474 | 248.0041 | [30 empty] | 0 | 0 | 0
329 | HVAC | Economizer | Hospitals | New | Waterside Economizer | 4.6349 | 0 |  | 22860 | 1 | 0 | 4932.1455 | 10 |  | 7160.52 | 1544.9137 | Per End Use Consumption | GSLD | 1 | 1 | 1 | 1 | 1 | 1 | 1 | 1 | 1 | 1 | 1 | 1 | ChoNgsld329 | ChoN | gsld | 329 | 1149.474 | 248.0041 | [30 empty] | 0 | 0 | 0
329 | HVAC | Economizer | Institutional | Existing | Waterside Economizer | 1.2152 | 0 |  | 5993.33 | 1 | 0 | 4932.1455 | 10 |  | 7160.52 | 5892.6718 | Per End Use Consumption | GSLD | 1 | 1 | 1 | 1 | 1 | 1 | 1 | 1 | 1 | 1 | 1 | 1 | CinEgsld329 | CinE | gsld | 329 | 301.3638 | 248.0041 | [30 empty] | 6.7029 | 1.359 | 0
329 | HVAC | Economizer | Institutional | New | Waterside Economizer | 1.2152 | 0 |  | 5993.33 | 1 | 0 | 4932.1455 | 10 |  | 7160.52 | 5892.6718 | Per End Use Consumption | GSLD | 1 | 1 | 1 | 1 | 1 | 1 | 1 | 1 | 1 | 1 | 1 | 1 | CinNgsld329 | CinN | gsld | 329 | 301.3638 | 248.0041 | [30 empty] | 0.0391 | 0.0079276 | 0
329 | HVAC | Economizer | Lodging/Hospitality | Existing | Waterside Economizer | 3.5085 | 0 |  | 18320 | 1 | 0 | 5221.6713 | 10 |  | 7160.52 | 2040.9324 | Per End Use Consumption | GSLD | 1 | 1 | 1 | 1 | 1 | 1 | 1 | 1 | 1 | 1 | 1 | 1 | CloEgsld329 | CloE | gsld | 329 | 921.1882 | 262.5623 | [30 empty] | 2.4064 | 0.46084 | 0
329 | HVAC | Economizer | Lodging/Hospitality | New | Waterside Economizer | 3.5085 | 0 |  | 18320 | 1 | 0 | 5221.6713 | 10 |  | 7160.52 | 2040.9324 | Per End Use Consumption | GSLD | 1 | 1 | 1 | 1 | 1 | 1 | 1 | 1 | 1 | 1 | 1 | 1 | CloNgsld329 | CloN | gsld | 329 | 921.1882 | 262.5623 | [30 empty] | 0.011899 | 0.0022787 | 0
329 | HVAC | Economizer | Miscellaneous | Existing | Waterside Economizer | 2.0628 | 0 |  | 6193.33 | 1 | 0 | 3002.4418 | 10 |  | 7160.52 | 3471.3223 | Per End Use Consumption | GSLD | 1 | 1 | 1 | 1 | 1 | 1 | 1 | 1 | 1 | 1 | 1 | 1 | CmiEgsld329 | CmiE | gsld | 329 | 311.4205 | 150.9724 | [30 empty] | 0 | 0 | 0
329 | HVAC | Economizer | Miscellaneous | New | Waterside Economizer | 2.0628 | 0 |  | 6193.33 | 1 | 0 | 3002.4418 | 10 |  | 7160.52 | 3471.3223 | Per End Use Consumption | GSLD | 1 | 1 | 1 | 1 | 1 | 1 | 1 | 1 | 1 | 1 | 1 | 1 | CmiNgsld329 | CmiN | gsld | 329 | 311.4205 | 150.9724 | [30 empty] | 0 | 0 | 0
329 | HVAC | Economizer | Offices | Existing | Waterside Economizer | 4.1566 | 0 |  | 12480 | 1 | 0 | 3002.4418 | 10 |  | 7160.52 | 1722.6799 | Per End Use Consumption | GSLD | 1 | 1 | 1 | 1 | 1 | 1 | 1 | 1 | 1 | 1 | 1 | 1 | CofEgsld329 | CofE | gsld | 329 | 627.5343 | 150.9724 | [30 empty] | 74.3858 | 24.7751 | 0
329 | HVAC | Economizer | Offices | New | Waterside Economizer | 4.1566 | 0 |  | 12480 | 1 | 0 | 3002.4418 | 10 |  | 7160.52 | 1722.6799 | Per End Use Consumption | GSLD | 1 | 1 | 1 | 1 | 1 | 1 | 1 | 1 | 1 | 1 | 1 | 1 | CofNgsld329 | CofN | gsld | 329 | 627.5343 | 150.9724 | [30 empty] | 0.43392 | 0.14452 | 0
329 | HVAC | Economizer | Restaurants | Existing | Waterside Economizer | 5.0969 | 0 |  | 17973.33 | 1 | 0 | 3526.3551 | 10 |  | 7160.52 | 1404.8892 | Per End Use Consumption | GSLD | 1 | 1 | 1 | 1 | 1 | 1 | 1 | 1 | 1 | 1 | 1 | 1 | CreEgsld329 | CreE | gsld | 329 | 903.7566 | 177.3164 | [30 empty] | 16.431 | 4.6595 | 0
329 | HVAC | Economizer | Restaurants | New | Waterside Economizer | 5.0969 | 0 |  | 17973.33 | 1 | 0 | 3526.3551 | 10 |  | 7160.52 | 1404.8892 | Per End Use Consumption | GSLD | 1 | 1 | 1 | 1 | 1 | 1 | 1 | 1 | 1 | 1 | 1 | 1 | CreNgsld329 | CreN | gsld | 329 | 903.7566 | 177.3164 | [30 empty] | 0.18123 | 0.051393 | 0
329 | HVAC | Economizer | Retail | Existing | Waterside Economizer | 4.6917 | 0 |  | 14086.67 | 1 | 0 | 3002.4418 | 10 |  | 7160.52 | 1526.1978 | Per End Use Consumption | GSLD | 1 | 1 | 1 | 1 | 1 | 1 | 1 | 1 | 1 | 1 | 1 | 1 | CrtEgsld329 | CrtE | gsld | 329 | 708.3229 | 150.9724 | [30 empty] | 22.2879 | 7.4232 | 0
329 | HVAC | Economizer | Retail | New | Waterside Economizer | 4.6917 | 0 |  | 14086.67 | 1 | 0 | 3002.4418 | 10 |  | 7160.52 | 1526.1978 | Per End Use Consumption | GSLD | 1 | 1 | 1 | 1 | 1 | 1 | 1 | 1 | 1 | 1 | 1 | 1 | CrtNgsld329 | CrtN | gsld | 329 | 708.3229 | 150.9724 | [30 empty] | 0.13134 | 0.043744 | 0
329 | HVAC | Economizer | Schools K-12 | Existing | Waterside Economizer | 4.0789 | 0 |  | 12246.67 | 1 | 0 | 3002.4418 | 10 |  | 7160.52 | 1755.5013 | Per End Use Consumption | GSLD | 1 | 1 | 1 | 1 | 1 | 1 | 1 | 1 | 1 | 1 | 1 | 1 | CscEgsld329 | CscE | gsld | 329 | 615.8018 | 150.9724 | [30 empty] | 0.72153 | 0.24032 | 0
329 | HVAC | Economizer | Schools K-12 | New | Waterside Economizer | 4.0789 | 0 |  | 12246.67 | 1 | 0 | 3002.4418 | 10 |  | 7160.52 | 1755.5013 | Per End Use Consumption | GSLD | 1 | 1 | 1 | 1 | 1 | 1 | 1 | 1 | 1 | 1 | 1 | 1 | CscNgsld329 | CscN | gsld | 329 | 615.8018 | 150.9724 | [30 empty] | 0.0035817 | 0.0011929 | 0
329 | HVAC | Economizer | Warehouse | Existing | Waterside Economizer | 0.89483 | 0 |  | 2686.67 | 1 | 0 | 3002.4418 | 10 |  | 7160.52 | 8002.1159 | Per End Use Consumption | GSLD | 1 | 1 | 1 | 1 | 1 | 1 | 1 | 1 | 1 | 1 | 1 | 1 | CwaEgsld329 | CwaE | gsld | 329 | 135.0944 | 150.9724 | [30 empty] | 0.052014 | 0.017324 | 0
329 | HVAC | Economizer | Warehouse | New | Waterside Economizer | 0.89483 | 0 |  | 2686.67 | 1 | 0 | 3002.4418 | 10 |  | 7160.52 | 8002.1159 | Per End Use Consumption | GSLD | 1 | 1 | 1 | 1 | 1 | 1 | 1 | 1 | 1 | 1 | 1 | 1 | CwaNgsld329 | CwaN | gsld | 329 | 135.0944 | 150.9724 | [30 empty] | 0.00029591 | 9.8555e-05 | 0
330 | HVAC | Heating | Assembly | Existing | ECM Motors on Furnaces | 0 | 0.90215 |  | 396 | 0 | 0.90215 | 396 | 15 |  | 313 | 313 | Per End Use Consumption | GSLD | 1 | 1 | 1 | 1 | 1 | 1 | 1 | 1 | 1 | 1 | 1 | 1 | CasEgsld330 | CasE | gsld | 330 | 23.76 | 23.76 | [30 empty] | 1.7402 | 0 | 3.9644
330 | HVAC | Heating | Assembly | New | ECM Motors on Furnaces | 0 | 0.90215 |  | 396 | 0 | 0.90215 | 396 | 15 |  | 313 | 313 | Per End Use Consumption | GSLD | 1 | 1 | 1 | 1 | 1 | 1 | 1 | 1 | 1 | 1 | 1 | 1 | CasNgsld330 | CasN | gsld | 330 | 23.76 | 23.76 | [30 empty] | 0.010758 | 0 | 0.024509
330 | HVAC | Heating | College and University | Existing | ECM Motors on Furnaces | 0 | 0.076186 |  | 396 | 0 | 0.076186 | 396 | 15 |  | 313 | 313 | Per End Use Consumption | GSLD | 1 | 1 | 1 | 1 | 1 | 1 | 1 | 1 | 1 | 1 | 1 | 1 | CcoEgsld330 | CcoE | gsld | 330 | 23.76 | 23.76 | [30 empty] | 0.014732 | 0 | 0.0028342
330 | HVAC | Heating | College and University | New | ECM Motors on Furnaces | 0 | 0.076186 |  | 396 | 0 | 0.076186 | 396 | 15 |  | 313 | 313 | Per End Use Consumption | GSLD | 1 | 1 | 1 | 1 | 1 | 1 | 1 | 1 | 1 | 1 | 1 | 1 | CcoNgsld330 | CcoN | gsld | 330 | 23.76 | 23.76 | [30 empty] | 9.0115e-05 | 0 | 1.7337e-05
330 | HVAC | Heating | Data Center | Existing | ECM Motors on Furnaces | 0 | 0.13679 |  | 711 | 0 | 0.13679 | 711 | 15 |  | 313 | 313 | Per End Use Consumption | GSLD | 1 | 1 | 1 | 1 | 1 | 1 | 1 | 1 | 1 | 1 | 1 | 1 | CdaEgsld330 | CdaE | gsld | 330 | 42.66 | 42.66 | [30 empty] | 0.0024847 | 0 | 0.00047803
330 | HVAC | Heating | Data Center | New | ECM Motors on Furnaces | 0 | 0.13679 |  | 711 | 0 | 0.13679 | 711 | 15 |  | 313 | 313 | Per End Use Consumption | GSLD | 1 | 1 | 1 | 1 | 1 | 1 | 1 | 1 | 1 | 1 | 1 | 1 | CdaNgsld330 | CdaN | gsld | 330 | 42.66 | 42.66 | [30 empty] | 1.5366e-05 | 0 | 2.9563e-06
330 | HVAC | Heating | Grocery | Existing | ECM Motors on Furnaces | 0 | 0.52568 |  | 684 | 0 | 0.52568 | 684 | 15 |  | 313 | 313 | Per End Use Consumption | GSLD | 1 | 1 | 1 | 1 | 1 | 1 | 1 | 1 | 1 | 1 | 1 | 1 | CgrEgsld330 | CgrE | gsld | 330 | 41.04 | 41.04 | [30 empty] | 0.26779 | 0 | 0.20581
330 | HVAC | Heating | Grocery | New | ECM Motors on Furnaces | 0 | 0.52568 |  | 684 | 0 | 0.52568 | 684 | 15 |  | 313 | 313 | Per End Use Consumption | GSLD | 1 | 1 | 1 | 1 | 1 | 1 | 1 | 1 | 1 | 1 | 1 | 1 | CgrNgsld330 | CgrN | gsld | 330 | 41.04 | 41.04 | [30 empty] | 0.0016587 | 0 | 0.0012748
330 | HVAC | Heating | Healthcare | Existing | ECM Motors on Furnaces | 0 | 0.11947 |  | 621 | 0 | 0.11947 | 621 | 15 |  | 313 | 313 | Per End Use Consumption | GSLD | 1 | 1 | 1 | 1 | 1 | 1 | 1 | 1 | 1 | 1 | 1 | 1 | CheEgsld330 | CheE | gsld | 330 | 37.26 | 37.26 | [30 empty] | 0.31972 | 0 | 0.06151
330 | HVAC | Heating | Healthcare | New | ECM Motors on Furnaces | 0 | 0.11947 |  | 621 | 0 | 0.11947 | 621 | 15 |  | 313 | 313 | Per End Use Consumption | GSLD | 1 | 1 | 1 | 1 | 1 | 1 | 1 | 1 | 1 | 1 | 1 | 1 | CheNgsld330 | CheN | gsld | 330 | 37.26 | 37.26 | [30 empty] | 0.0019624 | 0 | 0.00037755
330 | HVAC | Heating | Hospitals | Existing | ECM Motors on Furnaces | 0 | 0.13679 |  | 711 | 0 | 0.13679 | 711 | 15 |  | 313 | 313 | Per End Use Consumption | GSLD | 1 | 1 | 1 | 1 | 1 | 1 | 1 | 1 | 1 | 1 | 1 | 1 | ChoEgsld330 | ChoE | gsld | 330 | 42.66 | 42.66 | [30 empty] | 0.10897 | 0 | 0.020966
330 | HVAC | Heating | Hospitals | New | ECM Motors on Furnaces | 0 | 0.13679 |  | 711 | 0 | 0.13679 | 711 | 15 |  | 313 | 313 | Per End Use Consumption | GSLD | 1 | 1 | 1 | 1 | 1 | 1 | 1 | 1 | 1 | 1 | 1 | 1 | ChoNgsld330 | ChoN | gsld | 330 | 42.66 | 42.66 | [30 empty] | 0.00067302 | 0 | 0.00012948
330 | HVAC | Heating | Institutional | Existing | ECM Motors on Furnaces | 0 | 0.065797 |  | 342 | 0 | 0.065797 | 342 | 15 |  | 313 | 313 | Per End Use Consumption | GSLD | 1 | 1 | 1 | 1 | 1 | 1 | 1 | 1 | 1 | 1 | 1 | 1 | CinEgsld330 | CinE | gsld | 330 | 20.52 | 20.52 | [30 empty] | 0.189 | 0 | 0.036362
330 | HVAC | Heating | Institutional | New | ECM Motors on Furnaces | 0 | 0.065797 |  | 342 | 0 | 0.065797 | 342 | 15 |  | 313 | 313 | Per End Use Consumption | GSLD | 1 | 1 | 1 | 1 | 1 | 1 | 1 | 1 | 1 | 1 | 1 | 1 | CinNgsld330 | CinN | gsld | 330 | 20.52 | 20.52 | [30 empty] | 0.0011639 | 0 | 0.00022392
330 | HVAC | Heating | Lodging/Hospitality | Existing | ECM Motors on Furnaces | 0 | 0.2727 |  | 414 | 0 | 0.2727 | 414 | 15 |  | 313 | 313 | Per End Use Consumption | GSLD | 1 | 1 | 1 | 1 | 1 | 1 | 1 | 1 | 1 | 1 | 1 | 1 | CloEgsld330 | CloE | gsld | 330 | 24.84 | 24.84 | [30 empty] | 0.18919 | 0 | 0.12462
330 | HVAC | Heating | Lodging/Hospitality | New | ECM Motors on Furnaces | 0 | 0.2727 |  | 414 | 0 | 0.2727 | 414 | 15 |  | 313 | 313 | Per End Use Consumption | GSLD | 1 | 1 | 1 | 1 | 1 | 1 | 1 | 1 | 1 | 1 | 1 | 1 | CloNgsld330 | CloN | gsld | 330 | 24.84 | 24.84 | [30 empty] | 0.0011628 | 0 | 0.00076593
330 | HVAC | Heating | Miscellaneous | Existing | ECM Motors on Furnaces | 0 | 0.49208 |  | 216 | 0 | 0.49208 | 216 | 15 |  | 313 | 313 | Per End Use Consumption | GSLD | 1 | 1 | 1 | 1 | 1 | 1 | 1 | 1 | 1 | 1 | 1 | 1 | CmiEgsld330 | CmiE | gsld | 330 | 12.96 | 12.96 | [30 empty] | 0.90567 | 0 | 2.0632
330 | HVAC | Heating | Miscellaneous | New | ECM Motors on Furnaces | 0 | 0.49208 |  | 216 | 0 | 0.49208 | 216 | 15 |  | 313 | 313 | Per End Use Consumption | GSLD | 1 | 1 | 1 | 1 | 1 | 1 | 1 | 1 | 1 | 1 | 1 | 1 | CmiNgsld330 | CmiN | gsld | 330 | 12.96 | 12.96 | [30 empty] | 0.0055905 | 0 | 0.012736
330 | HVAC | Heating | Offices | Existing | ECM Motors on Furnaces | 0 | 0.53309 |  | 234 | 0 | 0.53309 | 234 | 15 |  | 313 | 313 | Per End Use Consumption | GSLD | 1 | 1 | 1 | 1 | 1 | 1 | 1 | 1 | 1 | 1 | 1 | 1 | CofEgsld330 | CofE | gsld | 330 | 14.04 | 14.04 | [30 empty] | 4.4313 | 0 | 10.0951
330 | HVAC | Heating | Offices | New | ECM Motors on Furnaces | 0 | 0.53309 |  | 234 | 0 | 0.53309 | 234 | 15 |  | 313 | 313 | Per End Use Consumption | GSLD | 1 | 1 | 1 | 1 | 1 | 1 | 1 | 1 | 1 | 1 | 1 | 1 | CofNgsld330 | CofN | gsld | 330 | 14.04 | 14.04 | [30 empty] | 0.025432 | 0 | 0.057937
330 | HVAC | Heating | Restaurants | Existing | ECM Motors on Furnaces | 0 | 1.1205 |  | 1458 | 0 | 1.1205 | 1458 | 15 |  | 313 | 313 | Per End Use Consumption | GSLD | 1 | 1 | 1 | 1 | 1 | 1 | 1 | 1 | 1 | 1 | 1 | 1 | CreEgsld330 | CreE | gsld | 330 | 87.48 | 87.48 | [30 empty] | 1.0376 | 0 | 0.79744
330 | HVAC | Heating | Restaurants | New | ECM Motors on Furnaces | 0 | 1.1205 |  | 1458 | 0 | 1.1205 | 1458 | 15 |  | 313 | 313 | Per End Use Consumption | GSLD | 1 | 1 | 1 | 1 | 1 | 1 | 1 | 1 | 1 | 1 | 1 | 1 | CreNgsld330 | CreN | gsld | 330 | 87.48 | 87.48 | [30 empty] | 0.0059192 | 0 | 0.0045491
330 | HVAC | Heating | Retail | Existing | ECM Motors on Furnaces | 0 | 2.0913 |  | 918 | 0 | 2.0913 | 918 | 15 |  | 313 | 313 | Per End Use Consumption | GSLD | 1 | 1 | 1 | 1 | 1 | 1 | 1 | 1 | 1 | 1 | 1 | 1 | CrtEgsld330 | CrtE | gsld | 330 | 55.08 | 55.08 | [30 empty] | 1.5864 | 0 | 3.6141
330 | HVAC | Heating | Retail | New | ECM Motors on Furnaces | 0 | 2.0913 |  | 918 | 0 | 2.0913 | 918 | 15 |  | 313 | 313 | Per End Use Consumption | GSLD | 1 | 1 | 1 | 1 | 1 | 1 | 1 | 1 | 1 | 1 | 1 | 1 | CrtNgsld330 | CrtN | gsld | 330 | 55.08 | 55.08 | [30 empty] | 0.0090754 | 0 | 0.020675
330 | HVAC | Heating | Schools K-12 | Existing | ECM Motors on Furnaces | 0 | 1.9273 |  | 846 | 0 | 1.9273 | 846 | 15 |  | 313 | 313 | Per End Use Consumption | GSLD | 1 | 1 | 1 | 1 | 1 | 1 | 1 | 1 | 1 | 1 | 1 | 1 | CscEgsld330 | CscE | gsld | 330 | 50.76 | 50.76 | [30 empty] | 0.081462 | 0 | 0.18558
330 | HVAC | Heating | Schools K-12 | New | ECM Motors on Furnaces | 0 | 1.9273 |  | 846 | 0 | 1.9273 | 846 | 15 |  | 313 | 313 | Per End Use Consumption | GSLD | 1 | 1 | 1 | 1 | 1 | 1 | 1 | 1 | 1 | 1 | 1 | 1 | CscNgsld330 | CscN | gsld | 330 | 50.76 | 50.76 | [30 empty] | 0.00050015 | 0 | 0.0011394
330 | HVAC | Heating | Warehouse | Existing | ECM Motors on Furnaces | 0 | 0.49208 |  | 216 | 0 | 0.49208 | 216 | 15 |  | 313 | 313 | Per End Use Consumption | GSLD | 1 | 1 | 1 | 1 | 1 | 1 | 1 | 1 | 1 | 1 | 1 | 1 | CwaEgsld330 | CwaE | gsld | 330 | 12.96 | 12.96 | [30 empty] | 0.036347 | 0 | 0.082804
330 | HVAC | Heating | Warehouse | New | ECM Motors on Furnaces | 0 | 0.49208 |  | 216 | 0 | 0.49208 | 216 | 15 |  | 313 | 313 | Per End Use Consumption | GSLD | 1 | 1 | 1 | 1 | 1 | 1 | 1 | 1 | 1 | 1 | 1 | 1 | CwaNgsld330 | CwaN | gsld | 330 | 12.96 | 12.96 | [30 empty] | 0.00022119 | 0 | 0.00050391
331 | HVAC | Heating | Assembly | Turnover | Geothermal Heat Pump | 0.44263 | 0.031325 |  | 1342.72 | 1 | 0.070769 | 3033.5084 | 25 |  | 95690 | 216185.3657 | Per Unit | GSLD | 1 | 1 | 1 | 1 | 1 | 1 | 1 | 1 | 1 | 1 | 1 | 1 | CasTgsld331 | CasT | gsld | 331 | 80.5632 | 182.0105 | [30 empty] | 1.5528 | 0.31025 | 1.4154
331 | HVAC | Heating | Assembly | New | Geothermal Heat Pump | 0.44263 | 0.031325 |  | 1342.72 | 1 | 0.070769 | 3033.5084 | 25 |  | 95690 | 216185.3657 | Per Unit | GSLD | 1 | 1 | 1 | 1 | 1 | 1 | 1 | 1 | 1 | 1 | 1 | 1 | CasNgsld331 | CasN | gsld | 331 | 80.5632 | 182.0105 | [30 empty] | 0.0096372 | 0.00092749 | 0.015611
331 | HVAC | Heating | College and University | Turnover | Geothermal Heat Pump | 0.29894 | 0.0026454 |  | 1488.17 | 1 | 0.0088491 | 4978.1294 | 25 |  | 95690 | 320095.9609 | Per Unit | GSLD | 1 | 1 | 1 | 1 | 1 | 1 | 1 | 1 | 1 | 1 | 1 | 1 | CcoTgsld331 | CcoT | gsld | 331 | 89.2902 | 298.6878 | [30 empty] | 0.2734 | 0.015114 | 0.038258
331 | HVAC | Heating | College and University | New | Geothermal Heat Pump | 0.29894 | 0.0026454 |  | 1488.17 | 1 | 0.0088491 | 4978.1294 | 25 |  | 95690 | 320095.9609 | Per Unit | GSLD | 1 | 1 | 1 | 1 | 1 | 1 | 1 | 1 | 1 | 1 | 1 | 1 | CcoNgsld331 | CcoN | gsld | 331 | 89.2902 | 298.6878 | [30 empty] | 0.0024278 | 4.7549e-05 | 0.00042197
331 | HVAC | Heating | Data Center | Turnover | Geothermal Heat Pump | 0.55559 | 0.0047482 |  | 2764.93 | 1 | 0.0085462 | 4976.555 | 25 |  | 95690 | 172230.9596 | Per Unit | GSLD | 1 | 1 | 1 | 1 | 1 | 1 | 1 | 1 | 1 | 1 | 1 | 1 | CdaTgsld331 | CdaT | gsld | 331 | 165.8958 | 298.5933 | [30 empty] | 0.010504 | 0.0015932 | 0.00050916
331 | HVAC | Heating | Data Center | New | Geothermal Heat Pump | 0.55559 | 0.0047482 |  | 2764.93 | 1 | 0.0085462 | 4976.555 | 25 |  | 95690 | 172230.9596 | Per Unit | GSLD | 1 | 1 | 1 | 1 | 1 | 1 | 1 | 1 | 1 | 1 | 1 | 1 | CdaNgsld331 | CdaN | gsld | 331 | 165.8958 | 298.5933 | [30 empty] | 6.6082e-05 | 7.4799e-06 | 5.6159e-06
331 | HVAC | Heating | Grocery | Turnover | Geothermal Heat Pump | 0.20826 | 0.018245 |  | 758.15 | 1 | 0.087606 | 3640.3446 | 25 |  | 95690 | 459466.5579 | Per Unit | GSLD | 1 | 1 | 1 | 1 | 1 | 1 | 1 | 1 | 1 | 1 | 1 | 1 | CgrTgsld331 | CgrT | gsld | 331 | 45.489 | 218.4207 | [30 empty] | 0.90789 | 0.23362 | 0.064612
331 | HVAC | Heating | Grocery | New | Geothermal Heat Pump | 0.20826 | 0.018245 |  | 758.15 | 1 | 0.087606 | 3640.3446 | 25 |  | 95690 | 459466.5579 | Per Unit | GSLD | 1 | 1 | 1 | 1 | 1 | 1 | 1 | 1 | 1 | 1 | 1 | 1 | CgrNgsld331 | CgrN | gsld | 331 | 45.489 | 218.4207 | [30 empty] | 0.0018286 | 0.00025559 | 0.00071265
331 | HVAC | Heating | Healthcare | Turnover | Geothermal Heat Pump | 0.58654 | 0.0041479 |  | 2914.45 | 1 | 0.0070719 | 4968.8918 | 25 |  | 95690 | 163143.392 | Per Unit | GSLD | 1 | 1 | 1 | 1 | 1 | 1 | 1 | 1 | 1 | 1 | 1 | 1 | CheTgsld331 | CheT | gsld | 331 | 174.867 | 298.1335 | [30 empty] | 0.86393 | 0.14901 | 0.024822
331 | HVAC | Heating | Healthcare | New | Geothermal Heat Pump | 0.58654 | 0.0041479 |  | 2914.45 | 1 | 0.0070719 | 4968.8918 | 25 |  | 95690 | 163143.392 | Per Unit | GSLD | 1 | 1 | 1 | 1 | 1 | 1 | 1 | 1 | 1 | 1 | 1 | 1 | CheNgsld331 | CheN | gsld | 331 | 174.867 | 298.1335 | [30 empty] | 0.001423 | 0 | 0.00027377
331 | HVAC | Heating | Hospitals | Turnover | Geothermal Heat Pump | 0.55559 | 0.0047482 |  | 2764.93 | 1 | 0.0085462 | 4976.555 | 25 |  | 95690 | 172230.9596 | Per Unit | GSLD | 1 | 1 | 1 | 1 | 1 | 1 | 1 | 1 | 1 | 1 | 1 | 1 | ChoTgsld331 | ChoT | gsld | 331 | 165.8958 | 298.5933 | [30 empty] | 0 | 0 | 0
331 | HVAC | Heating | Hospitals | New | Geothermal Heat Pump | 0.55559 | 0.0047482 |  | 2764.93 | 1 | 0.0085462 | 4976.555 | 25 |  | 95690 | 172230.9596 | Per Unit | GSLD | 1 | 1 | 1 | 1 | 1 | 1 | 1 | 1 | 1 | 1 | 1 | 1 | ChoNgsld331 | ChoN | gsld | 331 | 165.8958 | 298.5933 | [30 empty] | 0 | 0 | 0
331 | HVAC | Heating | Institutional | Turnover | Geothermal Heat Pump | 0.14566 | 0.0022837 |  | 730.29 | 1 | 0.015678 | 5013.6244 | 25 |  | 95690 | 656935.8961 | Per Unit | GSLD | 1 | 1 | 1 | 1 | 1 | 1 | 1 | 1 | 1 | 1 | 1 | 1 | CinTgsld331 | CinT | gsld | 331 | 43.8174 | 300.8175 | [30 empty] | 1.1587 | 0.19795 | 0.035082
331 | HVAC | Heating | Institutional | New | Geothermal Heat Pump | 0.14566 | 0.0022837 |  | 730.29 | 1 | 0.015678 | 5013.6244 | 25 |  | 95690 | 656935.8961 | Per Unit | GSLD | 1 | 1 | 1 | 1 | 1 | 1 | 1 | 1 | 1 | 1 | 1 | 1 | CinNgsld331 | CinN | gsld | 331 | 43.8174 | 300.8175 | [30 empty] | 0.0038597 | 0.00037477 | 0.00038694
331 | HVAC | Heating | Lodging/Hospitality | Turnover | Geothermal Heat Pump | 0.42056 | 0.0094656 |  | 2210.41 | 1 | 0.022507 | 5255.8279 | 25 |  | 95690 | 227528.0016 | Per Unit | GSLD | 1 | 1 | 1 | 1 | 1 | 1 | 1 | 1 | 1 | 1 | 1 | 1 | CloTgsld331 | CloT | gsld | 331 | 132.6246 | 315.3497 | [30 empty] | 0.475 | 0.077196 | 0.047368
331 | HVAC | Heating | Lodging/Hospitality | New | Geothermal Heat Pump | 0.42056 | 0.0094656 |  | 2210.41 | 1 | 0.022507 | 5255.8279 | 25 |  | 95690 | 227528.0016 | Per Unit | GSLD | 1 | 1 | 1 | 1 | 1 | 1 | 1 | 1 | 1 | 1 | 1 | 1 | CloNgsld331 | CloN | gsld | 331 | 132.6246 | 315.3497 | [30 empty] | 0.0025643 | 0.00033919 | 0.00052246
331 | HVAC | Heating | Miscellaneous | Turnover | Geothermal Heat Pump | 0.24727 | 0.017063 |  | 749.89 | 1 | 0.069008 | 3032.7353 | 25 |  | 95690 | 386993.3528 | Per Unit | GSLD | 1 | 1 | 1 | 1 | 1 | 1 | 1 | 1 | 1 | 1 | 1 | 1 | CmiTgsld331 | CmiT | gsld | 331 | 44.9934 | 181.9641 | [30 empty] | 0 | 0 | 0
331 | HVAC | Heating | Miscellaneous | New | Geothermal Heat Pump | 0.24727 | 0.017063 |  | 749.89 | 1 | 0.069008 | 3032.7353 | 25 |  | 95690 | 386993.3528 | Per Unit | GSLD | 1 | 1 | 1 | 1 | 1 | 1 | 1 | 1 | 1 | 1 | 1 | 1 | CmiNgsld331 | CmiN | gsld | 331 | 44.9934 | 181.9641 | [30 empty] | 0 | 0 | 0
331 | HVAC | Heating | Offices | Turnover | Geothermal Heat Pump | 0.49826 | 0.018499 |  | 1504.11 | 1 | 0.037127 | 3018.7408 | 25 |  | 95690 | 192049.3222 | Per Unit | GSLD | 1 | 1 | 1 | 1 | 1 | 1 | 1 | 1 | 1 | 1 | 1 | 1 | CofTgsld331 | CofT | gsld | 331 | 90.2466 | 181.1244 | [30 empty] | 5.1926 | 1.3732 | 2.4366
331 | HVAC | Heating | Offices | New | Geothermal Heat Pump | 0.49826 | 0.018499 |  | 1504.11 | 1 | 0.037127 | 3018.7408 | 25 |  | 95690 | 192049.3222 | Per Unit | GSLD | 1 | 1 | 1 | 1 | 1 | 1 | 1 | 1 | 1 | 1 | 1 | 1 | CofNgsld331 | CofN | gsld | 331 | 90.2466 | 181.1244 | [30 empty] | 0.026713 | 0.004968 | 0.026875
331 | HVAC | Heating | Restaurants | Turnover | Geothermal Heat Pump | 0.61097 | 0.038896 |  | 2205.1 | 1 | 0.063663 | 3609.19 | 25 |  | 95690 | 156620.2832 | Per Unit | GSLD | 1 | 1 | 1 | 1 | 1 | 1 | 1 | 1 | 1 | 1 | 1 | 1 | CreTgsld331 | CreT | gsld | 331 | 132.306 | 216.5514 | [30 empty] | 0.63642 | 0.15381 | 0.072279
331 | HVAC | Heating | Restaurants | New | Geothermal Heat Pump | 0.61097 | 0.038896 |  | 2205.1 | 1 | 0.063663 | 3609.19 | 25 |  | 95690 | 156620.2832 | Per Unit | GSLD | 1 | 1 | 1 | 1 | 1 | 1 | 1 | 1 | 1 | 1 | 1 | 1 | CreNgsld331 | CreN | gsld | 331 | 132.306 | 216.5514 | [30 empty] | 0.0024189 | 0.00039178 | 0.00079722
331 | HVAC | Heating | Retail | Turnover | Geothermal Heat Pump | 0.56241 | 0.072582 |  | 1720.45 | 1 | 0.12906 | 3059.0935 | 25 |  | 95690 | 170144.2417 | Per Unit | GSLD | 1 | 1 | 1 | 1 | 1 | 1 | 1 | 1 | 1 | 1 | 1 | 1 | CrtTgsld331 | CrtT | gsld | 331 | 103.227 | 183.5456 | [30 empty] | 1.8041 | 0.46611 | 0.92192
331 | HVAC | Heating | Retail | New | Geothermal Heat Pump | 0.56241 | 0.072582 |  | 1720.45 | 1 | 0.12906 | 3059.0935 | 25 |  | 95690 | 170144.2417 | Per Unit | GSLD | 1 | 1 | 1 | 1 | 1 | 1 | 1 | 1 | 1 | 1 | 1 | 1 | CrtNgsld331 | CrtN | gsld | 331 | 103.227 | 183.5456 | [30 empty] | 0.0093948 | 0.0016424 | 0.010168
331 | HVAC | Heating | Schools K-12 | Turnover | Geothermal Heat Pump | 0.48895 | 0.066909 |  | 1497.4 | 1 | 0.13684 | 3062.5121 | 25 |  | 95690 | 195707.0804 | Per Unit | GSLD | 1 | 1 | 1 | 1 | 1 | 1 | 1 | 1 | 1 | 1 | 1 | 1 | CscTgsld331 | CscT | gsld | 331 | 89.844 | 183.7507 | [30 empty] | 0.23769 | 0.056196 | 0.15712
331 | HVAC | Heating | Schools K-12 | New | Geothermal Heat Pump | 0.48895 | 0.066909 |  | 1497.4 | 1 | 0.13684 | 3062.5121 | 25 |  | 95690 | 195707.0804 | Per Unit | GSLD | 1 | 1 | 1 | 1 | 1 | 1 | 1 | 1 | 1 | 1 | 1 | 1 | CscNgsld331 | CscN | gsld | 331 | 89.844 | 183.7507 | [30 empty] | 0.0014308 | 0.00022319 | 0.001733
331 | HVAC | Heating | Warehouse | Turnover | Geothermal Heat Pump | 0.10727 | 0.017063 |  | 329.55 | 1 | 0.15908 | 3072.2704 | 25 |  | 95690 | 892081.8003 | Per Unit | GSLD | 1 | 1 | 1 | 1 | 1 | 1 | 1 | 1 | 1 | 1 | 1 | 1 | CwaTgsld331 | CwaT | gsld | 331 | 19.773 | 184.3362 | [30 empty] | 0.048549 | 0.0086333 | 0.051551
331 | HVAC | Heating | Warehouse | New | Geothermal Heat Pump | 0.10727 | 0.017063 |  | 329.55 | 1 | 0.15908 | 3072.2704 | 25 |  | 95690 | 892081.8003 | Per Unit | GSLD | 1 | 1 | 1 | 1 | 1 | 1 | 1 | 1 | 1 | 1 | 1 | 1 | CwaNgsld331 | CwaN | gsld | 331 | 19.773 | 184.3362 | [30 empty] | 0.00027115 | 7.1834e-06 | 0.00056859
332 | HVAC | Heating | Assembly | Turnover | Water source heat pump | 0.34618 | 0.0046702 |  | 1041.43 | 1 | 0.013491 | 3008.3658 | 15 |  | 322.5 | 931.6017 | Per End Use Consumption | GSLD | 1 | 1 | 1 | 1 | 1 | 1 | 1 | 1 | 1 | 1 | 1 | 1 | CasTgsld332 | CasT | gsld | 332 | 62.4858 | 180.5019 | [30 empty] | 10.0801 | 3.1015 | 1.7496
332 | HVAC | Heating | Assembly | New | Water source heat pump | 0.34618 | 0.0046702 |  | 1041.43 | 1 | 0.013491 | 3008.3658 | 15 |  | 322.5 | 931.6017 | Per End Use Consumption | GSLD | 1 | 1 | 1 | 1 | 1 | 1 | 1 | 1 | 1 | 1 | 1 | 1 | CasNgsld332 | CasN | gsld | 332 | 62.4858 | 180.5019 | [30 empty] | 0.048855 | 0.013451 | 0.019297
332 | HVAC | Heating | College and University | Turnover | Water source heat pump | 0.2338 | 0.0003944 |  | 1155.17 | 1 | 0.0016869 | 4940.9021 | 15 |  | 322.5 | 1379.3995 | Per End Use Consumption | GSLD | 1 | 1 | 1 | 1 | 1 | 1 | 1 | 1 | 1 | 1 | 1 | 1 | CcoTgsld332 | CcoT | gsld | 332 | 69.3102 | 296.4541 | [30 empty] | 0.991 | 0.15109 | 0.047292
332 | HVAC | Heating | College and University | New | Water source heat pump | 0.2338 | 0.0003944 |  | 1155.17 | 1 | 0.0016869 | 4940.9021 | 15 |  | 322.5 | 1379.3995 | Per End Use Consumption | GSLD | 1 | 1 | 1 | 1 | 1 | 1 | 1 | 1 | 1 | 1 | 1 | 1 | CcoNgsld332 | CcoN | gsld | 332 | 69.3102 | 296.4541 | [30 empty] | 0.0076678 | 0.001005 | 0.00052161
332 | HVAC | Heating | Data Center | Turnover | Water source heat pump | 0.43452 | 0.00070607 |  | 2146.79 | 1 | 0.0016249 | 4940.5799 | 15 |  | 322.5 | 742.1951 | Per End Use Consumption | GSLD | 1 | 1 | 1 | 1 | 1 | 1 | 1 | 1 | 1 | 1 | 1 | 1 | CdaTgsld332 | CdaT | gsld | 332 | 128.8074 | 296.4348 | [30 empty] | 0.081813 | 0.015926 | 0.00062779
332 | HVAC | Heating | Data Center | New | Water source heat pump | 0.43452 | 0.00070607 |  | 2146.79 | 1 | 0.0016249 | 4940.5799 | 15 |  | 322.5 | 742.1951 | Per End Use Consumption | GSLD | 1 | 1 | 1 | 1 | 1 | 1 | 1 | 1 | 1 | 1 | 1 | 1 | CdaNgsld332 | CdaN | gsld | 332 | 128.8074 | 296.4348 | [30 empty] | 0.00055901 | 0.00010604 | 6.9243e-06
332 | HVAC | Heating | Grocery | Turnover | Water source heat pump | 0.16288 | 0.0027129 |  | 577.91 | 1 | 0.016656 | 3548.0263 | 15 |  | 322.5 | 1979.9597 | Per End Use Consumption | GSLD | 1 | 1 | 1 | 1 | 1 | 1 | 1 | 1 | 1 | 1 | 1 | 1 | CgrTgsld332 | CgrT | gsld | 332 | 34.6746 | 212.8816 | [30 empty] | 8.3392 | 2.3354 | 0.079661
332 | HVAC | Heating | Grocery | New | Water source heat pump | 0.16288 | 0.0027129 |  | 577.91 | 1 | 0.016656 | 3548.0263 | 15 |  | 322.5 | 1979.9597 | Per End Use Consumption | GSLD | 1 | 1 | 1 | 1 | 1 | 1 | 1 | 1 | 1 | 1 | 1 | 1 | CgrNgsld332 | CgrN | gsld | 332 | 34.6746 | 212.8816 | [30 empty] | 0.013164 | 0.0034088 | 0.00087864
332 | HVAC | Heating | Healthcare | Turnover | Water source heat pump | 0.45873 | 0.00061757 |  | 2265.71 | 1 | 0.0013463 | 4939.1315 | 15 |  | 322.5 | 703.0334 | Per End Use Consumption | GSLD | 1 | 1 | 1 | 1 | 1 | 1 | 1 | 1 | 1 | 1 | 1 | 1 | CheTgsld332 | CheT | gsld | 332 | 135.9426 | 296.3479 | [30 empty] | 7.506 | 1.4896 | 0.030641
332 | HVAC | Heating | Healthcare | New | Water source heat pump | 0.45873 | 0.00061757 |  | 2265.71 | 1 | 0.0013463 | 4939.1315 | 15 |  | 322.5 | 703.0334 | Per End Use Consumption | GSLD | 1 | 1 | 1 | 1 | 1 | 1 | 1 | 1 | 1 | 1 | 1 | 1 | CheNgsld332 | CheN | gsld | 332 | 135.9426 | 296.3479 | [30 empty] | 0.0017567 | 0 | 0.00033796
332 | HVAC | Heating | Hospitals | Turnover | Water source heat pump | 0.43452 | 0.00070607 |  | 2146.79 | 1 | 0.0016249 | 4940.5799 | 15 |  | 322.5 | 742.1951 | Per End Use Consumption | GSLD | 1 | 1 | 1 | 1 | 1 | 1 | 1 | 1 | 1 | 1 | 1 | 1 | ChoTgsld332 | ChoT | gsld | 332 | 128.8074 | 296.4348 | [30 empty] | 0 | 0 | 0
332 | HVAC | Heating | Hospitals | New | Water source heat pump | 0.43452 | 0.00070607 |  | 2146.79 | 1 | 0.0016249 | 4940.5799 | 15 |  | 322.5 | 742.1951 | Per End Use Consumption | GSLD | 1 | 1 | 1 | 1 | 1 | 1 | 1 | 1 | 1 | 1 | 1 | 1 | ChoNgsld332 | ChoN | gsld | 332 | 128.8074 | 296.4348 | [30 empty] | 0 | 0 | 0
332 | HVAC | Heating | Institutional | Turnover | Water source heat pump | 0.11392 | 0.00034053 |  | 563.65 | 1 | 0.0029891 | 4947.6707 | 15 |  | 322.5 | 2830.877 | Per End Use Consumption | GSLD | 1 | 1 | 1 | 1 | 1 | 1 | 1 | 1 | 1 | 1 | 1 | 1 | CinTgsld332 | CinT | gsld | 332 | 33.819 | 296.8602 | [30 empty] | 9.9854 | 1.9789 | 0.043372
332 | HVAC | Heating | Institutional | New | Water source heat pump | 0.11392 | 0.00034053 |  | 563.65 | 1 | 0.0029891 | 4947.6707 | 15 |  | 322.5 | 2830.877 | Per End Use Consumption | GSLD | 1 | 1 | 1 | 1 | 1 | 1 | 1 | 1 | 1 | 1 | 1 | 1 | CinNgsld332 | CinN | gsld | 332 | 33.819 | 296.8602 | [30 empty] | 0.032417 | 0.0060684 | 0.00047838
332 | HVAC | Heating | Lodging/Hospitality | Turnover | Water source heat pump | 0.32892 | 0.0014096 |  | 1719.64 | 1 | 0.0042856 | 5228.1656 | 15 |  | 322.5 | 980.4863 | Per End Use Consumption | GSLD | 1 | 1 | 1 | 1 | 1 | 1 | 1 | 1 | 1 | 1 | 1 | 1 | CloTgsld332 | CloT | gsld | 332 | 103.1784 | 313.6899 | [30 empty] | 4.1184 | 0.7717 | 0.058488
332 | HVAC | Heating | Lodging/Hospitality | New | Water source heat pump | 0.32892 | 0.0014096 |  | 1719.64 | 1 | 0.0042856 | 5228.1656 | 15 |  | 322.5 | 980.4863 | Per End Use Consumption | GSLD | 1 | 1 | 1 | 1 | 1 | 1 | 1 | 1 | 1 | 1 | 1 | 1 | CloNgsld332 | CloN | gsld | 332 | 103.1784 | 313.6899 | [30 empty] | 0.027782 | 0.0051329 | 0.0006451
332 | HVAC | Heating | Miscellaneous | Turnover | Water source heat pump | 0.19338 | 0.0025515 |  | 581.74 | 1 | 0.013194 | 3008.2356 | 15 |  | 322.5 | 1667.6797 | Per End Use Consumption | GSLD | 1 | 1 | 1 | 1 | 1 | 1 | 1 | 1 | 1 | 1 | 1 | 1 | CmiTgsld332 | CmiT | gsld | 332 | 34.9044 | 180.4941 | [30 empty] | 0 | 0 | 0
332 | HVAC | Heating | Miscellaneous | New | Water source heat pump | 0.19338 | 0.0025515 |  | 581.74 | 1 | 0.013194 | 3008.2356 | 15 |  | 322.5 | 1667.6797 | Per End Use Consumption | GSLD | 1 | 1 | 1 | 1 | 1 | 1 | 1 | 1 | 1 | 1 | 1 | 1 | CmiNgsld332 | CmiN | gsld | 332 | 34.9044 | 180.4941 | [30 empty] | 0 | 0 | 0
332 | HVAC | Heating | Offices | Turnover | Water source heat pump | 0.38968 | 0.0027566 |  | 1171.21 | 1 | 0.0070739 | 3005.5491 | 15 |  | 322.5 | 827.5967 | Per End Use Consumption | GSLD | 1 | 1 | 1 | 1 | 1 | 1 | 1 | 1 | 1 | 1 | 1 | 1 | CofTgsld332 | CofT | gsld | 332 | 70.2726 | 180.3329 | [30 empty] | 42.5377 | 13.7276 | 3.0105
332 | HVAC | Heating | Offices | New | Water source heat pump | 0.38968 | 0.0027566 |  | 1171.21 | 1 | 0.0070739 | 3005.5491 | 15 |  | 322.5 | 827.5967 | Per End Use Consumption | GSLD | 1 | 1 | 1 | 1 | 1 | 1 | 1 | 1 | 1 | 1 | 1 | 1 | CofNgsld332 | CofN | gsld | 332 | 70.2726 | 180.3329 | [30 empty] | 0.28901 | 0.091403 | 0.033205
332 | HVAC | Heating | Restaurants | Turnover | Water source heat pump | 0.47783 | 0.0057871 |  | 1692.53 | 1 | 0.012111 | 3542.1129 | 15 |  | 322.5 | 674.9254 | Per End Use Consumption | GSLD | 1 | 1 | 1 | 1 | 1 | 1 | 1 | 1 | 1 | 1 | 1 | 1 | CreTgsld332 | CreT | gsld | 332 | 101.5518 | 212.5268 | [30 empty] | 5.538 | 1.5375 | 0.089167
332 | HVAC | Heating | Restaurants | New | Water source heat pump | 0.47783 | 0.0057871 |  | 1692.53 | 1 | 0.012111 | 3542.1129 | 15 |  | 322.5 | 674.9254 | Per End Use Consumption | GSLD | 1 | 1 | 1 | 1 | 1 | 1 | 1 | 1 | 1 | 1 | 1 | 1 | CreNgsld332 | CreN | gsld | 332 | 101.5518 | 212.5268 | [30 empty] | 0.02399 | 0.0064402 | 0.00098348
332 | HVAC | Heating | Retail | Turnover | Water source heat pump | 0.43985 | 0.010798 |  | 1325.36 | 1 | 0.02455 | 3013.2204 | 15 |  | 322.5 | 733.2073 | Per End Use Consumption | GSLD | 1 | 1 | 1 | 1 | 1 | 1 | 1 | 1 | 1 | 1 | 1 | 1 | CrtTgsld332 | CrtT | gsld | 332 | 79.5216 | 180.7932 | [30 empty] | 14.489 | 4.6595 | 1.1373
332 | HVAC | Heating | Retail | New | Water source heat pump | 0.43985 | 0.010798 |  | 1325.36 | 1 | 0.02455 | 3013.2204 | 15 |  | 322.5 | 733.2073 | Per End Use Consumption | GSLD | 1 | 1 | 1 | 1 | 1 | 1 | 1 | 1 | 1 | 1 | 1 | 1 | CrtNgsld332 | CrtN | gsld | 332 | 79.5216 | 180.7932 | [30 empty] | 0.098746 | 0.031055 | 0.012543
332 | HVAC | Heating | Schools K-12 | Turnover | Water source heat pump | 0.3824 | 0.0099555 |  | 1152.49 | 1 | 0.026035 | 3013.872 | 15 |  | 322.5 | 843.3685 | Per End Use Consumption | GSLD | 1 | 1 | 1 | 1 | 1 | 1 | 1 | 1 | 1 | 1 | 1 | 1 | CscTgsld332 | CscT | gsld | 332 | 69.1494 | 180.8323 | [30 empty] | 1.7718 | 0.56177 | 0.19384
332 | HVAC | Heating | Schools K-12 | New | Water source heat pump | 0.3824 | 0.0099555 |  | 1152.49 | 1 | 0.026035 | 3013.872 | 15 |  | 322.5 | 843.3685 | Per End Use Consumption | GSLD | 1 | 1 | 1 | 1 | 1 | 1 | 1 | 1 | 1 | 1 | 1 | 1 | CscNgsld332 | CscN | gsld | 332 | 69.1494 | 180.8323 | [30 empty] | 0.012157 | 0.0037366 | 0.002138
332 | HVAC | Heating | Warehouse | Turnover | Water source heat pump | 0.083892 | 0.0025515 |  | 253 | 1 | 0.030415 | 3015.7945 | 15 |  | 322.5 | 3844.244 | Per End Use Consumption | GSLD | 1 | 1 | 1 | 1 | 1 | 1 | 1 | 1 | 1 | 1 | 1 | 1 | CwaTgsld332 | CwaT | gsld | 332 | 15.18 | 180.9477 | [30 empty] | 0.28718 | 0.086304 | 0.063909
332 | HVAC | Heating | Warehouse | New | Water source heat pump | 0.083892 | 0.0025515 |  | 253 | 1 | 0.030415 | 3015.7945 | 15 |  | 322.5 | 3844.244 | Per End Use Consumption | GSLD | 1 | 1 | 1 | 1 | 1 | 1 | 1 | 1 | 1 | 1 | 1 | 1 | CwaNgsld332 | CwaN | gsld | 332 | 15.18 | 180.9477 | [30 empty] | 0.00068755 | 0.00012594 | 0.00070489
333 | HVAC | Insulation | Assembly | Existing | Commercial Duct Sealing | 4.9894 | 4.3458 |  | 16887.9 | 1 | 0.87101 | 3384.7769 | 20 |  | 6234 | 1249.4567 | Per End Use | GSLD | 0.57723 | 0.60437 | 0.83705 | 1.097 | 1.2026 | 1.2026 | 1.289 | 1.2891 | 1.2453 | 1.1192 | 0.77553 | 0.85362 | CasEgsld333 | CasE | gsld | 333 | 849.1777 | 170.1974 | [30 empty] | 27.9072 | 1.2979 | 54.6994
333 | HVAC | Insulation | Assembly | New | Commercial Duct Sealing | 4.9894 | 4.3458 |  | 16887.9 | 1 | 0.87101 | 3384.7769 | 20 |  | 6234 | 1249.4567 | Per End Use | GSLD | 0.57723 | 0.60437 | 0.83705 | 1.097 | 1.2026 | 1.2026 | 1.289 | 1.2891 | 1.2453 | 1.1192 | 0.77553 | 0.85362 | CasNgsld333 | CasN | gsld | 333 | 849.1777 | 170.1974 | [30 empty] | 0.17852 | 0.0076402 | 0.35445
333 | HVAC | Insulation | College and University | Existing | Commercial Duct Sealing | 1.2223 | 0.18017 |  | 6965.21 | 1 | 0.1474 | 5698.2917 | 20 |  | 9755.2 | 7980.8039 | Per End Use | GSLD | 0.57723 | 0.60437 | 0.83705 | 1.097 | 1.2026 | 1.2026 | 1.289 | 1.2891 | 1.2453 | 1.1192 | 0.77553 | 0.85362 | CcoEgsld333 | CcoE | gsld | 333 | 350.2331 | 286.5283 | [30 empty] | 0.51813 | 0.064263 | 0.038703
333 | HVAC | Insulation | College and University | New | Commercial Duct Sealing | 1.2223 | 0.18017 |  | 6965.21 | 1 | 0.1474 | 5698.2917 | 20 |  | 9755.2 | 7980.8039 | Per End Use | GSLD | 0.57723 | 0.60437 | 0.83705 | 1.097 | 1.2026 | 1.2026 | 1.289 | 1.2891 | 1.2453 | 1.1192 | 0.77553 | 0.85362 | CcoNgsld333 | CcoN | gsld | 333 | 350.2331 | 286.5283 | [30 empty] | 0.0030479 | 0.00035538 | 0.00024915
333 | HVAC | Insulation | Data Center | Existing | Commercial Duct Sealing | 5.9996 | 1.375 |  | 36737.63 | 1 | 0.22918 | 6123.3694 | 20 |  | 41794.8 | 6966.2904 | Per End Use | GSLD | 0.57723 | 0.60437 | 0.83705 | 1.097 | 1.2026 | 1.2026 | 1.289 | 1.2891 | 1.2453 | 1.1192 | 0.77553 | 0.85362 | CdaEgsld333 | CdaE | gsld | 333 | 1847.2856 | 307.9026 | [30 empty] | 0.083145 | 0.010176 | 0.0063403
333 | HVAC | Insulation | Data Center | New | Commercial Duct Sealing | 5.9996 | 1.375 |  | 36737.63 | 1 | 0.22918 | 6123.3694 | 20 |  | 41794.8 | 6966.2904 | Per End Use | GSLD | 0.57723 | 0.60437 | 0.83705 | 1.097 | 1.2026 | 1.2026 | 1.289 | 1.2891 | 1.2453 | 1.1192 | 0.77553 | 0.85362 | CdaNgsld333 | CdaN | gsld | 333 | 1847.2856 | 307.9026 | [30 empty] | 0.00051161 | 6.0408e-05 | 4.1108e-05
333 | HVAC | Insulation | Grocery | Existing | Commercial Duct Sealing | 0.34526 | 0.63609 |  | 2045.18 | 1 | 1.8423 | 5923.5406 | 20 |  | 1065.2 | 3085.1834 | Per End Use | GSLD | 0.57723 | 0.60437 | 0.83705 | 1.097 | 1.2026 | 1.2026 | 1.289 | 1.2891 | 1.2453 | 1.1192 | 0.77553 | 0.85362 | CgrEgsld333 | CgrE | gsld | 333 | 102.8382 | 297.8546 | [30 empty] | 4.8361 | 0.32917 | 2.8247
333 | HVAC | Insulation | Grocery | New | Commercial Duct Sealing | 0.34526 | 0.63609 |  | 2045.18 | 1 | 1.8423 | 5923.5406 | 20 |  | 1065.2 | 3085.1834 | Per End Use | GSLD | 0.57723 | 0.60437 | 0.83705 | 1.097 | 1.2026 | 1.2026 | 1.289 | 1.2891 | 1.2453 | 1.1192 | 0.77553 | 0.85362 | CgrNgsld333 | CgrN | gsld | 333 | 102.8382 | 297.8546 | [30 empty] | 0.030484 | 0.0018782 | 0.018338
333 | HVAC | Insulation | Healthcare | Existing | Commercial Duct Sealing | 0.51248 | 0.24645 |  | 3808.59 | 1 | 0.48089 | 7431.685 | 20 |  | 3812.4 | 7439.1194 | Per End Use | GSLD | 0.57723 | 0.60437 | 0.83705 | 1.097 | 1.2026 | 1.2026 | 1.289 | 1.2891 | 1.2453 | 1.1192 | 0.77553 | 0.85362 | CheEgsld333 | CheE | gsld | 333 | 191.5081 | 373.6889 | [30 empty] | 4.3186 | 0 | 0.83086
333 | HVAC | Insulation | Healthcare | New | Commercial Duct Sealing | 0.51248 | 0.24645 |  | 3808.59 | 1 | 0.48089 | 7431.685 | 20 |  | 3812.4 | 7439.1194 | Per End Use | GSLD | 0.57723 | 0.60437 | 0.83705 | 1.097 | 1.2026 | 1.2026 | 1.289 | 1.2891 | 1.2453 | 1.1192 | 0.77553 | 0.85362 | CheNgsld333 | CheN | gsld | 333 | 191.5081 | 373.6889 | [30 empty] | 0.027784 | 0 | 0.0053454
333 | HVAC | Insulation | Hospitals | Existing | Commercial Duct Sealing | 45.0931 | 5.0493 |  | 248650.51 | 1 | 0.11198 | 5514.1558 | 20 |  | 75417.2 | 1672.4767 | Per End Use | GSLD | 0.57723 | 0.60437 | 0.83705 | 1.097 | 1.2026 | 1.2026 | 1.289 | 1.2891 | 1.2453 | 1.1192 | 0.77553 | 0.85362 | ChoEgsld333 | ChoE | gsld | 333 | 12502.9435 | 277.2694 | [30 empty] | 1.4331 | 0 | 0.27572
333 | HVAC | Insulation | Hospitals | New | Commercial Duct Sealing | 45.0931 | 5.0493 |  | 248650.51 | 1 | 0.11198 | 5514.1558 | 20 |  | 75417.2 | 1672.4767 | Per End Use | GSLD | 0.57723 | 0.60437 | 0.83705 | 1.097 | 1.2026 | 1.2026 | 1.289 | 1.2891 | 1.2453 | 1.1192 | 0.77553 | 0.85362 | ChoNgsld333 | ChoN | gsld | 333 | 12502.9435 | 277.2694 | [30 empty] | 0.0092769 | 0 | 0.0017848
333 | HVAC | Insulation | Institutional | Existing | Commercial Duct Sealing | 0.59967 | 0.16956 |  | 3838.96 | 1 | 0.28275 | 6401.8151 | 20 |  | 4979.2 | 8303.2691 | Per End Use | GSLD | 0.57723 | 0.60437 | 0.83705 | 1.097 | 1.2026 | 1.2026 | 1.289 | 1.2891 | 1.2453 | 1.1192 | 0.77553 | 0.85362 | CinEgsld333 | CinE | gsld | 333 | 193.0352 | 321.9038 | [30 empty] | 4.9101 | 0.47925 | 0.4899
333 | HVAC | Insulation | Institutional | New | Commercial Duct Sealing | 0.59967 | 0.16956 |  | 3838.96 | 1 | 0.28275 | 6401.8151 | 20 |  | 4979.2 | 8303.2691 | Per End Use | GSLD | 0.57723 | 0.60437 | 0.83705 | 1.097 | 1.2026 | 1.2026 | 1.289 | 1.2891 | 1.2453 | 1.1192 | 0.77553 | 0.85362 | CinNgsld333 | CinN | gsld | 333 | 193.0352 | 321.9038 | [30 empty] | 0.030471 | 0.0028264 | 0.0031804
333 | HVAC | Insulation | Lodging/Hospitality | Existing | Commercial Duct Sealing | 4.6113 | 1.8195 |  | 26840.98 | 1 | 0.39458 | 5820.682 | 20 |  | 17372.8 | 3767.4312 | Per End Use | GSLD | 0.57723 | 0.60437 | 0.83705 | 1.097 | 1.2026 | 1.2026 | 1.289 | 1.2891 | 1.2453 | 1.1192 | 0.77553 | 0.85362 | CloEgsld333 | CloE | gsld | 333 | 1349.6504 | 292.6825 | [30 empty] | 5.2235 | 0.49921 | 1.7237
333 | HVAC | Insulation | Lodging/Hospitality | New | Commercial Duct Sealing | 4.6113 | 1.8195 |  | 26840.98 | 1 | 0.39458 | 5820.682 | 20 |  | 17372.8 | 3767.4312 | Per End Use | GSLD | 0.57723 | 0.60437 | 0.83705 | 1.097 | 1.2026 | 1.2026 | 1.289 | 1.2891 | 1.2453 | 1.1192 | 0.77553 | 0.85362 | CloNgsld333 | CloN | gsld | 333 | 1349.6504 | 292.6825 | [30 empty] | 0.031134 | 0.0027374 | 0.011093
333 | HVAC | Insulation | Miscellaneous | Existing | Commercial Duct Sealing | 1.7835 | 6.8387 |  | 8356.59 | 1 | 3.8346 | 4685.6307 | 20 |  | 13522 | 7581.9321 | Per End Use | GSLD | 0.57723 | 0.60437 | 0.83705 | 1.097 | 1.2026 | 1.2026 | 1.289 | 1.2891 | 1.2453 | 1.1192 | 0.77553 | 0.85362 | CmiEgsld333 | CmiE | gsld | 333 | 420.1961 | 235.6085 | [30 empty] | 12.4506 | 0 | 28.3644
333 | HVAC | Insulation | Miscellaneous | New | Commercial Duct Sealing | 1.7835 | 6.8387 |  | 8356.59 | 1 | 3.8346 | 4685.6307 | 20 |  | 13522 | 7581.9321 | Per End Use | GSLD | 0.57723 | 0.60437 | 0.83705 | 1.097 | 1.2026 | 1.2026 | 1.289 | 1.2891 | 1.2453 | 1.1192 | 0.77553 | 0.85362 | CmiNgsld333 | CmiN | gsld | 333 | 420.1961 | 235.6085 | [30 empty] | 0.080556 | 0 | 0.18352
333 | HVAC | Insulation | Offices | Existing | Commercial Duct Sealing | 2.2597 | 7.8495 |  | 10230.3 | 1 | 3.4736 | 4527.1974 | 20 |  | 7089.6 | 3137.3487 | Per End Use | GSLD | 0.57723 | 0.60437 | 0.83705 | 1.097 | 1.2026 | 1.2026 | 1.289 | 1.2891 | 1.2453 | 1.1192 | 0.77553 | 0.85362 | CofEgsld333 | CofE | gsld | 333 | 514.4122 | 227.642 | [30 empty] | 24.897 | 2.1749 | 41.8427
333 | HVAC | Insulation | Offices | New | Commercial Duct Sealing | 2.2597 | 7.8495 |  | 10230.3 | 1 | 3.4736 | 4527.1974 | 20 |  | 7089.6 | 3137.3487 | Per End Use | GSLD | 0.57723 | 0.60437 | 0.83705 | 1.097 | 1.2026 | 1.2026 | 1.289 | 1.2891 | 1.2453 | 1.1192 | 0.77553 | 0.85362 | CofNgsld333 | CofN | gsld | 333 | 514.4122 | 227.642 | [30 empty] | 0.46316 | 0.037807 | 0.79656
333 | HVAC | Insulation | Restaurants | Existing | Commercial Duct Sealing | 1.6505 | 1.6337 |  | 7946.08 | 1 | 0.98981 | 4814.2708 | 20 |  | 1996 | 1209.3113 | Per End Use | GSLD | 0.57723 | 0.60437 | 0.83705 | 1.097 | 1.2026 | 1.2026 | 1.289 | 1.2891 | 1.2453 | 1.1192 | 0.77553 | 0.85362 | CreEgsld333 | CreE | gsld | 333 | 399.5543 | 242.0769 | [30 empty] | 5.1144 | 0.18713 | 3.4235
333 | HVAC | Insulation | Restaurants | New | Commercial Duct Sealing | 1.6505 | 1.6337 |  | 7946.08 | 1 | 0.98981 | 4814.2708 | 20 |  | 1996 | 1209.3113 | Per End Use | GSLD | 0.57723 | 0.60437 | 0.83705 | 1.097 | 1.2026 | 1.2026 | 1.289 | 1.2891 | 1.2453 | 1.1192 | 0.77553 | 0.85362 | CreNgsld333 | CreN | gsld | 333 | 399.5543 | 242.0769 | [30 empty] | 0.094935 | 0.0030183 | 0.064781
333 | HVAC | Insulation | Retail | Existing | Commercial Duct Sealing | 2.8631 | 6.9531 |  | 11648.34 | 1 | 2.4285 | 4068.4587 | 20 |  | 9333.6 | 3259.9809 | Per End Use | GSLD | 0.57723 | 0.60437 | 0.83705 | 1.097 | 1.2026 | 1.2026 | 1.289 | 1.2891 | 1.2453 | 1.1192 | 0.77553 | 0.85362 | CrtEgsld333 | CrtE | gsld | 333 | 585.7158 | 204.5751 | [30 empty] | 8.9524 | 0.75281 | 15.2457
333 | HVAC | Insulation | Retail | New | Commercial Duct Sealing | 2.8631 | 6.9531 |  | 11648.34 | 1 | 2.4285 | 4068.4587 | 20 |  | 9333.6 | 3259.9809 | Per End Use | GSLD | 0.57723 | 0.60437 | 0.83705 | 1.097 | 1.2026 | 1.2026 | 1.289 | 1.2891 | 1.2453 | 1.1192 | 0.77553 | 0.85362 | CrtNgsld333 | CrtN | gsld | 333 | 585.7158 | 204.5751 | [30 empty] | 0.16552 | 0.012712 | 0.29013
333 | HVAC | Insulation | Schools K-12 | Existing | Commercial Duct Sealing | 6.4189 | 13.6695 |  | 25272.61 | 1 | 2.1296 | 3937.2259 | 20 |  | 13245.6 | 2063.5352 | Per End Use | GSLD | 0.57723 | 0.60437 | 0.83705 | 1.097 | 1.2026 | 1.2026 | 1.289 | 1.2891 | 1.2453 | 1.1192 | 0.77553 | 0.85362 | CscEgsld333 | CscE | gsld | 333 | 1270.7877 | 197.9763 | [30 empty] | 2.1957 | 0.3634 | 2.5164
333 | HVAC | Insulation | Schools K-12 | New | Commercial Duct Sealing | 6.4189 | 13.6695 |  | 25272.61 | 1 | 2.1296 | 3937.2259 | 20 |  | 13245.6 | 2063.5352 | Per End Use | GSLD | 0.57723 | 0.60437 | 0.83705 | 1.097 | 1.2026 | 1.2026 | 1.289 | 1.2891 | 1.2453 | 1.1192 | 0.77553 | 0.85362 | CscNgsld333 | CscN | gsld | 333 | 1270.7877 | 197.9763 | [30 empty] | 0.013091 | 0.0019927 | 0.016194
333 | HVAC | Insulation | Warehouse | Existing | Commercial Duct Sealing | 0.77561 | 2.3278 |  | 3350.5 | 1 | 3.0012 | 4319.836 | 20 |  | 7920.8 | 10212.3735 | Per End Use | GSLD | 0.57723 | 0.60437 | 0.83705 | 1.097 | 1.2026 | 1.2026 | 1.289 | 1.2891 | 1.2453 | 1.1192 | 0.77553 | 0.85362 | CwaEgsld333 | CwaE | gsld | 333 | 168.4739 | 217.2152 | [30 empty] | 0.52632 | 0.0097028 | 1.1327
333 | HVAC | Insulation | Warehouse | New | Commercial Duct Sealing | 0.77561 | 2.3278 |  | 3350.5 | 1 | 3.0012 | 4319.836 | 20 |  | 7920.8 | 10212.3735 | Per End Use | GSLD | 0.57723 | 0.60437 | 0.83705 | 1.097 | 1.2026 | 1.2026 | 1.289 | 1.2891 | 1.2453 | 1.1192 | 0.77553 | 0.85362 | CwaNgsld333 | CwaN | gsld | 333 | 168.4739 | 217.2152 | [30 empty] | 0.0033827 | 5.5198e-05 | 0.0073287
334 | HVAC | Insulation | Assembly | Existing | Duct Insulation | 0.83156 | 0.72429 |  | 2814.65 | 1 | 0.871 | 3384.7724 | 20 |  | 23065.8 | 27737.9011 | Per End Use Consumption | GSLD | 1 | 1 | 1 | 1 | 1 | 1 | 1 | 1 | 1 | 1 | 1 | 1 | CasEgsld334 | CasE | gsld | 334 | 141.5296 | 170.1972 | [30 empty] | 3.6223 | 0.15843 | 7.1684
334 | HVAC | Insulation | Assembly | New | Duct Insulation | 0.83156 | 0.72429 |  | 2814.65 | 1 | 0.871 | 3384.7724 | 20 |  | 23065.8 | 27737.9011 | Per End Use Consumption | GSLD | 1 | 1 | 1 | 1 | 1 | 1 | 1 | 1 | 1 | 1 | 1 | 1 | CasNgsld334 | CasN | gsld | 334 | 141.5296 | 170.1972 | [30 empty] | 0.021573 | 0.00070618 | 0.044317
334 | HVAC | Insulation | College and University | Existing | Duct Insulation | 0.20372 | 0.030028 |  | 1160.87 | 1 | 0.1474 | 5698.2715 | 20 |  | 36094.24 | 177172.964 | Per End Use Consumption | GSLD | 1 | 1 | 1 | 1 | 1 | 1 | 1 | 1 | 1 | 1 | 1 | 1 | CcoEgsld334 | CcoE | gsld | 334 | 58.3723 | 286.5273 | [30 empty] | 0.067665 | 0.0083184 | 0.0051248
334 | HVAC | Insulation | College and University | New | Duct Insulation | 0.20372 | 0.030028 |  | 1160.87 | 1 | 0.1474 | 5698.2715 | 20 |  | 36094.24 | 177172.964 | Per End Use Consumption | GSLD | 1 | 1 | 1 | 1 | 1 | 1 | 1 | 1 | 1 | 1 | 1 | 1 | CcoNgsld334 | CcoN | gsld | 334 | 58.3723 | 286.5273 | [30 empty] | 0.00033371 | 3.4622e-05 | 3.1349e-05
334 | HVAC | Insulation | Data Center | Existing | Duct Insulation | 0.99993 | 0.22917 |  | 6122.94 | 1 | 0.22918 | 6123.3669 | 20 |  | 154640.76 | 154651.5414 | Per End Use Consumption | GSLD | 1 | 1 | 1 | 1 | 1 | 1 | 1 | 1 | 1 | 1 | 1 | 1 | CdaEgsld334 | CdaE | gsld | 334 | 307.881 | 307.9025 | [30 empty] | 0.010352 | 0.0011878 | 0.00086461
334 | HVAC | Insulation | Data Center | New | Duct Insulation | 0.99993 | 0.22917 |  | 6122.94 | 1 | 0.22918 | 6123.3669 | 20 |  | 154640.76 | 154651.5414 | Per End Use Consumption | GSLD | 1 | 1 | 1 | 1 | 1 | 1 | 1 | 1 | 1 | 1 | 1 | 1 | CdaNgsld334 | CdaN | gsld | 334 | 307.881 | 307.9025 | [30 empty] | 5.398e-05 | 5.3109e-06 | 5.3457e-06
334 | HVAC | Insulation | Grocery | Existing | Duct Insulation | 0.057544 | 0.10601 |  | 340.86 | 1 | 1.8423 | 5923.4826 | 20 |  | 3941.24 | 68491.0713 | Per End Use Consumption | GSLD | 1 | 1 | 1 | 1 | 1 | 1 | 1 | 1 | 1 | 1 | 1 | 1 | CgrEgsld334 | CgrE | gsld | 334 | 17.1395 | 297.8517 | [30 empty] | 0.6384 | 0.043725 | 0.37214
334 | HVAC | Insulation | Grocery | New | Duct Insulation | 0.057544 | 0.10601 |  | 340.86 | 1 | 1.8423 | 5923.4826 | 20 |  | 3941.24 | 68491.0713 | Per End Use Consumption | GSLD | 1 | 1 | 1 | 1 | 1 | 1 | 1 | 1 | 1 | 1 | 1 | 1 | CgrNgsld334 | CgrN | gsld | 334 | 17.1395 | 297.8517 | [30 empty] | 0.0036581 | 0.00018687 | 0.002305
334 | HVAC | Insulation | Healthcare | Existing | Duct Insulation | 0.085413 | 0.041073 |  | 634.76 | 1 | 0.48088 | 7431.6265 | 20 |  | 14105.88 | 165148.4514 | Per End Use Consumption | GSLD | 1 | 1 | 1 | 1 | 1 | 1 | 1 | 1 | 1 | 1 | 1 | 1 | CheEgsld334 | CheE | gsld | 334 | 31.9178 | 373.686 | [30 empty] | 0.5781 | 0 | 0.11122
334 | HVAC | Insulation | Healthcare | New | Duct Insulation | 0.085413 | 0.041073 |  | 634.76 | 1 | 0.48088 | 7431.6265 | 20 |  | 14105.88 | 165148.4514 | Per End Use Consumption | GSLD | 1 | 1 | 1 | 1 | 1 | 1 | 1 | 1 | 1 | 1 | 1 | 1 | CheNgsld334 | CheN | gsld | 334 | 31.9178 | 373.686 | [30 empty] | 0.0035484 | 0 | 0.00068268
334 | HVAC | Insulation | Hospitals | Existing | Duct Insulation | 7.5155 | 0.84155 |  | 41441.75 | 1 | 0.11198 | 5514.1561 | 20 |  | 279043.64 | 37128.9869 | Per End Use Consumption | GSLD | 1 | 1 | 1 | 1 | 1 | 1 | 1 | 1 | 1 | 1 | 1 | 1 | ChoEgsld334 | ChoE | gsld | 334 | 2083.8238 | 277.2694 | [30 empty] | 0.19705 | 0 | 0.03791
334 | HVAC | Insulation | Hospitals | New | Duct Insulation | 7.5155 | 0.84155 |  | 41441.75 | 1 | 0.11198 | 5514.1561 | 20 |  | 279043.64 | 37128.9869 | Per End Use Consumption | GSLD | 1 | 1 | 1 | 1 | 1 | 1 | 1 | 1 | 1 | 1 | 1 | 1 | ChoNgsld334 | ChoN | gsld | 334 | 2083.8238 | 277.2694 | [30 empty] | 0.001217 | 0 | 0.00023413
334 | HVAC | Insulation | Institutional | Existing | Duct Insulation | 0.099945 | 0.02826 |  | 639.83 | 1 | 0.28276 | 6401.8485 | 20 |  | 18423.04 | 184332.5737 | Per End Use Consumption | GSLD | 1 | 1 | 1 | 1 | 1 | 1 | 1 | 1 | 1 | 1 | 1 | 1 | CinEgsld334 | CinE | gsld | 334 | 32.1727 | 321.9054 | [30 empty] | 0.6504 | 0.062578 | 0.065751
334 | HVAC | Insulation | Institutional | New | Duct Insulation | 0.099945 | 0.02826 |  | 639.83 | 1 | 0.28276 | 6401.8485 | 20 |  | 18423.04 | 184332.5737 | Per End Use Consumption | GSLD | 1 | 1 | 1 | 1 | 1 | 1 | 1 | 1 | 1 | 1 | 1 | 1 | CinNgsld334 | CinN | gsld | 334 | 32.1727 | 321.9054 | [30 empty] | 0.0034713 | 0.0002771 | 0.0004049
334 | HVAC | Insulation | Lodging/Hospitality | Existing | Duct Insulation | 0.76855 | 0.30325 |  | 4473.5 | 1 | 0.39458 | 5820.6815 | 20 |  | 64279.36 | 83636.9028 | Per End Use Consumption | GSLD | 1 | 1 | 1 | 1 | 1 | 1 | 1 | 1 | 1 | 1 | 1 | 1 | CloEgsld334 | CloE | gsld | 334 | 224.9419 | 292.6825 | [30 empty] | 0.65058 | 0.059077 | 0.22534
334 | HVAC | Insulation | Lodging/Hospitality | New | Duct Insulation | 0.76855 | 0.30325 |  | 4473.5 | 1 | 0.39458 | 5820.6815 | 20 |  | 64279.36 | 83636.9028 | Per End Use Consumption | GSLD | 1 | 1 | 1 | 1 | 1 | 1 | 1 | 1 | 1 | 1 | 1 | 1 | CloNgsld334 | CloN | gsld | 334 | 224.9419 | 292.6825 | [30 empty] | 0.0033844 | 0.00024549 | 0.001385
334 | HVAC | Insulation | Miscellaneous | Existing | Duct Insulation | 0.29724 | 1.1398 |  | 1392.76 | 1 | 3.8345 | 4685.6226 | 20 |  | 50031.4 | 168319.2069 | Per End Use Consumption | GSLD | 1 | 1 | 1 | 1 | 1 | 1 | 1 | 1 | 1 | 1 | 1 | 1 | CmiEgsld334 | CmiE | gsld | 334 | 70.0324 | 235.6081 | [30 empty] | 1.6376 | 0 | 3.7308
334 | HVAC | Insulation | Miscellaneous | New | Duct Insulation | 0.29724 | 1.1398 |  | 1392.76 | 1 | 3.8345 | 4685.6226 | 20 |  | 50031.4 | 168319.2069 | Per End Use Consumption | GSLD | 1 | 1 | 1 | 1 | 1 | 1 | 1 | 1 | 1 | 1 | 1 | 1 | CmiNgsld334 | CmiN | gsld | 334 | 70.0324 | 235.6081 | [30 empty] | 0.010109 | 0 | 0.023029
334 | HVAC | Insulation | Offices | Existing | Duct Insulation | 0.37662 | 1.3083 |  | 1705.05 | 1 | 3.4736 | 4527.2041 | 20 |  | 26231.52 | 69649.2448 | Per End Use Consumption | GSLD | 1 | 1 | 1 | 1 | 1 | 1 | 1 | 1 | 1 | 1 | 1 | 1 | CofEgsld334 | CofE | gsld | 334 | 85.7354 | 227.6423 | [30 empty] | 3.5948 | 0.29895 | 6.1447
334 | HVAC | Insulation | Offices | New | Duct Insulation | 0.37662 | 1.3083 |  | 1705.05 | 1 | 3.4736 | 4527.2041 | 20 |  | 26231.52 | 69649.2448 | Per End Use Consumption | GSLD | 1 | 1 | 1 | 1 | 1 | 1 | 1 | 1 | 1 | 1 | 1 | 1 | CofNgsld334 | CofN | gsld | 334 | 85.7354 | 227.6423 | [30 empty] | 0.057015 | 0.0036734 | 0.10476
334 | HVAC | Insulation | Restaurants | Existing | Duct Insulation | 0.27509 | 0.27229 |  | 1324.35 | 1 | 0.98981 | 4814.2663 | 20 |  | 7385.2 | 26846.6188 | Per End Use Consumption | GSLD | 1 | 1 | 1 | 1 | 1 | 1 | 1 | 1 | 1 | 1 | 1 | 1 | CreEgsld334 | CreE | gsld | 334 | 66.5926 | 242.0767 | [30 empty] | 0.72277 | 0.025865 | 0.48538
334 | HVAC | Insulation | Restaurants | New | Duct Insulation | 0.27509 | 0.27229 |  | 1324.35 | 1 | 0.98981 | 4814.2663 | 20 |  | 7385.2 | 26846.6188 | Per End Use Consumption | GSLD | 1 | 1 | 1 | 1 | 1 | 1 | 1 | 1 | 1 | 1 | 1 | 1 | CreNgsld334 | CreN | gsld | 334 | 66.5926 | 242.0767 | [30 empty] | 0.011748 | 0.00029644 | 0.0082258
334 | HVAC | Insulation | Retail | Existing | Duct Insulation | 0.47718 | 1.1588 |  | 1941.39 | 1 | 2.4285 | 4068.454 | 20 |  | 34534.32 | 72371.4928 | Per End Use Consumption | GSLD | 1 | 1 | 1 | 1 | 1 | 1 | 1 | 1 | 1 | 1 | 1 | 1 | CrtEgsld334 | CrtE | gsld | 334 | 97.6193 | 204.5749 | [30 empty] | 1.2652 | 0.099782 | 2.1998
334 | HVAC | Insulation | Retail | New | Duct Insulation | 0.47718 | 1.1588 |  | 1941.39 | 1 | 2.4285 | 4068.454 | 20 |  | 34534.32 | 72371.4928 | Per End Use Consumption | GSLD | 1 | 1 | 1 | 1 | 1 | 1 | 1 | 1 | 1 | 1 | 1 | 1 | CrtNgsld334 | CrtN | gsld | 334 | 97.6193 | 204.5749 | [30 empty] | 0.019965 | 0.0011841 | 0.037385
334 | HVAC | Insulation | Schools K-12 | Existing | Duct Insulation | 1.0698 | 2.2782 |  | 4212.1 | 1 | 2.1296 | 3937.2223 | 20 |  | 49008.72 | 45810.4571 | Per End Use Consumption | GSLD | 1 | 1 | 1 | 1 | 1 | 1 | 1 | 1 | 1 | 1 | 1 | 1 | CscEgsld334 | CscE | gsld | 334 | 211.7979 | 197.9761 | [30 empty] | 0.26864 | 0.040413 | 0.33557
334 | HVAC | Insulation | Schools K-12 | New | Duct Insulation | 1.0698 | 2.2782 |  | 4212.1 | 1 | 2.1296 | 3937.2223 | 20 |  | 49008.72 | 45810.4571 | Per End Use Consumption | GSLD | 1 | 1 | 1 | 1 | 1 | 1 | 1 | 1 | 1 | 1 | 1 | 1 | CscNgsld334 | CscN | gsld | 334 | 211.7979 | 197.9761 | [30 empty] | 0.0014081 | 0.00016778 | 0.0020603
334 | HVAC | Insulation | Warehouse | Existing | Duct Insulation | 0.12927 | 0.38797 |  | 558.42 | 1 | 3.0013 | 4319.8618 | 20 |  | 29306.96 | 226714.6918 | Per End Use Consumption | GSLD | 1 | 1 | 1 | 1 | 1 | 1 | 1 | 1 | 1 | 1 | 1 | 1 | CwaEgsld334 | CwaE | gsld | 334 | 28.0791 | 217.2165 | [30 empty] | 0.069572 | 0.0012816 | 0.14973
334 | HVAC | Insulation | Warehouse | New | Duct Insulation | 0.12927 | 0.38797 |  | 558.42 | 1 | 3.0013 | 4319.8618 | 20 |  | 29306.96 | 226714.6918 | Per End Use Consumption | GSLD | 1 | 1 | 1 | 1 | 1 | 1 | 1 | 1 | 1 | 1 | 1 | 1 | CwaNgsld334 | CwaN | gsld | 334 | 28.0791 | 217.2165 | [30 empty] | 0.00041606 | 5.3617e-06 | 0.00091118
335 | HVAC | Insulation | Assembly | Existing | Thermal Energy Storage | 1 | 0 |  | -309.2 | 1 | 0 | -309.2 | 30 |  | 2781.66 | 2781.66 | Per summer kW saved | GSLD | 0.57723 | 0.60437 | 0.83705 | 1.097 | 1.2026 | 1.2026 | 1.289 | 1.2891 | 1.2453 | 1.1192 | 0.77553 | 0.85362 | CasEgsld335 | CasE | gsld | 335 | 15.5476 | 15.5476 | [30 empty] | -0.089731 | 0.2902 | 0
335 | HVAC | Insulation | Assembly | New | Thermal Energy Storage | 1 | 0 |  | -309.2 | 1 | 0 | -309.2 | 30 |  | 2781.66 | 2781.66 | Per summer kW saved | GSLD | 0.57723 | 0.60437 | 0.83705 | 1.097 | 1.2026 | 1.2026 | 1.289 | 1.2891 | 1.2453 | 1.1192 | 0.77553 | 0.85362 | CasNgsld335 | CasN | gsld | 335 | 15.5476 | 15.5476 | [30 empty] | -0.0010748 | 0.0034762 | 0
335 | HVAC | Insulation | College and University | Existing | Thermal Energy Storage | 1 | 0 |  | -309.2 | 1 | 0 | -309.2 | 30 |  | 2781.66 | 2781.66 | Per summer kW saved | GSLD | 0.57723 | 0.60437 | 0.83705 | 1.097 | 1.2026 | 1.2026 | 1.289 | 1.2891 | 1.2453 | 1.1192 | 0.77553 | 0.85362 | CcoEgsld335 | CcoE | gsld | 335 | 15.5476 | 15.5476 | [30 empty] | -0.089141 | 0.2883 | 0
335 | HVAC | Insulation | College and University | New | Thermal Energy Storage | 1 | 0 |  | -309.2 | 1 | 0 | -309.2 | 30 |  | 2781.66 | 2781.66 | Per summer kW saved | GSLD | 0.57723 | 0.60437 | 0.83705 | 1.097 | 1.2026 | 1.2026 | 1.289 | 1.2891 | 1.2453 | 1.1192 | 0.77553 | 0.85362 | CcoNgsld335 | CcoN | gsld | 335 | 15.5476 | 15.5476 | [30 empty] | -0.0010678 | 0.0034534 | 0
335 | HVAC | Insulation | Data Center | Existing | Thermal Energy Storage | 1 | 0 |  | -309.2 | 1 | 0 | -309.2 | 30 |  | 2781.66 | 2781.66 | Per summer kW saved | GSLD | 0.57723 | 0.60437 | 0.83705 | 1.097 | 1.2026 | 1.2026 | 1.289 | 1.2891 | 1.2453 | 1.1192 | 0.77553 | 0.85362 | CdaEgsld335 | CdaE | gsld | 335 | 15.5476 | 15.5476 | [30 empty] | -0.00038353 | 0.0012404 | 0
335 | HVAC | Insulation | Data Center | New | Thermal Energy Storage | 1 | 0 |  | -309.2 | 1 | 0 | -309.2 | 30 |  | 2781.66 | 2781.66 | Per summer kW saved | GSLD | 0.57723 | 0.60437 | 0.83705 | 1.097 | 1.2026 | 1.2026 | 1.289 | 1.2891 | 1.2453 | 1.1192 | 0.77553 | 0.85362 | CdaNgsld335 | CdaN | gsld | 335 | 15.5476 | 15.5476 | [30 empty] | -4.5942e-06 | 1.4858e-05 | 0
335 | HVAC | Insulation | Grocery | Existing | Thermal Energy Storage | 1 | 0 |  | -309.2 | 1 | 0 | -309.2 | 30 |  | 2781.66 | 2781.66 | Per summer kW saved | GSLD | 0.57723 | 0.60437 | 0.83705 | 1.097 | 1.2026 | 1.2026 | 1.289 | 1.2891 | 1.2453 | 1.1192 | 0.77553 | 0.85362 | CgrEgsld335 | CgrE | gsld | 335 | 15.5476 | 15.5476 | [30 empty] | 0 | 0 | 0
335 | HVAC | Insulation | Grocery | New | Thermal Energy Storage | 1 | 0 |  | -309.2 | 1 | 0 | -309.2 | 30 |  | 2781.66 | 2781.66 | Per summer kW saved | GSLD | 0.57723 | 0.60437 | 0.83705 | 1.097 | 1.2026 | 1.2026 | 1.289 | 1.2891 | 1.2453 | 1.1192 | 0.77553 | 0.85362 | CgrNgsld335 | CgrN | gsld | 335 | 15.5476 | 15.5476 | [30 empty] | 0 | 0 | 0
335 | HVAC | Insulation | Healthcare | Existing | Thermal Energy Storage | 1 | 0 |  | -309.2 | 1 | 0 | -309.2 | 30 |  | 2781.66 | 2781.66 | Per summer kW saved | GSLD | 0.57723 | 0.60437 | 0.83705 | 1.097 | 1.2026 | 1.2026 | 1.289 | 1.2891 | 1.2453 | 1.1192 | 0.77553 | 0.85362 | CheEgsld335 | CheE | gsld | 335 | 15.5476 | 15.5476 | [30 empty] | -0.0021785 | 0.0070456 | 0
335 | HVAC | Insulation | Healthcare | New | Thermal Energy Storage | 1 | 0 |  | -309.2 | 1 | 0 | -309.2 | 30 |  | 2781.66 | 2781.66 | Per summer kW saved | GSLD | 0.57723 | 0.60437 | 0.83705 | 1.097 | 1.2026 | 1.2026 | 1.289 | 1.2891 | 1.2453 | 1.1192 | 0.77553 | 0.85362 | CheNgsld335 | CheN | gsld | 335 | 15.5476 | 15.5476 | [30 empty] | -2.6096e-05 | 8.4398e-05 | 0
335 | HVAC | Insulation | Hospitals | Existing | Thermal Energy Storage | 1 | 0 |  | -309.2 | 1 | 0 | -309.2 | 30 |  | 2781.66 | 2781.66 | Per summer kW saved | GSLD | 0.57723 | 0.60437 | 0.83705 | 1.097 | 1.2026 | 1.2026 | 1.289 | 1.2891 | 1.2453 | 1.1192 | 0.77553 | 0.85362 | ChoEgsld335 | ChoE | gsld | 335 | 15.5476 | 15.5476 | [30 empty] | -0.0097079 | 0.031397 | 0
335 | HVAC | Insulation | Hospitals | New | Thermal Energy Storage | 1 | 0 |  | -309.2 | 1 | 0 | -309.2 | 30 |  | 2781.66 | 2781.66 | Per summer kW saved | GSLD | 0.57723 | 0.60437 | 0.83705 | 1.097 | 1.2026 | 1.2026 | 1.289 | 1.2891 | 1.2453 | 1.1192 | 0.77553 | 0.85362 | ChoNgsld335 | ChoN | gsld | 335 | 15.5476 | 15.5476 | [30 empty] | -0.00011629 | 0.00037609 | 0
335 | HVAC | Insulation | Institutional | Existing | Thermal Energy Storage | 1 | 0 |  | -309.2 | 1 | 0 | -309.2 | 30 |  | 2781.66 | 2781.66 | Per summer kW saved | GSLD | 0.57723 | 0.60437 | 0.83705 | 1.097 | 1.2026 | 1.2026 | 1.289 | 1.2891 | 1.2453 | 1.1192 | 0.77553 | 0.85362 | CinEgsld335 | CinE | gsld | 335 | 15.5476 | 15.5476 | [30 empty] | -0.0072344 | 0.023397 | 0
335 | HVAC | Insulation | Institutional | New | Thermal Energy Storage | 1 | 0 |  | -309.2 | 1 | 0 | -309.2 | 30 |  | 2781.66 | 2781.66 | Per summer kW saved | GSLD | 0.57723 | 0.60437 | 0.83705 | 1.097 | 1.2026 | 1.2026 | 1.289 | 1.2891 | 1.2453 | 1.1192 | 0.77553 | 0.85362 | CinNgsld335 | CinN | gsld | 335 | 15.5476 | 15.5476 | [30 empty] | -8.6659e-05 | 0.00028027 | 0
335 | HVAC | Insulation | Lodging/Hospitality | Existing | Thermal Energy Storage | 1 | 0 |  | -309.2 | 1 | 0 | -309.2 | 30 |  | 2781.66 | 2781.66 | Per summer kW saved | GSLD | 0.57723 | 0.60437 | 0.83705 | 1.097 | 1.2026 | 1.2026 | 1.289 | 1.2891 | 1.2453 | 1.1192 | 0.77553 | 0.85362 | CloEgsld335 | CloE | gsld | 335 | 15.5476 | 15.5476 | [30 empty] | -0.0071846 | 0.023236 | 0
335 | HVAC | Insulation | Lodging/Hospitality | New | Thermal Energy Storage | 1 | 0 |  | -309.2 | 1 | 0 | -309.2 | 30 |  | 2781.66 | 2781.66 | Per summer kW saved | GSLD | 0.57723 | 0.60437 | 0.83705 | 1.097 | 1.2026 | 1.2026 | 1.289 | 1.2891 | 1.2453 | 1.1192 | 0.77553 | 0.85362 | CloNgsld335 | CloN | gsld | 335 | 15.5476 | 15.5476 | [30 empty] | -8.606e-05 | 0.00027833 | 0
335 | HVAC | Insulation | Miscellaneous | Existing | Thermal Energy Storage | 1 | 0 |  | -309.2 | 1 | 0 | -309.2 | 30 |  | 2781.66 | 2781.66 | Per summer kW saved | GSLD | 0.57723 | 0.60437 | 0.83705 | 1.097 | 1.2026 | 1.2026 | 1.289 | 1.2891 | 1.2453 | 1.1192 | 0.77553 | 0.85362 | CmiEgsld335 | CmiE | gsld | 335 | 15.5476 | 15.5476 | [30 empty] | -0.48093 | 1.5554 | 0
335 | HVAC | Insulation | Miscellaneous | New | Thermal Energy Storage | 1 | 0 |  | -309.2 | 1 | 0 | -309.2 | 30 |  | 2781.66 | 2781.66 | Per summer kW saved | GSLD | 0.57723 | 0.60437 | 0.83705 | 1.097 | 1.2026 | 1.2026 | 1.289 | 1.2891 | 1.2453 | 1.1192 | 0.77553 | 0.85362 | CmiNgsld335 | CmiN | gsld | 335 | 15.5476 | 15.5476 | [30 empty] | -0.0057608 | 0.018631 | 0
335 | HVAC | Insulation | Offices | Existing | Thermal Energy Storage | 1 | 0 |  | -309.2 | 1 | 0 | -309.2 | 30 |  | 2781.66 | 2781.66 | Per summer kW saved | GSLD | 0.57723 | 0.60437 | 0.83705 | 1.097 | 1.2026 | 1.2026 | 1.289 | 1.2891 | 1.2453 | 1.1192 | 0.77553 | 0.85362 | CofEgsld335 | CofE | gsld | 335 | 15.5476 | 15.5476 | [30 empty] | -0.15786 | 0.51053 | 0
335 | HVAC | Insulation | Offices | New | Thermal Energy Storage | 1 | 0 |  | -309.2 | 1 | 0 | -309.2 | 30 |  | 2781.66 | 2781.66 | Per summer kW saved | GSLD | 0.57723 | 0.60437 | 0.83705 | 1.097 | 1.2026 | 1.2026 | 1.289 | 1.2891 | 1.2453 | 1.1192 | 0.77553 | 0.85362 | CofNgsld335 | CofN | gsld | 335 | 15.5476 | 15.5476 | [30 empty] | -0.0018909 | 0.0061154 | 0
335 | HVAC | Insulation | Restaurants | Existing | Thermal Energy Storage | 1 | 0 |  | -309.2 | 1 | 0 | -309.2 | 30 |  | 2781.66 | 2781.66 | Per summer kW saved | GSLD | 0.57723 | 0.60437 | 0.83705 | 1.097 | 1.2026 | 1.2026 | 1.289 | 1.2891 | 1.2453 | 1.1192 | 0.77553 | 0.85362 | CreEgsld335 | CreE | gsld | 335 | 15.5476 | 15.5476 | [30 empty] | 0 | 0 | 0
335 | HVAC | Insulation | Restaurants | New | Thermal Energy Storage | 1 | 0 |  | -309.2 | 1 | 0 | -309.2 | 30 |  | 2781.66 | 2781.66 | Per summer kW saved | GSLD | 0.57723 | 0.60437 | 0.83705 | 1.097 | 1.2026 | 1.2026 | 1.289 | 1.2891 | 1.2453 | 1.1192 | 0.77553 | 0.85362 | CreNgsld335 | CreN | gsld | 335 | 15.5476 | 15.5476 | [30 empty] | 0 | 0 | 0
335 | HVAC | Insulation | Retail | Existing | Thermal Energy Storage | 1 | 0 |  | -309.2 | 1 | 0 | -309.2 | 30 |  | 2781.66 | 2781.66 | Per summer kW saved | GSLD | 0.57723 | 0.60437 | 0.83705 | 1.097 | 1.2026 | 1.2026 | 1.289 | 1.2891 | 1.2453 | 1.1192 | 0.77553 | 0.85362 | CrtEgsld335 | CrtE | gsld | 335 | 15.5476 | 15.5476 | [30 empty] | -0.00014545 | 0.00047041 | 0
335 | HVAC | Insulation | Retail | New | Thermal Energy Storage | 1 | 0 |  | -309.2 | 1 | 0 | -309.2 | 30 |  | 2781.66 | 2781.66 | Per summer kW saved | GSLD | 0.57723 | 0.60437 | 0.83705 | 1.097 | 1.2026 | 1.2026 | 1.289 | 1.2891 | 1.2453 | 1.1192 | 0.77553 | 0.85362 | CrtNgsld335 | CrtN | gsld | 335 | 15.5476 | 15.5476 | [30 empty] | -1.7419e-06 | 5.6335e-06 | 0
335 | HVAC | Insulation | Schools K-12 | Existing | Thermal Energy Storage | 1 | 0 |  | -309.2 | 1 | 0 | -309.2 | 30 |  | 2781.66 | 2781.66 | Per summer kW saved | GSLD | 0.57723 | 0.60437 | 0.83705 | 1.097 | 1.2026 | 1.2026 | 1.289 | 1.2891 | 1.2453 | 1.1192 | 0.77553 | 0.85362 | CscEgsld335 | CscE | gsld | 335 | 15.5476 | 15.5476 | [30 empty] | -0.010131 | 0.032766 | 0
335 | HVAC | Insulation | Schools K-12 | New | Thermal Energy Storage | 1 | 0 |  | -309.2 | 1 | 0 | -309.2 | 30 |  | 2781.66 | 2781.66 | Per summer kW saved | GSLD | 0.57723 | 0.60437 | 0.83705 | 1.097 | 1.2026 | 1.2026 | 1.289 | 1.2891 | 1.2453 | 1.1192 | 0.77553 | 0.85362 | CscNgsld335 | CscN | gsld | 335 | 15.5476 | 15.5476 | [30 empty] | -0.00012136 | 0.00039248 | 0
335 | HVAC | Insulation | Warehouse | Existing | Thermal Energy Storage | 1 | 0 |  | -309.2 | 1 | 0 | -309.2 | 30 |  | 2781.66 | 2781.66 | Per summer kW saved | GSLD | 0.57723 | 0.60437 | 0.83705 | 1.097 | 1.2026 | 1.2026 | 1.289 | 1.2891 | 1.2453 | 1.1192 | 0.77553 | 0.85362 | CwaEgsld335 | CwaE | gsld | 335 | 15.5476 | 15.5476 | [30 empty] | 0 | 0 | 0
335 | HVAC | Insulation | Warehouse | New | Thermal Energy Storage | 1 | 0 |  | -309.2 | 1 | 0 | -309.2 | 30 |  | 2781.66 | 2781.66 | Per summer kW saved | GSLD | 0.57723 | 0.60437 | 0.83705 | 1.097 | 1.2026 | 1.2026 | 1.289 | 1.2891 | 1.2453 | 1.1192 | 0.77553 | 0.85362 | CwaNgsld335 | CwaN | gsld | 335 | 15.5476 | 15.5476 | [30 empty] | 0 | 0 | 0
336 | HVAC | Mini-Split | Assembly | Turnover | Ductless Mini-Split AC | 0.23738 | 0 |  | 712.71 | 1 | 0 | 3002.444 | 18 |  | 1504 | 6335.9231 | Per Unit | GSLD | 0.57723 | 0.60437 | 0.83705 | 1.097 | 1.2026 | 1.2026 | 1.289 | 1.2891 | 1.2453 | 1.1192 | 0.77553 | 0.85362 | CasTgsld336 | CasT | gsld | 336 | 42.7626 | 180.1466 | [30 empty] | 66.4402 | 22.1287 | 0
336 | HVAC | Mini-Split | Assembly | New | Ductless Mini-Split AC | 0.23738 | 0 |  | 712.71 | 1 | 0 | 3002.444 | 18 |  | 1504 | 6335.9231 | Per Unit | GSLD | 0.57723 | 0.60437 | 0.83705 | 1.097 | 1.2026 | 1.2026 | 1.289 | 1.2891 | 1.2453 | 1.1192 | 0.77553 | 0.85362 | CasNgsld336 | CasN | gsld | 336 | 42.7626 | 180.1466 | [30 empty] | 0.73281 | 0.24407 | 0
336 | HVAC | Mini-Split | College and University | Turnover | Ductless Mini-Split AC | 0.16032 | 0 |  | 790.71 | 1 | 0 | 4932.1338 | 18 |  | 1504 | 9381.3526 | Per Unit | GSLD | 0.57723 | 0.60437 | 0.83705 | 1.097 | 1.2026 | 1.2026 | 1.289 | 1.2891 | 1.2453 | 1.1192 | 0.77553 | 0.85362 | CcoTgsld336 | CcoT | gsld | 336 | 47.4426 | 295.928 | [30 empty] | 0 | 0 | 0
336 | HVAC | Mini-Split | College and University | New | Ductless Mini-Split AC | 0.16032 | 0 |  | 790.71 | 1 | 0 | 4932.1338 | 18 |  | 1504 | 9381.3526 | Per Unit | GSLD | 0.57723 | 0.60437 | 0.83705 | 1.097 | 1.2026 | 1.2026 | 1.289 | 1.2891 | 1.2453 | 1.1192 | 0.77553 | 0.85362 | CcoNgsld336 | CcoN | gsld | 336 | 47.4426 | 295.928 | [30 empty] | 0 | 0 | 0
336 | HVAC | Mini-Split | Data Center | Turnover | Ductless Mini-Split AC | 0.29796 | 0 |  | 1469.57 | 1 | 0 | 4932.1338 | 18 |  | 1504 | 5047.6869 | Per Unit | GSLD | 0.57723 | 0.60437 | 0.83705 | 1.097 | 1.2026 | 1.2026 | 1.289 | 1.2891 | 1.2453 | 1.1192 | 0.77553 | 0.85362 | CdaTgsld336 | CdaT | gsld | 336 | 88.1742 | 295.928 | [30 empty] | 0.14523 | 0.029445 | 0
336 | HVAC | Mini-Split | Data Center | New | Ductless Mini-Split AC | 0.29796 | 0 |  | 1469.57 | 1 | 0 | 4932.1338 | 18 |  | 1504 | 5047.6869 | Per Unit | GSLD | 0.57723 | 0.60437 | 0.83705 | 1.097 | 1.2026 | 1.2026 | 1.289 | 1.2891 | 1.2453 | 1.1192 | 0.77553 | 0.85362 | CdaNgsld336 | CdaN | gsld | 336 | 88.1742 | 295.928 | [30 empty] | 0.0016018 | 0.00032477 | 0
336 | HVAC | Mini-Split | Grocery | Turnover | Ductless Mini-Split AC | 0.11169 | 0 |  | 393.86 | 1 | 0 | 3526.3542 | 18 |  | 1504 | 13465.7917 | Per Unit | GSLD | 0.57723 | 0.60437 | 0.83705 | 1.097 | 1.2026 | 1.2026 | 1.289 | 1.2891 | 1.2453 | 1.1192 | 0.77553 | 0.85362 | CgrTgsld336 | CgrT | gsld | 336 | 23.6316 | 211.5813 | [30 empty] | 2.9183 | 0.82757 | 0
336 | HVAC | Mini-Split | Grocery | New | Ductless Mini-Split AC | 0.11169 | 0 |  | 393.86 | 1 | 0 | 3526.3542 | 18 |  | 1504 | 13465.7917 | Per Unit | GSLD | 0.57723 | 0.60437 | 0.83705 | 1.097 | 1.2026 | 1.2026 | 1.289 | 1.2891 | 1.2453 | 1.1192 | 0.77553 | 0.85362 | CgrNgsld336 | CgrN | gsld | 336 | 23.6316 | 211.5813 | [30 empty] | 0.032188 | 0.0091278 | 0
336 | HVAC | Mini-Split | Healthcare | Turnover | Ductless Mini-Split AC | 0.31456 | 0 |  | 1551.43 | 1 | 0 | 4932.1338 | 18 |  | 1504 | 4781.3497 | Per Unit | GSLD | 0.57723 | 0.60437 | 0.83705 | 1.097 | 1.2026 | 1.2026 | 1.289 | 1.2891 | 1.2453 | 1.1192 | 0.77553 | 0.85362 | CheTgsld336 | CheT | gsld | 336 | 93.0858 | 295.928 | [30 empty] | 1.8355 | 0.37215 | 0
336 | HVAC | Mini-Split | Healthcare | New | Ductless Mini-Split AC | 0.31456 | 0 |  | 1551.43 | 1 | 0 | 4932.1338 | 18 |  | 1504 | 4781.3497 | Per Unit | GSLD | 0.57723 | 0.60437 | 0.83705 | 1.097 | 1.2026 | 1.2026 | 1.289 | 1.2891 | 1.2453 | 1.1192 | 0.77553 | 0.85362 | CheNgsld336 | CheN | gsld | 336 | 93.0858 | 295.928 | [30 empty] | 0.020245 | 0.0041047 | 0
336 | HVAC | Mini-Split | Hospitals | Turnover | Ductless Mini-Split AC | 0.29796 | 0 |  | 1469.57 | 1 | 0 | 4932.1338 | 18 |  | 1504 | 5047.6869 | Per Unit | GSLD | 0.57723 | 0.60437 | 0.83705 | 1.097 | 1.2026 | 1.2026 | 1.289 | 1.2891 | 1.2453 | 1.1192 | 0.77553 | 0.85362 | ChoTgsld336 | ChoT | gsld | 336 | 88.1742 | 295.928 | [30 empty] | 0 | 0 | 0
336 | HVAC | Mini-Split | Hospitals | New | Ductless Mini-Split AC | 0.29796 | 0 |  | 1469.57 | 1 | 0 | 4932.1338 | 18 |  | 1504 | 5047.6869 | Per Unit | GSLD | 0.57723 | 0.60437 | 0.83705 | 1.097 | 1.2026 | 1.2026 | 1.289 | 1.2891 | 1.2453 | 1.1192 | 0.77553 | 0.85362 | ChoNgsld336 | ChoN | gsld | 336 | 88.1742 | 295.928 | [30 empty] | 0 | 0 | 0
336 | HVAC | Mini-Split | Institutional | Turnover | Ductless Mini-Split AC | 0.078118 | 0 |  | 385.29 | 1 | 0 | 4932.1338 | 18 |  | 1504 | 19252.8467 | Per Unit | GSLD | 0.57723 | 0.60437 | 0.83705 | 1.097 | 1.2026 | 1.2026 | 1.289 | 1.2891 | 1.2453 | 1.1192 | 0.77553 | 0.85362 | CinTgsld336 | CinT | gsld | 336 | 23.1174 | 295.928 | [30 empty] | 3.277 | 0.66441 | 0
336 | HVAC | Mini-Split | Institutional | New | Ductless Mini-Split AC | 0.078118 | 0 |  | 385.29 | 1 | 0 | 4932.1338 | 18 |  | 1504 | 19252.8467 | Per Unit | GSLD | 0.57723 | 0.60437 | 0.83705 | 1.097 | 1.2026 | 1.2026 | 1.289 | 1.2891 | 1.2453 | 1.1192 | 0.77553 | 0.85362 | CinNgsld336 | CinN | gsld | 336 | 23.1174 | 295.928 | [30 empty] | 0.036144 | 0.0073283 | 0
336 | HVAC | Mini-Split | Lodging/Hospitality | Turnover | Ductless Mini-Split AC | 0.22554 | 0 |  | 1177.71 | 1 | 0 | 5221.6594 | 18 |  | 1504 | 6668.3443 | Per Unit | GSLD | 0.57723 | 0.60437 | 0.83705 | 1.097 | 1.2026 | 1.2026 | 1.289 | 1.2891 | 1.2453 | 1.1192 | 0.77553 | 0.85362 | CloTgsld336 | CloT | gsld | 336 | 70.6626 | 313.2996 | [30 empty] | 0.49439 | 0.09468 | 0
336 | HVAC | Mini-Split | Lodging/Hospitality | New | Ductless Mini-Split AC | 0.22554 | 0 |  | 1177.71 | 1 | 0 | 5221.6594 | 18 |  | 1504 | 6668.3443 | Per Unit | GSLD | 0.57723 | 0.60437 | 0.83705 | 1.097 | 1.2026 | 1.2026 | 1.289 | 1.2891 | 1.2453 | 1.1192 | 0.77553 | 0.85362 | CloNgsld336 | CloN | gsld | 336 | 70.6626 | 313.2996 | [30 empty] | 0.0054529 | 0.0010443 | 0
336 | HVAC | Mini-Split | Miscellaneous | Turnover | Ductless Mini-Split AC | 0.13261 | 0 |  | 398.14 | 1 | 0 | 3002.444 | 18 |  | 1504 | 11341.9293 | Per Unit | GSLD | 0.57723 | 0.60437 | 0.83705 | 1.097 | 1.2026 | 1.2026 | 1.289 | 1.2891 | 1.2453 | 1.1192 | 0.77553 | 0.85362 | CmiTgsld336 | CmiT | gsld | 336 | 23.8884 | 180.1466 | [30 empty] | 0 | 0 | 0
336 | HVAC | Mini-Split | Miscellaneous | New | Ductless Mini-Split AC | 0.13261 | 0 |  | 398.14 | 1 | 0 | 3002.444 | 18 |  | 1504 | 11341.9293 | Per Unit | GSLD | 0.57723 | 0.60437 | 0.83705 | 1.097 | 1.2026 | 1.2026 | 1.289 | 1.2891 | 1.2453 | 1.1192 | 0.77553 | 0.85362 | CmiNgsld336 | CmiN | gsld | 336 | 23.8884 | 180.1466 | [30 empty] | 0 | 0 | 0
336 | HVAC | Mini-Split | Offices | Turnover | Ductless Mini-Split AC | 0.26721 | 0 |  | 802.29 | 1 | 0 | 3002.444 | 18 |  | 1504 | 5628.4832 | Per Unit | GSLD | 0.57723 | 0.60437 | 0.83705 | 1.097 | 1.2026 | 1.2026 | 1.289 | 1.2891 | 1.2453 | 1.1192 | 0.77553 | 0.85362 | CofTgsld336 | CofT | gsld | 336 | 48.1374 | 180.1466 | [30 empty] | 88.6101 | 29.5127 | 0
336 | HVAC | Mini-Split | Offices | New | Ductless Mini-Split AC | 0.26721 | 0 |  | 802.29 | 1 | 0 | 3002.444 | 18 |  | 1504 | 5628.4832 | Per Unit | GSLD | 0.57723 | 0.60437 | 0.83705 | 1.097 | 1.2026 | 1.2026 | 1.289 | 1.2891 | 1.2453 | 1.1192 | 0.77553 | 0.85362 | CofNgsld336 | CofN | gsld | 336 | 48.1374 | 180.1466 | [30 empty] | 0.97734 | 0.32551 | 0
336 | HVAC | Mini-Split | Restaurants | Turnover | Ductless Mini-Split AC | 0.32766 | 0 |  | 1155.43 | 1 | 0 | 3526.3542 | 18 |  | 1504 | 4590.1844 | Per Unit | GSLD | 0.57723 | 0.60437 | 0.83705 | 1.097 | 1.2026 | 1.2026 | 1.289 | 1.2891 | 1.2453 | 1.1192 | 0.77553 | 0.85362 | CreTgsld336 | CreT | gsld | 336 | 69.3258 | 211.5813 | [30 empty] | 1.4269 | 0.40464 | 0
336 | HVAC | Mini-Split | Restaurants | New | Ductless Mini-Split AC | 0.32766 | 0 |  | 1155.43 | 1 | 0 | 3526.3542 | 18 |  | 1504 | 4590.1844 | Per Unit | GSLD | 0.57723 | 0.60437 | 0.83705 | 1.097 | 1.2026 | 1.2026 | 1.289 | 1.2891 | 1.2453 | 1.1192 | 0.77553 | 0.85362 | CreNgsld336 | CreN | gsld | 336 | 69.3258 | 211.5813 | [30 empty] | 0.015738 | 0.0044631 | 0
336 | HVAC | Mini-Split | Retail | Turnover | Ductless Mini-Split AC | 0.30161 | 0 |  | 905.57 | 1 | 0 | 3002.444 | 18 |  | 1504 | 4986.5563 | Per Unit | GSLD | 0.57723 | 0.60437 | 0.83705 | 1.097 | 1.2026 | 1.2026 | 1.289 | 1.2891 | 1.2453 | 1.1192 | 0.77553 | 0.85362 | CrtTgsld336 | CrtT | gsld | 336 | 54.3342 | 180.1466 | [30 empty] | 2.9438 | 0.98048 | 0
336 | HVAC | Mini-Split | Retail | New | Ductless Mini-Split AC | 0.30161 | 0 |  | 905.57 | 1 | 0 | 3002.444 | 18 |  | 1504 | 4986.5563 | Per Unit | GSLD | 0.57723 | 0.60437 | 0.83705 | 1.097 | 1.2026 | 1.2026 | 1.289 | 1.2891 | 1.2453 | 1.1192 | 0.77553 | 0.85362 | CrtNgsld336 | CrtN | gsld | 336 | 54.3342 | 180.1466 | [30 empty] | 0.032469 | 0.010814 | 0
336 | HVAC | Mini-Split | Schools K-12 | Turnover | Ductless Mini-Split AC | 0.26222 | 0 |  | 787.29 | 1 | 0 | 3002.444 | 18 |  | 1504 | 5735.721 | Per Unit | GSLD | 0.57723 | 0.60437 | 0.83705 | 1.097 | 1.2026 | 1.2026 | 1.289 | 1.2891 | 1.2453 | 1.1192 | 0.77553 | 0.85362 | CscTgsld336 | CscT | gsld | 336 | 47.2374 | 180.1466 | [30 empty] | 7.7356 | 2.5765 | 0
336 | HVAC | Mini-Split | Schools K-12 | New | Ductless Mini-Split AC | 0.26222 | 0 |  | 787.29 | 1 | 0 | 3002.444 | 18 |  | 1504 | 5735.721 | Per Unit | GSLD | 0.57723 | 0.60437 | 0.83705 | 1.097 | 1.2026 | 1.2026 | 1.289 | 1.2891 | 1.2453 | 1.1192 | 0.77553 | 0.85362 | CscNgsld336 | CscN | gsld | 336 | 47.2374 | 180.1466 | [30 empty] | 0.085321 | 0.028417 | 0
336 | HVAC | Mini-Split | Warehouse | Turnover | Ductless Mini-Split AC | 0.057523 | 0 |  | 172.71 | 1 | 0 | 3002.444 | 18 |  | 1504 | 26146.0006 | Per Unit | GSLD | 0.57723 | 0.60437 | 0.83705 | 1.097 | 1.2026 | 1.2026 | 1.289 | 1.2891 | 1.2453 | 1.1192 | 0.77553 | 0.85362 | CwaTgsld336 | CwaT | gsld | 336 | 10.3626 | 180.1466 | [30 empty] | 3.2076 | 1.0683 | 0
336 | HVAC | Mini-Split | Warehouse | New | Ductless Mini-Split AC | 0.057523 | 0 |  | 172.71 | 1 | 0 | 3002.444 | 18 |  | 1504 | 26146.0006 | Per Unit | GSLD | 0.57723 | 0.60437 | 0.83705 | 1.097 | 1.2026 | 1.2026 | 1.289 | 1.2891 | 1.2453 | 1.1192 | 0.77553 | 0.85362 | CwaNgsld336 | CwaN | gsld | 336 | 10.3626 | 180.1466 | [30 empty] | 0.035378 | 0.011783 | 0
337 | HVAC | Misc | Assembly | Turnover | Custom measure - Non-lighting | 2.0789 | 1.8108 |  | 7036.63 | 1 | 0.87102 | 3384.7802 | 15 |  | 2673.92 | 1286.2168 | Per End Use Consumption | GSLD | 1 | 1 | 1 | 1 | 1 | 1 | 1 | 1 | 1 | 1 | 1 | 1 | CasTgsld337 | CasT | gsld | 337 | 422.1978 | 203.0868 | [30 empty] | 6.2575 | 0.8664 | 8.3293
337 | HVAC | Misc | Assembly | New | Custom measure - Non-lighting | 2.0789 | 1.8108 |  | 7036.63 | 1 | 0.87102 | 3384.7802 | 15 |  | 2673.92 | 1286.2168 | Per End Use Consumption | GSLD | 1 | 1 | 1 | 1 | 1 | 1 | 1 | 1 | 1 | 1 | 1 | 1 | CasNgsld337 | CasN | gsld | 337 | 422.1978 | 203.0868 | [30 empty] | 0.048087 | 0.0025846 | 0.09187
337 | HVAC | Misc | College and University | Turnover | Custom measure - Non-lighting | 0.5093 | 0.075073 |  | 2902.17 | 1 | 0.1474 | 5698.2957 | 15 |  | 1102.83 | 2165.363 | Per End Use Consumption | GSLD | 1 | 1 | 1 | 1 | 1 | 1 | 1 | 1 | 1 | 1 | 1 | 1 | CcoTgsld337 | CcoT | gsld | 337 | 174.1302 | 341.8977 | [30 empty] | 1.3784 | 0.042207 | 0.22515
337 | HVAC | Misc | College and University | New | Custom measure - Non-lighting | 0.5093 | 0.075073 |  | 2902.17 | 1 | 0.1474 | 5698.2957 | 15 |  | 1102.83 | 2165.363 | Per End Use Consumption | GSLD | 1 | 1 | 1 | 1 | 1 | 1 | 1 | 1 | 1 | 1 | 1 | 1 | CcoNgsld337 | CcoN | gsld | 337 | 174.1302 | 341.8977 | [30 empty] | 0.013561 | 0.0001325 | 0.0024833
337 | HVAC | Misc | Data Center | Turnover | Custom measure - Non-lighting | 2.4998 | 0.57291 |  | 15307.35 | 1 | 0.22918 | 6123.3694 | 15 |  | 5816.79 | 2326.8792 | Per End Use Consumption | GSLD | 1 | 1 | 1 | 1 | 1 | 1 | 1 | 1 | 1 | 1 | 1 | 1 | CdaTgsld337 | CdaT | gsld | 337 | 918.441 | 367.4022 | [30 empty] | 0.037522 | 0.004449 | 0.0029973
337 | HVAC | Misc | Data Center | New | Custom measure - Non-lighting | 2.4998 | 0.57291 |  | 15307.35 | 1 | 0.22918 | 6123.3694 | 15 |  | 5816.79 | 2326.8792 | Per End Use Consumption | GSLD | 1 | 1 | 1 | 1 | 1 | 1 | 1 | 1 | 1 | 1 | 1 | 1 | CdaNgsld337 | CdaN | gsld | 337 | 918.441 | 367.4022 | [30 empty] | 0.00027471 | 2.0859e-05 | 3.3059e-05
337 | HVAC | Misc | Grocery | Turnover | Custom measure - Non-lighting | 0.14386 | 0.26504 |  | 852.16 | 1 | 1.8423 | 5923.5521 | 15 |  | 323.82 | 2250.9442 | Per End Use Consumption | GSLD | 1 | 1 | 1 | 1 | 1 | 1 | 1 | 1 | 1 | 1 | 1 | 1 | CgrTgsld337 | CgrT | gsld | 337 | 51.1296 | 355.4131 | [30 empty] | 2.7955 | 0.65239 | 0.3804
337 | HVAC | Misc | Grocery | New | Custom measure - Non-lighting | 0.14386 | 0.26504 |  | 852.16 | 1 | 1.8423 | 5923.5521 | 15 |  | 323.82 | 2250.9442 | Per End Use Consumption | GSLD | 1 | 1 | 1 | 1 | 1 | 1 | 1 | 1 | 1 | 1 | 1 | 1 | CgrNgsld337 | CgrN | gsld | 337 | 51.1296 | 355.4131 | [30 empty] | 0.0079709 | 0.00071223 | 0.0041957
337 | HVAC | Misc | Healthcare | Turnover | Custom measure - Non-lighting | 0.21353 | 0.10269 |  | 1586.92 | 1 | 0.48089 | 7431.6848 | 15 |  | 603.03 | 2824.0421 | Per End Use Consumption | GSLD | 1 | 1 | 1 | 1 | 1 | 1 | 1 | 1 | 1 | 1 | 1 | 1 | CheTgsld337 | CheT | gsld | 337 | 95.2152 | 445.9011 | [30 empty] | 2.8117 | 0.41611 | 0.14609
337 | HVAC | Misc | Healthcare | New | Custom measure - Non-lighting | 0.21353 | 0.10269 |  | 1586.92 | 1 | 0.48089 | 7431.6848 | 15 |  | 603.03 | 2824.0421 | Per End Use Consumption | GSLD | 1 | 1 | 1 | 1 | 1 | 1 | 1 | 1 | 1 | 1 | 1 | 1 | CheNgsld337 | CheN | gsld | 337 | 95.2152 | 445.9011 | [30 empty] | 0.0083754 | 0 | 0.0016113
337 | HVAC | Misc | Hospitals | Turnover | Custom measure - Non-lighting | 18.7888 | 2.1039 |  | 103604.37 | 1 | 0.11198 | 5514.1556 | 15 |  | 39369.66 | 2095.3791 | Per End Use Consumption | GSLD | 1 | 1 | 1 | 1 | 1 | 1 | 1 | 1 | 1 | 1 | 1 | 1 | ChoTgsld337 | ChoT | gsld | 337 | 6216.2622 | 330.8493 | [30 empty] | 0 | 0 | 0
337 | HVAC | Misc | Hospitals | New | Custom measure - Non-lighting | 18.7888 | 2.1039 |  | 103604.37 | 1 | 0.11198 | 5514.1556 | 15 |  | 39369.66 | 2095.3791 | Per End Use Consumption | GSLD | 1 | 1 | 1 | 1 | 1 | 1 | 1 | 1 | 1 | 1 | 1 | 1 | ChoNgsld337 | ChoN | gsld | 337 | 6216.2622 | 330.8493 | [30 empty] | 0 | 0 | 0
337 | HVAC | Misc | Institutional | Turnover | Custom measure - Non-lighting | 0.24986 | 0.070649 |  | 1599.57 | 1 | 0.28275 | 6401.8285 | 15 |  | 607.84 | 2432.7084 | Per End Use Consumption | GSLD | 1 | 1 | 1 | 1 | 1 | 1 | 1 | 1 | 1 | 1 | 1 | 1 | CinTgsld337 | CinT | gsld | 337 | 95.9742 | 384.1097 | [30 empty] | 3.8 | 0.55279 | 0.20654
337 | HVAC | Misc | Institutional | New | Custom measure - Non-lighting | 0.24986 | 0.070649 |  | 1599.57 | 1 | 0.28275 | 6401.8285 | 15 |  | 607.84 | 2432.7084 | Per End Use Consumption | GSLD | 1 | 1 | 1 | 1 | 1 | 1 | 1 | 1 | 1 | 1 | 1 | 1 | CinNgsld337 | CinN | gsld | 337 | 95.9742 | 384.1097 | [30 empty] | 0.016992 | 0.0010444 | 0.0022781
337 | HVAC | Misc | Lodging/Hospitality | Turnover | Custom measure - Non-lighting | 1.9214 | 0.75814 |  | 11183.74 | 1 | 0.39458 | 5820.6821 | 15 |  | 4249.82 | 2211.8586 | Per End Use Consumption | GSLD | 1 | 1 | 1 | 1 | 1 | 1 | 1 | 1 | 1 | 1 | 1 | 1 | CloTgsld337 | CloT | gsld | 337 | 671.0244 | 349.2409 | [30 empty] | 1.549 | 0.21557 | 0.27886
337 | HVAC | Misc | Lodging/Hospitality | New | Custom measure - Non-lighting | 1.9214 | 0.75814 |  | 11183.74 | 1 | 0.39458 | 5820.6821 | 15 |  | 4249.82 | 2211.8586 | Per End Use Consumption | GSLD | 1 | 1 | 1 | 1 | 1 | 1 | 1 | 1 | 1 | 1 | 1 | 1 | CloNgsld337 | CloN | gsld | 337 | 671.0244 | 349.2409 | [30 empty] | 0.0096048 | 0.00094521 | 0.0030757
337 | HVAC | Misc | Miscellaneous | Turnover | Custom measure - Non-lighting | 0.7431 | 2.8495 |  | 3481.91 | 1 | 3.8345 | 4685.6256 | 15 |  | 1323.13 | 1780.5434 | Per End Use Consumption | GSLD | 1 | 1 | 1 | 1 | 1 | 1 | 1 | 1 | 1 | 1 | 1 | 1 | CmiTgsld337 | CmiT | gsld | 337 | 208.9146 | 281.1375 | [30 empty] | 0 | 0 | 0
337 | HVAC | Misc | Miscellaneous | New | Custom measure - Non-lighting | 0.7431 | 2.8495 |  | 3481.91 | 1 | 3.8345 | 4685.6256 | 15 |  | 1323.13 | 1780.5434 | Per End Use Consumption | GSLD | 1 | 1 | 1 | 1 | 1 | 1 | 1 | 1 | 1 | 1 | 1 | 1 | CmiNgsld337 | CmiN | gsld | 337 | 208.9146 | 281.1375 | [30 empty] | 0 | 0 | 0
337 | HVAC | Misc | Offices | Turnover | Custom measure - Non-lighting | 0.94156 | 3.2706 |  | 4262.62 | 1 | 3.4736 | 4527.1908 | 15 |  | 1619.8 | 1720.3372 | Per End Use Consumption | GSLD | 1 | 1 | 1 | 1 | 1 | 1 | 1 | 1 | 1 | 1 | 1 | 1 | CofTgsld337 | CofT | gsld | 337 | 255.7572 | 271.6314 | [30 empty] | 17.812 | 3.8348 | 14.3483
337 | HVAC | Misc | Offices | New | Custom measure - Non-lighting | 0.94156 | 3.2706 |  | 4262.62 | 1 | 3.4736 | 4527.1908 | 15 |  | 1619.8 | 1720.3372 | Per End Use Consumption | GSLD | 1 | 1 | 1 | 1 | 1 | 1 | 1 | 1 | 1 | 1 | 1 | 1 | CofNgsld337 | CofN | gsld | 337 | 255.7572 | 271.6314 | [30 empty] | 0.11106 | 0.013854 | 0.15826
337 | HVAC | Misc | Restaurants | Turnover | Custom measure - Non-lighting | 0.68772 | 0.68072 |  | 3310.87 | 1 | 0.98982 | 4814.2789 | 15 |  | 1258.13 | 1829.4251 | Per End Use Consumption | GSLD | 1 | 1 | 1 | 1 | 1 | 1 | 1 | 1 | 1 | 1 | 1 | 1 | CreTgsld337 | CreT | gsld | 337 | 198.6522 | 288.8567 | [30 empty] | 2.0682 | 0.42951 | 0.42549
337 | HVAC | Misc | Restaurants | New | Custom measure - Non-lighting | 0.68772 | 0.68072 |  | 3310.87 | 1 | 0.98982 | 4814.2789 | 15 |  | 1258.13 | 1829.4251 | Per End Use Consumption | GSLD | 1 | 1 | 1 | 1 | 1 | 1 | 1 | 1 | 1 | 1 | 1 | 1 | CreNgsld337 | CreN | gsld | 337 | 198.6522 | 288.8567 | [30 empty] | 0.0099562 | 0.0010917 | 0.004693
337 | HVAC | Misc | Retail | Turnover | Custom measure - Non-lighting | 1.193 | 2.8971 |  | 4853.47 | 1 | 2.4285 | 4068.4555 | 15 |  | 1844.32 | 1546.0143 | Per End Use Consumption | GSLD | 1 | 1 | 1 | 1 | 1 | 1 | 1 | 1 | 1 | 1 | 1 | 1 | CrtTgsld337 | CrtT | gsld | 337 | 291.2082 | 244.1073 | [30 empty] | 6.2907 | 1.3016 | 5.4279
337 | HVAC | Misc | Retail | New | Custom measure - Non-lighting | 1.193 | 2.8971 |  | 4853.47 | 1 | 2.4285 | 4068.4555 | 15 |  | 1844.32 | 1546.0143 | Per End Use Consumption | GSLD | 1 | 1 | 1 | 1 | 1 | 1 | 1 | 1 | 1 | 1 | 1 | 1 | CrtNgsld337 | CrtN | gsld | 337 | 291.2082 | 244.1073 | [30 empty] | 0.040021 | 0.0045769 | 0.059868
337 | HVAC | Misc | Schools K-12 | Turnover | Custom measure - Non-lighting | 2.6745 | 5.6956 |  | 10530.26 | 1 | 2.1296 | 3937.2261 | 15 |  | 4001.5 | 1496.1464 | Per End Use Consumption | GSLD | 1 | 1 | 1 | 1 | 1 | 1 | 1 | 1 | 1 | 1 | 1 | 1 | CscTgsld337 | CscT | gsld | 337 | 631.8156 | 236.2336 | [30 empty] | 0.87711 | 0.15693 | 0.9248
337 | HVAC | Misc | Schools K-12 | New | Custom measure - Non-lighting | 2.6745 | 5.6956 |  | 10530.26 | 1 | 2.1296 | 3937.2261 | 15 |  | 4001.5 | 1496.1464 | Per End Use Consumption | GSLD | 1 | 1 | 1 | 1 | 1 | 1 | 1 | 1 | 1 | 1 | 1 | 1 | CscNgsld337 | CscN | gsld | 337 | 631.8156 | 236.2336 | [30 empty] | 0.0063448 | 0.00062196 | 0.0102
337 | HVAC | Misc | Warehouse | Turnover | Custom measure - Non-lighting | 0.32317 | 0.9699 |  | 1396.04 | 1 | 3.0012 | 4319.8309 | 15 |  | 530.5 | 1641.5506 | Per End Use Consumption | GSLD | 1 | 1 | 1 | 1 | 1 | 1 | 1 | 1 | 1 | 1 | 1 | 1 | CwaTgsld337 | CwaT | gsld | 337 | 83.7624 | 259.1899 | [30 empty] | 0.20573 | 0.024109 | 0.30377
337 | HVAC | Misc | Warehouse | New | Custom measure - Non-lighting | 0.32317 | 0.9699 |  | 1396.04 | 1 | 3.0012 | 4319.8309 | 15 |  | 530.5 | 1641.5506 | Per End Use Consumption | GSLD | 1 | 1 | 1 | 1 | 1 | 1 | 1 | 1 | 1 | 1 | 1 | 1 | CwaNgsld337 | CwaN | gsld | 337 | 83.7624 | 259.1899 | [30 empty] | 0.0015308 | 2.0017e-05 | 0.0033505
338 | HVAC | Misc | Assembly | Turnover | Dedicated Outside Air System (DOAS) | 7.2762 | 6.3376 |  | 24628.19 | 1 | 0.87101 | 3384.7774 | 15 |  | 86964.3 | 11951.946 | Per Unit | GSLD | 1.4643 | 1.391 | 1.4253 | 1.4319 | 1.4238 | 1.3901 | 1.2504 | 1.3782 | 1.4309 | 1.4735 | 1.4117 | 1.4938 | CasTgsld338 | CasT | gsld | 338 | 1477.6914 | 203.0866 | [30 empty] | 20.1045 | 1.3336 | 36.6794
338 | HVAC | Misc | Assembly | New | Dedicated Outside Air System (DOAS) | 7.2762 | 6.3376 |  | 24628.19 | 1 | 0.87101 | 3384.7774 | 15 |  | 86964.3 | 11951.946 | Per Unit | GSLD | 1.4643 | 1.391 | 1.4253 | 1.4319 | 1.4238 | 1.3901 | 1.2504 | 1.3782 | 1.4309 | 1.4735 | 1.4117 | 1.4938 | CasNgsld338 | CasN | gsld | 338 | 1477.6914 | 203.0866 | [30 empty] | 0.12835 | 0.0057833 | 0.25285
338 | HVAC | Misc | College and University | Turnover | Dedicated Outside Air System (DOAS) | 1.7826 | 0.26275 |  | 10157.6 | 1 | 0.1474 | 5698.292 | 15 |  | 136085.04 | 76342.0786 | Per Unit | GSLD | 1.4643 | 1.391 | 1.4253 | 1.4319 | 1.4238 | 1.3901 | 1.2504 | 1.3782 | 1.4309 | 1.4735 | 1.4117 | 1.4938 | CcoTgsld338 | CcoT | gsld | 338 | 609.456 | 341.8975 | [30 empty] | 0.46809 | 0.064965 | 0.028411
338 | HVAC | Misc | College and University | New | Dedicated Outside Air System (DOAS) | 1.7826 | 0.26275 |  | 10157.6 | 1 | 0.1474 | 5698.292 | 15 |  | 136085.04 | 76342.0786 | Per Unit | GSLD | 1.4643 | 1.391 | 1.4253 | 1.4319 | 1.4238 | 1.3901 | 1.2504 | 1.3782 | 1.4309 | 1.4735 | 1.4117 | 1.4938 | CcoNgsld338 | CcoN | gsld | 338 | 609.456 | 341.8975 | [30 empty] | 0.0024998 | 0.00031952 | 0.00017774
338 | HVAC | Misc | Data Center | Turnover | Dedicated Outside Air System (DOAS) | 8.7494 | 2.0052 |  | 53575.71 | 1 | 0.22918 | 6123.3698 | 15 |  | 583037.46 | 66637.5483 | Per Unit | GSLD | 1.4643 | 1.391 | 1.4253 | 1.4319 | 1.4238 | 1.3901 | 1.2504 | 1.3782 | 1.4309 | 1.4735 | 1.4117 | 1.4938 | CdaTgsld338 | CdaT | gsld | 338 | 3214.5426 | 367.4022 | [30 empty] | 0.055804 | 0.0068479 | 0.0042382
338 | HVAC | Misc | Data Center | New | Dedicated Outside Air System (DOAS) | 8.7494 | 2.0052 |  | 53575.71 | 1 | 0.22918 | 6123.3698 | 15 |  | 583037.46 | 66637.5483 | Per Unit | GSLD | 1.4643 | 1.391 | 1.4253 | 1.4319 | 1.4238 | 1.3901 | 1.2504 | 1.3782 | 1.4309 | 1.4735 | 1.4117 | 1.4938 | CdaNgsld338 | CdaN | gsld | 338 | 3214.5426 | 367.4022 | [30 empty] | 0.00037687 | 4.5596e-05 | 2.9241e-05
338 | HVAC | Misc | Grocery | Turnover | Dedicated Outside Air System (DOAS) | 0.50351 | 0.92763 |  | 2982.56 | 1 | 1.8423 | 5923.5188 | 15 |  | 14859.54 | 29511.8168 | Per Unit | GSLD | 1.4643 | 1.391 | 1.4253 | 1.4319 | 1.4238 | 1.3901 | 1.2504 | 1.3782 | 1.4309 | 1.4735 | 1.4117 | 1.4938 | CgrTgsld338 | CgrT | gsld | 338 | 178.9536 | 355.4111 | [30 empty] | 6.0114 | 1.0042 | 1.8986
338 | HVAC | Misc | Grocery | New | Dedicated Outside Air System (DOAS) | 0.50351 | 0.92763 |  | 2982.56 | 1 | 1.8423 | 5923.5188 | 15 |  | 14859.54 | 29511.8168 | Per Unit | GSLD | 1.4643 | 1.391 | 1.4253 | 1.4319 | 1.4238 | 1.3901 | 1.2504 | 1.3782 | 1.4309 | 1.4735 | 1.4117 | 1.4938 | CgrNgsld338 | CgrN | gsld | 338 | 178.9536 | 355.4111 | [30 empty] | 0.02219 | 0.0014657 | 0.013082
338 | HVAC | Misc | Healthcare | Turnover | Dedicated Outside Air System (DOAS) | 0.74737 | 0.3594 |  | 5554.19 | 1 | 0.48089 | 7431.685 | 15 |  | 53182.98 | 71160.5392 | Per Unit | GSLD | 1.4643 | 1.391 | 1.4253 | 1.4319 | 1.4238 | 1.3901 | 1.2504 | 1.3782 | 1.4309 | 1.4735 | 1.4117 | 1.4938 | CheTgsld338 | CheT | gsld | 338 | 333.2514 | 445.9011 | [30 empty] | 6.0366 | 0.64047 | 0.55364
338 | HVAC | Misc | Healthcare | New | Dedicated Outside Air System (DOAS) | 0.74737 | 0.3594 |  | 5554.19 | 1 | 0.48089 | 7431.685 | 15 |  | 53182.98 | 71160.5392 | Per Unit | GSLD | 1.4643 | 1.391 | 1.4253 | 1.4319 | 1.4238 | 1.3901 | 1.2504 | 1.3782 | 1.4309 | 1.4735 | 1.4117 | 1.4938 | CheNgsld338 | CheN | gsld | 338 | 333.2514 | 445.9011 | [30 empty] | 0.01982 | 0 | 0.0038132
338 | HVAC | Misc | Hospitals | Turnover | Dedicated Outside Air System (DOAS) | 65.7608 | 7.3636 |  | 362615.33 | 1 | 0.11198 | 5514.1557 | 15 |  | 1052069.94 | 15998.4342 | Per Unit | GSLD | 1.4643 | 1.391 | 1.4253 | 1.4319 | 1.4238 | 1.3901 | 1.2504 | 1.3782 | 1.4309 | 1.4735 | 1.4117 | 1.4938 | ChoTgsld338 | ChoT | gsld | 338 | 21756.9198 | 330.8493 | [30 empty] | 0.96083 | 0 | 0.18485
338 | HVAC | Misc | Hospitals | New | Dedicated Outside Air System (DOAS) | 65.7608 | 7.3636 |  | 362615.33 | 1 | 0.11198 | 5514.1557 | 15 |  | 1052069.94 | 15998.4342 | Per Unit | GSLD | 1.4643 | 1.391 | 1.4253 | 1.4319 | 1.4238 | 1.3901 | 1.2504 | 1.3782 | 1.4309 | 1.4735 | 1.4117 | 1.4938 | ChoNgsld338 | ChoN | gsld | 338 | 21756.9198 | 330.8493 | [30 empty] | 0.0066178 | 0 | 0.0012732
338 | HVAC | Misc | Institutional | Turnover | Dedicated Outside Air System (DOAS) | 0.87452 | 0.24727 |  | 5598.49 | 1 | 0.28275 | 6401.8153 | 15 |  | 69459.84 | 79426.6077 | Per Unit | GSLD | 1.4643 | 1.391 | 1.4253 | 1.4319 | 1.4238 | 1.3901 | 1.2504 | 1.3782 | 1.4309 | 1.4735 | 1.4117 | 1.4938 | CinTgsld338 | CinT | gsld | 338 | 335.9094 | 384.1089 | [30 empty] | 6.0422 | 0.85085 | 0.3551
338 | HVAC | Misc | Institutional | New | Dedicated Outside Air System (DOAS) | 0.87452 | 0.24727 |  | 5598.49 | 1 | 0.28275 | 6401.8153 | 15 |  | 69459.84 | 79426.6077 | Per Unit | GSLD | 1.4643 | 1.391 | 1.4253 | 1.4319 | 1.4238 | 1.3901 | 1.2504 | 1.3782 | 1.4309 | 1.4735 | 1.4117 | 1.4938 | CinNgsld338 | CinN | gsld | 338 | 335.9094 | 384.1089 | [30 empty] | 0.023235 | 0.0021334 | 0.0024458
338 | HVAC | Misc | Lodging/Hospitality | Turnover | Dedicated Outside Air System (DOAS) | 6.7248 | 2.6535 |  | 39143.09 | 1 | 0.39458 | 5820.6813 | 15 |  | 242350.56 | 36038.1711 | Per Unit | GSLD | 1.4643 | 1.391 | 1.4253 | 1.4319 | 1.4238 | 1.3901 | 1.2504 | 1.3782 | 1.4309 | 1.4735 | 1.4117 | 1.4938 | CloTgsld338 | CloT | gsld | 338 | 2348.5854 | 349.2409 | [30 empty] | 3.4768 | 0.33181 | 1.1489
338 | HVAC | Misc | Lodging/Hospitality | New | Dedicated Outside Air System (DOAS) | 6.7248 | 2.6535 |  | 39143.09 | 1 | 0.39458 | 5820.6813 | 15 |  | 242350.56 | 36038.1711 | Per Unit | GSLD | 1.4643 | 1.391 | 1.4253 | 1.4319 | 1.4238 | 1.3901 | 1.2504 | 1.3782 | 1.4309 | 1.4735 | 1.4117 | 1.4938 | CloNgsld338 | CloN | gsld | 338 | 2348.5854 | 349.2409 | [30 empty] | 0.023537 | 0.002207 | 0.0079131
338 | HVAC | Misc | Miscellaneous | Turnover | Dedicated Outside Air System (DOAS) | 2.6009 | 9.9732 |  | 12186.71 | 1 | 3.8346 | 4685.6322 | 15 |  | 188631.9 | 72526.5226 | Per Unit | GSLD | 1.4643 | 1.391 | 1.4253 | 1.4319 | 1.4238 | 1.3901 | 1.2504 | 1.3782 | 1.4309 | 1.4735 | 1.4117 | 1.4938 | CmiTgsld338 | CmiT | gsld | 338 | 731.2026 | 281.1379 | [30 empty] | 8.3706 | 0 | 19.0694
338 | HVAC | Misc | Miscellaneous | New | Dedicated Outside Air System (DOAS) | 2.6009 | 9.9732 |  | 12186.71 | 1 | 3.8346 | 4685.6322 | 15 |  | 188631.9 | 72526.5226 | Per Unit | GSLD | 1.4643 | 1.391 | 1.4253 | 1.4319 | 1.4238 | 1.3901 | 1.2504 | 1.3782 | 1.4309 | 1.4735 | 1.4117 | 1.4938 | CmiNgsld338 | CmiN | gsld | 338 | 731.2026 | 281.1379 | [30 empty] | 0.057653 | 0 | 0.13134
338 | HVAC | Misc | Offices | Turnover | Dedicated Outside Air System (DOAS) | 3.2955 | 11.4471 |  | 14919.17 | 1 | 3.4736 | 4527.1954 | 15 |  | 98899.92 | 30011.0032 | Per Unit | GSLD | 1.4643 | 1.391 | 1.4253 | 1.4319 | 1.4238 | 1.3901 | 1.2504 | 1.3782 | 1.4309 | 1.4735 | 1.4117 | 1.4938 | CofTgsld338 | CofT | gsld | 338 | 895.1502 | 271.6317 | [30 empty] | 53.8319 | 5.9025 | 82.2639
338 | HVAC | Misc | Offices | New | Dedicated Outside Air System (DOAS) | 3.2955 | 11.4471 |  | 14919.17 | 1 | 3.4736 | 4527.1954 | 15 |  | 98899.92 | 30011.0032 | Per Unit | GSLD | 1.4643 | 1.391 | 1.4253 | 1.4319 | 1.4238 | 1.3901 | 1.2504 | 1.3782 | 1.4309 | 1.4735 | 1.4117 | 1.4938 | CofNgsld338 | CofN | gsld | 338 | 895.1502 | 271.6317 | [30 empty] | 0.34067 | 0.030626 | 0.5666
338 | HVAC | Misc | Restaurants | Turnover | Dedicated Outside Air System (DOAS) | 2.407 | 2.3825 |  | 11588.03 | 1 | 0.98982 | 4814.2727 | 15 |  | 27844.2 | 11567.9344 | Per Unit | GSLD | 1.4643 | 1.391 | 1.4253 | 1.4319 | 1.4238 | 1.3901 | 1.2504 | 1.3782 | 1.4309 | 1.4735 | 1.4117 | 1.4938 | CreTgsld338 | CreT | gsld | 338 | 695.2818 | 288.8564 | [30 empty] | 11.0615 | 0.66111 | 6.7095
338 | HVAC | Misc | Restaurants | New | Dedicated Outside Air System (DOAS) | 2.407 | 2.3825 |  | 11588.03 | 1 | 0.98982 | 4814.2727 | 15 |  | 27844.2 | 11567.9344 | Per Unit | GSLD | 1.4643 | 1.391 | 1.4253 | 1.4319 | 1.4238 | 1.3901 | 1.2504 | 1.3782 | 1.4309 | 1.4735 | 1.4117 | 1.4938 | CreNgsld338 | CreN | gsld | 338 | 695.2818 | 288.8564 | [30 empty] | 0.069895 | 0.0027691 | 0.046212
338 | HVAC | Misc | Retail | Turnover | Dedicated Outside Air System (DOAS) | 4.1753 | 10.14 |  | 16987.15 | 1 | 2.4285 | 4068.4583 | 15 |  | 130203.72 | 31184.066 | Per Unit | GSLD | 1.4643 | 1.391 | 1.4253 | 1.4319 | 1.4238 | 1.3901 | 1.2504 | 1.3782 | 1.4309 | 1.4735 | 1.4117 | 1.4938 | CrtTgsld338 | CrtT | gsld | 338 | 1019.229 | 244.1075 | [30 empty] | 19.1937 | 2.0035 | 30.0223
338 | HVAC | Misc | Retail | New | Dedicated Outside Air System (DOAS) | 4.1753 | 10.14 |  | 16987.15 | 1 | 2.4285 | 4068.4583 | 15 |  | 130203.72 | 31184.066 | Per Unit | GSLD | 1.4643 | 1.391 | 1.4253 | 1.4319 | 1.4238 | 1.3901 | 1.2504 | 1.3782 | 1.4309 | 1.4735 | 1.4117 | 1.4938 | CrtNgsld338 | CrtN | gsld | 338 | 1019.229 | 244.1075 | [30 empty] | 0.12306 | 0.010727 | 0.20697
338 | HVAC | Misc | Schools K-12 | Turnover | Dedicated Outside Air System (DOAS) | 9.3609 | 19.9347 |  | 36855.88 | 1 | 2.1296 | 3937.225 | 15 |  | 184776.12 | 19739.1882 | Per Unit | GSLD | 1.4643 | 1.391 | 1.4253 | 1.4319 | 1.4238 | 1.3901 | 1.2504 | 1.3782 | 1.4309 | 1.4735 | 1.4117 | 1.4938 | CscTgsld338 | CscT | gsld | 338 | 2211.3528 | 236.2335 | [30 empty] | 1.4615 | 0.24155 | 1.6772
338 | HVAC | Misc | Schools K-12 | New | Dedicated Outside Air System (DOAS) | 9.3609 | 19.9347 |  | 36855.88 | 1 | 2.1296 | 3937.225 | 15 |  | 184776.12 | 19739.1882 | Per Unit | GSLD | 1.4643 | 1.391 | 1.4253 | 1.4319 | 1.4238 | 1.3901 | 1.2504 | 1.3782 | 1.4309 | 1.4735 | 1.4117 | 1.4938 | CscNgsld338 | CscN | gsld | 338 | 2211.3528 | 236.2335 | [30 empty] | 0.0098947 | 0.0016066 | 0.011552
338 | HVAC | Misc | Warehouse | Turnover | Dedicated Outside Air System (DOAS) | 1.1311 | 3.3947 |  | 4886.14 | 1 | 3.0012 | 4319.8436 | 15 |  | 110495.16 | 97688.9345 | Per Unit | GSLD | 1.4643 | 1.391 | 1.4253 | 1.4319 | 1.4238 | 1.3901 | 1.2504 | 1.3782 | 1.4309 | 1.4735 | 1.4117 | 1.4938 | CwaTgsld338 | CwaT | gsld | 338 | 293.1684 | 259.1906 | [30 empty] | 1.076 | 0.037108 | 2.1974
338 | HVAC | Misc | Warehouse | New | Dedicated Outside Air System (DOAS) | 1.1311 | 3.3947 |  | 4886.14 | 1 | 3.0012 | 4319.8436 | 15 |  | 110495.16 | 97688.9345 | Per Unit | GSLD | 1.4643 | 1.391 | 1.4253 | 1.4319 | 1.4238 | 1.3901 | 1.2504 | 1.3782 | 1.4309 | 1.4735 | 1.4117 | 1.4938 | CwaNgsld338 | CwaN | gsld | 338 | 293.1684 | 259.1906 | [30 empty] | 0.0026688 | 5.4151e-05 | 0.0057096
339 | HVAC | Room | Assembly | Turnover | Ductless Mini-Split HP | 0.23738 | 0.012143 |  | 718.04 | 1 | 0.051153 | 3024.8978 | 18 |  | 1504 | 6335.9231 | Per Unit | GSLD | 0.57723 | 0.60437 | 0.83705 | 1.097 | 1.2026 | 1.2026 | 1.289 | 1.2891 | 1.2453 | 1.1192 | 0.77553 | 0.85362 | CasTgsld339 | CasT | gsld | 339 | 43.0824 | 181.4939 | [30 empty] | 63.1116 | 20.7733 | 1.6877
339 | HVAC | Room | Assembly | New | Ductless Mini-Split HP | 0.23738 | 0.012143 |  | 718.04 | 1 | 0.051153 | 3024.8978 | 18 |  | 1504 | 6335.9231 | Per Unit | GSLD | 0.57723 | 0.60437 | 0.83705 | 1.097 | 1.2026 | 1.2026 | 1.289 | 1.2891 | 1.2453 | 1.1192 | 0.77553 | 0.85362 | CasNgsld339 | CasN | gsld | 339 | 43.0824 | 181.4939 | [30 empty] | 0.6961 | 0.22912 | 0.018615
339 | HVAC | Room | College and University | Turnover | Ductless Mini-Split HP | 0.16032 | 0.0010254 |  | 796.04 | 1 | 0.0063963 | 4965.3803 | 18 |  | 1504 | 9381.3526 | Per Unit | GSLD | 0.57723 | 0.60437 | 0.83705 | 1.097 | 1.2026 | 1.2026 | 1.289 | 1.2891 | 1.2453 | 1.1192 | 0.77553 | 0.85362 | CcoTgsld339 | CcoT | gsld | 339 | 47.7624 | 297.9228 | [30 empty] | 0.23712 | 0 | 0.04562
339 | HVAC | Room | College and University | New | Ductless Mini-Split HP | 0.16032 | 0.0010254 |  | 796.04 | 1 | 0.0063963 | 4965.3803 | 18 |  | 1504 | 9381.3526 | Per Unit | GSLD | 0.57723 | 0.60437 | 0.83705 | 1.097 | 1.2026 | 1.2026 | 1.289 | 1.2891 | 1.2453 | 1.1192 | 0.77553 | 0.85362 | CcoNgsld339 | CcoN | gsld | 339 | 47.7624 | 297.9228 | [30 empty] | 0.0026154 | 0 | 0.00050317
339 | HVAC | Room | Data Center | Turnover | Ductless Mini-Split HP | 0.29796 | 0.0018431 |  | 1479.15 | 1 | 0.0061858 | 4964.286 | 18 |  | 1504 | 5047.6869 | Per Unit | GSLD | 0.57723 | 0.60437 | 0.83705 | 1.097 | 1.2026 | 1.2026 | 1.289 | 1.2891 | 1.2453 | 1.1192 | 0.77553 | 0.85362 | CdaTgsld339 | CdaT | gsld | 339 | 88.749 | 297.8572 | [30 empty] | 0.13949 | 0.027642 | 0.00060799
339 | HVAC | Room | Data Center | New | Ductless Mini-Split HP | 0.29796 | 0.0018431 |  | 1479.15 | 1 | 0.0061858 | 4964.286 | 18 |  | 1504 | 5047.6869 | Per Unit | GSLD | 0.57723 | 0.60437 | 0.83705 | 1.097 | 1.2026 | 1.2026 | 1.289 | 1.2891 | 1.2453 | 1.1192 | 0.77553 | 0.85362 | CdaNgsld339 | CdaN | gsld | 339 | 88.749 | 297.8572 | [30 empty] | 0.0015386 | 0.00030488 | 6.7059e-06
339 | HVAC | Room | Grocery | Turnover | Ductless Mini-Split HP | 0.11169 | 0.0070859 |  | 403.08 | 1 | 0.063443 | 3608.9038 | 18 |  | 1504 | 13465.7917 | Per Unit | GSLD | 0.57723 | 0.60437 | 0.83705 | 1.097 | 1.2026 | 1.2026 | 1.289 | 1.2891 | 1.2453 | 1.1192 | 0.77553 | 0.85362 | CgrTgsld339 | CgrT | gsld | 339 | 24.1848 | 216.5342 | [30 empty] | 2.84 | 0.77688 | 0.077194
339 | HVAC | Room | Grocery | New | Ductless Mini-Split HP | 0.11169 | 0.0070859 |  | 403.08 | 1 | 0.063443 | 3608.9038 | 18 |  | 1504 | 13465.7917 | Per Unit | GSLD | 0.57723 | 0.60437 | 0.83705 | 1.097 | 1.2026 | 1.2026 | 1.289 | 1.2891 | 1.2453 | 1.1192 | 0.77553 | 0.85362 | CgrNgsld339 | CgrN | gsld | 339 | 24.1848 | 216.5342 | [30 empty] | 0.031324 | 0.0085687 | 0.00085142
339 | HVAC | Room | Healthcare | Turnover | Ductless Mini-Split HP | 0.31456 | 0.0016084 |  | 1559.79 | 1 | 0.0051132 | 4958.711 | 18 |  | 1504 | 4781.3497 | Per Unit | GSLD | 0.57723 | 0.60437 | 0.83705 | 1.097 | 1.2026 | 1.2026 | 1.289 | 1.2891 | 1.2453 | 1.1192 | 0.77553 | 0.85362 | CheTgsld339 | CheT | gsld | 339 | 93.5874 | 297.5227 | [30 empty] | 1.877 | 0.34936 | 0.029608
339 | HVAC | Room | Healthcare | New | Ductless Mini-Split HP | 0.31456 | 0.0016084 |  | 1559.79 | 1 | 0.0051132 | 4958.711 | 18 |  | 1504 | 4781.3497 | Per Unit | GSLD | 0.57723 | 0.60437 | 0.83705 | 1.097 | 1.2026 | 1.2026 | 1.289 | 1.2891 | 1.2453 | 1.1192 | 0.77553 | 0.85362 | CheNgsld339 | CheN | gsld | 339 | 93.5874 | 297.5227 | [30 empty] | 0.020702 | 0.0038533 | 0.00032657
339 | HVAC | Room | Hospitals | Turnover | Ductless Mini-Split HP | 0.29796 | 0.0018431 |  | 1479.15 | 1 | 0.0061858 | 4964.286 | 18 |  | 1504 | 5047.6869 | Per Unit | GSLD | 0.57723 | 0.60437 | 0.83705 | 1.097 | 1.2026 | 1.2026 | 1.289 | 1.2891 | 1.2453 | 1.1192 | 0.77553 | 0.85362 | ChoTgsld339 | ChoT | gsld | 339 | 88.749 | 297.8572 | [30 empty] | 0 | 0 | 0
339 | HVAC | Room | Hospitals | New | Ductless Mini-Split HP | 0.29796 | 0.0018431 |  | 1479.15 | 1 | 0.0061858 | 4964.286 | 18 |  | 1504 | 5047.6869 | Per Unit | GSLD | 0.57723 | 0.60437 | 0.83705 | 1.097 | 1.2026 | 1.2026 | 1.289 | 1.2891 | 1.2453 | 1.1192 | 0.77553 | 0.85362 | ChoNgsld339 | ChoN | gsld | 339 | 88.749 | 297.8572 | [30 empty] | 0 | 0 | 0
339 | HVAC | Room | Institutional | Turnover | Ductless Mini-Split HP | 0.078118 | 0.00088499 |  | 389.89 | 1 | 0.011329 | 4991.0189 | 18 |  | 1504 | 19252.8467 | Per Unit | GSLD | 0.57723 | 0.60437 | 0.83705 | 1.097 | 1.2026 | 1.2026 | 1.289 | 1.2891 | 1.2453 | 1.1192 | 0.77553 | 0.85362 | CinTgsld339 | CinT | gsld | 339 | 23.3934 | 299.4611 | [30 empty] | 3.2937 | 0.62372 | 0.041821
339 | HVAC | Room | Institutional | New | Ductless Mini-Split HP | 0.078118 | 0.00088499 |  | 389.89 | 1 | 0.011329 | 4991.0189 | 18 |  | 1504 | 19252.8467 | Per Unit | GSLD | 0.57723 | 0.60437 | 0.83705 | 1.097 | 1.2026 | 1.2026 | 1.289 | 1.2891 | 1.2453 | 1.1192 | 0.77553 | 0.85362 | CinNgsld339 | CinN | gsld | 339 | 23.3934 | 299.4611 | [30 empty] | 0.036328 | 0.0068794 | 0.00046128
339 | HVAC | Room | Lodging/Hospitality | Turnover | Ductless Mini-Split HP | 0.22554 | 0.0036756 |  | 1183.29 | 1 | 0.016297 | 5246.3997 | 18 |  | 1504 | 6668.3443 | Per Unit | GSLD | 0.57723 | 0.60437 | 0.83705 | 1.097 | 1.2026 | 1.2026 | 1.289 | 1.2891 | 1.2453 | 1.1192 | 0.77553 | 0.85362 | CloTgsld339 | CloT | gsld | 339 | 70.9974 | 314.784 | [30 empty] | 0.55 | 0.088881 | 0.056582
339 | HVAC | Room | Lodging/Hospitality | New | Ductless Mini-Split HP | 0.22554 | 0.0036756 |  | 1183.29 | 1 | 0.016297 | 5246.3997 | 18 |  | 1504 | 6668.3443 | Per Unit | GSLD | 0.57723 | 0.60437 | 0.83705 | 1.097 | 1.2026 | 1.2026 | 1.289 | 1.2891 | 1.2453 | 1.1192 | 0.77553 | 0.85362 | CloNgsld339 | CloN | gsld | 339 | 70.9974 | 314.784 | [30 empty] | 0.0060664 | 0.00098032 | 0.00062408
339 | HVAC | Room | Miscellaneous | Turnover | Ductless Mini-Split HP | 0.13261 | 0.0066294 |  | 401.05 | 1 | 0.049994 | 3024.3888 | 18 |  | 1504 | 11341.9293 | Per Unit | GSLD | 0.57723 | 0.60437 | 0.83705 | 1.097 | 1.2026 | 1.2026 | 1.289 | 1.2891 | 1.2453 | 1.1192 | 0.77553 | 0.85362 | CmiTgsld339 | CmiT | gsld | 339 | 24.063 | 181.4633 | [30 empty] | 0 | 0 | 0
339 | HVAC | Room | Miscellaneous | New | Ductless Mini-Split HP | 0.13261 | 0.0066294 |  | 401.05 | 1 | 0.049994 | 3024.3888 | 18 |  | 1504 | 11341.9293 | Per Unit | GSLD | 0.57723 | 0.60437 | 0.83705 | 1.097 | 1.2026 | 1.2026 | 1.289 | 1.2891 | 1.2453 | 1.1192 | 0.77553 | 0.85362 | CmiNgsld339 | CmiN | gsld | 339 | 24.063 | 181.4633 | [30 empty] | 0 | 0 | 0
339 | HVAC | Room | Offices | Turnover | Ductless Mini-Split HP | 0.26721 | 0.0071762 |  | 805.44 | 1 | 0.026856 | 3014.2324 | 18 |  | 1504 | 5628.4832 | Per Unit | GSLD | 0.57723 | 0.60437 | 0.83705 | 1.097 | 1.2026 | 1.2026 | 1.289 | 1.2891 | 1.2453 | 1.1192 | 0.77553 | 0.85362 | CofTgsld339 | CofT | gsld | 339 | 48.3264 | 180.8539 | [30 empty] | 84.4591 | 27.705 | 2.9078
339 | HVAC | Room | Offices | New | Ductless Mini-Split HP | 0.26721 | 0.0071762 |  | 805.44 | 1 | 0.026856 | 3014.2324 | 18 |  | 1504 | 5628.4832 | Per Unit | GSLD | 0.57723 | 0.60437 | 0.83705 | 1.097 | 1.2026 | 1.2026 | 1.289 | 1.2891 | 1.2453 | 1.1192 | 0.77553 | 0.85362 | CofNgsld339 | CofN | gsld | 339 | 48.3264 | 180.8539 | [30 empty] | 0.93155 | 0.30558 | 0.032072
339 | HVAC | Room | Restaurants | Turnover | Ductless Mini-Split HP | 0.32766 | 0.015094 |  | 1175.07 | 1 | 0.046067 | 3586.2952 | 18 |  | 1504 | 4590.1844 | Per Unit | GSLD | 0.57723 | 0.60437 | 0.83705 | 1.097 | 1.2026 | 1.2026 | 1.289 | 1.2891 | 1.2453 | 1.1192 | 0.77553 | 0.85362 | CreTgsld339 | CreT | gsld | 339 | 70.5042 | 215.1777 | [30 empty] | 1.4518 | 0.37986 | 0.086286
339 | HVAC | Room | Restaurants | New | Ductless Mini-Split HP | 0.32766 | 0.015094 |  | 1175.07 | 1 | 0.046067 | 3586.2952 | 18 |  | 1504 | 4590.1844 | Per Unit | GSLD | 0.57723 | 0.60437 | 0.83705 | 1.097 | 1.2026 | 1.2026 | 1.289 | 1.2891 | 1.2453 | 1.1192 | 0.77553 | 0.85362 | CreNgsld339 | CreN | gsld | 339 | 70.5042 | 215.1777 | [30 empty] | 0.016013 | 0.0041897 | 0.0009517
339 | HVAC | Room | Retail | Turnover | Ductless Mini-Split HP | 0.30161 | 0.028158 |  | 917.93 | 1 | 0.093358 | 3043.4239 | 18 |  | 1504 | 4986.5563 | Per Unit | GSLD | 0.57723 | 0.60437 | 0.83705 | 1.097 | 1.2026 | 1.2026 | 1.289 | 1.2891 | 1.2453 | 1.1192 | 0.77553 | 0.85362 | CrtTgsld339 | CrtT | gsld | 339 | 55.0758 | 182.6054 | [30 empty] | 3.2465 | 0.92042 | 1.1002
339 | HVAC | Room | Retail | New | Ductless Mini-Split HP | 0.30161 | 0.028158 |  | 917.93 | 1 | 0.093358 | 3043.4239 | 18 |  | 1504 | 4986.5563 | Per Unit | GSLD | 0.57723 | 0.60437 | 0.83705 | 1.097 | 1.2026 | 1.2026 | 1.289 | 1.2891 | 1.2453 | 1.1192 | 0.77553 | 0.85362 | CrtNgsld339 | CrtN | gsld | 339 | 55.0758 | 182.6054 | [30 empty] | 0.035807 | 0.010152 | 0.012135
339 | HVAC | Room | Schools K-12 | Turnover | Ductless Mini-Split HP | 0.26222 | 0.025971 |  | 798.69 | 1 | 0.099044 | 3045.9195 | 18 |  | 1504 | 5735.721 | Per Unit | GSLD | 0.57723 | 0.60437 | 0.83705 | 1.097 | 1.2026 | 1.2026 | 1.289 | 1.2891 | 1.2453 | 1.1192 | 0.77553 | 0.85362 | CscTgsld339 | CscT | gsld | 339 | 47.9214 | 182.7552 | [30 empty] | 7.3442 | 2.4186 | 0.18761
339 | HVAC | Room | Schools K-12 | New | Ductless Mini-Split HP | 0.26222 | 0.025971 |  | 798.69 | 1 | 0.099044 | 3045.9195 | 18 |  | 1504 | 5735.721 | Per Unit | GSLD | 0.57723 | 0.60437 | 0.83705 | 1.097 | 1.2026 | 1.2026 | 1.289 | 1.2891 | 1.2453 | 1.1192 | 0.77553 | 0.85362 | CscNgsld339 | CscN | gsld | 339 | 47.9214 | 182.7552 | [30 empty] | 0.081004 | 0.026677 | 0.0020692
339 | HVAC | Room | Warehouse | Turnover | Ductless Mini-Split HP | 0.057523 | 0.0066294 |  | 175.62 | 1 | 0.11525 | 3053.0323 | 18 |  | 1504 | 26146.0006 | Per Unit | GSLD | 0.57723 | 0.60437 | 0.83705 | 1.097 | 1.2026 | 1.2026 | 1.289 | 1.2891 | 1.2453 | 1.1192 | 0.77553 | 0.85362 | CwaTgsld339 | CwaT | gsld | 339 | 10.5372 | 183.1819 | [30 empty] | 3.0381 | 1.0029 | 0.061609
339 | HVAC | Room | Warehouse | New | Ductless Mini-Split HP | 0.057523 | 0.0066294 |  | 175.62 | 1 | 0.11525 | 3053.0323 | 18 |  | 1504 | 26146.0006 | Per Unit | GSLD | 0.57723 | 0.60437 | 0.83705 | 1.097 | 1.2026 | 1.2026 | 1.289 | 1.2891 | 1.2453 | 1.1192 | 0.77553 | 0.85362 | CwaNgsld339 | CwaN | gsld | 339 | 10.5372 | 183.1819 | [30 empty] | 0.03351 | 0.011061 | 0.00067952
340 | HVAC | Room | Assembly | Turnover | Energy Star room AC | 0.047205 | 0 |  | 141.73 | 1 | 0 | 3002.444 | 12 |  | 41.15 | 871.732 | Per Unit | GSLD | 0.57723 | 0.60437 | 0.83705 | 1.097 | 1.2026 | 1.2026 | 1.289 | 1.2891 | 1.2453 | 1.1192 | 0.77553 | 0.85362 | CasTgsld340 | CasT | gsld | 340 | 8.5038 | 180.1466 | [30 empty] | 7.7824 | 2.592 | 0
340 | HVAC | Room | Assembly | New | Energy Star room AC | 0.047205 | 0 |  | 141.73 | 1 | 0 | 3002.444 | 12 |  | 41.15 | 871.732 | Per Unit | GSLD | 0.57723 | 0.60437 | 0.83705 | 1.097 | 1.2026 | 1.2026 | 1.289 | 1.2891 | 1.2453 | 1.1192 | 0.77553 | 0.85362 | CasNgsld340 | CasN | gsld | 340 | 8.5038 | 180.1466 | [30 empty] | 0.085837 | 0.028589 | 0
340 | HVAC | Room | College and University | Turnover | Energy Star room AC | 0.031883 | 0 |  | 157.25 | 1 | 0 | 4932.1338 | 12 |  | 41.15 | 1290.6665 | Per Unit | GSLD | 0.57723 | 0.60437 | 0.83705 | 1.097 | 1.2026 | 1.2026 | 1.289 | 1.2891 | 1.2453 | 1.1192 | 0.77553 | 0.85362 | CcoTgsld340 | CcoT | gsld | 340 | 9.435 | 295.928 | [30 empty] | 0 | 0 | 0
340 | HVAC | Room | College and University | New | Energy Star room AC | 0.031883 | 0 |  | 157.25 | 1 | 0 | 4932.1338 | 12 |  | 41.15 | 1290.6665 | Per Unit | GSLD | 0.57723 | 0.60437 | 0.83705 | 1.097 | 1.2026 | 1.2026 | 1.289 | 1.2891 | 1.2453 | 1.1192 | 0.77553 | 0.85362 | CcoNgsld340 | CcoN | gsld | 340 | 9.435 | 295.928 | [30 empty] | 0 | 0 | 0
340 | HVAC | Room | Data Center | Turnover | Energy Star room AC | 0.059254 | 0 |  | 292.25 | 1 | 0 | 4932.1338 | 12 |  | 41.15 | 694.4647 | Per Unit | GSLD | 0.57723 | 0.60437 | 0.83705 | 1.097 | 1.2026 | 1.2026 | 1.289 | 1.2891 | 1.2453 | 1.1192 | 0.77553 | 0.85362 | CdaTgsld340 | CdaT | gsld | 340 | 17.535 | 295.928 | [30 empty] | 0.027408 | 0.005557 | 0
340 | HVAC | Room | Data Center | New | Energy Star room AC | 0.059254 | 0 |  | 292.25 | 1 | 0 | 4932.1338 | 12 |  | 41.15 | 694.4647 | Per Unit | GSLD | 0.57723 | 0.60437 | 0.83705 | 1.097 | 1.2026 | 1.2026 | 1.289 | 1.2891 | 1.2453 | 1.1192 | 0.77553 | 0.85362 | CdaNgsld340 | CdaN | gsld | 340 | 17.535 | 295.928 | [30 empty] | 0.0003023 | 6.1291e-05 | 0
340 | HVAC | Room | Grocery | Turnover | Energy Star room AC | 0.02221 | 0 |  | 78.32 | 1 | 0 | 3526.3543 | 12 |  | 41.15 | 1852.7768 | Per Unit | GSLD | 0.57723 | 0.60437 | 0.83705 | 1.097 | 1.2026 | 1.2026 | 1.289 | 1.2891 | 1.2453 | 1.1192 | 0.77553 | 0.85362 | CgrTgsld340 | CgrT | gsld | 340 | 4.6992 | 211.5813 | [30 empty] | 0 | 0 | 0
340 | HVAC | Room | Grocery | New | Energy Star room AC | 0.02221 | 0 |  | 78.32 | 1 | 0 | 3526.3543 | 12 |  | 41.15 | 1852.7768 | Per Unit | GSLD | 0.57723 | 0.60437 | 0.83705 | 1.097 | 1.2026 | 1.2026 | 1.289 | 1.2891 | 1.2453 | 1.1192 | 0.77553 | 0.85362 | CgrNgsld340 | CgrN | gsld | 340 | 4.6992 | 211.5813 | [30 empty] | 0 | 0 | 0
340 | HVAC | Room | Healthcare | Turnover | Energy Star room AC | 0.062553 | 0 |  | 308.52 | 1 | 0 | 4932.1338 | 12 |  | 41.15 | 657.8417 | Per Unit | GSLD | 0.57723 | 0.60437 | 0.83705 | 1.097 | 1.2026 | 1.2026 | 1.289 | 1.2891 | 1.2453 | 1.1192 | 0.77553 | 0.85362 | CheTgsld340 | CheT | gsld | 340 | 18.5112 | 295.928 | [30 empty] | 0 | 0 | 0
340 | HVAC | Room | Healthcare | New | Energy Star room AC | 0.062553 | 0 |  | 308.52 | 1 | 0 | 4932.1338 | 12 |  | 41.15 | 657.8417 | Per Unit | GSLD | 0.57723 | 0.60437 | 0.83705 | 1.097 | 1.2026 | 1.2026 | 1.289 | 1.2891 | 1.2453 | 1.1192 | 0.77553 | 0.85362 | CheNgsld340 | CheN | gsld | 340 | 18.5112 | 295.928 | [30 empty] | 0 | 0 | 0
340 | HVAC | Room | Hospitals | Turnover | Energy Star room AC | 0.059254 | 0 |  | 292.25 | 1 | 0 | 4932.1338 | 12 |  | 41.15 | 694.4647 | Per Unit | GSLD | 0.57723 | 0.60437 | 0.83705 | 1.097 | 1.2026 | 1.2026 | 1.289 | 1.2891 | 1.2453 | 1.1192 | 0.77553 | 0.85362 | ChoTgsld340 | ChoT | gsld | 340 | 17.535 | 295.928 | [30 empty] | 3.8379 | 0.77813 | 0
340 | HVAC | Room | Hospitals | New | Energy Star room AC | 0.059254 | 0 |  | 292.25 | 1 | 0 | 4932.1338 | 12 |  | 41.15 | 694.4647 | Per Unit | GSLD | 0.57723 | 0.60437 | 0.83705 | 1.097 | 1.2026 | 1.2026 | 1.289 | 1.2891 | 1.2453 | 1.1192 | 0.77553 | 0.85362 | ChoNgsld340 | ChoN | gsld | 340 | 17.535 | 295.928 | [30 empty] | 0.04233 | 0.0085825 | 0
340 | HVAC | Room | Institutional | Turnover | Energy Star room AC | 0.015535 | 0 |  | 76.62 | 1 | 0 | 4932.1339 | 12 |  | 41.15 | 2648.8816 | Per Unit | GSLD | 0.57723 | 0.60437 | 0.83705 | 1.097 | 1.2026 | 1.2026 | 1.289 | 1.2891 | 1.2453 | 1.1192 | 0.77553 | 0.85362 | CinTgsld340 | CinT | gsld | 340 | 4.5972 | 295.928 | [30 empty] | 1.5693 | 0.31818 | 0
340 | HVAC | Room | Institutional | New | Energy Star room AC | 0.015535 | 0 |  | 76.62 | 1 | 0 | 4932.1339 | 12 |  | 41.15 | 2648.8816 | Per Unit | GSLD | 0.57723 | 0.60437 | 0.83705 | 1.097 | 1.2026 | 1.2026 | 1.289 | 1.2891 | 1.2453 | 1.1192 | 0.77553 | 0.85362 | CinNgsld340 | CinN | gsld | 340 | 4.5972 | 295.928 | [30 empty] | 0.017309 | 0.0035094 | 0
340 | HVAC | Room | Lodging/Hospitality | Turnover | Energy Star room AC | 0.044852 | 0 |  | 234.2 | 1 | 0 | 5221.6594 | 12 |  | 41.15 | 917.4692 | Per Unit | GSLD | 0.57723 | 0.60437 | 0.83705 | 1.097 | 1.2026 | 1.2026 | 1.289 | 1.2891 | 1.2453 | 1.1192 | 0.77553 | 0.85362 | CloTgsld340 | CloT | gsld | 340 | 14.052 | 313.2996 | [30 empty] | 52.5806 | 10.0697 | 0
340 | HVAC | Room | Lodging/Hospitality | New | Energy Star room AC | 0.044852 | 0 |  | 234.2 | 1 | 0 | 5221.6594 | 12 |  | 41.15 | 917.4692 | Per Unit | GSLD | 0.57723 | 0.60437 | 0.83705 | 1.097 | 1.2026 | 1.2026 | 1.289 | 1.2891 | 1.2453 | 1.1192 | 0.77553 | 0.85362 | CloNgsld340 | CloN | gsld | 340 | 14.052 | 313.2996 | [30 empty] | 0.57995 | 0.11107 | 0
340 | HVAC | Room | Miscellaneous | Turnover | Energy Star room AC | 0.026372 | 0 |  | 79.18 | 1 | 0 | 3002.444 | 12 |  | 41.15 | 1560.376 | Per Unit | GSLD | 0.57723 | 0.60437 | 0.83705 | 1.097 | 1.2026 | 1.2026 | 1.289 | 1.2891 | 1.2453 | 1.1192 | 0.77553 | 0.85362 | CmiTgsld340 | CmiT | gsld | 340 | 4.7508 | 180.1466 | [30 empty] | 9.5628 | 3.185 | 0
340 | HVAC | Room | Miscellaneous | New | Energy Star room AC | 0.026372 | 0 |  | 79.18 | 1 | 0 | 3002.444 | 12 |  | 41.15 | 1560.376 | Per Unit | GSLD | 0.57723 | 0.60437 | 0.83705 | 1.097 | 1.2026 | 1.2026 | 1.289 | 1.2891 | 1.2453 | 1.1192 | 0.77553 | 0.85362 | CmiNgsld340 | CmiN | gsld | 340 | 4.7508 | 180.1466 | [30 empty] | 0.10547 | 0.03513 | 0
340 | HVAC | Room | Offices | Turnover | Energy Star room AC | 0.05314 | 0 |  | 159.55 | 1 | 0 | 3002.444 | 12 |  | 41.15 | 774.369 | Per Unit | GSLD | 0.57723 | 0.60437 | 0.83705 | 1.097 | 1.2026 | 1.2026 | 1.289 | 1.2891 | 1.2453 | 1.1192 | 0.77553 | 0.85362 | CofTgsld340 | CofT | gsld | 340 | 9.573 | 180.1466 | [30 empty] | 9.1862 | 3.0596 | 0
340 | HVAC | Room | Offices | New | Energy Star room AC | 0.05314 | 0 |  | 159.55 | 1 | 0 | 3002.444 | 12 |  | 41.15 | 774.369 | Per Unit | GSLD | 0.57723 | 0.60437 | 0.83705 | 1.097 | 1.2026 | 1.2026 | 1.289 | 1.2891 | 1.2453 | 1.1192 | 0.77553 | 0.85362 | CofNgsld340 | CofN | gsld | 340 | 9.573 | 180.1466 | [30 empty] | 0.10132 | 0.033746 | 0
340 | HVAC | Room | Restaurants | Turnover | Energy Star room AC | 0.065158 | 0 |  | 229.77 | 1 | 0 | 3526.3542 | 12 |  | 41.15 | 631.5423 | Per Unit | GSLD | 0.57723 | 0.60437 | 0.83705 | 1.097 | 1.2026 | 1.2026 | 1.289 | 1.2891 | 1.2453 | 1.1192 | 0.77553 | 0.85362 | CreTgsld340 | CreT | gsld | 340 | 13.7862 | 211.5813 | [30 empty] | 2.4616 | 0.69806 | 0
340 | HVAC | Room | Restaurants | New | Energy Star room AC | 0.065158 | 0 |  | 229.77 | 1 | 0 | 3526.3542 | 12 |  | 41.15 | 631.5423 | Per Unit | GSLD | 0.57723 | 0.60437 | 0.83705 | 1.097 | 1.2026 | 1.2026 | 1.289 | 1.2891 | 1.2453 | 1.1192 | 0.77553 | 0.85362 | CreNgsld340 | CreN | gsld | 340 | 13.7862 | 211.5813 | [30 empty] | 0.027151 | 0.0076994 | 0
340 | HVAC | Room | Retail | Turnover | Energy Star room AC | 0.059981 | 0 |  | 180.09 | 1 | 0 | 3002.444 | 12 |  | 41.15 | 686.049 | Per Unit | GSLD | 0.57723 | 0.60437 | 0.83705 | 1.097 | 1.2026 | 1.2026 | 1.289 | 1.2891 | 1.2453 | 1.1192 | 0.77553 | 0.85362 | CrtTgsld340 | CrtT | gsld | 340 | 10.8054 | 180.1466 | [30 empty] | 2.664 | 0.88727 | 0
340 | HVAC | Room | Retail | New | Energy Star room AC | 0.059981 | 0 |  | 180.09 | 1 | 0 | 3002.444 | 12 |  | 41.15 | 686.049 | Per Unit | GSLD | 0.57723 | 0.60437 | 0.83705 | 1.097 | 1.2026 | 1.2026 | 1.289 | 1.2891 | 1.2453 | 1.1192 | 0.77553 | 0.85362 | CrtNgsld340 | CrtN | gsld | 340 | 10.8054 | 180.1466 | [30 empty] | 0.029383 | 0.0097863 | 0
340 | HVAC | Room | Schools K-12 | Turnover | Energy Star room AC | 0.052148 | 0 |  | 156.57 | 1 | 0 | 3002.444 | 12 |  | 41.15 | 789.1076 | Per Unit | GSLD | 0.57723 | 0.60437 | 0.83705 | 1.097 | 1.2026 | 1.2026 | 1.289 | 1.2891 | 1.2453 | 1.1192 | 0.77553 | 0.85362 | CscTgsld340 | CscT | gsld | 340 | 9.3942 | 180.1466 | [30 empty] | 0.6985 | 0.23265 | 0
340 | HVAC | Room | Schools K-12 | New | Energy Star room AC | 0.052148 | 0 |  | 156.57 | 1 | 0 | 3002.444 | 12 |  | 41.15 | 789.1076 | Per Unit | GSLD | 0.57723 | 0.60437 | 0.83705 | 1.097 | 1.2026 | 1.2026 | 1.289 | 1.2891 | 1.2453 | 1.1192 | 0.77553 | 0.85362 | CscNgsld340 | CscN | gsld | 340 | 9.3942 | 180.1466 | [30 empty] | 0.0077043 | 0.002566 | 0
340 | HVAC | Room | Warehouse | Turnover | Energy Star room AC | 0.011437 | 0 |  | 34.34 | 1 | 0 | 3002.444 | 12 |  | 41.15 | 3597.8617 | Per Unit | GSLD | 0.57723 | 0.60437 | 0.83705 | 1.097 | 1.2026 | 1.2026 | 1.289 | 1.2891 | 1.2453 | 1.1192 | 0.77553 | 0.85362 | CwaTgsld340 | CwaT | gsld | 340 | 2.0604 | 180.1466 | [30 empty] | 1.9391 | 0.64586 | 0
340 | HVAC | Room | Warehouse | New | Energy Star room AC | 0.011437 | 0 |  | 34.34 | 1 | 0 | 3002.444 | 12 |  | 41.15 | 3597.8617 | Per Unit | GSLD | 0.57723 | 0.60437 | 0.83705 | 1.097 | 1.2026 | 1.2026 | 1.289 | 1.2891 | 1.2453 | 1.1192 | 0.77553 | 0.85362 | CwaNgsld340 | CwaN | gsld | 340 | 2.0604 | 180.1466 | [30 empty] | 0.021388 | 0.0071236 | 0
341 | HVAC | Room | Assembly | Turnover | High Efficiency PTAC | 0.20254 | 0 |  | 608.1 | 1 | 0 | 3002.444 | 8 |  | 129 | 636.9269 | Per Unit | GSLD | 0.57723 | 0.60437 | 0.83705 | 1.097 | 1.2026 | 1.2026 | 1.289 | 1.2891 | 1.2453 | 1.1192 | 0.77553 | 0.85362 | CasTgsld341 | CasT | gsld | 341 | 36.486 | 180.1466 | [30 empty] | 116.9302 | 38.945 | 0
341 | HVAC | Room | Assembly | New | High Efficiency PTAC | 0.20254 | 0 |  | 608.1 | 1 | 0 | 3002.444 | 8 |  | 129 | 636.9269 | Per Unit | GSLD | 0.57723 | 0.60437 | 0.83705 | 1.097 | 1.2026 | 1.2026 | 1.289 | 1.2891 | 1.2453 | 1.1192 | 0.77553 | 0.85362 | CasNgsld341 | CasN | gsld | 341 | 36.486 | 180.1466 | [30 empty] | 1.2897 | 0.42955 | 0
341 | HVAC | Room | College and University | Turnover | High Efficiency PTAC | 0.13679 | 0 |  | 674.65 | 1 | 0 | 4932.1338 | 8 |  | 129 | 943.0746 | Per Unit | GSLD | 0.57723 | 0.60437 | 0.83705 | 1.097 | 1.2026 | 1.2026 | 1.289 | 1.2891 | 1.2453 | 1.1192 | 0.77553 | 0.85362 | CcoTgsld341 | CcoT | gsld | 341 | 40.479 | 295.928 | [30 empty] | 6.9339 | 1.4059 | 0
341 | HVAC | Room | College and University | New | High Efficiency PTAC | 0.13679 | 0 |  | 674.65 | 1 | 0 | 4932.1338 | 8 |  | 129 | 943.0746 | Per Unit | GSLD | 0.57723 | 0.60437 | 0.83705 | 1.097 | 1.2026 | 1.2026 | 1.289 | 1.2891 | 1.2453 | 1.1192 | 0.77553 | 0.85362 | CcoNgsld341 | CcoN | gsld | 341 | 40.479 | 295.928 | [30 empty] | 0.076479 | 0.015506 | 0
341 | HVAC | Room | Data Center | Turnover | High Efficiency PTAC | 0.25422 | 0 |  | 1253.86 | 1 | 0 | 4932.1338 | 8 |  | 129 | 507.4293 | Per Unit | GSLD | 0.57723 | 0.60437 | 0.83705 | 1.097 | 1.2026 | 1.2026 | 1.289 | 1.2891 | 1.2453 | 1.1192 | 0.77553 | 0.85362 | CdaTgsld341 | CdaT | gsld | 341 | 75.2316 | 295.928 | [30 empty] | 0.17326 | 0.035128 | 0
341 | HVAC | Room | Data Center | New | High Efficiency PTAC | 0.25422 | 0 |  | 1253.86 | 1 | 0 | 4932.1338 | 8 |  | 129 | 507.4293 | Per Unit | GSLD | 0.57723 | 0.60437 | 0.83705 | 1.097 | 1.2026 | 1.2026 | 1.289 | 1.2891 | 1.2453 | 1.1192 | 0.77553 | 0.85362 | CdaNgsld341 | CdaN | gsld | 341 | 75.2316 | 295.928 | [30 empty] | 0.001911 | 0.00038745 | 0
341 | HVAC | Room | Grocery | Turnover | High Efficiency PTAC | 0.095294 | 0 |  | 336.04 | 1 | 0 | 3526.3542 | 8 |  | 129 | 1353.707 | Per Unit | GSLD | 0.57723 | 0.60437 | 0.83705 | 1.097 | 1.2026 | 1.2026 | 1.289 | 1.2891 | 1.2453 | 1.1192 | 0.77553 | 0.85362 | CgrTgsld341 | CgrT | gsld | 341 | 20.1624 | 211.5813 | [30 empty] | 17.844 | 5.0602 | 0
341 | HVAC | Room | Grocery | New | High Efficiency PTAC | 0.095294 | 0 |  | 336.04 | 1 | 0 | 3526.3542 | 8 |  | 129 | 1353.707 | Per Unit | GSLD | 0.57723 | 0.60437 | 0.83705 | 1.097 | 1.2026 | 1.2026 | 1.289 | 1.2891 | 1.2453 | 1.1192 | 0.77553 | 0.85362 | CgrNgsld341 | CgrN | gsld | 341 | 20.1624 | 211.5813 | [30 empty] | 0.19681 | 0.055812 | 0
341 | HVAC | Room | Healthcare | Turnover | High Efficiency PTAC | 0.26838 | 0 |  | 1323.69 | 1 | 0 | 4932.1338 | 8 |  | 129 | 480.6603 | Per Unit | GSLD | 0.57723 | 0.60437 | 0.83705 | 1.097 | 1.2026 | 1.2026 | 1.289 | 1.2891 | 1.2453 | 1.1192 | 0.77553 | 0.85362 | CheTgsld341 | CheT | gsld | 341 | 79.4214 | 295.928 | [30 empty] | 18.6422 | 3.7797 | 0
341 | HVAC | Room | Healthcare | New | High Efficiency PTAC | 0.26838 | 0 |  | 1323.69 | 1 | 0 | 4932.1338 | 8 |  | 129 | 480.6603 | Per Unit | GSLD | 0.57723 | 0.60437 | 0.83705 | 1.097 | 1.2026 | 1.2026 | 1.289 | 1.2891 | 1.2453 | 1.1192 | 0.77553 | 0.85362 | CheNgsld341 | CheN | gsld | 341 | 79.4214 | 295.928 | [30 empty] | 0.20562 | 0.041689 | 0
341 | HVAC | Room | Hospitals | Turnover | High Efficiency PTAC | 0.25422 | 0 |  | 1253.86 | 1 | 0 | 4932.1338 | 8 |  | 129 | 507.4293 | Per Unit | GSLD | 0.57723 | 0.60437 | 0.83705 | 1.097 | 1.2026 | 1.2026 | 1.289 | 1.2891 | 1.2453 | 1.1192 | 0.77553 | 0.85362 | ChoTgsld341 | ChoT | gsld | 341 | 75.2316 | 295.928 | [30 empty] | 13.987 | 2.8359 | 0
341 | HVAC | Room | Hospitals | New | High Efficiency PTAC | 0.25422 | 0 |  | 1253.86 | 1 | 0 | 4932.1338 | 8 |  | 129 | 507.4293 | Per Unit | GSLD | 0.57723 | 0.60437 | 0.83705 | 1.097 | 1.2026 | 1.2026 | 1.289 | 1.2891 | 1.2453 | 1.1192 | 0.77553 | 0.85362 | ChoNgsld341 | ChoN | gsld | 341 | 75.2316 | 295.928 | [30 empty] | 0.15427 | 0.031279 | 0
341 | HVAC | Room | Institutional | Turnover | High Efficiency PTAC | 0.066651 | 0 |  | 328.73 | 1 | 0 | 4932.1338 | 8 |  | 129 | 1935.4646 | Per Unit | GSLD | 0.57723 | 0.60437 | 0.83705 | 1.097 | 1.2026 | 1.2026 | 1.289 | 1.2891 | 1.2453 | 1.1192 | 0.77553 | 0.85362 | CinTgsld341 | CinT | gsld | 341 | 19.7238 | 295.928 | [30 empty] | 14.9489 | 3.0309 | 0
341 | HVAC | Room | Institutional | New | High Efficiency PTAC | 0.066651 | 0 |  | 328.73 | 1 | 0 | 4932.1338 | 8 |  | 129 | 1935.4646 | Per Unit | GSLD | 0.57723 | 0.60437 | 0.83705 | 1.097 | 1.2026 | 1.2026 | 1.289 | 1.2891 | 1.2453 | 1.1192 | 0.77553 | 0.85362 | CinNgsld341 | CinN | gsld | 341 | 19.7238 | 295.928 | [30 empty] | 0.16488 | 0.03343 | 0
341 | HVAC | Room | Lodging/Hospitality | Turnover | High Efficiency PTAC | 0.19244 | 0 |  | 1004.84 | 1 | 0 | 5221.6595 | 8 |  | 129 | 670.3496 | Per Unit | GSLD | 0.57723 | 0.60437 | 0.83705 | 1.097 | 1.2026 | 1.2026 | 1.289 | 1.2891 | 1.2453 | 1.1192 | 0.77553 | 0.85362 | CloTgsld341 | CloT | gsld | 341 | 60.2904 | 313.2996 | [30 empty] | 2.1377 | 0.40939 | 0
341 | HVAC | Room | Lodging/Hospitality | New | High Efficiency PTAC | 0.19244 | 0 |  | 1004.84 | 1 | 0 | 5221.6595 | 8 |  | 129 | 670.3496 | Per Unit | GSLD | 0.57723 | 0.60437 | 0.83705 | 1.097 | 1.2026 | 1.2026 | 1.289 | 1.2891 | 1.2453 | 1.1192 | 0.77553 | 0.85362 | CloNgsld341 | CloN | gsld | 341 | 60.2904 | 313.2996 | [30 empty] | 0.023578 | 0.0045155 | 0
341 | HVAC | Room | Miscellaneous | Turnover | High Efficiency PTAC | 0.11314 | 0 |  | 339.7 | 1 | 0 | 3002.444 | 8 |  | 129 | 1140.1686 | Per Unit | GSLD | 0.57723 | 0.60437 | 0.83705 | 1.097 | 1.2026 | 1.2026 | 1.289 | 1.2891 | 1.2453 | 1.1192 | 0.77553 | 0.85362 | CmiTgsld341 | CmiT | gsld | 341 | 20.382 | 180.1466 | [30 empty] | 52.6982 | 17.5518 | 0
341 | HVAC | Room | Miscellaneous | New | High Efficiency PTAC | 0.11314 | 0 |  | 339.7 | 1 | 0 | 3002.444 | 8 |  | 129 | 1140.1686 | Per Unit | GSLD | 0.57723 | 0.60437 | 0.83705 | 1.097 | 1.2026 | 1.2026 | 1.289 | 1.2891 | 1.2453 | 1.1192 | 0.77553 | 0.85362 | CmiNgsld341 | CmiN | gsld | 341 | 20.382 | 180.1466 | [30 empty] | 0.58124 | 0.19359 | 0
341 | HVAC | Room | Offices | Turnover | High Efficiency PTAC | 0.22799 | 0 |  | 684.52 | 1 | 0 | 3002.444 | 8 |  | 129 | 565.8202 | Per Unit | GSLD | 0.57723 | 0.60437 | 0.83705 | 1.097 | 1.2026 | 1.2026 | 1.289 | 1.2891 | 1.2453 | 1.1192 | 0.77553 | 0.85362 | CofTgsld341 | CofT | gsld | 341 | 41.0712 | 180.1466 | [30 empty] | 206.6249 | 68.8189 | 0
341 | HVAC | Room | Offices | New | High Efficiency PTAC | 0.22799 | 0 |  | 684.52 | 1 | 0 | 3002.444 | 8 |  | 129 | 565.8202 | Per Unit | GSLD | 0.57723 | 0.60437 | 0.83705 | 1.097 | 1.2026 | 1.2026 | 1.289 | 1.2891 | 1.2453 | 1.1192 | 0.77553 | 0.85362 | CofNgsld341 | CofN | gsld | 341 | 41.0712 | 180.1466 | [30 empty] | 2.279 | 0.75905 | 0
341 | HVAC | Room | Restaurants | Turnover | High Efficiency PTAC | 0.27956 | 0 |  | 985.82 | 1 | 0 | 3526.3542 | 8 |  | 129 | 461.443 | Per Unit | GSLD | 0.57723 | 0.60437 | 0.83705 | 1.097 | 1.2026 | 1.2026 | 1.289 | 1.2891 | 1.2453 | 1.1192 | 0.77553 | 0.85362 | CreTgsld341 | CreT | gsld | 341 | 59.1492 | 211.5813 | [30 empty] | 60.615 | 17.1891 | 0
341 | HVAC | Room | Restaurants | New | High Efficiency PTAC | 0.27956 | 0 |  | 985.82 | 1 | 0 | 3526.3542 | 8 |  | 129 | 461.443 | Per Unit | GSLD | 0.57723 | 0.60437 | 0.83705 | 1.097 | 1.2026 | 1.2026 | 1.289 | 1.2891 | 1.2453 | 1.1192 | 0.77553 | 0.85362 | CreNgsld341 | CreN | gsld | 341 | 59.1492 | 211.5813 | [30 empty] | 0.66856 | 0.18959 | 0
341 | HVAC | Room | Retail | Turnover | High Efficiency PTAC | 0.25734 | 0 |  | 772.65 | 1 | 0 | 3002.444 | 8 |  | 129 | 501.2817 | Per Unit | GSLD | 0.57723 | 0.60437 | 0.83705 | 1.097 | 1.2026 | 1.2026 | 1.289 | 1.2891 | 1.2453 | 1.1192 | 0.77553 | 0.85362 | CrtTgsld341 | CrtT | gsld | 341 | 46.359 | 180.1466 | [30 empty] | 100.0525 | 33.3237 | 0
341 | HVAC | Room | Retail | New | High Efficiency PTAC | 0.25734 | 0 |  | 772.65 | 1 | 0 | 3002.444 | 8 |  | 129 | 501.2817 | Per Unit | GSLD | 0.57723 | 0.60437 | 0.83705 | 1.097 | 1.2026 | 1.2026 | 1.289 | 1.2891 | 1.2453 | 1.1192 | 0.77553 | 0.85362 | CrtNgsld341 | CrtN | gsld | 341 | 46.359 | 180.1466 | [30 empty] | 1.1035 | 0.36755 | 0
341 | HVAC | Room | Schools K-12 | Turnover | High Efficiency PTAC | 0.22372 | 0 |  | 671.72 | 1 | 0 | 3002.444 | 8 |  | 129 | 576.6023 | Per Unit | GSLD | 0.57723 | 0.60437 | 0.83705 | 1.097 | 1.2026 | 1.2026 | 1.289 | 1.2891 | 1.2453 | 1.1192 | 0.77553 | 0.85362 | CscTgsld341 | CscT | gsld | 341 | 40.3032 | 180.1466 | [30 empty] | 14.1533 | 4.7139 | 0
341 | HVAC | Room | Schools K-12 | New | High Efficiency PTAC | 0.22372 | 0 |  | 671.72 | 1 | 0 | 3002.444 | 8 |  | 129 | 576.6023 | Per Unit | GSLD | 0.57723 | 0.60437 | 0.83705 | 1.097 | 1.2026 | 1.2026 | 1.289 | 1.2891 | 1.2453 | 1.1192 | 0.77553 | 0.85362 | CscNgsld341 | CscN | gsld | 341 | 40.3032 | 180.1466 | [30 empty] | 0.15611 | 0.051993 | 0
341 | HVAC | Room | Warehouse | Turnover | High Efficiency PTAC | 0.04908 | 0 |  | 147.36 | 1 | 0 | 3002.444 | 8 |  | 129 | 2628.361 | Per Unit | GSLD | 0.57723 | 0.60437 | 0.83705 | 1.097 | 1.2026 | 1.2026 | 1.289 | 1.2891 | 1.2453 | 1.1192 | 0.77553 | 0.85362 | CwaTgsld341 | CwaT | gsld | 341 | 8.8416 | 180.1466 | [30 empty] | 11.7385 | 3.9096 | 0
341 | HVAC | Room | Warehouse | New | High Efficiency PTAC | 0.04908 | 0 |  | 147.36 | 1 | 0 | 3002.444 | 8 |  | 129 | 2628.361 | Per Unit | GSLD | 0.57723 | 0.60437 | 0.83705 | 1.097 | 1.2026 | 1.2026 | 1.289 | 1.2891 | 1.2453 | 1.1192 | 0.77553 | 0.85362 | CwaNgsld341 | CwaN | gsld | 341 | 8.8416 | 180.1466 | [30 empty] | 0.12947 | 0.043122 | 0
342 | HVAC | Room | Assembly | Turnover | High Efficiency PTHP | 0.211 | 0.058321 |  | 659.13 | 1 | 0.2764 | 3123.7683 | 8 |  | 129 | 611.3606 | Per Unit | GSLD | 1.0063 | 0.98564 | 1.0265 | 1.0441 | 1.0994 | 1.0901 | 1.0679 | 1.0965 | 1.0642 | 1.0547 | 1.0277 | 1.0297 | CasTgsld342 | CasT | gsld | 342 | 39.5478 | 187.4261 | [30 empty] | 147.507 | 45.2719 | 26.3828
342 | HVAC | Room | Assembly | New | High Efficiency PTHP | 0.211 | 0.058321 |  | 659.13 | 1 | 0.2764 | 3123.7683 | 8 |  | 129 | 611.3606 | Per Unit | GSLD | 1.0063 | 0.98564 | 1.0265 | 1.0441 | 1.0994 | 1.0901 | 1.0679 | 1.0965 | 1.0642 | 1.0547 | 1.0277 | 1.0297 | CasNgsld342 | CasN | gsld | 342 | 39.5478 | 187.4261 | [30 empty] | 1.5715 | 0.49933 | 0.16461
342 | HVAC | Room | College and University | Turnover | High Efficiency PTHP | 0.14251 | 0.0049252 |  | 728.46 | 1 | 0.034561 | 5111.775 | 8 |  | 129 | 905.2233 | Per Unit | GSLD | 1.0063 | 0.98564 | 1.0265 | 1.0441 | 1.0994 | 1.0901 | 1.0679 | 1.0965 | 1.0642 | 1.0547 | 1.0277 | 1.0297 | CcoTgsld342 | CcoT | gsld | 342 | 43.7076 | 306.7065 | [30 empty] | 8.1666 | 1.6343 | 0.020435
342 | HVAC | Room | College and University | New | High Efficiency PTHP | 0.14251 | 0.0049252 |  | 728.46 | 1 | 0.034561 | 5111.775 | 8 |  | 129 | 905.2233 | Per Unit | GSLD | 1.0063 | 0.98564 | 1.0265 | 1.0441 | 1.0994 | 1.0901 | 1.0679 | 1.0965 | 1.0642 | 1.0547 | 1.0277 | 1.0297 | CcoNgsld342 | CcoN | gsld | 342 | 43.7076 | 306.7065 | [30 empty] | 0.089504 | 0.018025 | 0.00011571
342 | HVAC | Room | Data Center | Turnover | High Efficiency PTHP | 0.26485 | 0.0088422 |  | 1352.25 | 1 | 0.033385 | 5105.6641 | 8 |  | 129 | 487.0628 | Per Unit | GSLD | 1.0063 | 0.98564 | 1.0265 | 1.0441 | 1.0994 | 1.0901 | 1.0679 | 1.0965 | 1.0642 | 1.0547 | 1.0277 | 1.0297 | CdaTgsld342 | CdaT | gsld | 342 | 81.135 | 306.3398 | [30 empty] | 0.21725 | 0.040835 | 0.0030482
342 | HVAC | Room | Data Center | New | High Efficiency PTHP | 0.26485 | 0.0088422 |  | 1352.25 | 1 | 0.033385 | 5105.6641 | 8 |  | 129 | 487.0628 | Per Unit | GSLD | 1.0063 | 0.98564 | 1.0265 | 1.0441 | 1.0994 | 1.0901 | 1.0679 | 1.0965 | 1.0642 | 1.0547 | 1.0277 | 1.0297 | CdaNgsld342 | CdaN | gsld | 342 | 81.135 | 306.3398 | [30 empty] | 0.0023206 | 0.00045039 | 1.909e-05
342 | HVAC | Room | Grocery | Turnover | High Efficiency PTHP | 0.099281 | 0.033985 |  | 394.32 | 1 | 0.34231 | 3971.7566 | 8 |  | 129 | 1299.3422 | Per Unit | GSLD | 1.0063 | 0.98564 | 1.0265 | 1.0441 | 1.0994 | 1.0901 | 1.0679 | 1.0965 | 1.0642 | 1.0547 | 1.0277 | 1.0297 | CgrTgsld342 | CgrT | gsld | 342 | 23.6592 | 238.3054 | [30 empty] | 22.5202 | 5.8824 | 1.3657
342 | HVAC | Room | Grocery | New | High Efficiency PTHP | 0.099281 | 0.033985 |  | 394.32 | 1 | 0.34231 | 3971.7566 | 8 |  | 129 | 1299.3422 | Per Unit | GSLD | 1.0063 | 0.98564 | 1.0265 | 1.0441 | 1.0994 | 1.0901 | 1.0679 | 1.0965 | 1.0642 | 1.0547 | 1.0277 | 1.0297 | CgrNgsld342 | CgrN | gsld | 342 | 23.6592 | 238.3054 | [30 empty] | 0.23987 | 0.06488 | 0.0085169
342 | HVAC | Room | Healthcare | Turnover | High Efficiency PTHP | 0.2796 | 0.0077264 |  | 1419.2 | 1 | 0.027633 | 5075.766 | 8 |  | 129 | 461.3682 | Per Unit | GSLD | 1.0063 | 0.98564 | 1.0265 | 1.0441 | 1.0994 | 1.0901 | 1.0679 | 1.0965 | 1.0642 | 1.0547 | 1.0277 | 1.0297 | CheTgsld342 | CheT | gsld | 342 | 85.152 | 304.546 | [30 empty] | 23.7412 | 4.3937 | 0.39836
342 | HVAC | Room | Healthcare | New | High Efficiency PTHP | 0.2796 | 0.0077264 |  | 1419.2 | 1 | 0.027633 | 5075.766 | 8 |  | 129 | 461.3682 | Per Unit | GSLD | 1.0063 | 0.98564 | 1.0265 | 1.0441 | 1.0994 | 1.0901 | 1.0679 | 1.0965 | 1.0642 | 1.0547 | 1.0277 | 1.0297 | CheNgsld342 | CheN | gsld | 342 | 85.152 | 304.546 | [30 empty] | 0.25193 | 0.048461 | 0.0024834
342 | HVAC | Room | Hospitals | Turnover | High Efficiency PTHP | 0.26485 | 0.0088422 |  | 1352.25 | 1 | 0.033385 | 5105.6641 | 8 |  | 129 | 487.0628 | Per Unit | GSLD | 1.0063 | 0.98564 | 1.0265 | 1.0441 | 1.0994 | 1.0901 | 1.0679 | 1.0965 | 1.0642 | 1.0547 | 1.0277 | 1.0297 | ChoTgsld342 | ChoT | gsld | 342 | 81.135 | 306.3398 | [30 empty] | 16.9503 | 3.2966 | 0.13295
342 | HVAC | Room | Hospitals | New | High Efficiency PTHP | 0.26485 | 0.0088422 |  | 1352.25 | 1 | 0.033385 | 5105.6641 | 8 |  | 129 | 487.0628 | Per Unit | GSLD | 1.0063 | 0.98564 | 1.0265 | 1.0441 | 1.0994 | 1.0901 | 1.0679 | 1.0965 | 1.0642 | 1.0547 | 1.0277 | 1.0297 | ChoNgsld342 | ChoN | gsld | 342 | 81.135 | 306.3398 | [30 empty] | 0.18364 | 0.03636 | 0.00082883
342 | HVAC | Room | Institutional | Turnover | High Efficiency PTHP | 0.069436 | 0.0042537 |  | 364.58 | 1 | 0.061261 | 5250.5544 | 8 |  | 129 | 1857.8131 | Per Unit | GSLD | 1.0063 | 0.98564 | 1.0265 | 1.0441 | 1.0994 | 1.0901 | 1.0679 | 1.0965 | 1.0642 | 1.0547 | 1.0277 | 1.0297 | CinTgsld342 | CinT | gsld | 342 | 21.8748 | 315.0333 | [30 empty] | 18.7048 | 3.5232 | 0.25543
342 | HVAC | Room | Institutional | New | High Efficiency PTHP | 0.069436 | 0.0042537 |  | 364.58 | 1 | 0.061261 | 5250.5544 | 8 |  | 129 | 1857.8131 | Per Unit | GSLD | 1.0063 | 0.98564 | 1.0265 | 1.0441 | 1.0994 | 1.0901 | 1.0679 | 1.0965 | 1.0642 | 1.0547 | 1.0277 | 1.0297 | CinNgsld342 | CinN | gsld | 342 | 21.8748 | 315.0333 | [30 empty] | 0.19934 | 0.03886 | 0.0014771
342 | HVAC | Room | Lodging/Hospitality | Turnover | High Efficiency PTHP | 0.20048 | 0.017634 |  | 1073.63 | 1 | 0.087955 | 5355.1862 | 8 |  | 129 | 643.4424 | Per Unit | GSLD | 1.0063 | 0.98564 | 1.0265 | 1.0441 | 1.0994 | 1.0901 | 1.0679 | 1.0965 | 1.0642 | 1.0547 | 1.0277 | 1.0297 | CloTgsld342 | CloT | gsld | 342 | 64.4178 | 321.3112 | [30 empty] | 3.7398 | 0.4759 | 0.82656
342 | HVAC | Room | Lodging/Hospitality | New | High Efficiency PTHP | 0.20048 | 0.017634 |  | 1073.63 | 1 | 0.087955 | 5355.1862 | 8 |  | 129 | 643.4424 | Per Unit | GSLD | 1.0063 | 0.98564 | 1.0265 | 1.0441 | 1.0994 | 1.0901 | 1.0679 | 1.0965 | 1.0642 | 1.0547 | 1.0277 | 1.0297 | CloNgsld342 | CloN | gsld | 342 | 64.4178 | 321.3112 | [30 empty] | 0.035231 | 0.005249 | 0.0051528
342 | HVAC | Room | Miscellaneous | Turnover | High Efficiency PTHP | 0.11787 | 0.031826 |  | 367.87 | 1 | 0.27001 | 3120.9637 | 8 |  | 129 | 1094.4201 | Per Unit | GSLD | 1.0063 | 0.98564 | 1.0265 | 1.0441 | 1.0994 | 1.0901 | 1.0679 | 1.0965 | 1.0642 | 1.0547 | 1.0277 | 1.0297 | CmiTgsld342 | CmiT | gsld | 342 | 22.0722 | 187.2578 | [30 empty] | 67.2817 | 20.4029 | 13.7219
342 | HVAC | Room | Miscellaneous | New | High Efficiency PTHP | 0.11787 | 0.031826 |  | 367.87 | 1 | 0.27001 | 3120.9637 | 8 |  | 129 | 1094.4201 | Per Unit | GSLD | 1.0063 | 0.98564 | 1.0265 | 1.0441 | 1.0994 | 1.0901 | 1.0679 | 1.0965 | 1.0642 | 1.0547 | 1.0277 | 1.0297 | CmiNgsld342 | CmiN | gsld | 342 | 22.0722 | 187.2578 | [30 empty] | 0.71309 | 0.22504 | 0.085266
342 | HVAC | Room | Offices | Turnover | High Efficiency PTHP | 0.23752 | 0.034468 |  | 728.27 | 1 | 0.14512 | 3066.1439 | 8 |  | 129 | 543.1125 | Per Unit | GSLD | 1.0063 | 0.98564 | 1.0265 | 1.0441 | 1.0994 | 1.0901 | 1.0679 | 1.0965 | 1.0642 | 1.0547 | 1.0277 | 1.0297 | CofTgsld342 | CofT | gsld | 342 | 43.6962 | 183.9686 | [30 empty] | 266.168 | 79.9984 | 59.1805
342 | HVAC | Room | Offices | New | High Efficiency PTHP | 0.23752 | 0.034468 |  | 728.27 | 1 | 0.14512 | 3066.1439 | 8 |  | 129 | 543.1125 | Per Unit | GSLD | 1.0063 | 0.98564 | 1.0265 | 1.0441 | 1.0994 | 1.0901 | 1.0679 | 1.0965 | 1.0642 | 1.0547 | 1.0277 | 1.0297 | CofNgsld342 | CofN | gsld | 342 | 43.6962 | 183.9686 | [30 empty] | 2.8116 | 0.88235 | 0.37
342 | HVAC | Room | Restaurants | Turnover | High Efficiency PTHP | 0.29125 | 0.07245 |  | 1121.31 | 1 | 0.24876 | 3850.0314 | 8 |  | 129 | 442.9231 | Per Unit | GSLD | 1.0063 | 0.98564 | 1.0265 | 1.0441 | 1.0994 | 1.0901 | 1.0679 | 1.0965 | 1.0642 | 1.0547 | 1.0277 | 1.0297 | CreTgsld342 | CreT | gsld | 342 | 67.2786 | 231.0019 | [30 empty] | 76.7423 | 19.9815 | 4.8267
342 | HVAC | Room | Restaurants | New | High Efficiency PTHP | 0.29125 | 0.07245 |  | 1121.31 | 1 | 0.24876 | 3850.0314 | 8 |  | 129 | 442.9231 | Per Unit | GSLD | 1.0063 | 0.98564 | 1.0265 | 1.0441 | 1.0994 | 1.0901 | 1.0679 | 1.0965 | 1.0642 | 1.0547 | 1.0277 | 1.0297 | CreNgsld342 | CreN | gsld | 342 | 67.2786 | 231.0019 | [30 empty] | 0.81632 | 0.22039 | 0.03009
342 | HVAC | Room | Retail | Turnover | High Efficiency PTHP | 0.2681 | 0.13521 |  | 864.31 | 1 | 0.50432 | 3223.8153 | 8 |  | 129 | 481.1609 | Per Unit | GSLD | 1.0063 | 0.98564 | 1.0265 | 1.0441 | 1.0994 | 1.0901 | 1.0679 | 1.0965 | 1.0642 | 1.0547 | 1.0277 | 1.0297 | CrtTgsld342 | CrtT | gsld | 342 | 51.8586 | 193.4289 | [30 empty] | 125.7861 | 38.7373 | 21.596
342 | HVAC | Room | Retail | New | High Efficiency PTHP | 0.2681 | 0.13521 |  | 864.31 | 1 | 0.50432 | 3223.8153 | 8 |  | 129 | 481.1609 | Per Unit | GSLD | 1.0063 | 0.98564 | 1.0265 | 1.0441 | 1.0994 | 1.0901 | 1.0679 | 1.0965 | 1.0642 | 1.0547 | 1.0277 | 1.0297 | CrtNgsld342 | CrtN | gsld | 342 | 51.8586 | 193.4289 | [30 empty] | 1.342 | 0.42726 | 0.13475
342 | HVAC | Room | Schools K-12 | Turnover | High Efficiency PTHP | 0.23308 | 0.12461 |  | 754.51 | 1 | 0.53464 | 3237.1272 | 8 |  | 129 | 553.4578 | Per Unit | GSLD | 1.0063 | 0.98564 | 1.0265 | 1.0441 | 1.0994 | 1.0901 | 1.0679 | 1.0965 | 1.0642 | 1.0547 | 1.0277 | 1.0297 | CscTgsld342 | CscT | gsld | 342 | 45.2706 | 194.2276 | [30 empty] | 16.9822 | 5.4797 | 1.2066
342 | HVAC | Room | Schools K-12 | New | High Efficiency PTHP | 0.23308 | 0.12461 |  | 754.51 | 1 | 0.53464 | 3237.1272 | 8 |  | 129 | 553.4578 | Per Unit | GSLD | 1.0063 | 0.98564 | 1.0265 | 1.0441 | 1.0994 | 1.0901 | 1.0679 | 1.0965 | 1.0642 | 1.0547 | 1.0277 | 1.0297 | CscNgsld342 | CscN | gsld | 342 | 45.2706 | 194.2276 | [30 empty] | 0.18477 | 0.060439 | 0.007522
342 | HVAC | Room | Warehouse | Turnover | High Efficiency PTHP | 0.051135 | 0.031826 |  | 167.5 | 1 | 0.62239 | 3275.6423 | 8 |  | 129 | 2522.7335 | Per Unit | GSLD | 1.0063 | 0.98564 | 1.0265 | 1.0441 | 1.0994 | 1.0901 | 1.0679 | 1.0965 | 1.0642 | 1.0547 | 1.0277 | 1.0297 | CwaTgsld342 | CwaT | gsld | 342 | 10.05 | 196.5385 | [30 empty] | 14.3401 | 4.545 | 1.5812
342 | HVAC | Room | Warehouse | New | High Efficiency PTHP | 0.051135 | 0.031826 |  | 167.5 | 1 | 0.62239 | 3275.6423 | 8 |  | 129 | 2522.7335 | Per Unit | GSLD | 1.0063 | 0.98564 | 1.0265 | 1.0441 | 1.0994 | 1.0901 | 1.0679 | 1.0965 | 1.0642 | 1.0547 | 1.0277 | 1.0297 | CwaNgsld342 | CwaN | gsld | 342 | 10.05 | 196.5385 | [30 empty] | 0.15201 | 0.050129 | 0.003405
343 | HVAC | Room | Assembly | Turnover | Variable Refrigerant Flow (VRF) HVAC Systems | 0.97067 | 0.22782 |  | 3014.37 | 1 | 0.2347 | 3105.466 | 15 |  | 3855.24 | 3971.7476 | Per Unit | GSLD | 0.57723 | 0.60437 | 0.83705 | 1.097 | 1.2026 | 1.2026 | 1.289 | 1.2891 | 1.2453 | 1.1192 | 0.77553 | 0.85362 | CasTgsld343 | CasT | gsld | 343 | 180.8622 | 186.328 | [30 empty] | 0.54896 | 0.04583 | 0.93714
343 | HVAC | Room | Assembly | New | Variable Refrigerant Flow (VRF) HVAC Systems | 0.97067 | 0.22782 |  | 3014.37 | 1 | 0.2347 | 3105.466 | 15 |  | 3855.24 | 3971.7476 | Per Unit | GSLD | 0.57723 | 0.60437 | 0.83705 | 1.097 | 1.2026 | 1.2026 | 1.289 | 1.2891 | 1.2453 | 1.1192 | 0.77553 | 0.85362 | CasNgsld343 | CasN | gsld | 343 | 180.8622 | 186.328 | [30 empty] | 0.43338 | 0.032896 | 0.7623
343 | HVAC | Room | College and University | Turnover | Variable Refrigerant Flow (VRF) HVAC Systems | 0.65556 | 0.019239 |  | 3333.32 | 1 | 0.029347 | 5084.6747 | 15 |  | 3855.24 | 5880.8159 | Per Unit | GSLD | 0.57723 | 0.60437 | 0.83705 | 1.097 | 1.2026 | 1.2026 | 1.289 | 1.2891 | 1.2453 | 1.1192 | 0.77553 | 0.85362 | CcoTgsld343 | CcoT | gsld | 343 | 199.9992 | 305.0805 | [30 empty] | 0.014784 | 0.0022326 | 0.00072587
343 | HVAC | Room | College and University | New | Variable Refrigerant Flow (VRF) HVAC Systems | 0.65556 | 0.019239 |  | 3333.32 | 1 | 0.029347 | 5084.6747 | 15 |  | 3855.24 | 5880.8159 | Per Unit | GSLD | 0.57723 | 0.60437 | 0.83705 | 1.097 | 1.2026 | 1.2026 | 1.289 | 1.2891 | 1.2453 | 1.1192 | 0.77553 | 0.85362 | CcoNgsld343 | CcoN | gsld | 343 | 199.9992 | 305.0805 | [30 empty] | 0.015214 | 0.0024625 | 0.00059045
343 | HVAC | Room | Data Center | Turnover | Variable Refrigerant Flow (VRF) HVAC Systems | 1.2184 | 0.034544 |  | 6188.79 | 1 | 0.028352 | 5079.501 | 15 |  | 3855.24 | 3164.2204 | Per Unit | GSLD | 0.57723 | 0.60437 | 0.83705 | 1.097 | 1.2026 | 1.2026 | 1.289 | 1.2891 | 1.2453 | 1.1192 | 0.77553 | 0.85362 | CdaTgsld343 | CdaT | gsld | 343 | 371.3274 | 304.7701 | [30 empty] | 0.0017236 | 0.00023534 | 0.00010828
343 | HVAC | Room | Data Center | New | Variable Refrigerant Flow (VRF) HVAC Systems | 1.2184 | 0.034544 |  | 6188.79 | 1 | 0.028352 | 5079.501 | 15 |  | 3855.24 | 3164.2204 | Per Unit | GSLD | 0.57723 | 0.60437 | 0.83705 | 1.097 | 1.2026 | 1.2026 | 1.289 | 1.2891 | 1.2453 | 1.1192 | 0.77553 | 0.85362 | CdaNgsld343 | CdaN | gsld | 343 | 371.3274 | 304.7701 | [30 empty] | 0.0017381 | 0.00025957 | 8.8083e-05
343 | HVAC | Room | Grocery | Turnover | Variable Refrigerant Flow (VRF) HVAC Systems | 0.45671 | 0.13275 |  | 1783.25 | 1 | 0.29067 | 3904.5595 | 15 |  | 3855.24 | 8441.3368 | Per Unit | GSLD | 0.57723 | 0.60437 | 0.83705 | 1.097 | 1.2026 | 1.2026 | 1.289 | 1.2891 | 1.2453 | 1.1192 | 0.77553 | 0.85362 | CgrTgsld343 | CgrT | gsld | 343 | 106.995 | 234.2736 | [30 empty] | 0.18481 | 0.034509 | 0.048508
343 | HVAC | Room | Grocery | New | Variable Refrigerant Flow (VRF) HVAC Systems | 0.45671 | 0.13275 |  | 1783.25 | 1 | 0.29067 | 3904.5595 | 15 |  | 3855.24 | 8441.3368 | Per Unit | GSLD | 0.57723 | 0.60437 | 0.83705 | 1.097 | 1.2026 | 1.2026 | 1.289 | 1.2891 | 1.2453 | 1.1192 | 0.77553 | 0.85362 | CgrNgsld343 | CgrN | gsld | 343 | 106.995 | 234.2736 | [30 empty] | 0.080771 | 0.0083455 | 0.039458
343 | HVAC | Room | Healthcare | Turnover | Variable Refrigerant Flow (VRF) HVAC Systems | 1.2863 | 0.030171 |  | 6500.78 | 1 | 0.023456 | 5054.0541 | 15 |  | 3855.24 | 2997.2698 | Per Unit | GSLD | 0.57723 | 0.60437 | 0.83705 | 1.097 | 1.2026 | 1.2026 | 1.289 | 1.2891 | 1.2453 | 1.1192 | 0.77553 | 0.85362 | CheTgsld343 | CheT | gsld | 343 | 390.0468 | 303.2432 | [30 empty] | 0.18208 | 0.022011 | 0.014145
343 | HVAC | Room | Healthcare | New | Variable Refrigerant Flow (VRF) HVAC Systems | 1.2863 | 0.030171 |  | 6500.78 | 1 | 0.023456 | 5054.0541 | 15 |  | 3855.24 | 2997.2698 | Per Unit | GSLD | 0.57723 | 0.60437 | 0.83705 | 1.097 | 1.2026 | 1.2026 | 1.289 | 1.2891 | 1.2453 | 1.1192 | 0.77553 | 0.85362 | CheNgsld343 | CheN | gsld | 343 | 390.0468 | 303.2432 | [30 empty] | 0.059807 | 0 | 0.011506
343 | HVAC | Room | Hospitals | Turnover | Variable Refrigerant Flow (VRF) HVAC Systems | 1.2184 | 0.034544 |  | 6188.79 | 1 | 0.028352 | 5079.501 | 15 |  | 3855.24 | 3164.2204 | Per Unit | GSLD | 0.57723 | 0.60437 | 0.83705 | 1.097 | 1.2026 | 1.2026 | 1.289 | 1.2891 | 1.2453 | 1.1192 | 0.77553 | 0.85362 | ChoTgsld343 | ChoT | gsld | 343 | 371.3274 | 304.7701 | [30 empty] | 0.024549 | 0 | 0.004723
343 | HVAC | Room | Hospitals | New | Variable Refrigerant Flow (VRF) HVAC Systems | 1.2184 | 0.034544 |  | 6188.79 | 1 | 0.028352 | 5079.501 | 15 |  | 3855.24 | 3164.2204 | Per Unit | GSLD | 0.57723 | 0.60437 | 0.83705 | 1.097 | 1.2026 | 1.2026 | 1.289 | 1.2891 | 1.2453 | 1.1192 | 0.77553 | 0.85362 | ChoNgsld343 | ChoN | gsld | 343 | 371.3274 | 304.7701 | [30 empty] | 0.019969 | 0 | 0.0038419
343 | HVAC | Room | Institutional | Turnover | Variable Refrigerant Flow (VRF) HVAC Systems | 0.31943 | 0.016615 |  | 1661.84 | 1 | 0.052014 | 5202.489 | 15 |  | 3855.24 | 12069.0581 | Per Unit | GSLD | 0.57723 | 0.60437 | 0.83705 | 1.097 | 1.2026 | 1.2026 | 1.289 | 1.2891 | 1.2453 | 1.1192 | 0.77553 | 0.85362 | CinTgsld343 | CinT | gsld | 343 | 99.7104 | 312.1493 | [30 empty] | 0.19138 | 0.029241 | 0.0090723
343 | HVAC | Room | Institutional | New | Variable Refrigerant Flow (VRF) HVAC Systems | 0.31943 | 0.016615 |  | 1661.84 | 1 | 0.052014 | 5202.489 | 15 |  | 3855.24 | 12069.0581 | Per Unit | GSLD | 0.57723 | 0.60437 | 0.83705 | 1.097 | 1.2026 | 1.2026 | 1.289 | 1.2891 | 1.2453 | 1.1192 | 0.77553 | 0.85362 | CinNgsld343 | CinN | gsld | 343 | 99.7104 | 312.1493 | [30 empty] | 0.12434 | 0.017433 | 0.0073798
343 | HVAC | Room | Lodging/Hospitality | Turnover | Variable Refrigerant Flow (VRF) HVAC Systems | 0.92227 | 0.068868 |  | 4920.35 | 1 | 0.074672 | 5335.0206 | 15 |  | 3855.24 | 4180.1467 | Per Unit | GSLD | 0.57723 | 0.60437 | 0.83705 | 1.097 | 1.2026 | 1.2026 | 1.289 | 1.2891 | 1.2453 | 1.1192 | 0.77553 | 0.85362 | CloTgsld343 | CloT | gsld | 343 | 295.221 | 320.1012 | [30 empty] | 0.10411 | 0.011403 | 0.029354
343 | HVAC | Room | Lodging/Hospitality | New | Variable Refrigerant Flow (VRF) HVAC Systems | 0.92227 | 0.068868 |  | 4920.35 | 1 | 0.074672 | 5335.0206 | 15 |  | 3855.24 | 4180.1467 | Per Unit | GSLD | 0.57723 | 0.60437 | 0.83705 | 1.097 | 1.2026 | 1.2026 | 1.289 | 1.2891 | 1.2453 | 1.1192 | 0.77553 | 0.85362 | CloNgsld343 | CloN | gsld | 343 | 295.221 | 320.1012 | [30 empty] | 0.10192 | 0.012577 | 0.023878
343 | HVAC | Room | Miscellaneous | Turnover | Variable Refrigerant Flow (VRF) HVAC Systems | 0.54224 | 0.12427 |  | 1682.6 | 1 | 0.22918 | 3103.0449 | 15 |  | 3855.24 | 7109.8198 | Per Unit | GSLD | 0.57723 | 0.60437 | 0.83705 | 1.097 | 1.2026 | 1.2026 | 1.289 | 1.2891 | 1.2453 | 1.1192 | 0.77553 | 0.85362 | CmiTgsld343 | CmiT | gsld | 343 | 100.956 | 186.1827 | [30 empty] | 0.21387 | 0 | 0.48724
343 | HVAC | Room | Miscellaneous | New | Variable Refrigerant Flow (VRF) HVAC Systems | 0.54224 | 0.12427 |  | 1682.6 | 1 | 0.22918 | 3103.0449 | 15 |  | 3855.24 | 7109.8198 | Per Unit | GSLD | 0.57723 | 0.60437 | 0.83705 | 1.097 | 1.2026 | 1.2026 | 1.289 | 1.2891 | 1.2453 | 1.1192 | 0.77553 | 0.85362 | CmiNgsld343 | CmiN | gsld | 343 | 100.956 | 186.1827 | [30 empty] | 0.17397 | 0 | 0.39634
343 | HVAC | Room | Offices | Turnover | Variable Refrigerant Flow (VRF) HVAC Systems | 1.0927 | 0.13462 |  | 3339.72 | 1 | 0.1232 | 3056.5234 | 15 |  | 3855.24 | 3528.3291 | Per Unit | GSLD | 0.57723 | 0.60437 | 0.83705 | 1.097 | 1.2026 | 1.2026 | 1.289 | 1.2891 | 1.2453 | 1.1192 | 0.77553 | 0.85362 | CofTgsld343 | CofT | gsld | 343 | 200.3832 | 183.3914 | [30 empty] | 1.5316 | 0.20285 | 2.1018
343 | HVAC | Room | Offices | New | Variable Refrigerant Flow (VRF) HVAC Systems | 1.0927 | 0.13462 |  | 3339.72 | 1 | 0.1232 | 3056.5234 | 15 |  | 3855.24 | 3528.3291 | Per Unit | GSLD | 0.57723 | 0.60437 | 0.83705 | 1.097 | 1.2026 | 1.2026 | 1.289 | 1.2891 | 1.2453 | 1.1192 | 0.77553 | 0.85362 | CofNgsld343 | CofN | gsld | 343 | 200.3832 | 183.3914 | [30 empty] | 1.4222 | 0.22373 | 1.7097
343 | HVAC | Room | Restaurants | Turnover | Variable Refrigerant Flow (VRF) HVAC Systems | 1.3398 | 0.28296 |  | 5092.85 | 1 | 0.21119 | 3801.1529 | 15 |  | 3855.24 | 2877.4373 | Per Unit | GSLD | 0.57723 | 0.60437 | 0.83705 | 1.097 | 1.2026 | 1.2026 | 1.289 | 1.2891 | 1.2453 | 1.1192 | 0.77553 | 0.85362 | CreTgsld343 | CreT | gsld | 343 | 305.571 | 228.0692 | [30 empty] | 0.30317 | 0.02272 | 0.17142
343 | HVAC | Room | Restaurants | New | Variable Refrigerant Flow (VRF) HVAC Systems | 1.3398 | 0.28296 |  | 5092.85 | 1 | 0.21119 | 3801.1529 | 15 |  | 3855.24 | 2877.4373 | Per Unit | GSLD | 0.57723 | 0.60437 | 0.83705 | 1.097 | 1.2026 | 1.2026 | 1.289 | 1.2891 | 1.2453 | 1.1192 | 0.77553 | 0.85362 | CreNgsld343 | CreN | gsld | 343 | 305.571 | 228.0692 | [30 empty] | 0.23706 | 0.015773 | 0.13944
343 | HVAC | Room | Retail | Turnover | Variable Refrigerant Flow (VRF) HVAC Systems | 1.2333 | 0.52812 |  | 3934.8 | 1 | 0.42821 | 3190.4079 | 15 |  | 3855.24 | 3125.8992 | Per Unit | GSLD | 0.57723 | 0.60437 | 0.83705 | 1.097 | 1.2026 | 1.2026 | 1.289 | 1.2891 | 1.2453 | 1.1192 | 0.77553 | 0.85362 | CrtTgsld343 | CrtT | gsld | 343 | 236.088 | 191.4245 | [30 empty] | 0.54342 | 0.068852 | 0.76705
343 | HVAC | Room | Retail | New | Variable Refrigerant Flow (VRF) HVAC Systems | 1.2333 | 0.52812 |  | 3934.8 | 1 | 0.42821 | 3190.4079 | 15 |  | 3855.24 | 3125.8992 | Per Unit | GSLD | 0.57723 | 0.60437 | 0.83705 | 1.097 | 1.2026 | 1.2026 | 1.289 | 1.2891 | 1.2453 | 1.1192 | 0.77553 | 0.85362 | CrtNgsld343 | CrtN | gsld | 343 | 236.088 | 191.4245 | [30 empty] | 0.50189 | 0.075941 | 0.62395
343 | HVAC | Room | Schools K-12 | Turnover | Variable Refrigerant Flow (VRF) HVAC Systems | 1.0722 | 0.4867 |  | 3432.94 | 1 | 0.45392 | 3201.6929 | 15 |  | 3855.24 | 3595.5463 | Per Unit | GSLD | 0.57723 | 0.60437 | 0.83705 | 1.097 | 1.2026 | 1.2026 | 1.289 | 1.2891 | 1.2453 | 1.1192 | 0.77553 | 0.85362 | CscTgsld343 | CscT | gsld | 343 | 205.9764 | 192.1016 | [30 empty] | 0.043734 | 0.0083011 | 0.042853
343 | HVAC | Room | Schools K-12 | New | Variable Refrigerant Flow (VRF) HVAC Systems | 1.0722 | 0.4867 |  | 3432.94 | 1 | 0.45392 | 3201.6929 | 15 |  | 3855.24 | 3595.5463 | Per Unit | GSLD | 0.57723 | 0.60437 | 0.83705 | 1.097 | 1.2026 | 1.2026 | 1.289 | 1.2891 | 1.2453 | 1.1192 | 0.77553 | 0.85362 | CscNgsld343 | CscN | gsld | 343 | 205.9764 | 192.1016 | [30 empty] | 0.042791 | 0.0091558 | 0.034858
343 | HVAC | Room | Warehouse | Turnover | Variable Refrigerant Flow (VRF) HVAC Systems | 0.23523 | 0.12427 |  | 760.8 | 1 | 0.52832 | 3234.3496 | 15 |  | 3855.24 | 16389.5818 | Per Unit | GSLD | 0.57723 | 0.60437 | 0.83705 | 1.097 | 1.2026 | 1.2026 | 1.289 | 1.2891 | 1.2453 | 1.1192 | 0.77553 | 0.85362 | CwaTgsld343 | CwaT | gsld | 343 | 45.648 | 194.061 | [30 empty] | 0.028474 | 0.0012753 | 0.056145
343 | HVAC | Room | Warehouse | New | Variable Refrigerant Flow (VRF) HVAC Systems | 0.23523 | 0.12427 |  | 760.8 | 1 | 0.52832 | 3234.3496 | 15 |  | 3855.24 | 16389.5818 | Per Unit | GSLD | 0.57723 | 0.60437 | 0.83705 | 1.097 | 1.2026 | 1.2026 | 1.289 | 1.2891 | 1.2453 | 1.1192 | 0.77553 | 0.85362 | CwaNgsld343 | CwaN | gsld | 343 | 45.648 | 194.061 | [30 empty] | 0.0084807 | 0.00030797 | 0.017214
344 | HVAC | Sealing | Assembly | Existing | Air Curtains | 0.0010258 | 0.1777 |  | 81.08 | 1 | 173.2213 | 79038.3601 | 15 |  | 3704 | 3610731.2023 | Per End Use Consumption | GSLD | 0.536 | 0.638 | 0.811 | 0.882 | 1.033 | 1.022 | 1.038 | 1.051 | 1.035 | 1.017 | 0.878 | 0.562 | CasEgsld344 | CasE | gsld | 344 | 4.8648 | 4742.3016 | [30 empty] | 0.27542 | 6.9442e-05 | 0.62696
344 | HVAC | Sealing | Assembly | New | Air Curtains | 0.0010258 | 0.1777 |  | 81.08 | 1 | 173.2213 | 79038.3601 | 15 |  | 3704 | 3610731.2023 | Per End Use Consumption | GSLD | 0.536 | 0.638 | 0.811 | 0.882 | 1.033 | 1.022 | 1.038 | 1.051 | 1.035 | 1.017 | 0.878 | 0.562 | CasNgsld344 | CasN | gsld | 344 | 4.8648 | 4742.3016 | [30 empty] | 0.0016975 | 3.0864e-07 | 0.003865
344 | HVAC | Sealing | College and University | Existing | Air Curtains | 0.00062448 | 0.015006 |  | 81.08 | 1 | 24.0304 | 129836.8552 | 15 |  | 3704 | 5931372.863 | Per End Use Consumption | GSLD | 0.536 | 0.638 | 0.811 | 0.882 | 1.033 | 1.022 | 1.038 | 1.051 | 1.035 | 1.017 | 0.878 | 0.562 | CcoEgsld344 | CcoE | gsld | 344 | 4.8648 | 7790.2113 | [30 empty] | 0.0048368 | 9.2688e-06 | 0.00092176
344 | HVAC | Sealing | College and University | New | Air Curtains | 0.00062448 | 0.015006 |  | 81.08 | 1 | 24.0304 | 129836.8552 | 15 |  | 3704 | 5931372.863 | Per End Use Consumption | GSLD | 0.536 | 0.638 | 0.811 | 0.882 | 1.033 | 1.022 | 1.038 | 1.051 | 1.035 | 1.017 | 0.878 | 0.562 | CcoNgsld344 | CcoN | gsld | 344 | 4.8648 | 7790.2113 | [30 empty] | 2.5019e-05 | 3.2721e-08 | 4.7824e-06
344 | HVAC | Sealing | Data Center | Existing | Air Curtains | 0.00062448 | 0.015006 |  | 81.08 | 1 | 24.0304 | 129836.8552 | 15 |  | 3704 | 5931372.863 | Per End Use Consumption | GSLD | 0.536 | 0.638 | 0.811 | 0.882 | 1.033 | 1.022 | 1.038 | 1.051 | 1.035 | 1.017 | 0.878 | 0.562 | CdaEgsld344 | CdaE | gsld | 344 | 4.8648 | 7790.2113 | [30 empty] | 0 | 0 | 0
344 | HVAC | Sealing | Data Center | New | Air Curtains | 0.00062448 | 0.015006 |  | 81.08 | 1 | 24.0304 | 129836.8552 | 15 |  | 3704 | 5931372.863 | Per End Use Consumption | GSLD | 0.536 | 0.638 | 0.811 | 0.882 | 1.033 | 1.022 | 1.038 | 1.051 | 1.035 | 1.017 | 0.878 | 0.562 | CdaNgsld344 | CdaN | gsld | 344 | 4.8648 | 7790.2113 | [30 empty] | 0 | 0 | 0
344 | HVAC | Sealing | Grocery | Existing | Air Curtains | 0.00087342 | 0.059946 |  | 81.08 | 1 | 68.6335 | 92830.1636 | 15 |  | 3704 | 4240785.9651 | Per End Use Consumption | GSLD | 0.536 | 0.638 | 0.811 | 0.882 | 1.033 | 1.022 | 1.038 | 1.051 | 1.035 | 1.017 | 0.878 | 0.562 | CgrEgsld344 | CgrE | gsld | 344 | 4.8648 | 5569.8098 | [30 empty] | 0.083207 | 0.00020095 | 0.063403
344 | HVAC | Sealing | Grocery | New | Air Curtains | 0.00087342 | 0.059946 |  | 81.08 | 1 | 68.6335 | 92830.1636 | 15 |  | 3704 | 4240785.9651 | Per End Use Consumption | GSLD | 0.536 | 0.638 | 0.811 | 0.882 | 1.033 | 1.022 | 1.038 | 1.051 | 1.035 | 1.017 | 0.878 | 0.562 | CgrNgsld344 | CgrN | gsld | 344 | 4.8648 | 5569.8098 | [30 empty] | 0.00087194 | 1.4568e-06 | 0.00066617
344 | HVAC | Sealing | Healthcare | Existing | Air Curtains | 0.00062448 | 0.015006 |  | 81.08 | 1 | 24.0304 | 129836.8552 | 15 |  | 3704 | 5931372.863 | Per End Use Consumption | GSLD | 0.536 | 0.638 | 0.811 | 0.882 | 1.033 | 1.022 | 1.038 | 1.051 | 1.035 | 1.017 | 0.878 | 0.562 | CheEgsld344 | CheE | gsld | 344 | 4.8648 | 7790.2113 | [30 empty] | 0.075909 | 0 | 0.014604
344 | HVAC | Sealing | Healthcare | New | Air Curtains | 0.00062448 | 0.015006 |  | 81.08 | 1 | 24.0304 | 129836.8552 | 15 |  | 3704 | 5931372.863 | Per End Use Consumption | GSLD | 0.536 | 0.638 | 0.811 | 0.882 | 1.033 | 1.022 | 1.038 | 1.051 | 1.035 | 1.017 | 0.878 | 0.562 | CheNgsld344 | CheN | gsld | 344 | 4.8648 | 7790.2113 | [30 empty] | 0.0003949 | 0 | 7.5975e-05
344 | HVAC | Sealing | Hospitals | Existing | Air Curtains | 0.00062448 | 0.015006 |  | 81.08 | 1 | 24.0304 | 129836.8552 | 15 |  | 3704 | 5931372.863 | Per End Use Consumption | GSLD | 0.536 | 0.638 | 0.811 | 0.882 | 1.033 | 1.022 | 1.038 | 1.051 | 1.035 | 1.017 | 0.878 | 0.562 | ChoEgsld344 | ChoE | gsld | 344 | 4.8648 | 7790.2113 | [30 empty] | 0.0012462 | 0 | 0.00023975
344 | HVAC | Sealing | Hospitals | New | Air Curtains | 0.00062448 | 0.015006 |  | 81.08 | 1 | 24.0304 | 129836.8552 | 15 |  | 3704 | 5931372.863 | Per End Use Consumption | GSLD | 0.536 | 0.638 | 0.811 | 0.882 | 1.033 | 1.022 | 1.038 | 1.051 | 1.035 | 1.017 | 0.878 | 0.562 | ChoNgsld344 | ChoN | gsld | 344 | 4.8648 | 7790.2113 | [30 empty] | 6.5197e-06 | 0 | 1.2543e-06
344 | HVAC | Sealing | Institutional | Existing | Air Curtains | 0.00062448 | 0.015006 |  | 81.08 | 1 | 24.0304 | 129836.8552 | 15 |  | 3704 | 5931372.863 | Per End Use Consumption | GSLD | 0.536 | 0.638 | 0.811 | 0.882 | 1.033 | 1.022 | 1.038 | 1.051 | 1.035 | 1.017 | 0.878 | 0.562 | CinEgsld344 | CinE | gsld | 344 | 4.8648 | 7790.2113 | [30 empty] | 0 | 0 | 0
344 | HVAC | Sealing | Institutional | New | Air Curtains | 0.00062448 | 0.015006 |  | 81.08 | 1 | 24.0304 | 129836.8552 | 15 |  | 3704 | 5931372.863 | Per End Use Consumption | GSLD | 0.536 | 0.638 | 0.811 | 0.882 | 1.033 | 1.022 | 1.038 | 1.051 | 1.035 | 1.017 | 0.878 | 0.562 | CinNgsld344 | CinN | gsld | 344 | 4.8648 | 7790.2113 | [30 empty] | 0 | 0 | 0
344 | HVAC | Sealing | Lodging/Hospitality | Existing | Air Curtains | 0.00058985 | 0.051379 |  | 81.08 | 1 | 87.105 | 137458.4429 | 15 |  | 3704 | 6279551.9546 | Per End Use Consumption | GSLD | 0.536 | 0.638 | 0.811 | 0.882 | 1.033 | 1.022 | 1.038 | 1.051 | 1.035 | 1.017 | 0.878 | 0.562 | CloEgsld344 | CloE | gsld | 344 | 4.8648 | 8247.5066 | [30 empty] | 0.020896 | 1.6165e-05 | 0.013709
344 | HVAC | Sealing | Lodging/Hospitality | New | Air Curtains | 0.00058985 | 0.051379 |  | 81.08 | 1 | 87.105 | 137458.4429 | 15 |  | 3704 | 6279551.9546 | Per End Use Consumption | GSLD | 0.536 | 0.638 | 0.811 | 0.882 | 1.033 | 1.022 | 1.038 | 1.051 | 1.035 | 1.017 | 0.878 | 0.562 | CloNgsld344 | CloN | gsld | 344 | 4.8648 | 8247.5066 | [30 empty] | 0.00010875 | 5.6991e-08 | 7.1436e-05
344 | HVAC | Sealing | Miscellaneous | Existing | Air Curtains | 0.0010258 | 0.1777 |  | 81.08 | 1 | 173.2213 | 79038.3601 | 15 |  | 3704 | 3610731.2023 | Per End Use Consumption | GSLD | 0.536 | 0.638 | 0.811 | 0.882 | 1.033 | 1.022 | 1.038 | 1.051 | 1.035 | 1.017 | 0.878 | 0.562 | CmiEgsld344 | CmiE | gsld | 344 | 4.8648 | 4742.3016 | [30 empty] | 0 | 0 | 0
344 | HVAC | Sealing | Miscellaneous | New | Air Curtains | 0.0010258 | 0.1777 |  | 81.08 | 1 | 173.2213 | 79038.3601 | 15 |  | 3704 | 3610731.2023 | Per End Use Consumption | GSLD | 0.536 | 0.638 | 0.811 | 0.882 | 1.033 | 1.022 | 1.038 | 1.051 | 1.035 | 1.017 | 0.878 | 0.562 | CmiNgsld344 | CmiN | gsld | 344 | 4.8648 | 4742.3016 | [30 empty] | 0 | 0 | 0
344 | HVAC | Sealing | Offices | Existing | Air Curtains | 0.0010258 | 0.1777 |  | 81.08 | 1 | 173.2213 | 79038.3601 | 15 |  | 3704 | 3610731.2023 | Per End Use Consumption | GSLD | 0.536 | 0.638 | 0.811 | 0.882 | 1.033 | 1.022 | 1.038 | 1.051 | 1.035 | 1.017 | 0.878 | 0.562 | CofEgsld344 | CofE | gsld | 344 | 4.8648 | 4742.3016 | [30 empty] | 0 | 0 | 0
344 | HVAC | Sealing | Offices | New | Air Curtains | 0.0010258 | 0.1777 |  | 81.08 | 1 | 173.2213 | 79038.3601 | 15 |  | 3704 | 3610731.2023 | Per End Use Consumption | GSLD | 0.536 | 0.638 | 0.811 | 0.882 | 1.033 | 1.022 | 1.038 | 1.051 | 1.035 | 1.017 | 0.878 | 0.562 | CofNgsld344 | CofN | gsld | 344 | 4.8648 | 4742.3016 | [30 empty] | 0 | 0 | 0
344 | HVAC | Sealing | Restaurants | Existing | Air Curtains | 0.00087342 | 0.059946 |  | 81.08 | 1 | 68.6335 | 92830.1636 | 15 |  | 3704 | 4240785.9651 | Per End Use Consumption | GSLD | 0.536 | 0.638 | 0.811 | 0.882 | 1.033 | 1.022 | 1.038 | 1.051 | 1.035 | 1.017 | 0.878 | 0.562 | CreEgsld344 | CreE | gsld | 344 | 4.8648 | 5569.8098 | [30 empty] | 0.14071 | 8.2547e-05 | 0.10792
344 | HVAC | Sealing | Restaurants | New | Air Curtains | 0.00087342 | 0.059946 |  | 81.08 | 1 | 68.6335 | 92830.1636 | 15 |  | 3704 | 4240785.9651 | Per End Use Consumption | GSLD | 0.536 | 0.638 | 0.811 | 0.882 | 1.033 | 1.022 | 1.038 | 1.051 | 1.035 | 1.017 | 0.878 | 0.562 | CreNgsld344 | CreN | gsld | 344 | 4.8648 | 5569.8098 | [30 empty] | 0.0006803 | 2.6983e-07 | 0.0005221
344 | HVAC | Sealing | Retail | Existing | Air Curtains | 0.0010258 | 0.1777 |  | 81.08 | 1 | 173.2213 | 79038.3601 | 15 |  | 3704 | 3610731.2023 | Per End Use Consumption | GSLD | 0.536 | 0.638 | 0.811 | 0.882 | 1.033 | 1.022 | 1.038 | 1.051 | 1.035 | 1.017 | 0.878 | 0.562 | CrtEgsld344 | CrtE | gsld | 344 | 4.8648 | 4742.3016 | [30 empty] | 0.15825 | 0.00023218 | 0.35893
344 | HVAC | Sealing | Retail | New | Air Curtains | 0.0010258 | 0.1777 |  | 81.08 | 1 | 173.2213 | 79038.3601 | 15 |  | 3704 | 3610731.2023 | Per End Use Consumption | GSLD | 0.536 | 0.638 | 0.811 | 0.882 | 1.033 | 1.022 | 1.038 | 1.051 | 1.035 | 1.017 | 0.878 | 0.562 | CrtNgsld344 | CrtN | gsld | 344 | 4.8648 | 4742.3016 | [30 empty] | 0.00076682 | 7.8665e-07 | 0.0017416
344 | HVAC | Sealing | Schools K-12 | Existing | Air Curtains | 0.0010258 | 0.1777 |  | 81.08 | 1 | 173.2213 | 79038.3601 | 15 |  | 3704 | 3610731.2023 | Per End Use Consumption | GSLD | 0.536 | 0.638 | 0.811 | 0.882 | 1.033 | 1.022 | 1.038 | 1.051 | 1.035 | 1.017 | 0.878 | 0.562 | CscEgsld344 | CscE | gsld | 344 | 4.8648 | 4742.3016 | [30 empty] | 0.0041397 | 1.384e-05 | 0.0093362
344 | HVAC | Sealing | Schools K-12 | New | Air Curtains | 0.0010258 | 0.1777 |  | 81.08 | 1 | 173.2213 | 79038.3601 | 15 |  | 3704 | 3610731.2023 | Per End Use Consumption | GSLD | 0.536 | 0.638 | 0.811 | 0.882 | 1.033 | 1.022 | 1.038 | 1.051 | 1.035 | 1.017 | 0.878 | 0.562 | CscNgsld344 | CscN | gsld | 344 | 4.8648 | 4742.3016 | [30 empty] | 2.1473e-05 | 4.8735e-08 | 4.8586e-05
344 | HVAC | Sealing | Warehouse | Existing | Air Curtains | 0.0010258 | 0.1777 |  | 81.08 | 1 | 173.2213 | 79038.3601 | 15 |  | 3704 | 3610731.2023 | Per End Use Consumption | GSLD | 0.536 | 0.638 | 0.811 | 0.882 | 1.033 | 1.022 | 1.038 | 1.051 | 1.035 | 1.017 | 0.878 | 0.562 | CwaEgsld344 | CwaE | gsld | 344 | 4.8648 | 4742.3016 | [30 empty] | 0 | 0 | 0
344 | HVAC | Sealing | Warehouse | New | Air Curtains | 0.0010258 | 0.1777 |  | 81.08 | 1 | 173.2213 | 79038.3601 | 15 |  | 3704 | 3610731.2023 | Per End Use Consumption | GSLD | 0.536 | 0.638 | 0.811 | 0.882 | 1.033 | 1.022 | 1.038 | 1.051 | 1.035 | 1.017 | 0.878 | 0.562 | CwaNgsld344 | CwaN | gsld | 344 | 4.8648 | 4742.3016 | [30 empty] | 0 | 0 | 0
345 | HVAC | Space Cooling | Data Center | Existing | Data Center Hot Cold Aisle | 0.20646 | 0.21948 |  | 1860 | 1 | 1.0631 | 9009.009 | 15 |  | 5000 | 24217.7662 | per server room | GSLD | 1 | 1 | 1 | 1 | 1 | 1 | 1 | 1 | 1 | 1 | 1 | 1 | CdaEgsld345 | CdaE | gsld | 345 | 93.5268 | 453.0018 | [30 empty] | 0.078359 | 0.0087154 | 0.0092309
345 | HVAC | Space Cooling | Data Center | New | Data Center Hot Cold Aisle | 0.20646 | 0.21948 |  | 1860 | 1 | 1.0631 | 9009.009 | 15 |  | 5000 | 24217.7662 | per server room | GSLD | 1 | 1 | 1 | 1 | 1 | 1 | 1 | 1 | 1 | 1 | 1 | 1 | CdaNgsld345 | CdaN | gsld | 345 | 93.5268 | 453.0018 | [30 empty] | 0.00051388 | 5.7156e-05 | 6.0536e-05
346 | HVAC | Space Cooling | Assembly | Turnover | High Efficiency Data Center Cooling | 4.4943 | 0 |  | 13494 | 1 | 0 | 3002.444 | 15 |  | 21860.28 | 4863.9593 | Per End Use Consumption | GSLD | 1 | 1 | 1 | 1 | 1 | 1 | 1 | 1 | 1 | 1 | 1 | 1 | CasTgsld346 | CasT | gsld | 346 | 809.64 | 180.1466 | [30 empty] | 0 | 0 | 0
346 | HVAC | Space Cooling | Assembly | New | High Efficiency Data Center Cooling | 4.4943 | 0 |  | 13494 | 1 | 0 | 3002.444 | 15 |  | 21860.28 | 4863.9593 | Per End Use Consumption | GSLD | 1 | 1 | 1 | 1 | 1 | 1 | 1 | 1 | 1 | 1 | 1 | 1 | CasNgsld346 | CasN | gsld | 346 | 809.64 | 180.1466 | [30 empty] | 0 | 0 | 0
346 | HVAC | Space Cooling | College and University | Turnover | High Efficiency Data Center Cooling | 2.7359 | 0 |  | 13494 | 1 | 0 | 4932.1338 | 15 |  | 21860.28 | 7990.0568 | Per End Use Consumption | GSLD | 1 | 1 | 1 | 1 | 1 | 1 | 1 | 1 | 1 | 1 | 1 | 1 | CcoTgsld346 | CcoT | gsld | 346 | 809.64 | 295.928 | [30 empty] | 2.8642 | 0.58071 | 0
346 | HVAC | Space Cooling | College and University | New | High Efficiency Data Center Cooling | 2.7359 | 0 |  | 13494 | 1 | 0 | 4932.1338 | 15 |  | 21860.28 | 7990.0568 | Per End Use Consumption | GSLD | 1 | 1 | 1 | 1 | 1 | 1 | 1 | 1 | 1 | 1 | 1 | 1 | CcoNgsld346 | CcoN | gsld | 346 | 809.64 | 295.928 | [30 empty] | 0.031591 | 0.006405 | 0
346 | HVAC | Space Cooling | Data Center | Turnover | High Efficiency Data Center Cooling | 2.7359 | 0 |  | 13494 | 1 | 0 | 4932.1338 | 15 |  | 21860.28 | 7990.0568 | Per End Use Consumption | GSLD | 1 | 1 | 1 | 1 | 1 | 1 | 1 | 1 | 1 | 1 | 1 | 1 | CdaTgsld346 | CdaT | gsld | 346 | 809.64 | 295.928 | [30 empty] | 0.010548 | 0.0021386 | 0
346 | HVAC | Space Cooling | Data Center | New | High Efficiency Data Center Cooling | 2.7359 | 0 |  | 13494 | 1 | 0 | 4932.1338 | 15 |  | 21860.28 | 7990.0568 | Per End Use Consumption | GSLD | 1 | 1 | 1 | 1 | 1 | 1 | 1 | 1 | 1 | 1 | 1 | 1 | CdaNgsld346 | CdaN | gsld | 346 | 809.64 | 295.928 | [30 empty] | 0.00011634 | 2.3588e-05 | 0
346 | HVAC | Space Cooling | Grocery | Turnover | High Efficiency Data Center Cooling | 1.4386 | 0 |  | 5073.01 | 1 | 0 | 3526.3542 | 15 |  | 8218.28 | 5712.6965 | Per End Use Consumption | GSLD | 1 | 1 | 1 | 1 | 1 | 1 | 1 | 1 | 1 | 1 | 1 | 1 | CgrTgsld346 | CgrT | gsld | 346 | 304.3806 | 211.5813 | [30 empty] | 0 | 0 | 0
346 | HVAC | Space Cooling | Grocery | New | High Efficiency Data Center Cooling | 1.4386 | 0 |  | 5073.01 | 1 | 0 | 3526.3542 | 15 |  | 8218.28 | 5712.6965 | Per End Use Consumption | GSLD | 1 | 1 | 1 | 1 | 1 | 1 | 1 | 1 | 1 | 1 | 1 | 1 | CgrNgsld346 | CgrN | gsld | 346 | 304.3806 | 211.5813 | [30 empty] | 0 | 0 | 0
346 | HVAC | Space Cooling | Healthcare | Turnover | High Efficiency Data Center Cooling | 2.1353 | 0 |  | 10531.76 | 1 | 0 | 4932.1338 | 15 |  | 17061.44 | 7990.0516 | Per End Use Consumption | GSLD | 1 | 1 | 1 | 1 | 1 | 1 | 1 | 1 | 1 | 1 | 1 | 1 | CheTgsld346 | CheT | gsld | 346 | 631.9056 | 295.928 | [30 empty] | 14.8437 | 3.0096 | 0
346 | HVAC | Space Cooling | Healthcare | New | High Efficiency Data Center Cooling | 2.1353 | 0 |  | 10531.76 | 1 | 0 | 4932.1338 | 15 |  | 17061.44 | 7990.0516 | Per End Use Consumption | GSLD | 1 | 1 | 1 | 1 | 1 | 1 | 1 | 1 | 1 | 1 | 1 | 1 | CheNgsld346 | CheN | gsld | 346 | 631.9056 | 295.928 | [30 empty] | 0.16372 | 0.033195 | 0
346 | HVAC | Space Cooling | Hospitals | Turnover | High Efficiency Data Center Cooling | 2.7359 | 0 |  | 13494 | 1 | 0 | 4932.1338 | 15 |  | 21860.28 | 7990.0568 | Per End Use Consumption | GSLD | 1 | 1 | 1 | 1 | 1 | 1 | 1 | 1 | 1 | 1 | 1 | 1 | ChoTgsld346 | ChoT | gsld | 346 | 809.64 | 295.928 | [30 empty] | 0.10862 | 0.022022 | 0
346 | HVAC | Space Cooling | Hospitals | New | High Efficiency Data Center Cooling | 2.7359 | 0 |  | 13494 | 1 | 0 | 4932.1338 | 15 |  | 21860.28 | 7990.0568 | Per End Use Consumption | GSLD | 1 | 1 | 1 | 1 | 1 | 1 | 1 | 1 | 1 | 1 | 1 | 1 | ChoNgsld346 | ChoN | gsld | 346 | 809.64 | 295.928 | [30 empty] | 0.0011411 | 0.00023136 | 0
346 | HVAC | Space Cooling | Institutional | Turnover | High Efficiency Data Center Cooling | 2.4986 | 0 |  | 12323.52 | 1 | 0 | 4932.1338 | 15 |  | 19964.1 | 7990.0559 | Per End Use Consumption | GSLD | 1 | 1 | 1 | 1 | 1 | 1 | 1 | 1 | 1 | 1 | 1 | 1 | CinTgsld346 | CinT | gsld | 346 | 739.4112 | 295.928 | [30 empty] | 13.5204 | 2.7413 | 0
346 | HVAC | Space Cooling | Institutional | New | High Efficiency Data Center Cooling | 2.4986 | 0 |  | 12323.52 | 1 | 0 | 4932.1338 | 15 |  | 19964.1 | 7990.0559 | Per End Use Consumption | GSLD | 1 | 1 | 1 | 1 | 1 | 1 | 1 | 1 | 1 | 1 | 1 | 1 | CinNgsld346 | CinN | gsld | 346 | 739.4112 | 295.928 | [30 empty] | 0.14913 | 0.030235 | 0
346 | HVAC | Space Cooling | Lodging/Hospitality | Turnover | High Efficiency Data Center Cooling | 2.5842 | 0 |  | 13494 | 1 | 0 | 5221.6594 | 15 |  | 21860.28 | 8459.0883 | Per End Use Consumption | GSLD | 1 | 1 | 1 | 1 | 1 | 1 | 1 | 1 | 1 | 1 | 1 | 1 | CloTgsld346 | CloT | gsld | 346 | 809.64 | 313.2996 | [30 empty] | 0 | 0 | 0
346 | HVAC | Space Cooling | Lodging/Hospitality | New | High Efficiency Data Center Cooling | 2.5842 | 0 |  | 13494 | 1 | 0 | 5221.6594 | 15 |  | 21860.28 | 8459.0883 | Per End Use Consumption | GSLD | 1 | 1 | 1 | 1 | 1 | 1 | 1 | 1 | 1 | 1 | 1 | 1 | CloNgsld346 | CloN | gsld | 346 | 809.64 | 313.2996 | [30 empty] | 0 | 0 | 0
346 | HVAC | Space Cooling | Miscellaneous | Turnover | High Efficiency Data Center Cooling | 4.4943 | 0 |  | 13494 | 1 | 0 | 3002.444 | 15 |  | 21860.28 | 4863.9593 | Per End Use Consumption | GSLD | 1 | 1 | 1 | 1 | 1 | 1 | 1 | 1 | 1 | 1 | 1 | 1 | CmiTgsld346 | CmiT | gsld | 346 | 809.64 | 180.1466 | [30 empty] | 0 | 0 | 0
346 | HVAC | Space Cooling | Miscellaneous | New | High Efficiency Data Center Cooling | 4.4943 | 0 |  | 13494 | 1 | 0 | 3002.444 | 15 |  | 21860.28 | 4863.9593 | Per End Use Consumption | GSLD | 1 | 1 | 1 | 1 | 1 | 1 | 1 | 1 | 1 | 1 | 1 | 1 | CmiNgsld346 | CmiN | gsld | 346 | 809.64 | 180.1466 | [30 empty] | 0 | 0 | 0
346 | HVAC | Space Cooling | Offices | Turnover | High Efficiency Data Center Cooling | 4.4943 | 0 |  | 13494 | 1 | 0 | 3002.444 | 15 |  | 21860.28 | 4863.9593 | Per End Use Consumption | GSLD | 1 | 1 | 1 | 1 | 1 | 1 | 1 | 1 | 1 | 1 | 1 | 1 | CofTgsld346 | CofT | gsld | 346 | 809.64 | 180.1466 | [30 empty] | 85.3175 | 28.416 | 0
346 | HVAC | Space Cooling | Offices | New | High Efficiency Data Center Cooling | 4.4943 | 0 |  | 13494 | 1 | 0 | 3002.444 | 15 |  | 21860.28 | 4863.9593 | Per End Use Consumption | GSLD | 1 | 1 | 1 | 1 | 1 | 1 | 1 | 1 | 1 | 1 | 1 | 1 | CofNgsld346 | CofN | gsld | 346 | 809.64 | 180.1466 | [30 empty] | 0.94102 | 0.31342 | 0
346 | HVAC | Space Cooling | Restaurants | Turnover | High Efficiency Data Center Cooling | 3.8266 | 0 |  | 13494 | 1 | 0 | 3526.3542 | 15 |  | 21860.28 | 5712.6938 | Per End Use Consumption | GSLD | 1 | 1 | 1 | 1 | 1 | 1 | 1 | 1 | 1 | 1 | 1 | 1 | CreTgsld346 | CreT | gsld | 346 | 809.64 | 211.5813 | [30 empty] | 0 | 0 | 0
346 | HVAC | Space Cooling | Restaurants | New | High Efficiency Data Center Cooling | 3.8266 | 0 |  | 13494 | 1 | 0 | 3526.3542 | 15 |  | 21860.28 | 5712.6938 | Per End Use Consumption | GSLD | 1 | 1 | 1 | 1 | 1 | 1 | 1 | 1 | 1 | 1 | 1 | 1 | CreNgsld346 | CreN | gsld | 346 | 809.64 | 211.5813 | [30 empty] | 0 | 0 | 0
346 | HVAC | Space Cooling | Retail | Turnover | High Efficiency Data Center Cooling | 4.4943 | 0 |  | 13494 | 1 | 0 | 3002.444 | 15 |  | 21860.28 | 4863.9593 | Per End Use Consumption | GSLD | 1 | 1 | 1 | 1 | 1 | 1 | 1 | 1 | 1 | 1 | 1 | 1 | CrtTgsld346 | CrtT | gsld | 346 | 809.64 | 180.1466 | [30 empty] | 0 | 0 | 0
346 | HVAC | Space Cooling | Retail | New | High Efficiency Data Center Cooling | 4.4943 | 0 |  | 13494 | 1 | 0 | 3002.444 | 15 |  | 21860.28 | 4863.9593 | Per End Use Consumption | GSLD | 1 | 1 | 1 | 1 | 1 | 1 | 1 | 1 | 1 | 1 | 1 | 1 | CrtNgsld346 | CrtN | gsld | 346 | 809.64 | 180.1466 | [30 empty] | 0 | 0 | 0
346 | HVAC | Space Cooling | Schools K-12 | Turnover | High Efficiency Data Center Cooling | 4.4943 | 0 |  | 13494 | 1 | 0 | 3002.444 | 15 |  | 21860.28 | 4863.9593 | Per End Use Consumption | GSLD | 1 | 1 | 1 | 1 | 1 | 1 | 1 | 1 | 1 | 1 | 1 | 1 | CscTgsld346 | CscT | gsld | 346 | 809.64 | 180.1466 | [30 empty] | 1.2555 | 0.41817 | 0
346 | HVAC | Space Cooling | Schools K-12 | New | High Efficiency Data Center Cooling | 4.4943 | 0 |  | 13494 | 1 | 0 | 3002.444 | 15 |  | 21860.28 | 4863.9593 | Per End Use Consumption | GSLD | 1 | 1 | 1 | 1 | 1 | 1 | 1 | 1 | 1 | 1 | 1 | 1 | CscNgsld346 | CscN | gsld | 346 | 809.64 | 180.1466 | [30 empty] | 0.013848 | 0.0046123 | 0
346 | HVAC | Space Cooling | Warehouse | Turnover | High Efficiency Data Center Cooling | 3.2317 | 0 |  | 9702.98 | 1 | 0 | 3002.444 | 15 |  | 15718.83 | 4863.96 | Per End Use Consumption | GSLD | 1 | 1 | 1 | 1 | 1 | 1 | 1 | 1 | 1 | 1 | 1 | 1 | CwaTgsld346 | CwaT | gsld | 346 | 582.1788 | 180.1466 | [30 empty] | 0 | 0 | 0
346 | HVAC | Space Cooling | Warehouse | New | High Efficiency Data Center Cooling | 3.2317 | 0 |  | 9702.98 | 1 | 0 | 3002.444 | 15 |  | 15718.83 | 4863.96 | Per End Use Consumption | GSLD | 1 | 1 | 1 | 1 | 1 | 1 | 1 | 1 | 1 | 1 | 1 | 1 | CwaNgsld346 | CwaN | gsld | 346 | 582.1788 | 180.1466 | [30 empty] | 0 | 0 | 0
347 | HVAC | Ventilation | Assembly | Existing | Demand Controlled Ventilation | 1.3626 | 0.97034 |  | 4831.35 | 1 | 0.7121 | 3545.5611 | 10 |  | 5789.57 | 4248.7657 | Per End Use Consumption | GSLD | 1 | 1 | 1 | 1 | 1 | 1 | 1 | 1 | 1 | 1 | 1 | 1 | CasEgsld347 | CasE | gsld | 347 | 242.9357 | 178.2822 | [30 empty] | 18.3023 | 5.162 | 3.6759
347 | HVAC | Ventilation | Assembly | New | Demand Controlled Ventilation | 1.3626 | 0.97034 |  | 4831.35 | 1 | 0.7121 | 3545.5611 | 10 |  | 5789.57 | 4248.7657 | Per End Use Consumption | GSLD | 1 | 1 | 1 | 1 | 1 | 1 | 1 | 1 | 1 | 1 | 1 | 1 | CasNgsld347 | CasN | gsld | 347 | 242.9357 | 178.2822 | [30 empty] | 0.20187 | 0.056936 | 0.040544
347 | HVAC | Ventilation | College and University | Existing | Demand Controlled Ventilation | 1.6055 | 1.2677 |  | 11000.51 | 1 | 0.7896 | 6851.7404 | 10 |  | 9059.74 | 5642.919 | Per End Use Consumption | GSLD | 1 | 1 | 1 | 1 | 1 | 1 | 1 | 1 | 1 | 1 | 1 | 1 | CcoEgsld347 | CcoE | gsld | 347 | 553.1409 | 344.5274 | [30 empty] | 6.161 | 0.89919 | 0.70999
347 | HVAC | Ventilation | College and University | New | Demand Controlled Ventilation | 1.6055 | 1.2677 |  | 11000.51 | 1 | 0.7896 | 6851.7404 | 10 |  | 9059.74 | 5642.919 | Per End Use Consumption | GSLD | 1 | 1 | 1 | 1 | 1 | 1 | 1 | 1 | 1 | 1 | 1 | 1 | CcoNgsld347 | CcoN | gsld | 347 | 553.1409 | 344.5274 | [30 empty] | 0.067954 | 0.0099177 | 0.007831
347 | HVAC | Ventilation | Data Center | Existing | Demand Controlled Ventilation | 6.8786 | 5.4313 |  | 47130.17 | 1 | 0.7896 | 6851.7404 | 10 |  | 38815.18 | 5642.9149 | Per End Use Consumption | GSLD | 1 | 1 | 1 | 1 | 1 | 1 | 1 | 1 | 1 | 1 | 1 | 1 | CdaEgsld347 | CdaE | gsld | 347 | 2369.8558 | 344.5274 | [30 empty] | 0 | 0 | 0
347 | HVAC | Ventilation | Data Center | New | Demand Controlled Ventilation | 6.8786 | 5.4313 |  | 47130.17 | 1 | 0.7896 | 6851.7404 | 10 |  | 38815.18 | 5642.9149 | Per End Use Consumption | GSLD | 1 | 1 | 1 | 1 | 1 | 1 | 1 | 1 | 1 | 1 | 1 | 1 | CdaNgsld347 | CdaN | gsld | 347 | 2369.8558 | 344.5274 | [30 empty] | 0 | 0 | 0
347 | HVAC | Ventilation | Grocery | Existing | Demand Controlled Ventilation | 0.26653 | 0.19852 |  | 1201.18 | 1 | 0.74481 | 4506.7038 | 10 |  | 989.26 | 3711.6018 | Per End Use Consumption | GSLD | 1 | 1 | 1 | 1 | 1 | 1 | 1 | 1 | 1 | 1 | 1 | 1 | CgrEgsld347 | CgrE | gsld | 347 | 60.3992 | 226.6115 | [30 empty] | 0 | 0 | 0
347 | HVAC | Ventilation | Grocery | New | Demand Controlled Ventilation | 0.26653 | 0.19852 |  | 1201.18 | 1 | 0.74481 | 4506.7038 | 10 |  | 989.26 | 3711.6018 | Per End Use Consumption | GSLD | 1 | 1 | 1 | 1 | 1 | 1 | 1 | 1 | 1 | 1 | 1 | 1 | CgrNgsld347 | CgrN | gsld | 347 | 60.3992 | 226.6115 | [30 empty] | 0 | 0 | 0
347 | HVAC | Ventilation | Healthcare | Existing | Demand Controlled Ventilation | 0.62744 | 0.49543 |  | 4299.08 | 1 | 0.7896 | 6851.7404 | 10 |  | 3540.61 | 5642.9145 | Per End Use Consumption | GSLD | 1 | 1 | 1 | 1 | 1 | 1 | 1 | 1 | 1 | 1 | 1 | 1 | CheEgsld347 | CheE | gsld | 347 | 216.1715 | 344.5274 | [30 empty] | 0 | 0 | 0
347 | HVAC | Ventilation | Healthcare | New | Demand Controlled Ventilation | 0.62744 | 0.49543 |  | 4299.08 | 1 | 0.7896 | 6851.7404 | 10 |  | 3540.61 | 5642.9145 | Per End Use Consumption | GSLD | 1 | 1 | 1 | 1 | 1 | 1 | 1 | 1 | 1 | 1 | 1 | 1 | CheNgsld347 | CheN | gsld | 347 | 216.1715 | 344.5274 | [30 empty] | 0 | 0 | 0
347 | HVAC | Ventilation | Hospitals | Existing | Demand Controlled Ventilation | 12.4121 | 9.8006 |  | 85044.68 | 1 | 0.7896 | 6851.7404 | 10 |  | 70040.58 | 5642.9147 | Per End Use Consumption | GSLD | 1 | 1 | 1 | 1 | 1 | 1 | 1 | 1 | 1 | 1 | 1 | 1 | ChoEgsld347 | ChoE | gsld | 347 | 4276.3187 | 344.5274 | [30 empty] | 0 | 0 | 0
347 | HVAC | Ventilation | Hospitals | New | Demand Controlled Ventilation | 12.4121 | 9.8006 |  | 85044.68 | 1 | 0.7896 | 6851.7404 | 10 |  | 70040.58 | 5642.9147 | Per End Use Consumption | GSLD | 1 | 1 | 1 | 1 | 1 | 1 | 1 | 1 | 1 | 1 | 1 | 1 | ChoNgsld347 | ChoN | gsld | 347 | 4276.3187 | 344.5274 | [30 empty] | 0 | 0 | 0
347 | HVAC | Ventilation | Institutional | Existing | Demand Controlled Ventilation | 0.53595 | 0.42318 |  | 3672.16 | 1 | 0.7896 | 6851.7404 | 10 |  | 4624.22 | 8628.1521 | Per End Use Consumption | GSLD | 1 | 1 | 1 | 1 | 1 | 1 | 1 | 1 | 1 | 1 | 1 | 1 | CinEgsld347 | CinE | gsld | 347 | 184.648 | 344.5274 | [30 empty] | 4.6803 | 0.68308 | 0.53936
347 | HVAC | Ventilation | Institutional | New | Demand Controlled Ventilation | 0.53595 | 0.42318 |  | 3672.16 | 1 | 0.7896 | 6851.7404 | 10 |  | 4624.22 | 8628.1521 | Per End Use Consumption | GSLD | 1 | 1 | 1 | 1 | 1 | 1 | 1 | 1 | 1 | 1 | 1 | 1 | CinNgsld347 | CinN | gsld | 347 | 184.648 | 344.5274 | [30 empty] | 0.051622 | 0.0075342 | 0.0059489
347 | HVAC | Ventilation | Lodging/Hospitality | Existing | Demand Controlled Ventilation | 3.5473 | 1.4563 |  | 19590.55 | 1 | 0.41054 | 5522.7016 | 10 |  | 16134.26 | 4548.3513 | Per End Use Consumption | GSLD | 1 | 1 | 1 | 1 | 1 | 1 | 1 | 1 | 1 | 1 | 1 | 1 | CloEgsld347 | CloE | gsld | 347 | 985.0756 | 277.6991 | [30 empty] | 0 | 0 | 0
347 | HVAC | Ventilation | Lodging/Hospitality | New | Demand Controlled Ventilation | 3.5473 | 1.4563 |  | 19590.55 | 1 | 0.41054 | 5522.7016 | 10 |  | 16134.26 | 4548.3513 | Per End Use Consumption | GSLD | 1 | 1 | 1 | 1 | 1 | 1 | 1 | 1 | 1 | 1 | 1 | 1 | CloNgsld347 | CloN | gsld | 347 | 985.0756 | 277.6991 | [30 empty] | 0 | 0 | 0
347 | HVAC | Ventilation | Miscellaneous | Existing | Demand Controlled Ventilation | 3.0034 | 2.1387 |  | 10648.57 | 1 | 0.7121 | 3545.5611 | 10 |  | 12557.99 | 4181.324 | Per End Use Consumption | GSLD | 1 | 1 | 1 | 1 | 1 | 1 | 1 | 1 | 1 | 1 | 1 | 1 | CmiEgsld347 | CmiE | gsld | 347 | 535.4442 | 178.2822 | [30 empty] | 61.9802 | 17.4811 | 12.4482
347 | HVAC | Ventilation | Miscellaneous | New | Demand Controlled Ventilation | 3.0034 | 2.1387 |  | 10648.57 | 1 | 0.7121 | 3545.5611 | 10 |  | 12557.99 | 4181.324 | Per End Use Consumption | GSLD | 1 | 1 | 1 | 1 | 1 | 1 | 1 | 1 | 1 | 1 | 1 | 1 | CmiNgsld347 | CmiN | gsld | 347 | 535.4442 | 178.2822 | [30 empty] | 0.68362 | 0.19281 | 0.1373
347 | HVAC | Ventilation | Offices | Existing | Demand Controlled Ventilation | 2.2548 | 1.6057 |  | 7994.63 | 1 | 0.7121 | 3545.5611 | 10 |  | 6584.17 | 2920.0322 | Per End Use Consumption | GSLD | 1 | 1 | 1 | 1 | 1 | 1 | 1 | 1 | 1 | 1 | 1 | 1 | CofEgsld347 | CofE | gsld | 347 | 401.9956 | 178.2822 | [30 empty] | 0 | 0 | 0
347 | HVAC | Ventilation | Offices | New | Demand Controlled Ventilation | 2.2548 | 1.6057 |  | 7994.63 | 1 | 0.7121 | 3545.5611 | 10 |  | 6584.17 | 2920.0322 | Per End Use Consumption | GSLD | 1 | 1 | 1 | 1 | 1 | 1 | 1 | 1 | 1 | 1 | 1 | 1 | CofNgsld347 | CofN | gsld | 347 | 401.9956 | 178.2822 | [30 empty] | 0 | 0 | 0
347 | HVAC | Ventilation | Restaurants | Existing | Demand Controlled Ventilation | 0.49943 | 0.37198 |  | 2250.8 | 1 | 0.74481 | 4506.7038 | 10 |  | 1853.7 | 3711.6034 | Per End Use Consumption | GSLD | 1 | 1 | 1 | 1 | 1 | 1 | 1 | 1 | 1 | 1 | 1 | 1 | CreEgsld347 | CreE | gsld | 347 | 113.1774 | 226.6115 | [30 empty] | 0 | 0 | 0
347 | HVAC | Ventilation | Restaurants | New | Demand Controlled Ventilation | 0.49943 | 0.37198 |  | 2250.8 | 1 | 0.74481 | 4506.7038 | 10 |  | 1853.7 | 3711.6034 | Per End Use Consumption | GSLD | 1 | 1 | 1 | 1 | 1 | 1 | 1 | 1 | 1 | 1 | 1 | 1 | CreNgsld347 | CreN | gsld | 347 | 113.1774 | 226.6115 | [30 empty] | 0 | 0 | 0
347 | HVAC | Ventilation | Retail | Existing | Demand Controlled Ventilation | 2.9685 | 2.1139 |  | 10525.09 | 1 | 0.7121 | 3545.5611 | 10 |  | 8668.19 | 2920.0318 | Per End Use Consumption | GSLD | 1 | 1 | 1 | 1 | 1 | 1 | 1 | 1 | 1 | 1 | 1 | 1 | CrtEgsld347 | CrtE | gsld | 347 | 529.2352 | 178.2822 | [30 empty] | 0 | 0 | 0
347 | HVAC | Ventilation | Retail | New | Demand Controlled Ventilation | 2.9685 | 2.1139 |  | 10525.09 | 1 | 0.7121 | 3545.5611 | 10 |  | 8668.19 | 2920.0318 | Per End Use Consumption | GSLD | 1 | 1 | 1 | 1 | 1 | 1 | 1 | 1 | 1 | 1 | 1 | 1 | CrtNgsld347 | CrtN | gsld | 347 | 529.2352 | 178.2822 | [30 empty] | 0 | 0 | 0
347 | HVAC | Ventilation | Schools K-12 | Existing | Demand Controlled Ventilation | 4.2127 | 2.9999 |  | 14936.48 | 1 | 0.7121 | 3545.5611 | 10 |  | 12301.3 | 2920.0328 | Per End Use Consumption | GSLD | 1 | 1 | 1 | 1 | 1 | 1 | 1 | 1 | 1 | 1 | 1 | 1 | CscEgsld347 | CscE | gsld | 347 | 751.054 | 178.2822 | [30 empty] | 4.9679 | 1.4012 | 0.99777
347 | HVAC | Ventilation | Schools K-12 | New | Demand Controlled Ventilation | 4.2127 | 2.9999 |  | 14936.48 | 1 | 0.7121 | 3545.5611 | 10 |  | 12301.3 | 2920.0328 | Per End Use Consumption | GSLD | 1 | 1 | 1 | 1 | 1 | 1 | 1 | 1 | 1 | 1 | 1 | 1 | CscNgsld347 | CscN | gsld | 347 | 751.054 | 178.2822 | [30 empty] | 0.054795 | 0.015454 | 0.011005
347 | HVAC | Ventilation | Warehouse | Existing | Demand Controlled Ventilation | 0.6702 | 0.47725 |  | 2376.24 | 1 | 0.7121 | 3545.5611 | 10 |  | 7356.11 | 10975.9694 | Per End Use Consumption | GSLD | 1 | 1 | 1 | 1 | 1 | 1 | 1 | 1 | 1 | 1 | 1 | 1 | CwaEgsld347 | CwaE | gsld | 347 | 119.485 | 178.2822 | [30 empty] | 0.58657 | 0.16544 | 0.11781
347 | HVAC | Ventilation | Warehouse | New | Demand Controlled Ventilation | 0.6702 | 0.47725 |  | 2376.24 | 1 | 0.7121 | 3545.5611 | 10 |  | 7356.11 | 10975.9694 | Per End Use Consumption | GSLD | 1 | 1 | 1 | 1 | 1 | 1 | 1 | 1 | 1 | 1 | 1 | 1 | CwaNgsld347 | CwaN | gsld | 347 | 119.485 | 178.2822 | [30 empty] | 0.0064697 | 0.0018247 | 0.0012994
348 | HVAC | Ventilation | Assembly | Existing | Destratification Fans | 0 | 21.8474 |  | 9589.97 | 0 | 21.8474 | 9589.97 | 10 |  | 6919 | 6919 | Per Fan | GSLD | 1 | 1 | 1 | 1 | 1 | 1 | 1 | 1 | 1 | 1 | 1 | 1 | CasEgsld348 | CasE | gsld | 348 | 482.2144 | 482.2144 | [30 empty] | 0 | 0 | 0
348 | HVAC | Ventilation | Assembly | New | Destratification Fans | 0 | 21.8474 |  | 9589.97 | 0 | 21.8474 | 9589.97 | 10 |  | 6919 | 6919 | Per Fan | GSLD | 1 | 1 | 1 | 1 | 1 | 1 | 1 | 1 | 1 | 1 | 1 | 1 | CasNgsld348 | CasN | gsld | 348 | 482.2144 | 482.2144 | [30 empty] | 0 | 0 | 0
348 | HVAC | Ventilation | College and University | Existing | Destratification Fans | 0 | 1.845 |  | 9589.97 | 0 | 1.845 | 9589.97 | 10 |  | 6919 | 6919 | Per Fan | GSLD | 1 | 1 | 1 | 1 | 1 | 1 | 1 | 1 | 1 | 1 | 1 | 1 | CcoEgsld348 | CcoE | gsld | 348 | 482.2144 | 482.2144 | [30 empty] | 0 | 0 | 0
348 | HVAC | Ventilation | College and University | New | Destratification Fans | 0 | 1.845 |  | 9589.97 | 0 | 1.845 | 9589.97 | 10 |  | 6919 | 6919 | Per Fan | GSLD | 1 | 1 | 1 | 1 | 1 | 1 | 1 | 1 | 1 | 1 | 1 | 1 | CcoNgsld348 | CcoN | gsld | 348 | 482.2144 | 482.2144 | [30 empty] | 0 | 0 | 0
348 | HVAC | Ventilation | Data Center | Existing | Destratification Fans | 0 | 1.845 |  | 9589.97 | 0 | 1.845 | 9589.97 | 10 |  | 6919 | 6919 | Per Fan | GSLD | 1 | 1 | 1 | 1 | 1 | 1 | 1 | 1 | 1 | 1 | 1 | 1 | CdaEgsld348 | CdaE | gsld | 348 | 482.2144 | 482.2144 | [30 empty] | 0 | 0 | 0
348 | HVAC | Ventilation | Data Center | New | Destratification Fans | 0 | 1.845 |  | 9589.97 | 0 | 1.845 | 9589.97 | 10 |  | 6919 | 6919 | Per Fan | GSLD | 1 | 1 | 1 | 1 | 1 | 1 | 1 | 1 | 1 | 1 | 1 | 1 | CdaNgsld348 | CdaN | gsld | 348 | 482.2144 | 482.2144 | [30 empty] | 0 | 0 | 0
348 | HVAC | Ventilation | Grocery | Existing | Destratification Fans | 0 | 7.3703 |  | 9589.97 | 0 | 7.3703 | 9589.97 | 10 |  | 6919 | 6919 | Per Fan | GSLD | 1 | 1 | 1 | 1 | 1 | 1 | 1 | 1 | 1 | 1 | 1 | 1 | CgrEgsld348 | CgrE | gsld | 348 | 482.2144 | 482.2144 | [30 empty] | 0 | 0 | 0
348 | HVAC | Ventilation | Grocery | New | Destratification Fans | 0 | 7.3703 |  | 9589.97 | 0 | 7.3703 | 9589.97 | 10 |  | 6919 | 6919 | Per Fan | GSLD | 1 | 1 | 1 | 1 | 1 | 1 | 1 | 1 | 1 | 1 | 1 | 1 | CgrNgsld348 | CgrN | gsld | 348 | 482.2144 | 482.2144 | [30 empty] | 0 | 0 | 0
348 | HVAC | Ventilation | Healthcare | Existing | Destratification Fans | 0 | 1.845 |  | 9589.97 | 0 | 1.845 | 9589.97 | 10 |  | 6919 | 6919 | Per Fan | GSLD | 1 | 1 | 1 | 1 | 1 | 1 | 1 | 1 | 1 | 1 | 1 | 1 | CheEgsld348 | CheE | gsld | 348 | 482.2144 | 482.2144 | [30 empty] | 0 | 0 | 0
348 | HVAC | Ventilation | Healthcare | New | Destratification Fans | 0 | 1.845 |  | 9589.97 | 0 | 1.845 | 9589.97 | 10 |  | 6919 | 6919 | Per Fan | GSLD | 1 | 1 | 1 | 1 | 1 | 1 | 1 | 1 | 1 | 1 | 1 | 1 | CheNgsld348 | CheN | gsld | 348 | 482.2144 | 482.2144 | [30 empty] | 0 | 0 | 0
348 | HVAC | Ventilation | Hospitals | Existing | Destratification Fans | 0 | 1.845 |  | 9589.97 | 0 | 1.845 | 9589.97 | 10 |  | 6919 | 6919 | Per Fan | GSLD | 1 | 1 | 1 | 1 | 1 | 1 | 1 | 1 | 1 | 1 | 1 | 1 | ChoEgsld348 | ChoE | gsld | 348 | 482.2144 | 482.2144 | [30 empty] | 0 | 0 | 0
348 | HVAC | Ventilation | Hospitals | New | Destratification Fans | 0 | 1.845 |  | 9589.97 | 0 | 1.845 | 9589.97 | 10 |  | 6919 | 6919 | Per Fan | GSLD | 1 | 1 | 1 | 1 | 1 | 1 | 1 | 1 | 1 | 1 | 1 | 1 | ChoNgsld348 | ChoN | gsld | 348 | 482.2144 | 482.2144 | [30 empty] | 0 | 0 | 0
348 | HVAC | Ventilation | Institutional | Existing | Destratification Fans | 0 | 1.845 |  | 9589.97 | 0 | 1.845 | 9589.97 | 10 |  | 6919 | 6919 | Per Fan | GSLD | 1 | 1 | 1 | 1 | 1 | 1 | 1 | 1 | 1 | 1 | 1 | 1 | CinEgsld348 | CinE | gsld | 348 | 482.2144 | 482.2144 | [30 empty] | 0 | 0 | 0
348 | HVAC | Ventilation | Institutional | New | Destratification Fans | 0 | 1.845 |  | 9589.97 | 0 | 1.845 | 9589.97 | 10 |  | 6919 | 6919 | Per Fan | GSLD | 1 | 1 | 1 | 1 | 1 | 1 | 1 | 1 | 1 | 1 | 1 | 1 | CinNgsld348 | CinN | gsld | 348 | 482.2144 | 482.2144 | [30 empty] | 0 | 0 | 0
348 | HVAC | Ventilation | Lodging/Hospitality | Existing | Destratification Fans | 0 | 6.317 |  | 9589.97 | 0 | 6.317 | 9589.97 | 10 |  | 6919 | 6919 | Per Fan | GSLD | 1 | 1 | 1 | 1 | 1 | 1 | 1 | 1 | 1 | 1 | 1 | 1 | CloEgsld348 | CloE | gsld | 348 | 482.2144 | 482.2144 | [30 empty] | 0 | 0 | 0
348 | HVAC | Ventilation | Lodging/Hospitality | New | Destratification Fans | 0 | 6.317 |  | 9589.97 | 0 | 6.317 | 9589.97 | 10 |  | 6919 | 6919 | Per Fan | GSLD | 1 | 1 | 1 | 1 | 1 | 1 | 1 | 1 | 1 | 1 | 1 | 1 | CloNgsld348 | CloN | gsld | 348 | 482.2144 | 482.2144 | [30 empty] | 0 | 0 | 0
348 | HVAC | Ventilation | Miscellaneous | Existing | Destratification Fans | 0 | 21.8474 |  | 9589.97 | 0 | 21.8474 | 9589.97 | 10 |  | 6919 | 6919 | Per Fan | GSLD | 1 | 1 | 1 | 1 | 1 | 1 | 1 | 1 | 1 | 1 | 1 | 1 | CmiEgsld348 | CmiE | gsld | 348 | 482.2144 | 482.2144 | [30 empty] | 0 | 0 | 0
348 | HVAC | Ventilation | Miscellaneous | New | Destratification Fans | 0 | 21.8474 |  | 9589.97 | 0 | 21.8474 | 9589.97 | 10 |  | 6919 | 6919 | Per Fan | GSLD | 1 | 1 | 1 | 1 | 1 | 1 | 1 | 1 | 1 | 1 | 1 | 1 | CmiNgsld348 | CmiN | gsld | 348 | 482.2144 | 482.2144 | [30 empty] | 0 | 0 | 0
348 | HVAC | Ventilation | Offices | Existing | Destratification Fans | 0 | 21.8474 |  | 9589.97 | 0 | 21.8474 | 9589.97 | 10 |  | 6919 | 6919 | Per Fan | GSLD | 1 | 1 | 1 | 1 | 1 | 1 | 1 | 1 | 1 | 1 | 1 | 1 | CofEgsld348 | CofE | gsld | 348 | 482.2144 | 482.2144 | [30 empty] | 0 | 0 | 0
348 | HVAC | Ventilation | Offices | New | Destratification Fans | 0 | 21.8474 |  | 9589.97 | 0 | 21.8474 | 9589.97 | 10 |  | 6919 | 6919 | Per Fan | GSLD | 1 | 1 | 1 | 1 | 1 | 1 | 1 | 1 | 1 | 1 | 1 | 1 | CofNgsld348 | CofN | gsld | 348 | 482.2144 | 482.2144 | [30 empty] | 0 | 0 | 0
348 | HVAC | Ventilation | Restaurants | Existing | Destratification Fans | 0 | 7.3703 |  | 9589.97 | 0 | 7.3703 | 9589.97 | 10 |  | 6919 | 6919 | Per Fan | GSLD | 1 | 1 | 1 | 1 | 1 | 1 | 1 | 1 | 1 | 1 | 1 | 1 | CreEgsld348 | CreE | gsld | 348 | 482.2144 | 482.2144 | [30 empty] | 0 | 0 | 0
348 | HVAC | Ventilation | Restaurants | New | Destratification Fans | 0 | 7.3703 |  | 9589.97 | 0 | 7.3703 | 9589.97 | 10 |  | 6919 | 6919 | Per Fan | GSLD | 1 | 1 | 1 | 1 | 1 | 1 | 1 | 1 | 1 | 1 | 1 | 1 | CreNgsld348 | CreN | gsld | 348 | 482.2144 | 482.2144 | [30 empty] | 0 | 0 | 0
348 | HVAC | Ventilation | Retail | Existing | Destratification Fans | 0 | 21.8474 |  | 9589.97 | 0 | 21.8474 | 9589.97 | 10 |  | 6919 | 6919 | Per Fan | GSLD | 1 | 1 | 1 | 1 | 1 | 1 | 1 | 1 | 1 | 1 | 1 | 1 | CrtEgsld348 | CrtE | gsld | 348 | 482.2144 | 482.2144 | [30 empty] | 0 | 0 | 0
348 | HVAC | Ventilation | Retail | New | Destratification Fans | 0 | 21.8474 |  | 9589.97 | 0 | 21.8474 | 9589.97 | 10 |  | 6919 | 6919 | Per Fan | GSLD | 1 | 1 | 1 | 1 | 1 | 1 | 1 | 1 | 1 | 1 | 1 | 1 | CrtNgsld348 | CrtN | gsld | 348 | 482.2144 | 482.2144 | [30 empty] | 0 | 0 | 0
348 | HVAC | Ventilation | Schools K-12 | Existing | Destratification Fans | 0 | 21.8474 |  | 9589.97 | 0 | 21.8474 | 9589.97 | 10 |  | 6919 | 6919 | Per Fan | GSLD | 1 | 1 | 1 | 1 | 1 | 1 | 1 | 1 | 1 | 1 | 1 | 1 | CscEgsld348 | CscE | gsld | 348 | 482.2144 | 482.2144 | [30 empty] | 0 | 0 | 0
348 | HVAC | Ventilation | Schools K-12 | New | Destratification Fans | 0 | 21.8474 |  | 9589.97 | 0 | 21.8474 | 9589.97 | 10 |  | 6919 | 6919 | Per Fan | GSLD | 1 | 1 | 1 | 1 | 1 | 1 | 1 | 1 | 1 | 1 | 1 | 1 | CscNgsld348 | CscN | gsld | 348 | 482.2144 | 482.2144 | [30 empty] | 0 | 0 | 0
348 | HVAC | Ventilation | Warehouse | Existing | Destratification Fans | 0 | 21.8474 |  | 9589.97 | 0 | 21.8474 | 9589.97 | 10 |  | 6919 | 6919 | Per Fan | GSLD | 1 | 1 | 1 | 1 | 1 | 1 | 1 | 1 | 1 | 1 | 1 | 1 | CwaEgsld348 | CwaE | gsld | 348 | 482.2144 | 482.2144 | [30 empty] | 10.0279 | 0 | 22.845
348 | HVAC | Ventilation | Warehouse | New | Destratification Fans | 0 | 21.8474 |  | 9589.97 | 0 | 21.8474 | 9589.97 | 10 |  | 6919 | 6919 | Per Fan | GSLD | 1 | 1 | 1 | 1 | 1 | 1 | 1 | 1 | 1 | 1 | 1 | 1 | CwaNgsld348 | CwaN | gsld | 348 | 482.2144 | 482.2144 | [30 empty] | 0.1106 | 0 | 0.25197
349 | HVAC | Ventilation | Assembly | Existing | Energy Recovery Ventilation System (ERV) | 1.5527 | 0 |  | 4662 | 1 | 0 | 3002.4418 | 15 |  | 11580 | 7457.8027 | Per End Use Consumption | GSLD | 1.4643 | 1.391 | 1.4253 | 1.4319 | 1.4238 | 1.3901 | 1.2504 | 1.3782 | 1.4309 | 1.4735 | 1.4117 | 1.4938 | CasEgsld349 | CasE | gsld | 349 | 234.4203 | 150.9724 | [30 empty] | 26.5952 | 8.8579 | 0
349 | HVAC | Ventilation | Assembly | New | Energy Recovery Ventilation System (ERV) | 1.5527 | 0 |  | 4662 | 1 | 0 | 3002.4418 | 15 |  | 11580 | 7457.8027 | Per End Use Consumption | GSLD | 1.4643 | 1.391 | 1.4253 | 1.4319 | 1.4238 | 1.3901 | 1.2504 | 1.3782 | 1.4309 | 1.4735 | 1.4117 | 1.4938 | CasNgsld349 | CasN | gsld | 349 | 234.4203 | 150.9724 | [30 empty] | 0.29334 | 0.097699 | 0
349 | HVAC | Ventilation | College and University | Existing | Energy Recovery Ventilation System (ERV) | 0.94523 | 0 |  | 4662 | 1 | 0 | 4932.1455 | 15 |  | 11580 | 12251.0178 | Per End Use Consumption | GSLD | 1.4643 | 1.391 | 1.4253 | 1.4319 | 1.4238 | 1.3901 | 1.2504 | 1.3782 | 1.4309 | 1.4735 | 1.4117 | 1.4938 | CcoEgsld349 | CcoE | gsld | 349 | 234.4203 | 248.0041 | [30 empty] | 0.40552 | 0.082221 | 0
349 | HVAC | Ventilation | College and University | New | Energy Recovery Ventilation System (ERV) | 0.94523 | 0 |  | 4662 | 1 | 0 | 4932.1455 | 15 |  | 11580 | 12251.0178 | Per End Use Consumption | GSLD | 1.4643 | 1.391 | 1.4253 | 1.4319 | 1.4238 | 1.3901 | 1.2504 | 1.3782 | 1.4309 | 1.4735 | 1.4117 | 1.4938 | CcoNgsld349 | CcoN | gsld | 349 | 234.4203 | 248.0041 | [30 empty] | 0.0022426 | 0.00045469 | 0
349 | HVAC | Ventilation | Data Center | Existing | Energy Recovery Ventilation System (ERV) | 0.94523 | 0 |  | 4662 | 1 | 0 | 4932.1455 | 15 |  | 11580 | 12251.0178 | Per End Use Consumption | GSLD | 1.4643 | 1.391 | 1.4253 | 1.4319 | 1.4238 | 1.3901 | 1.2504 | 1.3782 | 1.4309 | 1.4735 | 1.4117 | 1.4938 | CdaEgsld349 | CdaE | gsld | 349 | 234.4203 | 248.0041 | [30 empty] | 0.006443 | 0.0013063 | 0
349 | HVAC | Ventilation | Data Center | New | Energy Recovery Ventilation System (ERV) | 0.94523 | 0 |  | 4662 | 1 | 0 | 4932.1455 | 15 |  | 11580 | 12251.0178 | Per End Use Consumption | GSLD | 1.4643 | 1.391 | 1.4253 | 1.4319 | 1.4238 | 1.3901 | 1.2504 | 1.3782 | 1.4309 | 1.4735 | 1.4117 | 1.4938 | CdaNgsld349 | CdaN | gsld | 349 | 234.4203 | 248.0041 | [30 empty] | 2.8808e-05 | 5.8408e-06 | 0
349 | HVAC | Ventilation | Grocery | Existing | Energy Recovery Ventilation System (ERV) | 1.322 | 0 |  | 4662 | 1 | 0 | 3526.3551 | 15 |  | 11580 | 8759.1575 | Per End Use Consumption | GSLD | 1.4643 | 1.391 | 1.4253 | 1.4319 | 1.4238 | 1.3901 | 1.2504 | 1.3782 | 1.4309 | 1.4735 | 1.4117 | 1.4938 | CgrEgsld349 | CgrE | gsld | 349 | 234.4203 | 177.3164 | [30 empty] | 8.4948 | 2.4089 | 0
349 | HVAC | Ventilation | Grocery | New | Energy Recovery Ventilation System (ERV) | 1.322 | 0 |  | 4662 | 1 | 0 | 3526.3551 | 15 |  | 11580 | 8759.1575 | Per End Use Consumption | GSLD | 1.4643 | 1.391 | 1.4253 | 1.4319 | 1.4238 | 1.3901 | 1.2504 | 1.3782 | 1.4309 | 1.4735 | 1.4117 | 1.4938 | CgrNgsld349 | CgrN | gsld | 349 | 234.4203 | 177.3164 | [30 empty] | 0.093694 | 0.02657 | 0
349 | HVAC | Ventilation | Healthcare | Existing | Energy Recovery Ventilation System (ERV) | 0.94523 | 0 |  | 4662 | 1 | 0 | 4932.1455 | 15 |  | 11580 | 12251.0178 | Per End Use Consumption | GSLD | 1.4643 | 1.391 | 1.4253 | 1.4319 | 1.4238 | 1.3901 | 1.2504 | 1.3782 | 1.4309 | 1.4735 | 1.4117 | 1.4938 | CheEgsld349 | CheE | gsld | 349 | 234.4203 | 248.0041 | [30 empty] | 0 | 0 | 0
349 | HVAC | Ventilation | Healthcare | New | Energy Recovery Ventilation System (ERV) | 0.94523 | 0 |  | 4662 | 1 | 0 | 4932.1455 | 15 |  | 11580 | 12251.0178 | Per End Use Consumption | GSLD | 1.4643 | 1.391 | 1.4253 | 1.4319 | 1.4238 | 1.3901 | 1.2504 | 1.3782 | 1.4309 | 1.4735 | 1.4117 | 1.4938 | CheNgsld349 | CheN | gsld | 349 | 234.4203 | 248.0041 | [30 empty] | 0 | 0 | 0
349 | HVAC | Ventilation | Hospitals | Existing | Energy Recovery Ventilation System (ERV) | 0.94523 | 0 |  | 4662 | 1 | 0 | 4932.1455 | 15 |  | 11580 | 12251.0178 | Per End Use Consumption | GSLD | 1.4643 | 1.391 | 1.4253 | 1.4319 | 1.4238 | 1.3901 | 1.2504 | 1.3782 | 1.4309 | 1.4735 | 1.4117 | 1.4938 | ChoEgsld349 | ChoE | gsld | 349 | 234.4203 | 248.0041 | [30 empty] | 0 | 0 | 0
349 | HVAC | Ventilation | Hospitals | New | Energy Recovery Ventilation System (ERV) | 0.94523 | 0 |  | 4662 | 1 | 0 | 4932.1455 | 15 |  | 11580 | 12251.0178 | Per End Use Consumption | GSLD | 1.4643 | 1.391 | 1.4253 | 1.4319 | 1.4238 | 1.3901 | 1.2504 | 1.3782 | 1.4309 | 1.4735 | 1.4117 | 1.4938 | ChoNgsld349 | ChoN | gsld | 349 | 234.4203 | 248.0041 | [30 empty] | 0 | 0 | 0
349 | HVAC | Ventilation | Institutional | Existing | Energy Recovery Ventilation System (ERV) | 0.94523 | 0 |  | 4662 | 1 | 0 | 4932.1455 | 15 |  | 11580 | 12251.0178 | Per End Use Consumption | GSLD | 1.4643 | 1.391 | 1.4253 | 1.4319 | 1.4238 | 1.3901 | 1.2504 | 1.3782 | 1.4309 | 1.4735 | 1.4117 | 1.4938 | CinEgsld349 | CinE | gsld | 349 | 234.4203 | 248.0041 | [30 empty] | 36.6734 | 7.4356 | 0
349 | HVAC | Ventilation | Institutional | New | Energy Recovery Ventilation System (ERV) | 0.94523 | 0 |  | 4662 | 1 | 0 | 4932.1455 | 15 |  | 11580 | 12251.0178 | Per End Use Consumption | GSLD | 1.4643 | 1.391 | 1.4253 | 1.4319 | 1.4238 | 1.3901 | 1.2504 | 1.3782 | 1.4309 | 1.4735 | 1.4117 | 1.4938 | CinNgsld349 | CinN | gsld | 349 | 234.4203 | 248.0041 | [30 empty] | 0.40449 | 0.082012 | 0
349 | HVAC | Ventilation | Lodging/Hospitality | Existing | Energy Recovery Ventilation System (ERV) | 0.89282 | 0 |  | 4662 | 1 | 0 | 5221.6713 | 15 |  | 11580 | 12970.1745 | Per End Use Consumption | GSLD | 1.4643 | 1.391 | 1.4253 | 1.4319 | 1.4238 | 1.3901 | 1.2504 | 1.3782 | 1.4309 | 1.4735 | 1.4117 | 1.4938 | CloEgsld349 | CloE | gsld | 349 | 234.4203 | 262.5623 | [30 empty] | 0.57636 | 0.11038 | 0
349 | HVAC | Ventilation | Lodging/Hospitality | New | Energy Recovery Ventilation System (ERV) | 0.89282 | 0 |  | 4662 | 1 | 0 | 5221.6713 | 15 |  | 11580 | 12970.1745 | Per End Use Consumption | GSLD | 1.4643 | 1.391 | 1.4253 | 1.4319 | 1.4238 | 1.3901 | 1.2504 | 1.3782 | 1.4309 | 1.4735 | 1.4117 | 1.4938 | CloNgsld349 | CloN | gsld | 349 | 234.4203 | 262.5623 | [30 empty] | 0.002395 | 0.00045867 | 0
349 | HVAC | Ventilation | Miscellaneous | Existing | Energy Recovery Ventilation System (ERV) | 1.5527 | 0 |  | 4662 | 1 | 0 | 3002.4418 | 15 |  | 11580 | 7457.8027 | Per End Use Consumption | GSLD | 1.4643 | 1.391 | 1.4253 | 1.4319 | 1.4238 | 1.3901 | 1.2504 | 1.3782 | 1.4309 | 1.4735 | 1.4117 | 1.4938 | CmiEgsld349 | CmiE | gsld | 349 | 234.4203 | 150.9724 | [30 empty] | 0 | 0 | 0
349 | HVAC | Ventilation | Miscellaneous | New | Energy Recovery Ventilation System (ERV) | 1.5527 | 0 |  | 4662 | 1 | 0 | 3002.4418 | 15 |  | 11580 | 7457.8027 | Per End Use Consumption | GSLD | 1.4643 | 1.391 | 1.4253 | 1.4319 | 1.4238 | 1.3901 | 1.2504 | 1.3782 | 1.4309 | 1.4735 | 1.4117 | 1.4938 | CmiNgsld349 | CmiN | gsld | 349 | 234.4203 | 150.9724 | [30 empty] | 0 | 0 | 0
349 | HVAC | Ventilation | Offices | Existing | Energy Recovery Ventilation System (ERV) | 1.5527 | 0 |  | 4662 | 1 | 0 | 3002.4418 | 15 |  | 11580 | 7457.8027 | Per End Use Consumption | GSLD | 1.4643 | 1.391 | 1.4253 | 1.4319 | 1.4238 | 1.3901 | 1.2504 | 1.3782 | 1.4309 | 1.4735 | 1.4117 | 1.4938 | CofEgsld349 | CofE | gsld | 349 | 234.4203 | 150.9724 | [30 empty] | 14.4802 | 4.8228 | 0
349 | HVAC | Ventilation | Offices | New | Energy Recovery Ventilation System (ERV) | 1.5527 | 0 |  | 4662 | 1 | 0 | 3002.4418 | 15 |  | 11580 | 7457.8027 | Per End Use Consumption | GSLD | 1.4643 | 1.391 | 1.4253 | 1.4319 | 1.4238 | 1.3901 | 1.2504 | 1.3782 | 1.4309 | 1.4735 | 1.4117 | 1.4938 | CofNgsld349 | CofN | gsld | 349 | 234.4203 | 150.9724 | [30 empty] | 0.072443 | 0.024128 | 0
349 | HVAC | Ventilation | Restaurants | Existing | Energy Recovery Ventilation System (ERV) | 1.322 | 0 |  | 4662 | 1 | 0 | 3526.3551 | 15 |  | 11580 | 8759.1575 | Per End Use Consumption | GSLD | 1.4643 | 1.391 | 1.4253 | 1.4319 | 1.4238 | 1.3901 | 1.2504 | 1.3782 | 1.4309 | 1.4735 | 1.4117 | 1.4938 | CreEgsld349 | CreE | gsld | 349 | 234.4203 | 177.3164 | [30 empty] | 3.3813 | 0.95888 | 0
349 | HVAC | Ventilation | Restaurants | New | Energy Recovery Ventilation System (ERV) | 1.322 | 0 |  | 4662 | 1 | 0 | 3526.3551 | 15 |  | 11580 | 8759.1575 | Per End Use Consumption | GSLD | 1.4643 | 1.391 | 1.4253 | 1.4319 | 1.4238 | 1.3901 | 1.2504 | 1.3782 | 1.4309 | 1.4735 | 1.4117 | 1.4938 | CreNgsld349 | CreN | gsld | 349 | 234.4203 | 177.3164 | [30 empty] | 0.018532 | 0.0052553 | 0
349 | HVAC | Ventilation | Retail | Existing | Energy Recovery Ventilation System (ERV) | 1.5527 | 0 |  | 4662 | 1 | 0 | 3002.4418 | 15 |  | 11580 | 7457.8027 | Per End Use Consumption | GSLD | 1.4643 | 1.391 | 1.4253 | 1.4319 | 1.4238 | 1.3901 | 1.2504 | 1.3782 | 1.4309 | 1.4735 | 1.4117 | 1.4938 | CrtEgsld349 | CrtE | gsld | 349 | 234.4203 | 150.9724 | [30 empty] | 4.6856 | 1.5606 | 0
349 | HVAC | Ventilation | Retail | New | Energy Recovery Ventilation System (ERV) | 1.5527 | 0 |  | 4662 | 1 | 0 | 3002.4418 | 15 |  | 11580 | 7457.8027 | Per End Use Consumption | GSLD | 1.4643 | 1.391 | 1.4253 | 1.4319 | 1.4238 | 1.3901 | 1.2504 | 1.3782 | 1.4309 | 1.4735 | 1.4117 | 1.4938 | CrtNgsld349 | CrtN | gsld | 349 | 234.4203 | 150.9724 | [30 empty] | 0.022772 | 0.0075845 | 0
349 | HVAC | Ventilation | Schools K-12 | Existing | Energy Recovery Ventilation System (ERV) | 1.5527 | 0 |  | 4662 | 1 | 0 | 3002.4418 | 15 |  | 11580 | 7457.8027 | Per End Use Consumption | GSLD | 1.4643 | 1.391 | 1.4253 | 1.4319 | 1.4238 | 1.3901 | 1.2504 | 1.3782 | 1.4309 | 1.4735 | 1.4117 | 1.4938 | CscEgsld349 | CscE | gsld | 349 | 234.4203 | 150.9724 | [30 empty] | 0.84529 | 0.28154 | 0
349 | HVAC | Ventilation | Schools K-12 | New | Energy Recovery Ventilation System (ERV) | 1.5527 | 0 |  | 4662 | 1 | 0 | 3002.4418 | 15 |  | 11580 | 7457.8027 | Per End Use Consumption | GSLD | 1.4643 | 1.391 | 1.4253 | 1.4319 | 1.4238 | 1.3901 | 1.2504 | 1.3782 | 1.4309 | 1.4735 | 1.4117 | 1.4938 | CscNgsld349 | CscN | gsld | 349 | 234.4203 | 150.9724 | [30 empty] | 0.0046352 | 0.0015438 | 0
349 | HVAC | Ventilation | Warehouse | Existing | Energy Recovery Ventilation System (ERV) | 1.5527 | 0 |  | 4662 | 1 | 0 | 3002.4418 | 15 |  | 11580 | 7457.8027 | Per End Use Consumption | GSLD | 1.4643 | 1.391 | 1.4253 | 1.4319 | 1.4238 | 1.3901 | 1.2504 | 1.3782 | 1.4309 | 1.4735 | 1.4117 | 1.4938 | CwaEgsld349 | CwaE | gsld | 349 | 234.4203 | 150.9724 | [30 empty] | 1.5046 | 0.50114 | 0
349 | HVAC | Ventilation | Warehouse | New | Energy Recovery Ventilation System (ERV) | 1.5527 | 0 |  | 4662 | 1 | 0 | 3002.4418 | 15 |  | 11580 | 7457.8027 | Per End Use Consumption | GSLD | 1.4643 | 1.391 | 1.4253 | 1.4319 | 1.4238 | 1.3901 | 1.2504 | 1.3782 | 1.4309 | 1.4735 | 1.4117 | 1.4938 | CwaNgsld349 | CwaN | gsld | 349 | 234.4203 | 150.9724 | [30 empty] | 0.016596 | 0.0055274 | 0
350 | HVAC | Ventilation | Assembly | Existing | VAV System | 15.9122 | 11.331 |  | 56417.7 | 1 | 0.7121 | 3545.5611 | 10 |  | 21507.3 | 1351.6227 | Per End Use Consumption | GSLD | 1.4643 | 1.391 | 1.4253 | 1.4319 | 1.4238 | 1.3901 | 1.2504 | 1.3782 | 1.4309 | 1.4735 | 1.4117 | 1.4938 | CasEgsld350 | CasE | gsld | 350 | 2836.8625 | 178.2822 | [30 empty] | 0 | 0 | 0
350 | HVAC | Ventilation | Assembly | New | VAV System | 15.9122 | 11.331 |  | 56417.7 | 1 | 0.7121 | 3545.5611 | 10 |  | 21507.3 | 1351.6227 | Per End Use Consumption | GSLD | 1.4643 | 1.391 | 1.4253 | 1.4319 | 1.4238 | 1.3901 | 1.2504 | 1.3782 | 1.4309 | 1.4735 | 1.4117 | 1.4938 | CasNgsld350 | CasN | gsld | 350 | 2836.8625 | 178.2822 | [30 empty] | 0 | 0 | 0
350 | HVAC | Ventilation | College and University | Existing | VAV System | 12.885 | 10.1739 |  | 88284.56 | 1 | 0.7896 | 6851.7404 | 10 |  | 33655.44 | 2611.9894 | Per End Use Consumption | GSLD | 1.4643 | 1.391 | 1.4253 | 1.4319 | 1.4238 | 1.3901 | 1.2504 | 1.3782 | 1.4309 | 1.4735 | 1.4117 | 1.4938 | CcoEgsld350 | CcoE | gsld | 350 | 4439.2303 | 344.5274 | [30 empty] | 0 | 0 | 0
350 | HVAC | Ventilation | College and University | New | VAV System | 12.885 | 10.1739 |  | 88284.56 | 1 | 0.7896 | 6851.7404 | 10 |  | 33655.44 | 2611.9894 | Per End Use Consumption | GSLD | 1.4643 | 1.391 | 1.4253 | 1.4319 | 1.4238 | 1.3901 | 1.2504 | 1.3782 | 1.4309 | 1.4735 | 1.4117 | 1.4938 | CcoNgsld350 | CcoN | gsld | 350 | 4439.2303 | 344.5274 | [30 empty] | 0 | 0 | 0
350 | HVAC | Ventilation | Data Center | Existing | VAV System | 55.2039 | 43.5887 |  | 378242.94 | 1 | 0.7896 | 6851.7404 | 10 |  | 144192.06 | 2611.9894 | Per End Use Consumption | GSLD | 1.4643 | 1.391 | 1.4253 | 1.4319 | 1.4238 | 1.3901 | 1.2504 | 1.3782 | 1.4309 | 1.4735 | 1.4117 | 1.4938 | CdaEgsld350 | CdaE | gsld | 350 | 19019.2657 | 344.5274 | [30 empty] | 0.64546 | 0.094204 | 0.074383
350 | HVAC | Ventilation | Data Center | New | VAV System | 55.2039 | 43.5887 |  | 378242.94 | 1 | 0.7896 | 6851.7404 | 10 |  | 144192.06 | 2611.9894 | Per End Use Consumption | GSLD | 1.4643 | 1.391 | 1.4253 | 1.4319 | 1.4238 | 1.3901 | 1.2504 | 1.3782 | 1.4309 | 1.4735 | 1.4117 | 1.4938 | CdaNgsld350 | CdaN | gsld | 350 | 19019.2657 | 344.5274 | [30 empty] | 0.0071192 | 0.001039 | 0.00082042
350 | HVAC | Ventilation | Grocery | Existing | VAV System | 2.139 | 1.5932 |  | 9640.06 | 1 | 0.74481 | 4506.7038 | 10 |  | 3674.94 | 1718.0252 | Per End Use Consumption | GSLD | 1.4643 | 1.391 | 1.4253 | 1.4319 | 1.4238 | 1.3901 | 1.2504 | 1.3782 | 1.4309 | 1.4735 | 1.4117 | 1.4938 | CgrEgsld350 | CgrE | gsld | 350 | 484.7331 | 226.6115 | [30 empty] | 8.8775 | 1.9698 | 1.4672
350 | HVAC | Ventilation | Grocery | New | VAV System | 2.139 | 1.5932 |  | 9640.06 | 1 | 0.74481 | 4506.7038 | 10 |  | 3674.94 | 1718.0252 | Per End Use Consumption | GSLD | 1.4643 | 1.391 | 1.4253 | 1.4319 | 1.4238 | 1.3901 | 1.2504 | 1.3782 | 1.4309 | 1.4735 | 1.4117 | 1.4938 | CgrNgsld350 | CgrN | gsld | 350 | 484.7331 | 226.6115 | [30 empty] | 0.097915 | 0.021727 | 0.016182
350 | HVAC | Ventilation | Healthcare | Existing | VAV System | 5.0355 | 3.976 |  | 34502.22 | 1 | 0.7896 | 6851.7404 | 10 |  | 13152.78 | 2611.9894 | Per End Use Consumption | GSLD | 1.4643 | 1.391 | 1.4253 | 1.4319 | 1.4238 | 1.3901 | 1.2504 | 1.3782 | 1.4309 | 1.4735 | 1.4117 | 1.4938 | CheEgsld350 | CheE | gsld | 350 | 1734.8821 | 344.5274 | [30 empty] | 9.6186 | 1.4038 | 1.1084
350 | HVAC | Ventilation | Healthcare | New | VAV System | 5.0355 | 3.976 |  | 34502.22 | 1 | 0.7896 | 6851.7404 | 10 |  | 13152.78 | 2611.9894 | Per End Use Consumption | GSLD | 1.4643 | 1.391 | 1.4253 | 1.4319 | 1.4238 | 1.3901 | 1.2504 | 1.3782 | 1.4309 | 1.4735 | 1.4117 | 1.4938 | CheNgsld350 | CheN | gsld | 350 | 1734.8821 | 344.5274 | [30 empty] | 0.10609 | 0.015484 | 0.012226
350 | HVAC | Ventilation | Hospitals | Existing | VAV System | 99.6135 | 78.6543 |  | 682525.66 | 1 | 0.7896 | 6851.7404 | 10 |  | 260189.34 | 2611.9894 | Per End Use Consumption | GSLD | 1.4643 | 1.391 | 1.4253 | 1.4319 | 1.4238 | 1.3901 | 1.2504 | 1.3782 | 1.4309 | 1.4735 | 1.4117 | 1.4938 | ChoEgsld350 | ChoE | gsld | 350 | 34319.5748 | 344.5274 | [30 empty] | 50.4844 | 7.3681 | 5.8178
350 | HVAC | Ventilation | Hospitals | New | VAV System | 99.6135 | 78.6543 |  | 682525.66 | 1 | 0.7896 | 6851.7404 | 10 |  | 260189.34 | 2611.9894 | Per End Use Consumption | GSLD | 1.4643 | 1.391 | 1.4253 | 1.4319 | 1.4238 | 1.3901 | 1.2504 | 1.3782 | 1.4309 | 1.4735 | 1.4117 | 1.4938 | ChoNgsld350 | ChoN | gsld | 350 | 34319.5748 | 344.5274 | [30 empty] | 0.55683 | 0.081268 | 0.064169
350 | HVAC | Ventilation | Institutional | Existing | VAV System | 6.5767 | 5.1929 |  | 45061.76 | 1 | 0.7896 | 6851.7404 | 10 |  | 17178.24 | 2611.9894 | Per End Use Consumption | GSLD | 1.4643 | 1.391 | 1.4253 | 1.4319 | 1.4238 | 1.3901 | 1.2504 | 1.3782 | 1.4309 | 1.4735 | 1.4117 | 1.4938 | CinEgsld350 | CinE | gsld | 350 | 2265.8495 | 344.5274 | [30 empty] | 0 | 0 | 0
350 | HVAC | Ventilation | Institutional | New | VAV System | 6.5767 | 5.1929 |  | 45061.76 | 1 | 0.7896 | 6851.7404 | 10 |  | 17178.24 | 2611.9894 | Per End Use Consumption | GSLD | 1.4643 | 1.391 | 1.4253 | 1.4319 | 1.4238 | 1.3901 | 1.2504 | 1.3782 | 1.4309 | 1.4735 | 1.4117 | 1.4938 | CinNgsld350 | CinN | gsld | 350 | 2265.8495 | 344.5274 | [30 empty] | 0 | 0 | 0
350 | HVAC | Ventilation | Lodging/Hospitality | Existing | VAV System | 28.4686 | 11.6874 |  | 157223.84 | 1 | 0.41054 | 5522.7016 | 10 |  | 59936.16 | 2105.3393 | Per End Use Consumption | GSLD | 1.4643 | 1.391 | 1.4253 | 1.4319 | 1.4238 | 1.3901 | 1.2504 | 1.3782 | 1.4309 | 1.4735 | 1.4117 | 1.4938 | CloEgsld350 | CloE | gsld | 350 | 7905.7179 | 277.6991 | [30 empty] | 14.8346 | 2.6861 | 1.1027
350 | HVAC | Ventilation | Lodging/Hospitality | New | VAV System | 28.4686 | 11.6874 |  | 157223.84 | 1 | 0.41054 | 5522.7016 | 10 |  | 59936.16 | 2105.3393 | Per End Use Consumption | GSLD | 1.4643 | 1.391 | 1.4253 | 1.4319 | 1.4238 | 1.3901 | 1.2504 | 1.3782 | 1.4309 | 1.4735 | 1.4117 | 1.4938 | CloNgsld350 | CloN | gsld | 350 | 7905.7179 | 277.6991 | [30 empty] | 0.16362 | 0.029627 | 0.012163
350 | HVAC | Ventilation | Miscellaneous | Existing | VAV System | 34.5147 | 24.5778 |  | 122374.1 | 1 | 0.7121 | 3545.5611 | 10 |  | 46650.9 | 1351.6227 | Per End Use Consumption | GSLD | 1.4643 | 1.391 | 1.4253 | 1.4319 | 1.4238 | 1.3901 | 1.2504 | 1.3782 | 1.4309 | 1.4735 | 1.4117 | 1.4938 | CmiEgsld350 | CmiE | gsld | 350 | 6153.3614 | 178.2822 | [30 empty] | 0 | 0 | 0
350 | HVAC | Ventilation | Miscellaneous | New | VAV System | 34.5147 | 24.5778 |  | 122374.1 | 1 | 0.7121 | 3545.5611 | 10 |  | 46650.9 | 1351.6227 | Per End Use Consumption | GSLD | 1.4643 | 1.391 | 1.4253 | 1.4319 | 1.4238 | 1.3901 | 1.2504 | 1.3782 | 1.4309 | 1.4735 | 1.4117 | 1.4938 | CmiNgsld350 | CmiN | gsld | 350 | 6153.3614 | 178.2822 | [30 empty] | 0 | 0 | 0
350 | HVAC | Ventilation | Offices | Existing | VAV System | 18.0961 | 12.8862 |  | 64160.88 | 1 | 0.7121 | 3545.5611 | 10 |  | 24459.12 | 1351.6227 | Per End Use Consumption | GSLD | 1.4643 | 1.391 | 1.4253 | 1.4319 | 1.4238 | 1.3901 | 1.2504 | 1.3782 | 1.4309 | 1.4735 | 1.4117 | 1.4938 | CofEgsld350 | CofE | gsld | 350 | 3226.2144 | 178.2822 | [30 empty] | 86.1771 | 24.3056 | 17.308
350 | HVAC | Ventilation | Offices | New | VAV System | 18.0961 | 12.8862 |  | 64160.88 | 1 | 0.7121 | 3545.5611 | 10 |  | 24459.12 | 1351.6227 | Per End Use Consumption | GSLD | 1.4643 | 1.391 | 1.4253 | 1.4319 | 1.4238 | 1.3901 | 1.2504 | 1.3782 | 1.4309 | 1.4735 | 1.4117 | 1.4938 | CofNgsld350 | CofN | gsld | 350 | 3226.2144 | 178.2822 | [30 empty] | 0.9505 | 0.26808 | 0.1909
350 | HVAC | Ventilation | Restaurants | Existing | VAV System | 4.0082 | 2.9854 |  | 18063.8 | 1 | 0.74481 | 4506.7038 | 10 |  | 6886.2 | 1718.0252 | Per End Use Consumption | GSLD | 1.4643 | 1.391 | 1.4253 | 1.4319 | 1.4238 | 1.3901 | 1.2504 | 1.3782 | 1.4309 | 1.4735 | 1.4117 | 1.4938 | CreEgsld350 | CreE | gsld | 350 | 908.3057 | 226.6115 | [30 empty] | 25.711 | 5.7051 | 4.2492
350 | HVAC | Ventilation | Restaurants | New | VAV System | 4.0082 | 2.9854 |  | 18063.8 | 1 | 0.74481 | 4506.7038 | 10 |  | 6886.2 | 1718.0252 | Per End Use Consumption | GSLD | 1.4643 | 1.391 | 1.4253 | 1.4319 | 1.4238 | 1.3901 | 1.2504 | 1.3782 | 1.4309 | 1.4735 | 1.4117 | 1.4938 | CreNgsld350 | CreN | gsld | 350 | 908.3057 | 226.6115 | [30 empty] | 0.28358 | 0.062925 | 0.046867
350 | HVAC | Ventilation | Retail | Existing | VAV System | 23.8239 | 16.9649 |  | 84469.08 | 1 | 0.7121 | 3545.5611 | 10 |  | 32200.92 | 1351.6227 | Per End Use Consumption | GSLD | 1.4643 | 1.391 | 1.4253 | 1.4319 | 1.4238 | 1.3901 | 1.2504 | 1.3782 | 1.4309 | 1.4735 | 1.4117 | 1.4938 | CrtEgsld350 | CrtE | gsld | 350 | 4247.3757 | 178.2822 | [30 empty] | 14.3321 | 4.0423 | 2.8785
350 | HVAC | Ventilation | Retail | New | VAV System | 23.8239 | 16.9649 |  | 84469.08 | 1 | 0.7121 | 3545.5611 | 10 |  | 32200.92 | 1351.6227 | Per End Use Consumption | GSLD | 1.4643 | 1.391 | 1.4253 | 1.4319 | 1.4238 | 1.3901 | 1.2504 | 1.3782 | 1.4309 | 1.4735 | 1.4117 | 1.4938 | CrtNgsld350 | CrtN | gsld | 350 | 4247.3757 | 178.2822 | [30 empty] | 0.15808 | 0.044585 | 0.031749
350 | HVAC | Ventilation | Schools K-12 | Existing | VAV System | 33.8092 | 24.0754 |  | 119872.68 | 1 | 0.7121 | 3545.5611 | 10 |  | 45697.32 | 1351.6227 | Per End Use Consumption | GSLD | 1.4643 | 1.391 | 1.4253 | 1.4319 | 1.4238 | 1.3901 | 1.2504 | 1.3782 | 1.4309 | 1.4735 | 1.4117 | 1.4938 | CscEgsld350 | CscE | gsld | 350 | 6027.582 | 178.2822 | [30 empty] | 0 | 0 | 0
350 | HVAC | Ventilation | Schools K-12 | New | VAV System | 33.8092 | 24.0754 |  | 119872.68 | 1 | 0.7121 | 3545.5611 | 10 |  | 45697.32 | 1351.6227 | Per End Use Consumption | GSLD | 1.4643 | 1.391 | 1.4253 | 1.4319 | 1.4238 | 1.3901 | 1.2504 | 1.3782 | 1.4309 | 1.4735 | 1.4117 | 1.4938 | CscNgsld350 | CscN | gsld | 350 | 6027.582 | 178.2822 | [30 empty] | 0 | 0 | 0
350 | HVAC | Ventilation | Warehouse | Existing | VAV System | 20.2177 | 14.397 |  | 71683.24 | 1 | 0.7121 | 3545.5611 | 10 |  | 27326.76 | 1351.6227 | Per End Use Consumption | GSLD | 1.4643 | 1.391 | 1.4253 | 1.4319 | 1.4238 | 1.3901 | 1.2504 | 1.3782 | 1.4309 | 1.4735 | 1.4117 | 1.4938 | CwaEgsld350 | CwaE | gsld | 350 | 3604.4627 | 178.2822 | [30 empty] | 0 | 0 | 0
350 | HVAC | Ventilation | Warehouse | New | VAV System | 20.2177 | 14.397 |  | 71683.24 | 1 | 0.7121 | 3545.5611 | 10 |  | 27326.76 | 1351.6227 | Per End Use Consumption | GSLD | 1.4643 | 1.391 | 1.4253 | 1.4319 | 1.4238 | 1.3901 | 1.2504 | 1.3782 | 1.4309 | 1.4735 | 1.4117 | 1.4938 | CwaNgsld350 | CwaN | gsld | 350 | 3604.4627 | 178.2822 | [30 empty] | 0 | 0 | 0
401 | Lighting-Exterior | Controls | Assembly | Existing | Bi-Level Lighting Control (Exterior) | 0 | 0.059165 |  | 622.79 | 0 | 0.059165 | 622.79 | 8 |  | 400 | 400 | Per 500W Controlled | GSLD | 1 | 1 | 1 | 1 | 1 | 1 | 1 | 1 | 1 | 1 | 1 | 1 | CasEgsld401 | CasE | gsld | 401 | 37.3674 | 37.3674 | [30 empty] | 0.012451 | 0 | 0.0011834
401 | Lighting-Exterior | Controls | Assembly | New | Bi-Level Lighting Control (Exterior) | 0 | 0.059165 |  | 622.79 | 0 | 0.059165 | 622.79 | 8 |  | 400 | 400 | Per 500W Controlled | GSLD | 1 | 1 | 1 | 1 | 1 | 1 | 1 | 1 | 1 | 1 | 1 | 1 | CasNgsld401 | CasN | gsld | 401 | 37.3674 | 37.3674 | [30 empty] | 0.00010253 | 0 | 9.7454e-06
401 | Lighting-Exterior | Controls | College and University | Existing | Bi-Level Lighting Control (Exterior) | 0 | 0.061656 |  | 622.79 | 0 | 0.061656 | 622.79 | 8 |  | 400 | 400 | Per 500W Controlled | GSLD | 1 | 1 | 1 | 1 | 1 | 1 | 1 | 1 | 1 | 1 | 1 | 1 | CcoEgsld401 | CcoE | gsld | 401 | 37.3674 | 37.3674 | [30 empty] | 0.002719 | 0 | 0.00026922
401 | Lighting-Exterior | Controls | College and University | New | Bi-Level Lighting Control (Exterior) | 0 | 0.061656 |  | 622.79 | 0 | 0.061656 | 622.79 | 8 |  | 400 | 400 | Per 500W Controlled | GSLD | 1 | 1 | 1 | 1 | 1 | 1 | 1 | 1 | 1 | 1 | 1 | 1 | CcoNgsld401 | CcoN | gsld | 401 | 37.3674 | 37.3674 | [30 empty] | 2.2392e-05 | 0 | 2.2171e-06
401 | Lighting-Exterior | Controls | Data Center | Existing | Bi-Level Lighting Control (Exterior) | 0 | 0.056674 |  | 622.79 | 0 | 0.056674 | 622.79 | 8 |  | 400 | 400 | Per 500W Controlled | GSLD | 1 | 1 | 1 | 1 | 1 | 1 | 1 | 1 | 1 | 1 | 1 | 1 | CdaEgsld401 | CdaE | gsld | 401 | 37.3674 | 37.3674 | [30 empty] | 0.00019942 | 0 | 1.8088e-05
401 | Lighting-Exterior | Controls | Data Center | New | Bi-Level Lighting Control (Exterior) | 0 | 0.056674 |  | 622.79 | 0 | 0.056674 | 622.79 | 8 |  | 400 | 400 | Per 500W Controlled | GSLD | 1 | 1 | 1 | 1 | 1 | 1 | 1 | 1 | 1 | 1 | 1 | 1 | CdaNgsld401 | CdaN | gsld | 401 | 37.3674 | 37.3674 | [30 empty] | 1.6422e-06 | 0 | 1.4896e-07
401 | Lighting-Exterior | Controls | Grocery | Existing | Bi-Level Lighting Control (Exterior) | 0 | 0.060411 |  | 622.79 | 0 | 0.060411 | 622.79 | 8 |  | 400 | 400 | Per 500W Controlled | GSLD | 1 | 1 | 1 | 1 | 1 | 1 | 1 | 1 | 1 | 1 | 1 | 1 | CgrEgsld401 | CgrE | gsld | 401 | 37.3674 | 37.3674 | [30 empty] | 0.0071229 | 0 | 0.00069403
401 | Lighting-Exterior | Controls | Grocery | New | Bi-Level Lighting Control (Exterior) | 0 | 0.060411 |  | 622.79 | 0 | 0.060411 | 622.79 | 8 |  | 400 | 400 | Per 500W Controlled | GSLD | 1 | 1 | 1 | 1 | 1 | 1 | 1 | 1 | 1 | 1 | 1 | 1 | CgrNgsld401 | CgrN | gsld | 401 | 37.3674 | 37.3674 | [30 empty] | 5.8658e-05 | 0 | 5.7154e-06
401 | Lighting-Exterior | Controls | Healthcare | Existing | Bi-Level Lighting Control (Exterior) | 0 | 0.060411 |  | 622.79 | 0 | 0.060411 | 622.79 | 8 |  | 400 | 400 | Per 500W Controlled | GSLD | 1 | 1 | 1 | 1 | 1 | 1 | 1 | 1 | 1 | 1 | 1 | 1 | CheEgsld401 | CheE | gsld | 401 | 37.3674 | 37.3674 | [30 empty] | 0.013507 | 0 | 0.0013066
401 | Lighting-Exterior | Controls | Healthcare | New | Bi-Level Lighting Control (Exterior) | 0 | 0.060411 |  | 622.79 | 0 | 0.060411 | 622.79 | 8 |  | 400 | 400 | Per 500W Controlled | GSLD | 1 | 1 | 1 | 1 | 1 | 1 | 1 | 1 | 1 | 1 | 1 | 1 | CheNgsld401 | CheN | gsld | 401 | 37.3674 | 37.3674 | [30 empty] | 0.00011124 | 0 | 1.076e-05
401 | Lighting-Exterior | Controls | Hospitals | Existing | Bi-Level Lighting Control (Exterior) | 0 | 0.061656 |  | 622.79 | 0 | 0.061656 | 622.79 | 8 |  | 400 | 400 | Per 500W Controlled | GSLD | 1 | 1 | 1 | 1 | 1 | 1 | 1 | 1 | 1 | 1 | 1 | 1 | ChoEgsld401 | ChoE | gsld | 401 | 37.3674 | 37.3674 | [30 empty] | 0.0051412 | 0 | 0.00050905
401 | Lighting-Exterior | Controls | Hospitals | New | Bi-Level Lighting Control (Exterior) | 0 | 0.061656 |  | 622.79 | 0 | 0.061656 | 622.79 | 8 |  | 400 | 400 | Per 500W Controlled | GSLD | 1 | 1 | 1 | 1 | 1 | 1 | 1 | 1 | 1 | 1 | 1 | 1 | ChoNgsld401 | ChoN | gsld | 401 | 37.3674 | 37.3674 | [30 empty] | 4.2338e-05 | 0 | 4.1921e-06
401 | Lighting-Exterior | Controls | Institutional | Existing | Bi-Level Lighting Control (Exterior) | 0 | 0.074735 |  | 622.79 | 0 | 0.074735 | 622.79 | 8 |  | 400 | 400 | Per 500W Controlled | GSLD | 1 | 1 | 1 | 1 | 1 | 1 | 1 | 1 | 1 | 1 | 1 | 1 | CinEgsld401 | CinE | gsld | 401 | 37.3674 | 37.3674 | [30 empty] | 0.0035845 | 0 | 0.00042981
401 | Lighting-Exterior | Controls | Institutional | New | Bi-Level Lighting Control (Exterior) | 0 | 0.074735 |  | 622.79 | 0 | 0.074735 | 622.79 | 8 |  | 400 | 400 | Per 500W Controlled | GSLD | 1 | 1 | 1 | 1 | 1 | 1 | 1 | 1 | 1 | 1 | 1 | 1 | CinNgsld401 | CinN | gsld | 401 | 37.3674 | 37.3674 | [30 empty] | 2.9518e-05 | 0 | 3.5395e-06
401 | Lighting-Exterior | Controls | Lodging/Hospitality | Existing | Bi-Level Lighting Control (Exterior) | 0 | 0.054183 |  | 622.79 | 0 | 0.054183 | 622.79 | 8 |  | 400 | 400 | Per 500W Controlled | GSLD | 1 | 1 | 1 | 1 | 1 | 1 | 1 | 1 | 1 | 1 | 1 | 1 | CloEgsld401 | CloE | gsld | 401 | 37.3674 | 37.3674 | [30 empty] | 0.0080137 | 0 | 0.0006935
401 | Lighting-Exterior | Controls | Lodging/Hospitality | New | Bi-Level Lighting Control (Exterior) | 0 | 0.054183 |  | 622.79 | 0 | 0.054183 | 622.79 | 8 |  | 400 | 400 | Per 500W Controlled | GSLD | 1 | 1 | 1 | 1 | 1 | 1 | 1 | 1 | 1 | 1 | 1 | 1 | CloNgsld401 | CloN | gsld | 401 | 37.3674 | 37.3674 | [30 empty] | 6.5994e-05 | 0 | 5.711e-06
401 | Lighting-Exterior | Controls | Miscellaneous | Existing | Bi-Level Lighting Control (Exterior) | 0 | 0.056674 |  | 622.79 | 0 | 0.056674 | 622.79 | 8 |  | 400 | 400 | Per 500W Controlled | GSLD | 1 | 1 | 1 | 1 | 1 | 1 | 1 | 1 | 1 | 1 | 1 | 1 | CmiEgsld401 | CmiE | gsld | 401 | 37.3674 | 37.3674 | [30 empty] | 0.015486 | 0 | 0.0014046
401 | Lighting-Exterior | Controls | Miscellaneous | New | Bi-Level Lighting Control (Exterior) | 0 | 0.056674 |  | 622.79 | 0 | 0.056674 | 622.79 | 8 |  | 400 | 400 | Per 500W Controlled | GSLD | 1 | 1 | 1 | 1 | 1 | 1 | 1 | 1 | 1 | 1 | 1 | 1 | CmiNgsld401 | CmiN | gsld | 401 | 37.3674 | 37.3674 | [30 empty] | 0.00012753 | 0 | 1.1567e-05
401 | Lighting-Exterior | Controls | Offices | Existing | Bi-Level Lighting Control (Exterior) | 0 | 0.056674 |  | 622.79 | 0 | 0.056674 | 622.79 | 8 |  | 400 | 400 | Per 500W Controlled | GSLD | 1 | 1 | 1 | 1 | 1 | 1 | 1 | 1 | 1 | 1 | 1 | 1 | CofEgsld401 | CofE | gsld | 401 | 37.3674 | 37.3674 | [30 empty] | 0.08016 | 0 | 0.0072707
401 | Lighting-Exterior | Controls | Offices | New | Bi-Level Lighting Control (Exterior) | 0 | 0.056674 |  | 622.79 | 0 | 0.056674 | 622.79 | 8 |  | 400 | 400 | Per 500W Controlled | GSLD | 1 | 1 | 1 | 1 | 1 | 1 | 1 | 1 | 1 | 1 | 1 | 1 | CofNgsld401 | CofN | gsld | 401 | 37.3674 | 37.3674 | [30 empty] | 0.00066013 | 0 | 5.9876e-05
401 | Lighting-Exterior | Controls | Restaurants | Existing | Bi-Level Lighting Control (Exterior) | 0 | 0.056051 |  | 622.79 | 0 | 0.056051 | 622.79 | 8 |  | 400 | 400 | Per 500W Controlled | GSLD | 1 | 1 | 1 | 1 | 1 | 1 | 1 | 1 | 1 | 1 | 1 | 1 | CreEgsld401 | CreE | gsld | 401 | 37.3674 | 37.3674 | [30 empty] | 0.0021209 | 0 | 0.00019163
401 | Lighting-Exterior | Controls | Restaurants | New | Bi-Level Lighting Control (Exterior) | 0 | 0.056051 |  | 622.79 | 0 | 0.056051 | 622.79 | 8 |  | 400 | 400 | Per 500W Controlled | GSLD | 1 | 1 | 1 | 1 | 1 | 1 | 1 | 1 | 1 | 1 | 1 | 1 | CreNgsld401 | CreN | gsld | 401 | 37.3674 | 37.3674 | [30 empty] | 1.8656e-05 | 0 | 1.6856e-06
401 | Lighting-Exterior | Controls | Retail | Existing | Bi-Level Lighting Control (Exterior) | 0 | 0.059788 |  | 622.79 | 0 | 0.059788 | 622.79 | 8 |  | 400 | 400 | Per 500W Controlled | GSLD | 1 | 1 | 1 | 1 | 1 | 1 | 1 | 1 | 1 | 1 | 1 | 1 | CrtEgsld401 | CrtE | gsld | 401 | 37.3674 | 37.3674 | [30 empty] | 0.039024 | 0 | 0.0037641
401 | Lighting-Exterior | Controls | Retail | New | Bi-Level Lighting Control (Exterior) | 0 | 0.059788 |  | 622.79 | 0 | 0.059788 | 622.79 | 8 |  | 400 | 400 | Per 500W Controlled | GSLD | 1 | 1 | 1 | 1 | 1 | 1 | 1 | 1 | 1 | 1 | 1 | 1 | CrtNgsld401 | CrtN | gsld | 401 | 37.3674 | 37.3674 | [30 empty] | 0.00034326 | 0 | 3.3109e-05
401 | Lighting-Exterior | Controls | Schools K-12 | Existing | Bi-Level Lighting Control (Exterior) | 0 | 0.06477 |  | 622.79 | 0 | 0.06477 | 622.79 | 8 |  | 400 | 400 | Per 500W Controlled | GSLD | 1 | 1 | 1 | 1 | 1 | 1 | 1 | 1 | 1 | 1 | 1 | 1 | CscEgsld401 | CscE | gsld | 401 | 37.3674 | 37.3674 | [30 empty] | 0.0020134 | 0 | 0.00020849
401 | Lighting-Exterior | Controls | Schools K-12 | New | Bi-Level Lighting Control (Exterior) | 0 | 0.06477 |  | 622.79 | 0 | 0.06477 | 622.79 | 8 |  | 400 | 400 | Per 500W Controlled | GSLD | 1 | 1 | 1 | 1 | 1 | 1 | 1 | 1 | 1 | 1 | 1 | 1 | CscNgsld401 | CscN | gsld | 401 | 37.3674 | 37.3674 | [30 empty] | 1.6581e-05 | 0 | 1.7169e-06
401 | Lighting-Exterior | Controls | Warehouse | Existing | Bi-Level Lighting Control (Exterior) | 0 | 0.059788 |  | 622.79 | 0 | 0.059788 | 622.79 | 8 |  | 400 | 400 | Per 500W Controlled | GSLD | 1 | 1 | 1 | 1 | 1 | 1 | 1 | 1 | 1 | 1 | 1 | 1 | CwaEgsld401 | CwaE | gsld | 401 | 37.3674 | 37.3674 | [30 empty] | 0.0054065 | 0 | 0.0005191
401 | Lighting-Exterior | Controls | Warehouse | New | Bi-Level Lighting Control (Exterior) | 0 | 0.059788 |  | 622.79 | 0 | 0.059788 | 622.79 | 8 |  | 400 | 400 | Per 500W Controlled | GSLD | 1 | 1 | 1 | 1 | 1 | 1 | 1 | 1 | 1 | 1 | 1 | 1 | CwaNgsld401 | CwaN | gsld | 401 | 37.3674 | 37.3674 | [30 empty] | 4.4524e-05 | 0 | 4.2749e-06
402 | Lighting-Exterior | Controls | Assembly | Existing | Outdoor Lighting Controls | 0 | 0.041895 |  | 441 | 0 | 0.041895 | 441 | 10 |  | 57.62 | 57.62 | Per 500W Controlled | GSLD | 0.57723 | 0.60437 | 0.83705 | 1.097 | 1.2026 | 1.2026 | 1.289 | 1.2891 | 1.2453 | 1.1192 | 0.77553 | 0.85362 | CasEgsld402 | CasE | gsld | 402 | 26.46 | 26.46 | [30 empty] | 1.9194 | 0 | 0.18243
402 | Lighting-Exterior | Controls | Assembly | New | Outdoor Lighting Controls | 0 | 0.041895 |  | 441 | 0 | 0.041895 | 441 | 10 |  | 57.62 | 57.62 | Per 500W Controlled | GSLD | 0.57723 | 0.60437 | 0.83705 | 1.097 | 1.2026 | 1.2026 | 1.289 | 1.2891 | 1.2453 | 1.1192 | 0.77553 | 0.85362 | CasNgsld402 | CasN | gsld | 402 | 26.46 | 26.46 | [30 empty] | 0.010784 | 0 | 0.001025
402 | Lighting-Exterior | Controls | College and University | Existing | Outdoor Lighting Controls | 0 | 0.043659 |  | 441 | 0 | 0.043659 | 441 | 10 |  | 57.62 | 57.62 | Per 500W Controlled | GSLD | 0.57723 | 0.60437 | 0.83705 | 1.097 | 1.2026 | 1.2026 | 1.289 | 1.2891 | 1.2453 | 1.1192 | 0.77553 | 0.85362 | CcoEgsld402 | CcoE | gsld | 402 | 26.46 | 26.46 | [30 empty] | 0.26145 | 0 | 0.025888
402 | Lighting-Exterior | Controls | College and University | New | Outdoor Lighting Controls | 0 | 0.043659 |  | 441 | 0 | 0.043659 | 441 | 10 |  | 57.62 | 57.62 | Per 500W Controlled | GSLD | 0.57723 | 0.60437 | 0.83705 | 1.097 | 1.2026 | 1.2026 | 1.289 | 1.2891 | 1.2453 | 1.1192 | 0.77553 | 0.85362 | CcoNgsld402 | CcoN | gsld | 402 | 26.46 | 26.46 | [30 empty] | 0.0013961 | 0 | 0.00013823
402 | Lighting-Exterior | Controls | Data Center | Existing | Outdoor Lighting Controls | 0 | 0.040131 |  | 441 | 0 | 0.040131 | 441 | 10 |  | 57.62 | 57.62 | Per 500W Controlled | GSLD | 0.57723 | 0.60437 | 0.83705 | 1.097 | 1.2026 | 1.2026 | 1.289 | 1.2891 | 1.2453 | 1.1192 | 0.77553 | 0.85362 | CdaEgsld402 | CdaE | gsld | 402 | 26.46 | 26.46 | [30 empty] | 0.019175 | 0 | 0.0017393
402 | Lighting-Exterior | Controls | Data Center | New | Outdoor Lighting Controls | 0 | 0.040131 |  | 441 | 0 | 0.040131 | 441 | 10 |  | 57.62 | 57.62 | Per 500W Controlled | GSLD | 0.57723 | 0.60437 | 0.83705 | 1.097 | 1.2026 | 1.2026 | 1.289 | 1.2891 | 1.2453 | 1.1192 | 0.77553 | 0.85362 | CdaNgsld402 | CdaN | gsld | 402 | 26.46 | 26.46 | [30 empty] | 0.00010239 | 0 | 9.2873e-06
402 | Lighting-Exterior | Controls | Grocery | Existing | Outdoor Lighting Controls | 0 | 0.042777 |  | 441 | 0 | 0.042777 | 441 | 10 |  | 57.62 | 57.62 | Per 500W Controlled | GSLD | 0.57723 | 0.60437 | 0.83705 | 1.097 | 1.2026 | 1.2026 | 1.289 | 1.2891 | 1.2453 | 1.1192 | 0.77553 | 0.85362 | CgrEgsld402 | CgrE | gsld | 402 | 26.46 | 26.46 | [30 empty] | 1.098 | 0 | 0.10699
402 | Lighting-Exterior | Controls | Grocery | New | Outdoor Lighting Controls | 0 | 0.042777 |  | 441 | 0 | 0.042777 | 441 | 10 |  | 57.62 | 57.62 | Per 500W Controlled | GSLD | 0.57723 | 0.60437 | 0.83705 | 1.097 | 1.2026 | 1.2026 | 1.289 | 1.2891 | 1.2453 | 1.1192 | 0.77553 | 0.85362 | CgrNgsld402 | CgrN | gsld | 402 | 26.46 | 26.46 | [30 empty] | 0.0061694 | 0 | 0.00060113
402 | Lighting-Exterior | Controls | Healthcare | Existing | Outdoor Lighting Controls | 0 | 0.042777 |  | 441 | 0 | 0.042777 | 441 | 10 |  | 57.62 | 57.62 | Per 500W Controlled | GSLD | 0.57723 | 0.60437 | 0.83705 | 1.097 | 1.2026 | 1.2026 | 1.289 | 1.2891 | 1.2453 | 1.1192 | 0.77553 | 0.85362 | CheEgsld402 | CheE | gsld | 402 | 26.46 | 26.46 | [30 empty] | 1.2988 | 0 | 0.12564
402 | Lighting-Exterior | Controls | Healthcare | New | Outdoor Lighting Controls | 0 | 0.042777 |  | 441 | 0 | 0.042777 | 441 | 10 |  | 57.62 | 57.62 | Per 500W Controlled | GSLD | 0.57723 | 0.60437 | 0.83705 | 1.097 | 1.2026 | 1.2026 | 1.289 | 1.2891 | 1.2453 | 1.1192 | 0.77553 | 0.85362 | CheNgsld402 | CheN | gsld | 402 | 26.46 | 26.46 | [30 empty] | 0.0069355 | 0 | 0.00067089
402 | Lighting-Exterior | Controls | Hospitals | Existing | Outdoor Lighting Controls | 0 | 0.043659 |  | 441 | 0 | 0.043659 | 441 | 10 |  | 57.62 | 57.62 | Per 500W Controlled | GSLD | 0.57723 | 0.60437 | 0.83705 | 1.097 | 1.2026 | 1.2026 | 1.289 | 1.2891 | 1.2453 | 1.1192 | 0.77553 | 0.85362 | ChoEgsld402 | ChoE | gsld | 402 | 26.46 | 26.46 | [30 empty] | 0.49435 | 0 | 0.048949
402 | Lighting-Exterior | Controls | Hospitals | New | Outdoor Lighting Controls | 0 | 0.043659 |  | 441 | 0 | 0.043659 | 441 | 10 |  | 57.62 | 57.62 | Per 500W Controlled | GSLD | 0.57723 | 0.60437 | 0.83705 | 1.097 | 1.2026 | 1.2026 | 1.289 | 1.2891 | 1.2453 | 1.1192 | 0.77553 | 0.85362 | ChoNgsld402 | ChoN | gsld | 402 | 26.46 | 26.46 | [30 empty] | 0.0026397 | 0 | 0.00026138
402 | Lighting-Exterior | Controls | Institutional | Existing | Outdoor Lighting Controls | 0 | 0.05292 |  | 441 | 0 | 0.05292 | 441 | 10 |  | 57.62 | 57.62 | Per 500W Controlled | GSLD | 0.57723 | 0.60437 | 0.83705 | 1.097 | 1.2026 | 1.2026 | 1.289 | 1.2891 | 1.2453 | 1.1192 | 0.77553 | 0.85362 | CinEgsld402 | CinE | gsld | 402 | 26.46 | 26.46 | [30 empty] | 0.55257 | 0 | 0.066259
402 | Lighting-Exterior | Controls | Institutional | New | Outdoor Lighting Controls | 0 | 0.05292 |  | 441 | 0 | 0.05292 | 441 | 10 |  | 57.62 | 57.62 | Per 500W Controlled | GSLD | 0.57723 | 0.60437 | 0.83705 | 1.097 | 1.2026 | 1.2026 | 1.289 | 1.2891 | 1.2453 | 1.1192 | 0.77553 | 0.85362 | CinNgsld402 | CinN | gsld | 402 | 26.46 | 26.46 | [30 empty] | 0.0031046 | 0 | 0.00037228
402 | Lighting-Exterior | Controls | Lodging/Hospitality | Existing | Outdoor Lighting Controls | 0 | 0.038367 |  | 441 | 0 | 0.038367 | 441 | 10 |  | 57.62 | 57.62 | Per 500W Controlled | GSLD | 0.57723 | 0.60437 | 0.83705 | 1.097 | 1.2026 | 1.2026 | 1.289 | 1.2891 | 1.2453 | 1.1192 | 0.77553 | 0.85362 | CloEgsld402 | CloE | gsld | 402 | 26.46 | 26.46 | [30 empty] | 0.77057 | 0 | 0.066684
402 | Lighting-Exterior | Controls | Lodging/Hospitality | New | Outdoor Lighting Controls | 0 | 0.038367 |  | 441 | 0 | 0.038367 | 441 | 10 |  | 57.62 | 57.62 | Per 500W Controlled | GSLD | 0.57723 | 0.60437 | 0.83705 | 1.097 | 1.2026 | 1.2026 | 1.289 | 1.2891 | 1.2453 | 1.1192 | 0.77553 | 0.85362 | CloNgsld402 | CloN | gsld | 402 | 26.46 | 26.46 | [30 empty] | 0.0041147 | 0 | 0.00035608
402 | Lighting-Exterior | Controls | Miscellaneous | Existing | Outdoor Lighting Controls | 0 | 0.040131 |  | 441 | 0 | 0.040131 | 441 | 10 |  | 57.62 | 57.62 | Per 500W Controlled | GSLD | 0.57723 | 0.60437 | 0.83705 | 1.097 | 1.2026 | 1.2026 | 1.289 | 1.2891 | 1.2453 | 1.1192 | 0.77553 | 0.85362 | CmiEgsld402 | CmiE | gsld | 402 | 26.46 | 26.46 | [30 empty] | 2.3873 | 0 | 0.21654
402 | Lighting-Exterior | Controls | Miscellaneous | New | Outdoor Lighting Controls | 0 | 0.040131 |  | 441 | 0 | 0.040131 | 441 | 10 |  | 57.62 | 57.62 | Per 500W Controlled | GSLD | 0.57723 | 0.60437 | 0.83705 | 1.097 | 1.2026 | 1.2026 | 1.289 | 1.2891 | 1.2453 | 1.1192 | 0.77553 | 0.85362 | CmiNgsld402 | CmiN | gsld | 402 | 26.46 | 26.46 | [30 empty] | 0.013413 | 0 | 0.0012166
402 | Lighting-Exterior | Controls | Offices | Existing | Outdoor Lighting Controls | 0 | 0.040131 |  | 441 | 0 | 0.040131 | 441 | 10 |  | 57.62 | 57.62 | Per 500W Controlled | GSLD | 0.57723 | 0.60437 | 0.83705 | 1.097 | 1.2026 | 1.2026 | 1.289 | 1.2891 | 1.2453 | 1.1192 | 0.77553 | 0.85362 | CofEgsld402 | CofE | gsld | 402 | 26.46 | 26.46 | [30 empty] | 7.7079 | 0 | 0.69913
402 | Lighting-Exterior | Controls | Offices | New | Outdoor Lighting Controls | 0 | 0.040131 |  | 441 | 0 | 0.040131 | 441 | 10 |  | 57.62 | 57.62 | Per 500W Controlled | GSLD | 0.57723 | 0.60437 | 0.83705 | 1.097 | 1.2026 | 1.2026 | 1.289 | 1.2891 | 1.2453 | 1.1192 | 0.77553 | 0.85362 | CofNgsld402 | CofN | gsld | 402 | 26.46 | 26.46 | [30 empty] | 0.041158 | 0 | 0.0037332
402 | Lighting-Exterior | Controls | Restaurants | Existing | Outdoor Lighting Controls | 0 | 0.03969 |  | 441 | 0 | 0.03969 | 441 | 10 |  | 57.62 | 57.62 | Per 500W Controlled | GSLD | 0.57723 | 0.60437 | 0.83705 | 1.097 | 1.2026 | 1.2026 | 1.289 | 1.2891 | 1.2453 | 1.1192 | 0.77553 | 0.85362 | CreEgsld402 | CreE | gsld | 402 | 26.46 | 26.46 | [30 empty] | 0.81575 | 0 | 0.073707
402 | Lighting-Exterior | Controls | Restaurants | New | Outdoor Lighting Controls | 0 | 0.03969 |  | 441 | 0 | 0.03969 | 441 | 10 |  | 57.62 | 57.62 | Per 500W Controlled | GSLD | 0.57723 | 0.60437 | 0.83705 | 1.097 | 1.2026 | 1.2026 | 1.289 | 1.2891 | 1.2453 | 1.1192 | 0.77553 | 0.85362 | CreNgsld402 | CreN | gsld | 402 | 26.46 | 26.46 | [30 empty] | 0.0048092 | 0 | 0.00043453
402 | Lighting-Exterior | Controls | Retail | Existing | Outdoor Lighting Controls | 0 | 0.042336 |  | 441 | 0 | 0.042336 | 441 | 10 |  | 57.62 | 57.62 | Per 500W Controlled | GSLD | 0.57723 | 0.60437 | 0.83705 | 1.097 | 1.2026 | 1.2026 | 1.289 | 1.2891 | 1.2453 | 1.1192 | 0.77553 | 0.85362 | CrtEgsld402 | CrtE | gsld | 402 | 26.46 | 26.46 | [30 empty] | 3.7524 | 0 | 0.36194
402 | Lighting-Exterior | Controls | Retail | New | Outdoor Lighting Controls | 0 | 0.042336 |  | 441 | 0 | 0.042336 | 441 | 10 |  | 57.62 | 57.62 | Per 500W Controlled | GSLD | 0.57723 | 0.60437 | 0.83705 | 1.097 | 1.2026 | 1.2026 | 1.289 | 1.2891 | 1.2453 | 1.1192 | 0.77553 | 0.85362 | CrtNgsld402 | CrtN | gsld | 402 | 26.46 | 26.46 | [30 empty] | 0.020037 | 0 | 0.0019327
402 | Lighting-Exterior | Controls | Schools K-12 | Existing | Outdoor Lighting Controls | 0 | 0.045864 |  | 441 | 0 | 0.045864 | 441 | 10 |  | 57.62 | 57.62 | Per 500W Controlled | GSLD | 0.57723 | 0.60437 | 0.83705 | 1.097 | 1.2026 | 1.2026 | 1.289 | 1.2891 | 1.2453 | 1.1192 | 0.77553 | 0.85362 | CscEgsld402 | CscE | gsld | 402 | 26.46 | 26.46 | [30 empty] | 0.31039 | 0 | 0.03214
402 | Lighting-Exterior | Controls | Schools K-12 | New | Outdoor Lighting Controls | 0 | 0.045864 |  | 441 | 0 | 0.045864 | 441 | 10 |  | 57.62 | 57.62 | Per 500W Controlled | GSLD | 0.57723 | 0.60437 | 0.83705 | 1.097 | 1.2026 | 1.2026 | 1.289 | 1.2891 | 1.2453 | 1.1192 | 0.77553 | 0.85362 | CscNgsld402 | CscN | gsld | 402 | 26.46 | 26.46 | [30 empty] | 0.0017439 | 0 | 0.00018058
402 | Lighting-Exterior | Controls | Warehouse | Existing | Outdoor Lighting Controls | 0 | 0.042336 |  | 441 | 0 | 0.042336 | 441 | 10 |  | 57.62 | 57.62 | Per 500W Controlled | GSLD | 0.57723 | 0.60437 | 0.83705 | 1.097 | 1.2026 | 1.2026 | 1.289 | 1.2891 | 1.2453 | 1.1192 | 0.77553 | 0.85362 | CwaEgsld402 | CwaE | gsld | 402 | 26.46 | 26.46 | [30 empty] | 0.51987 | 0 | 0.049915
402 | Lighting-Exterior | Controls | Warehouse | New | Outdoor Lighting Controls | 0 | 0.042336 |  | 441 | 0 | 0.042336 | 441 | 10 |  | 57.62 | 57.62 | Per 500W Controlled | GSLD | 0.57723 | 0.60437 | 0.83705 | 1.097 | 1.2026 | 1.2026 | 1.289 | 1.2891 | 1.2453 | 1.1192 | 0.77553 | 0.85362 | CwaNgsld402 | CwaN | gsld | 402 | 26.46 | 26.46 | [30 empty] | 0.002776 | 0 | 0.00026653
403 | Lighting-Exterior | Controls | Assembly | Existing | Outdoor motion sensor | 0 | 0.045805 |  | 482.16 | 0 | 0.045805 | 482.16 | 10 |  | 84 | 84 | Per 500W Controlled | GSLD | 0.57723 | 0.60437 | 0.83705 | 1.097 | 1.2026 | 1.2026 | 1.289 | 1.2891 | 1.2453 | 1.1192 | 0.77553 | 0.85362 | CasEgsld403 | CasE | gsld | 403 | 28.9296 | 28.9296 | [30 empty] | 2.7653 | 0 | 0.26283
403 | Lighting-Exterior | Controls | Assembly | New | Outdoor motion sensor | 0 | 0.045805 |  | 482.16 | 0 | 0.045805 | 482.16 | 10 |  | 84 | 84 | Per 500W Controlled | GSLD | 0.57723 | 0.60437 | 0.83705 | 1.097 | 1.2026 | 1.2026 | 1.289 | 1.2891 | 1.2453 | 1.1192 | 0.77553 | 0.85362 | CasNgsld403 | CasN | gsld | 403 | 28.9296 | 28.9296 | [30 empty] | 0.015537 | 0 | 0.0014767
403 | Lighting-Exterior | Controls | College and University | Existing | Outdoor motion sensor | 0 | 0.047734 |  | 482.16 | 0 | 0.047734 | 482.16 | 10 |  | 84 | 84 | Per 500W Controlled | GSLD | 0.57723 | 0.60437 | 0.83705 | 1.097 | 1.2026 | 1.2026 | 1.289 | 1.2891 | 1.2453 | 1.1192 | 0.77553 | 0.85362 | CcoEgsld403 | CcoE | gsld | 403 | 28.9296 | 28.9296 | [30 empty] | 0.37667 | 0 | 0.037296
403 | Lighting-Exterior | Controls | College and University | New | Outdoor motion sensor | 0 | 0.047734 |  | 482.16 | 0 | 0.047734 | 482.16 | 10 |  | 84 | 84 | Per 500W Controlled | GSLD | 0.57723 | 0.60437 | 0.83705 | 1.097 | 1.2026 | 1.2026 | 1.289 | 1.2891 | 1.2453 | 1.1192 | 0.77553 | 0.85362 | CcoNgsld403 | CcoN | gsld | 403 | 28.9296 | 28.9296 | [30 empty] | 0.0020113 | 0 | 0.00019915
403 | Lighting-Exterior | Controls | Data Center | Existing | Outdoor motion sensor | 0 | 0.043877 |  | 482.16 | 0 | 0.043877 | 482.16 | 10 |  | 84 | 84 | Per 500W Controlled | GSLD | 0.57723 | 0.60437 | 0.83705 | 1.097 | 1.2026 | 1.2026 | 1.289 | 1.2891 | 1.2453 | 1.1192 | 0.77553 | 0.85362 | CdaEgsld403 | CdaE | gsld | 403 | 28.9296 | 28.9296 | [30 empty] | 0.027626 | 0 | 0.0025057
403 | Lighting-Exterior | Controls | Data Center | New | Outdoor motion sensor | 0 | 0.043877 |  | 482.16 | 0 | 0.043877 | 482.16 | 10 |  | 84 | 84 | Per 500W Controlled | GSLD | 0.57723 | 0.60437 | 0.83705 | 1.097 | 1.2026 | 1.2026 | 1.289 | 1.2891 | 1.2453 | 1.1192 | 0.77553 | 0.85362 | CdaNgsld403 | CdaN | gsld | 403 | 28.9296 | 28.9296 | [30 empty] | 0.00014752 | 0 | 1.338e-05
403 | Lighting-Exterior | Controls | Grocery | Existing | Outdoor motion sensor | 0 | 0.04677 |  | 482.16 | 0 | 0.04677 | 482.16 | 10 |  | 84 | 84 | Per 500W Controlled | GSLD | 0.57723 | 0.60437 | 0.83705 | 1.097 | 1.2026 | 1.2026 | 1.289 | 1.2891 | 1.2453 | 1.1192 | 0.77553 | 0.85362 | CgrEgsld403 | CgrE | gsld | 403 | 28.9296 | 28.9296 | [30 empty] | 1.582 | 0 | 0.15414
403 | Lighting-Exterior | Controls | Grocery | New | Outdoor motion sensor | 0 | 0.04677 |  | 482.16 | 0 | 0.04677 | 482.16 | 10 |  | 84 | 84 | Per 500W Controlled | GSLD | 0.57723 | 0.60437 | 0.83705 | 1.097 | 1.2026 | 1.2026 | 1.289 | 1.2891 | 1.2453 | 1.1192 | 0.77553 | 0.85362 | CgrNgsld403 | CgrN | gsld | 403 | 28.9296 | 28.9296 | [30 empty] | 0.0088882 | 0 | 0.00086604
403 | Lighting-Exterior | Controls | Healthcare | Existing | Outdoor motion sensor | 0 | 0.04677 |  | 482.16 | 0 | 0.04677 | 482.16 | 10 |  | 84 | 84 | Per 500W Controlled | GSLD | 0.57723 | 0.60437 | 0.83705 | 1.097 | 1.2026 | 1.2026 | 1.289 | 1.2891 | 1.2453 | 1.1192 | 0.77553 | 0.85362 | CheEgsld403 | CheE | gsld | 403 | 28.9296 | 28.9296 | [30 empty] | 1.8712 | 0 | 0.18101
403 | Lighting-Exterior | Controls | Healthcare | New | Outdoor motion sensor | 0 | 0.04677 |  | 482.16 | 0 | 0.04677 | 482.16 | 10 |  | 84 | 84 | Per 500W Controlled | GSLD | 0.57723 | 0.60437 | 0.83705 | 1.097 | 1.2026 | 1.2026 | 1.289 | 1.2891 | 1.2453 | 1.1192 | 0.77553 | 0.85362 | CheNgsld403 | CheN | gsld | 403 | 28.9296 | 28.9296 | [30 empty] | 0.0099919 | 0 | 0.00096655
403 | Lighting-Exterior | Controls | Hospitals | Existing | Outdoor motion sensor | 0 | 0.047734 |  | 482.16 | 0 | 0.047734 | 482.16 | 10 |  | 84 | 84 | Per 500W Controlled | GSLD | 0.57723 | 0.60437 | 0.83705 | 1.097 | 1.2026 | 1.2026 | 1.289 | 1.2891 | 1.2453 | 1.1192 | 0.77553 | 0.85362 | ChoEgsld403 | ChoE | gsld | 403 | 28.9296 | 28.9296 | [30 empty] | 0.71221 | 0 | 0.07052
403 | Lighting-Exterior | Controls | Hospitals | New | Outdoor motion sensor | 0 | 0.047734 |  | 482.16 | 0 | 0.047734 | 482.16 | 10 |  | 84 | 84 | Per 500W Controlled | GSLD | 0.57723 | 0.60437 | 0.83705 | 1.097 | 1.2026 | 1.2026 | 1.289 | 1.2891 | 1.2453 | 1.1192 | 0.77553 | 0.85362 | ChoNgsld403 | ChoN | gsld | 403 | 28.9296 | 28.9296 | [30 empty] | 0.0038031 | 0 | 0.00037656
403 | Lighting-Exterior | Controls | Institutional | Existing | Outdoor motion sensor | 0 | 0.057859 |  | 482.16 | 0 | 0.057859 | 482.16 | 10 |  | 84 | 84 | Per 500W Controlled | GSLD | 0.57723 | 0.60437 | 0.83705 | 1.097 | 1.2026 | 1.2026 | 1.289 | 1.2891 | 1.2453 | 1.1192 | 0.77553 | 0.85362 | CinEgsld403 | CinE | gsld | 403 | 28.9296 | 28.9296 | [30 empty] | 0.79609 | 0 | 0.095458
403 | Lighting-Exterior | Controls | Institutional | New | Outdoor motion sensor | 0 | 0.057859 |  | 482.16 | 0 | 0.057859 | 482.16 | 10 |  | 84 | 84 | Per 500W Controlled | GSLD | 0.57723 | 0.60437 | 0.83705 | 1.097 | 1.2026 | 1.2026 | 1.289 | 1.2891 | 1.2453 | 1.1192 | 0.77553 | 0.85362 | CinNgsld403 | CinN | gsld | 403 | 28.9296 | 28.9296 | [30 empty] | 0.0044728 | 0 | 0.00053634
403 | Lighting-Exterior | Controls | Lodging/Hospitality | Existing | Outdoor motion sensor | 0 | 0.041948 |  | 482.16 | 0 | 0.041948 | 482.16 | 10 |  | 84 | 84 | Per 500W Controlled | GSLD | 0.57723 | 0.60437 | 0.83705 | 1.097 | 1.2026 | 1.2026 | 1.289 | 1.2891 | 1.2453 | 1.1192 | 0.77553 | 0.85362 | CloEgsld403 | CloE | gsld | 403 | 28.9296 | 28.9296 | [30 empty] | 1.1101 | 0 | 0.096071
403 | Lighting-Exterior | Controls | Lodging/Hospitality | New | Outdoor motion sensor | 0 | 0.041948 |  | 482.16 | 0 | 0.041948 | 482.16 | 10 |  | 84 | 84 | Per 500W Controlled | GSLD | 0.57723 | 0.60437 | 0.83705 | 1.097 | 1.2026 | 1.2026 | 1.289 | 1.2891 | 1.2453 | 1.1192 | 0.77553 | 0.85362 | CloNgsld403 | CloN | gsld | 403 | 28.9296 | 28.9296 | [30 empty] | 0.005928 | 0 | 0.000513
403 | Lighting-Exterior | Controls | Miscellaneous | Existing | Outdoor motion sensor | 0 | 0.043877 |  | 482.16 | 0 | 0.043877 | 482.16 | 10 |  | 84 | 84 | Per 500W Controlled | GSLD | 0.57723 | 0.60437 | 0.83705 | 1.097 | 1.2026 | 1.2026 | 1.289 | 1.2891 | 1.2453 | 1.1192 | 0.77553 | 0.85362 | CmiEgsld403 | CmiE | gsld | 403 | 28.9296 | 28.9296 | [30 empty] | 3.4394 | 0 | 0.31197
403 | Lighting-Exterior | Controls | Miscellaneous | New | Outdoor motion sensor | 0 | 0.043877 |  | 482.16 | 0 | 0.043877 | 482.16 | 10 |  | 84 | 84 | Per 500W Controlled | GSLD | 0.57723 | 0.60437 | 0.83705 | 1.097 | 1.2026 | 1.2026 | 1.289 | 1.2891 | 1.2453 | 1.1192 | 0.77553 | 0.85362 | CmiNgsld403 | CmiN | gsld | 403 | 28.9296 | 28.9296 | [30 empty] | 0.019324 | 0 | 0.0017528
403 | Lighting-Exterior | Controls | Offices | Existing | Outdoor motion sensor | 0 | 0.043877 |  | 482.16 | 0 | 0.043877 | 482.16 | 10 |  | 84 | 84 | Per 500W Controlled | GSLD | 0.57723 | 0.60437 | 0.83705 | 1.097 | 1.2026 | 1.2026 | 1.289 | 1.2891 | 1.2453 | 1.1192 | 0.77553 | 0.85362 | CofEgsld403 | CofE | gsld | 403 | 28.9296 | 28.9296 | [30 empty] | 11.1047 | 0 | 1.0072
403 | Lighting-Exterior | Controls | Offices | New | Outdoor motion sensor | 0 | 0.043877 |  | 482.16 | 0 | 0.043877 | 482.16 | 10 |  | 84 | 84 | Per 500W Controlled | GSLD | 0.57723 | 0.60437 | 0.83705 | 1.097 | 1.2026 | 1.2026 | 1.289 | 1.2891 | 1.2453 | 1.1192 | 0.77553 | 0.85362 | CofNgsld403 | CofN | gsld | 403 | 28.9296 | 28.9296 | [30 empty] | 0.059297 | 0 | 0.0053784
403 | Lighting-Exterior | Controls | Restaurants | Existing | Outdoor motion sensor | 0 | 0.043394 |  | 482.16 | 0 | 0.043394 | 482.16 | 10 |  | 84 | 84 | Per 500W Controlled | GSLD | 0.57723 | 0.60437 | 0.83705 | 1.097 | 1.2026 | 1.2026 | 1.289 | 1.2891 | 1.2453 | 1.1192 | 0.77553 | 0.85362 | CreEgsld403 | CreE | gsld | 403 | 28.9296 | 28.9296 | [30 empty] | 1.1753 | 0 | 0.10619
403 | Lighting-Exterior | Controls | Restaurants | New | Outdoor motion sensor | 0 | 0.043394 |  | 482.16 | 0 | 0.043394 | 482.16 | 10 |  | 84 | 84 | Per 500W Controlled | GSLD | 0.57723 | 0.60437 | 0.83705 | 1.097 | 1.2026 | 1.2026 | 1.289 | 1.2891 | 1.2453 | 1.1192 | 0.77553 | 0.85362 | CreNgsld403 | CreN | gsld | 403 | 28.9296 | 28.9296 | [30 empty] | 0.0069286 | 0 | 0.00062603
403 | Lighting-Exterior | Controls | Retail | Existing | Outdoor motion sensor | 0 | 0.046287 |  | 482.16 | 0 | 0.046287 | 482.16 | 10 |  | 84 | 84 | Per 500W Controlled | GSLD | 0.57723 | 0.60437 | 0.83705 | 1.097 | 1.2026 | 1.2026 | 1.289 | 1.2891 | 1.2453 | 1.1192 | 0.77553 | 0.85362 | CrtEgsld403 | CrtE | gsld | 403 | 28.9296 | 28.9296 | [30 empty] | 5.4061 | 0 | 0.52145
403 | Lighting-Exterior | Controls | Retail | New | Outdoor motion sensor | 0 | 0.046287 |  | 482.16 | 0 | 0.046287 | 482.16 | 10 |  | 84 | 84 | Per 500W Controlled | GSLD | 0.57723 | 0.60437 | 0.83705 | 1.097 | 1.2026 | 1.2026 | 1.289 | 1.2891 | 1.2453 | 1.1192 | 0.77553 | 0.85362 | CrtNgsld403 | CrtN | gsld | 403 | 28.9296 | 28.9296 | [30 empty] | 0.028867 | 0 | 0.0027844
403 | Lighting-Exterior | Controls | Schools K-12 | Existing | Outdoor motion sensor | 0 | 0.050145 |  | 482.16 | 0 | 0.050145 | 482.16 | 10 |  | 84 | 84 | Per 500W Controlled | GSLD | 0.57723 | 0.60437 | 0.83705 | 1.097 | 1.2026 | 1.2026 | 1.289 | 1.2891 | 1.2453 | 1.1192 | 0.77553 | 0.85362 | CscEgsld403 | CscE | gsld | 403 | 28.9296 | 28.9296 | [30 empty] | 0.44718 | 0 | 0.046304
403 | Lighting-Exterior | Controls | Schools K-12 | New | Outdoor motion sensor | 0 | 0.050145 |  | 482.16 | 0 | 0.050145 | 482.16 | 10 |  | 84 | 84 | Per 500W Controlled | GSLD | 0.57723 | 0.60437 | 0.83705 | 1.097 | 1.2026 | 1.2026 | 1.289 | 1.2891 | 1.2453 | 1.1192 | 0.77553 | 0.85362 | CscNgsld403 | CscN | gsld | 403 | 28.9296 | 28.9296 | [30 empty] | 0.0025125 | 0 | 0.00026016
403 | Lighting-Exterior | Controls | Warehouse | Existing | Outdoor motion sensor | 0 | 0.046287 |  | 482.16 | 0 | 0.046287 | 482.16 | 10 |  | 84 | 84 | Per 500W Controlled | GSLD | 0.57723 | 0.60437 | 0.83705 | 1.097 | 1.2026 | 1.2026 | 1.289 | 1.2891 | 1.2453 | 1.1192 | 0.77553 | 0.85362 | CwaEgsld403 | CwaE | gsld | 403 | 28.9296 | 28.9296 | [30 empty] | 0.74898 | 0 | 0.071912
403 | Lighting-Exterior | Controls | Warehouse | New | Outdoor motion sensor | 0 | 0.046287 |  | 482.16 | 0 | 0.046287 | 482.16 | 10 |  | 84 | 84 | Per 500W Controlled | GSLD | 0.57723 | 0.60437 | 0.83705 | 1.097 | 1.2026 | 1.2026 | 1.289 | 1.2891 | 1.2453 | 1.1192 | 0.77553 | 0.85362 | CwaNgsld403 | CwaN | gsld | 403 | 28.9296 | 28.9296 | [30 empty] | 0.0039994 | 0 | 0.00038399
404 | Lighting-Exterior | LED | Assembly | Turnover | LED - 9W Flood_CFL Baseline | 0 | 0.0019085 |  | 20.09 | 0 | 0.0019085 | 20.09 | 10 |  | 0.5 | 0.5 | Per Lamp | GSLD | 0.57723 | 0.60437 | 0.83705 | 1.097 | 1.2026 | 1.2026 | 1.289 | 1.2891 | 1.2453 | 1.1192 | 0.77553 | 0.85362 | CasTgsld404 | CasT | gsld | 404 | 1.2054 | 1.2054 | [30 empty] | 0.083566 | 0 | 0.0079426
404 | Lighting-Exterior | LED | Assembly | New | LED - 9W Flood_CFL Baseline | 0 | 0.0019085 |  | 20.09 | 0 | 0.0019085 | 20.09 | 10 |  | 0.5 | 0.5 | Per Lamp | GSLD | 0.57723 | 0.60437 | 0.83705 | 1.097 | 1.2026 | 1.2026 | 1.289 | 1.2891 | 1.2453 | 1.1192 | 0.77553 | 0.85362 | CasNgsld404 | CasN | gsld | 404 | 1.2054 | 1.2054 | [30 empty] | 0.00091606 | 0 | 8.7068e-05
404 | Lighting-Exterior | LED | College and University | Turnover | LED - 9W Flood_CFL Baseline | 0 | 0.0019889 |  | 20.09 | 0 | 0.0019889 | 20.09 | 10 |  | 0.5 | 0.5 | Per Lamp | GSLD | 0.57723 | 0.60437 | 0.83705 | 1.097 | 1.2026 | 1.2026 | 1.289 | 1.2891 | 1.2453 | 1.1192 | 0.77553 | 0.85362 | CcoTgsld404 | CcoT | gsld | 404 | 1.2054 | 1.2054 | [30 empty] | 0.011313 | 0 | 0.0011202
404 | Lighting-Exterior | LED | College and University | New | LED - 9W Flood_CFL Baseline | 0 | 0.0019889 |  | 20.09 | 0 | 0.0019889 | 20.09 | 10 |  | 0.5 | 0.5 | Per Lamp | GSLD | 0.57723 | 0.60437 | 0.83705 | 1.097 | 1.2026 | 1.2026 | 1.289 | 1.2891 | 1.2453 | 1.1192 | 0.77553 | 0.85362 | CcoNgsld404 | CcoN | gsld | 404 | 1.2054 | 1.2054 | [30 empty] | 0.00012478 | 0 | 1.2355e-05
404 | Lighting-Exterior | LED | Data Center | Turnover | LED - 9W Flood_CFL Baseline | 0 | 0.0018282 |  | 20.09 | 0 | 0.0018282 | 20.09 | 10 |  | 0.5 | 0.5 | Per Lamp | GSLD | 0.57723 | 0.60437 | 0.83705 | 1.097 | 1.2026 | 1.2026 | 1.289 | 1.2891 | 1.2453 | 1.1192 | 0.77553 | 0.85362 | CdaTgsld404 | CdaT | gsld | 404 | 1.2054 | 1.2054 | [30 empty] | 0.00082974 | 0 | 7.526e-05
404 | Lighting-Exterior | LED | Data Center | New | LED - 9W Flood_CFL Baseline | 0 | 0.0018282 |  | 20.09 | 0 | 0.0018282 | 20.09 | 10 |  | 0.5 | 0.5 | Per Lamp | GSLD | 0.57723 | 0.60437 | 0.83705 | 1.097 | 1.2026 | 1.2026 | 1.289 | 1.2891 | 1.2453 | 1.1192 | 0.77553 | 0.85362 | CdaNgsld404 | CdaN | gsld | 404 | 1.2054 | 1.2054 | [30 empty] | 9.1517e-06 | 0 | 8.3009e-07
404 | Lighting-Exterior | LED | Grocery | Turnover | LED - 9W Flood_CFL Baseline | 0 | 0.0019487 |  | 20.09 | 0 | 0.0019487 | 20.09 | 10 |  | 0.5 | 0.5 | Per Lamp | GSLD | 0.57723 | 0.60437 | 0.83705 | 1.097 | 1.2026 | 1.2026 | 1.289 | 1.2891 | 1.2453 | 1.1192 | 0.77553 | 0.85362 | CgrTgsld404 | CgrT | gsld | 404 | 1.2054 | 1.2054 | [30 empty] | 0.047666 | 0 | 0.0046444
404 | Lighting-Exterior | LED | Grocery | New | LED - 9W Flood_CFL Baseline | 0 | 0.0019487 |  | 20.09 | 0 | 0.0019487 | 20.09 | 10 |  | 0.5 | 0.5 | Per Lamp | GSLD | 0.57723 | 0.60437 | 0.83705 | 1.097 | 1.2026 | 1.2026 | 1.289 | 1.2891 | 1.2453 | 1.1192 | 0.77553 | 0.85362 | CgrNgsld404 | CgrN | gsld | 404 | 1.2054 | 1.2054 | [30 empty] | 0.00052406 | 0 | 5.1063e-05
404 | Lighting-Exterior | LED | Healthcare | Turnover | LED - 9W Flood_CFL Baseline | 0 | 0.0019487 |  | 20.09 | 0 | 0.0019487 | 20.09 | 10 |  | 0.5 | 0.5 | Per Lamp | GSLD | 0.57723 | 0.60437 | 0.83705 | 1.097 | 1.2026 | 1.2026 | 1.289 | 1.2891 | 1.2453 | 1.1192 | 0.77553 | 0.85362 | CheTgsld404 | CheT | gsld | 404 | 1.2054 | 1.2054 | [30 empty] | 0.056202 | 0 | 0.0054366
404 | Lighting-Exterior | LED | Healthcare | New | LED - 9W Flood_CFL Baseline | 0 | 0.0019487 |  | 20.09 | 0 | 0.0019487 | 20.09 | 10 |  | 0.5 | 0.5 | Per Lamp | GSLD | 0.57723 | 0.60437 | 0.83705 | 1.097 | 1.2026 | 1.2026 | 1.289 | 1.2891 | 1.2453 | 1.1192 | 0.77553 | 0.85362 | CheNgsld404 | CheN | gsld | 404 | 1.2054 | 1.2054 | [30 empty] | 0.00061989 | 0 | 5.9964e-05
404 | Lighting-Exterior | LED | Hospitals | Turnover | LED - 9W Flood_CFL Baseline | 0 | 0.0019889 |  | 20.09 | 0 | 0.0019889 | 20.09 | 10 |  | 0.5 | 0.5 | Per Lamp | GSLD | 0.57723 | 0.60437 | 0.83705 | 1.097 | 1.2026 | 1.2026 | 1.289 | 1.2891 | 1.2453 | 1.1192 | 0.77553 | 0.85362 | ChoTgsld404 | ChoT | gsld | 404 | 1.2054 | 1.2054 | [30 empty] | 0.02146 | 0 | 0.0021249
404 | Lighting-Exterior | LED | Hospitals | New | LED - 9W Flood_CFL Baseline | 0 | 0.0019889 |  | 20.09 | 0 | 0.0019889 | 20.09 | 10 |  | 0.5 | 0.5 | Per Lamp | GSLD | 0.57723 | 0.60437 | 0.83705 | 1.097 | 1.2026 | 1.2026 | 1.289 | 1.2891 | 1.2453 | 1.1192 | 0.77553 | 0.85362 | ChoNgsld404 | ChoN | gsld | 404 | 1.2054 | 1.2054 | [30 empty] | 0.00023594 | 0 | 2.3361e-05
404 | Lighting-Exterior | LED | Institutional | Turnover | LED - 9W Flood_CFL Baseline | 0 | 0.0024108 |  | 20.09 | 0 | 0.0024108 | 20.09 | 10 |  | 0.5 | 0.5 | Per Lamp | GSLD | 0.57723 | 0.60437 | 0.83705 | 1.097 | 1.2026 | 1.2026 | 1.289 | 1.2891 | 1.2453 | 1.1192 | 0.77553 | 0.85362 | CinTgsld404 | CinT | gsld | 404 | 1.2054 | 1.2054 | [30 empty] | 0.02391 | 0 | 0.0028671
404 | Lighting-Exterior | LED | Institutional | New | LED - 9W Flood_CFL Baseline | 0 | 0.0024108 |  | 20.09 | 0 | 0.0024108 | 20.09 | 10 |  | 0.5 | 0.5 | Per Lamp | GSLD | 0.57723 | 0.60437 | 0.83705 | 1.097 | 1.2026 | 1.2026 | 1.289 | 1.2891 | 1.2453 | 1.1192 | 0.77553 | 0.85362 | CinNgsld404 | CinN | gsld | 404 | 1.2054 | 1.2054 | [30 empty] | 0.00026372 | 0 | 3.1623e-05
404 | Lighting-Exterior | LED | Lodging/Hospitality | Turnover | LED - 9W Flood_CFL Baseline | 0 | 0.0017478 |  | 20.09 | 0 | 0.0017478 | 20.09 | 10 |  | 0.5 | 0.5 | Per Lamp | GSLD | 0.57723 | 0.60437 | 0.83705 | 1.097 | 1.2026 | 1.2026 | 1.289 | 1.2891 | 1.2453 | 1.1192 | 0.77553 | 0.85362 | CloTgsld404 | CloT | gsld | 404 | 1.2054 | 1.2054 | [30 empty] | 0.03345 | 0 | 0.0028948
404 | Lighting-Exterior | LED | Lodging/Hospitality | New | LED - 9W Flood_CFL Baseline | 0 | 0.0017478 |  | 20.09 | 0 | 0.0017478 | 20.09 | 10 |  | 0.5 | 0.5 | Per Lamp | GSLD | 0.57723 | 0.60437 | 0.83705 | 1.097 | 1.2026 | 1.2026 | 1.289 | 1.2891 | 1.2453 | 1.1192 | 0.77553 | 0.85362 | CloNgsld404 | CloN | gsld | 404 | 1.2054 | 1.2054 | [30 empty] | 0.00036776 | 0 | 3.1826e-05
404 | Lighting-Exterior | LED | Miscellaneous | Turnover | LED - 9W Flood_CFL Baseline | 0 | 0.0018282 |  | 20.09 | 0 | 0.0018282 | 20.09 | 10 |  | 0.5 | 0.5 | Per Lamp | GSLD | 0.57723 | 0.60437 | 0.83705 | 1.097 | 1.2026 | 1.2026 | 1.289 | 1.2891 | 1.2453 | 1.1192 | 0.77553 | 0.85362 | CmiTgsld404 | CmiT | gsld | 404 | 1.2054 | 1.2054 | [30 empty] | 0.1033 | 0 | 0.0093699
404 | Lighting-Exterior | LED | Miscellaneous | New | LED - 9W Flood_CFL Baseline | 0 | 0.0018282 |  | 20.09 | 0 | 0.0018282 | 20.09 | 10 |  | 0.5 | 0.5 | Per Lamp | GSLD | 0.57723 | 0.60437 | 0.83705 | 1.097 | 1.2026 | 1.2026 | 1.289 | 1.2891 | 1.2453 | 1.1192 | 0.77553 | 0.85362 | CmiNgsld404 | CmiN | gsld | 404 | 1.2054 | 1.2054 | [30 empty] | 0.0011394 | 0 | 0.00010335
404 | Lighting-Exterior | LED | Offices | Turnover | LED - 9W Flood_CFL Baseline | 0 | 0.0018282 |  | 20.09 | 0 | 0.0018282 | 20.09 | 10 |  | 0.5 | 0.5 | Per Lamp | GSLD | 0.57723 | 0.60437 | 0.83705 | 1.097 | 1.2026 | 1.2026 | 1.289 | 1.2891 | 1.2453 | 1.1192 | 0.77553 | 0.85362 | CofTgsld404 | CofT | gsld | 404 | 1.2054 | 1.2054 | [30 empty] | 0.3346 | 0 | 0.030349
404 | Lighting-Exterior | LED | Offices | New | LED - 9W Flood_CFL Baseline | 0 | 0.0018282 |  | 20.09 | 0 | 0.0018282 | 20.09 | 10 |  | 0.5 | 0.5 | Per Lamp | GSLD | 0.57723 | 0.60437 | 0.83705 | 1.097 | 1.2026 | 1.2026 | 1.289 | 1.2891 | 1.2453 | 1.1192 | 0.77553 | 0.85362 | CofNgsld404 | CofN | gsld | 404 | 1.2054 | 1.2054 | [30 empty] | 0.0036787 | 0 | 0.00033367
404 | Lighting-Exterior | LED | Restaurants | Turnover | LED - 9W Flood_CFL Baseline | 0 | 0.0018081 |  | 20.09 | 0 | 0.0018081 | 20.09 | 10 |  | 0.5 | 0.5 | Per Lamp | GSLD | 0.57723 | 0.60437 | 0.83705 | 1.097 | 1.2026 | 1.2026 | 1.289 | 1.2891 | 1.2453 | 1.1192 | 0.77553 | 0.85362 | CreTgsld404 | CreT | gsld | 404 | 1.2054 | 1.2054 | [30 empty] | 0.025294 | 0 | 0.0022854
404 | Lighting-Exterior | LED | Restaurants | New | LED - 9W Flood_CFL Baseline | 0 | 0.0018081 |  | 20.09 | 0 | 0.0018081 | 20.09 | 10 |  | 0.5 | 0.5 | Per Lamp | GSLD | 0.57723 | 0.60437 | 0.83705 | 1.097 | 1.2026 | 1.2026 | 1.289 | 1.2891 | 1.2453 | 1.1192 | 0.77553 | 0.85362 | CreNgsld404 | CreN | gsld | 404 | 1.2054 | 1.2054 | [30 empty] | 0.00027809 | 0 | 2.5127e-05
404 | Lighting-Exterior | LED | Retail | Turnover | LED - 9W Flood_CFL Baseline | 0 | 0.0019286 |  | 20.09 | 0 | 0.0019286 | 20.09 | 10 |  | 0.5 | 0.5 | Per Lamp | GSLD | 0.57723 | 0.60437 | 0.83705 | 1.097 | 1.2026 | 1.2026 | 1.289 | 1.2891 | 1.2453 | 1.1192 | 0.77553 | 0.85362 | CrtTgsld404 | CrtT | gsld | 404 | 1.2054 | 1.2054 | [30 empty] | 0.11635 | 0 | 0.011223
404 | Lighting-Exterior | LED | Retail | New | LED - 9W Flood_CFL Baseline | 0 | 0.0019286 |  | 20.09 | 0 | 0.0019286 | 20.09 | 10 |  | 0.5 | 0.5 | Per Lamp | GSLD | 0.57723 | 0.60437 | 0.83705 | 1.097 | 1.2026 | 1.2026 | 1.289 | 1.2891 | 1.2453 | 1.1192 | 0.77553 | 0.85362 | CrtNgsld404 | CrtN | gsld | 404 | 1.2054 | 1.2054 | [30 empty] | 0.0012792 | 0 | 0.00012339
404 | Lighting-Exterior | LED | Schools K-12 | Turnover | LED - 9W Flood_CFL Baseline | 0 | 0.0020894 |  | 20.09 | 0 | 0.0020894 | 20.09 | 10 |  | 0.5 | 0.5 | Per Lamp | GSLD | 0.57723 | 0.60437 | 0.83705 | 1.097 | 1.2026 | 1.2026 | 1.289 | 1.2891 | 1.2453 | 1.1192 | 0.77553 | 0.85362 | CscTgsld404 | CscT | gsld | 404 | 1.2054 | 1.2054 | [30 empty] | 0.013431 | 0 | 0.0013907
404 | Lighting-Exterior | LED | Schools K-12 | New | LED - 9W Flood_CFL Baseline | 0 | 0.0020894 |  | 20.09 | 0 | 0.0020894 | 20.09 | 10 |  | 0.5 | 0.5 | Per Lamp | GSLD | 0.57723 | 0.60437 | 0.83705 | 1.097 | 1.2026 | 1.2026 | 1.289 | 1.2891 | 1.2453 | 1.1192 | 0.77553 | 0.85362 | CscNgsld404 | CscN | gsld | 404 | 1.2054 | 1.2054 | [30 empty] | 0.00014814 | 0 | 1.5339e-05
404 | Lighting-Exterior | LED | Warehouse | Turnover | LED - 9W Flood_CFL Baseline | 0 | 0.0019286 |  | 20.09 | 0 | 0.0019286 | 20.09 | 10 |  | 0.5 | 0.5 | Per Lamp | GSLD | 0.57723 | 0.60437 | 0.83705 | 1.097 | 1.2026 | 1.2026 | 1.289 | 1.2891 | 1.2453 | 1.1192 | 0.77553 | 0.85362 | CwaTgsld404 | CwaT | gsld | 404 | 1.2054 | 1.2054 | [30 empty] | 0.022495 | 0 | 0.0021599
404 | Lighting-Exterior | LED | Warehouse | New | LED - 9W Flood_CFL Baseline | 0 | 0.0019286 |  | 20.09 | 0 | 0.0019286 | 20.09 | 10 |  | 0.5 | 0.5 | Per Lamp | GSLD | 0.57723 | 0.60437 | 0.83705 | 1.097 | 1.2026 | 1.2026 | 1.289 | 1.2891 | 1.2453 | 1.1192 | 0.77553 | 0.85362 | CwaNgsld404 | CwaN | gsld | 404 | 1.2054 | 1.2054 | [30 empty] | 0.00024812 | 0 | 2.3823e-05
405 | Lighting-Exterior | LED | Assembly | Turnover | LED Canopy Lighting (Exterior) | 0 | 0.050271 |  | 529.17 | 0 | 0.050271 | 529.17 | 13 |  | 255 | 255 | Per Fixture | GSLD | 0.57723 | 0.60437 | 0.83705 | 1.097 | 1.2026 | 1.2026 | 1.289 | 1.2891 | 1.2453 | 1.1192 | 0.77553 | 0.85362 | CasTgsld405 | CasT | gsld | 405 | 31.7502 | 31.7502 | [30 empty] | 2.82 | 0 | 0.26803
405 | Lighting-Exterior | LED | Assembly | New | LED Canopy Lighting (Exterior) | 0 | 0.050271 |  | 529.17 | 0 | 0.050271 | 529.17 | 13 |  | 255 | 255 | Per Fixture | GSLD | 0.57723 | 0.60437 | 0.83705 | 1.097 | 1.2026 | 1.2026 | 1.289 | 1.2891 | 1.2453 | 1.1192 | 0.77553 | 0.85362 | CasNgsld405 | CasN | gsld | 405 | 31.7502 | 31.7502 | [30 empty] | 0.031103 | 0 | 0.0029562
405 | Lighting-Exterior | LED | College and University | Turnover | LED Canopy Lighting (Exterior) | 0 | 0.052388 |  | 529.17 | 0 | 0.052388 | 529.17 | 13 |  | 255 | 255 | Per Fixture | GSLD | 0.57723 | 0.60437 | 0.83705 | 1.097 | 1.2026 | 1.2026 | 1.289 | 1.2891 | 1.2453 | 1.1192 | 0.77553 | 0.85362 | CcoTgsld405 | CcoT | gsld | 405 | 31.7502 | 31.7502 | [30 empty] | 0.61583 | 0 | 0.060976
405 | Lighting-Exterior | LED | College and University | New | LED Canopy Lighting (Exterior) | 0 | 0.052388 |  | 529.17 | 0 | 0.052388 | 529.17 | 13 |  | 255 | 255 | Per Fixture | GSLD | 0.57723 | 0.60437 | 0.83705 | 1.097 | 1.2026 | 1.2026 | 1.289 | 1.2891 | 1.2453 | 1.1192 | 0.77553 | 0.85362 | CcoNgsld405 | CcoN | gsld | 405 | 31.7502 | 31.7502 | [30 empty] | 0.0067923 | 0 | 0.00067254
405 | Lighting-Exterior | LED | Data Center | Turnover | LED Canopy Lighting (Exterior) | 0 | 0.048154 |  | 529.17 | 0 | 0.048154 | 529.17 | 13 |  | 255 | 255 | Per Fixture | GSLD | 0.57723 | 0.60437 | 0.83705 | 1.097 | 1.2026 | 1.2026 | 1.289 | 1.2891 | 1.2453 | 1.1192 | 0.77553 | 0.85362 | CdaTgsld405 | CdaT | gsld | 405 | 31.7502 | 31.7502 | [30 empty] | 0.045166 | 0 | 0.0040967
405 | Lighting-Exterior | LED | Data Center | New | LED Canopy Lighting (Exterior) | 0 | 0.048154 |  | 529.17 | 0 | 0.048154 | 529.17 | 13 |  | 255 | 255 | Per Fixture | GSLD | 0.57723 | 0.60437 | 0.83705 | 1.097 | 1.2026 | 1.2026 | 1.289 | 1.2891 | 1.2453 | 1.1192 | 0.77553 | 0.85362 | CdaNgsld405 | CdaN | gsld | 405 | 31.7502 | 31.7502 | [30 empty] | 0.00049816 | 0 | 4.5185e-05
405 | Lighting-Exterior | LED | Grocery | Turnover | LED Canopy Lighting (Exterior) | 0 | 0.051329 |  | 529.17 | 0 | 0.051329 | 529.17 | 13 |  | 255 | 255 | Per Fixture | GSLD | 0.57723 | 0.60437 | 0.83705 | 1.097 | 1.2026 | 1.2026 | 1.289 | 1.2891 | 1.2453 | 1.1192 | 0.77553 | 0.85362 | CgrTgsld405 | CgrT | gsld | 405 | 31.7502 | 31.7502 | [30 empty] | 1.6132 | 0 | 0.15719
405 | Lighting-Exterior | LED | Grocery | New | LED Canopy Lighting (Exterior) | 0 | 0.051329 |  | 529.17 | 0 | 0.051329 | 529.17 | 13 |  | 255 | 255 | Per Fixture | GSLD | 0.57723 | 0.60437 | 0.83705 | 1.097 | 1.2026 | 1.2026 | 1.289 | 1.2891 | 1.2453 | 1.1192 | 0.77553 | 0.85362 | CgrNgsld405 | CgrN | gsld | 405 | 31.7502 | 31.7502 | [30 empty] | 0.017793 | 0 | 0.0017337
405 | Lighting-Exterior | LED | Healthcare | Turnover | LED Canopy Lighting (Exterior) | 0 | 0.051329 |  | 529.17 | 0 | 0.051329 | 529.17 | 13 |  | 255 | 255 | Per Fixture | GSLD | 0.57723 | 0.60437 | 0.83705 | 1.097 | 1.2026 | 1.2026 | 1.289 | 1.2891 | 1.2453 | 1.1192 | 0.77553 | 0.85362 | CheTgsld405 | CheT | gsld | 405 | 31.7502 | 31.7502 | [30 empty] | 3.0593 | 0 | 0.29594
405 | Lighting-Exterior | LED | Healthcare | New | LED Canopy Lighting (Exterior) | 0 | 0.051329 |  | 529.17 | 0 | 0.051329 | 529.17 | 13 |  | 255 | 255 | Per Fixture | GSLD | 0.57723 | 0.60437 | 0.83705 | 1.097 | 1.2026 | 1.2026 | 1.289 | 1.2891 | 1.2453 | 1.1192 | 0.77553 | 0.85362 | CheNgsld405 | CheN | gsld | 405 | 31.7502 | 31.7502 | [30 empty] | 0.033743 | 0 | 0.0032641
405 | Lighting-Exterior | LED | Hospitals | Turnover | LED Canopy Lighting (Exterior) | 0 | 0.052388 |  | 529.17 | 0 | 0.052388 | 529.17 | 13 |  | 255 | 255 | Per Fixture | GSLD | 0.57723 | 0.60437 | 0.83705 | 1.097 | 1.2026 | 1.2026 | 1.289 | 1.2891 | 1.2453 | 1.1192 | 0.77553 | 0.85362 | ChoTgsld405 | ChoT | gsld | 405 | 31.7502 | 31.7502 | [30 empty] | 1.1644 | 0 | 0.11529
405 | Lighting-Exterior | LED | Hospitals | New | LED Canopy Lighting (Exterior) | 0 | 0.052388 |  | 529.17 | 0 | 0.052388 | 529.17 | 13 |  | 255 | 255 | Per Fixture | GSLD | 0.57723 | 0.60437 | 0.83705 | 1.097 | 1.2026 | 1.2026 | 1.289 | 1.2891 | 1.2453 | 1.1192 | 0.77553 | 0.85362 | ChoNgsld405 | ChoN | gsld | 405 | 31.7502 | 31.7502 | [30 empty] | 0.012843 | 0 | 0.0012717
405 | Lighting-Exterior | LED | Institutional | Turnover | LED Canopy Lighting (Exterior) | 0 | 0.0635 |  | 529.17 | 0 | 0.0635 | 529.17 | 13 |  | 255 | 255 | Per Fixture | GSLD | 0.57723 | 0.60437 | 0.83705 | 1.097 | 1.2026 | 1.2026 | 1.289 | 1.2891 | 1.2453 | 1.1192 | 0.77553 | 0.85362 | CinTgsld405 | CinT | gsld | 405 | 31.7502 | 31.7502 | [30 empty] | 0.81184 | 0 | 0.097346
405 | Lighting-Exterior | LED | Institutional | New | LED Canopy Lighting (Exterior) | 0 | 0.0635 |  | 529.17 | 0 | 0.0635 | 529.17 | 13 |  | 255 | 255 | Per Fixture | GSLD | 0.57723 | 0.60437 | 0.83705 | 1.097 | 1.2026 | 1.2026 | 1.289 | 1.2891 | 1.2453 | 1.1192 | 0.77553 | 0.85362 | CinNgsld405 | CinN | gsld | 405 | 31.7502 | 31.7502 | [30 empty] | 0.0089543 | 0 | 0.0010737
405 | Lighting-Exterior | LED | Lodging/Hospitality | Turnover | LED Canopy Lighting (Exterior) | 0 | 0.046038 |  | 529.17 | 0 | 0.046038 | 529.17 | 13 |  | 255 | 255 | Per Fixture | GSLD | 0.57723 | 0.60437 | 0.83705 | 1.097 | 1.2026 | 1.2026 | 1.289 | 1.2891 | 1.2453 | 1.1192 | 0.77553 | 0.85362 | CloTgsld405 | CloT | gsld | 405 | 31.7502 | 31.7502 | [30 empty] | 1.815 | 0 | 0.15707
405 | Lighting-Exterior | LED | Lodging/Hospitality | New | LED Canopy Lighting (Exterior) | 0 | 0.046038 |  | 529.17 | 0 | 0.046038 | 529.17 | 13 |  | 255 | 255 | Per Fixture | GSLD | 0.57723 | 0.60437 | 0.83705 | 1.097 | 1.2026 | 1.2026 | 1.289 | 1.2891 | 1.2453 | 1.1192 | 0.77553 | 0.85362 | CloNgsld405 | CloN | gsld | 405 | 31.7502 | 31.7502 | [30 empty] | 0.020019 | 0 | 0.0017324
405 | Lighting-Exterior | LED | Miscellaneous | Turnover | LED Canopy Lighting (Exterior) | 0 | 0.048154 |  | 529.17 | 0 | 0.048154 | 529.17 | 13 |  | 255 | 255 | Per Fixture | GSLD | 0.57723 | 0.60437 | 0.83705 | 1.097 | 1.2026 | 1.2026 | 1.289 | 1.2891 | 1.2453 | 1.1192 | 0.77553 | 0.85362 | CmiTgsld405 | CmiT | gsld | 405 | 31.7502 | 31.7502 | [30 empty] | 3.5074 | 0 | 0.31814
405 | Lighting-Exterior | LED | Miscellaneous | New | LED Canopy Lighting (Exterior) | 0 | 0.048154 |  | 529.17 | 0 | 0.048154 | 529.17 | 13 |  | 255 | 255 | Per Fixture | GSLD | 0.57723 | 0.60437 | 0.83705 | 1.097 | 1.2026 | 1.2026 | 1.289 | 1.2891 | 1.2453 | 1.1192 | 0.77553 | 0.85362 | CmiNgsld405 | CmiN | gsld | 405 | 31.7502 | 31.7502 | [30 empty] | 0.038686 | 0 | 0.0035089
405 | Lighting-Exterior | LED | Offices | Turnover | LED Canopy Lighting (Exterior) | 0 | 0.048154 |  | 529.17 | 0 | 0.048154 | 529.17 | 13 |  | 255 | 255 | Per Fixture | GSLD | 0.57723 | 0.60437 | 0.83705 | 1.097 | 1.2026 | 1.2026 | 1.289 | 1.2891 | 1.2453 | 1.1192 | 0.77553 | 0.85362 | CofTgsld405 | CofT | gsld | 405 | 31.7502 | 31.7502 | [30 empty] | 18.1552 | 0 | 1.6467
405 | Lighting-Exterior | LED | Offices | New | LED Canopy Lighting (Exterior) | 0 | 0.048154 |  | 529.17 | 0 | 0.048154 | 529.17 | 13 |  | 255 | 255 | Per Fixture | GSLD | 0.57723 | 0.60437 | 0.83705 | 1.097 | 1.2026 | 1.2026 | 1.289 | 1.2891 | 1.2453 | 1.1192 | 0.77553 | 0.85362 | CofNgsld405 | CofN | gsld | 405 | 31.7502 | 31.7502 | [30 empty] | 0.20025 | 0 | 0.018163
405 | Lighting-Exterior | LED | Restaurants | Turnover | LED Canopy Lighting (Exterior) | 0 | 0.047625 |  | 529.17 | 0 | 0.047625 | 529.17 | 13 |  | 255 | 255 | Per Fixture | GSLD | 0.57723 | 0.60437 | 0.83705 | 1.097 | 1.2026 | 1.2026 | 1.289 | 1.2891 | 1.2453 | 1.1192 | 0.77553 | 0.85362 | CreTgsld405 | CreT | gsld | 405 | 31.7502 | 31.7502 | [30 empty] | 0.48036 | 0 | 0.043402
405 | Lighting-Exterior | LED | Restaurants | New | LED Canopy Lighting (Exterior) | 0 | 0.047625 |  | 529.17 | 0 | 0.047625 | 529.17 | 13 |  | 255 | 255 | Per Fixture | GSLD | 0.57723 | 0.60437 | 0.83705 | 1.097 | 1.2026 | 1.2026 | 1.289 | 1.2891 | 1.2453 | 1.1192 | 0.77553 | 0.85362 | CreNgsld405 | CreN | gsld | 405 | 31.7502 | 31.7502 | [30 empty] | 0.0052982 | 0 | 0.00047871
405 | Lighting-Exterior | LED | Retail | Turnover | LED Canopy Lighting (Exterior) | 0 | 0.0508 |  | 529.17 | 0 | 0.0508 | 529.17 | 13 |  | 255 | 255 | Per Fixture | GSLD | 0.57723 | 0.60437 | 0.83705 | 1.097 | 1.2026 | 1.2026 | 1.289 | 1.2891 | 1.2453 | 1.1192 | 0.77553 | 0.85362 | CrtTgsld405 | CrtT | gsld | 405 | 31.7502 | 31.7502 | [30 empty] | 8.8385 | 0 | 0.85252
405 | Lighting-Exterior | LED | Retail | New | LED Canopy Lighting (Exterior) | 0 | 0.0508 |  | 529.17 | 0 | 0.0508 | 529.17 | 13 |  | 255 | 255 | Per Fixture | GSLD | 0.57723 | 0.60437 | 0.83705 | 1.097 | 1.2026 | 1.2026 | 1.289 | 1.2891 | 1.2453 | 1.1192 | 0.77553 | 0.85362 | CrtNgsld405 | CrtN | gsld | 405 | 31.7502 | 31.7502 | [30 empty] | 0.097486 | 0 | 0.009403
405 | Lighting-Exterior | LED | Schools K-12 | Turnover | LED Canopy Lighting (Exterior) | 0 | 0.055034 |  | 529.17 | 0 | 0.055034 | 529.17 | 13 |  | 255 | 255 | Per Fixture | GSLD | 0.57723 | 0.60437 | 0.83705 | 1.097 | 1.2026 | 1.2026 | 1.289 | 1.2891 | 1.2453 | 1.1192 | 0.77553 | 0.85362 | CscTgsld405 | CscT | gsld | 405 | 31.7502 | 31.7502 | [30 empty] | 0.45602 | 0 | 0.04722
405 | Lighting-Exterior | LED | Schools K-12 | New | LED Canopy Lighting (Exterior) | 0 | 0.055034 |  | 529.17 | 0 | 0.055034 | 529.17 | 13 |  | 255 | 255 | Per Fixture | GSLD | 0.57723 | 0.60437 | 0.83705 | 1.097 | 1.2026 | 1.2026 | 1.289 | 1.2891 | 1.2453 | 1.1192 | 0.77553 | 0.85362 | CscNgsld405 | CscN | gsld | 405 | 31.7502 | 31.7502 | [30 empty] | 0.0050298 | 0 | 0.00052082
405 | Lighting-Exterior | LED | Warehouse | Turnover | LED Canopy Lighting (Exterior) | 0 | 0.0508 |  | 529.17 | 0 | 0.0508 | 529.17 | 13 |  | 255 | 255 | Per Fixture | GSLD | 0.57723 | 0.60437 | 0.83705 | 1.097 | 1.2026 | 1.2026 | 1.289 | 1.2891 | 1.2453 | 1.1192 | 0.77553 | 0.85362 | CwaTgsld405 | CwaT | gsld | 405 | 31.7502 | 31.7502 | [30 empty] | 1.2245 | 0 | 0.11757
405 | Lighting-Exterior | LED | Warehouse | New | LED Canopy Lighting (Exterior) | 0 | 0.0508 |  | 529.17 | 0 | 0.0508 | 529.17 | 13 |  | 255 | 255 | Per Fixture | GSLD | 0.57723 | 0.60437 | 0.83705 | 1.097 | 1.2026 | 1.2026 | 1.289 | 1.2891 | 1.2453 | 1.1192 | 0.77553 | 0.85362 | CwaNgsld405 | CwaN | gsld | 405 | 31.7502 | 31.7502 | [30 empty] | 0.013506 | 0 | 0.0012968
406 | Lighting-Exterior | LED | Assembly | Turnover | LED Display Lighting (Exterior) | 0 | 0.35881 |  | 3776.92 | 0 | 0.35881 | 3776.92 | 11 |  | 2274.8 | 2274.8 | Per Fixture | GSLD | 0.57723 | 0.60437 | 0.83705 | 1.097 | 1.2026 | 1.2026 | 1.289 | 1.2891 | 1.2453 | 1.1192 | 0.77553 | 0.85362 | CasTgsld406 | CasT | gsld | 406 | 226.6152 | 226.6152 | [30 empty] | 0.017244 | 0 | 0.001639
406 | Lighting-Exterior | LED | Assembly | New | LED Display Lighting (Exterior) | 0 | 0.35881 |  | 3776.92 | 0 | 0.35881 | 3776.92 | 11 |  | 2274.8 | 2274.8 | Per Fixture | GSLD | 0.57723 | 0.60437 | 0.83705 | 1.097 | 1.2026 | 1.2026 | 1.289 | 1.2891 | 1.2453 | 1.1192 | 0.77553 | 0.85362 | CasNgsld406 | CasN | gsld | 406 | 226.6152 | 226.6152 | [30 empty] | 0.00020605 | 0 | 1.9584e-05
406 | Lighting-Exterior | LED | College and University | Turnover | LED Display Lighting (Exterior) | 0 | 0.37392 |  | 3776.92 | 0 | 0.37392 | 3776.92 | 11 |  | 2274.8 | 2274.8 | Per Fixture | GSLD | 0.57723 | 0.60437 | 0.83705 | 1.097 | 1.2026 | 1.2026 | 1.289 | 1.2891 | 1.2453 | 1.1192 | 0.77553 | 0.85362 | CcoTgsld406 | CcoT | gsld | 406 | 226.6152 | 226.6152 | [30 empty] | 0.0025447 | 0 | 0.00025196
406 | Lighting-Exterior | LED | College and University | New | LED Display Lighting (Exterior) | 0 | 0.37392 |  | 3776.92 | 0 | 0.37392 | 3776.92 | 11 |  | 2274.8 | 2274.8 | Per Fixture | GSLD | 0.57723 | 0.60437 | 0.83705 | 1.097 | 1.2026 | 1.2026 | 1.289 | 1.2891 | 1.2453 | 1.1192 | 0.77553 | 0.85362 | CcoNgsld406 | CcoN | gsld | 406 | 226.6152 | 226.6152 | [30 empty] | 2.8067e-05 | 0 | 2.7791e-06
406 | Lighting-Exterior | LED | Data Center | Turnover | LED Display Lighting (Exterior) | 0 | 0.3437 |  | 3776.92 | 0 | 0.3437 | 3776.92 | 11 |  | 2274.8 | 2274.8 | Per Fixture | GSLD | 0.57723 | 0.60437 | 0.83705 | 1.097 | 1.2026 | 1.2026 | 1.289 | 1.2891 | 1.2453 | 1.1192 | 0.77553 | 0.85362 | CdaTgsld406 | CdaT | gsld | 406 | 226.6152 | 226.6152 | [30 empty] | 0.00018663 | 0 | 1.6928e-05
406 | Lighting-Exterior | LED | Data Center | New | LED Display Lighting (Exterior) | 0 | 0.3437 |  | 3776.92 | 0 | 0.3437 | 3776.92 | 11 |  | 2274.8 | 2274.8 | Per Fixture | GSLD | 0.57723 | 0.60437 | 0.83705 | 1.097 | 1.2026 | 1.2026 | 1.289 | 1.2891 | 1.2453 | 1.1192 | 0.77553 | 0.85362 | CdaNgsld406 | CdaN | gsld | 406 | 226.6152 | 226.6152 | [30 empty] | 2.0585e-06 | 0 | 1.8671e-07
406 | Lighting-Exterior | LED | Grocery | Turnover | LED Display Lighting (Exterior) | 0 | 0.36636 |  | 3776.92 | 0 | 0.36636 | 3776.92 | 11 |  | 2274.8 | 2274.8 | Per Fixture | GSLD | 0.57723 | 0.60437 | 0.83705 | 1.097 | 1.2026 | 1.2026 | 1.289 | 1.2891 | 1.2453 | 1.1192 | 0.77553 | 0.85362 | CgrTgsld406 | CgrT | gsld | 406 | 226.6152 | 226.6152 | [30 empty] | 0.0098651 | 0 | 0.00096123
406 | Lighting-Exterior | LED | Grocery | New | LED Display Lighting (Exterior) | 0 | 0.36636 |  | 3776.92 | 0 | 0.36636 | 3776.92 | 11 |  | 2274.8 | 2274.8 | Per Fixture | GSLD | 0.57723 | 0.60437 | 0.83705 | 1.097 | 1.2026 | 1.2026 | 1.289 | 1.2891 | 1.2453 | 1.1192 | 0.77553 | 0.85362 | CgrNgsld406 | CgrN | gsld | 406 | 226.6152 | 226.6152 | [30 empty] | 0.00011788 | 0 | 1.1485e-05
406 | Lighting-Exterior | LED | Healthcare | Turnover | LED Display Lighting (Exterior) | 0 | 0.36636 |  | 3776.92 | 0 | 0.36636 | 3776.92 | 11 |  | 2274.8 | 2274.8 | Per Fixture | GSLD | 0.57723 | 0.60437 | 0.83705 | 1.097 | 1.2026 | 1.2026 | 1.289 | 1.2891 | 1.2453 | 1.1192 | 0.77553 | 0.85362 | CheTgsld406 | CheT | gsld | 406 | 226.6152 | 226.6152 | [30 empty] | 0.012641 | 0 | 0.0012229
406 | Lighting-Exterior | LED | Healthcare | New | LED Display Lighting (Exterior) | 0 | 0.36636 |  | 3776.92 | 0 | 0.36636 | 3776.92 | 11 |  | 2274.8 | 2274.8 | Per Fixture | GSLD | 0.57723 | 0.60437 | 0.83705 | 1.097 | 1.2026 | 1.2026 | 1.289 | 1.2891 | 1.2453 | 1.1192 | 0.77553 | 0.85362 | CheNgsld406 | CheN | gsld | 406 | 226.6152 | 226.6152 | [30 empty] | 0.00013943 | 0 | 1.3488e-05
406 | Lighting-Exterior | LED | Hospitals | Turnover | LED Display Lighting (Exterior) | 0 | 0.37392 |  | 3776.92 | 0 | 0.37392 | 3776.92 | 11 |  | 2274.8 | 2274.8 | Per Fixture | GSLD | 0.57723 | 0.60437 | 0.83705 | 1.097 | 1.2026 | 1.2026 | 1.289 | 1.2891 | 1.2453 | 1.1192 | 0.77553 | 0.85362 | ChoTgsld406 | ChoT | gsld | 406 | 226.6152 | 226.6152 | [30 empty] | 0.0044414 | 0 | 0.00043977
406 | Lighting-Exterior | LED | Hospitals | New | LED Display Lighting (Exterior) | 0 | 0.37392 |  | 3776.92 | 0 | 0.37392 | 3776.92 | 11 |  | 2274.8 | 2274.8 | Per Fixture | GSLD | 0.57723 | 0.60437 | 0.83705 | 1.097 | 1.2026 | 1.2026 | 1.289 | 1.2891 | 1.2453 | 1.1192 | 0.77553 | 0.85362 | ChoNgsld406 | ChoN | gsld | 406 | 226.6152 | 226.6152 | [30 empty] | 5.3069e-05 | 0 | 5.2547e-06
406 | Lighting-Exterior | LED | Institutional | Turnover | LED Display Lighting (Exterior) | 0 | 0.45323 |  | 3776.92 | 0 | 0.45323 | 3776.92 | 11 |  | 2274.8 | 2274.8 | Per Fixture | GSLD | 0.57723 | 0.60437 | 0.83705 | 1.097 | 1.2026 | 1.2026 | 1.289 | 1.2891 | 1.2453 | 1.1192 | 0.77553 | 0.85362 | CinTgsld406 | CinT | gsld | 406 | 226.6152 | 226.6152 | [30 empty] | 0.0053782 | 0 | 0.00064489
406 | Lighting-Exterior | LED | Institutional | New | LED Display Lighting (Exterior) | 0 | 0.45323 |  | 3776.92 | 0 | 0.45323 | 3776.92 | 11 |  | 2274.8 | 2274.8 | Per Fixture | GSLD | 0.57723 | 0.60437 | 0.83705 | 1.097 | 1.2026 | 1.2026 | 1.289 | 1.2891 | 1.2453 | 1.1192 | 0.77553 | 0.85362 | CinNgsld406 | CinN | gsld | 406 | 226.6152 | 226.6152 | [30 empty] | 5.9319e-05 | 0 | 7.1129e-06
406 | Lighting-Exterior | LED | Lodging/Hospitality | Turnover | LED Display Lighting (Exterior) | 0 | 0.32859 |  | 3776.92 | 0 | 0.32859 | 3776.92 | 11 |  | 2274.8 | 2274.8 | Per Fixture | GSLD | 0.57723 | 0.60437 | 0.83705 | 1.097 | 1.2026 | 1.2026 | 1.289 | 1.2891 | 1.2453 | 1.1192 | 0.77553 | 0.85362 | CloTgsld406 | CloT | gsld | 406 | 226.6152 | 226.6152 | [30 empty] | 0.0069229 | 0 | 0.0005991
406 | Lighting-Exterior | LED | Lodging/Hospitality | New | LED Display Lighting (Exterior) | 0 | 0.32859 |  | 3776.92 | 0 | 0.32859 | 3776.92 | 11 |  | 2274.8 | 2274.8 | Per Fixture | GSLD | 0.57723 | 0.60437 | 0.83705 | 1.097 | 1.2026 | 1.2026 | 1.289 | 1.2891 | 1.2453 | 1.1192 | 0.77553 | 0.85362 | CloNgsld406 | CloN | gsld | 406 | 226.6152 | 226.6152 | [30 empty] | 8.2721e-05 | 0 | 7.1586e-06
406 | Lighting-Exterior | LED | Miscellaneous | Turnover | LED Display Lighting (Exterior) | 0 | 0.3437 |  | 3776.92 | 0 | 0.3437 | 3776.92 | 11 |  | 2274.8 | 2274.8 | Per Fixture | GSLD | 0.57723 | 0.60437 | 0.83705 | 1.097 | 1.2026 | 1.2026 | 1.289 | 1.2891 | 1.2453 | 1.1192 | 0.77553 | 0.85362 | CmiTgsld406 | CmiT | gsld | 406 | 226.6152 | 226.6152 | [30 empty] | 0.023236 | 0 | 0.0021076
406 | Lighting-Exterior | LED | Miscellaneous | New | LED Display Lighting (Exterior) | 0 | 0.3437 |  | 3776.92 | 0 | 0.3437 | 3776.92 | 11 |  | 2274.8 | 2274.8 | Per Fixture | GSLD | 0.57723 | 0.60437 | 0.83705 | 1.097 | 1.2026 | 1.2026 | 1.289 | 1.2891 | 1.2453 | 1.1192 | 0.77553 | 0.85362 | CmiNgsld406 | CmiN | gsld | 406 | 226.6152 | 226.6152 | [30 empty] | 0.00025628 | 0 | 2.3246e-05
406 | Lighting-Exterior | LED | Offices | Turnover | LED Display Lighting (Exterior) | 0 | 0.3437 |  | 3776.92 | 0 | 0.3437 | 3776.92 | 11 |  | 2274.8 | 2274.8 | Per Fixture | GSLD | 0.57723 | 0.60437 | 0.83705 | 1.097 | 1.2026 | 1.2026 | 1.289 | 1.2891 | 1.2453 | 1.1192 | 0.77553 | 0.85362 | CofTgsld406 | CofT | gsld | 406 | 226.6152 | 226.6152 | [30 empty] | 0.069249 | 0 | 0.0062811
406 | Lighting-Exterior | LED | Offices | New | LED Display Lighting (Exterior) | 0 | 0.3437 |  | 3776.92 | 0 | 0.3437 | 3776.92 | 11 |  | 2274.8 | 2274.8 | Per Fixture | GSLD | 0.57723 | 0.60437 | 0.83705 | 1.097 | 1.2026 | 1.2026 | 1.289 | 1.2891 | 1.2453 | 1.1192 | 0.77553 | 0.85362 | CofNgsld406 | CofN | gsld | 406 | 226.6152 | 226.6152 | [30 empty] | 0.00082744 | 0 | 7.5052e-05
406 | Lighting-Exterior | LED | Restaurants | Turnover | LED Display Lighting (Exterior) | 0 | 0.33992 |  | 3776.92 | 0 | 0.33992 | 3776.92 | 11 |  | 2274.8 | 2274.8 | Per Fixture | GSLD | 0.57723 | 0.60437 | 0.83705 | 1.097 | 1.2026 | 1.2026 | 1.289 | 1.2891 | 1.2453 | 1.1192 | 0.77553 | 0.85362 | CreTgsld406 | CreT | gsld | 406 | 226.6152 | 226.6152 | [30 empty] | 0.0073289 | 0 | 0.0006622
406 | Lighting-Exterior | LED | Restaurants | New | LED Display Lighting (Exterior) | 0 | 0.33992 |  | 3776.92 | 0 | 0.33992 | 3776.92 | 11 |  | 2274.8 | 2274.8 | Per Fixture | GSLD | 0.57723 | 0.60437 | 0.83705 | 1.097 | 1.2026 | 1.2026 | 1.289 | 1.2891 | 1.2453 | 1.1192 | 0.77553 | 0.85362 | CreNgsld406 | CreN | gsld | 406 | 226.6152 | 226.6152 | [30 empty] | 8.7572e-05 | 0 | 7.9125e-06
406 | Lighting-Exterior | LED | Retail | Turnover | LED Display Lighting (Exterior) | 0 | 0.36258 |  | 3776.92 | 0 | 0.36258 | 3776.92 | 11 |  | 2274.8 | 2274.8 | Per Fixture | GSLD | 0.57723 | 0.60437 | 0.83705 | 1.097 | 1.2026 | 1.2026 | 1.289 | 1.2891 | 1.2453 | 1.1192 | 0.77553 | 0.85362 | CrtTgsld406 | CrtT | gsld | 406 | 226.6152 | 226.6152 | [30 empty] | 0.033713 | 0 | 0.0032518
406 | Lighting-Exterior | LED | Retail | New | LED Display Lighting (Exterior) | 0 | 0.36258 |  | 3776.92 | 0 | 0.36258 | 3776.92 | 11 |  | 2274.8 | 2274.8 | Per Fixture | GSLD | 0.57723 | 0.60437 | 0.83705 | 1.097 | 1.2026 | 1.2026 | 1.289 | 1.2891 | 1.2453 | 1.1192 | 0.77553 | 0.85362 | CrtNgsld406 | CrtN | gsld | 406 | 226.6152 | 226.6152 | [30 empty] | 0.00040283 | 0 | 3.8855e-05
406 | Lighting-Exterior | LED | Schools K-12 | Turnover | LED Display Lighting (Exterior) | 0 | 0.3928 |  | 3776.92 | 0 | 0.3928 | 3776.92 | 11 |  | 2274.8 | 2274.8 | Per Fixture | GSLD | 0.57723 | 0.60437 | 0.83705 | 1.097 | 1.2026 | 1.2026 | 1.289 | 1.2891 | 1.2453 | 1.1192 | 0.77553 | 0.85362 | CscTgsld406 | CscT | gsld | 406 | 226.6152 | 226.6152 | [30 empty] | 0.003021 | 0 | 0.00031282
406 | Lighting-Exterior | LED | Schools K-12 | New | LED Display Lighting (Exterior) | 0 | 0.3928 |  | 3776.92 | 0 | 0.3928 | 3776.92 | 11 |  | 2274.8 | 2274.8 | Per Fixture | GSLD | 0.57723 | 0.60437 | 0.83705 | 1.097 | 1.2026 | 1.2026 | 1.289 | 1.2891 | 1.2453 | 1.1192 | 0.77553 | 0.85362 | CscNgsld406 | CscN | gsld | 406 | 226.6152 | 226.6152 | [30 empty] | 3.3321e-05 | 0 | 3.4503e-06
406 | Lighting-Exterior | LED | Warehouse | Turnover | LED Display Lighting (Exterior) | 0 | 0.36258 |  | 3776.92 | 0 | 0.36258 | 3776.92 | 11 |  | 2274.8 | 2274.8 | Per Fixture | GSLD | 0.57723 | 0.60437 | 0.83705 | 1.097 | 1.2026 | 1.2026 | 1.289 | 1.2891 | 1.2453 | 1.1192 | 0.77553 | 0.85362 | CwaTgsld406 | CwaT | gsld | 406 | 226.6152 | 226.6152 | [30 empty] | 0.0050599 | 0 | 0.00048582
406 | Lighting-Exterior | LED | Warehouse | New | LED Display Lighting (Exterior) | 0 | 0.36258 |  | 3776.92 | 0 | 0.36258 | 3776.92 | 11 |  | 2274.8 | 2274.8 | Per Fixture | GSLD | 0.57723 | 0.60437 | 0.83705 | 1.097 | 1.2026 | 1.2026 | 1.289 | 1.2891 | 1.2453 | 1.1192 | 0.77553 | 0.85362 | CwaNgsld406 | CwaN | gsld | 406 | 226.6152 | 226.6152 | [30 empty] | 5.5809e-05 | 0 | 5.3584e-06
407 | Lighting-Exterior | LED | Assembly | Turnover | LED Exterior Wall Packs | 0 | 0.053439 |  | 562.52 | 0 | 0.053439 | 562.52 | 15 |  | 169 | 169 | Per Fixture | GSLD | 0.57723 | 0.60437 | 0.83705 | 1.097 | 1.2026 | 1.2026 | 1.289 | 1.2891 | 1.2453 | 1.1192 | 0.77553 | 0.85362 | CasTgsld407 | CasT | gsld | 407 | 33.7512 | 33.7512 | [30 empty] | 0.015264 | 0 | 0.0014508
407 | Lighting-Exterior | LED | Assembly | New | LED Exterior Wall Packs | 0 | 0.053439 |  | 562.52 | 0 | 0.053439 | 562.52 | 15 |  | 169 | 169 | Per Fixture | GSLD | 0.57723 | 0.60437 | 0.83705 | 1.097 | 1.2026 | 1.2026 | 1.289 | 1.2891 | 1.2453 | 1.1192 | 0.77553 | 0.85362 | CasNgsld407 | CasN | gsld | 407 | 33.7512 | 33.7512 | [30 empty] | 0.00018181 | 0 | 1.728e-05
407 | Lighting-Exterior | LED | College and University | Turnover | LED Exterior Wall Packs | 0 | 0.055689 |  | 562.52 | 0 | 0.055689 | 562.52 | 15 |  | 169 | 169 | Per Fixture | GSLD | 0.57723 | 0.60437 | 0.83705 | 1.097 | 1.2026 | 1.2026 | 1.289 | 1.2891 | 1.2453 | 1.1192 | 0.77553 | 0.85362 | CcoTgsld407 | CcoT | gsld | 407 | 33.7512 | 33.7512 | [30 empty] | 0.0022453 | 0 | 0.00022232
407 | Lighting-Exterior | LED | College and University | New | LED Exterior Wall Packs | 0 | 0.055689 |  | 562.52 | 0 | 0.055689 | 562.52 | 15 |  | 169 | 169 | Per Fixture | GSLD | 0.57723 | 0.60437 | 0.83705 | 1.097 | 1.2026 | 1.2026 | 1.289 | 1.2891 | 1.2453 | 1.1192 | 0.77553 | 0.85362 | CcoNgsld407 | CcoN | gsld | 407 | 33.7512 | 33.7512 | [30 empty] | 2.4765e-05 | 0 | 2.4521e-06
407 | Lighting-Exterior | LED | Data Center | Turnover | LED Exterior Wall Packs | 0 | 0.051189 |  | 562.52 | 0 | 0.051189 | 562.52 | 15 |  | 169 | 169 | Per Fixture | GSLD | 0.57723 | 0.60437 | 0.83705 | 1.097 | 1.2026 | 1.2026 | 1.289 | 1.2891 | 1.2453 | 1.1192 | 0.77553 | 0.85362 | CdaTgsld407 | CdaT | gsld | 407 | 33.7512 | 33.7512 | [30 empty] | 0.00016467 | 0 | 1.4936e-05
407 | Lighting-Exterior | LED | Data Center | New | LED Exterior Wall Packs | 0 | 0.051189 |  | 562.52 | 0 | 0.051189 | 562.52 | 15 |  | 169 | 169 | Per Fixture | GSLD | 0.57723 | 0.60437 | 0.83705 | 1.097 | 1.2026 | 1.2026 | 1.289 | 1.2891 | 1.2453 | 1.1192 | 0.77553 | 0.85362 | CdaNgsld407 | CdaN | gsld | 407 | 33.7512 | 33.7512 | [30 empty] | 1.8163e-06 | 0 | 1.6474e-07
407 | Lighting-Exterior | LED | Grocery | Turnover | LED Exterior Wall Packs | 0 | 0.054564 |  | 562.52 | 0 | 0.054564 | 562.52 | 15 |  | 169 | 169 | Per Fixture | GSLD | 0.57723 | 0.60437 | 0.83705 | 1.097 | 1.2026 | 1.2026 | 1.289 | 1.2891 | 1.2453 | 1.1192 | 0.77553 | 0.85362 | CgrTgsld407 | CgrT | gsld | 407 | 33.7512 | 33.7512 | [30 empty] | 0.0094601 | 0 | 0.00092176
407 | Lighting-Exterior | LED | Grocery | New | LED Exterior Wall Packs | 0 | 0.054564 |  | 562.52 | 0 | 0.054564 | 562.52 | 15 |  | 169 | 169 | Per Fixture | GSLD | 0.57723 | 0.60437 | 0.83705 | 1.097 | 1.2026 | 1.2026 | 1.289 | 1.2891 | 1.2453 | 1.1192 | 0.77553 | 0.85362 | CgrNgsld407 | CgrN | gsld | 407 | 33.7512 | 33.7512 | [30 empty] | 0.00010401 | 0 | 1.0134e-05
407 | Lighting-Exterior | LED | Healthcare | Turnover | LED Exterior Wall Packs | 0 | 0.054564 |  | 562.52 | 0 | 0.054564 | 562.52 | 15 |  | 169 | 169 | Per Fixture | GSLD | 0.57723 | 0.60437 | 0.83705 | 1.097 | 1.2026 | 1.2026 | 1.289 | 1.2891 | 1.2453 | 1.1192 | 0.77553 | 0.85362 | CheTgsld407 | CheT | gsld | 407 | 33.7512 | 33.7512 | [30 empty] | 0.011154 | 0 | 0.001079
407 | Lighting-Exterior | LED | Healthcare | New | LED Exterior Wall Packs | 0 | 0.054564 |  | 562.52 | 0 | 0.054564 | 562.52 | 15 |  | 169 | 169 | Per Fixture | GSLD | 0.57723 | 0.60437 | 0.83705 | 1.097 | 1.2026 | 1.2026 | 1.289 | 1.2891 | 1.2453 | 1.1192 | 0.77553 | 0.85362 | CheNgsld407 | CheN | gsld | 407 | 33.7512 | 33.7512 | [30 empty] | 0.00012303 | 0 | 1.1901e-05
407 | Lighting-Exterior | LED | Hospitals | Turnover | LED Exterior Wall Packs | 0 | 0.055689 |  | 562.52 | 0 | 0.055689 | 562.52 | 15 |  | 169 | 169 | Per Fixture | GSLD | 0.57723 | 0.60437 | 0.83705 | 1.097 | 1.2026 | 1.2026 | 1.289 | 1.2891 | 1.2453 | 1.1192 | 0.77553 | 0.85362 | ChoTgsld407 | ChoT | gsld | 407 | 33.7512 | 33.7512 | [30 empty] | 0.0042591 | 0 | 0.00042171
407 | Lighting-Exterior | LED | Hospitals | New | LED Exterior Wall Packs | 0 | 0.055689 |  | 562.52 | 0 | 0.055689 | 562.52 | 15 |  | 169 | 169 | Per Fixture | GSLD | 0.57723 | 0.60437 | 0.83705 | 1.097 | 1.2026 | 1.2026 | 1.289 | 1.2891 | 1.2453 | 1.1192 | 0.77553 | 0.85362 | ChoNgsld407 | ChoN | gsld | 407 | 33.7512 | 33.7512 | [30 empty] | 4.6826e-05 | 0 | 4.6364e-06
407 | Lighting-Exterior | LED | Institutional | Turnover | LED Exterior Wall Packs | 0 | 0.067502 |  | 562.52 | 0 | 0.067502 | 562.52 | 15 |  | 169 | 169 | Per Fixture | GSLD | 0.57723 | 0.60437 | 0.83705 | 1.097 | 1.2026 | 1.2026 | 1.289 | 1.2891 | 1.2453 | 1.1192 | 0.77553 | 0.85362 | CinTgsld407 | CinT | gsld | 407 | 33.7512 | 33.7512 | [30 empty] | 0.0047454 | 0 | 0.00056902
407 | Lighting-Exterior | LED | Institutional | New | LED Exterior Wall Packs | 0 | 0.067502 |  | 562.52 | 0 | 0.067502 | 562.52 | 15 |  | 169 | 169 | Per Fixture | GSLD | 0.57723 | 0.60437 | 0.83705 | 1.097 | 1.2026 | 1.2026 | 1.289 | 1.2891 | 1.2453 | 1.1192 | 0.77553 | 0.85362 | CinNgsld407 | CinN | gsld | 407 | 33.7512 | 33.7512 | [30 empty] | 5.234e-05 | 0 | 6.2761e-06
407 | Lighting-Exterior | LED | Lodging/Hospitality | Turnover | LED Exterior Wall Packs | 0 | 0.048939 |  | 562.52 | 0 | 0.048939 | 562.52 | 15 |  | 169 | 169 | Per Fixture | GSLD | 0.57723 | 0.60437 | 0.83705 | 1.097 | 1.2026 | 1.2026 | 1.289 | 1.2891 | 1.2453 | 1.1192 | 0.77553 | 0.85362 | CloTgsld407 | CloT | gsld | 407 | 33.7512 | 33.7512 | [30 empty] | 0.0066387 | 0 | 0.00057451
407 | Lighting-Exterior | LED | Lodging/Hospitality | New | LED Exterior Wall Packs | 0 | 0.048939 |  | 562.52 | 0 | 0.048939 | 562.52 | 15 |  | 169 | 169 | Per Fixture | GSLD | 0.57723 | 0.60437 | 0.83705 | 1.097 | 1.2026 | 1.2026 | 1.289 | 1.2891 | 1.2453 | 1.1192 | 0.77553 | 0.85362 | CloNgsld407 | CloN | gsld | 407 | 33.7512 | 33.7512 | [30 empty] | 7.2989e-05 | 0 | 6.3164e-06
407 | Lighting-Exterior | LED | Miscellaneous | Turnover | LED Exterior Wall Packs | 0 | 0.051189 |  | 562.52 | 0 | 0.051189 | 562.52 | 15 |  | 169 | 169 | Per Fixture | GSLD | 0.57723 | 0.60437 | 0.83705 | 1.097 | 1.2026 | 1.2026 | 1.289 | 1.2891 | 1.2453 | 1.1192 | 0.77553 | 0.85362 | CmiTgsld407 | CmiT | gsld | 407 | 33.7512 | 33.7512 | [30 empty] | 0.020502 | 0 | 0.0018596
407 | Lighting-Exterior | LED | Miscellaneous | New | LED Exterior Wall Packs | 0 | 0.051189 |  | 562.52 | 0 | 0.051189 | 562.52 | 15 |  | 169 | 169 | Per Fixture | GSLD | 0.57723 | 0.60437 | 0.83705 | 1.097 | 1.2026 | 1.2026 | 1.289 | 1.2891 | 1.2453 | 1.1192 | 0.77553 | 0.85362 | CmiNgsld407 | CmiN | gsld | 407 | 33.7512 | 33.7512 | [30 empty] | 0.00022613 | 0 | 2.0511e-05
407 | Lighting-Exterior | LED | Offices | Turnover | LED Exterior Wall Packs | 0 | 0.051189 |  | 562.52 | 0 | 0.051189 | 562.52 | 15 |  | 169 | 169 | Per Fixture | GSLD | 0.57723 | 0.60437 | 0.83705 | 1.097 | 1.2026 | 1.2026 | 1.289 | 1.2891 | 1.2453 | 1.1192 | 0.77553 | 0.85362 | CofTgsld407 | CofT | gsld | 407 | 33.7512 | 33.7512 | [30 empty] | 0.066406 | 0 | 0.0060233
407 | Lighting-Exterior | LED | Offices | New | LED Exterior Wall Packs | 0 | 0.051189 |  | 562.52 | 0 | 0.051189 | 562.52 | 15 |  | 169 | 169 | Per Fixture | GSLD | 0.57723 | 0.60437 | 0.83705 | 1.097 | 1.2026 | 1.2026 | 1.289 | 1.2891 | 1.2453 | 1.1192 | 0.77553 | 0.85362 | CofNgsld407 | CofN | gsld | 407 | 33.7512 | 33.7512 | [30 empty] | 0.00073009 | 0 | 6.6222e-05
407 | Lighting-Exterior | LED | Restaurants | Turnover | LED Exterior Wall Packs | 0 | 0.050627 |  | 562.52 | 0 | 0.050627 | 562.52 | 15 |  | 169 | 169 | Per Fixture | GSLD | 0.57723 | 0.60437 | 0.83705 | 1.097 | 1.2026 | 1.2026 | 1.289 | 1.2891 | 1.2453 | 1.1192 | 0.77553 | 0.85362 | CreTgsld407 | CreT | gsld | 407 | 33.7512 | 33.7512 | [30 empty] | 0.007028 | 0 | 0.00063501
407 | Lighting-Exterior | LED | Restaurants | New | LED Exterior Wall Packs | 0 | 0.050627 |  | 562.52 | 0 | 0.050627 | 562.52 | 15 |  | 169 | 169 | Per Fixture | GSLD | 0.57723 | 0.60437 | 0.83705 | 1.097 | 1.2026 | 1.2026 | 1.289 | 1.2891 | 1.2453 | 1.1192 | 0.77553 | 0.85362 | CreNgsld407 | CreN | gsld | 407 | 33.7512 | 33.7512 | [30 empty] | 7.7269e-05 | 0 | 6.9816e-06
407 | Lighting-Exterior | LED | Retail | Turnover | LED Exterior Wall Packs | 0 | 0.054002 |  | 562.52 | 0 | 0.054002 | 562.52 | 15 |  | 169 | 169 | Per Fixture | GSLD | 0.57723 | 0.60437 | 0.83705 | 1.097 | 1.2026 | 1.2026 | 1.289 | 1.2891 | 1.2453 | 1.1192 | 0.77553 | 0.85362 | CrtTgsld407 | CrtT | gsld | 407 | 33.7512 | 33.7512 | [30 empty] | 0.032329 | 0 | 0.0031183
407 | Lighting-Exterior | LED | Retail | New | LED Exterior Wall Packs | 0 | 0.054002 |  | 562.52 | 0 | 0.054002 | 562.52 | 15 |  | 169 | 169 | Per Fixture | GSLD | 0.57723 | 0.60437 | 0.83705 | 1.097 | 1.2026 | 1.2026 | 1.289 | 1.2891 | 1.2453 | 1.1192 | 0.77553 | 0.85362 | CrtNgsld407 | CrtN | gsld | 407 | 33.7512 | 33.7512 | [30 empty] | 0.00035543 | 0 | 3.4283e-05
407 | Lighting-Exterior | LED | Schools K-12 | Turnover | LED Exterior Wall Packs | 0 | 0.058502 |  | 562.52 | 0 | 0.058502 | 562.52 | 15 |  | 169 | 169 | Per Fixture | GSLD | 0.57723 | 0.60437 | 0.83705 | 1.097 | 1.2026 | 1.2026 | 1.289 | 1.2891 | 1.2453 | 1.1192 | 0.77553 | 0.85362 | CscTgsld407 | CscT | gsld | 407 | 33.7512 | 33.7512 | [30 empty] | 0.0026656 | 0 | 0.00027601
407 | Lighting-Exterior | LED | Schools K-12 | New | LED Exterior Wall Packs | 0 | 0.058502 |  | 562.52 | 0 | 0.058502 | 562.52 | 15 |  | 169 | 169 | Per Fixture | GSLD | 0.57723 | 0.60437 | 0.83705 | 1.097 | 1.2026 | 1.2026 | 1.289 | 1.2891 | 1.2453 | 1.1192 | 0.77553 | 0.85362 | CscNgsld407 | CscN | gsld | 407 | 33.7512 | 33.7512 | [30 empty] | 2.94e-05 | 0 | 3.0443e-06
407 | Lighting-Exterior | LED | Warehouse | Turnover | LED Exterior Wall Packs | 0 | 0.054002 |  | 562.52 | 0 | 0.054002 | 562.52 | 15 |  | 169 | 169 | Per Fixture | GSLD | 0.57723 | 0.60437 | 0.83705 | 1.097 | 1.2026 | 1.2026 | 1.289 | 1.2891 | 1.2453 | 1.1192 | 0.77553 | 0.85362 | CwaTgsld407 | CwaT | gsld | 407 | 33.7512 | 33.7512 | [30 empty] | 0.0044646 | 0 | 0.00042866
407 | Lighting-Exterior | LED | Warehouse | New | LED Exterior Wall Packs | 0 | 0.054002 |  | 562.52 | 0 | 0.054002 | 562.52 | 15 |  | 169 | 169 | Per Fixture | GSLD | 0.57723 | 0.60437 | 0.83705 | 1.097 | 1.2026 | 1.2026 | 1.289 | 1.2891 | 1.2453 | 1.1192 | 0.77553 | 0.85362 | CwaNgsld407 | CwaN | gsld | 407 | 33.7512 | 33.7512 | [30 empty] | 4.9243e-05 | 0 | 4.728e-06
408 | Lighting-Exterior | LED | Assembly | Turnover | LED Parking Lighting | 0 | 0.058146 |  | 612.06 | 0 | 0.058146 | 612.06 | 15 |  | 255 | 255 | Per Fixture | GSLD | 1 | 1 | 1 | 1 | 1 | 1 | 1 | 1 | 1 | 1 | 1 | 1 | CasTgsld408 | CasT | gsld | 408 | 36.7236 | 36.7236 | [30 empty] | 15.385 | 0 | 1.4623
408 | Lighting-Exterior | LED | Assembly | New | LED Parking Lighting | 0 | 0.058146 |  | 612.06 | 0 | 0.058146 | 612.06 | 15 |  | 255 | 255 | Per Fixture | GSLD | 1 | 1 | 1 | 1 | 1 | 1 | 1 | 1 | 1 | 1 | 1 | 1 | CasNgsld408 | CasN | gsld | 408 | 36.7236 | 36.7236 | [30 empty] | 0.16969 | 0 | 0.016128
408 | Lighting-Exterior | LED | College and University | Turnover | LED Parking Lighting | 0 | 0.060594 |  | 612.06 | 0 | 0.060594 | 612.06 | 15 |  | 255 | 255 | Per Fixture | GSLD | 1 | 1 | 1 | 1 | 1 | 1 | 1 | 1 | 1 | 1 | 1 | 1 | CcoTgsld408 | CcoT | gsld | 408 | 36.7236 | 36.7236 | [30 empty] | 1.9917 | 0 | 0.19721
408 | Lighting-Exterior | LED | College and University | New | LED Parking Lighting | 0 | 0.060594 |  | 612.06 | 0 | 0.060594 | 612.06 | 15 |  | 255 | 255 | Per Fixture | GSLD | 1 | 1 | 1 | 1 | 1 | 1 | 1 | 1 | 1 | 1 | 1 | 1 | CcoNgsld408 | CcoN | gsld | 408 | 36.7236 | 36.7236 | [30 empty] | 0.021968 | 0 | 0.0021751
408 | Lighting-Exterior | LED | Data Center | Turnover | LED Parking Lighting | 0 | 0.055697 |  | 612.06 | 0 | 0.055697 | 612.06 | 15 |  | 255 | 255 | Per Fixture | GSLD | 1 | 1 | 1 | 1 | 1 | 1 | 1 | 1 | 1 | 1 | 1 | 1 | CdaTgsld408 | CdaT | gsld | 408 | 36.7236 | 36.7236 | [30 empty] | 0.14607 | 0 | 0.013249
408 | Lighting-Exterior | LED | Data Center | New | LED Parking Lighting | 0 | 0.055697 |  | 612.06 | 0 | 0.055697 | 612.06 | 15 |  | 255 | 255 | Per Fixture | GSLD | 1 | 1 | 1 | 1 | 1 | 1 | 1 | 1 | 1 | 1 | 1 | 1 | CdaNgsld408 | CdaN | gsld | 408 | 36.7236 | 36.7236 | [30 empty] | 0.0016112 | 0 | 0.00014614
408 | Lighting-Exterior | LED | Grocery | Turnover | LED Parking Lighting | 0 | 0.05937 |  | 612.06 | 0 | 0.05937 | 612.06 | 15 |  | 255 | 255 | Per Fixture | GSLD | 1 | 1 | 1 | 1 | 1 | 1 | 1 | 1 | 1 | 1 | 1 | 1 | CgrTgsld408 | CgrT | gsld | 408 | 36.7236 | 36.7236 | [30 empty] | 8.8015 | 0 | 0.85759
408 | Lighting-Exterior | LED | Grocery | New | LED Parking Lighting | 0 | 0.05937 |  | 612.06 | 0 | 0.05937 | 612.06 | 15 |  | 255 | 255 | Per Fixture | GSLD | 1 | 1 | 1 | 1 | 1 | 1 | 1 | 1 | 1 | 1 | 1 | 1 | CgrNgsld408 | CgrN | gsld | 408 | 36.7236 | 36.7236 | [30 empty] | 0.097077 | 0 | 0.0094589
408 | Lighting-Exterior | LED | Healthcare | Turnover | LED Parking Lighting | 0 | 0.05937 |  | 612.06 | 0 | 0.05937 | 612.06 | 15 |  | 255 | 255 | Per Fixture | GSLD | 1 | 1 | 1 | 1 | 1 | 1 | 1 | 1 | 1 | 1 | 1 | 1 | CheTgsld408 | CheT | gsld | 408 | 36.7236 | 36.7236 | [30 empty] | 9.8943 | 0 | 0.95712
408 | Lighting-Exterior | LED | Healthcare | New | LED Parking Lighting | 0 | 0.05937 |  | 612.06 | 0 | 0.05937 | 612.06 | 15 |  | 255 | 255 | Per Fixture | GSLD | 1 | 1 | 1 | 1 | 1 | 1 | 1 | 1 | 1 | 1 | 1 | 1 | CheNgsld408 | CheN | gsld | 408 | 36.7236 | 36.7236 | [30 empty] | 0.10913 | 0 | 0.010557
408 | Lighting-Exterior | LED | Hospitals | Turnover | LED Parking Lighting | 0 | 0.060594 |  | 612.06 | 0 | 0.060594 | 612.06 | 15 |  | 255 | 255 | Per Fixture | GSLD | 1 | 1 | 1 | 1 | 1 | 1 | 1 | 1 | 1 | 1 | 1 | 1 | ChoTgsld408 | ChoT | gsld | 408 | 36.7236 | 36.7236 | [30 empty] | 3.7659 | 0 | 0.37288
408 | Lighting-Exterior | LED | Hospitals | New | LED Parking Lighting | 0 | 0.060594 |  | 612.06 | 0 | 0.060594 | 612.06 | 15 |  | 255 | 255 | Per Fixture | GSLD | 1 | 1 | 1 | 1 | 1 | 1 | 1 | 1 | 1 | 1 | 1 | 1 | ChoNgsld408 | ChoN | gsld | 408 | 36.7236 | 36.7236 | [30 empty] | 0.041537 | 0 | 0.0041128
408 | Lighting-Exterior | LED | Institutional | Turnover | LED Parking Lighting | 0 | 0.073447 |  | 612.06 | 0 | 0.073447 | 612.06 | 15 |  | 255 | 255 | Per Fixture | GSLD | 1 | 1 | 1 | 1 | 1 | 1 | 1 | 1 | 1 | 1 | 1 | 1 | CinTgsld408 | CinT | gsld | 408 | 36.7236 | 36.7236 | [30 empty] | 4.4292 | 0 | 0.5311
408 | Lighting-Exterior | LED | Institutional | New | LED Parking Lighting | 0 | 0.073447 |  | 612.06 | 0 | 0.073447 | 612.06 | 15 |  | 255 | 255 | Per Fixture | GSLD | 1 | 1 | 1 | 1 | 1 | 1 | 1 | 1 | 1 | 1 | 1 | 1 | CinNgsld408 | CinN | gsld | 408 | 36.7236 | 36.7236 | [30 empty] | 0.048852 | 0 | 0.0058578
408 | Lighting-Exterior | LED | Lodging/Hospitality | Turnover | LED Parking Lighting | 0 | 0.053249 |  | 612.06 | 0 | 0.053249 | 612.06 | 15 |  | 255 | 255 | Per Fixture | GSLD | 1 | 1 | 1 | 1 | 1 | 1 | 1 | 1 | 1 | 1 | 1 | 1 | CloTgsld408 | CloT | gsld | 408 | 36.7236 | 36.7236 | [30 empty] | 5.8701 | 0 | 0.50799
408 | Lighting-Exterior | LED | Lodging/Hospitality | New | LED Parking Lighting | 0 | 0.053249 |  | 612.06 | 0 | 0.053249 | 612.06 | 15 |  | 255 | 255 | Per Fixture | GSLD | 1 | 1 | 1 | 1 | 1 | 1 | 1 | 1 | 1 | 1 | 1 | 1 | CloNgsld408 | CloN | gsld | 408 | 36.7236 | 36.7236 | [30 empty] | 0.064745 | 0 | 0.005603
408 | Lighting-Exterior | LED | Miscellaneous | Turnover | LED Parking Lighting | 0 | 0.055697 |  | 612.06 | 0 | 0.055697 | 612.06 | 15 |  | 255 | 255 | Per Fixture | GSLD | 1 | 1 | 1 | 1 | 1 | 1 | 1 | 1 | 1 | 1 | 1 | 1 | CmiTgsld408 | CmiT | gsld | 408 | 36.7236 | 36.7236 | [30 empty] | 19.1357 | 0 | 1.7357
408 | Lighting-Exterior | LED | Miscellaneous | New | LED Parking Lighting | 0 | 0.055697 |  | 612.06 | 0 | 0.055697 | 612.06 | 15 |  | 255 | 255 | Per Fixture | GSLD | 1 | 1 | 1 | 1 | 1 | 1 | 1 | 1 | 1 | 1 | 1 | 1 | CmiNgsld408 | CmiN | gsld | 408 | 36.7236 | 36.7236 | [30 empty] | 0.21106 | 0 | 0.019144
408 | Lighting-Exterior | LED | Offices | Turnover | LED Parking Lighting | 0 | 0.055697 |  | 612.06 | 0 | 0.055697 | 612.06 | 15 |  | 255 | 255 | Per Fixture | GSLD | 1 | 1 | 1 | 1 | 1 | 1 | 1 | 1 | 1 | 1 | 1 | 1 | CofTgsld408 | CofT | gsld | 408 | 36.7236 | 36.7236 | [30 empty] | 58.7177 | 0 | 5.3259
408 | Lighting-Exterior | LED | Offices | New | LED Parking Lighting | 0 | 0.055697 |  | 612.06 | 0 | 0.055697 | 612.06 | 15 |  | 255 | 255 | Per Fixture | GSLD | 1 | 1 | 1 | 1 | 1 | 1 | 1 | 1 | 1 | 1 | 1 | 1 | CofNgsld408 | CofN | gsld | 408 | 36.7236 | 36.7236 | [30 empty] | 0.64763 | 0 | 0.058743
408 | Lighting-Exterior | LED | Restaurants | Turnover | LED Parking Lighting | 0 | 0.055085 |  | 612.06 | 0 | 0.055085 | 612.06 | 15 |  | 255 | 255 | Per Fixture | GSLD | 1 | 1 | 1 | 1 | 1 | 1 | 1 | 1 | 1 | 1 | 1 | 1 | CreTgsld408 | CreT | gsld | 408 | 36.7236 | 36.7236 | [30 empty] | 6.8609 | 0 | 0.61991
408 | Lighting-Exterior | LED | Restaurants | New | LED Parking Lighting | 0 | 0.055085 |  | 612.06 | 0 | 0.055085 | 612.06 | 15 |  | 255 | 255 | Per Fixture | GSLD | 1 | 1 | 1 | 1 | 1 | 1 | 1 | 1 | 1 | 1 | 1 | 1 | CreNgsld408 | CreN | gsld | 408 | 36.7236 | 36.7236 | [30 empty] | 0.075674 | 0 | 0.0068374
408 | Lighting-Exterior | LED | Retail | Turnover | LED Parking Lighting | 0 | 0.058758 |  | 612.06 | 0 | 0.058758 | 612.06 | 15 |  | 255 | 255 | Per Fixture | GSLD | 1 | 1 | 1 | 1 | 1 | 1 | 1 | 1 | 1 | 1 | 1 | 1 | CrtTgsld408 | CrtT | gsld | 408 | 36.7236 | 36.7236 | [30 empty] | 28.5855 | 0 | 2.7572
408 | Lighting-Exterior | LED | Retail | New | LED Parking Lighting | 0 | 0.058758 |  | 612.06 | 0 | 0.058758 | 612.06 | 15 |  | 255 | 255 | Per Fixture | GSLD | 1 | 1 | 1 | 1 | 1 | 1 | 1 | 1 | 1 | 1 | 1 | 1 | CrtNgsld408 | CrtN | gsld | 408 | 36.7236 | 36.7236 | [30 empty] | 0.31529 | 0 | 0.030411
408 | Lighting-Exterior | LED | Schools K-12 | Turnover | LED Parking Lighting | 0 | 0.063654 |  | 612.06 | 0 | 0.063654 | 612.06 | 15 |  | 255 | 255 | Per Fixture | GSLD | 1 | 1 | 1 | 1 | 1 | 1 | 1 | 1 | 1 | 1 | 1 | 1 | CscTgsld408 | CscT | gsld | 408 | 36.7236 | 36.7236 | [30 empty] | 2.4879 | 0 | 0.25762
408 | Lighting-Exterior | LED | Schools K-12 | New | LED Parking Lighting | 0 | 0.063654 |  | 612.06 | 0 | 0.063654 | 612.06 | 15 |  | 255 | 255 | Per Fixture | GSLD | 1 | 1 | 1 | 1 | 1 | 1 | 1 | 1 | 1 | 1 | 1 | 1 | CscNgsld408 | CscN | gsld | 408 | 36.7236 | 36.7236 | [30 empty] | 0.027441 | 0 | 0.0028415
408 | Lighting-Exterior | LED | Warehouse | Turnover | LED Parking Lighting | 0 | 0.058758 |  | 612.06 | 0 | 0.058758 | 612.06 | 15 |  | 255 | 255 | Per Fixture | GSLD | 1 | 1 | 1 | 1 | 1 | 1 | 1 | 1 | 1 | 1 | 1 | 1 | CwaTgsld408 | CwaT | gsld | 408 | 36.7236 | 36.7236 | [30 empty] | 3.9603 | 0 | 0.38024
408 | Lighting-Exterior | LED | Warehouse | New | LED Parking Lighting | 0 | 0.058758 |  | 612.06 | 0 | 0.058758 | 612.06 | 15 |  | 255 | 255 | Per Fixture | GSLD | 1 | 1 | 1 | 1 | 1 | 1 | 1 | 1 | 1 | 1 | 1 | 1 | CwaNgsld408 | CwaN | gsld | 408 | 36.7236 | 36.7236 | [30 empty] | 0.043681 | 0 | 0.004194
501 | Lighting-Interior | Controls | Assembly | Existing | Auto Off Time Switch | 0.052866 | 0.025641 |  | 316.56 | 1 | 0.48503 | 5988.024 | 10 |  | 282 | 5334.2897 | Per 500W Controlled | GSLD | 1.0063 | 0.98564 | 1.0265 | 1.0441 | 1.0994 | 1.0901 | 1.0679 | 1.0965 | 1.0642 | 1.0547 | 1.0277 | 1.0297 | CasEgsld501 | CasE | gsld | 501 | 18.9936 | 359.2814 | [30 empty] | 0 | 0 | 0
501 | Lighting-Interior | Controls | Assembly | New | Auto Off Time Switch | 0.052866 | 0.025641 |  | 316.56 | 1 | 0.48503 | 5988.024 | 10 |  | 282 | 5334.2897 | Per 500W Controlled | GSLD | 1.0063 | 0.98564 | 1.0265 | 1.0441 | 1.0994 | 1.0901 | 1.0679 | 1.0965 | 1.0642 | 1.0547 | 1.0277 | 1.0297 | CasNgsld501 | CasN | gsld | 501 | 18.9936 | 359.2814 | [30 empty] | 0 | 0 | 0
501 | Lighting-Interior | Controls | College and University | Existing | Auto Off Time Switch | 0.049792 | 0.038632 |  | 429.24 | 1 | 0.77586 | 8620.6897 | 10 |  | 282 | 5663.5786 | Per 500W Controlled | GSLD | 1.0063 | 0.98564 | 1.0265 | 1.0441 | 1.0994 | 1.0901 | 1.0679 | 1.0965 | 1.0642 | 1.0547 | 1.0277 | 1.0297 | CcoEgsld501 | CcoE | gsld | 501 | 25.7544 | 517.2414 | [30 empty] | 0 | 0 | 0
501 | Lighting-Interior | Controls | College and University | New | Auto Off Time Switch | 0.049792 | 0.038632 |  | 429.24 | 1 | 0.77586 | 8620.6897 | 10 |  | 282 | 5663.5786 | Per 500W Controlled | GSLD | 1.0063 | 0.98564 | 1.0265 | 1.0441 | 1.0994 | 1.0901 | 1.0679 | 1.0965 | 1.0642 | 1.0547 | 1.0277 | 1.0297 | CcoNgsld501 | CcoN | gsld | 501 | 25.7544 | 517.2414 | [30 empty] | 0 | 0 | 0
501 | Lighting-Interior | Controls | Data Center | Existing | Auto Off Time Switch | 0.051122 | 0.056952 |  | 448.44 | 1 | 1.114 | 8771.9298 | 10 |  | 282 | 5516.1988 | Per 500W Controlled | GSLD | 1.0063 | 0.98564 | 1.0265 | 1.0441 | 1.0994 | 1.0901 | 1.0679 | 1.0965 | 1.0642 | 1.0547 | 1.0277 | 1.0297 | CdaEgsld501 | CdaE | gsld | 501 | 26.9064 | 526.3158 | [30 empty] | 0 | 0 | 0
501 | Lighting-Interior | Controls | Data Center | New | Auto Off Time Switch | 0.051122 | 0.056952 |  | 448.44 | 1 | 1.114 | 8771.9298 | 10 |  | 282 | 5516.1988 | Per 500W Controlled | GSLD | 1.0063 | 0.98564 | 1.0265 | 1.0441 | 1.0994 | 1.0901 | 1.0679 | 1.0965 | 1.0642 | 1.0547 | 1.0277 | 1.0297 | CdaNgsld501 | CdaN | gsld | 501 | 26.9064 | 526.3158 | [30 empty] | 0 | 0 | 0
501 | Lighting-Interior | Controls | Grocery | Existing | Auto Off Time Switch | 0.14076 | 0.062928 |  | 828 | 1 | 0.44706 | 5882.3529 | 10 |  | 282 | 2003.4101 | Per 500W Controlled | GSLD | 1.0063 | 0.98564 | 1.0265 | 1.0441 | 1.0994 | 1.0901 | 1.0679 | 1.0965 | 1.0642 | 1.0547 | 1.0277 | 1.0297 | CgrEgsld501 | CgrE | gsld | 501 | 49.68 | 352.9412 | [30 empty] | 0 | 0 | 0
501 | Lighting-Interior | Controls | Grocery | New | Auto Off Time Switch | 0.14076 | 0.062928 |  | 828 | 1 | 0.44706 | 5882.3529 | 10 |  | 282 | 2003.4101 | Per 500W Controlled | GSLD | 1.0063 | 0.98564 | 1.0265 | 1.0441 | 1.0994 | 1.0901 | 1.0679 | 1.0965 | 1.0642 | 1.0547 | 1.0277 | 1.0297 | CgrNgsld501 | CgrN | gsld | 501 | 49.68 | 352.9412 | [30 empty] | 0 | 0 | 0
501 | Lighting-Interior | Controls | Healthcare | Existing | Auto Off Time Switch | 0.060542 | 0.049977 |  | 406.32 | 1 | 0.8255 | 6711.4094 | 10 |  | 282 | 4657.948 | Per 500W Controlled | GSLD | 1.0063 | 0.98564 | 1.0265 | 1.0441 | 1.0994 | 1.0901 | 1.0679 | 1.0965 | 1.0642 | 1.0547 | 1.0277 | 1.0297 | CheEgsld501 | CheE | gsld | 501 | 24.3792 | 402.6846 | [30 empty] | 0 | 0 | 0
501 | Lighting-Interior | Controls | Healthcare | New | Auto Off Time Switch | 0.060542 | 0.049977 |  | 406.32 | 1 | 0.8255 | 6711.4094 | 10 |  | 282 | 4657.948 | Per 500W Controlled | GSLD | 1.0063 | 0.98564 | 1.0265 | 1.0441 | 1.0994 | 1.0901 | 1.0679 | 1.0965 | 1.0642 | 1.0547 | 1.0277 | 1.0297 | CheNgsld501 | CheN | gsld | 501 | 24.3792 | 402.6846 | [30 empty] | 0 | 0 | 0
501 | Lighting-Interior | Controls | Hospitals | Existing | Auto Off Time Switch | 0.079762 | 0.061884 |  | 687.6 | 1 | 0.77586 | 8620.6897 | 10 |  | 282 | 3535.5359 | Per 500W Controlled | GSLD | 1.0063 | 0.98564 | 1.0265 | 1.0441 | 1.0994 | 1.0901 | 1.0679 | 1.0965 | 1.0642 | 1.0547 | 1.0277 | 1.0297 | ChoEgsld501 | ChoE | gsld | 501 | 41.256 | 517.2414 | [30 empty] | 0 | 0 | 0
501 | Lighting-Interior | Controls | Hospitals | New | Auto Off Time Switch | 0.079762 | 0.061884 |  | 687.6 | 1 | 0.77586 | 8620.6897 | 10 |  | 282 | 3535.5359 | Per 500W Controlled | GSLD | 1.0063 | 0.98564 | 1.0265 | 1.0441 | 1.0994 | 1.0901 | 1.0679 | 1.0965 | 1.0642 | 1.0547 | 1.0277 | 1.0297 | ChoNgsld501 | ChoN | gsld | 501 | 41.256 | 517.2414 | [30 empty] | 0 | 0 | 0
501 | Lighting-Interior | Controls | Institutional | Existing | Auto Off Time Switch | 0.043747 | 0.05958 |  | 416.64 | 1 | 1.3619 | 9523.8095 | 10 |  | 282 | 6446.1268 | Per 500W Controlled | GSLD | 1.0063 | 0.98564 | 1.0265 | 1.0441 | 1.0994 | 1.0901 | 1.0679 | 1.0965 | 1.0642 | 1.0547 | 1.0277 | 1.0297 | CinEgsld501 | CinE | gsld | 501 | 24.9984 | 571.4286 | [30 empty] | 0 | 0 | 0
501 | Lighting-Interior | Controls | Institutional | New | Auto Off Time Switch | 0.043747 | 0.05958 |  | 416.64 | 1 | 1.3619 | 9523.8095 | 10 |  | 282 | 6446.1268 | Per 500W Controlled | GSLD | 1.0063 | 0.98564 | 1.0265 | 1.0441 | 1.0994 | 1.0901 | 1.0679 | 1.0965 | 1.0642 | 1.0547 | 1.0277 | 1.0297 | CinNgsld501 | CinN | gsld | 501 | 24.9984 | 571.4286 | [30 empty] | 0 | 0 | 0
501 | Lighting-Interior | Controls | Lodging/Hospitality | Existing | Auto Off Time Switch | 0.047645 | 0.067401 |  | 581.04 | 1 | 1.4146 | 12195.122 | 10 |  | 282 | 5918.7395 | Per 500W Controlled | GSLD | 1.0063 | 0.98564 | 1.0265 | 1.0441 | 1.0994 | 1.0901 | 1.0679 | 1.0965 | 1.0642 | 1.0547 | 1.0277 | 1.0297 | CloEgsld501 | CloE | gsld | 501 | 34.8624 | 731.7073 | [30 empty] | 0 | 0 | 0
501 | Lighting-Interior | Controls | Lodging/Hospitality | New | Auto Off Time Switch | 0.047645 | 0.067401 |  | 581.04 | 1 | 1.4146 | 12195.122 | 10 |  | 282 | 5918.7395 | Per 500W Controlled | GSLD | 1.0063 | 0.98564 | 1.0265 | 1.0441 | 1.0994 | 1.0901 | 1.0679 | 1.0965 | 1.0642 | 1.0547 | 1.0277 | 1.0297 | CloNgsld501 | CloN | gsld | 501 | 34.8624 | 731.7073 | [30 empty] | 0 | 0 | 0
501 | Lighting-Interior | Controls | Miscellaneous | Existing | Auto Off Time Switch | 0.056184 | 0.062591 |  | 492.84 | 1 | 1.114 | 8771.9298 | 10 |  | 282 | 5019.244 | Per 500W Controlled | GSLD | 1.0063 | 0.98564 | 1.0265 | 1.0441 | 1.0994 | 1.0901 | 1.0679 | 1.0965 | 1.0642 | 1.0547 | 1.0277 | 1.0297 | CmiEgsld501 | CmiE | gsld | 501 | 29.5704 | 526.3158 | [30 empty] | 0 | 0 | 0
501 | Lighting-Interior | Controls | Miscellaneous | New | Auto Off Time Switch | 0.056184 | 0.062591 |  | 492.84 | 1 | 1.114 | 8771.9298 | 10 |  | 282 | 5019.244 | Per 500W Controlled | GSLD | 1.0063 | 0.98564 | 1.0265 | 1.0441 | 1.0994 | 1.0901 | 1.0679 | 1.0965 | 1.0642 | 1.0547 | 1.0277 | 1.0297 | CmiNgsld501 | CmiN | gsld | 501 | 29.5704 | 526.3158 | [30 empty] | 0 | 0 | 0
501 | Lighting-Interior | Controls | Offices | Existing | Auto Off Time Switch | 0.051163 | 0.056998 |  | 448.8 | 1 | 1.114 | 8771.9298 | 10 |  | 282 | 5511.7741 | Per 500W Controlled | GSLD | 1.0063 | 0.98564 | 1.0265 | 1.0441 | 1.0994 | 1.0901 | 1.0679 | 1.0965 | 1.0642 | 1.0547 | 1.0277 | 1.0297 | CofEgsld501 | CofE | gsld | 501 | 26.928 | 526.3158 | [30 empty] | 0 | 0 | 0
501 | Lighting-Interior | Controls | Offices | New | Auto Off Time Switch | 0.051163 | 0.056998 |  | 448.8 | 1 | 1.114 | 8771.9298 | 10 |  | 282 | 5511.7741 | Per 500W Controlled | GSLD | 1.0063 | 0.98564 | 1.0265 | 1.0441 | 1.0994 | 1.0901 | 1.0679 | 1.0965 | 1.0642 | 1.0547 | 1.0277 | 1.0297 | CofNgsld501 | CofN | gsld | 501 | 26.928 | 526.3158 | [30 empty] | 0 | 0 | 0
501 | Lighting-Interior | Controls | Restaurants | Existing | Auto Off Time Switch | 0.095004 | 0.055102 |  | 633.36 | 1 | 0.58 | 6666.6667 | 10 |  | 282 | 2968.2961 | Per 500W Controlled | GSLD | 1.0063 | 0.98564 | 1.0265 | 1.0441 | 1.0994 | 1.0901 | 1.0679 | 1.0965 | 1.0642 | 1.0547 | 1.0277 | 1.0297 | CreEgsld501 | CreE | gsld | 501 | 38.0016 | 400 | [30 empty] | 0 | 0 | 0
501 | Lighting-Interior | Controls | Restaurants | New | Auto Off Time Switch | 0.095004 | 0.055102 |  | 633.36 | 1 | 0.58 | 6666.6667 | 10 |  | 282 | 2968.2961 | Per 500W Controlled | GSLD | 1.0063 | 0.98564 | 1.0265 | 1.0441 | 1.0994 | 1.0901 | 1.0679 | 1.0965 | 1.0642 | 1.0547 | 1.0277 | 1.0297 | CreNgsld501 | CreN | gsld | 501 | 38.0016 | 400 | [30 empty] | 0 | 0 | 0
501 | Lighting-Interior | Controls | Retail | Existing | Auto Off Time Switch | 0.073947 | 0.034332 |  | 440.16 | 1 | 0.46429 | 5952.381 | 10 |  | 282 | 3813.5483 | Per 500W Controlled | GSLD | 1.0063 | 0.98564 | 1.0265 | 1.0441 | 1.0994 | 1.0901 | 1.0679 | 1.0965 | 1.0642 | 1.0547 | 1.0277 | 1.0297 | CrtEgsld501 | CrtE | gsld | 501 | 26.4096 | 357.1429 | [30 empty] | 0 | 0 | 0
501 | Lighting-Interior | Controls | Retail | New | Auto Off Time Switch | 0.073947 | 0.034332 |  | 440.16 | 1 | 0.46429 | 5952.381 | 10 |  | 282 | 3813.5483 | Per 500W Controlled | GSLD | 1.0063 | 0.98564 | 1.0265 | 1.0441 | 1.0994 | 1.0901 | 1.0679 | 1.0965 | 1.0642 | 1.0547 | 1.0277 | 1.0297 | CrtNgsld501 | CrtN | gsld | 501 | 26.4096 | 357.1429 | [30 empty] | 0 | 0 | 0
501 | Lighting-Interior | Controls | Schools K-12 | Existing | Auto Off Time Switch | 0.035323 | 0.039656 |  | 333.24 | 1 | 1.1226 | 9433.9623 | 10 |  | 282 | 7983.3674 | Per 500W Controlled | GSLD | 1.0063 | 0.98564 | 1.0265 | 1.0441 | 1.0994 | 1.0901 | 1.0679 | 1.0965 | 1.0642 | 1.0547 | 1.0277 | 1.0297 | CscEgsld501 | CscE | gsld | 501 | 19.9944 | 566.0377 | [30 empty] | 0 | 0 | 0
501 | Lighting-Interior | Controls | Schools K-12 | New | Auto Off Time Switch | 0.035323 | 0.039656 |  | 333.24 | 1 | 1.1226 | 9433.9623 | 10 |  | 282 | 7983.3674 | Per 500W Controlled | GSLD | 1.0063 | 0.98564 | 1.0265 | 1.0441 | 1.0994 | 1.0901 | 1.0679 | 1.0965 | 1.0642 | 1.0547 | 1.0277 | 1.0297 | CscNgsld501 | CscN | gsld | 501 | 19.9944 | 566.0377 | [30 empty] | 0 | 0 | 0
501 | Lighting-Interior | Controls | Warehouse | Existing | Auto Off Time Switch | 0.073564 | 0.052546 |  | 437.88 | 1 | 0.71429 | 5952.381 | 10 |  | 282 | 3833.4051 | Per 500W Controlled | GSLD | 1.0063 | 0.98564 | 1.0265 | 1.0441 | 1.0994 | 1.0901 | 1.0679 | 1.0965 | 1.0642 | 1.0547 | 1.0277 | 1.0297 | CwaEgsld501 | CwaE | gsld | 501 | 26.2728 | 357.1429 | [30 empty] | 0 | 0 | 0
501 | Lighting-Interior | Controls | Warehouse | New | Auto Off Time Switch | 0.073564 | 0.052546 |  | 437.88 | 1 | 0.71429 | 5952.381 | 10 |  | 282 | 3833.4051 | Per 500W Controlled | GSLD | 1.0063 | 0.98564 | 1.0265 | 1.0441 | 1.0994 | 1.0901 | 1.0679 | 1.0965 | 1.0642 | 1.0547 | 1.0277 | 1.0297 | CwaNgsld501 | CwaN | gsld | 501 | 26.2728 | 357.1429 | [30 empty] | 0 | 0 | 0
502 | Lighting-Interior | Controls | Assembly | Existing | Bi-Level Lighting Control (Interior) | 0.068285 | 0.03312 |  | 408.89 | 1 | 0.48503 | 5988.024 | 8 |  | 663 | 9709.3592 | Per 500W Controlled | GSLD | 1.0063 | 0.98564 | 1.0265 | 1.0441 | 1.0994 | 1.0901 | 1.0679 | 1.0965 | 1.0642 | 1.0547 | 1.0277 | 1.0297 | CasEgsld502 | CasE | gsld | 502 | 20.5603 | 301.097 | [30 empty] | 0 | 0 | 0
502 | Lighting-Interior | Controls | Assembly | New | Bi-Level Lighting Control (Interior) | 0.068285 | 0.03312 |  | 408.89 | 1 | 0.48503 | 5988.024 | 8 |  | 663 | 9709.3592 | Per 500W Controlled | GSLD | 1.0063 | 0.98564 | 1.0265 | 1.0441 | 1.0994 | 1.0901 | 1.0679 | 1.0965 | 1.0642 | 1.0547 | 1.0277 | 1.0297 | CasNgsld502 | CasN | gsld | 502 | 20.5603 | 301.097 | [30 empty] | 0 | 0 | 0
502 | Lighting-Interior | Controls | College and University | Existing | Bi-Level Lighting Control (Interior) | 0.064315 | 0.0499 |  | 554.44 | 1 | 0.77586 | 8620.6897 | 8 |  | 663 | 10308.6308 | Per 500W Controlled | GSLD | 1.0063 | 0.98564 | 1.0265 | 1.0441 | 1.0994 | 1.0901 | 1.0679 | 1.0965 | 1.0642 | 1.0547 | 1.0277 | 1.0297 | CcoEgsld502 | CcoE | gsld | 502 | 27.879 | 433.4759 | [30 empty] | 0 | 0 | 0
502 | Lighting-Interior | Controls | College and University | New | Bi-Level Lighting Control (Interior) | 0.064315 | 0.0499 |  | 554.44 | 1 | 0.77586 | 8620.6897 | 8 |  | 663 | 10308.6308 | Per 500W Controlled | GSLD | 1.0063 | 0.98564 | 1.0265 | 1.0441 | 1.0994 | 1.0901 | 1.0679 | 1.0965 | 1.0642 | 1.0547 | 1.0277 | 1.0297 | CcoNgsld502 | CcoN | gsld | 502 | 27.879 | 433.4759 | [30 empty] | 0 | 0 | 0
502 | Lighting-Interior | Controls | Data Center | Existing | Bi-Level Lighting Control (Interior) | 0.066033 | 0.073563 |  | 579.24 | 1 | 1.114 | 8771.9298 | 8 |  | 663 | 10040.3796 | Per 500W Controlled | GSLD | 1.0063 | 0.98564 | 1.0265 | 1.0441 | 1.0994 | 1.0901 | 1.0679 | 1.0965 | 1.0642 | 1.0547 | 1.0277 | 1.0297 | CdaEgsld502 | CdaE | gsld | 502 | 29.126 | 441.0807 | [30 empty] | 0 | 0 | 0
502 | Lighting-Interior | Controls | Data Center | New | Bi-Level Lighting Control (Interior) | 0.066033 | 0.073563 |  | 579.24 | 1 | 1.114 | 8771.9298 | 8 |  | 663 | 10040.3796 | Per 500W Controlled | GSLD | 1.0063 | 0.98564 | 1.0265 | 1.0441 | 1.0994 | 1.0901 | 1.0679 | 1.0965 | 1.0642 | 1.0547 | 1.0277 | 1.0297 | CdaNgsld502 | CdaN | gsld | 502 | 29.126 | 441.0807 | [30 empty] | 0 | 0 | 0
502 | Lighting-Interior | Controls | Grocery | Existing | Bi-Level Lighting Control (Interior) | 0.18182 | 0.081282 |  | 1069.5 | 1 | 0.44706 | 5882.3529 | 8 |  | 663 | 3646.5638 | Per 500W Controlled | GSLD | 1.0063 | 0.98564 | 1.0265 | 1.0441 | 1.0994 | 1.0901 | 1.0679 | 1.0965 | 1.0642 | 1.0547 | 1.0277 | 1.0297 | CgrEgsld502 | CgrE | gsld | 502 | 53.7779 | 295.7835 | [30 empty] | 0 | 0 | 0
502 | Lighting-Interior | Controls | Grocery | New | Bi-Level Lighting Control (Interior) | 0.18182 | 0.081282 |  | 1069.5 | 1 | 0.44706 | 5882.3529 | 8 |  | 663 | 3646.5638 | Per 500W Controlled | GSLD | 1.0063 | 0.98564 | 1.0265 | 1.0441 | 1.0994 | 1.0901 | 1.0679 | 1.0965 | 1.0642 | 1.0547 | 1.0277 | 1.0297 | CgrNgsld502 | CgrN | gsld | 502 | 53.7779 | 295.7835 | [30 empty] | 0 | 0 | 0
502 | Lighting-Interior | Controls | Healthcare | Existing | Bi-Level Lighting Control (Interior) | 0.0782 | 0.064554 |  | 524.83 | 1 | 0.8255 | 6711.4094 | 8 |  | 663 | 8478.2966 | Per 500W Controlled | GSLD | 1.0063 | 0.98564 | 1.0265 | 1.0441 | 1.0994 | 1.0901 | 1.0679 | 1.0965 | 1.0642 | 1.0547 | 1.0277 | 1.0297 | CheEgsld502 | CheE | gsld | 502 | 26.3901 | 337.4711 | [30 empty] | 0 | 0 | 0
502 | Lighting-Interior | Controls | Healthcare | New | Bi-Level Lighting Control (Interior) | 0.0782 | 0.064554 |  | 524.83 | 1 | 0.8255 | 6711.4094 | 8 |  | 663 | 8478.2966 | Per 500W Controlled | GSLD | 1.0063 | 0.98564 | 1.0265 | 1.0441 | 1.0994 | 1.0901 | 1.0679 | 1.0965 | 1.0642 | 1.0547 | 1.0277 | 1.0297 | CheNgsld502 | CheN | gsld | 502 | 26.3901 | 337.4711 | [30 empty] | 0 | 0 | 0
502 | Lighting-Interior | Controls | Hospitals | Existing | Bi-Level Lighting Control (Interior) | 0.10303 | 0.079934 |  | 888.15 | 1 | 0.77586 | 8620.6897 | 8 |  | 663 | 6435.3062 | Per 500W Controlled | GSLD | 1.0063 | 0.98564 | 1.0265 | 1.0441 | 1.0994 | 1.0901 | 1.0679 | 1.0965 | 1.0642 | 1.0547 | 1.0277 | 1.0297 | ChoEgsld502 | ChoE | gsld | 502 | 44.659 | 433.4759 | [30 empty] | 0 | 0 | 0
502 | Lighting-Interior | Controls | Hospitals | New | Bi-Level Lighting Control (Interior) | 0.10303 | 0.079934 |  | 888.15 | 1 | 0.77586 | 8620.6897 | 8 |  | 663 | 6435.3062 | Per 500W Controlled | GSLD | 1.0063 | 0.98564 | 1.0265 | 1.0441 | 1.0994 | 1.0901 | 1.0679 | 1.0965 | 1.0642 | 1.0547 | 1.0277 | 1.0297 | ChoNgsld502 | ChoN | gsld | 502 | 44.659 | 433.4759 | [30 empty] | 0 | 0 | 0
502 | Lighting-Interior | Controls | Institutional | Existing | Bi-Level Lighting Control (Interior) | 0.056507 | 0.076957 |  | 538.16 | 1 | 1.3619 | 9523.8095 | 8 |  | 663 | 11733.1011 | Per 500W Controlled | GSLD | 1.0063 | 0.98564 | 1.0265 | 1.0441 | 1.0994 | 1.0901 | 1.0679 | 1.0965 | 1.0642 | 1.0547 | 1.0277 | 1.0297 | CinEgsld502 | CinE | gsld | 502 | 27.0604 | 478.8876 | [30 empty] | 0 | 0 | 0
502 | Lighting-Interior | Controls | Institutional | New | Bi-Level Lighting Control (Interior) | 0.056507 | 0.076957 |  | 538.16 | 1 | 1.3619 | 9523.8095 | 8 |  | 663 | 11733.1011 | Per 500W Controlled | GSLD | 1.0063 | 0.98564 | 1.0265 | 1.0441 | 1.0994 | 1.0901 | 1.0679 | 1.0965 | 1.0642 | 1.0547 | 1.0277 | 1.0297 | CinNgsld502 | CinN | gsld | 502 | 27.0604 | 478.8876 | [30 empty] | 0 | 0 | 0
502 | Lighting-Interior | Controls | Lodging/Hospitality | Existing | Bi-Level Lighting Control (Interior) | 0.061542 | 0.087059 |  | 750.51 | 1 | 1.4146 | 12195.122 | 8 |  | 663 | 10773.1621 | Per 500W Controlled | GSLD | 1.0063 | 0.98564 | 1.0265 | 1.0441 | 1.0994 | 1.0901 | 1.0679 | 1.0965 | 1.0642 | 1.0547 | 1.0277 | 1.0297 | CloEgsld502 | CloE | gsld | 502 | 37.738 | 613.2098 | [30 empty] | 0 | 0 | 0
502 | Lighting-Interior | Controls | Lodging/Hospitality | New | Bi-Level Lighting Control (Interior) | 0.061542 | 0.087059 |  | 750.51 | 1 | 1.4146 | 12195.122 | 8 |  | 663 | 10773.1621 | Per 500W Controlled | GSLD | 1.0063 | 0.98564 | 1.0265 | 1.0441 | 1.0994 | 1.0901 | 1.0679 | 1.0965 | 1.0642 | 1.0547 | 1.0277 | 1.0297 | CloNgsld502 | CloN | gsld | 502 | 37.738 | 613.2098 | [30 empty] | 0 | 0 | 0
502 | Lighting-Interior | Controls | Miscellaneous | Existing | Bi-Level Lighting Control (Interior) | 0.072571 | 0.080847 |  | 636.59 | 1 | 1.114 | 8771.9298 | 8 |  | 663 | 9135.848 | Per 500W Controlled | GSLD | 1.0063 | 0.98564 | 1.0265 | 1.0441 | 1.0994 | 1.0901 | 1.0679 | 1.0965 | 1.0642 | 1.0547 | 1.0277 | 1.0297 | CmiEgsld502 | CmiE | gsld | 502 | 32.0098 | 441.0807 | [30 empty] | 0 | 0 | 0
502 | Lighting-Interior | Controls | Miscellaneous | New | Bi-Level Lighting Control (Interior) | 0.072571 | 0.080847 |  | 636.59 | 1 | 1.114 | 8771.9298 | 8 |  | 663 | 9135.848 | Per 500W Controlled | GSLD | 1.0063 | 0.98564 | 1.0265 | 1.0441 | 1.0994 | 1.0901 | 1.0679 | 1.0965 | 1.0642 | 1.0547 | 1.0277 | 1.0297 | CmiNgsld502 | CmiN | gsld | 502 | 32.0098 | 441.0807 | [30 empty] | 0 | 0 | 0
502 | Lighting-Interior | Controls | Offices | Existing | Bi-Level Lighting Control (Interior) | 0.066086 | 0.073622 |  | 579.7 | 1 | 1.114 | 8771.9298 | 8 |  | 663 | 10032.4124 | Per 500W Controlled | GSLD | 1.0063 | 0.98564 | 1.0265 | 1.0441 | 1.0994 | 1.0901 | 1.0679 | 1.0965 | 1.0642 | 1.0547 | 1.0277 | 1.0297 | CofEgsld502 | CofE | gsld | 502 | 29.1492 | 441.0807 | [30 empty] | 0 | 0 | 0
502 | Lighting-Interior | Controls | Offices | New | Bi-Level Lighting Control (Interior) | 0.066086 | 0.073622 |  | 579.7 | 1 | 1.114 | 8771.9298 | 8 |  | 663 | 10032.4124 | Per 500W Controlled | GSLD | 1.0063 | 0.98564 | 1.0265 | 1.0441 | 1.0994 | 1.0901 | 1.0679 | 1.0965 | 1.0642 | 1.0547 | 1.0277 | 1.0297 | CofNgsld502 | CofN | gsld | 502 | 29.1492 | 441.0807 | [30 empty] | 0 | 0 | 0
502 | Lighting-Interior | Controls | Restaurants | Existing | Bi-Level Lighting Control (Interior) | 0.12271 | 0.071174 |  | 818.09 | 1 | 0.58 | 6666.6667 | 8 |  | 663 | 5402.8285 | Per 500W Controlled | GSLD | 1.0063 | 0.98564 | 1.0265 | 1.0441 | 1.0994 | 1.0901 | 1.0679 | 1.0965 | 1.0642 | 1.0547 | 1.0277 | 1.0297 | CreEgsld502 | CreE | gsld | 502 | 41.1362 | 335.2213 | [30 empty] | 0 | 0 | 0
502 | Lighting-Interior | Controls | Restaurants | New | Bi-Level Lighting Control (Interior) | 0.12271 | 0.071174 |  | 818.09 | 1 | 0.58 | 6666.6667 | 8 |  | 663 | 5402.8285 | Per 500W Controlled | GSLD | 1.0063 | 0.98564 | 1.0265 | 1.0441 | 1.0994 | 1.0901 | 1.0679 | 1.0965 | 1.0642 | 1.0547 | 1.0277 | 1.0297 | CreNgsld502 | CreN | gsld | 502 | 41.1362 | 335.2213 | [30 empty] | 0 | 0 | 0
502 | Lighting-Interior | Controls | Retail | Existing | Bi-Level Lighting Control (Interior) | 0.095515 | 0.044346 |  | 568.54 | 1 | 0.46429 | 5952.381 | 8 |  | 663 | 6941.3385 | Per 500W Controlled | GSLD | 1.0063 | 0.98564 | 1.0265 | 1.0441 | 1.0994 | 1.0901 | 1.0679 | 1.0965 | 1.0642 | 1.0547 | 1.0277 | 1.0297 | CrtEgsld502 | CrtE | gsld | 502 | 28.588 | 299.3048 | [30 empty] | 0 | 0 | 0
502 | Lighting-Interior | Controls | Retail | New | Bi-Level Lighting Control (Interior) | 0.095515 | 0.044346 |  | 568.54 | 1 | 0.46429 | 5952.381 | 8 |  | 663 | 6941.3385 | Per 500W Controlled | GSLD | 1.0063 | 0.98564 | 1.0265 | 1.0441 | 1.0994 | 1.0901 | 1.0679 | 1.0965 | 1.0642 | 1.0547 | 1.0277 | 1.0297 | CrtNgsld502 | CrtN | gsld | 502 | 28.588 | 299.3048 | [30 empty] | 0 | 0 | 0
502 | Lighting-Interior | Controls | Schools K-12 | Existing | Bi-Level Lighting Control (Interior) | 0.045627 | 0.051222 |  | 430.44 | 1 | 1.1226 | 9433.9623 | 8 |  | 663 | 14530.9845 | Per 500W Controlled | GSLD | 1.0063 | 0.98564 | 1.0265 | 1.0441 | 1.0994 | 1.0901 | 1.0679 | 1.0965 | 1.0642 | 1.0547 | 1.0277 | 1.0297 | CscEgsld502 | CscE | gsld | 502 | 21.6439 | 474.3698 | [30 empty] | 0 | 0 | 0
502 | Lighting-Interior | Controls | Schools K-12 | New | Bi-Level Lighting Control (Interior) | 0.045627 | 0.051222 |  | 430.44 | 1 | 1.1226 | 9433.9623 | 8 |  | 663 | 14530.9845 | Per 500W Controlled | GSLD | 1.0063 | 0.98564 | 1.0265 | 1.0441 | 1.0994 | 1.0901 | 1.0679 | 1.0965 | 1.0642 | 1.0547 | 1.0277 | 1.0297 | CscNgsld502 | CscN | gsld | 502 | 21.6439 | 474.3698 | [30 empty] | 0 | 0 | 0
502 | Lighting-Interior | Controls | Warehouse | Existing | Bi-Level Lighting Control (Interior) | 0.095021 | 0.067872 |  | 565.6 | 1 | 0.71429 | 5952.381 | 8 |  | 663 | 6977.4197 | Per 500W Controlled | GSLD | 1.0063 | 0.98564 | 1.0265 | 1.0441 | 1.0994 | 1.0901 | 1.0679 | 1.0965 | 1.0642 | 1.0547 | 1.0277 | 1.0297 | CwaEgsld502 | CwaE | gsld | 502 | 28.4402 | 299.3048 | [30 empty] | 0 | 0 | 0
502 | Lighting-Interior | Controls | Warehouse | New | Bi-Level Lighting Control (Interior) | 0.095021 | 0.067872 |  | 565.6 | 1 | 0.71429 | 5952.381 | 8 |  | 663 | 6977.4197 | Per 500W Controlled | GSLD | 1.0063 | 0.98564 | 1.0265 | 1.0441 | 1.0994 | 1.0901 | 1.0679 | 1.0965 | 1.0642 | 1.0547 | 1.0277 | 1.0297 | CwaNgsld502 | CwaN | gsld | 502 | 28.4402 | 299.3048 | [30 empty] | 0 | 0 | 0
503 | Lighting-Interior | Controls | Assembly | Existing | Indoor daylight sensor | 0.061676 | 0.029915 |  | 369.32 | 1 | 0.48503 | 5988.024 | 10 |  | 51 | 826.896 | Per 500W Controlled | GSLD | 1.0063 | 0.98564 | 1.0265 | 1.0441 | 1.0994 | 1.0901 | 1.0679 | 1.0965 | 1.0642 | 1.0547 | 1.0277 | 1.0297 | CasEgsld503 | CasE | gsld | 503 | 22.1592 | 359.2814 | [30 empty] | 0 | 0 | 0
503 | Lighting-Interior | Controls | Assembly | New | Indoor daylight sensor | 0.061676 | 0.029915 |  | 369.32 | 1 | 0.48503 | 5988.024 | 10 |  | 51 | 826.896 | Per 500W Controlled | GSLD | 1.0063 | 0.98564 | 1.0265 | 1.0441 | 1.0994 | 1.0901 | 1.0679 | 1.0965 | 1.0642 | 1.0547 | 1.0277 | 1.0297 | CasNgsld503 | CasN | gsld | 503 | 22.1592 | 359.2814 | [30 empty] | 0 | 0 | 0
503 | Lighting-Interior | Controls | College and University | Existing | Indoor daylight sensor | 0.05809 | 0.04507 |  | 500.78 | 1 | 0.77586 | 8620.6897 | 10 |  | 51 | 877.9408 | Per 500W Controlled | GSLD | 1.0063 | 0.98564 | 1.0265 | 1.0441 | 1.0994 | 1.0901 | 1.0679 | 1.0965 | 1.0642 | 1.0547 | 1.0277 | 1.0297 | CcoEgsld503 | CcoE | gsld | 503 | 30.0468 | 517.2414 | [30 empty] | 0 | 0 | 0
503 | Lighting-Interior | Controls | College and University | New | Indoor daylight sensor | 0.05809 | 0.04507 |  | 500.78 | 1 | 0.77586 | 8620.6897 | 10 |  | 51 | 877.9408 | Per 500W Controlled | GSLD | 1.0063 | 0.98564 | 1.0265 | 1.0441 | 1.0994 | 1.0901 | 1.0679 | 1.0965 | 1.0642 | 1.0547 | 1.0277 | 1.0297 | CcoNgsld503 | CcoN | gsld | 503 | 30.0468 | 517.2414 | [30 empty] | 0 | 0 | 0
503 | Lighting-Interior | Controls | Data Center | Existing | Indoor daylight sensor | 0.059643 | 0.066444 |  | 523.18 | 1 | 1.114 | 8771.9298 | 10 |  | 51 | 855.0947 | Per 500W Controlled | GSLD | 1.0063 | 0.98564 | 1.0265 | 1.0441 | 1.0994 | 1.0901 | 1.0679 | 1.0965 | 1.0642 | 1.0547 | 1.0277 | 1.0297 | CdaEgsld503 | CdaE | gsld | 503 | 31.3908 | 526.3158 | [30 empty] | 0 | 0 | 0
503 | Lighting-Interior | Controls | Data Center | New | Indoor daylight sensor | 0.059643 | 0.066444 |  | 523.18 | 1 | 1.114 | 8771.9298 | 10 |  | 51 | 855.0947 | Per 500W Controlled | GSLD | 1.0063 | 0.98564 | 1.0265 | 1.0441 | 1.0994 | 1.0901 | 1.0679 | 1.0965 | 1.0642 | 1.0547 | 1.0277 | 1.0297 | CdaNgsld503 | CdaN | gsld | 503 | 31.3908 | 526.3158 | [30 empty] | 0 | 0 | 0
503 | Lighting-Interior | Controls | Grocery | Existing | Indoor daylight sensor | 0.16422 | 0.073416 |  | 966 | 1 | 0.44706 | 5882.3529 | 10 |  | 51 | 310.559 | Per 500W Controlled | GSLD | 1.0063 | 0.98564 | 1.0265 | 1.0441 | 1.0994 | 1.0901 | 1.0679 | 1.0965 | 1.0642 | 1.0547 | 1.0277 | 1.0297 | CgrEgsld503 | CgrE | gsld | 503 | 57.96 | 352.9412 | [30 empty] | 0 | 0 | 0
503 | Lighting-Interior | Controls | Grocery | New | Indoor daylight sensor | 0.16422 | 0.073416 |  | 966 | 1 | 0.44706 | 5882.3529 | 10 |  | 51 | 310.559 | Per 500W Controlled | GSLD | 1.0063 | 0.98564 | 1.0265 | 1.0441 | 1.0994 | 1.0901 | 1.0679 | 1.0965 | 1.0642 | 1.0547 | 1.0277 | 1.0297 | CgrNgsld503 | CgrN | gsld | 503 | 57.96 | 352.9412 | [30 empty] | 0 | 0 | 0
503 | Lighting-Interior | Controls | Healthcare | Existing | Indoor daylight sensor | 0.070632 | 0.058307 |  | 474.04 | 1 | 0.8255 | 6711.4094 | 10 |  | 51 | 722.0527 | Per 500W Controlled | GSLD | 1.0063 | 0.98564 | 1.0265 | 1.0441 | 1.0994 | 1.0901 | 1.0679 | 1.0965 | 1.0642 | 1.0547 | 1.0277 | 1.0297 | CheEgsld503 | CheE | gsld | 503 | 28.4424 | 402.6846 | [30 empty] | 0 | 0 | 0
503 | Lighting-Interior | Controls | Healthcare | New | Indoor daylight sensor | 0.070632 | 0.058307 |  | 474.04 | 1 | 0.8255 | 6711.4094 | 10 |  | 51 | 722.0527 | Per 500W Controlled | GSLD | 1.0063 | 0.98564 | 1.0265 | 1.0441 | 1.0994 | 1.0901 | 1.0679 | 1.0965 | 1.0642 | 1.0547 | 1.0277 | 1.0297 | CheNgsld503 | CheN | gsld | 503 | 28.4424 | 402.6846 | [30 empty] | 0 | 0 | 0
503 | Lighting-Interior | Controls | Hospitals | Existing | Indoor daylight sensor | 0.093055 | 0.072198 |  | 802.2 | 1 | 0.77586 | 8620.6897 | 10 |  | 51 | 548.0618 | Per 500W Controlled | GSLD | 1.0063 | 0.98564 | 1.0265 | 1.0441 | 1.0994 | 1.0901 | 1.0679 | 1.0965 | 1.0642 | 1.0547 | 1.0277 | 1.0297 | ChoEgsld503 | ChoE | gsld | 503 | 48.132 | 517.2414 | [30 empty] | 0 | 0 | 0
503 | Lighting-Interior | Controls | Hospitals | New | Indoor daylight sensor | 0.093055 | 0.072198 |  | 802.2 | 1 | 0.77586 | 8620.6897 | 10 |  | 51 | 548.0618 | Per 500W Controlled | GSLD | 1.0063 | 0.98564 | 1.0265 | 1.0441 | 1.0994 | 1.0901 | 1.0679 | 1.0965 | 1.0642 | 1.0547 | 1.0277 | 1.0297 | ChoNgsld503 | ChoN | gsld | 503 | 48.132 | 517.2414 | [30 empty] | 0 | 0 | 0
503 | Lighting-Interior | Controls | Institutional | Existing | Indoor daylight sensor | 0.051038 | 0.069509 |  | 486.08 | 1 | 1.3619 | 9523.8095 | 10 |  | 51 | 999.2476 | Per 500W Controlled | GSLD | 1.0063 | 0.98564 | 1.0265 | 1.0441 | 1.0994 | 1.0901 | 1.0679 | 1.0965 | 1.0642 | 1.0547 | 1.0277 | 1.0297 | CinEgsld503 | CinE | gsld | 503 | 29.1648 | 571.4286 | [30 empty] | 0 | 0 | 0
503 | Lighting-Interior | Controls | Institutional | New | Indoor daylight sensor | 0.051038 | 0.069509 |  | 486.08 | 1 | 1.3619 | 9523.8095 | 10 |  | 51 | 999.2476 | Per 500W Controlled | GSLD | 1.0063 | 0.98564 | 1.0265 | 1.0441 | 1.0994 | 1.0901 | 1.0679 | 1.0965 | 1.0642 | 1.0547 | 1.0277 | 1.0297 | CinNgsld503 | CinN | gsld | 503 | 29.1648 | 571.4286 | [30 empty] | 0 | 0 | 0
503 | Lighting-Interior | Controls | Lodging/Hospitality | Existing | Indoor daylight sensor | 0.055586 | 0.078634 |  | 677.88 | 1 | 1.4146 | 12195.122 | 10 |  | 51 | 917.4946 | Per 500W Controlled | GSLD | 1.0063 | 0.98564 | 1.0265 | 1.0441 | 1.0994 | 1.0901 | 1.0679 | 1.0965 | 1.0642 | 1.0547 | 1.0277 | 1.0297 | CloEgsld503 | CloE | gsld | 503 | 40.6728 | 731.7073 | [30 empty] | 0 | 0 | 0
503 | Lighting-Interior | Controls | Lodging/Hospitality | New | Indoor daylight sensor | 0.055586 | 0.078634 |  | 677.88 | 1 | 1.4146 | 12195.122 | 10 |  | 51 | 917.4946 | Per 500W Controlled | GSLD | 1.0063 | 0.98564 | 1.0265 | 1.0441 | 1.0994 | 1.0901 | 1.0679 | 1.0965 | 1.0642 | 1.0547 | 1.0277 | 1.0297 | CloNgsld503 | CloN | gsld | 503 | 40.6728 | 731.7073 | [30 empty] | 0 | 0 | 0
503 | Lighting-Interior | Controls | Miscellaneous | Existing | Indoor daylight sensor | 0.065548 | 0.073022 |  | 574.98 | 1 | 1.114 | 8771.9298 | 10 |  | 51 | 778.0591 | Per 500W Controlled | GSLD | 1.0063 | 0.98564 | 1.0265 | 1.0441 | 1.0994 | 1.0901 | 1.0679 | 1.0965 | 1.0642 | 1.0547 | 1.0277 | 1.0297 | CmiEgsld503 | CmiE | gsld | 503 | 34.4988 | 526.3158 | [30 empty] | 0 | 0 | 0
503 | Lighting-Interior | Controls | Miscellaneous | New | Indoor daylight sensor | 0.065548 | 0.073022 |  | 574.98 | 1 | 1.114 | 8771.9298 | 10 |  | 51 | 778.0591 | Per 500W Controlled | GSLD | 1.0063 | 0.98564 | 1.0265 | 1.0441 | 1.0994 | 1.0901 | 1.0679 | 1.0965 | 1.0642 | 1.0547 | 1.0277 | 1.0297 | CmiNgsld503 | CmiN | gsld | 503 | 34.4988 | 526.3158 | [30 empty] | 0 | 0 | 0
503 | Lighting-Interior | Controls | Offices | Existing | Indoor daylight sensor | 0.05969 | 0.066497 |  | 523.6 | 1 | 1.114 | 8771.9298 | 10 |  | 51 | 854.4087 | Per 500W Controlled | GSLD | 1.0063 | 0.98564 | 1.0265 | 1.0441 | 1.0994 | 1.0901 | 1.0679 | 1.0965 | 1.0642 | 1.0547 | 1.0277 | 1.0297 | CofEgsld503 | CofE | gsld | 503 | 31.416 | 526.3158 | [30 empty] | 0 | 0 | 0
503 | Lighting-Interior | Controls | Offices | New | Indoor daylight sensor | 0.05969 | 0.066497 |  | 523.6 | 1 | 1.114 | 8771.9298 | 10 |  | 51 | 854.4087 | Per 500W Controlled | GSLD | 1.0063 | 0.98564 | 1.0265 | 1.0441 | 1.0994 | 1.0901 | 1.0679 | 1.0965 | 1.0642 | 1.0547 | 1.0277 | 1.0297 | CofNgsld503 | CofN | gsld | 503 | 31.416 | 526.3158 | [30 empty] | 0 | 0 | 0
503 | Lighting-Interior | Controls | Restaurants | Existing | Indoor daylight sensor | 0.11084 | 0.064286 |  | 738.92 | 1 | 0.58 | 6666.6667 | 10 |  | 51 | 460.131 | Per 500W Controlled | GSLD | 1.0063 | 0.98564 | 1.0265 | 1.0441 | 1.0994 | 1.0901 | 1.0679 | 1.0965 | 1.0642 | 1.0547 | 1.0277 | 1.0297 | CreEgsld503 | CreE | gsld | 503 | 44.3352 | 400 | [30 empty] | 0 | 0 | 0
503 | Lighting-Interior | Controls | Restaurants | New | Indoor daylight sensor | 0.11084 | 0.064286 |  | 738.92 | 1 | 0.58 | 6666.6667 | 10 |  | 51 | 460.131 | Per 500W Controlled | GSLD | 1.0063 | 0.98564 | 1.0265 | 1.0441 | 1.0994 | 1.0901 | 1.0679 | 1.0965 | 1.0642 | 1.0547 | 1.0277 | 1.0297 | CreNgsld503 | CreN | gsld | 503 | 44.3352 | 400 | [30 empty] | 0 | 0 | 0
503 | Lighting-Interior | Controls | Retail | Existing | Indoor daylight sensor | 0.086271 | 0.040055 |  | 513.52 | 1 | 0.46429 | 5952.381 | 10 |  | 51 | 591.1579 | Per 500W Controlled | GSLD | 1.0063 | 0.98564 | 1.0265 | 1.0441 | 1.0994 | 1.0901 | 1.0679 | 1.0965 | 1.0642 | 1.0547 | 1.0277 | 1.0297 | CrtEgsld503 | CrtE | gsld | 503 | 30.8112 | 357.1429 | [30 empty] | 0 | 0 | 0
503 | Lighting-Interior | Controls | Retail | New | Indoor daylight sensor | 0.086271 | 0.040055 |  | 513.52 | 1 | 0.46429 | 5952.381 | 10 |  | 51 | 591.1579 | Per 500W Controlled | GSLD | 1.0063 | 0.98564 | 1.0265 | 1.0441 | 1.0994 | 1.0901 | 1.0679 | 1.0965 | 1.0642 | 1.0547 | 1.0277 | 1.0297 | CrtNgsld503 | CrtN | gsld | 503 | 30.8112 | 357.1429 | [30 empty] | 0 | 0 | 0
503 | Lighting-Interior | Controls | Schools K-12 | Existing | Indoor daylight sensor | 0.041211 | 0.046265 |  | 388.78 | 1 | 1.1226 | 9433.9623 | 10 |  | 51 | 1237.5433 | Per 500W Controlled | GSLD | 1.0063 | 0.98564 | 1.0265 | 1.0441 | 1.0994 | 1.0901 | 1.0679 | 1.0965 | 1.0642 | 1.0547 | 1.0277 | 1.0297 | CscEgsld503 | CscE | gsld | 503 | 23.3268 | 566.0377 | [30 empty] | 0 | 0 | 0
503 | Lighting-Interior | Controls | Schools K-12 | New | Indoor daylight sensor | 0.041211 | 0.046265 |  | 388.78 | 1 | 1.1226 | 9433.9623 | 10 |  | 51 | 1237.5433 | Per 500W Controlled | GSLD | 1.0063 | 0.98564 | 1.0265 | 1.0441 | 1.0994 | 1.0901 | 1.0679 | 1.0965 | 1.0642 | 1.0547 | 1.0277 | 1.0297 | CscNgsld503 | CscN | gsld | 503 | 23.3268 | 566.0377 | [30 empty] | 0 | 0 | 0
503 | Lighting-Interior | Controls | Warehouse | Existing | Indoor daylight sensor | 0.085824 | 0.061303 |  | 510.86 | 1 | 0.71429 | 5952.381 | 10 |  | 51 | 594.2361 | Per 500W Controlled | GSLD | 1.0063 | 0.98564 | 1.0265 | 1.0441 | 1.0994 | 1.0901 | 1.0679 | 1.0965 | 1.0642 | 1.0547 | 1.0277 | 1.0297 | CwaEgsld503 | CwaE | gsld | 503 | 30.6516 | 357.1429 | [30 empty] | 0 | 0 | 0
503 | Lighting-Interior | Controls | Warehouse | New | Indoor daylight sensor | 0.085824 | 0.061303 |  | 510.86 | 1 | 0.71429 | 5952.381 | 10 |  | 51 | 594.2361 | Per 500W Controlled | GSLD | 1.0063 | 0.98564 | 1.0265 | 1.0441 | 1.0994 | 1.0901 | 1.0679 | 1.0965 | 1.0642 | 1.0547 | 1.0277 | 1.0297 | CwaNgsld503 | CwaN | gsld | 503 | 30.6516 | 357.1429 | [30 empty] | 0 | 0 | 0
504 | Lighting-Interior | Controls | Assembly | Existing | Networked Lighting Controls | 0.10133 | 0.049146 |  | 606.74 | 1 | 0.48503 | 5988.024 | 15 |  | 9506.85 | 93824.7775 | Per 500W Controlled | GSLD | 1 | 1 | 1 | 1 | 1 | 1 | 1 | 1 | 1 | 1 | 1 | 1 | CasEgsld504 | CasE | gsld | 504 | 30.5088 | 301.097 | [30 empty] | 104.093 | 17.3561 | 8.3965
504 | Lighting-Interior | Controls | Assembly | New | Networked Lighting Controls | 0.10133 | 0.049146 |  | 606.74 | 1 | 0.48503 | 5988.024 | 15 |  | 9506.85 | 93824.7775 | Per 500W Controlled | GSLD | 1 | 1 | 1 | 1 | 1 | 1 | 1 | 1 | 1 | 1 | 1 | 1 | CasNgsld504 | CasN | gsld | 504 | 30.5088 | 301.097 | [30 empty] | 1.0593 | 0.17663 | 0.085448
504 | Lighting-Interior | Controls | College and University | Existing | Networked Lighting Controls | 0.095434 | 0.074044 |  | 822.71 | 1 | 0.77586 | 8620.6897 | 15 |  | 14876.68 | 155883.8976 | Per 500W Controlled | GSLD | 1 | 1 | 1 | 1 | 1 | 1 | 1 | 1 | 1 | 1 | 1 | 1 | CcoEgsld504 | CcoE | gsld | 504 | 41.3685 | 433.4759 | [30 empty] | 16.7635 | 1.9491 | 1.5122
504 | Lighting-Interior | Controls | College and University | New | Networked Lighting Controls | 0.095434 | 0.074044 |  | 822.71 | 1 | 0.77586 | 8620.6897 | 15 |  | 14876.68 | 155883.8976 | Per 500W Controlled | GSLD | 1 | 1 | 1 | 1 | 1 | 1 | 1 | 1 | 1 | 1 | 1 | 1 | CcoNgsld504 | CcoN | gsld | 504 | 41.3685 | 433.4759 | [30 empty] | 0.16986 | 0.01975 | 0.015322
504 | Lighting-Interior | Controls | Data Center | Existing | Networked Lighting Controls | 0.097984 | 0.10916 |  | 859.51 | 1 | 1.114 | 8771.9298 | 15 |  | 63737.07 | 650483.5374 | Per 500W Controlled | GSLD | 1 | 1 | 1 | 1 | 1 | 1 | 1 | 1 | 1 | 1 | 1 | 1 | CdaEgsld504 | CdaE | gsld | 504 | 43.2189 | 441.0807 | [30 empty] | 1.203 | 0.13728 | 0.15295
504 | Lighting-Interior | Controls | Data Center | New | Networked Lighting Controls | 0.097984 | 0.10916 |  | 859.51 | 1 | 1.114 | 8771.9298 | 15 |  | 63737.07 | 650483.5374 | Per 500W Controlled | GSLD | 1 | 1 | 1 | 1 | 1 | 1 | 1 | 1 | 1 | 1 | 1 | 1 | CdaNgsld504 | CdaN | gsld | 504 | 43.2189 | 441.0807 | [30 empty] | 0.012318 | 0.0014057 | 0.0015661
504 | Lighting-Interior | Controls | Grocery | Existing | Networked Lighting Controls | 0.26979 | 0.12061 |  | 1587 | 1 | 0.44706 | 5882.3529 | 15 |  | 1624.43 | 6021.0905 | Per 500W Controlled | GSLD | 1 | 1 | 1 | 1 | 1 | 1 | 1 | 1 | 1 | 1 | 1 | 1 | CgrEgsld504 | CgrE | gsld | 504 | 79.7994 | 295.7835 | [30 empty] | 69.9617 | 11.8678 | 5.2924
504 | Lighting-Interior | Controls | Grocery | New | Networked Lighting Controls | 0.26979 | 0.12061 |  | 1587 | 1 | 0.44706 | 5882.3529 | 15 |  | 1624.43 | 6021.0905 | Per 500W Controlled | GSLD | 1 | 1 | 1 | 1 | 1 | 1 | 1 | 1 | 1 | 1 | 1 | 1 | CgrNgsld504 | CgrN | gsld | 504 | 79.7994 | 295.7835 | [30 empty] | 0.73348 | 0.12442 | 0.055485
504 | Lighting-Interior | Controls | Healthcare | Existing | Networked Lighting Controls | 0.11604 | 0.09579 |  | 778.78 | 1 | 0.8255 | 6711.4094 | 15 |  | 5813.91 | 50103.4056 | Per 500W Controlled | GSLD | 1 | 1 | 1 | 1 | 1 | 1 | 1 | 1 | 1 | 1 | 1 | 1 | CheEgsld504 | CheE | gsld | 504 | 39.1596 | 337.4711 | [30 empty] | 80.3426 | 11.9819 | 9.9199
504 | Lighting-Interior | Controls | Healthcare | New | Networked Lighting Controls | 0.11604 | 0.09579 |  | 778.78 | 1 | 0.8255 | 6711.4094 | 15 |  | 5813.91 | 50103.4056 | Per 500W Controlled | GSLD | 1 | 1 | 1 | 1 | 1 | 1 | 1 | 1 | 1 | 1 | 1 | 1 | CheNgsld504 | CheN | gsld | 504 | 39.1596 | 337.4711 | [30 empty] | 0.84231 | 0.12562 | 0.104
504 | Lighting-Interior | Controls | Hospitals | Existing | Networked Lighting Controls | 0.15288 | 0.11861 |  | 1317.9 | 1 | 0.77586 | 8620.6897 | 15 |  | 115011.23 | 752315.1382 | Per 500W Controlled | GSLD | 1 | 1 | 1 | 1 | 1 | 1 | 1 | 1 | 1 | 1 | 1 | 1 | ChoEgsld504 | ChoE | gsld | 504 | 66.2682 | 433.4759 | [30 empty] | 27.3306 | 3.1778 | 2.4654
504 | Lighting-Interior | Controls | Hospitals | New | Networked Lighting Controls | 0.15288 | 0.11861 |  | 1317.9 | 1 | 0.77586 | 8620.6897 | 15 |  | 115011.23 | 752315.1382 | Per 500W Controlled | GSLD | 1 | 1 | 1 | 1 | 1 | 1 | 1 | 1 | 1 | 1 | 1 | 1 | ChoNgsld504 | ChoN | gsld | 504 | 66.2682 | 433.4759 | [30 empty] | 0.28653 | 0.033316 | 0.025847
504 | Lighting-Interior | Controls | Institutional | Existing | Networked Lighting Controls | 0.083849 | 0.11419 |  | 798.56 | 1 | 1.3619 | 9523.8095 | 15 |  | 7593.28 | 90559.197 | Per 500W Controlled | GSLD | 1 | 1 | 1 | 1 | 1 | 1 | 1 | 1 | 1 | 1 | 1 | 1 | CinEgsld504 | CinE | gsld | 504 | 40.1542 | 478.8876 | [30 empty] | 31.2172 | 3.272 | 4.4748
504 | Lighting-Interior | Controls | Institutional | New | Networked Lighting Controls | 0.083849 | 0.11419 |  | 798.56 | 1 | 1.3619 | 9523.8095 | 15 |  | 7593.28 | 90559.197 | Per 500W Controlled | GSLD | 1 | 1 | 1 | 1 | 1 | 1 | 1 | 1 | 1 | 1 | 1 | 1 | CinNgsld504 | CinN | gsld | 504 | 40.1542 | 478.8876 | [30 empty] | 0.31632 | 0.033154 | 0.045342
504 | Lighting-Interior | Controls | Lodging/Hospitality | Existing | Networked Lighting Controls | 0.09132 | 0.12918 |  | 1113.66 | 1 | 1.4146 | 12195.122 | 15 |  | 26493.52 | 290117.0082 | Per 500W Controlled | GSLD | 1 | 1 | 1 | 1 | 1 | 1 | 1 | 1 | 1 | 1 | 1 | 1 | CloEgsld504 | CloE | gsld | 504 | 55.9984 | 613.2098 | [30 empty] | 35.3538 | 2.9134 | 4.112
504 | Lighting-Interior | Controls | Lodging/Hospitality | New | Networked Lighting Controls | 0.09132 | 0.12918 |  | 1113.66 | 1 | 1.4146 | 12195.122 | 15 |  | 26493.52 | 290117.0082 | Per 500W Controlled | GSLD | 1 | 1 | 1 | 1 | 1 | 1 | 1 | 1 | 1 | 1 | 1 | 1 | CloNgsld504 | CloN | gsld | 504 | 55.9984 | 613.2098 | [30 empty] | 0.35836 | 0.029531 | 0.041681
504 | Lighting-Interior | Controls | Miscellaneous | Existing | Networked Lighting Controls | 0.10769 | 0.11997 |  | 944.61 | 1 | 1.114 | 8771.9298 | 15 |  | 20621.05 | 191493.2126 | Per 500W Controlled | GSLD | 1 | 1 | 1 | 1 | 1 | 1 | 1 | 1 | 1 | 1 | 1 | 1 | CmiEgsld504 | CmiE | gsld | 504 | 47.498 | 441.0807 | [30 empty] | 144.3204 | 16.4694 | 18.3485
504 | Lighting-Interior | Controls | Miscellaneous | New | Networked Lighting Controls | 0.10769 | 0.11997 |  | 944.61 | 1 | 1.114 | 8771.9298 | 15 |  | 20621.05 | 191493.2126 | Per 500W Controlled | GSLD | 1 | 1 | 1 | 1 | 1 | 1 | 1 | 1 | 1 | 1 | 1 | 1 | CmiNgsld504 | CmiN | gsld | 504 | 47.498 | 441.0807 | [30 empty] | 1.4624 | 0.16688 | 0.18592
504 | Lighting-Interior | Controls | Offices | Existing | Networked Lighting Controls | 0.098063 | 0.10925 |  | 860.2 | 1 | 1.114 | 8771.9298 | 15 |  | 10811.64 | 110252.2057 | Per 500W Controlled | GSLD | 1 | 1 | 1 | 1 | 1 | 1 | 1 | 1 | 1 | 1 | 1 | 1 | CofEgsld504 | CofE | gsld | 504 | 43.2536 | 441.0807 | [30 empty] | 483.0631 | 55.1257 | 61.4153
504 | Lighting-Interior | Controls | Offices | New | Networked Lighting Controls | 0.098063 | 0.10925 |  | 860.2 | 1 | 1.114 | 8771.9298 | 15 |  | 10811.64 | 110252.2057 | Per 500W Controlled | GSLD | 1 | 1 | 1 | 1 | 1 | 1 | 1 | 1 | 1 | 1 | 1 | 1 | CofNgsld504 | CofN | gsld | 504 | 43.2536 | 441.0807 | [30 empty] | 4.9496 | 0.56483 | 0.62927
504 | Lighting-Interior | Controls | Restaurants | Existing | Networked Lighting Controls | 0.18209 | 0.10561 |  | 1213.94 | 1 | 0.58 | 6666.6667 | 15 |  | 3043.9 | 16716.3671 | Per 500W Controlled | GSLD | 1 | 1 | 1 | 1 | 1 | 1 | 1 | 1 | 1 | 1 | 1 | 1 | CreEgsld504 | CreE | gsld | 504 | 61.0408 | 335.2213 | [30 empty] | 48.2177 | 7.2239 | 4.2057
504 | Lighting-Interior | Controls | Restaurants | New | Networked Lighting Controls | 0.18209 | 0.10561 |  | 1213.94 | 1 | 0.58 | 6666.6667 | 15 |  | 3043.9 | 16716.3671 | Per 500W Controlled | GSLD | 1 | 1 | 1 | 1 | 1 | 1 | 1 | 1 | 1 | 1 | 1 | 1 | CreNgsld504 | CreN | gsld | 504 | 61.0408 | 335.2213 | [30 empty] | 0.50551 | 0.075735 | 0.044093
504 | Lighting-Interior | Controls | Retail | Existing | Networked Lighting Controls | 0.14173 | 0.065804 |  | 843.64 | 1 | 0.46429 | 5952.381 | 15 |  | 14233.74 | 100427.4843 | Per 500W Controlled | GSLD | 1 | 1 | 1 | 1 | 1 | 1 | 1 | 1 | 1 | 1 | 1 | 1 | CrtEgsld504 | CrtE | gsld | 504 | 42.4209 | 299.3048 | [30 empty] | 230.9841 | 38.8497 | 18.0495
504 | Lighting-Interior | Controls | Retail | New | Networked Lighting Controls | 0.14173 | 0.065804 |  | 843.64 | 1 | 0.46429 | 5952.381 | 15 |  | 14233.74 | 100427.4843 | Per 500W Controlled | GSLD | 1 | 1 | 1 | 1 | 1 | 1 | 1 | 1 | 1 | 1 | 1 | 1 | CrtNgsld504 | CrtN | gsld | 504 | 42.4209 | 299.3048 | [30 empty] | 2.384 | 0.40096 | 0.18629
504 | Lighting-Interior | Controls | Schools K-12 | Existing | Networked Lighting Controls | 0.067703 | 0.076006 |  | 638.71 | 1 | 1.1226 | 9433.9623 | 15 |  | 20199.54 | 298354.0231 | Per 500W Controlled | GSLD | 1 | 1 | 1 | 1 | 1 | 1 | 1 | 1 | 1 | 1 | 1 | 1 | CscEgsld504 | CscE | gsld | 504 | 32.1164 | 474.3698 | [30 empty] | 19.7167 | 2.0921 | 2.3403
504 | Lighting-Interior | Controls | Schools K-12 | New | Networked Lighting Controls | 0.067703 | 0.076006 |  | 638.71 | 1 | 1.1226 | 9433.9623 | 15 |  | 20199.54 | 298354.0231 | Per 500W Controlled | GSLD | 1 | 1 | 1 | 1 | 1 | 1 | 1 | 1 | 1 | 1 | 1 | 1 | CscNgsld504 | CscN | gsld | 504 | 32.1164 | 474.3698 | [30 empty] | 0.20008 | 0.021231 | 0.023749
504 | Lighting-Interior | Controls | Warehouse | Existing | Networked Lighting Controls | 0.141 | 0.10071 |  | 839.27 | 1 | 0.71429 | 5952.381 | 15 |  | 12079.22 | 85669.831 | Per 500W Controlled | GSLD | 1 | 1 | 1 | 1 | 1 | 1 | 1 | 1 | 1 | 1 | 1 | 1 | CwaEgsld504 | CwaE | gsld | 504 | 42.2012 | 299.3048 | [30 empty] | 33.0789 | 5.5676 | 3.9653
504 | Lighting-Interior | Controls | Warehouse | New | Networked Lighting Controls | 0.141 | 0.10071 |  | 839.27 | 1 | 0.71429 | 5952.381 | 15 |  | 12079.22 | 85669.831 | Per 500W Controlled | GSLD | 1 | 1 | 1 | 1 | 1 | 1 | 1 | 1 | 1 | 1 | 1 | 1 | CwaNgsld504 | CwaN | gsld | 504 | 42.2012 | 299.3048 | [30 empty] | 0.33518 | 0.056415 | 0.04018
505 | Lighting-Interior | Controls | Assembly | Existing | Occupancy Sensors, Ceiling Mounted | 0.052866 | 0.025641 |  | 316.56 | 1 | 0.48503 | 5988.024 | 10 |  | 129 | 2440.1538 | Per 500W Controlled | GSLD | 1 | 1 | 1 | 1 | 1 | 1 | 1 | 1 | 1 | 1 | 1 | 1 | CasEgsld505 | CasE | gsld | 505 | 18.9936 | 359.2814 | [30 empty] | 0 | 0 | 0
505 | Lighting-Interior | Controls | Assembly | New | Occupancy Sensors, Ceiling Mounted | 0.052866 | 0.025641 |  | 316.56 | 1 | 0.48503 | 5988.024 | 10 |  | 129 | 2440.1538 | Per 500W Controlled | GSLD | 1 | 1 | 1 | 1 | 1 | 1 | 1 | 1 | 1 | 1 | 1 | 1 | CasNgsld505 | CasN | gsld | 505 | 18.9936 | 359.2814 | [30 empty] | 0 | 0 | 0
505 | Lighting-Interior | Controls | College and University | Existing | Occupancy Sensors, Ceiling Mounted | 0.049792 | 0.038632 |  | 429.24 | 1 | 0.77586 | 8620.6897 | 10 |  | 129 | 2590.786 | Per 500W Controlled | GSLD | 1 | 1 | 1 | 1 | 1 | 1 | 1 | 1 | 1 | 1 | 1 | 1 | CcoEgsld505 | CcoE | gsld | 505 | 25.7544 | 517.2414 | [30 empty] | 0 | 0 | 0
505 | Lighting-Interior | Controls | College and University | New | Occupancy Sensors, Ceiling Mounted | 0.049792 | 0.038632 |  | 429.24 | 1 | 0.77586 | 8620.6897 | 10 |  | 129 | 2590.786 | Per 500W Controlled | GSLD | 1 | 1 | 1 | 1 | 1 | 1 | 1 | 1 | 1 | 1 | 1 | 1 | CcoNgsld505 | CcoN | gsld | 505 | 25.7544 | 517.2414 | [30 empty] | 0 | 0 | 0
505 | Lighting-Interior | Controls | Data Center | Existing | Occupancy Sensors, Ceiling Mounted | 0.051122 | 0.056952 |  | 448.44 | 1 | 1.114 | 8771.9298 | 10 |  | 129 | 2523.3676 | Per 500W Controlled | GSLD | 1 | 1 | 1 | 1 | 1 | 1 | 1 | 1 | 1 | 1 | 1 | 1 | CdaEgsld505 | CdaE | gsld | 505 | 26.9064 | 526.3158 | [30 empty] | 0 | 0 | 0
505 | Lighting-Interior | Controls | Data Center | New | Occupancy Sensors, Ceiling Mounted | 0.051122 | 0.056952 |  | 448.44 | 1 | 1.114 | 8771.9298 | 10 |  | 129 | 2523.3676 | Per 500W Controlled | GSLD | 1 | 1 | 1 | 1 | 1 | 1 | 1 | 1 | 1 | 1 | 1 | 1 | CdaNgsld505 | CdaN | gsld | 505 | 26.9064 | 526.3158 | [30 empty] | 0 | 0 | 0
505 | Lighting-Interior | Controls | Grocery | Existing | Occupancy Sensors, Ceiling Mounted | 0.14076 | 0.062928 |  | 828 | 1 | 0.44706 | 5882.3529 | 10 |  | 129 | 916.4535 | Per 500W Controlled | GSLD | 1 | 1 | 1 | 1 | 1 | 1 | 1 | 1 | 1 | 1 | 1 | 1 | CgrEgsld505 | CgrE | gsld | 505 | 49.68 | 352.9412 | [30 empty] | 0 | 0 | 0
505 | Lighting-Interior | Controls | Grocery | New | Occupancy Sensors, Ceiling Mounted | 0.14076 | 0.062928 |  | 828 | 1 | 0.44706 | 5882.3529 | 10 |  | 129 | 916.4535 | Per 500W Controlled | GSLD | 1 | 1 | 1 | 1 | 1 | 1 | 1 | 1 | 1 | 1 | 1 | 1 | CgrNgsld505 | CgrN | gsld | 505 | 49.68 | 352.9412 | [30 empty] | 0 | 0 | 0
505 | Lighting-Interior | Controls | Healthcare | Existing | Occupancy Sensors, Ceiling Mounted | 0.060542 | 0.049977 |  | 406.32 | 1 | 0.8255 | 6711.4094 | 10 |  | 129 | 2130.7635 | Per 500W Controlled | GSLD | 1 | 1 | 1 | 1 | 1 | 1 | 1 | 1 | 1 | 1 | 1 | 1 | CheEgsld505 | CheE | gsld | 505 | 24.3792 | 402.6846 | [30 empty] | 0 | 0 | 0
505 | Lighting-Interior | Controls | Healthcare | New | Occupancy Sensors, Ceiling Mounted | 0.060542 | 0.049977 |  | 406.32 | 1 | 0.8255 | 6711.4094 | 10 |  | 129 | 2130.7635 | Per 500W Controlled | GSLD | 1 | 1 | 1 | 1 | 1 | 1 | 1 | 1 | 1 | 1 | 1 | 1 | CheNgsld505 | CheN | gsld | 505 | 24.3792 | 402.6846 | [30 empty] | 0 | 0 | 0
505 | Lighting-Interior | Controls | Hospitals | Existing | Occupancy Sensors, Ceiling Mounted | 0.079762 | 0.061884 |  | 687.6 | 1 | 0.77586 | 8620.6897 | 10 |  | 129 | 1617.3196 | Per 500W Controlled | GSLD | 1 | 1 | 1 | 1 | 1 | 1 | 1 | 1 | 1 | 1 | 1 | 1 | ChoEgsld505 | ChoE | gsld | 505 | 41.256 | 517.2414 | [30 empty] | 0 | 0 | 0
505 | Lighting-Interior | Controls | Hospitals | New | Occupancy Sensors, Ceiling Mounted | 0.079762 | 0.061884 |  | 687.6 | 1 | 0.77586 | 8620.6897 | 10 |  | 129 | 1617.3196 | Per 500W Controlled | GSLD | 1 | 1 | 1 | 1 | 1 | 1 | 1 | 1 | 1 | 1 | 1 | 1 | ChoNgsld505 | ChoN | gsld | 505 | 41.256 | 517.2414 | [30 empty] | 0 | 0 | 0
505 | Lighting-Interior | Controls | Institutional | Existing | Occupancy Sensors, Ceiling Mounted | 0.043747 | 0.05958 |  | 416.64 | 1 | 1.3619 | 9523.8095 | 10 |  | 129 | 2948.7601 | Per 500W Controlled | GSLD | 1 | 1 | 1 | 1 | 1 | 1 | 1 | 1 | 1 | 1 | 1 | 1 | CinEgsld505 | CinE | gsld | 505 | 24.9984 | 571.4286 | [30 empty] | 0 | 0 | 0
505 | Lighting-Interior | Controls | Institutional | New | Occupancy Sensors, Ceiling Mounted | 0.043747 | 0.05958 |  | 416.64 | 1 | 1.3619 | 9523.8095 | 10 |  | 129 | 2948.7601 | Per 500W Controlled | GSLD | 1 | 1 | 1 | 1 | 1 | 1 | 1 | 1 | 1 | 1 | 1 | 1 | CinNgsld505 | CinN | gsld | 505 | 24.9984 | 571.4286 | [30 empty] | 0 | 0 | 0
505 | Lighting-Interior | Controls | Lodging/Hospitality | Existing | Occupancy Sensors, Ceiling Mounted | 0.047645 | 0.067401 |  | 581.04 | 1 | 1.4146 | 12195.122 | 10 |  | 129 | 2707.5085 | Per 500W Controlled | GSLD | 1 | 1 | 1 | 1 | 1 | 1 | 1 | 1 | 1 | 1 | 1 | 1 | CloEgsld505 | CloE | gsld | 505 | 34.8624 | 731.7073 | [30 empty] | 0 | 0 | 0
505 | Lighting-Interior | Controls | Lodging/Hospitality | New | Occupancy Sensors, Ceiling Mounted | 0.047645 | 0.067401 |  | 581.04 | 1 | 1.4146 | 12195.122 | 10 |  | 129 | 2707.5085 | Per 500W Controlled | GSLD | 1 | 1 | 1 | 1 | 1 | 1 | 1 | 1 | 1 | 1 | 1 | 1 | CloNgsld505 | CloN | gsld | 505 | 34.8624 | 731.7073 | [30 empty] | 0 | 0 | 0
505 | Lighting-Interior | Controls | Miscellaneous | Existing | Occupancy Sensors, Ceiling Mounted | 0.056184 | 0.062591 |  | 492.84 | 1 | 1.114 | 8771.9298 | 10 |  | 129 | 2296.0371 | Per 500W Controlled | GSLD | 1 | 1 | 1 | 1 | 1 | 1 | 1 | 1 | 1 | 1 | 1 | 1 | CmiEgsld505 | CmiE | gsld | 505 | 29.5704 | 526.3158 | [30 empty] | 0 | 0 | 0
505 | Lighting-Interior | Controls | Miscellaneous | New | Occupancy Sensors, Ceiling Mounted | 0.056184 | 0.062591 |  | 492.84 | 1 | 1.114 | 8771.9298 | 10 |  | 129 | 2296.0371 | Per 500W Controlled | GSLD | 1 | 1 | 1 | 1 | 1 | 1 | 1 | 1 | 1 | 1 | 1 | 1 | CmiNgsld505 | CmiN | gsld | 505 | 29.5704 | 526.3158 | [30 empty] | 0 | 0 | 0
505 | Lighting-Interior | Controls | Offices | Existing | Occupancy Sensors, Ceiling Mounted | 0.051163 | 0.056998 |  | 448.8 | 1 | 1.114 | 8771.9298 | 10 |  | 129 | 2521.3435 | Per 500W Controlled | GSLD | 1 | 1 | 1 | 1 | 1 | 1 | 1 | 1 | 1 | 1 | 1 | 1 | CofEgsld505 | CofE | gsld | 505 | 26.928 | 526.3158 | [30 empty] | 0 | 0 | 0
505 | Lighting-Interior | Controls | Offices | New | Occupancy Sensors, Ceiling Mounted | 0.051163 | 0.056998 |  | 448.8 | 1 | 1.114 | 8771.9298 | 10 |  | 129 | 2521.3435 | Per 500W Controlled | GSLD | 1 | 1 | 1 | 1 | 1 | 1 | 1 | 1 | 1 | 1 | 1 | 1 | CofNgsld505 | CofN | gsld | 505 | 26.928 | 526.3158 | [30 empty] | 0 | 0 | 0
505 | Lighting-Interior | Controls | Restaurants | Existing | Occupancy Sensors, Ceiling Mounted | 0.095004 | 0.055102 |  | 633.36 | 1 | 0.58 | 6666.6667 | 10 |  | 129 | 1357.8376 | Per 500W Controlled | GSLD | 1 | 1 | 1 | 1 | 1 | 1 | 1 | 1 | 1 | 1 | 1 | 1 | CreEgsld505 | CreE | gsld | 505 | 38.0016 | 400 | [30 empty] | 0 | 0 | 0
505 | Lighting-Interior | Controls | Restaurants | New | Occupancy Sensors, Ceiling Mounted | 0.095004 | 0.055102 |  | 633.36 | 1 | 0.58 | 6666.6667 | 10 |  | 129 | 1357.8376 | Per 500W Controlled | GSLD | 1 | 1 | 1 | 1 | 1 | 1 | 1 | 1 | 1 | 1 | 1 | 1 | CreNgsld505 | CreN | gsld | 505 | 38.0016 | 400 | [30 empty] | 0 | 0 | 0
505 | Lighting-Interior | Controls | Retail | Existing | Occupancy Sensors, Ceiling Mounted | 0.073947 | 0.034332 |  | 440.16 | 1 | 0.46429 | 5952.381 | 10 |  | 129 | 1744.4955 | Per 500W Controlled | GSLD | 1 | 1 | 1 | 1 | 1 | 1 | 1 | 1 | 1 | 1 | 1 | 1 | CrtEgsld505 | CrtE | gsld | 505 | 26.4096 | 357.1429 | [30 empty] | 0 | 0 | 0
505 | Lighting-Interior | Controls | Retail | New | Occupancy Sensors, Ceiling Mounted | 0.073947 | 0.034332 |  | 440.16 | 1 | 0.46429 | 5952.381 | 10 |  | 129 | 1744.4955 | Per 500W Controlled | GSLD | 1 | 1 | 1 | 1 | 1 | 1 | 1 | 1 | 1 | 1 | 1 | 1 | CrtNgsld505 | CrtN | gsld | 505 | 26.4096 | 357.1429 | [30 empty] | 0 | 0 | 0
505 | Lighting-Interior | Controls | Schools K-12 | Existing | Occupancy Sensors, Ceiling Mounted | 0.035323 | 0.039656 |  | 333.24 | 1 | 1.1226 | 9433.9623 | 10 |  | 129 | 3651.9659 | Per 500W Controlled | GSLD | 1 | 1 | 1 | 1 | 1 | 1 | 1 | 1 | 1 | 1 | 1 | 1 | CscEgsld505 | CscE | gsld | 505 | 19.9944 | 566.0377 | [30 empty] | 0 | 0 | 0
505 | Lighting-Interior | Controls | Schools K-12 | New | Occupancy Sensors, Ceiling Mounted | 0.035323 | 0.039656 |  | 333.24 | 1 | 1.1226 | 9433.9623 | 10 |  | 129 | 3651.9659 | Per 500W Controlled | GSLD | 1 | 1 | 1 | 1 | 1 | 1 | 1 | 1 | 1 | 1 | 1 | 1 | CscNgsld505 | CscN | gsld | 505 | 19.9944 | 566.0377 | [30 empty] | 0 | 0 | 0
505 | Lighting-Interior | Controls | Warehouse | Existing | Occupancy Sensors, Ceiling Mounted | 0.073564 | 0.052546 |  | 437.88 | 1 | 0.71429 | 5952.381 | 10 |  | 129 | 1753.5789 | Per 500W Controlled | GSLD | 1 | 1 | 1 | 1 | 1 | 1 | 1 | 1 | 1 | 1 | 1 | 1 | CwaEgsld505 | CwaE | gsld | 505 | 26.2728 | 357.1429 | [30 empty] | 0 | 0 | 0
505 | Lighting-Interior | Controls | Warehouse | New | Occupancy Sensors, Ceiling Mounted | 0.073564 | 0.052546 |  | 437.88 | 1 | 0.71429 | 5952.381 | 10 |  | 129 | 1753.5789 | Per 500W Controlled | GSLD | 1 | 1 | 1 | 1 | 1 | 1 | 1 | 1 | 1 | 1 | 1 | 1 | CwaNgsld505 | CwaN | gsld | 505 | 26.2728 | 357.1429 | [30 empty] | 0 | 0 | 0
506 | Lighting-Interior | Controls | Assembly | Existing | Occupancy Sensors, Switch Mounted | 0.052866 | 0.025641 |  | 316.56 | 1 | 0.48503 | 5988.024 | 10 |  | 56.59 | 1070.452 | Per 500W Controlled | GSLD | 1 | 1 | 1 | 1 | 1 | 1 | 1 | 1 | 1 | 1 | 1 | 1 | CasEgsld506 | CasE | gsld | 506 | 18.9936 | 359.2814 | [30 empty] | 0 | 0 | 0
506 | Lighting-Interior | Controls | Assembly | New | Occupancy Sensors, Switch Mounted | 0.052866 | 0.025641 |  | 316.56 | 1 | 0.48503 | 5988.024 | 10 |  | 56.59 | 1070.452 | Per 500W Controlled | GSLD | 1 | 1 | 1 | 1 | 1 | 1 | 1 | 1 | 1 | 1 | 1 | 1 | CasNgsld506 | CasN | gsld | 506 | 18.9936 | 359.2814 | [30 empty] | 0 | 0 | 0
506 | Lighting-Interior | Controls | College and University | Existing | Occupancy Sensors, Switch Mounted | 0.049792 | 0.038632 |  | 429.24 | 1 | 0.77586 | 8620.6897 | 10 |  | 56.59 | 1136.5316 | Per 500W Controlled | GSLD | 1 | 1 | 1 | 1 | 1 | 1 | 1 | 1 | 1 | 1 | 1 | 1 | CcoEgsld506 | CcoE | gsld | 506 | 25.7544 | 517.2414 | [30 empty] | 0 | 0 | 0
506 | Lighting-Interior | Controls | College and University | New | Occupancy Sensors, Switch Mounted | 0.049792 | 0.038632 |  | 429.24 | 1 | 0.77586 | 8620.6897 | 10 |  | 56.59 | 1136.5316 | Per 500W Controlled | GSLD | 1 | 1 | 1 | 1 | 1 | 1 | 1 | 1 | 1 | 1 | 1 | 1 | CcoNgsld506 | CcoN | gsld | 506 | 25.7544 | 517.2414 | [30 empty] | 0 | 0 | 0
506 | Lighting-Interior | Controls | Data Center | Existing | Occupancy Sensors, Switch Mounted | 0.051122 | 0.056952 |  | 448.44 | 1 | 1.114 | 8771.9298 | 10 |  | 56.59 | 1106.9564 | Per 500W Controlled | GSLD | 1 | 1 | 1 | 1 | 1 | 1 | 1 | 1 | 1 | 1 | 1 | 1 | CdaEgsld506 | CdaE | gsld | 506 | 26.9064 | 526.3158 | [30 empty] | 0 | 0 | 0
506 | Lighting-Interior | Controls | Data Center | New | Occupancy Sensors, Switch Mounted | 0.051122 | 0.056952 |  | 448.44 | 1 | 1.114 | 8771.9298 | 10 |  | 56.59 | 1106.9564 | Per 500W Controlled | GSLD | 1 | 1 | 1 | 1 | 1 | 1 | 1 | 1 | 1 | 1 | 1 | 1 | CdaNgsld506 | CdaN | gsld | 506 | 26.9064 | 526.3158 | [30 empty] | 0 | 0 | 0
506 | Lighting-Interior | Controls | Grocery | Existing | Occupancy Sensors, Switch Mounted | 0.14076 | 0.062928 |  | 828 | 1 | 0.44706 | 5882.3529 | 10 |  | 56.59 | 402.0318 | Per 500W Controlled | GSLD | 1 | 1 | 1 | 1 | 1 | 1 | 1 | 1 | 1 | 1 | 1 | 1 | CgrEgsld506 | CgrE | gsld | 506 | 49.68 | 352.9412 | [30 empty] | 0 | 0 | 0
506 | Lighting-Interior | Controls | Grocery | New | Occupancy Sensors, Switch Mounted | 0.14076 | 0.062928 |  | 828 | 1 | 0.44706 | 5882.3529 | 10 |  | 56.59 | 402.0318 | Per 500W Controlled | GSLD | 1 | 1 | 1 | 1 | 1 | 1 | 1 | 1 | 1 | 1 | 1 | 1 | CgrNgsld506 | CgrN | gsld | 506 | 49.68 | 352.9412 | [30 empty] | 0 | 0 | 0
506 | Lighting-Interior | Controls | Healthcare | Existing | Occupancy Sensors, Switch Mounted | 0.060542 | 0.049977 |  | 406.32 | 1 | 0.8255 | 6711.4094 | 10 |  | 56.59 | 934.7279 | Per 500W Controlled | GSLD | 1 | 1 | 1 | 1 | 1 | 1 | 1 | 1 | 1 | 1 | 1 | 1 | CheEgsld506 | CheE | gsld | 506 | 24.3792 | 402.6846 | [30 empty] | 0 | 0 | 0
506 | Lighting-Interior | Controls | Healthcare | New | Occupancy Sensors, Switch Mounted | 0.060542 | 0.049977 |  | 406.32 | 1 | 0.8255 | 6711.4094 | 10 |  | 56.59 | 934.7279 | Per 500W Controlled | GSLD | 1 | 1 | 1 | 1 | 1 | 1 | 1 | 1 | 1 | 1 | 1 | 1 | CheNgsld506 | CheN | gsld | 506 | 24.3792 | 402.6846 | [30 empty] | 0 | 0 | 0
506 | Lighting-Interior | Controls | Hospitals | Existing | Occupancy Sensors, Switch Mounted | 0.079762 | 0.061884 |  | 687.6 | 1 | 0.77586 | 8620.6897 | 10 |  | 56.59 | 709.4893 | Per 500W Controlled | GSLD | 1 | 1 | 1 | 1 | 1 | 1 | 1 | 1 | 1 | 1 | 1 | 1 | ChoEgsld506 | ChoE | gsld | 506 | 41.256 | 517.2414 | [30 empty] | 0 | 0 | 0
506 | Lighting-Interior | Controls | Hospitals | New | Occupancy Sensors, Switch Mounted | 0.079762 | 0.061884 |  | 687.6 | 1 | 0.77586 | 8620.6897 | 10 |  | 56.59 | 709.4893 | Per 500W Controlled | GSLD | 1 | 1 | 1 | 1 | 1 | 1 | 1 | 1 | 1 | 1 | 1 | 1 | ChoNgsld506 | ChoN | gsld | 506 | 41.256 | 517.2414 | [30 empty] | 0 | 0 | 0
506 | Lighting-Interior | Controls | Institutional | Existing | Occupancy Sensors, Switch Mounted | 0.043747 | 0.05958 |  | 416.64 | 1 | 1.3619 | 9523.8095 | 10 |  | 56.59 | 1293.5685 | Per 500W Controlled | GSLD | 1 | 1 | 1 | 1 | 1 | 1 | 1 | 1 | 1 | 1 | 1 | 1 | CinEgsld506 | CinE | gsld | 506 | 24.9984 | 571.4286 | [30 empty] | 0 | 0 | 0
506 | Lighting-Interior | Controls | Institutional | New | Occupancy Sensors, Switch Mounted | 0.043747 | 0.05958 |  | 416.64 | 1 | 1.3619 | 9523.8095 | 10 |  | 56.59 | 1293.5685 | Per 500W Controlled | GSLD | 1 | 1 | 1 | 1 | 1 | 1 | 1 | 1 | 1 | 1 | 1 | 1 | CinNgsld506 | CinN | gsld | 506 | 24.9984 | 571.4286 | [30 empty] | 0 | 0 | 0
506 | Lighting-Interior | Controls | Lodging/Hospitality | Existing | Occupancy Sensors, Switch Mounted | 0.047645 | 0.067401 |  | 581.04 | 1 | 1.4146 | 12195.122 | 10 |  | 56.59 | 1187.7357 | Per 500W Controlled | GSLD | 1 | 1 | 1 | 1 | 1 | 1 | 1 | 1 | 1 | 1 | 1 | 1 | CloEgsld506 | CloE | gsld | 506 | 34.8624 | 731.7073 | [30 empty] | 0 | 0 | 0
506 | Lighting-Interior | Controls | Lodging/Hospitality | New | Occupancy Sensors, Switch Mounted | 0.047645 | 0.067401 |  | 581.04 | 1 | 1.4146 | 12195.122 | 10 |  | 56.59 | 1187.7357 | Per 500W Controlled | GSLD | 1 | 1 | 1 | 1 | 1 | 1 | 1 | 1 | 1 | 1 | 1 | 1 | CloNgsld506 | CloN | gsld | 506 | 34.8624 | 731.7073 | [30 empty] | 0 | 0 | 0
506 | Lighting-Interior | Controls | Miscellaneous | Existing | Occupancy Sensors, Switch Mounted | 0.056184 | 0.062591 |  | 492.84 | 1 | 1.114 | 8771.9298 | 10 |  | 56.59 | 1007.2306 | Per 500W Controlled | GSLD | 1 | 1 | 1 | 1 | 1 | 1 | 1 | 1 | 1 | 1 | 1 | 1 | CmiEgsld506 | CmiE | gsld | 506 | 29.5704 | 526.3158 | [30 empty] | 0 | 0 | 0
506 | Lighting-Interior | Controls | Miscellaneous | New | Occupancy Sensors, Switch Mounted | 0.056184 | 0.062591 |  | 492.84 | 1 | 1.114 | 8771.9298 | 10 |  | 56.59 | 1007.2306 | Per 500W Controlled | GSLD | 1 | 1 | 1 | 1 | 1 | 1 | 1 | 1 | 1 | 1 | 1 | 1 | CmiNgsld506 | CmiN | gsld | 506 | 29.5704 | 526.3158 | [30 empty] | 0 | 0 | 0
506 | Lighting-Interior | Controls | Offices | Existing | Occupancy Sensors, Switch Mounted | 0.051163 | 0.056998 |  | 448.8 | 1 | 1.114 | 8771.9298 | 10 |  | 56.59 | 1106.0684 | Per 500W Controlled | GSLD | 1 | 1 | 1 | 1 | 1 | 1 | 1 | 1 | 1 | 1 | 1 | 1 | CofEgsld506 | CofE | gsld | 506 | 26.928 | 526.3158 | [30 empty] | 0 | 0 | 0
506 | Lighting-Interior | Controls | Offices | New | Occupancy Sensors, Switch Mounted | 0.051163 | 0.056998 |  | 448.8 | 1 | 1.114 | 8771.9298 | 10 |  | 56.59 | 1106.0684 | Per 500W Controlled | GSLD | 1 | 1 | 1 | 1 | 1 | 1 | 1 | 1 | 1 | 1 | 1 | 1 | CofNgsld506 | CofN | gsld | 506 | 26.928 | 526.3158 | [30 empty] | 0 | 0 | 0
506 | Lighting-Interior | Controls | Restaurants | Existing | Occupancy Sensors, Switch Mounted | 0.095004 | 0.055102 |  | 633.36 | 1 | 0.58 | 6666.6667 | 10 |  | 56.59 | 595.6591 | Per 500W Controlled | GSLD | 1 | 1 | 1 | 1 | 1 | 1 | 1 | 1 | 1 | 1 | 1 | 1 | CreEgsld506 | CreE | gsld | 506 | 38.0016 | 400 | [30 empty] | 0 | 0 | 0
506 | Lighting-Interior | Controls | Restaurants | New | Occupancy Sensors, Switch Mounted | 0.095004 | 0.055102 |  | 633.36 | 1 | 0.58 | 6666.6667 | 10 |  | 56.59 | 595.6591 | Per 500W Controlled | GSLD | 1 | 1 | 1 | 1 | 1 | 1 | 1 | 1 | 1 | 1 | 1 | 1 | CreNgsld506 | CreN | gsld | 506 | 38.0016 | 400 | [30 empty] | 0 | 0 | 0
506 | Lighting-Interior | Controls | Retail | Existing | Occupancy Sensors, Switch Mounted | 0.073947 | 0.034332 |  | 440.16 | 1 | 0.46429 | 5952.381 | 10 |  | 56.59 | 765.2791 | Per 500W Controlled | GSLD | 1 | 1 | 1 | 1 | 1 | 1 | 1 | 1 | 1 | 1 | 1 | 1 | CrtEgsld506 | CrtE | gsld | 506 | 26.4096 | 357.1429 | [30 empty] | 0 | 0 | 0
506 | Lighting-Interior | Controls | Retail | New | Occupancy Sensors, Switch Mounted | 0.073947 | 0.034332 |  | 440.16 | 1 | 0.46429 | 5952.381 | 10 |  | 56.59 | 765.2791 | Per 500W Controlled | GSLD | 1 | 1 | 1 | 1 | 1 | 1 | 1 | 1 | 1 | 1 | 1 | 1 | CrtNgsld506 | CrtN | gsld | 506 | 26.4096 | 357.1429 | [30 empty] | 0 | 0 | 0
506 | Lighting-Interior | Controls | Schools K-12 | Existing | Occupancy Sensors, Switch Mounted | 0.035323 | 0.039656 |  | 333.24 | 1 | 1.1226 | 9433.9623 | 10 |  | 56.59 | 1602.0523 | Per 500W Controlled | GSLD | 1 | 1 | 1 | 1 | 1 | 1 | 1 | 1 | 1 | 1 | 1 | 1 | CscEgsld506 | CscE | gsld | 506 | 19.9944 | 566.0377 | [30 empty] | 0 | 0 | 0
506 | Lighting-Interior | Controls | Schools K-12 | New | Occupancy Sensors, Switch Mounted | 0.035323 | 0.039656 |  | 333.24 | 1 | 1.1226 | 9433.9623 | 10 |  | 56.59 | 1602.0523 | Per 500W Controlled | GSLD | 1 | 1 | 1 | 1 | 1 | 1 | 1 | 1 | 1 | 1 | 1 | 1 | CscNgsld506 | CscN | gsld | 506 | 19.9944 | 566.0377 | [30 empty] | 0 | 0 | 0
506 | Lighting-Interior | Controls | Warehouse | Existing | Occupancy Sensors, Switch Mounted | 0.073564 | 0.052546 |  | 437.88 | 1 | 0.71429 | 5952.381 | 10 |  | 56.59 | 769.2638 | Per 500W Controlled | GSLD | 1 | 1 | 1 | 1 | 1 | 1 | 1 | 1 | 1 | 1 | 1 | 1 | CwaEgsld506 | CwaE | gsld | 506 | 26.2728 | 357.1429 | [30 empty] | 0 | 0 | 0
506 | Lighting-Interior | Controls | Warehouse | New | Occupancy Sensors, Switch Mounted | 0.073564 | 0.052546 |  | 437.88 | 1 | 0.71429 | 5952.381 | 10 |  | 56.59 | 769.2638 | Per 500W Controlled | GSLD | 1 | 1 | 1 | 1 | 1 | 1 | 1 | 1 | 1 | 1 | 1 | 1 | CwaNgsld506 | CwaN | gsld | 506 | 26.2728 | 357.1429 | [30 empty] | 0 | 0 | 0
507 | Lighting-Interior | Controls | Assembly | Existing | Time Clock Control | 0.052866 | 0.025641 |  | 316.56 | 1 | 0.48503 | 5988.024 | 8 |  | 26 | 491.8139 | Per End Use Consumption | GSLD | 1 | 1 | 1 | 1 | 1 | 1 | 1 | 1 | 1 | 1 | 1 | 1 | CasEgsld507 | CasE | gsld | 507 | 18.9936 | 359.2814 | [30 empty] | 0 | 0 | 0
507 | Lighting-Interior | Controls | Assembly | New | Time Clock Control | 0.052866 | 0.025641 |  | 316.56 | 1 | 0.48503 | 5988.024 | 8 |  | 26 | 491.8139 | Per End Use Consumption | GSLD | 1 | 1 | 1 | 1 | 1 | 1 | 1 | 1 | 1 | 1 | 1 | 1 | CasNgsld507 | CasN | gsld | 507 | 18.9936 | 359.2814 | [30 empty] | 0 | 0 | 0
507 | Lighting-Interior | Controls | College and University | Existing | Time Clock Control | 0.049792 | 0.038632 |  | 429.24 | 1 | 0.77586 | 8620.6897 | 8 |  | 26 | 522.1739 | Per End Use Consumption | GSLD | 1 | 1 | 1 | 1 | 1 | 1 | 1 | 1 | 1 | 1 | 1 | 1 | CcoEgsld507 | CcoE | gsld | 507 | 25.7544 | 517.2414 | [30 empty] | 0 | 0 | 0
507 | Lighting-Interior | Controls | College and University | New | Time Clock Control | 0.049792 | 0.038632 |  | 429.24 | 1 | 0.77586 | 8620.6897 | 8 |  | 26 | 522.1739 | Per End Use Consumption | GSLD | 1 | 1 | 1 | 1 | 1 | 1 | 1 | 1 | 1 | 1 | 1 | 1 | CcoNgsld507 | CcoN | gsld | 507 | 25.7544 | 517.2414 | [30 empty] | 0 | 0 | 0
507 | Lighting-Interior | Controls | Data Center | Existing | Time Clock Control | 0.051122 | 0.056952 |  | 448.44 | 1 | 1.114 | 8771.9298 | 8 |  | 26 | 508.5857 | Per End Use Consumption | GSLD | 1 | 1 | 1 | 1 | 1 | 1 | 1 | 1 | 1 | 1 | 1 | 1 | CdaEgsld507 | CdaE | gsld | 507 | 26.9064 | 526.3158 | [30 empty] | 0 | 0 | 0
507 | Lighting-Interior | Controls | Data Center | New | Time Clock Control | 0.051122 | 0.056952 |  | 448.44 | 1 | 1.114 | 8771.9298 | 8 |  | 26 | 508.5857 | Per End Use Consumption | GSLD | 1 | 1 | 1 | 1 | 1 | 1 | 1 | 1 | 1 | 1 | 1 | 1 | CdaNgsld507 | CdaN | gsld | 507 | 26.9064 | 526.3158 | [30 empty] | 0 | 0 | 0
507 | Lighting-Interior | Controls | Grocery | Existing | Time Clock Control | 0.14076 | 0.062928 |  | 828 | 1 | 0.44706 | 5882.3529 | 8 |  | 26 | 184.7116 | Per End Use Consumption | GSLD | 1 | 1 | 1 | 1 | 1 | 1 | 1 | 1 | 1 | 1 | 1 | 1 | CgrEgsld507 | CgrE | gsld | 507 | 49.68 | 352.9412 | [30 empty] | 0 | 0 | 0
507 | Lighting-Interior | Controls | Grocery | New | Time Clock Control | 0.14076 | 0.062928 |  | 828 | 1 | 0.44706 | 5882.3529 | 8 |  | 26 | 184.7116 | Per End Use Consumption | GSLD | 1 | 1 | 1 | 1 | 1 | 1 | 1 | 1 | 1 | 1 | 1 | 1 | CgrNgsld507 | CgrN | gsld | 507 | 49.68 | 352.9412 | [30 empty] | 0 | 0 | 0
507 | Lighting-Interior | Controls | Healthcare | Existing | Time Clock Control | 0.060542 | 0.049977 |  | 406.32 | 1 | 0.8255 | 6711.4094 | 8 |  | 26 | 429.4562 | Per End Use Consumption | GSLD | 1 | 1 | 1 | 1 | 1 | 1 | 1 | 1 | 1 | 1 | 1 | 1 | CheEgsld507 | CheE | gsld | 507 | 24.3792 | 402.6846 | [30 empty] | 0 | 0 | 0
507 | Lighting-Interior | Controls | Healthcare | New | Time Clock Control | 0.060542 | 0.049977 |  | 406.32 | 1 | 0.8255 | 6711.4094 | 8 |  | 26 | 429.4562 | Per End Use Consumption | GSLD | 1 | 1 | 1 | 1 | 1 | 1 | 1 | 1 | 1 | 1 | 1 | 1 | CheNgsld507 | CheN | gsld | 507 | 24.3792 | 402.6846 | [30 empty] | 0 | 0 | 0
507 | Lighting-Interior | Controls | Hospitals | Existing | Time Clock Control | 0.079762 | 0.061884 |  | 687.6 | 1 | 0.77586 | 8620.6897 | 8 |  | 26 | 325.9714 | Per End Use Consumption | GSLD | 1 | 1 | 1 | 1 | 1 | 1 | 1 | 1 | 1 | 1 | 1 | 1 | ChoEgsld507 | ChoE | gsld | 507 | 41.256 | 517.2414 | [30 empty] | 0 | 0 | 0
507 | Lighting-Interior | Controls | Hospitals | New | Time Clock Control | 0.079762 | 0.061884 |  | 687.6 | 1 | 0.77586 | 8620.6897 | 8 |  | 26 | 325.9714 | Per End Use Consumption | GSLD | 1 | 1 | 1 | 1 | 1 | 1 | 1 | 1 | 1 | 1 | 1 | 1 | ChoNgsld507 | ChoN | gsld | 507 | 41.256 | 517.2414 | [30 empty] | 0 | 0 | 0
507 | Lighting-Interior | Controls | Institutional | Existing | Time Clock Control | 0.043747 | 0.05958 |  | 416.64 | 1 | 1.3619 | 9523.8095 | 8 |  | 26 | 594.3238 | Per End Use Consumption | GSLD | 1 | 1 | 1 | 1 | 1 | 1 | 1 | 1 | 1 | 1 | 1 | 1 | CinEgsld507 | CinE | gsld | 507 | 24.9984 | 571.4286 | [30 empty] | 0 | 0 | 0
507 | Lighting-Interior | Controls | Institutional | New | Time Clock Control | 0.043747 | 0.05958 |  | 416.64 | 1 | 1.3619 | 9523.8095 | 8 |  | 26 | 594.3238 | Per End Use Consumption | GSLD | 1 | 1 | 1 | 1 | 1 | 1 | 1 | 1 | 1 | 1 | 1 | 1 | CinNgsld507 | CinN | gsld | 507 | 24.9984 | 571.4286 | [30 empty] | 0 | 0 | 0
507 | Lighting-Interior | Controls | Lodging/Hospitality | Existing | Time Clock Control | 0.047645 | 0.067401 |  | 581.04 | 1 | 1.4146 | 12195.122 | 8 |  | 26 | 545.6994 | Per End Use Consumption | GSLD | 1 | 1 | 1 | 1 | 1 | 1 | 1 | 1 | 1 | 1 | 1 | 1 | CloEgsld507 | CloE | gsld | 507 | 34.8624 | 731.7073 | [30 empty] | 0 | 0 | 0
507 | Lighting-Interior | Controls | Lodging/Hospitality | New | Time Clock Control | 0.047645 | 0.067401 |  | 581.04 | 1 | 1.4146 | 12195.122 | 8 |  | 26 | 545.6994 | Per End Use Consumption | GSLD | 1 | 1 | 1 | 1 | 1 | 1 | 1 | 1 | 1 | 1 | 1 | 1 | CloNgsld507 | CloN | gsld | 507 | 34.8624 | 731.7073 | [30 empty] | 0 | 0 | 0
507 | Lighting-Interior | Controls | Miscellaneous | Existing | Time Clock Control | 0.056184 | 0.062591 |  | 492.84 | 1 | 1.114 | 8771.9298 | 8 |  | 26 | 462.7672 | Per End Use Consumption | GSLD | 1 | 1 | 1 | 1 | 1 | 1 | 1 | 1 | 1 | 1 | 1 | 1 | CmiEgsld507 | CmiE | gsld | 507 | 29.5704 | 526.3158 | [30 empty] | 0 | 0 | 0
507 | Lighting-Interior | Controls | Miscellaneous | New | Time Clock Control | 0.056184 | 0.062591 |  | 492.84 | 1 | 1.114 | 8771.9298 | 8 |  | 26 | 462.7672 | Per End Use Consumption | GSLD | 1 | 1 | 1 | 1 | 1 | 1 | 1 | 1 | 1 | 1 | 1 | 1 | CmiNgsld507 | CmiN | gsld | 507 | 29.5704 | 526.3158 | [30 empty] | 0 | 0 | 0
507 | Lighting-Interior | Controls | Offices | Existing | Time Clock Control | 0.051163 | 0.056998 |  | 448.8 | 1 | 1.114 | 8771.9298 | 8 |  | 26 | 508.1778 | Per End Use Consumption | GSLD | 1 | 1 | 1 | 1 | 1 | 1 | 1 | 1 | 1 | 1 | 1 | 1 | CofEgsld507 | CofE | gsld | 507 | 26.928 | 526.3158 | [30 empty] | 0 | 0 | 0
507 | Lighting-Interior | Controls | Offices | New | Time Clock Control | 0.051163 | 0.056998 |  | 448.8 | 1 | 1.114 | 8771.9298 | 8 |  | 26 | 508.1778 | Per End Use Consumption | GSLD | 1 | 1 | 1 | 1 | 1 | 1 | 1 | 1 | 1 | 1 | 1 | 1 | CofNgsld507 | CofN | gsld | 507 | 26.928 | 526.3158 | [30 empty] | 0 | 0 | 0
507 | Lighting-Interior | Controls | Restaurants | Existing | Time Clock Control | 0.095004 | 0.055102 |  | 633.36 | 1 | 0.58 | 6666.6667 | 8 |  | 26 | 273.6727 | Per End Use Consumption | GSLD | 1 | 1 | 1 | 1 | 1 | 1 | 1 | 1 | 1 | 1 | 1 | 1 | CreEgsld507 | CreE | gsld | 507 | 38.0016 | 400 | [30 empty] | 0 | 0 | 0
507 | Lighting-Interior | Controls | Restaurants | New | Time Clock Control | 0.095004 | 0.055102 |  | 633.36 | 1 | 0.58 | 6666.6667 | 8 |  | 26 | 273.6727 | Per End Use Consumption | GSLD | 1 | 1 | 1 | 1 | 1 | 1 | 1 | 1 | 1 | 1 | 1 | 1 | CreNgsld507 | CreN | gsld | 507 | 38.0016 | 400 | [30 empty] | 0 | 0 | 0
507 | Lighting-Interior | Controls | Retail | Existing | Time Clock Control | 0.073947 | 0.034332 |  | 440.16 | 1 | 0.46429 | 5952.381 | 8 |  | 26 | 351.6037 | Per End Use Consumption | GSLD | 1 | 1 | 1 | 1 | 1 | 1 | 1 | 1 | 1 | 1 | 1 | 1 | CrtEgsld507 | CrtE | gsld | 507 | 26.4096 | 357.1429 | [30 empty] | 0 | 0 | 0
507 | Lighting-Interior | Controls | Retail | New | Time Clock Control | 0.073947 | 0.034332 |  | 440.16 | 1 | 0.46429 | 5952.381 | 8 |  | 26 | 351.6037 | Per End Use Consumption | GSLD | 1 | 1 | 1 | 1 | 1 | 1 | 1 | 1 | 1 | 1 | 1 | 1 | CrtNgsld507 | CrtN | gsld | 507 | 26.4096 | 357.1429 | [30 empty] | 0 | 0 | 0
507 | Lighting-Interior | Controls | Schools K-12 | Existing | Time Clock Control | 0.035323 | 0.039656 |  | 333.24 | 1 | 1.1226 | 9433.9623 | 8 |  | 26 | 736.0552 | Per End Use Consumption | GSLD | 1 | 1 | 1 | 1 | 1 | 1 | 1 | 1 | 1 | 1 | 1 | 1 | CscEgsld507 | CscE | gsld | 507 | 19.9944 | 566.0377 | [30 empty] | 0 | 0 | 0
507 | Lighting-Interior | Controls | Schools K-12 | New | Time Clock Control | 0.035323 | 0.039656 |  | 333.24 | 1 | 1.1226 | 9433.9623 | 8 |  | 26 | 736.0552 | Per End Use Consumption | GSLD | 1 | 1 | 1 | 1 | 1 | 1 | 1 | 1 | 1 | 1 | 1 | 1 | CscNgsld507 | CscN | gsld | 507 | 19.9944 | 566.0377 | [30 empty] | 0 | 0 | 0
507 | Lighting-Interior | Controls | Warehouse | Existing | Time Clock Control | 0.073564 | 0.052546 |  | 437.88 | 1 | 0.71429 | 5952.381 | 8 |  | 26 | 353.4345 | Per End Use Consumption | GSLD | 1 | 1 | 1 | 1 | 1 | 1 | 1 | 1 | 1 | 1 | 1 | 1 | CwaEgsld507 | CwaE | gsld | 507 | 26.2728 | 357.1429 | [30 empty] | 0 | 0 | 0
507 | Lighting-Interior | Controls | Warehouse | New | Time Clock Control | 0.073564 | 0.052546 |  | 437.88 | 1 | 0.71429 | 5952.381 | 8 |  | 26 | 353.4345 | Per End Use Consumption | GSLD | 1 | 1 | 1 | 1 | 1 | 1 | 1 | 1 | 1 | 1 | 1 | 1 | CwaNgsld507 | CwaN | gsld | 507 | 26.2728 | 357.1429 | [30 empty] | 0 | 0 | 0
508 | Lighting-Interior | LED | Assembly | Turnover | Energy Star LED Directional Lamp | 0.018327 | 0.0088889 |  | 109.74 | 1 | 0.48503 | 5988.024 | 5 |  | 1.7 | 92.7614 | Per lamp | GSLD | 1 | 1 | 1 | 1 | 1 | 1 | 1 | 1 | 1 | 1 | 1 | 1 | CasTgsld508 | CasT | gsld | 508 | 6.5844 | 359.2814 | [30 empty] | 50.4721 | 8.4155 | 4.0712
508 | Lighting-Interior | LED | Assembly | New | Energy Star LED Directional Lamp | 0.018327 | 0.0088889 |  | 109.74 | 1 | 0.48503 | 5988.024 | 5 |  | 1.7 | 92.7614 | Per lamp | GSLD | 1 | 1 | 1 | 1 | 1 | 1 | 1 | 1 | 1 | 1 | 1 | 1 | CasNgsld508 | CasN | gsld | 508 | 6.5844 | 359.2814 | [30 empty] | 0.56722 | 0.094576 | 0.045753
508 | Lighting-Interior | LED | College and University | Turnover | Energy Star LED Directional Lamp | 0.017261 | 0.013392 |  | 148.8 | 1 | 0.77586 | 8620.6897 | 5 |  | 1.7 | 98.4891 | Per lamp | GSLD | 1 | 1 | 1 | 1 | 1 | 1 | 1 | 1 | 1 | 1 | 1 | 1 | CcoTgsld508 | CcoT | gsld | 508 | 8.928 | 517.2414 | [30 empty] | 0.53971 | 0.062754 | 0.048685
508 | Lighting-Interior | LED | College and University | New | Energy Star LED Directional Lamp | 0.017261 | 0.013392 |  | 148.8 | 1 | 0.77586 | 8620.6897 | 5 |  | 1.7 | 98.4891 | Per lamp | GSLD | 1 | 1 | 1 | 1 | 1 | 1 | 1 | 1 | 1 | 1 | 1 | 1 | CcoNgsld508 | CcoN | gsld | 508 | 8.928 | 517.2414 | [30 empty] | 0.0060654 | 0.00070524 | 0.00054713
508 | Lighting-Interior | LED | Data Center | Turnover | Energy Star LED Directional Lamp | 0.017722 | 0.019743 |  | 155.46 | 1 | 1.114 | 8771.9298 | 5 |  | 1.7 | 95.9236 | Per lamp | GSLD | 1 | 1 | 1 | 1 | 1 | 1 | 1 | 1 | 1 | 1 | 1 | 1 | CdaTgsld508 | CdaT | gsld | 508 | 9.3276 | 526.3158 | [30 empty] | 0.065148 | 0.0074344 | 0.0082827
508 | Lighting-Interior | LED | Data Center | New | Energy Star LED Directional Lamp | 0.017722 | 0.019743 |  | 155.46 | 1 | 1.114 | 8771.9298 | 5 |  | 1.7 | 95.9236 | Per lamp | GSLD | 1 | 1 | 1 | 1 | 1 | 1 | 1 | 1 | 1 | 1 | 1 | 1 | CdaNgsld508 | CdaN | gsld | 508 | 9.3276 | 526.3158 | [30 empty] | 0.0007333 | 8.3682e-05 | 9.3229e-05
508 | Lighting-Interior | LED | Grocery | Turnover | Energy Star LED Directional Lamp | 0.048797 | 0.021815 |  | 287.04 | 1 | 0.44706 | 5882.3529 | 5 |  | 1.7 | 34.8384 | Per lamp | GSLD | 1 | 1 | 1 | 1 | 1 | 1 | 1 | 1 | 1 | 1 | 1 | 1 | CgrTgsld508 | CgrT | gsld | 508 | 17.2224 | 352.9412 | [30 empty] | 2.0078 | 0.34059 | 0.15189
508 | Lighting-Interior | LED | Grocery | New | Energy Star LED Directional Lamp | 0.048797 | 0.021815 |  | 287.04 | 1 | 0.44706 | 5882.3529 | 5 |  | 1.7 | 34.8384 | Per lamp | GSLD | 1 | 1 | 1 | 1 | 1 | 1 | 1 | 1 | 1 | 1 | 1 | 1 | CgrNgsld508 | CgrN | gsld | 508 | 17.2224 | 352.9412 | [30 empty] | 0.022564 | 0.0038276 | 0.0017069
508 | Lighting-Interior | LED | Healthcare | Turnover | Energy Star LED Directional Lamp | 0.020988 | 0.017326 |  | 140.86 | 1 | 0.8255 | 6711.4094 | 5 |  | 1.7 | 80.9981 | Per lamp | GSLD | 1 | 1 | 1 | 1 | 1 | 1 | 1 | 1 | 1 | 1 | 1 | 1 | CheTgsld508 | CheT | gsld | 508 | 8.4516 | 402.6846 | [30 empty] | 12.0081 | 1.7908 | 1.4826
508 | Lighting-Interior | LED | Healthcare | New | Energy Star LED Directional Lamp | 0.020988 | 0.017326 |  | 140.86 | 1 | 0.8255 | 6711.4094 | 5 |  | 1.7 | 80.9981 | Per lamp | GSLD | 1 | 1 | 1 | 1 | 1 | 1 | 1 | 1 | 1 | 1 | 1 | 1 | CheNgsld508 | CheN | gsld | 508 | 8.4516 | 402.6846 | [30 empty] | 0.13495 | 0.020126 | 0.016662
508 | Lighting-Interior | LED | Hospitals | Turnover | Energy Star LED Directional Lamp | 0.027651 | 0.021453 |  | 238.37 | 1 | 0.77586 | 8620.6897 | 5 |  | 1.7 | 61.4808 | Per lamp | GSLD | 1 | 1 | 1 | 1 | 1 | 1 | 1 | 1 | 1 | 1 | 1 | 1 | ChoTgsld508 | ChoT | gsld | 508 | 14.3022 | 517.2414 | [30 empty] | 14.0715 | 1.6361 | 1.2693
508 | Lighting-Interior | LED | Hospitals | New | Energy Star LED Directional Lamp | 0.027651 | 0.021453 |  | 238.37 | 1 | 0.77586 | 8620.6897 | 5 |  | 1.7 | 61.4808 | Per lamp | GSLD | 1 | 1 | 1 | 1 | 1 | 1 | 1 | 1 | 1 | 1 | 1 | 1 | ChoNgsld508 | ChoN | gsld | 508 | 14.3022 | 517.2414 | [30 empty] | 0.15814 | 0.018387 | 0.014265
508 | Lighting-Interior | LED | Institutional | Turnover | Energy Star LED Directional Lamp | 0.015165 | 0.020653 |  | 144.43 | 1 | 1.3619 | 9523.8095 | 5 |  | 1.7 | 112.0991 | Per lamp | GSLD | 1 | 1 | 1 | 1 | 1 | 1 | 1 | 1 | 1 | 1 | 1 | 1 | CinTgsld508 | CinT | gsld | 508 | 8.6658 | 571.4286 | [30 empty] | 13.1673 | 1.3801 | 1.8875
508 | Lighting-Interior | LED | Institutional | New | Energy Star LED Directional Lamp | 0.015165 | 0.020653 |  | 144.43 | 1 | 1.3619 | 9523.8095 | 5 |  | 1.7 | 112.0991 | Per lamp | GSLD | 1 | 1 | 1 | 1 | 1 | 1 | 1 | 1 | 1 | 1 | 1 | 1 | CinNgsld508 | CinN | gsld | 508 | 8.6658 | 571.4286 | [30 empty] | 0.14798 | 0.01551 | 0.021212
508 | Lighting-Interior | LED | Lodging/Hospitality | Turnover | Energy Star LED Directional Lamp | 0.016517 | 0.023366 |  | 201.43 | 1 | 1.4146 | 12195.122 | 5 |  | 1.7 | 102.9226 | Per lamp | GSLD | 1 | 1 | 1 | 1 | 1 | 1 | 1 | 1 | 1 | 1 | 1 | 1 | CloTgsld508 | CloT | gsld | 508 | 12.0858 | 731.7073 | [30 empty] | 43.1274 | 3.554 | 5.0162
508 | Lighting-Interior | LED | Lodging/Hospitality | New | Energy Star LED Directional Lamp | 0.016517 | 0.023366 |  | 201.43 | 1 | 1.4146 | 12195.122 | 5 |  | 1.7 | 102.9226 | Per lamp | GSLD | 1 | 1 | 1 | 1 | 1 | 1 | 1 | 1 | 1 | 1 | 1 | 1 | CloNgsld508 | CloN | gsld | 508 | 12.0858 | 731.7073 | [30 empty] | 0.48468 | 0.039941 | 0.056373
508 | Lighting-Interior | LED | Miscellaneous | Turnover | Energy Star LED Directional Lamp | 0.019477 | 0.021698 |  | 170.85 | 1 | 1.114 | 8771.9298 | 5 |  | 1.7 | 87.2829 | Per lamp | GSLD | 1 | 1 | 1 | 1 | 1 | 1 | 1 | 1 | 1 | 1 | 1 | 1 | CmiTgsld508 | CmiT | gsld | 508 | 10.251 | 526.3158 | [30 empty] | 27.9953 | 3.1947 | 3.5592
508 | Lighting-Interior | LED | Miscellaneous | New | Energy Star LED Directional Lamp | 0.019477 | 0.021698 |  | 170.85 | 1 | 1.114 | 8771.9298 | 5 |  | 1.7 | 87.2829 | Per lamp | GSLD | 1 | 1 | 1 | 1 | 1 | 1 | 1 | 1 | 1 | 1 | 1 | 1 | CmiNgsld508 | CmiN | gsld | 508 | 10.251 | 526.3158 | [30 empty] | 0.31511 | 0.03596 | 0.040063
508 | Lighting-Interior | LED | Offices | Turnover | Energy Star LED Directional Lamp | 0.017737 | 0.01976 |  | 155.59 | 1 | 1.114 | 8771.9298 | 5 |  | 1.7 | 95.8434 | Per lamp | GSLD | 1 | 1 | 1 | 1 | 1 | 1 | 1 | 1 | 1 | 1 | 1 | 1 | CofTgsld508 | CofT | gsld | 508 | 9.3354 | 526.3158 | [30 empty] | 34.5684 | 3.9448 | 4.3949
508 | Lighting-Interior | LED | Offices | New | Energy Star LED Directional Lamp | 0.017737 | 0.01976 |  | 155.59 | 1 | 1.114 | 8771.9298 | 5 |  | 1.7 | 95.8434 | Per lamp | GSLD | 1 | 1 | 1 | 1 | 1 | 1 | 1 | 1 | 1 | 1 | 1 | 1 | CofNgsld508 | CofN | gsld | 508 | 9.3354 | 526.3158 | [30 empty] | 0.38849 | 0.044333 | 0.049391
508 | Lighting-Interior | LED | Restaurants | Turnover | Energy Star LED Directional Lamp | 0.032935 | 0.019103 |  | 219.57 | 1 | 0.58 | 6666.6667 | 5 |  | 1.7 | 51.616 | Per lamp | GSLD | 1 | 1 | 1 | 1 | 1 | 1 | 1 | 1 | 1 | 1 | 1 | 1 | CreTgsld508 | CreT | gsld | 508 | 13.1742 | 400 | [30 empty] | 14.1007 | 2.1125 | 1.2299
508 | Lighting-Interior | LED | Restaurants | New | Energy Star LED Directional Lamp | 0.032935 | 0.019103 |  | 219.57 | 1 | 0.58 | 6666.6667 | 5 |  | 1.7 | 51.616 | Per lamp | GSLD | 1 | 1 | 1 | 1 | 1 | 1 | 1 | 1 | 1 | 1 | 1 | 1 | CreNgsld508 | CreN | gsld | 508 | 13.1742 | 400 | [30 empty] | 0.15847 | 0.023741 | 0.013822
508 | Lighting-Interior | LED | Retail | Turnover | Energy Star LED Directional Lamp | 0.025635 | 0.011902 |  | 152.59 | 1 | 0.46429 | 5952.381 | 5 |  | 1.7 | 66.3153 | Per lamp | GSLD | 1 | 1 | 1 | 1 | 1 | 1 | 1 | 1 | 1 | 1 | 1 | 1 | CrtTgsld508 | CrtT | gsld | 508 | 9.1554 | 357.1429 | [30 empty] | 20.886 | 3.5129 | 1.6321
508 | Lighting-Interior | LED | Retail | New | Energy Star LED Directional Lamp | 0.025635 | 0.011902 |  | 152.59 | 1 | 0.46429 | 5952.381 | 5 |  | 1.7 | 66.3153 | Per lamp | GSLD | 1 | 1 | 1 | 1 | 1 | 1 | 1 | 1 | 1 | 1 | 1 | 1 | CrtNgsld508 | CrtN | gsld | 508 | 9.1554 | 357.1429 | [30 empty] | 0.23472 | 0.039478 | 0.018341
508 | Lighting-Interior | LED | Schools K-12 | Turnover | Energy Star LED Directional Lamp | 0.012245 | 0.013747 |  | 115.52 | 1 | 1.1226 | 9433.9623 | 5 |  | 1.7 | 138.8308 | Per lamp | GSLD | 1 | 1 | 1 | 1 | 1 | 1 | 1 | 1 | 1 | 1 | 1 | 1 | CscTgsld508 | CscT | gsld | 508 | 6.9312 | 566.0377 | [30 empty] | 0.38279 | 0.040618 | 0.045436
508 | Lighting-Interior | LED | Schools K-12 | New | Energy Star LED Directional Lamp | 0.012245 | 0.013747 |  | 115.52 | 1 | 1.1226 | 9433.9623 | 5 |  | 1.7 | 138.8308 | Per lamp | GSLD | 1 | 1 | 1 | 1 | 1 | 1 | 1 | 1 | 1 | 1 | 1 | 1 | CscNgsld508 | CscN | gsld | 508 | 6.9312 | 566.0377 | [30 empty] | 0.0043019 | 0.00045647 | 0.00051062
508 | Lighting-Interior | LED | Warehouse | Turnover | Energy Star LED Directional Lamp | 0.025502 | 0.018216 |  | 151.8 | 1 | 0.71429 | 5952.381 | 5 |  | 1.7 | 66.6604 | Per lamp | GSLD | 1 | 1 | 1 | 1 | 1 | 1 | 1 | 1 | 1 | 1 | 1 | 1 | CwaTgsld508 | CwaT | gsld | 508 | 9.108 | 357.1429 | [30 empty] | 0.25227 | 0.04246 | 0.030241
508 | Lighting-Interior | LED | Warehouse | New | Energy Star LED Directional Lamp | 0.025502 | 0.018216 |  | 151.8 | 1 | 0.71429 | 5952.381 | 5 |  | 1.7 | 66.6604 | Per lamp | GSLD | 1 | 1 | 1 | 1 | 1 | 1 | 1 | 1 | 1 | 1 | 1 | 1 | CwaNgsld508 | CwaN | gsld | 508 | 9.108 | 357.1429 | [30 empty] | 0.002835 | 0.00047717 | 0.00033985
509 | Lighting-Interior | LED | Assembly | Turnover | LED - 14W_CFL Baseline | 0.0039646 | 0.0019229 |  | 23.74 | 1 | 0.48503 | 5988.024 | 10 |  | 0.87 | 219.4432 | Per Lamp | GSLD | 0.57723 | 0.60437 | 0.83705 | 1.097 | 1.2026 | 1.2026 | 1.289 | 1.2891 | 1.2453 | 1.1192 | 0.77553 | 0.85362 | CasTgsld509 | CasT | gsld | 509 | 1.4244 | 359.2814 | [30 empty] | 5.7055 | 0.95132 | 0.46023
509 | Lighting-Interior | LED | Assembly | New | LED - 14W_CFL Baseline | 0.0039646 | 0.0019229 |  | 23.74 | 1 | 0.48503 | 5988.024 | 10 |  | 0.87 | 219.4432 | Per Lamp | GSLD | 0.57723 | 0.60437 | 0.83705 | 1.097 | 1.2026 | 1.2026 | 1.289 | 1.2891 | 1.2453 | 1.1192 | 0.77553 | 0.85362 | CasNgsld509 | CasN | gsld | 509 | 1.4244 | 359.2814 | [30 empty] | 0.06412 | 0.010691 | 0.0051721
509 | Lighting-Interior | LED | College and University | Turnover | LED - 14W_CFL Baseline | 0.003734 | 0.0028971 |  | 32.19 | 1 | 0.77586 | 8620.6897 | 10 |  | 0.87 | 232.9916 | Per Lamp | GSLD | 0.57723 | 0.60437 | 0.83705 | 1.097 | 1.2026 | 1.2026 | 1.289 | 1.2891 | 1.2453 | 1.1192 | 0.77553 | 0.85362 | CcoTgsld509 | CcoT | gsld | 509 | 1.9314 | 517.2414 | [30 empty] | 0.06101 | 0.0070939 | 0.0055035
509 | Lighting-Interior | LED | College and University | New | LED - 14W_CFL Baseline | 0.003734 | 0.0028971 |  | 32.19 | 1 | 0.77586 | 8620.6897 | 10 |  | 0.87 | 232.9916 | Per Lamp | GSLD | 0.57723 | 0.60437 | 0.83705 | 1.097 | 1.2026 | 1.2026 | 1.289 | 1.2891 | 1.2453 | 1.1192 | 0.77553 | 0.85362 | CcoNgsld509 | CcoN | gsld | 509 | 1.9314 | 517.2414 | [30 empty] | 0.00068565 | 7.9722e-05 | 6.1849e-05
509 | Lighting-Interior | LED | Data Center | Turnover | LED - 14W_CFL Baseline | 0.0038338 | 0.004271 |  | 33.63 | 1 | 1.114 | 8771.9298 | 10 |  | 0.87 | 226.9277 | Per Lamp | GSLD | 0.57723 | 0.60437 | 0.83705 | 1.097 | 1.2026 | 1.2026 | 1.289 | 1.2891 | 1.2453 | 1.1192 | 0.77553 | 0.85362 | CdaTgsld509 | CdaT | gsld | 509 | 2.0178 | 526.3158 | [30 empty] | 0.0073637 | 0.00084032 | 0.0009362
509 | Lighting-Interior | LED | Data Center | New | LED - 14W_CFL Baseline | 0.0038338 | 0.004271 |  | 33.63 | 1 | 1.114 | 8771.9298 | 10 |  | 0.87 | 226.9277 | Per Lamp | GSLD | 0.57723 | 0.60437 | 0.83705 | 1.097 | 1.2026 | 1.2026 | 1.289 | 1.2891 | 1.2453 | 1.1192 | 0.77553 | 0.85362 | CdaNgsld509 | CdaN | gsld | 509 | 2.0178 | 526.3158 | [30 empty] | 8.2885e-05 | 9.4586e-06 | 1.0538e-05
509 | Lighting-Interior | LED | Grocery | Turnover | LED - 14W_CFL Baseline | 0.010557 | 0.0047196 |  | 62.1 | 1 | 0.44706 | 5882.3529 | 10 |  | 0.87 | 82.4098 | Per Lamp | GSLD | 0.57723 | 0.60437 | 0.83705 | 1.097 | 1.2026 | 1.2026 | 1.289 | 1.2891 | 1.2453 | 1.1192 | 0.77553 | 0.85362 | CgrTgsld509 | CgrT | gsld | 509 | 3.726 | 352.9412 | [30 empty] | 0.22697 | 0.038501 | 0.017169
509 | Lighting-Interior | LED | Grocery | New | LED - 14W_CFL Baseline | 0.010557 | 0.0047196 |  | 62.1 | 1 | 0.44706 | 5882.3529 | 10 |  | 0.87 | 82.4098 | Per Lamp | GSLD | 0.57723 | 0.60437 | 0.83705 | 1.097 | 1.2026 | 1.2026 | 1.289 | 1.2891 | 1.2453 | 1.1192 | 0.77553 | 0.85362 | CgrNgsld509 | CgrN | gsld | 509 | 3.726 | 352.9412 | [30 empty] | 0.0025507 | 0.00043268 | 0.00019295
509 | Lighting-Interior | LED | Healthcare | Turnover | LED - 14W_CFL Baseline | 0.0045415 | 0.003749 |  | 30.48 | 1 | 0.8255 | 6711.4094 | 10 |  | 0.87 | 191.5658 | Per Lamp | GSLD | 0.57723 | 0.60437 | 0.83705 | 1.097 | 1.2026 | 1.2026 | 1.289 | 1.2891 | 1.2453 | 1.1192 | 0.77553 | 0.85362 | CheTgsld509 | CheT | gsld | 509 | 1.8288 | 402.6846 | [30 empty] | 1.3576 | 0.20246 | 0.16762
509 | Lighting-Interior | LED | Healthcare | New | LED - 14W_CFL Baseline | 0.0045415 | 0.003749 |  | 30.48 | 1 | 0.8255 | 6711.4094 | 10 |  | 0.87 | 191.5658 | Per Lamp | GSLD | 0.57723 | 0.60437 | 0.83705 | 1.097 | 1.2026 | 1.2026 | 1.289 | 1.2891 | 1.2453 | 1.1192 | 0.77553 | 0.85362 | CheNgsld509 | CheN | gsld | 509 | 1.8288 | 402.6846 | [30 empty] | 0.015257 | 0.0022753 | 0.0018837
509 | Lighting-Interior | LED | Hospitals | Turnover | LED - 14W_CFL Baseline | 0.0059821 | 0.0046413 |  | 51.57 | 1 | 0.77586 | 8620.6897 | 10 |  | 0.87 | 145.4334 | Per Lamp | GSLD | 0.57723 | 0.60437 | 0.83705 | 1.097 | 1.2026 | 1.2026 | 1.289 | 1.2891 | 1.2453 | 1.1192 | 0.77553 | 0.85362 | ChoTgsld509 | ChoT | gsld | 509 | 3.0942 | 517.2414 | [30 empty] | 1.5907 | 0.18495 | 0.14349
509 | Lighting-Interior | LED | Hospitals | New | LED - 14W_CFL Baseline | 0.0059821 | 0.0046413 |  | 51.57 | 1 | 0.77586 | 8620.6897 | 10 |  | 0.87 | 145.4334 | Per Lamp | GSLD | 0.57723 | 0.60437 | 0.83705 | 1.097 | 1.2026 | 1.2026 | 1.289 | 1.2891 | 1.2453 | 1.1192 | 0.77553 | 0.85362 | ChoNgsld509 | ChoN | gsld | 509 | 3.0942 | 517.2414 | [30 empty] | 0.017877 | 0.0020786 | 0.0016126
509 | Lighting-Interior | LED | Institutional | Turnover | LED - 14W_CFL Baseline | 0.0032812 | 0.0044687 |  | 31.25 | 1 | 1.3619 | 9523.8095 | 10 |  | 0.87 | 265.1429 | Per Lamp | GSLD | 0.57723 | 0.60437 | 0.83705 | 1.097 | 1.2026 | 1.2026 | 1.289 | 1.2891 | 1.2453 | 1.1192 | 0.77553 | 0.85362 | CinTgsld509 | CinT | gsld | 509 | 1.875 | 571.4286 | [30 empty] | 1.4886 | 0.15602 | 0.21338
509 | Lighting-Interior | LED | Institutional | New | LED - 14W_CFL Baseline | 0.0032812 | 0.0044687 |  | 31.25 | 1 | 1.3619 | 9523.8095 | 10 |  | 0.87 | 265.1429 | Per Lamp | GSLD | 0.57723 | 0.60437 | 0.83705 | 1.097 | 1.2026 | 1.2026 | 1.289 | 1.2891 | 1.2453 | 1.1192 | 0.77553 | 0.85362 | CinNgsld509 | CinN | gsld | 509 | 1.875 | 571.4286 | [30 empty] | 0.016729 | 0.0017534 | 0.002398
509 | Lighting-Interior | LED | Lodging/Hospitality | Turnover | LED - 14W_CFL Baseline | 0.0035736 | 0.0050553 |  | 43.58 | 1 | 1.4146 | 12195.122 | 10 |  | 0.87 | 243.4547 | Per Lamp | GSLD | 0.57723 | 0.60437 | 0.83705 | 1.097 | 1.2026 | 1.2026 | 1.289 | 1.2891 | 1.2453 | 1.1192 | 0.77553 | 0.85362 | CloTgsld509 | CloT | gsld | 509 | 2.6148 | 731.7073 | [30 empty] | 4.8753 | 0.40176 | 0.56704
509 | Lighting-Interior | LED | Lodging/Hospitality | New | LED - 14W_CFL Baseline | 0.0035736 | 0.0050553 |  | 43.58 | 1 | 1.4146 | 12195.122 | 10 |  | 0.87 | 243.4547 | Per Lamp | GSLD | 0.57723 | 0.60437 | 0.83705 | 1.097 | 1.2026 | 1.2026 | 1.289 | 1.2891 | 1.2453 | 1.1192 | 0.77553 | 0.85362 | CloNgsld509 | CloN | gsld | 509 | 2.6148 | 731.7073 | [30 empty] | 0.054789 | 0.004515 | 0.0063726
509 | Lighting-Interior | LED | Miscellaneous | Turnover | LED - 14W_CFL Baseline | 0.0042134 | 0.0046939 |  | 36.96 | 1 | 1.114 | 8771.9298 | 10 |  | 0.87 | 206.4821 | Per Lamp | GSLD | 0.57723 | 0.60437 | 0.83705 | 1.097 | 1.2026 | 1.2026 | 1.289 | 1.2891 | 1.2453 | 1.1192 | 0.77553 | 0.85362 | CmiTgsld509 | CmiT | gsld | 509 | 2.2176 | 526.3158 | [30 empty] | 3.1643 | 0.3611 | 0.4023
509 | Lighting-Interior | LED | Miscellaneous | New | LED - 14W_CFL Baseline | 0.0042134 | 0.0046939 |  | 36.96 | 1 | 1.114 | 8771.9298 | 10 |  | 0.87 | 206.4821 | Per Lamp | GSLD | 0.57723 | 0.60437 | 0.83705 | 1.097 | 1.2026 | 1.2026 | 1.289 | 1.2891 | 1.2453 | 1.1192 | 0.77553 | 0.85362 | CmiNgsld509 | CmiN | gsld | 509 | 2.2176 | 526.3158 | [30 empty] | 0.035617 | 0.0040645 | 0.0045282
509 | Lighting-Interior | LED | Offices | Turnover | LED - 14W_CFL Baseline | 0.0038372 | 0.0042748 |  | 33.66 | 1 | 1.114 | 8771.9298 | 10 |  | 0.87 | 226.7255 | Per Lamp | GSLD | 0.57723 | 0.60437 | 0.83705 | 1.097 | 1.2026 | 1.2026 | 1.289 | 1.2891 | 1.2453 | 1.1192 | 0.77553 | 0.85362 | CofTgsld509 | CofT | gsld | 509 | 2.0196 | 526.3158 | [30 empty] | 3.9074 | 0.4459 | 0.49677
509 | Lighting-Interior | LED | Offices | New | LED - 14W_CFL Baseline | 0.0038372 | 0.0042748 |  | 33.66 | 1 | 1.114 | 8771.9298 | 10 |  | 0.87 | 226.7255 | Per Lamp | GSLD | 0.57723 | 0.60437 | 0.83705 | 1.097 | 1.2026 | 1.2026 | 1.289 | 1.2891 | 1.2453 | 1.1192 | 0.77553 | 0.85362 | CofNgsld509 | CofN | gsld | 509 | 2.0196 | 526.3158 | [30 empty] | 0.043912 | 0.0050111 | 0.0055828
509 | Lighting-Interior | LED | Restaurants | Turnover | LED - 14W_CFL Baseline | 0.007125 | 0.0041325 |  | 47.5 | 1 | 0.58 | 6666.6667 | 10 |  | 0.87 | 122.1053 | Per Lamp | GSLD | 0.57723 | 0.60437 | 0.83705 | 1.097 | 1.2026 | 1.2026 | 1.289 | 1.2891 | 1.2453 | 1.1192 | 0.77553 | 0.85362 | CreTgsld509 | CreT | gsld | 509 | 2.85 | 400 | [30 empty] | 1.1385 | 0.17057 | 0.099303
509 | Lighting-Interior | LED | Restaurants | New | LED - 14W_CFL Baseline | 0.007125 | 0.0041325 |  | 47.5 | 1 | 0.58 | 6666.6667 | 10 |  | 0.87 | 122.1053 | Per Lamp | GSLD | 0.57723 | 0.60437 | 0.83705 | 1.097 | 1.2026 | 1.2026 | 1.289 | 1.2891 | 1.2453 | 1.1192 | 0.77553 | 0.85362 | CreNgsld509 | CreN | gsld | 509 | 2.85 | 400 | [30 empty] | 0.012795 | 0.0019169 | 0.001116
509 | Lighting-Interior | LED | Retail | Turnover | LED - 14W_CFL Baseline | 0.0055457 | 0.0025748 |  | 33.01 | 1 | 0.46429 | 5952.381 | 10 |  | 0.87 | 156.8789 | Per Lamp | GSLD | 0.57723 | 0.60437 | 0.83705 | 1.097 | 1.2026 | 1.2026 | 1.289 | 1.2891 | 1.2453 | 1.1192 | 0.77553 | 0.85362 | CrtTgsld509 | CrtT | gsld | 509 | 1.9806 | 357.1429 | [30 empty] | 1.6865 | 0.28365 | 0.13178
509 | Lighting-Interior | LED | Retail | New | LED - 14W_CFL Baseline | 0.0055457 | 0.0025748 |  | 33.01 | 1 | 0.46429 | 5952.381 | 10 |  | 0.87 | 156.8789 | Per Lamp | GSLD | 0.57723 | 0.60437 | 0.83705 | 1.097 | 1.2026 | 1.2026 | 1.289 | 1.2891 | 1.2453 | 1.1192 | 0.77553 | 0.85362 | CrtNgsld509 | CrtN | gsld | 509 | 1.9806 | 357.1429 | [30 empty] | 0.018953 | 0.0031877 | 0.001481
509 | Lighting-Interior | LED | Schools K-12 | Turnover | LED - 14W_CFL Baseline | 0.0026489 | 0.0029738 |  | 24.99 | 1 | 1.1226 | 9433.9623 | 10 |  | 0.87 | 328.4333 | Per Lamp | GSLD | 0.57723 | 0.60437 | 0.83705 | 1.097 | 1.2026 | 1.2026 | 1.289 | 1.2891 | 1.2453 | 1.1192 | 0.77553 | 0.85362 | CscTgsld509 | CscT | gsld | 509 | 1.4994 | 566.0377 | [30 empty] | 0.043272 | 0.0045915 | 0.0051362
509 | Lighting-Interior | LED | Schools K-12 | New | LED - 14W_CFL Baseline | 0.0026489 | 0.0029738 |  | 24.99 | 1 | 1.1226 | 9433.9623 | 10 |  | 0.87 | 328.4333 | Per Lamp | GSLD | 0.57723 | 0.60437 | 0.83705 | 1.097 | 1.2026 | 1.2026 | 1.289 | 1.2891 | 1.2453 | 1.1192 | 0.77553 | 0.85362 | CscNgsld509 | CscN | gsld | 509 | 1.4994 | 566.0377 | [30 empty] | 0.0004863 | 5.1601e-05 | 5.7722e-05
509 | Lighting-Interior | LED | Warehouse | Turnover | LED - 14W_CFL Baseline | 0.0055171 | 0.0039408 |  | 32.84 | 1 | 0.71429 | 5952.381 | 10 |  | 0.87 | 157.691 | Per Lamp | GSLD | 0.57723 | 0.60437 | 0.83705 | 1.097 | 1.2026 | 1.2026 | 1.289 | 1.2891 | 1.2453 | 1.1192 | 0.77553 | 0.85362 | CwaTgsld509 | CwaT | gsld | 509 | 1.9704 | 357.1429 | [30 empty] | 0.028514 | 0.0047992 | 0.0034181
509 | Lighting-Interior | LED | Warehouse | New | LED - 14W_CFL Baseline | 0.0055171 | 0.0039408 |  | 32.84 | 1 | 0.71429 | 5952.381 | 10 |  | 0.87 | 157.691 | Per Lamp | GSLD | 0.57723 | 0.60437 | 0.83705 | 1.097 | 1.2026 | 1.2026 | 1.289 | 1.2891 | 1.2453 | 1.1192 | 0.77553 | 0.85362 | CwaNgsld509 | CwaN | gsld | 509 | 1.9704 | 357.1429 | [30 empty] | 0.00032044 | 5.3935e-05 | 3.8413e-05
510 | Lighting-Interior | LED | Assembly | Turnover | LED Display Lighting (Interior) | 0.41411 | 0.20086 |  | 2479.72 | 1 | 0.48503 | 5988.024 | 11 |  | 3431 | 8285.1734 | Per Fixture | GSLD | 1 | 1 | 1 | 1 | 1 | 1 | 1 | 1 | 1 | 1 | 1 | 1 | CasTgsld510 | CasT | gsld | 510 | 148.7832 | 359.2814 | [30 empty] | 1.466 | 0.24443 | 0.11825
510 | Lighting-Interior | LED | Assembly | New | LED Display Lighting (Interior) | 0.41411 | 0.20086 |  | 2479.72 | 1 | 0.48503 | 5988.024 | 11 |  | 3431 | 8285.1734 | Per Fixture | GSLD | 1 | 1 | 1 | 1 | 1 | 1 | 1 | 1 | 1 | 1 | 1 | 1 | CasNgsld510 | CasN | gsld | 510 | 148.7832 | 359.2814 | [30 empty] | 0 | 0 | 0
510 | Lighting-Interior | LED | College and University | Turnover | LED Display Lighting (Interior) | 0.39004 | 0.30261 |  | 3362.38 | 1 | 0.77586 | 8620.6897 | 11 |  | 3431 | 8796.6221 | Per Fixture | GSLD | 1 | 1 | 1 | 1 | 1 | 1 | 1 | 1 | 1 | 1 | 1 | 1 | CcoTgsld510 | CcoT | gsld | 510 | 201.7428 | 517.2414 | [30 empty] | 0.015676 | 0.0018227 | 0.0014141
510 | Lighting-Interior | LED | College and University | New | LED Display Lighting (Interior) | 0.39004 | 0.30261 |  | 3362.38 | 1 | 0.77586 | 8620.6897 | 11 |  | 3431 | 8796.6221 | Per Fixture | GSLD | 1 | 1 | 1 | 1 | 1 | 1 | 1 | 1 | 1 | 1 | 1 | 1 | CcoNgsld510 | CcoN | gsld | 510 | 201.7428 | 517.2414 | [30 empty] | 0 | 0 | 0
510 | Lighting-Interior | LED | Data Center | Turnover | LED Display Lighting (Interior) | 0.40046 | 0.44612 |  | 3512.78 | 1 | 1.114 | 8771.9298 | 11 |  | 3431 | 8567.7131 | Per Fixture | GSLD | 1 | 1 | 1 | 1 | 1 | 1 | 1 | 1 | 1 | 1 | 1 | 1 | CdaTgsld510 | CdaT | gsld | 510 | 210.7668 | 526.3158 | [30 empty] | 0.0020531 | 0.00023429 | 0.00026103
510 | Lighting-Interior | LED | Data Center | New | LED Display Lighting (Interior) | 0.40046 | 0.44612 |  | 3512.78 | 1 | 1.114 | 8771.9298 | 11 |  | 3431 | 8567.7131 | Per Fixture | GSLD | 1 | 1 | 1 | 1 | 1 | 1 | 1 | 1 | 1 | 1 | 1 | 1 | CdaNgsld510 | CdaN | gsld | 510 | 210.7668 | 526.3158 | [30 empty] | 0 | 0 | 0
510 | Lighting-Interior | LED | Grocery | Turnover | LED Display Lighting (Interior) | 1.1026 | 0.49294 |  | 6486 | 1 | 0.44706 | 5882.3529 | 11 |  | 3431 | 3111.6795 | Per Fixture | GSLD | 1 | 1 | 1 | 1 | 1 | 1 | 1 | 1 | 1 | 1 | 1 | 1 | CgrTgsld510 | CgrT | gsld | 510 | 389.16 | 352.9412 | [30 empty] | 0.058317 | 0.0098925 | 0.0044115
510 | Lighting-Interior | LED | Grocery | New | LED Display Lighting (Interior) | 1.1026 | 0.49294 |  | 6486 | 1 | 0.44706 | 5882.3529 | 11 |  | 3431 | 3111.6795 | Per Fixture | GSLD | 1 | 1 | 1 | 1 | 1 | 1 | 1 | 1 | 1 | 1 | 1 | 1 | CgrNgsld510 | CgrN | gsld | 510 | 389.16 | 352.9412 | [30 empty] | 0 | 0 | 0
510 | Lighting-Interior | LED | Healthcare | Turnover | LED Display Lighting (Interior) | 0.47424 | 0.39149 |  | 3182.84 | 1 | 0.8255 | 6711.4094 | 11 |  | 3431 | 7234.6853 | Per Fixture | GSLD | 1 | 1 | 1 | 1 | 1 | 1 | 1 | 1 | 1 | 1 | 1 | 1 | CheTgsld510 | CheT | gsld | 510 | 190.9704 | 402.6846 | [30 empty] | 0.34877 | 0.052013 | 0.043062
510 | Lighting-Interior | LED | Healthcare | New | LED Display Lighting (Interior) | 0.47424 | 0.39149 |  | 3182.84 | 1 | 0.8255 | 6711.4094 | 11 |  | 3431 | 7234.6853 | Per Fixture | GSLD | 1 | 1 | 1 | 1 | 1 | 1 | 1 | 1 | 1 | 1 | 1 | 1 | CheNgsld510 | CheN | gsld | 510 | 190.9704 | 402.6846 | [30 empty] | 0 | 0 | 0
510 | Lighting-Interior | LED | Hospitals | Turnover | LED Display Lighting (Interior) | 0.6248 | 0.48476 |  | 5386.2 | 1 | 0.77586 | 8620.6897 | 11 |  | 3431 | 5491.3643 | Per Fixture | GSLD | 1 | 1 | 1 | 1 | 1 | 1 | 1 | 1 | 1 | 1 | 1 | 1 | ChoTgsld510 | ChoT | gsld | 510 | 323.172 | 517.2414 | [30 empty] | 0.40871 | 0.047522 | 0.036868
510 | Lighting-Interior | LED | Hospitals | New | LED Display Lighting (Interior) | 0.6248 | 0.48476 |  | 5386.2 | 1 | 0.77586 | 8620.6897 | 11 |  | 3431 | 5491.3643 | Per Fixture | GSLD | 1 | 1 | 1 | 1 | 1 | 1 | 1 | 1 | 1 | 1 | 1 | 1 | ChoNgsld510 | ChoN | gsld | 510 | 323.172 | 517.2414 | [30 empty] | 0 | 0 | 0
510 | Lighting-Interior | LED | Institutional | Turnover | LED Display Lighting (Interior) | 0.34269 | 0.46671 |  | 3263.68 | 1 | 1.3619 | 9523.8095 | 11 |  | 3431 | 10012.0693 | Per Fixture | GSLD | 1 | 1 | 1 | 1 | 1 | 1 | 1 | 1 | 1 | 1 | 1 | 1 | CinTgsld510 | CinT | gsld | 510 | 195.8208 | 571.4286 | [30 empty] | 0.38245 | 0.040086 | 0.054822
510 | Lighting-Interior | LED | Institutional | New | LED Display Lighting (Interior) | 0.34269 | 0.46671 |  | 3263.68 | 1 | 1.3619 | 9523.8095 | 11 |  | 3431 | 10012.0693 | Per Fixture | GSLD | 1 | 1 | 1 | 1 | 1 | 1 | 1 | 1 | 1 | 1 | 1 | 1 | CinNgsld510 | CinN | gsld | 510 | 195.8208 | 571.4286 | [30 empty] | 0 | 0 | 0
510 | Lighting-Interior | LED | Lodging/Hospitality | Turnover | LED Display Lighting (Interior) | 0.37322 | 0.52797 |  | 4551.48 | 1 | 1.4146 | 12195.122 | 11 |  | 3431 | 9192.9358 | Per Fixture | GSLD | 1 | 1 | 1 | 1 | 1 | 1 | 1 | 1 | 1 | 1 | 1 | 1 | CloTgsld510 | CloT | gsld | 510 | 273.0888 | 731.7073 | [30 empty] | 1.2526 | 0.10323 | 0.14569
510 | Lighting-Interior | LED | Lodging/Hospitality | New | LED Display Lighting (Interior) | 0.37322 | 0.52797 |  | 4551.48 | 1 | 1.4146 | 12195.122 | 11 |  | 3431 | 9192.9358 | Per Fixture | GSLD | 1 | 1 | 1 | 1 | 1 | 1 | 1 | 1 | 1 | 1 | 1 | 1 | CloNgsld510 | CloN | gsld | 510 | 273.0888 | 731.7073 | [30 empty] | 0 | 0 | 0
510 | Lighting-Interior | LED | Miscellaneous | Turnover | LED Display Lighting (Interior) | 0.44011 | 0.49029 |  | 3860.58 | 1 | 1.114 | 8771.9298 | 11 |  | 3431 | 7795.8471 | Per Fixture | GSLD | 1 | 1 | 1 | 1 | 1 | 1 | 1 | 1 | 1 | 1 | 1 | 1 | CmiTgsld510 | CmiT | gsld | 510 | 231.6348 | 526.3158 | [30 empty] | 0.88226 | 0.10068 | 0.11217
510 | Lighting-Interior | LED | Miscellaneous | New | LED Display Lighting (Interior) | 0.44011 | 0.49029 |  | 3860.58 | 1 | 1.114 | 8771.9298 | 11 |  | 3431 | 7795.8471 | Per Fixture | GSLD | 1 | 1 | 1 | 1 | 1 | 1 | 1 | 1 | 1 | 1 | 1 | 1 | CmiNgsld510 | CmiN | gsld | 510 | 231.6348 | 526.3158 | [30 empty] | 0 | 0 | 0
510 | Lighting-Interior | LED | Offices | Turnover | LED Display Lighting (Interior) | 0.40078 | 0.44648 |  | 3515.6 | 1 | 1.114 | 8771.9298 | 11 |  | 3431 | 8560.8406 | Per Fixture | GSLD | 1 | 1 | 1 | 1 | 1 | 1 | 1 | 1 | 1 | 1 | 1 | 1 | CofTgsld510 | CofT | gsld | 510 | 210.936 | 526.3158 | [30 empty] | 1.004 | 0.11457 | 0.12765
510 | Lighting-Interior | LED | Offices | New | LED Display Lighting (Interior) | 0.40078 | 0.44648 |  | 3515.6 | 1 | 1.114 | 8771.9298 | 11 |  | 3431 | 8560.8406 | Per Fixture | GSLD | 1 | 1 | 1 | 1 | 1 | 1 | 1 | 1 | 1 | 1 | 1 | 1 | CofNgsld510 | CofN | gsld | 510 | 210.936 | 526.3158 | [30 empty] | 0 | 0 | 0
510 | Lighting-Interior | LED | Restaurants | Turnover | LED Display Lighting (Interior) | 0.7442 | 0.43163 |  | 4961.32 | 1 | 0.58 | 6666.6667 | 11 |  | 3431 | 4610.3322 | Per Fixture | GSLD | 1 | 1 | 1 | 1 | 1 | 1 | 1 | 1 | 1 | 1 | 1 | 1 | CreTgsld510 | CreT | gsld | 510 | 297.6792 | 400 | [30 empty] | 0.40955 | 0.061358 | 0.035722
510 | Lighting-Interior | LED | Restaurants | New | LED Display Lighting (Interior) | 0.7442 | 0.43163 |  | 4961.32 | 1 | 0.58 | 6666.6667 | 11 |  | 3431 | 4610.3322 | Per Fixture | GSLD | 1 | 1 | 1 | 1 | 1 | 1 | 1 | 1 | 1 | 1 | 1 | 1 | CreNgsld510 | CreN | gsld | 510 | 297.6792 | 400 | [30 empty] | 0 | 0 | 0
510 | Lighting-Interior | LED | Retail | Turnover | LED Display Lighting (Interior) | 0.57925 | 0.26894 |  | 3447.92 | 1 | 0.46429 | 5952.381 | 11 |  | 3431 | 5923.1708 | Per Fixture | GSLD | 1 | 1 | 1 | 1 | 1 | 1 | 1 | 1 | 1 | 1 | 1 | 1 | CrtTgsld510 | CrtT | gsld | 510 | 206.8752 | 357.1429 | [30 empty] | 0.60664 | 0.10203 | 0.047404
510 | Lighting-Interior | LED | Retail | New | LED Display Lighting (Interior) | 0.57925 | 0.26894 |  | 3447.92 | 1 | 0.46429 | 5952.381 | 11 |  | 3431 | 5923.1708 | Per Fixture | GSLD | 1 | 1 | 1 | 1 | 1 | 1 | 1 | 1 | 1 | 1 | 1 | 1 | CrtNgsld510 | CrtN | gsld | 510 | 206.8752 | 357.1429 | [30 empty] | 0 | 0 | 0
510 | Lighting-Interior | LED | Schools K-12 | Turnover | LED Display Lighting (Interior) | 0.2767 | 0.31064 |  | 2610.38 | 1 | 1.1226 | 9433.9623 | 11 |  | 3431 | 12399.6983 | Per Fixture | GSLD | 1 | 1 | 1 | 1 | 1 | 1 | 1 | 1 | 1 | 1 | 1 | 1 | CscTgsld510 | CscT | gsld | 510 | 156.6228 | 566.0377 | [30 empty] | 0.011119 | 0.0011798 | 0.0013197
510 | Lighting-Interior | LED | Schools K-12 | New | LED Display Lighting (Interior) | 0.2767 | 0.31064 |  | 2610.38 | 1 | 1.1226 | 9433.9623 | 11 |  | 3431 | 12399.6983 | Per Fixture | GSLD | 1 | 1 | 1 | 1 | 1 | 1 | 1 | 1 | 1 | 1 | 1 | 1 | CscNgsld510 | CscN | gsld | 510 | 156.6228 | 566.0377 | [30 empty] | 0 | 0 | 0
510 | Lighting-Interior | LED | Warehouse | Turnover | LED Display Lighting (Interior) | 0.57625 | 0.41161 |  | 3430.06 | 1 | 0.71429 | 5952.381 | 11 |  | 3431 | 5954.0122 | Per Fixture | GSLD | 1 | 1 | 1 | 1 | 1 | 1 | 1 | 1 | 1 | 1 | 1 | 1 | CwaTgsld510 | CwaT | gsld | 510 | 205.8036 | 357.1429 | [30 empty] | 0.007327 | 0.0012332 | 0.00087833
510 | Lighting-Interior | LED | Warehouse | New | LED Display Lighting (Interior) | 0.57625 | 0.41161 |  | 3430.06 | 1 | 0.71429 | 5952.381 | 11 |  | 3431 | 5954.0122 | Per Fixture | GSLD | 1 | 1 | 1 | 1 | 1 | 1 | 1 | 1 | 1 | 1 | 1 | 1 | CwaNgsld510 | CwaN | gsld | 510 | 205.8036 | 357.1429 | [30 empty] | 0 | 0 | 0
511 | Lighting-Interior | LED | Assembly | Turnover | LED Exit Sign | 0.0058517 | 0.0028382 |  | 35.04 | 1 | 0.48503 | 5988.024 | 15 |  | 33.44 | 5714.5982 | Per Exit Sign | GSLD | 1 | 1 | 1 | 1 | 1 | 1 | 1 | 1 | 1 | 1 | 1 | 1 | CasTgsld511 | CasT | gsld | 511 | 2.1024 | 359.2814 | [30 empty] | 4.5551 | 0.7595 | 0.36743
511 | Lighting-Interior | LED | Assembly | New | LED Exit Sign | 0.0058517 | 0.0028382 |  | 35.04 | 1 | 0.48503 | 5988.024 | 15 |  | 33.44 | 5714.5982 | Per Exit Sign | GSLD | 1 | 1 | 1 | 1 | 1 | 1 | 1 | 1 | 1 | 1 | 1 | 1 | CasNgsld511 | CasN | gsld | 511 | 2.1024 | 359.2814 | [30 empty] | 0 | 0 | 0
511 | Lighting-Interior | LED | College and University | Turnover | LED Exit Sign | 0.0040646 | 0.0031536 |  | 35.04 | 1 | 0.77586 | 8620.6897 | 15 |  | 33.44 | 8227.0509 | Per Exit Sign | GSLD | 1 | 1 | 1 | 1 | 1 | 1 | 1 | 1 | 1 | 1 | 1 | 1 | CcoTgsld511 | CcoT | gsld | 511 | 2.1024 | 517.2414 | [30 empty] | 0.73041 | 0.084927 | 0.065887
511 | Lighting-Interior | LED | College and University | New | LED Exit Sign | 0.0040646 | 0.0031536 |  | 35.04 | 1 | 0.77586 | 8620.6897 | 15 |  | 33.44 | 8227.0509 | Per Exit Sign | GSLD | 1 | 1 | 1 | 1 | 1 | 1 | 1 | 1 | 1 | 1 | 1 | 1 | CcoNgsld511 | CcoN | gsld | 511 | 2.1024 | 517.2414 | [30 empty] | 0 | 0 | 0
511 | Lighting-Interior | LED | Data Center | Turnover | LED Exit Sign | 0.0039946 | 0.0044501 |  | 35.04 | 1 | 1.114 | 8771.9298 | 15 |  | 33.44 | 8371.3851 | Per Exit Sign | GSLD | 1 | 1 | 1 | 1 | 1 | 1 | 1 | 1 | 1 | 1 | 1 | 1 | CdaTgsld511 | CdaT | gsld | 511 | 2.1024 | 526.3158 | [30 empty] | 0.052968 | 0.0060446 | 0.0067342
511 | Lighting-Interior | LED | Data Center | New | LED Exit Sign | 0.0039946 | 0.0044501 |  | 35.04 | 1 | 1.114 | 8771.9298 | 15 |  | 33.44 | 8371.3851 | Per Exit Sign | GSLD | 1 | 1 | 1 | 1 | 1 | 1 | 1 | 1 | 1 | 1 | 1 | 1 | CdaNgsld511 | CdaN | gsld | 511 | 2.1024 | 526.3158 | [30 empty] | 0 | 0 | 0
511 | Lighting-Interior | LED | Grocery | Turnover | LED Exit Sign | 0.0059568 | 0.002663 |  | 35.04 | 1 | 0.44706 | 5882.3529 | 15 |  | 33.44 | 5613.7524 | Per Exit Sign | GSLD | 1 | 1 | 1 | 1 | 1 | 1 | 1 | 1 | 1 | 1 | 1 | 1 | CgrTgsld511 | CgrT | gsld | 511 | 2.1024 | 352.9412 | [30 empty] | 3.7965 | 0.64401 | 0.28719
511 | Lighting-Interior | LED | Grocery | New | LED Exit Sign | 0.0059568 | 0.002663 |  | 35.04 | 1 | 0.44706 | 5882.3529 | 15 |  | 33.44 | 5613.7524 | Per Exit Sign | GSLD | 1 | 1 | 1 | 1 | 1 | 1 | 1 | 1 | 1 | 1 | 1 | 1 | CgrNgsld511 | CgrN | gsld | 511 | 2.1024 | 352.9412 | [30 empty] | 0 | 0 | 0
511 | Lighting-Interior | LED | Healthcare | Turnover | LED Exit Sign | 0.005221 | 0.0043099 |  | 35.04 | 1 | 0.8255 | 6711.4094 | 15 |  | 33.44 | 6404.9523 | Per Exit Sign | GSLD | 1 | 1 | 1 | 1 | 1 | 1 | 1 | 1 | 1 | 1 | 1 | 1 | CheTgsld511 | CheT | gsld | 511 | 2.1024 | 402.6846 | [30 empty] | 3.622 | 0.54016 | 0.44721
511 | Lighting-Interior | LED | Healthcare | New | LED Exit Sign | 0.005221 | 0.0043099 |  | 35.04 | 1 | 0.8255 | 6711.4094 | 15 |  | 33.44 | 6404.9523 | Per Exit Sign | GSLD | 1 | 1 | 1 | 1 | 1 | 1 | 1 | 1 | 1 | 1 | 1 | 1 | CheNgsld511 | CheN | gsld | 511 | 2.1024 | 402.6846 | [30 empty] | 0 | 0 | 0
511 | Lighting-Interior | LED | Hospitals | Turnover | LED Exit Sign | 0.0040646 | 0.0031536 |  | 35.04 | 1 | 0.77586 | 8620.6897 | 15 |  | 33.44 | 8227.0509 | Per Exit Sign | GSLD | 1 | 1 | 1 | 1 | 1 | 1 | 1 | 1 | 1 | 1 | 1 | 1 | ChoTgsld511 | ChoT | gsld | 511 | 2.1024 | 517.2414 | [30 empty] | 0.84423 | 0.098161 | 0.076154
511 | Lighting-Interior | LED | Hospitals | New | LED Exit Sign | 0.0040646 | 0.0031536 |  | 35.04 | 1 | 0.77586 | 8620.6897 | 15 |  | 33.44 | 8227.0509 | Per Exit Sign | GSLD | 1 | 1 | 1 | 1 | 1 | 1 | 1 | 1 | 1 | 1 | 1 | 1 | ChoNgsld511 | ChoN | gsld | 511 | 2.1024 | 517.2414 | [30 empty] | 0 | 0 | 0
511 | Lighting-Interior | LED | Institutional | Turnover | LED Exit Sign | 0.0036792 | 0.0050107 |  | 35.04 | 1 | 1.3619 | 9523.8095 | 15 |  | 33.44 | 9088.9324 | Per Exit Sign | GSLD | 1 | 1 | 1 | 1 | 1 | 1 | 1 | 1 | 1 | 1 | 1 | 1 | CinTgsld511 | CinT | gsld | 511 | 2.1024 | 571.4286 | [30 empty] | 1.3602 | 0.14257 | 0.19497
511 | Lighting-Interior | LED | Institutional | New | LED Exit Sign | 0.0036792 | 0.0050107 |  | 35.04 | 1 | 1.3619 | 9523.8095 | 15 |  | 33.44 | 9088.9324 | Per Exit Sign | GSLD | 1 | 1 | 1 | 1 | 1 | 1 | 1 | 1 | 1 | 1 | 1 | 1 | CinNgsld511 | CinN | gsld | 511 | 2.1024 | 571.4286 | [30 empty] | 0 | 0 | 0
511 | Lighting-Interior | LED | Lodging/Hospitality | Turnover | LED Exit Sign | 0.0028733 | 0.0040646 |  | 35.04 | 1 | 1.4146 | 12195.122 | 15 |  | 33.44 | 11638.2671 | Per Exit Sign | GSLD | 1 | 1 | 1 | 1 | 1 | 1 | 1 | 1 | 1 | 1 | 1 | 1 | CloTgsld511 | CloT | gsld | 511 | 2.1024 | 731.7073 | [30 empty] | 1.541 | 0.12699 | 0.17923
511 | Lighting-Interior | LED | Lodging/Hospitality | New | LED Exit Sign | 0.0028733 | 0.0040646 |  | 35.04 | 1 | 1.4146 | 12195.122 | 15 |  | 33.44 | 11638.2671 | Per Exit Sign | GSLD | 1 | 1 | 1 | 1 | 1 | 1 | 1 | 1 | 1 | 1 | 1 | 1 | CloNgsld511 | CloN | gsld | 511 | 2.1024 | 731.7073 | [30 empty] | 0 | 0 | 0
511 | Lighting-Interior | LED | Miscellaneous | Turnover | LED Exit Sign | 0.0039946 | 0.0044501 |  | 35.04 | 1 | 1.114 | 8771.9298 | 15 |  | 33.44 | 8371.3851 | Per Exit Sign | GSLD | 1 | 1 | 1 | 1 | 1 | 1 | 1 | 1 | 1 | 1 | 1 | 1 | CmiTgsld511 | CmiT | gsld | 511 | 2.1024 | 526.3158 | [30 empty] | 4.3086 | 0.49168 | 0.54778
511 | Lighting-Interior | LED | Miscellaneous | New | LED Exit Sign | 0.0039946 | 0.0044501 |  | 35.04 | 1 | 1.114 | 8771.9298 | 15 |  | 33.44 | 8371.3851 | Per Exit Sign | GSLD | 1 | 1 | 1 | 1 | 1 | 1 | 1 | 1 | 1 | 1 | 1 | 1 | CmiNgsld511 | CmiN | gsld | 511 | 2.1024 | 526.3158 | [30 empty] | 0.045869 | 0.0052345 | 0.0058317
511 | Lighting-Interior | LED | Offices | Turnover | LED Exit Sign | 0.0039946 | 0.0044501 |  | 35.04 | 1 | 1.114 | 8771.9298 | 15 |  | 33.44 | 8371.3851 | Per Exit Sign | GSLD | 1 | 1 | 1 | 1 | 1 | 1 | 1 | 1 | 1 | 1 | 1 | 1 | CofTgsld511 | CofT | gsld | 511 | 2.1024 | 526.3158 | [30 empty] | 21.2835 | 2.4288 | 2.7059
511 | Lighting-Interior | LED | Offices | New | LED Exit Sign | 0.0039946 | 0.0044501 |  | 35.04 | 1 | 1.114 | 8771.9298 | 15 |  | 33.44 | 8371.3851 | Per Exit Sign | GSLD | 1 | 1 | 1 | 1 | 1 | 1 | 1 | 1 | 1 | 1 | 1 | 1 | CofNgsld511 | CofN | gsld | 511 | 2.1024 | 526.3158 | [30 empty] | 0 | 0 | 0
511 | Lighting-Interior | LED | Restaurants | Turnover | LED Exit Sign | 0.005256 | 0.0030485 |  | 35.04 | 1 | 0.58 | 6666.6667 | 15 |  | 33.44 | 6362.2527 | Per Exit Sign | GSLD | 1 | 1 | 1 | 1 | 1 | 1 | 1 | 1 | 1 | 1 | 1 | 1 | CreTgsld511 | CreT | gsld | 511 | 2.1024 | 400 | [30 empty] | 2.6165 | 0.392 | 0.22822
511 | Lighting-Interior | LED | Restaurants | New | LED Exit Sign | 0.005256 | 0.0030485 |  | 35.04 | 1 | 0.58 | 6666.6667 | 15 |  | 33.44 | 6362.2527 | Per Exit Sign | GSLD | 1 | 1 | 1 | 1 | 1 | 1 | 1 | 1 | 1 | 1 | 1 | 1 | CreNgsld511 | CreN | gsld | 511 | 2.1024 | 400 | [30 empty] | 0 | 0 | 0
511 | Lighting-Interior | LED | Retail | Turnover | LED Exit Sign | 0.0058867 | 0.0027331 |  | 35.04 | 1 | 0.46429 | 5952.381 | 15 |  | 33.44 | 5680.5827 | Per Exit Sign | GSLD | 1 | 1 | 1 | 1 | 1 | 1 | 1 | 1 | 1 | 1 | 1 | 1 | CrtTgsld511 | CrtT | gsld | 511 | 2.1024 | 357.1429 | [30 empty] | 12.3394 | 2.0754 | 0.96422
511 | Lighting-Interior | LED | Retail | New | LED Exit Sign | 0.0058867 | 0.0027331 |  | 35.04 | 1 | 0.46429 | 5952.381 | 15 |  | 33.44 | 5680.5827 | Per Exit Sign | GSLD | 1 | 1 | 1 | 1 | 1 | 1 | 1 | 1 | 1 | 1 | 1 | 1 | CrtNgsld511 | CrtN | gsld | 511 | 2.1024 | 357.1429 | [30 empty] | 0 | 0 | 0
511 | Lighting-Interior | LED | Schools K-12 | Turnover | LED Exit Sign | 0.0037142 | 0.0041698 |  | 35.04 | 1 | 1.1226 | 9433.9623 | 15 |  | 33.44 | 9003.1877 | Per Exit Sign | GSLD | 1 | 1 | 1 | 1 | 1 | 1 | 1 | 1 | 1 | 1 | 1 | 1 | CscTgsld511 | CscT | gsld | 511 | 2.1024 | 566.0377 | [30 empty] | 0.86037 | 0.091293 | 0.10212
511 | Lighting-Interior | LED | Schools K-12 | New | LED Exit Sign | 0.0037142 | 0.0041698 |  | 35.04 | 1 | 1.1226 | 9433.9623 | 15 |  | 33.44 | 9003.1877 | Per Exit Sign | GSLD | 1 | 1 | 1 | 1 | 1 | 1 | 1 | 1 | 1 | 1 | 1 | 1 | CscNgsld511 | CscN | gsld | 511 | 2.1024 | 566.0377 | [30 empty] | 0 | 0 | 0
511 | Lighting-Interior | LED | Warehouse | Turnover | LED Exit Sign | 0.0058867 | 0.0042048 |  | 35.04 | 1 | 0.71429 | 5952.381 | 15 |  | 33.44 | 5680.5827 | Per Exit Sign | GSLD | 1 | 1 | 1 | 1 | 1 | 1 | 1 | 1 | 1 | 1 | 1 | 1 | CwaTgsld511 | CwaT | gsld | 511 | 2.1024 | 357.1429 | [30 empty] | 1.4413 | 0.24259 | 0.17278
511 | Lighting-Interior | LED | Warehouse | New | LED Exit Sign | 0.0058867 | 0.0042048 |  | 35.04 | 1 | 0.71429 | 5952.381 | 15 |  | 33.44 | 5680.5827 | Per Exit Sign | GSLD | 1 | 1 | 1 | 1 | 1 | 1 | 1 | 1 | 1 | 1 | 1 | 1 | CwaNgsld511 | CwaN | gsld | 511 | 2.1024 | 357.1429 | [30 empty] | 0 | 0 | 0
512 | Lighting-Interior | LED | Assembly | Turnover | LED High Bay_HID Baseline | 0.11366 | 0.055129 |  | 680.6 | 1 | 0.48503 | 5988.024 | 15 |  | 179 | 1574.8697 | Per Fixture | GSLD | 0.57723 | 0.60437 | 0.83705 | 1.097 | 1.2026 | 1.2026 | 1.289 | 1.2891 | 1.2453 | 1.1192 | 0.77553 | 0.85362 | CasTgsld512 | CasT | gsld | 512 | 40.836 | 359.2814 | [30 empty] | 6.746 | 1.1248 | 0.54416
512 | Lighting-Interior | LED | Assembly | New | LED High Bay_HID Baseline | 0.11366 | 0.055129 |  | 680.6 | 1 | 0.48503 | 5988.024 | 15 |  | 179 | 1574.8697 | Per Fixture | GSLD | 0.57723 | 0.60437 | 0.83705 | 1.097 | 1.2026 | 1.2026 | 1.289 | 1.2891 | 1.2453 | 1.1192 | 0.77553 | 0.85362 | CasNgsld512 | CasN | gsld | 512 | 40.836 | 359.2814 | [30 empty] | 0.074406 | 0.012406 | 0.0060018
512 | Lighting-Interior | LED | College and University | Turnover | LED High Bay_HID Baseline | 0.10705 | 0.083058 |  | 922.87 | 1 | 0.77586 | 8620.6897 | 15 |  | 179 | 1672.0702 | Per Fixture | GSLD | 0.57723 | 0.60437 | 0.83705 | 1.097 | 1.2026 | 1.2026 | 1.289 | 1.2891 | 1.2453 | 1.1192 | 0.77553 | 0.85362 | CcoTgsld512 | CcoT | gsld | 512 | 55.3722 | 517.2414 | [30 empty] | 0.15199 | 0.017672 | 0.01371
512 | Lighting-Interior | LED | College and University | New | LED High Bay_HID Baseline | 0.10705 | 0.083058 |  | 922.87 | 1 | 0.77586 | 8620.6897 | 15 |  | 179 | 1672.0702 | Per Fixture | GSLD | 0.57723 | 0.60437 | 0.83705 | 1.097 | 1.2026 | 1.2026 | 1.289 | 1.2891 | 1.2453 | 1.1192 | 0.77553 | 0.85362 | CcoNgsld512 | CcoN | gsld | 512 | 55.3722 | 517.2414 | [30 empty] | 0.0016764 | 0.00019491 | 0.00015122
512 | Lighting-Interior | LED | Data Center | Turnover | LED High Bay_HID Baseline | 0.10991 | 0.12245 |  | 964.15 | 1 | 1.114 | 8771.9298 | 15 |  | 179 | 1628.5593 | Per Fixture | GSLD | 0.57723 | 0.60437 | 0.83705 | 1.097 | 1.2026 | 1.2026 | 1.289 | 1.2891 | 1.2453 | 1.1192 | 0.77553 | 0.85362 | CdaTgsld512 | CdaT | gsld | 512 | 57.849 | 526.3158 | [30 empty] | 0.063564 | 0.0072538 | 0.0080814
512 | Lighting-Interior | LED | Data Center | New | LED High Bay_HID Baseline | 0.10991 | 0.12245 |  | 964.15 | 1 | 1.114 | 8771.9298 | 15 |  | 179 | 1628.5593 | Per Fixture | GSLD | 0.57723 | 0.60437 | 0.83705 | 1.097 | 1.2026 | 1.2026 | 1.289 | 1.2891 | 1.2453 | 1.1192 | 0.77553 | 0.85362 | CdaNgsld512 | CdaN | gsld | 512 | 57.849 | 526.3158 | [30 empty] | 0.00070109 | 8.0006e-05 | 8.9135e-05
512 | Lighting-Interior | LED | Grocery | Turnover | LED High Bay_HID Baseline | 0.30263 | 0.1353 |  | 1780.2 | 1 | 0.44706 | 5882.3529 | 15 |  | 179 | 591.4735 | Per Fixture | GSLD | 0.57723 | 0.60437 | 0.83705 | 1.097 | 1.2026 | 1.2026 | 1.289 | 1.2891 | 1.2453 | 1.1192 | 0.77553 | 0.85362 | CgrTgsld512 | CgrT | gsld | 512 | 106.812 | 352.9412 | [30 empty] | 2.2124 | 0.3753 | 0.16736
512 | Lighting-Interior | LED | Grocery | New | LED High Bay_HID Baseline | 0.30263 | 0.1353 |  | 1780.2 | 1 | 0.44706 | 5882.3529 | 15 |  | 179 | 591.4735 | Per Fixture | GSLD | 0.57723 | 0.60437 | 0.83705 | 1.097 | 1.2026 | 1.2026 | 1.289 | 1.2891 | 1.2453 | 1.1192 | 0.77553 | 0.85362 | CgrNgsld512 | CgrN | gsld | 512 | 106.812 | 352.9412 | [30 empty] | 0.024402 | 0.0041394 | 0.001846
512 | Lighting-Interior | LED | Healthcare | Turnover | LED High Bay_HID Baseline | 0.13016 | 0.10745 |  | 873.59 | 1 | 0.8255 | 6711.4094 | 15 |  | 179 | 1375.1786 | Per Fixture | GSLD | 0.57723 | 0.60437 | 0.83705 | 1.097 | 1.2026 | 1.2026 | 1.289 | 1.2891 | 1.2453 | 1.1192 | 0.77553 | 0.85362 | CheTgsld512 | CheT | gsld | 512 | 52.4154 | 402.6846 | [30 empty] | 0 | 0 | 0
512 | Lighting-Interior | LED | Healthcare | New | LED High Bay_HID Baseline | 0.13016 | 0.10745 |  | 873.59 | 1 | 0.8255 | 6711.4094 | 15 |  | 179 | 1375.1786 | Per Fixture | GSLD | 0.57723 | 0.60437 | 0.83705 | 1.097 | 1.2026 | 1.2026 | 1.289 | 1.2891 | 1.2453 | 1.1192 | 0.77553 | 0.85362 | CheNgsld512 | CheN | gsld | 512 | 52.4154 | 402.6846 | [30 empty] | 0 | 0 | 0
512 | Lighting-Interior | LED | Hospitals | Turnover | LED High Bay_HID Baseline | 0.17149 | 0.13305 |  | 1478.34 | 1 | 0.77586 | 8620.6897 | 15 |  | 179 | 1043.8082 | Per Fixture | GSLD | 0.57723 | 0.60437 | 0.83705 | 1.097 | 1.2026 | 1.2026 | 1.289 | 1.2891 | 1.2453 | 1.1192 | 0.77553 | 0.85362 | ChoTgsld512 | ChoT | gsld | 512 | 88.7004 | 517.2414 | [30 empty] | 0 | 0 | 0
512 | Lighting-Interior | LED | Hospitals | New | LED High Bay_HID Baseline | 0.17149 | 0.13305 |  | 1478.34 | 1 | 0.77586 | 8620.6897 | 15 |  | 179 | 1043.8082 | Per Fixture | GSLD | 0.57723 | 0.60437 | 0.83705 | 1.097 | 1.2026 | 1.2026 | 1.289 | 1.2891 | 1.2453 | 1.1192 | 0.77553 | 0.85362 | ChoNgsld512 | ChoN | gsld | 512 | 88.7004 | 517.2414 | [30 empty] | 0 | 0 | 0
512 | Lighting-Interior | LED | Institutional | Turnover | LED High Bay_HID Baseline | 0.094057 | 0.1281 |  | 895.78 | 1 | 1.3619 | 9523.8095 | 15 |  | 179 | 1903.1033 | Per Fixture | GSLD | 0.57723 | 0.60437 | 0.83705 | 1.097 | 1.2026 | 1.2026 | 1.289 | 1.2891 | 1.2453 | 1.1192 | 0.77553 | 0.85362 | CinTgsld512 | CinT | gsld | 512 | 53.7468 | 571.4286 | [30 empty] | 0.61664 | 0.064632 | 0.088391
512 | Lighting-Interior | LED | Institutional | New | LED High Bay_HID Baseline | 0.094057 | 0.1281 |  | 895.78 | 1 | 1.3619 | 9523.8095 | 15 |  | 179 | 1903.1033 | Per Fixture | GSLD | 0.57723 | 0.60437 | 0.83705 | 1.097 | 1.2026 | 1.2026 | 1.289 | 1.2891 | 1.2453 | 1.1192 | 0.77553 | 0.85362 | CinNgsld512 | CinN | gsld | 512 | 53.7468 | 571.4286 | [30 empty] | 0.0068013 | 0.00071287 | 0.00097492
512 | Lighting-Interior | LED | Lodging/Hospitality | Turnover | LED High Bay_HID Baseline | 0.10244 | 0.14491 |  | 1249.24 | 1 | 1.4146 | 12195.122 | 15 |  | 179 | 1747.4039 | Per Fixture | GSLD | 0.57723 | 0.60437 | 0.83705 | 1.097 | 1.2026 | 1.2026 | 1.289 | 1.2891 | 1.2453 | 1.1192 | 0.77553 | 0.85362 | CloTgsld512 | CloT | gsld | 512 | 74.9544 | 731.7073 | [30 empty] | 0 | 0 | 0
512 | Lighting-Interior | LED | Lodging/Hospitality | New | LED High Bay_HID Baseline | 0.10244 | 0.14491 |  | 1249.24 | 1 | 1.4146 | 12195.122 | 15 |  | 179 | 1747.4039 | Per Fixture | GSLD | 0.57723 | 0.60437 | 0.83705 | 1.097 | 1.2026 | 1.2026 | 1.289 | 1.2891 | 1.2453 | 1.1192 | 0.77553 | 0.85362 | CloNgsld512 | CloN | gsld | 512 | 74.9544 | 731.7073 | [30 empty] | 0 | 0 | 0
512 | Lighting-Interior | LED | Miscellaneous | Turnover | LED High Bay_HID Baseline | 0.1208 | 0.13457 |  | 1059.61 | 1 | 1.114 | 8771.9298 | 15 |  | 179 | 1481.8428 | Per Fixture | GSLD | 0.57723 | 0.60437 | 0.83705 | 1.097 | 1.2026 | 1.2026 | 1.289 | 1.2891 | 1.2453 | 1.1192 | 0.77553 | 0.85362 | CmiTgsld512 | CmiT | gsld | 512 | 63.5766 | 526.3158 | [30 empty] | 3.8964 | 0.44464 | 0.49537
512 | Lighting-Interior | LED | Miscellaneous | New | LED High Bay_HID Baseline | 0.1208 | 0.13457 |  | 1059.61 | 1 | 1.114 | 8771.9298 | 15 |  | 179 | 1481.8428 | Per Fixture | GSLD | 0.57723 | 0.60437 | 0.83705 | 1.097 | 1.2026 | 1.2026 | 1.289 | 1.2891 | 1.2453 | 1.1192 | 0.77553 | 0.85362 | CmiNgsld512 | CmiN | gsld | 512 | 63.5766 | 526.3158 | [30 empty] | 0.042976 | 0.0049042 | 0.0054638
512 | Lighting-Interior | LED | Offices | Turnover | LED High Bay_HID Baseline | 0.11 | 0.12254 |  | 964.92 | 1 | 1.114 | 8771.9298 | 15 |  | 179 | 1627.2597 | Per Fixture | GSLD | 0.57723 | 0.60437 | 0.83705 | 1.097 | 1.2026 | 1.2026 | 1.289 | 1.2891 | 1.2453 | 1.1192 | 0.77553 | 0.85362 | CofTgsld512 | CofT | gsld | 512 | 57.8952 | 526.3158 | [30 empty] | 18.6143 | 2.1242 | 2.3666
512 | Lighting-Interior | LED | Offices | New | LED High Bay_HID Baseline | 0.11 | 0.12254 |  | 964.92 | 1 | 1.114 | 8771.9298 | 15 |  | 179 | 1627.2597 | Per Fixture | GSLD | 0.57723 | 0.60437 | 0.83705 | 1.097 | 1.2026 | 1.2026 | 1.289 | 1.2891 | 1.2453 | 1.1192 | 0.77553 | 0.85362 | CofNgsld512 | CofN | gsld | 512 | 57.8952 | 526.3158 | [30 empty] | 0.20531 | 0.023429 | 0.026102
512 | Lighting-Interior | LED | Restaurants | Turnover | LED High Bay_HID Baseline | 0.20426 | 0.11847 |  | 1361.72 | 1 | 0.58 | 6666.6667 | 15 |  | 179 | 876.3427 | Per Fixture | GSLD | 0.57723 | 0.60437 | 0.83705 | 1.097 | 1.2026 | 1.2026 | 1.289 | 1.2891 | 1.2453 | 1.1192 | 0.77553 | 0.85362 | CreTgsld512 | CreT | gsld | 512 | 81.7032 | 400 | [30 empty] | 0 | 0 | 0
512 | Lighting-Interior | LED | Restaurants | New | LED High Bay_HID Baseline | 0.20426 | 0.11847 |  | 1361.72 | 1 | 0.58 | 6666.6667 | 15 |  | 179 | 876.3427 | Per Fixture | GSLD | 0.57723 | 0.60437 | 0.83705 | 1.097 | 1.2026 | 1.2026 | 1.289 | 1.2891 | 1.2453 | 1.1192 | 0.77553 | 0.85362 | CreNgsld512 | CreN | gsld | 512 | 81.7032 | 400 | [30 empty] | 0 | 0 | 0
512 | Lighting-Interior | LED | Retail | Turnover | LED High Bay_HID Baseline | 0.15899 | 0.073815 |  | 946.34 | 1 | 0.46429 | 5952.381 | 15 |  | 179 | 1125.8915 | Per Fixture | GSLD | 0.57723 | 0.60437 | 0.83705 | 1.097 | 1.2026 | 1.2026 | 1.289 | 1.2891 | 1.2453 | 1.1192 | 0.77553 | 0.85362 | CrtTgsld512 | CrtT | gsld | 512 | 56.7804 | 357.1429 | [30 empty] | 11.4597 | 1.9274 | 0.89548
512 | Lighting-Interior | LED | Retail | New | LED High Bay_HID Baseline | 0.15899 | 0.073815 |  | 946.34 | 1 | 0.46429 | 5952.381 | 15 |  | 179 | 1125.8915 | Per Fixture | GSLD | 0.57723 | 0.60437 | 0.83705 | 1.097 | 1.2026 | 1.2026 | 1.289 | 1.2891 | 1.2453 | 1.1192 | 0.77553 | 0.85362 | CrtNgsld512 | CrtN | gsld | 512 | 56.7804 | 357.1429 | [30 empty] | 0.1264 | 0.021259 | 0.0098768
512 | Lighting-Interior | LED | Schools K-12 | Turnover | LED High Bay_HID Baseline | 0.075946 | 0.08526 |  | 716.47 | 1 | 1.1226 | 9433.9623 | 15 |  | 179 | 2356.9434 | Per Fixture | GSLD | 0.57723 | 0.60437 | 0.83705 | 1.097 | 1.2026 | 1.2026 | 1.289 | 1.2891 | 1.2453 | 1.1192 | 0.77553 | 0.85362 | CscTgsld512 | CscT | gsld | 512 | 42.9882 | 566.0377 | [30 empty] | 0.98977 | 0.10502 | 0.11748
512 | Lighting-Interior | LED | Schools K-12 | New | LED High Bay_HID Baseline | 0.075946 | 0.08526 |  | 716.47 | 1 | 1.1226 | 9433.9623 | 15 |  | 179 | 2356.9434 | Per Fixture | GSLD | 0.57723 | 0.60437 | 0.83705 | 1.097 | 1.2026 | 1.2026 | 1.289 | 1.2891 | 1.2453 | 1.1192 | 0.77553 | 0.85362 | CscNgsld512 | CscN | gsld | 512 | 42.9882 | 566.0377 | [30 empty] | 0.010917 | 0.0011584 | 0.0012958
512 | Lighting-Interior | LED | Warehouse | Turnover | LED High Bay_HID Baseline | 0.15816 | 0.11297 |  | 941.44 | 1 | 0.71429 | 5952.381 | 15 |  | 179 | 1131.7516 | Per Fixture | GSLD | 0.57723 | 0.60437 | 0.83705 | 1.097 | 1.2026 | 1.2026 | 1.289 | 1.2891 | 1.2453 | 1.1192 | 0.77553 | 0.85362 | CwaTgsld512 | CwaT | gsld | 512 | 56.4864 | 357.1429 | [30 empty] | 1.2462 | 0.20976 | 0.14939
512 | Lighting-Interior | LED | Warehouse | New | LED High Bay_HID Baseline | 0.15816 | 0.11297 |  | 941.44 | 1 | 0.71429 | 5952.381 | 15 |  | 179 | 1131.7516 | Per Fixture | GSLD | 0.57723 | 0.60437 | 0.83705 | 1.097 | 1.2026 | 1.2026 | 1.289 | 1.2891 | 1.2453 | 1.1192 | 0.77553 | 0.85362 | CwaNgsld512 | CwaN | gsld | 512 | 56.4864 | 357.1429 | [30 empty] | 0.013745 | 0.0023135 | 0.0016477
513 | Lighting-Interior | LED | Assembly | Turnover | LED High Bay_LF Baseline | 0.067844 | 0.032906 |  | 406.25 | 1 | 0.48503 | 5988.024 | 15 |  | 179 | 2638.4155 | Per Fixture | GSLD | 0.57723 | 0.60437 | 0.83705 | 1.097 | 1.2026 | 1.2026 | 1.289 | 1.2891 | 1.2453 | 1.1192 | 0.77553 | 0.85362 | CasTgsld513 | CasT | gsld | 513 | 24.375 | 359.2814 | [30 empty] | 3.1189 | 0.52004 | 0.25158
513 | Lighting-Interior | LED | Assembly | New | LED High Bay_LF Baseline | 0.067844 | 0.032906 |  | 406.25 | 1 | 0.48503 | 5988.024 | 15 |  | 179 | 2638.4155 | Per Fixture | GSLD | 0.57723 | 0.60437 | 0.83705 | 1.097 | 1.2026 | 1.2026 | 1.289 | 1.2891 | 1.2453 | 1.1192 | 0.77553 | 0.85362 | CasNgsld513 | CasN | gsld | 513 | 24.375 | 359.2814 | [30 empty] | 0.0344 | 0.0057358 | 0.0027749
513 | Lighting-Interior | LED | College and University | Turnover | LED High Bay_LF Baseline | 0.0639 | 0.049577 |  | 550.86 | 1 | 0.77586 | 8620.6897 | 15 |  | 179 | 2801.2625 | Per Fixture | GSLD | 0.57723 | 0.60437 | 0.83705 | 1.097 | 1.2026 | 1.2026 | 1.289 | 1.2891 | 1.2453 | 1.1192 | 0.77553 | 0.85362 | CcoTgsld513 | CcoT | gsld | 513 | 33.0516 | 517.2414 | [30 empty] | 0.0432 | 0.005023 | 0.0038969
513 | Lighting-Interior | LED | College and University | New | LED High Bay_LF Baseline | 0.0639 | 0.049577 |  | 550.86 | 1 | 0.77586 | 8620.6897 | 15 |  | 179 | 2801.2625 | Per Fixture | GSLD | 0.57723 | 0.60437 | 0.83705 | 1.097 | 1.2026 | 1.2026 | 1.289 | 1.2891 | 1.2453 | 1.1192 | 0.77553 | 0.85362 | CcoNgsld513 | CcoN | gsld | 513 | 33.0516 | 517.2414 | [30 empty] | 0.00047648 | 5.5402e-05 | 4.2981e-05
513 | Lighting-Interior | LED | Data Center | Turnover | LED High Bay_LF Baseline | 0.065607 | 0.073089 |  | 575.5 | 1 | 1.114 | 8771.9298 | 15 |  | 179 | 2728.3674 | Per Fixture | GSLD | 0.57723 | 0.60437 | 0.83705 | 1.097 | 1.2026 | 1.2026 | 1.289 | 1.2891 | 1.2453 | 1.1192 | 0.77553 | 0.85362 | CdaTgsld513 | CdaT | gsld | 513 | 34.53 | 526.3158 | [30 empty] | 0.018067 | 0.0020618 | 0.002297
513 | Lighting-Interior | LED | Data Center | New | LED High Bay_LF Baseline | 0.065607 | 0.073089 |  | 575.5 | 1 | 1.114 | 8771.9298 | 15 |  | 179 | 2728.3674 | Per Fixture | GSLD | 0.57723 | 0.60437 | 0.83705 | 1.097 | 1.2026 | 1.2026 | 1.289 | 1.2891 | 1.2453 | 1.1192 | 0.77553 | 0.85362 | CdaNgsld513 | CdaN | gsld | 513 | 34.53 | 526.3158 | [30 empty] | 0.00019928 | 2.2741e-05 | 2.5335e-05
513 | Lighting-Interior | LED | Grocery | Turnover | LED High Bay_LF Baseline | 0.18064 | 0.080758 |  | 1062.6 | 1 | 0.44706 | 5882.3529 | 15 |  | 179 | 990.9102 | Per Fixture | GSLD | 0.57723 | 0.60437 | 0.83705 | 1.097 | 1.2026 | 1.2026 | 1.289 | 1.2891 | 1.2453 | 1.1192 | 0.77553 | 0.85362 | CgrTgsld513 | CgrT | gsld | 513 | 63.756 | 352.9412 | [30 empty] | 0.62886 | 0.10667 | 0.047571
513 | Lighting-Interior | LED | Grocery | New | LED High Bay_LF Baseline | 0.18064 | 0.080758 |  | 1062.6 | 1 | 0.44706 | 5882.3529 | 15 |  | 179 | 990.9102 | Per Fixture | GSLD | 0.57723 | 0.60437 | 0.83705 | 1.097 | 1.2026 | 1.2026 | 1.289 | 1.2891 | 1.2453 | 1.1192 | 0.77553 | 0.85362 | CgrNgsld513 | CgrN | gsld | 513 | 63.756 | 352.9412 | [30 empty] | 0.0069361 | 0.0011766 | 0.00052469
513 | Lighting-Interior | LED | Healthcare | Turnover | LED High Bay_LF Baseline | 0.077695 | 0.064137 |  | 521.44 | 1 | 0.8255 | 6711.4094 | 15 |  | 179 | 2303.8936 | Per Fixture | GSLD | 0.57723 | 0.60437 | 0.83705 | 1.097 | 1.2026 | 1.2026 | 1.289 | 1.2891 | 1.2453 | 1.1192 | 0.77553 | 0.85362 | CheTgsld513 | CheT | gsld | 513 | 31.2864 | 402.6846 | [30 empty] | 0 | 0 | 0
513 | Lighting-Interior | LED | Healthcare | New | LED High Bay_LF Baseline | 0.077695 | 0.064137 |  | 521.44 | 1 | 0.8255 | 6711.4094 | 15 |  | 179 | 2303.8936 | Per Fixture | GSLD | 0.57723 | 0.60437 | 0.83705 | 1.097 | 1.2026 | 1.2026 | 1.289 | 1.2891 | 1.2453 | 1.1192 | 0.77553 | 0.85362 | CheNgsld513 | CheN | gsld | 513 | 31.2864 | 402.6846 | [30 empty] | 0 | 0 | 0
513 | Lighting-Interior | LED | Hospitals | Turnover | LED High Bay_LF Baseline | 0.10236 | 0.079418 |  | 882.42 | 1 | 0.77586 | 8620.6897 | 15 |  | 179 | 1748.7177 | Per Fixture | GSLD | 0.57723 | 0.60437 | 0.83705 | 1.097 | 1.2026 | 1.2026 | 1.289 | 1.2891 | 1.2453 | 1.1192 | 0.77553 | 0.85362 | ChoTgsld513 | ChoT | gsld | 513 | 52.9452 | 517.2414 | [30 empty] | 0 | 0 | 0
513 | Lighting-Interior | LED | Hospitals | New | LED High Bay_LF Baseline | 0.10236 | 0.079418 |  | 882.42 | 1 | 0.77586 | 8620.6897 | 15 |  | 179 | 1748.7177 | Per Fixture | GSLD | 0.57723 | 0.60437 | 0.83705 | 1.097 | 1.2026 | 1.2026 | 1.289 | 1.2891 | 1.2453 | 1.1192 | 0.77553 | 0.85362 | ChoNgsld513 | ChoN | gsld | 513 | 52.9452 | 517.2414 | [30 empty] | 0 | 0 | 0
513 | Lighting-Interior | LED | Institutional | Turnover | LED High Bay_LF Baseline | 0.056142 | 0.076461 |  | 534.69 | 1 | 1.3619 | 9523.8095 | 15 |  | 179 | 3188.3183 | Per Fixture | GSLD | 0.57723 | 0.60437 | 0.83705 | 1.097 | 1.2026 | 1.2026 | 1.289 | 1.2891 | 1.2453 | 1.1192 | 0.77553 | 0.85362 | CinTgsld513 | CinT | gsld | 513 | 32.0814 | 571.4286 | [30 empty] | 0.17527 | 0.018371 | 0.025124
513 | Lighting-Interior | LED | Institutional | New | LED High Bay_LF Baseline | 0.056142 | 0.076461 |  | 534.69 | 1 | 1.3619 | 9523.8095 | 15 |  | 179 | 3188.3183 | Per Fixture | GSLD | 0.57723 | 0.60437 | 0.83705 | 1.097 | 1.2026 | 1.2026 | 1.289 | 1.2891 | 1.2453 | 1.1192 | 0.77553 | 0.85362 | CinNgsld513 | CinN | gsld | 513 | 32.0814 | 571.4286 | [30 empty] | 0.0019332 | 0.00020262 | 0.00027711
513 | Lighting-Interior | LED | Lodging/Hospitality | Turnover | LED High Bay_LF Baseline | 0.061145 | 0.086498 |  | 745.67 | 1 | 1.4146 | 12195.122 | 15 |  | 179 | 2927.4704 | Per Fixture | GSLD | 0.57723 | 0.60437 | 0.83705 | 1.097 | 1.2026 | 1.2026 | 1.289 | 1.2891 | 1.2453 | 1.1192 | 0.77553 | 0.85362 | CloTgsld513 | CloT | gsld | 513 | 44.7402 | 731.7073 | [30 empty] | 0 | 0 | 0
513 | Lighting-Interior | LED | Lodging/Hospitality | New | LED High Bay_LF Baseline | 0.061145 | 0.086498 |  | 745.67 | 1 | 1.4146 | 12195.122 | 15 |  | 179 | 2927.4704 | Per Fixture | GSLD | 0.57723 | 0.60437 | 0.83705 | 1.097 | 1.2026 | 1.2026 | 1.289 | 1.2891 | 1.2453 | 1.1192 | 0.77553 | 0.85362 | CloNgsld513 | CloN | gsld | 513 | 44.7402 | 731.7073 | [30 empty] | 0 | 0 | 0
513 | Lighting-Interior | LED | Miscellaneous | Turnover | LED High Bay_LF Baseline | 0.072103 | 0.080325 |  | 632.48 | 1 | 1.114 | 8771.9298 | 15 |  | 179 | 2482.5693 | Per Fixture | GSLD | 0.57723 | 0.60437 | 0.83705 | 1.097 | 1.2026 | 1.2026 | 1.289 | 1.2891 | 1.2453 | 1.1192 | 0.77553 | 0.85362 | CmiTgsld513 | CmiT | gsld | 513 | 37.9488 | 526.3158 | [30 empty] | 1.1075 | 0.12638 | 0.1408
513 | Lighting-Interior | LED | Miscellaneous | New | LED High Bay_LF Baseline | 0.072103 | 0.080325 |  | 632.48 | 1 | 1.114 | 8771.9298 | 15 |  | 179 | 2482.5693 | Per Fixture | GSLD | 0.57723 | 0.60437 | 0.83705 | 1.097 | 1.2026 | 1.2026 | 1.289 | 1.2891 | 1.2453 | 1.1192 | 0.77553 | 0.85362 | CmiNgsld513 | CmiN | gsld | 513 | 37.9488 | 526.3158 | [30 empty] | 0.012215 | 0.001394 | 0.001553
513 | Lighting-Interior | LED | Offices | Turnover | LED High Bay_LF Baseline | 0.065659 | 0.073147 |  | 575.96 | 1 | 1.114 | 8771.9298 | 15 |  | 179 | 2726.1883 | Per Fixture | GSLD | 0.57723 | 0.60437 | 0.83705 | 1.097 | 1.2026 | 1.2026 | 1.289 | 1.2891 | 1.2453 | 1.1192 | 0.77553 | 0.85362 | CofTgsld513 | CofT | gsld | 513 | 34.5576 | 526.3158 | [30 empty] | 5.2909 | 0.60378 | 0.67267
513 | Lighting-Interior | LED | Offices | New | LED High Bay_LF Baseline | 0.065659 | 0.073147 |  | 575.96 | 1 | 1.114 | 8771.9298 | 15 |  | 179 | 2726.1883 | Per Fixture | GSLD | 0.57723 | 0.60437 | 0.83705 | 1.097 | 1.2026 | 1.2026 | 1.289 | 1.2891 | 1.2453 | 1.1192 | 0.77553 | 0.85362 | CofNgsld513 | CofN | gsld | 513 | 34.5576 | 526.3158 | [30 empty] | 0.058357 | 0.0066595 | 0.0074193
513 | Lighting-Interior | LED | Restaurants | Turnover | LED High Bay_LF Baseline | 0.12192 | 0.070714 |  | 812.81 | 1 | 0.58 | 6666.6667 | 15 |  | 179 | 1468.1578 | Per Fixture | GSLD | 0.57723 | 0.60437 | 0.83705 | 1.097 | 1.2026 | 1.2026 | 1.289 | 1.2891 | 1.2453 | 1.1192 | 0.77553 | 0.85362 | CreTgsld513 | CreT | gsld | 513 | 48.7686 | 400 | [30 empty] | 0 | 0 | 0
513 | Lighting-Interior | LED | Restaurants | New | LED High Bay_LF Baseline | 0.12192 | 0.070714 |  | 812.81 | 1 | 0.58 | 6666.6667 | 15 |  | 179 | 1468.1578 | Per Fixture | GSLD | 0.57723 | 0.60437 | 0.83705 | 1.097 | 1.2026 | 1.2026 | 1.289 | 1.2891 | 1.2453 | 1.1192 | 0.77553 | 0.85362 | CreNgsld513 | CreN | gsld | 513 | 48.7686 | 400 | [30 empty] | 0 | 0 | 0
513 | Lighting-Interior | LED | Retail | Turnover | LED High Bay_LF Baseline | 0.094898 | 0.04406 |  | 564.87 | 1 | 0.46429 | 5952.381 | 15 |  | 179 | 1886.2326 | Per Fixture | GSLD | 0.57723 | 0.60437 | 0.83705 | 1.097 | 1.2026 | 1.2026 | 1.289 | 1.2891 | 1.2453 | 1.1192 | 0.77553 | 0.85362 | CrtTgsld513 | CrtT | gsld | 513 | 33.8922 | 357.1429 | [30 empty] | 5.2982 | 0.89111 | 0.41401
513 | Lighting-Interior | LED | Retail | New | LED High Bay_LF Baseline | 0.094898 | 0.04406 |  | 564.87 | 1 | 0.46429 | 5952.381 | 15 |  | 179 | 1886.2326 | Per Fixture | GSLD | 0.57723 | 0.60437 | 0.83705 | 1.097 | 1.2026 | 1.2026 | 1.289 | 1.2891 | 1.2453 | 1.1192 | 0.77553 | 0.85362 | CrtNgsld513 | CrtN | gsld | 513 | 33.8922 | 357.1429 | [30 empty] | 0.058437 | 0.0098287 | 0.0045664
513 | Lighting-Interior | LED | Schools K-12 | Turnover | LED High Bay_LF Baseline | 0.045332 | 0.050892 |  | 427.66 | 1 | 1.1226 | 9433.9623 | 15 |  | 179 | 3948.649 | Per Fixture | GSLD | 0.57723 | 0.60437 | 0.83705 | 1.097 | 1.2026 | 1.2026 | 1.289 | 1.2891 | 1.2453 | 1.1192 | 0.77553 | 0.85362 | CscTgsld513 | CscT | gsld | 513 | 25.6596 | 566.0377 | [30 empty] | 0.28133 | 0.029852 | 0.033393
513 | Lighting-Interior | LED | Schools K-12 | New | LED High Bay_LF Baseline | 0.045332 | 0.050892 |  | 427.66 | 1 | 1.1226 | 9433.9623 | 15 |  | 179 | 3948.649 | Per Fixture | GSLD | 0.57723 | 0.60437 | 0.83705 | 1.097 | 1.2026 | 1.2026 | 1.289 | 1.2891 | 1.2453 | 1.1192 | 0.77553 | 0.85362 | CscNgsld513 | CscN | gsld | 513 | 25.6596 | 566.0377 | [30 empty] | 0.003103 | 0.00032925 | 0.00036831
513 | Lighting-Interior | LED | Warehouse | Turnover | LED High Bay_LF Baseline | 0.094408 | 0.067434 |  | 561.95 | 1 | 0.71429 | 5952.381 | 15 |  | 179 | 1896.0338 | Per Fixture | GSLD | 0.57723 | 0.60437 | 0.83705 | 1.097 | 1.2026 | 1.2026 | 1.289 | 1.2891 | 1.2453 | 1.1192 | 0.77553 | 0.85362 | CwaTgsld513 | CwaT | gsld | 513 | 33.717 | 357.1429 | [30 empty] | 0.57617 | 0.096977 | 0.069069
513 | Lighting-Interior | LED | Warehouse | New | LED High Bay_LF Baseline | 0.094408 | 0.067434 |  | 561.95 | 1 | 0.71429 | 5952.381 | 15 |  | 179 | 1896.0338 | Per Fixture | GSLD | 0.57723 | 0.60437 | 0.83705 | 1.097 | 1.2026 | 1.2026 | 1.289 | 1.2891 | 1.2453 | 1.1192 | 0.77553 | 0.85362 | CwaNgsld513 | CwaN | gsld | 513 | 33.717 | 357.1429 | [30 empty] | 0.006355 | 0.0010696 | 0.0007618
514 | Lighting-Interior | LED | Assembly | Turnover | LED Linear - Fixture Replacement | 0.025083 | 0.012166 |  | 150.2 | 1 | 0.48503 | 5988.024 | 15 |  | 109.08 | 4348.6928 | Per Fixture | GSLD | 0.57723 | 0.60437 | 0.83705 | 1.097 | 1.2026 | 1.2026 | 1.289 | 1.2891 | 1.2453 | 1.1192 | 0.77553 | 0.85362 | CasTgsld514 | CasT | gsld | 514 | 9.012 | 359.2814 | [30 empty] | 82.8385 | 13.8122 | 6.682
514 | Lighting-Interior | LED | Assembly | New | LED Linear - Fixture Replacement | 0.025083 | 0.012166 |  | 150.2 | 1 | 0.48503 | 5988.024 | 15 |  | 109.08 | 4348.6928 | Per Fixture | GSLD | 0.57723 | 0.60437 | 0.83705 | 1.097 | 1.2026 | 1.2026 | 1.289 | 1.2891 | 1.2453 | 1.1192 | 0.77553 | 0.85362 | CasNgsld514 | CasN | gsld | 514 | 9.012 | 359.2814 | [30 empty] | 0 | 0 | 0
514 | Lighting-Interior | LED | College and University | Turnover | LED Linear - Fixture Replacement | 0.020974 | 0.016273 |  | 180.81 | 1 | 0.77586 | 8620.6897 | 15 |  | 109.08 | 5200.7346 | Per Fixture | GSLD | 0.57723 | 0.60437 | 0.83705 | 1.097 | 1.2026 | 1.2026 | 1.289 | 1.2891 | 1.2453 | 1.1192 | 0.77553 | 0.85362 | CcoTgsld514 | CcoT | gsld | 514 | 10.8486 | 517.2414 | [30 empty] | 13.2832 | 1.5445 | 1.1982
514 | Lighting-Interior | LED | College and University | New | LED Linear - Fixture Replacement | 0.020974 | 0.016273 |  | 180.81 | 1 | 0.77586 | 8620.6897 | 15 |  | 109.08 | 5200.7346 | Per Fixture | GSLD | 0.57723 | 0.60437 | 0.83705 | 1.097 | 1.2026 | 1.2026 | 1.289 | 1.2891 | 1.2453 | 1.1192 | 0.77553 | 0.85362 | CcoNgsld514 | CcoN | gsld | 514 | 10.8486 | 517.2414 | [30 empty] | 0 | 0 | 0
514 | Lighting-Interior | LED | Data Center | Turnover | LED Linear - Fixture Replacement | 0.023266 | 0.025919 |  | 204.09 | 1 | 1.114 | 8771.9298 | 15 |  | 109.08 | 4688.3341 | Per Fixture | GSLD | 0.57723 | 0.60437 | 0.83705 | 1.097 | 1.2026 | 1.2026 | 1.289 | 1.2891 | 1.2453 | 1.1192 | 0.77553 | 0.85362 | CdaTgsld514 | CdaT | gsld | 514 | 12.2454 | 526.3158 | [30 empty] | 0.96327 | 0.10993 | 0.12247
514 | Lighting-Interior | LED | Data Center | New | LED Linear - Fixture Replacement | 0.023266 | 0.025919 |  | 204.09 | 1 | 1.114 | 8771.9298 | 15 |  | 109.08 | 4688.3341 | Per Fixture | GSLD | 0.57723 | 0.60437 | 0.83705 | 1.097 | 1.2026 | 1.2026 | 1.289 | 1.2891 | 1.2453 | 1.1192 | 0.77553 | 0.85362 | CdaNgsld514 | CdaN | gsld | 514 | 12.2454 | 526.3158 | [30 empty] | 0 | 0 | 0
514 | Lighting-Interior | LED | Grocery | Turnover | LED Linear - Fixture Replacement | 0.064743 | 0.028944 |  | 380.84 | 1 | 0.44706 | 5882.3529 | 15 |  | 109.08 | 1684.8206 | Per Fixture | GSLD | 0.57723 | 0.60437 | 0.83705 | 1.097 | 1.2026 | 1.2026 | 1.289 | 1.2891 | 1.2453 | 1.1192 | 0.77553 | 0.85362 | CgrTgsld514 | CgrT | gsld | 514 | 22.8504 | 352.9412 | [30 empty] | 57.3573 | 9.7297 | 4.3389
514 | Lighting-Interior | LED | Grocery | New | LED Linear - Fixture Replacement | 0.064743 | 0.028944 |  | 380.84 | 1 | 0.44706 | 5882.3529 | 15 |  | 109.08 | 1684.8206 | Per Fixture | GSLD | 0.57723 | 0.60437 | 0.83705 | 1.097 | 1.2026 | 1.2026 | 1.289 | 1.2891 | 1.2453 | 1.1192 | 0.77553 | 0.85362 | CgrNgsld514 | CgrN | gsld | 514 | 22.8504 | 352.9412 | [30 empty] | 0 | 0 | 0
514 | Lighting-Interior | LED | Healthcare | Turnover | LED Linear - Fixture Replacement | 0.026968 | 0.022262 |  | 180.99 | 1 | 0.8255 | 6711.4094 | 15 |  | 109.08 | 4044.8673 | Per Fixture | GSLD | 0.57723 | 0.60437 | 0.83705 | 1.097 | 1.2026 | 1.2026 | 1.289 | 1.2891 | 1.2453 | 1.1192 | 0.77553 | 0.85362 | CheTgsld514 | CheT | gsld | 514 | 10.8594 | 402.6846 | [30 empty] | 65.8695 | 9.8234 | 8.1329
514 | Lighting-Interior | LED | Healthcare | New | LED Linear - Fixture Replacement | 0.026968 | 0.022262 |  | 180.99 | 1 | 0.8255 | 6711.4094 | 15 |  | 109.08 | 4044.8673 | Per Fixture | GSLD | 0.57723 | 0.60437 | 0.83705 | 1.097 | 1.2026 | 1.2026 | 1.289 | 1.2891 | 1.2453 | 1.1192 | 0.77553 | 0.85362 | CheNgsld514 | CheN | gsld | 514 | 10.8594 | 402.6846 | [30 empty] | 0 | 0 | 0
514 | Lighting-Interior | LED | Hospitals | Turnover | LED Linear - Fixture Replacement | 0.035528 | 0.027565 |  | 306.28 | 1 | 0.77586 | 8620.6897 | 15 |  | 109.08 | 3070.213 | Per Fixture | GSLD | 0.57723 | 0.60437 | 0.83705 | 1.097 | 1.2026 | 1.2026 | 1.289 | 1.2891 | 1.2453 | 1.1192 | 0.77553 | 0.85362 | ChoTgsld514 | ChoT | gsld | 514 | 18.3768 | 517.2414 | [30 empty] | 22.4068 | 2.6053 | 2.0212
514 | Lighting-Interior | LED | Hospitals | New | LED Linear - Fixture Replacement | 0.035528 | 0.027565 |  | 306.28 | 1 | 0.77586 | 8620.6897 | 15 |  | 109.08 | 3070.213 | Per Fixture | GSLD | 0.57723 | 0.60437 | 0.83705 | 1.097 | 1.2026 | 1.2026 | 1.289 | 1.2891 | 1.2453 | 1.1192 | 0.77553 | 0.85362 | ChoNgsld514 | ChoN | gsld | 514 | 18.3768 | 517.2414 | [30 empty] | 0 | 0 | 0
514 | Lighting-Interior | LED | Institutional | Turnover | LED Linear - Fixture Replacement | 0.01864 | 0.025385 |  | 177.52 | 1 | 1.3619 | 9523.8095 | 15 |  | 109.08 | 5852.0569 | Per Fixture | GSLD | 0.57723 | 0.60437 | 0.83705 | 1.097 | 1.2026 | 1.2026 | 1.289 | 1.2891 | 1.2453 | 1.1192 | 0.77553 | 0.85362 | CinTgsld514 | CinT | gsld | 514 | 10.6512 | 571.4286 | [30 empty] | 24.7362 | 2.5927 | 3.5458
514 | Lighting-Interior | LED | Institutional | New | LED Linear - Fixture Replacement | 0.01864 | 0.025385 |  | 177.52 | 1 | 1.3619 | 9523.8095 | 15 |  | 109.08 | 5852.0569 | Per Fixture | GSLD | 0.57723 | 0.60437 | 0.83705 | 1.097 | 1.2026 | 1.2026 | 1.289 | 1.2891 | 1.2453 | 1.1192 | 0.77553 | 0.85362 | CinNgsld514 | CinN | gsld | 514 | 10.6512 | 571.4286 | [30 empty] | 0 | 0 | 0
514 | Lighting-Interior | LED | Lodging/Hospitality | Turnover | LED Linear - Fixture Replacement | 0.019608 | 0.027738 |  | 239.12 | 1 | 1.4146 | 12195.122 | 15 |  | 109.08 | 5563.0809 | Per Fixture | GSLD | 0.57723 | 0.60437 | 0.83705 | 1.097 | 1.2026 | 1.2026 | 1.289 | 1.2891 | 1.2453 | 1.1192 | 0.77553 | 0.85362 | CloTgsld514 | CloT | gsld | 514 | 14.3472 | 731.7073 | [30 empty] | 28.0232 | 2.3093 | 3.2594
514 | Lighting-Interior | LED | Lodging/Hospitality | New | LED Linear - Fixture Replacement | 0.019608 | 0.027738 |  | 239.12 | 1 | 1.4146 | 12195.122 | 15 |  | 109.08 | 5563.0809 | Per Fixture | GSLD | 0.57723 | 0.60437 | 0.83705 | 1.097 | 1.2026 | 1.2026 | 1.289 | 1.2891 | 1.2453 | 1.1192 | 0.77553 | 0.85362 | CloNgsld514 | CloN | gsld | 514 | 14.3472 | 731.7073 | [30 empty] | 0 | 0 | 0
514 | Lighting-Interior | LED | Miscellaneous | Turnover | LED Linear - Fixture Replacement | 0.02557 | 0.028486 |  | 224.3 | 1 | 1.114 | 8771.9298 | 15 |  | 109.08 | 4265.9033 | Per Fixture | GSLD | 0.57723 | 0.60437 | 0.83705 | 1.097 | 1.2026 | 1.2026 | 1.289 | 1.2891 | 1.2453 | 1.1192 | 0.77553 | 0.85362 | CmiTgsld514 | CmiT | gsld | 514 | 13.458 | 526.3158 | [30 empty] | 114.3585 | 13.0502 | 14.5392
514 | Lighting-Interior | LED | Miscellaneous | New | LED Linear - Fixture Replacement | 0.02557 | 0.028486 |  | 224.3 | 1 | 1.114 | 8771.9298 | 15 |  | 109.08 | 4265.9033 | Per Fixture | GSLD | 0.57723 | 0.60437 | 0.83705 | 1.097 | 1.2026 | 1.2026 | 1.289 | 1.2891 | 1.2453 | 1.1192 | 0.77553 | 0.85362 | CmiNgsld514 | CmiN | gsld | 514 | 13.458 | 526.3158 | [30 empty] | 0 | 0 | 0
514 | Lighting-Interior | LED | Offices | Turnover | LED Linear - Fixture Replacement | 0.021056 | 0.023457 |  | 184.7 | 1 | 1.114 | 8771.9298 | 15 |  | 109.08 | 5180.5203 | Per Fixture | GSLD | 0.57723 | 0.60437 | 0.83705 | 1.097 | 1.2026 | 1.2026 | 1.289 | 1.2891 | 1.2453 | 1.1192 | 0.77553 | 0.85362 | CofTgsld514 | CofT | gsld | 514 | 11.082 | 526.3158 | [30 empty] | 387.0525 | 44.1692 | 49.2088
514 | Lighting-Interior | LED | Offices | New | LED Linear - Fixture Replacement | 0.021056 | 0.023457 |  | 184.7 | 1 | 1.114 | 8771.9298 | 15 |  | 109.08 | 5180.5203 | Per Fixture | GSLD | 0.57723 | 0.60437 | 0.83705 | 1.097 | 1.2026 | 1.2026 | 1.289 | 1.2891 | 1.2453 | 1.1192 | 0.77553 | 0.85362 | CofNgsld514 | CofN | gsld | 514 | 11.082 | 526.3158 | [30 empty] | 0 | 0 | 0
514 | Lighting-Interior | LED | Restaurants | Turnover | LED Linear - Fixture Replacement | 0.043698 | 0.025345 |  | 291.32 | 1 | 0.58 | 6666.6667 | 15 |  | 109.08 | 2496.2241 | Per Fixture | GSLD | 0.57723 | 0.60437 | 0.83705 | 1.097 | 1.2026 | 1.2026 | 1.289 | 1.2891 | 1.2453 | 1.1192 | 0.77553 | 0.85362 | CreTgsld514 | CreT | gsld | 514 | 17.4792 | 400 | [30 empty] | 39.5314 | 5.9225 | 3.4481
514 | Lighting-Interior | LED | Restaurants | New | LED Linear - Fixture Replacement | 0.043698 | 0.025345 |  | 291.32 | 1 | 0.58 | 6666.6667 | 15 |  | 109.08 | 2496.2241 | Per Fixture | GSLD | 0.57723 | 0.60437 | 0.83705 | 1.097 | 1.2026 | 1.2026 | 1.289 | 1.2891 | 1.2453 | 1.1192 | 0.77553 | 0.85362 | CreNgsld514 | CreN | gsld | 514 | 17.4792 | 400 | [30 empty] | 0 | 0 | 0
514 | Lighting-Interior | LED | Retail | Turnover | LED Linear - Fixture Replacement | 0.034012 | 0.015791 |  | 202.45 | 1 | 0.46429 | 5952.381 | 15 |  | 109.08 | 3207.1411 | Per Fixture | GSLD | 0.57723 | 0.60437 | 0.83705 | 1.097 | 1.2026 | 1.2026 | 1.289 | 1.2891 | 1.2453 | 1.1192 | 0.77553 | 0.85362 | CrtTgsld514 | CrtT | gsld | 514 | 12.147 | 357.1429 | [30 empty] | 189.3677 | 31.8502 | 14.7975
514 | Lighting-Interior | LED | Retail | New | LED Linear - Fixture Replacement | 0.034012 | 0.015791 |  | 202.45 | 1 | 0.46429 | 5952.381 | 15 |  | 109.08 | 3207.1411 | Per Fixture | GSLD | 0.57723 | 0.60437 | 0.83705 | 1.097 | 1.2026 | 1.2026 | 1.289 | 1.2891 | 1.2453 | 1.1192 | 0.77553 | 0.85362 | CrtNgsld514 | CrtN | gsld | 514 | 12.147 | 357.1429 | [30 empty] | 0 | 0 | 0
514 | Lighting-Interior | LED | Schools K-12 | Turnover | LED Linear - Fixture Replacement | 0.014196 | 0.015936 |  | 133.92 | 1 | 1.1226 | 9433.9623 | 15 |  | 109.08 | 7684.1144 | Per Fixture | GSLD | 0.57723 | 0.60437 | 0.83705 | 1.097 | 1.2026 | 1.2026 | 1.289 | 1.2891 | 1.2453 | 1.1192 | 0.77553 | 0.85362 | CscTgsld514 | CscT | gsld | 514 | 8.0352 | 566.0377 | [30 empty] | 15.647 | 1.6603 | 1.8572
514 | Lighting-Interior | LED | Schools K-12 | New | LED Linear - Fixture Replacement | 0.014196 | 0.015936 |  | 133.92 | 1 | 1.1226 | 9433.9623 | 15 |  | 109.08 | 7684.1144 | Per Fixture | GSLD | 0.57723 | 0.60437 | 0.83705 | 1.097 | 1.2026 | 1.2026 | 1.289 | 1.2891 | 1.2453 | 1.1192 | 0.77553 | 0.85362 | CscNgsld514 | CscN | gsld | 514 | 8.0352 | 566.0377 | [30 empty] | 0 | 0 | 0
514 | Lighting-Interior | LED | Warehouse | Turnover | LED Linear - Fixture Replacement | 0.03063 | 0.021878 |  | 182.32 | 1 | 0.71429 | 5952.381 | 15 |  | 109.08 | 3561.2424 | Per Fixture | GSLD | 0.57723 | 0.60437 | 0.83705 | 1.097 | 1.2026 | 1.2026 | 1.289 | 1.2891 | 1.2453 | 1.1192 | 0.77553 | 0.85362 | CwaTgsld514 | CwaT | gsld | 514 | 10.9392 | 357.1429 | [30 empty] | 26.2104 | 4.4115 | 3.142
514 | Lighting-Interior | LED | Warehouse | New | LED Linear - Fixture Replacement | 0.03063 | 0.021878 |  | 182.32 | 1 | 0.71429 | 5952.381 | 15 |  | 109.08 | 3561.2424 | Per Fixture | GSLD | 0.57723 | 0.60437 | 0.83705 | 1.097 | 1.2026 | 1.2026 | 1.289 | 1.2891 | 1.2453 | 1.1192 | 0.77553 | 0.85362 | CwaNgsld514 | CwaN | gsld | 514 | 10.9392 | 357.1429 | [30 empty] | 0 | 0 | 0
515 | Lighting-Interior | LED | Assembly | Turnover | LED Linear - Lamp Replacement | 0.0047094 | 0.0022842 |  | 28.2 | 1 | 0.48503 | 5988.024 | 12 |  | 5.59 | 1186.9877 | Per Fixture | GSLD | 1.4643 | 1.391 | 1.4253 | 1.4319 | 1.4238 | 1.3901 | 1.2504 | 1.3782 | 1.4309 | 1.4735 | 1.4117 | 1.4938 | CasTgsld515 | CasT | gsld | 515 | 1.692 | 359.2814 | [30 empty] | 0 | 0 | 0
515 | Lighting-Interior | LED | Assembly | New | LED Linear - Lamp Replacement | 0.0047094 | 0.0022842 |  | 28.2 | 1 | 0.48503 | 5988.024 | 12 |  | 5.59 | 1186.9877 | Per Fixture | GSLD | 1.4643 | 1.391 | 1.4253 | 1.4319 | 1.4238 | 1.3901 | 1.2504 | 1.3782 | 1.4309 | 1.4735 | 1.4117 | 1.4938 | CasNgsld515 | CasN | gsld | 515 | 1.692 | 359.2814 | [30 empty] | 0 | 0 | 0
515 | Lighting-Interior | LED | College and University | Turnover | LED Linear - Lamp Replacement | 0.0044358 | 0.0034416 |  | 38.24 | 1 | 0.77586 | 8620.6897 | 12 |  | 5.59 | 1260.1897 | Per Fixture | GSLD | 1.4643 | 1.391 | 1.4253 | 1.4319 | 1.4238 | 1.3901 | 1.2504 | 1.3782 | 1.4309 | 1.4735 | 1.4117 | 1.4938 | CcoTgsld515 | CcoT | gsld | 515 | 2.2944 | 517.2414 | [30 empty] | 0 | 0 | 0
515 | Lighting-Interior | LED | College and University | New | LED Linear - Lamp Replacement | 0.0044358 | 0.0034416 |  | 38.24 | 1 | 0.77586 | 8620.6897 | 12 |  | 5.59 | 1260.1897 | Per Fixture | GSLD | 1.4643 | 1.391 | 1.4253 | 1.4319 | 1.4238 | 1.3901 | 1.2504 | 1.3782 | 1.4309 | 1.4735 | 1.4117 | 1.4938 | CcoNgsld515 | CcoN | gsld | 515 | 2.2944 | 517.2414 | [30 empty] | 0 | 0 | 0
515 | Lighting-Interior | LED | Data Center | Turnover | LED Linear - Lamp Replacement | 0.0045532 | 0.0050724 |  | 39.94 | 1 | 1.114 | 8771.9298 | 12 |  | 5.59 | 1227.7188 | Per Fixture | GSLD | 1.4643 | 1.391 | 1.4253 | 1.4319 | 1.4238 | 1.3901 | 1.2504 | 1.3782 | 1.4309 | 1.4735 | 1.4117 | 1.4938 | CdaTgsld515 | CdaT | gsld | 515 | 2.3964 | 526.3158 | [30 empty] | 0 | 0 | 0
515 | Lighting-Interior | LED | Data Center | New | LED Linear - Lamp Replacement | 0.0045532 | 0.0050724 |  | 39.94 | 1 | 1.114 | 8771.9298 | 12 |  | 5.59 | 1227.7188 | Per Fixture | GSLD | 1.4643 | 1.391 | 1.4253 | 1.4319 | 1.4238 | 1.3901 | 1.2504 | 1.3782 | 1.4309 | 1.4735 | 1.4117 | 1.4938 | CdaNgsld515 | CdaN | gsld | 515 | 2.3964 | 526.3158 | [30 empty] | 0 | 0 | 0
515 | Lighting-Interior | LED | Grocery | Turnover | LED Linear - Lamp Replacement | 0.012539 | 0.0056058 |  | 73.76 | 1 | 0.44706 | 5882.3529 | 12 |  | 5.59 | 445.802 | Per Fixture | GSLD | 1.4643 | 1.391 | 1.4253 | 1.4319 | 1.4238 | 1.3901 | 1.2504 | 1.3782 | 1.4309 | 1.4735 | 1.4117 | 1.4938 | CgrTgsld515 | CgrT | gsld | 515 | 4.4256 | 352.9412 | [30 empty] | 0 | 0 | 0
515 | Lighting-Interior | LED | Grocery | New | LED Linear - Lamp Replacement | 0.012539 | 0.0056058 |  | 73.76 | 1 | 0.44706 | 5882.3529 | 12 |  | 5.59 | 445.802 | Per Fixture | GSLD | 1.4643 | 1.391 | 1.4253 | 1.4319 | 1.4238 | 1.3901 | 1.2504 | 1.3782 | 1.4309 | 1.4735 | 1.4117 | 1.4938 | CgrNgsld515 | CgrN | gsld | 515 | 4.4256 | 352.9412 | [30 empty] | 0 | 0 | 0
515 | Lighting-Interior | LED | Healthcare | Turnover | LED Linear - Lamp Replacement | 0.0053938 | 0.0044526 |  | 36.2 | 1 | 0.8255 | 6711.4094 | 12 |  | 5.59 | 1036.3751 | Per Fixture | GSLD | 1.4643 | 1.391 | 1.4253 | 1.4319 | 1.4238 | 1.3901 | 1.2504 | 1.3782 | 1.4309 | 1.4735 | 1.4117 | 1.4938 | CheTgsld515 | CheT | gsld | 515 | 2.172 | 402.6846 | [30 empty] | 0 | 0 | 0
515 | Lighting-Interior | LED | Healthcare | New | LED Linear - Lamp Replacement | 0.0053938 | 0.0044526 |  | 36.2 | 1 | 0.8255 | 6711.4094 | 12 |  | 5.59 | 1036.3751 | Per Fixture | GSLD | 1.4643 | 1.391 | 1.4253 | 1.4319 | 1.4238 | 1.3901 | 1.2504 | 1.3782 | 1.4309 | 1.4735 | 1.4117 | 1.4938 | CheNgsld515 | CheN | gsld | 515 | 2.172 | 402.6846 | [30 empty] | 0 | 0 | 0
515 | Lighting-Interior | LED | Hospitals | Turnover | LED Linear - Lamp Replacement | 0.007105 | 0.0055125 |  | 61.25 | 1 | 0.77586 | 8620.6897 | 12 |  | 5.59 | 786.7699 | Per Fixture | GSLD | 1.4643 | 1.391 | 1.4253 | 1.4319 | 1.4238 | 1.3901 | 1.2504 | 1.3782 | 1.4309 | 1.4735 | 1.4117 | 1.4938 | ChoTgsld515 | ChoT | gsld | 515 | 3.675 | 517.2414 | [30 empty] | 0 | 0 | 0
515 | Lighting-Interior | LED | Hospitals | New | LED Linear - Lamp Replacement | 0.007105 | 0.0055125 |  | 61.25 | 1 | 0.77586 | 8620.6897 | 12 |  | 5.59 | 786.7699 | Per Fixture | GSLD | 1.4643 | 1.391 | 1.4253 | 1.4319 | 1.4238 | 1.3901 | 1.2504 | 1.3782 | 1.4309 | 1.4735 | 1.4117 | 1.4938 | ChoNgsld515 | ChoN | gsld | 515 | 3.675 | 517.2414 | [30 empty] | 0 | 0 | 0
515 | Lighting-Interior | LED | Institutional | Turnover | LED Linear - Lamp Replacement | 0.0038965 | 0.0053067 |  | 37.11 | 1 | 1.3619 | 9523.8095 | 12 |  | 5.59 | 1434.6024 | Per Fixture | GSLD | 1.4643 | 1.391 | 1.4253 | 1.4319 | 1.4238 | 1.3901 | 1.2504 | 1.3782 | 1.4309 | 1.4735 | 1.4117 | 1.4938 | CinTgsld515 | CinT | gsld | 515 | 2.2266 | 571.4286 | [30 empty] | 0 | 0 | 0
515 | Lighting-Interior | LED | Institutional | New | LED Linear - Lamp Replacement | 0.0038965 | 0.0053067 |  | 37.11 | 1 | 1.3619 | 9523.8095 | 12 |  | 5.59 | 1434.6024 | Per Fixture | GSLD | 1.4643 | 1.391 | 1.4253 | 1.4319 | 1.4238 | 1.3901 | 1.2504 | 1.3782 | 1.4309 | 1.4735 | 1.4117 | 1.4938 | CinNgsld515 | CinN | gsld | 515 | 2.2266 | 571.4286 | [30 empty] | 0 | 0 | 0
515 | Lighting-Interior | LED | Lodging/Hospitality | Turnover | LED Linear - Lamp Replacement | 0.0042443 | 0.0060042 |  | 51.76 | 1 | 1.4146 | 12195.122 | 12 |  | 5.59 | 1317.0543 | Per Fixture | GSLD | 1.4643 | 1.391 | 1.4253 | 1.4319 | 1.4238 | 1.3901 | 1.2504 | 1.3782 | 1.4309 | 1.4735 | 1.4117 | 1.4938 | CloTgsld515 | CloT | gsld | 515 | 3.1056 | 731.7073 | [30 empty] | 0 | 0 | 0
515 | Lighting-Interior | LED | Lodging/Hospitality | New | LED Linear - Lamp Replacement | 0.0042443 | 0.0060042 |  | 51.76 | 1 | 1.4146 | 12195.122 | 12 |  | 5.59 | 1317.0543 | Per Fixture | GSLD | 1.4643 | 1.391 | 1.4253 | 1.4319 | 1.4238 | 1.3901 | 1.2504 | 1.3782 | 1.4309 | 1.4735 | 1.4117 | 1.4938 | CloNgsld515 | CloN | gsld | 515 | 3.1056 | 731.7073 | [30 empty] | 0 | 0 | 0
515 | Lighting-Interior | LED | Miscellaneous | Turnover | LED Linear - Lamp Replacement | 0.0050046 | 0.0055753 |  | 43.9 | 1 | 1.114 | 8771.9298 | 12 |  | 5.59 | 1116.9724 | Per Fixture | GSLD | 1.4643 | 1.391 | 1.4253 | 1.4319 | 1.4238 | 1.3901 | 1.2504 | 1.3782 | 1.4309 | 1.4735 | 1.4117 | 1.4938 | CmiTgsld515 | CmiT | gsld | 515 | 2.634 | 526.3158 | [30 empty] | 0 | 0 | 0
515 | Lighting-Interior | LED | Miscellaneous | New | LED Linear - Lamp Replacement | 0.0050046 | 0.0055753 |  | 43.9 | 1 | 1.114 | 8771.9298 | 12 |  | 5.59 | 1116.9724 | Per Fixture | GSLD | 1.4643 | 1.391 | 1.4253 | 1.4319 | 1.4238 | 1.3901 | 1.2504 | 1.3782 | 1.4309 | 1.4735 | 1.4117 | 1.4938 | CmiNgsld515 | CmiN | gsld | 515 | 2.634 | 526.3158 | [30 empty] | 0 | 0 | 0
515 | Lighting-Interior | LED | Offices | Turnover | LED Linear - Lamp Replacement | 0.0045577 | 0.0050775 |  | 39.98 | 1 | 1.114 | 8771.9298 | 12 |  | 5.59 | 1226.4904 | Per Fixture | GSLD | 1.4643 | 1.391 | 1.4253 | 1.4319 | 1.4238 | 1.3901 | 1.2504 | 1.3782 | 1.4309 | 1.4735 | 1.4117 | 1.4938 | CofTgsld515 | CofT | gsld | 515 | 2.3988 | 526.3158 | [30 empty] | 0 | 0 | 0
515 | Lighting-Interior | LED | Offices | New | LED Linear - Lamp Replacement | 0.0045577 | 0.0050775 |  | 39.98 | 1 | 1.114 | 8771.9298 | 12 |  | 5.59 | 1226.4904 | Per Fixture | GSLD | 1.4643 | 1.391 | 1.4253 | 1.4319 | 1.4238 | 1.3901 | 1.2504 | 1.3782 | 1.4309 | 1.4735 | 1.4117 | 1.4938 | CofNgsld515 | CofN | gsld | 515 | 2.3988 | 526.3158 | [30 empty] | 0 | 0 | 0
515 | Lighting-Interior | LED | Restaurants | Turnover | LED Linear - Lamp Replacement | 0.008463 | 0.0049085 |  | 56.42 | 1 | 0.58 | 6666.6667 | 12 |  | 5.59 | 660.5223 | Per Fixture | GSLD | 1.4643 | 1.391 | 1.4253 | 1.4319 | 1.4238 | 1.3901 | 1.2504 | 1.3782 | 1.4309 | 1.4735 | 1.4117 | 1.4938 | CreTgsld515 | CreT | gsld | 515 | 3.3852 | 400 | [30 empty] | 0 | 0 | 0
515 | Lighting-Interior | LED | Restaurants | New | LED Linear - Lamp Replacement | 0.008463 | 0.0049085 |  | 56.42 | 1 | 0.58 | 6666.6667 | 12 |  | 5.59 | 660.5223 | Per Fixture | GSLD | 1.4643 | 1.391 | 1.4253 | 1.4319 | 1.4238 | 1.3901 | 1.2504 | 1.3782 | 1.4309 | 1.4735 | 1.4117 | 1.4938 | CreNgsld515 | CreN | gsld | 515 | 3.3852 | 400 | [30 empty] | 0 | 0 | 0
515 | Lighting-Interior | LED | Retail | Turnover | LED Linear - Lamp Replacement | 0.0065873 | 0.0030584 |  | 39.21 | 1 | 0.46429 | 5952.381 | 12 |  | 5.59 | 848.6052 | Per Fixture | GSLD | 1.4643 | 1.391 | 1.4253 | 1.4319 | 1.4238 | 1.3901 | 1.2504 | 1.3782 | 1.4309 | 1.4735 | 1.4117 | 1.4938 | CrtTgsld515 | CrtT | gsld | 515 | 2.3526 | 357.1429 | [30 empty] | 0 | 0 | 0
515 | Lighting-Interior | LED | Retail | New | LED Linear - Lamp Replacement | 0.0065873 | 0.0030584 |  | 39.21 | 1 | 0.46429 | 5952.381 | 12 |  | 5.59 | 848.6052 | Per Fixture | GSLD | 1.4643 | 1.391 | 1.4253 | 1.4319 | 1.4238 | 1.3901 | 1.2504 | 1.3782 | 1.4309 | 1.4735 | 1.4117 | 1.4938 | CrtNgsld515 | CrtN | gsld | 515 | 2.3526 | 357.1429 | [30 empty] | 0 | 0 | 0
515 | Lighting-Interior | LED | Schools K-12 | Turnover | LED Linear - Lamp Replacement | 0.0031471 | 0.0035331 |  | 29.69 | 1 | 1.1226 | 9433.9623 | 12 |  | 5.59 | 1776.2159 | Per Fixture | GSLD | 1.4643 | 1.391 | 1.4253 | 1.4319 | 1.4238 | 1.3901 | 1.2504 | 1.3782 | 1.4309 | 1.4735 | 1.4117 | 1.4938 | CscTgsld515 | CscT | gsld | 515 | 1.7814 | 566.0377 | [30 empty] | 0 | 0 | 0
515 | Lighting-Interior | LED | Schools K-12 | New | LED Linear - Lamp Replacement | 0.0031471 | 0.0035331 |  | 29.69 | 1 | 1.1226 | 9433.9623 | 12 |  | 5.59 | 1776.2159 | Per Fixture | GSLD | 1.4643 | 1.391 | 1.4253 | 1.4319 | 1.4238 | 1.3901 | 1.2504 | 1.3782 | 1.4309 | 1.4735 | 1.4117 | 1.4938 | CscNgsld515 | CscN | gsld | 515 | 1.7814 | 566.0377 | [30 empty] | 0 | 0 | 0
515 | Lighting-Interior | LED | Warehouse | Turnover | LED Linear - Lamp Replacement | 0.0065537 | 0.0046812 |  | 39.01 | 1 | 0.71429 | 5952.381 | 12 |  | 5.59 | 852.9559 | Per Fixture | GSLD | 1.4643 | 1.391 | 1.4253 | 1.4319 | 1.4238 | 1.3901 | 1.2504 | 1.3782 | 1.4309 | 1.4735 | 1.4117 | 1.4938 | CwaTgsld515 | CwaT | gsld | 515 | 2.3406 | 357.1429 | [30 empty] | 0 | 0 | 0
515 | Lighting-Interior | LED | Warehouse | New | LED Linear - Lamp Replacement | 0.0065537 | 0.0046812 |  | 39.01 | 1 | 0.71429 | 5952.381 | 12 |  | 5.59 | 852.9559 | Per Fixture | GSLD | 1.4643 | 1.391 | 1.4253 | 1.4319 | 1.4238 | 1.3901 | 1.2504 | 1.3782 | 1.4309 | 1.4735 | 1.4117 | 1.4938 | CwaNgsld515 | CwaN | gsld | 515 | 2.3406 | 357.1429 | [30 empty] | 0 | 0 | 0
516 | Lighting-Interior | Misc | Assembly | New | Efficient New Construction Lighting | 1.2359 | 0.59943 |  | 7400.39 | 1 | 0.48503 | 5988.024 | 15 |  | 14494.05 | 11727.8574 | Per Premise | GSLD | 0.57723 | 0.60437 | 0.83705 | 1.097 | 1.2026 | 1.2026 | 1.289 | 1.2891 | 1.2453 | 1.1192 | 0.77553 | 0.85362 | CasNgsld516 | CasN | gsld | 516 | 444.0234 | 359.2814 | [30 empty] | 0 | 0 | 0
516 | Lighting-Interior | Misc | College and University | New | Efficient New Construction Lighting | 1.2295 | 0.95392 |  | 10599.16 | 1 | 0.77586 | 8620.6897 | 15 |  | 22680.84 | 18447.1678 | Per Premise | GSLD | 0.57723 | 0.60437 | 0.83705 | 1.097 | 1.2026 | 1.2026 | 1.289 | 1.2891 | 1.2453 | 1.1192 | 0.77553 | 0.85362 | CcoNgsld516 | CcoN | gsld | 516 | 635.9496 | 517.2414 | [30 empty] | 0 | 0 | 0
516 | Lighting-Interior | Misc | Data Center | New | Efficient New Construction Lighting | 5.2748 | 5.8763 |  | 46270.45 | 1 | 1.114 | 8771.9298 | 15 |  | 97172.91 | 18421.9939 | Per Premise | GSLD | 0.57723 | 0.60437 | 0.83705 | 1.097 | 1.2026 | 1.2026 | 1.289 | 1.2891 | 1.2453 | 1.1192 | 0.77553 | 0.85362 | CdaNgsld516 | CdaN | gsld | 516 | 2776.227 | 526.3158 | [30 empty] | 0 | 0 | 0
516 | Lighting-Interior | Misc | Grocery | New | Efficient New Construction Lighting | 0.49667 | 0.22204 |  | 2921.58 | 1 | 0.44706 | 5882.3529 | 15 |  | 2476.59 | 4986.4034 | Per Premise | GSLD | 0.57723 | 0.60437 | 0.83705 | 1.097 | 1.2026 | 1.2026 | 1.289 | 1.2891 | 1.2453 | 1.1192 | 0.77553 | 0.85362 | CgrNgsld516 | CgrN | gsld | 516 | 175.2948 | 352.9412 | [30 empty] | 0 | 0 | 0
516 | Lighting-Interior | Misc | Healthcare | New | Efficient New Construction Lighting | 0.59145 | 0.48824 |  | 3969.45 | 1 | 0.8255 | 6711.4094 | 15 |  | 8863.83 | 14986.6586 | Per Premise | GSLD | 0.57723 | 0.60437 | 0.83705 | 1.097 | 1.2026 | 1.2026 | 1.289 | 1.2891 | 1.2453 | 1.1192 | 0.77553 | 0.85362 | CheNgsld516 | CheN | gsld | 516 | 238.167 | 402.6846 | [30 empty] | 0 | 0 | 0
516 | Lighting-Interior | Misc | Hospitals | New | Efficient New Construction Lighting | 19.738 | 15.314 |  | 170155.34 | 1 | 0.77586 | 8620.6897 | 15 |  | 175344.99 | 8883.6162 | Per Premise | GSLD | 0.57723 | 0.60437 | 0.83705 | 1.097 | 1.2026 | 1.2026 | 1.289 | 1.2891 | 1.2453 | 1.1192 | 0.77553 | 0.85362 | ChoNgsld516 | ChoN | gsld | 516 | 10209.3204 | 517.2414 | [30 empty] | 0 | 0 | 0
516 | Lighting-Interior | Misc | Institutional | New | Efficient New Construction Lighting | 0.63986 | 0.87143 |  | 6093.94 | 1 | 1.3619 | 9523.8095 | 15 |  | 11576.64 | 18092.3531 | Per Premise | GSLD | 0.57723 | 0.60437 | 0.83705 | 1.097 | 1.2026 | 1.2026 | 1.289 | 1.2891 | 1.2453 | 1.1192 | 0.77553 | 0.85362 | CinNgsld516 | CinN | gsld | 516 | 365.6364 | 571.4286 | [30 empty] | 0 | 0 | 0
516 | Lighting-Interior | Misc | Lodging/Hospitality | New | Efficient New Construction Lighting | 1.94 | 2.7444 |  | 23658.5 | 1 | 1.4146 | 12195.122 | 15 |  | 40391.76 | 20820.527 | Per Premise | GSLD | 0.57723 | 0.60437 | 0.83705 | 1.097 | 1.2026 | 1.2026 | 1.289 | 1.2891 | 1.2453 | 1.1192 | 0.77553 | 0.85362 | CloNgsld516 | CloN | gsld | 516 | 1419.51 | 731.7073 | [30 empty] | 0 | 0 | 0
516 | Lighting-Interior | Misc | Miscellaneous | New | Efficient New Construction Lighting | 2.1367 | 2.3804 |  | 18743.01 | 1 | 1.114 | 8771.9298 | 15 |  | 31438.65 | 14713.6256 | Per Premise | GSLD | 0.57723 | 0.60437 | 0.83705 | 1.097 | 1.2026 | 1.2026 | 1.289 | 1.2891 | 1.2453 | 1.1192 | 0.77553 | 0.85362 | CmiNgsld516 | CmiN | gsld | 516 | 1124.5806 | 526.3158 | [30 empty] | 0 | 0 | 0
516 | Lighting-Interior | Misc | Offices | New | Efficient New Construction Lighting | 0.89548 | 0.9976 |  | 7855.1 | 1 | 1.114 | 8771.9298 | 15 |  | 16483.32 | 18407.2165 | Per Premise | GSLD | 0.57723 | 0.60437 | 0.83705 | 1.097 | 1.2026 | 1.2026 | 1.289 | 1.2891 | 1.2453 | 1.1192 | 0.77553 | 0.85362 | CofNgsld516 | CofN | gsld | 516 | 471.306 | 526.3158 | [30 empty] | 0 | 0 | 0
516 | Lighting-Interior | Misc | Restaurants | New | Efficient New Construction Lighting | 0.53333 | 0.30933 |  | 3555.53 | 1 | 0.58 | 6666.6667 | 15 |  | 4640.7 | 8701.375 | Per Premise | GSLD | 0.57723 | 0.60437 | 0.83705 | 1.097 | 1.2026 | 1.2026 | 1.289 | 1.2891 | 1.2453 | 1.1192 | 0.77553 | 0.85362 | CreNgsld516 | CreN | gsld | 516 | 213.3318 | 400 | [30 empty] | 0 | 0 | 0
516 | Lighting-Interior | Misc | Retail | New | Efficient New Construction Lighting | 2.2863 | 1.0615 |  | 13608.67 | 1 | 0.46429 | 5952.381 | 15 |  | 21700.62 | 9491.7694 | Per Premise | GSLD | 0.57723 | 0.60437 | 0.83705 | 1.097 | 1.2026 | 1.2026 | 1.289 | 1.2891 | 1.2453 | 1.1192 | 0.77553 | 0.85362 | CrtNgsld516 | CrtN | gsld | 516 | 816.5202 | 357.1429 | [30 empty] | 0 | 0 | 0
516 | Lighting-Interior | Misc | Schools K-12 | New | Efficient New Construction Lighting | 1.1843 | 1.3296 |  | 11172.85 | 1 | 1.1226 | 9433.9623 | 15 |  | 30796.02 | 26003.078 | Per Premise | GSLD | 0.57723 | 0.60437 | 0.83705 | 1.097 | 1.2026 | 1.2026 | 1.289 | 1.2891 | 1.2453 | 1.1192 | 0.77553 | 0.85362 | CscNgsld516 | CscN | gsld | 516 | 670.371 | 566.0377 | [30 empty] | 0 | 0 | 0
516 | Lighting-Interior | Misc | Warehouse | New | Efficient New Construction Lighting | 0.87403 | 0.6243 |  | 5202.54 | 1 | 0.71429 | 5952.381 | 15 |  | 18415.86 | 21070.1339 | Per Premise | GSLD | 0.57723 | 0.60437 | 0.83705 | 1.097 | 1.2026 | 1.2026 | 1.289 | 1.2891 | 1.2453 | 1.1192 | 0.77553 | 0.85362 | CwaNgsld516 | CwaN | gsld | 516 | 312.1524 | 357.1429 | [30 empty] | 0 | 0 | 0
517 | Lighting-Interior | Misc | Assembly | Turnover | Light Tube | 0.05992 | 0.029063 |  | 358.8 | 1 | 0.48503 | 5988.024 | 10 |  | 772 | 12883.9311 | Per Lamp | GSLD | 1 | 1 | 1 | 1 | 1 | 1 | 1 | 1 | 1 | 1 | 1 | 1 | CasTgsld517 | CasT | gsld | 517 | 21.528 | 359.2814 | [30 empty] | 13.9664 | 2.3287 | 1.1266
517 | Lighting-Interior | Misc | Assembly | New | Light Tube | 0.05992 | 0.029063 |  | 358.8 | 1 | 0.48503 | 5988.024 | 10 |  | 772 | 12883.9311 | Per Lamp | GSLD | 1 | 1 | 1 | 1 | 1 | 1 | 1 | 1 | 1 | 1 | 1 | 1 | CasNgsld517 | CasN | gsld | 517 | 21.528 | 359.2814 | [30 empty] | 0.15404 | 0.025685 | 0.012426
517 | Lighting-Interior | Misc | College and University | Turnover | Light Tube | 0.03741 | 0.029025 |  | 322.5 | 1 | 0.77586 | 8620.6897 | 10 |  | 772 | 20636.1935 | Per Lamp | GSLD | 1 | 1 | 1 | 1 | 1 | 1 | 1 | 1 | 1 | 1 | 1 | 1 | CcoTgsld517 | CcoT | gsld | 517 | 19.35 | 517.2414 | [30 empty] | 2.5701 | 0.29884 | 0.23184
517 | Lighting-Interior | Misc | College and University | New | Light Tube | 0.03741 | 0.029025 |  | 322.5 | 1 | 0.77586 | 8620.6897 | 10 |  | 772 | 20636.1935 | Per Lamp | GSLD | 1 | 1 | 1 | 1 | 1 | 1 | 1 | 1 | 1 | 1 | 1 | 1 | CcoNgsld517 | CcoN | gsld | 517 | 19.35 | 517.2414 | [30 empty] | 0.028348 | 0.0032961 | 0.0025571
517 | Lighting-Interior | Misc | Data Center | Turnover | Light Tube | 0.040903 | 0.045568 |  | 358.8 | 1 | 1.114 | 8771.9298 | 10 |  | 772 | 18873.8289 | Per Lamp | GSLD | 1 | 1 | 1 | 1 | 1 | 1 | 1 | 1 | 1 | 1 | 1 | 1 | CdaTgsld517 | CdaT | gsld | 517 | 21.528 | 526.3158 | [30 empty] | 0.1285 | 0.014664 | 0.016337
517 | Lighting-Interior | Misc | Data Center | New | Light Tube | 0.040903 | 0.045568 |  | 358.8 | 1 | 1.114 | 8771.9298 | 10 |  | 772 | 18873.8289 | Per Lamp | GSLD | 1 | 1 | 1 | 1 | 1 | 1 | 1 | 1 | 1 | 1 | 1 | 1 | CdaNgsld517 | CdaN | gsld | 517 | 21.528 | 526.3158 | [30 empty] | 0.0014173 | 0.00016174 | 0.0001802
517 | Lighting-Interior | Misc | Grocery | Turnover | Light Tube | 0.060996 | 0.027269 |  | 358.8 | 1 | 0.44706 | 5882.3529 | 10 |  | 772 | 12656.5676 | Per Lamp | GSLD | 1 | 1 | 1 | 1 | 1 | 1 | 1 | 1 | 1 | 1 | 1 | 1 | CgrTgsld517 | CgrT | gsld | 517 | 21.528 | 352.9412 | [30 empty] | 2.1811 | 0.36999 | 0.165
517 | Lighting-Interior | Misc | Grocery | New | Light Tube | 0.060996 | 0.027269 |  | 358.8 | 1 | 0.44706 | 5882.3529 | 10 |  | 772 | 12656.5676 | Per Lamp | GSLD | 1 | 1 | 1 | 1 | 1 | 1 | 1 | 1 | 1 | 1 | 1 | 1 | CgrNgsld517 | CgrN | gsld | 517 | 21.528 | 352.9412 | [30 empty] | 0.023561 | 0.0039967 | 0.0017823
517 | Lighting-Interior | Misc | Healthcare | Turnover | Light Tube | 0.053461 | 0.044132 |  | 358.8 | 1 | 0.8255 | 6711.4094 | 10 |  | 772 | 14440.3792 | Per Lamp | GSLD | 1 | 1 | 1 | 1 | 1 | 1 | 1 | 1 | 1 | 1 | 1 | 1 | CheTgsld517 | CheT | gsld | 517 | 21.528 | 402.6846 | [30 empty] | 4.0732 | 0.60746 | 0.50292
517 | Lighting-Interior | Misc | Healthcare | New | Light Tube | 0.053461 | 0.044132 |  | 358.8 | 1 | 0.8255 | 6711.4094 | 10 |  | 772 | 14440.3792 | Per Lamp | GSLD | 1 | 1 | 1 | 1 | 1 | 1 | 1 | 1 | 1 | 1 | 1 | 1 | CheNgsld517 | CheN | gsld | 517 | 21.528 | 402.6846 | [30 empty] | 0.04389 | 0.0065455 | 0.0054191
517 | Lighting-Interior | Misc | Hospitals | Turnover | Light Tube | 0.041621 | 0.032292 |  | 358.8 | 1 | 0.77586 | 8620.6897 | 10 |  | 772 | 18548.4181 | Per Lamp | GSLD | 1 | 1 | 1 | 1 | 1 | 1 | 1 | 1 | 1 | 1 | 1 | 1 | ChoTgsld517 | ChoT | gsld | 517 | 21.528 | 517.2414 | [30 empty] | 1.2395 | 0.14412 | 0.11181
517 | Lighting-Interior | Misc | Hospitals | New | Light Tube | 0.041621 | 0.032292 |  | 358.8 | 1 | 0.77586 | 8620.6897 | 10 |  | 772 | 18548.4181 | Per Lamp | GSLD | 1 | 1 | 1 | 1 | 1 | 1 | 1 | 1 | 1 | 1 | 1 | 1 | ChoNgsld517 | ChoN | gsld | 517 | 21.528 | 517.2414 | [30 empty] | 0.013305 | 0.001547 | 0.0012002
517 | Lighting-Interior | Misc | Institutional | Turnover | Light Tube | 0.02835 | 0.03861 |  | 270 | 1 | 1.3619 | 9523.8095 | 10 |  | 772 | 27231.0406 | Per Lamp | GSLD | 1 | 1 | 1 | 1 | 1 | 1 | 1 | 1 | 1 | 1 | 1 | 1 | CinTgsld517 | CinT | gsld | 517 | 16.2 | 571.4286 | [30 empty] | 4.7862 | 0.50166 | 0.68607
517 | Lighting-Interior | Misc | Institutional | New | Light Tube | 0.02835 | 0.03861 |  | 270 | 1 | 1.3619 | 9523.8095 | 10 |  | 772 | 27231.0406 | Per Lamp | GSLD | 1 | 1 | 1 | 1 | 1 | 1 | 1 | 1 | 1 | 1 | 1 | 1 | CinNgsld517 | CinN | gsld | 517 | 16.2 | 571.4286 | [30 empty] | 0.05279 | 0.0055331 | 0.0075671
517 | Lighting-Interior | Misc | Lodging/Hospitality | Turnover | Light Tube | 0.029422 | 0.041621 |  | 358.8 | 1 | 1.4146 | 12195.122 | 10 |  | 772 | 26239.2256 | Per Lamp | GSLD | 1 | 1 | 1 | 1 | 1 | 1 | 1 | 1 | 1 | 1 | 1 | 1 | CloTgsld517 | CloT | gsld | 517 | 21.528 | 731.7073 | [30 empty] | 5.365 | 0.44212 | 0.62401
517 | Lighting-Interior | Misc | Lodging/Hospitality | New | Light Tube | 0.029422 | 0.041621 |  | 358.8 | 1 | 1.4146 | 12195.122 | 10 |  | 772 | 26239.2256 | Per Lamp | GSLD | 1 | 1 | 1 | 1 | 1 | 1 | 1 | 1 | 1 | 1 | 1 | 1 | CloNgsld517 | CloN | gsld | 517 | 21.528 | 731.7073 | [30 empty] | 0.059175 | 0.0048764 | 0.0068826
517 | Lighting-Interior | Misc | Miscellaneous | Turnover | Light Tube | 0.038475 | 0.042862 |  | 337.5 | 1 | 1.114 | 8771.9298 | 10 |  | 772 | 20064.9773 | Per Lamp | GSLD | 1 | 1 | 1 | 1 | 1 | 1 | 1 | 1 | 1 | 1 | 1 | 1 | CmiTgsld517 | CmiT | gsld | 517 | 20.25 | 526.3158 | [30 empty] | 22.1269 | 2.5251 | 2.8132
517 | Lighting-Interior | Misc | Miscellaneous | New | Light Tube | 0.038475 | 0.042862 |  | 337.5 | 1 | 1.114 | 8771.9298 | 10 |  | 772 | 20064.9773 | Per Lamp | GSLD | 1 | 1 | 1 | 1 | 1 | 1 | 1 | 1 | 1 | 1 | 1 | 1 | CmiNgsld517 | CmiN | gsld | 517 | 20.25 | 526.3158 | [30 empty] | 0.24405 | 0.02785 | 0.031028
517 | Lighting-Interior | Misc | Offices | Turnover | Light Tube | 0.040903 | 0.045568 |  | 358.8 | 1 | 1.114 | 8771.9298 | 10 |  | 772 | 18873.8289 | Per Lamp | GSLD | 1 | 1 | 1 | 1 | 1 | 1 | 1 | 1 | 1 | 1 | 1 | 1 | CofTgsld517 | CofT | gsld | 517 | 21.528 | 526.3158 | [30 empty] | 50.1388 | 5.7217 | 6.3745
517 | Lighting-Interior | Misc | Offices | New | Light Tube | 0.040903 | 0.045568 |  | 358.8 | 1 | 1.114 | 8771.9298 | 10 |  | 772 | 18873.8289 | Per Lamp | GSLD | 1 | 1 | 1 | 1 | 1 | 1 | 1 | 1 | 1 | 1 | 1 | 1 | CofNgsld517 | CofN | gsld | 517 | 21.528 | 526.3158 | [30 empty] | 0.55301 | 0.063108 | 0.070309
517 | Lighting-Interior | Misc | Restaurants | Turnover | Light Tube | 0.05382 | 0.031216 |  | 358.8 | 1 | 0.58 | 6666.6667 | 10 |  | 772 | 14344.11 | Per Lamp | GSLD | 1 | 1 | 1 | 1 | 1 | 1 | 1 | 1 | 1 | 1 | 1 | 1 | CreTgsld517 | CreT | gsld | 517 | 21.528 | 400 | [30 empty] | 2.3646 | 0.35426 | 0.20625
517 | Lighting-Interior | Misc | Restaurants | New | Light Tube | 0.05382 | 0.031216 |  | 358.8 | 1 | 0.58 | 6666.6667 | 10 |  | 772 | 14344.11 | Per Lamp | GSLD | 1 | 1 | 1 | 1 | 1 | 1 | 1 | 1 | 1 | 1 | 1 | 1 | CreNgsld517 | CreN | gsld | 517 | 21.528 | 400 | [30 empty] | 0.025542 | 0.0038267 | 0.0022279
517 | Lighting-Interior | Misc | Retail | Turnover | Light Tube | 0.060278 | 0.027986 |  | 358.8 | 1 | 0.46429 | 5952.381 | 10 |  | 772 | 12807.2411 | Per Lamp | GSLD | 1 | 1 | 1 | 1 | 1 | 1 | 1 | 1 | 1 | 1 | 1 | 1 | CrtTgsld517 | CrtT | gsld | 517 | 21.528 | 357.1429 | [30 empty] | 13.5021 | 2.271 | 1.0551
517 | Lighting-Interior | Misc | Retail | New | Light Tube | 0.060278 | 0.027986 |  | 358.8 | 1 | 0.46429 | 5952.381 | 10 |  | 772 | 12807.2411 | Per Lamp | GSLD | 1 | 1 | 1 | 1 | 1 | 1 | 1 | 1 | 1 | 1 | 1 | 1 | CrtNgsld517 | CrtN | gsld | 517 | 21.528 | 357.1429 | [30 empty] | 0.18142 | 0.030514 | 0.014177
517 | Lighting-Interior | Misc | Schools K-12 | Turnover | Light Tube | 0.038033 | 0.042697 |  | 358.8 | 1 | 1.1226 | 9433.9623 | 10 |  | 772 | 20298.2689 | Per Lamp | GSLD | 1 | 1 | 1 | 1 | 1 | 1 | 1 | 1 | 1 | 1 | 1 | 1 | CscTgsld517 | CscT | gsld | 517 | 21.528 | 566.0377 | [30 empty] | 2.8923 | 0.3069 | 0.34331
517 | Lighting-Interior | Misc | Schools K-12 | New | Light Tube | 0.038033 | 0.042697 |  | 358.8 | 1 | 1.1226 | 9433.9623 | 10 |  | 772 | 20298.2689 | Per Lamp | GSLD | 1 | 1 | 1 | 1 | 1 | 1 | 1 | 1 | 1 | 1 | 1 | 1 | CscNgsld517 | CscN | gsld | 517 | 21.528 | 566.0377 | [30 empty] | 0.031902 | 0.003385 | 0.0037866
517 | Lighting-Interior | Misc | Warehouse | Turnover | Light Tube | 0.0378 | 0.027 |  | 225 | 1 | 0.71429 | 5952.381 | 10 |  | 772 | 20423.2804 | Per Lamp | GSLD | 1 | 1 | 1 | 1 | 1 | 1 | 1 | 1 | 1 | 1 | 1 | 1 | CwaTgsld517 | CwaT | gsld | 517 | 13.5 | 357.1429 | [30 empty] | 5.0716 | 0.85361 | 0.60796
517 | Lighting-Interior | Misc | Warehouse | New | Light Tube | 0.0378 | 0.027 |  | 225 | 1 | 0.71429 | 5952.381 | 10 |  | 772 | 20423.2804 | Per Lamp | GSLD | 1 | 1 | 1 | 1 | 1 | 1 | 1 | 1 | 1 | 1 | 1 | 1 | CwaNgsld517 | CwaN | gsld | 517 | 13.5 | 357.1429 | [30 empty] | 0.055938 | 0.0094151 | 0.0067056
601 | Motors | Belts | Assembly | Turnover | Efficient Motor Belts | 0.07444 | 0.032214 |  | 435.32 | 1 | 0.43275 | 5847.9532 | 4 |  | 391 | 5252.5721 | Per Unit | GSLD | 1 | 1 | 1 | 1 | 1 | 1 | 1 | 1 | 1 | 1 | 1 | 1 | CasTgsld601 | CasT | gsld | 601 | 26.1192 | 350.8772 | [30 empty] | 0 | 0 | 0
601 | Motors | Belts | Assembly | New | Efficient Motor Belts | 0.07444 | 0.032214 |  | 435.32 | 1 | 0.43275 | 5847.9532 | 4 |  | 391 | 5252.5721 | Per Unit | GSLD | 1 | 1 | 1 | 1 | 1 | 1 | 1 | 1 | 1 | 1 | 1 | 1 | CasNgsld601 | CasN | gsld | 601 | 26.1192 | 350.8772 | [30 empty] | 0 | 0 | 0
601 | Motors | Belts | College and University | Turnover | Efficient Motor Belts | 0.043967 | 0.044403 |  | 435.32 | 1 | 1.0099 | 9900.9901 | 4 |  | 391 | 8892.9687 | Per Unit | GSLD | 1 | 1 | 1 | 1 | 1 | 1 | 1 | 1 | 1 | 1 | 1 | 1 | CcoTgsld601 | CcoT | gsld | 601 | 26.1192 | 594.0594 | [30 empty] | 0 | 0 | 0
601 | Motors | Belts | College and University | New | Efficient Motor Belts | 0.043967 | 0.044403 |  | 435.32 | 1 | 1.0099 | 9900.9901 | 4 |  | 391 | 8892.9687 | Per Unit | GSLD | 1 | 1 | 1 | 1 | 1 | 1 | 1 | 1 | 1 | 1 | 1 | 1 | CcoNgsld601 | CcoN | gsld | 601 | 26.1192 | 594.0594 | [30 empty] | 0 | 0 | 0
601 | Motors | Belts | Data Center | Turnover | Efficient Motor Belts | 0.048321 | 0.051368 |  | 435.32 | 1 | 1.0631 | 9009.009 | 4 |  | 391 | 8091.8003 | Per Unit | GSLD | 1 | 1 | 1 | 1 | 1 | 1 | 1 | 1 | 1 | 1 | 1 | 1 | CdaTgsld601 | CdaT | gsld | 601 | 26.1192 | 540.5405 | [30 empty] | 0 | 0 | 0
601 | Motors | Belts | Data Center | New | Efficient Motor Belts | 0.048321 | 0.051368 |  | 435.32 | 1 | 1.0631 | 9009.009 | 4 |  | 391 | 8091.8003 | Per Unit | GSLD | 1 | 1 | 1 | 1 | 1 | 1 | 1 | 1 | 1 | 1 | 1 | 1 | CdaNgsld601 | CdaN | gsld | 601 | 26.1192 | 540.5405 | [30 empty] | 0 | 0 | 0
601 | Motors | Belts | Grocery | Turnover | Efficient Motor Belts | 0.058768 | 0.035261 |  | 435.32 | 1 | 0.6 | 7407.4074 | 4 |  | 391 | 6653.2581 | Per Unit | GSLD | 1 | 1 | 1 | 1 | 1 | 1 | 1 | 1 | 1 | 1 | 1 | 1 | CgrTgsld601 | CgrT | gsld | 601 | 26.1192 | 444.4444 | [30 empty] | 9.7849 | 1.3168 | 0.79407
601 | Motors | Belts | Grocery | New | Efficient Motor Belts | 0.058768 | 0.035261 |  | 435.32 | 1 | 0.6 | 7407.4074 | 4 |  | 391 | 6653.2581 | Per Unit | GSLD | 1 | 1 | 1 | 1 | 1 | 1 | 1 | 1 | 1 | 1 | 1 | 1 | CgrNgsld601 | CgrN | gsld | 601 | 26.1192 | 444.4444 | [30 empty] | 0.097132 | 0.013071 | 0.0078825
601 | Motors | Belts | Healthcare | Turnover | Efficient Motor Belts | 0.062686 | 0.064863 |  | 435.32 | 1 | 1.0347 | 6944.4444 | 4 |  | 391 | 6237.4294 | Per Unit | GSLD | 1 | 1 | 1 | 1 | 1 | 1 | 1 | 1 | 1 | 1 | 1 | 1 | CheTgsld601 | CheT | gsld | 601 | 26.1192 | 416.6667 | [30 empty] | 0 | 0 | 0
601 | Motors | Belts | Healthcare | New | Efficient Motor Belts | 0.062686 | 0.064863 |  | 435.32 | 1 | 1.0347 | 6944.4444 | 4 |  | 391 | 6237.4294 | Per Unit | GSLD | 1 | 1 | 1 | 1 | 1 | 1 | 1 | 1 | 1 | 1 | 1 | 1 | CheNgsld601 | CheN | gsld | 601 | 26.1192 | 416.6667 | [30 empty] | 0 | 0 | 0
601 | Motors | Belts | Hospitals | Turnover | Efficient Motor Belts | 0.043967 | 0.044403 |  | 435.32 | 1 | 1.0099 | 9900.9901 | 4 |  | 391 | 8892.9687 | Per Unit | GSLD | 1 | 1 | 1 | 1 | 1 | 1 | 1 | 1 | 1 | 1 | 1 | 1 | ChoTgsld601 | ChoT | gsld | 601 | 26.1192 | 594.0594 | [30 empty] | 0 | 0 | 0
601 | Motors | Belts | Hospitals | New | Efficient Motor Belts | 0.043967 | 0.044403 |  | 435.32 | 1 | 1.0099 | 9900.9901 | 4 |  | 391 | 8892.9687 | Per Unit | GSLD | 1 | 1 | 1 | 1 | 1 | 1 | 1 | 1 | 1 | 1 | 1 | 1 | ChoNgsld601 | ChoN | gsld | 601 | 26.1192 | 594.0594 | [30 empty] | 0 | 0 | 0
601 | Motors | Belts | Institutional | Turnover | Efficient Motor Belts | 0.048321 | 0.052238 |  | 435.32 | 1 | 1.0811 | 9009.009 | 4 |  | 391 | 8091.8003 | Per Unit | GSLD | 1 | 1 | 1 | 1 | 1 | 1 | 1 | 1 | 1 | 1 | 1 | 1 | CinTgsld601 | CinT | gsld | 601 | 26.1192 | 540.5405 | [30 empty] | 0 | 0 | 0
601 | Motors | Belts | Institutional | New | Efficient Motor Belts | 0.048321 | 0.052238 |  | 435.32 | 1 | 1.0811 | 9009.009 | 4 |  | 391 | 8091.8003 | Per Unit | GSLD | 1 | 1 | 1 | 1 | 1 | 1 | 1 | 1 | 1 | 1 | 1 | 1 | CinNgsld601 | CinN | gsld | 601 | 26.1192 | 540.5405 | [30 empty] | 0 | 0 | 0
601 | Motors | Belts | Lodging/Hospitality | Turnover | Efficient Motor Belts | 0.046579 | 0.054415 |  | 435.32 | 1 | 1.1682 | 9345.7944 | 4 |  | 391 | 8394.2975 | Per Unit | GSLD | 1 | 1 | 1 | 1 | 1 | 1 | 1 | 1 | 1 | 1 | 1 | 1 | CloTgsld601 | CloT | gsld | 601 | 26.1192 | 560.7477 | [30 empty] | 0 | 0 | 0
601 | Motors | Belts | Lodging/Hospitality | New | Efficient Motor Belts | 0.046579 | 0.054415 |  | 435.32 | 1 | 1.1682 | 9345.7944 | 4 |  | 391 | 8394.2975 | Per Unit | GSLD | 1 | 1 | 1 | 1 | 1 | 1 | 1 | 1 | 1 | 1 | 1 | 1 | CloNgsld601 | CloN | gsld | 601 | 26.1192 | 560.7477 | [30 empty] | 0 | 0 | 0
601 | Motors | Belts | Miscellaneous | Turnover | Efficient Motor Belts | 0.048321 | 0.051368 |  | 435.32 | 1 | 1.0631 | 9009.009 | 4 |  | 391 | 8091.8003 | Per Unit | GSLD | 1 | 1 | 1 | 1 | 1 | 1 | 1 | 1 | 1 | 1 | 1 | 1 | CmiTgsld601 | CmiT | gsld | 601 | 26.1192 | 540.5405 | [30 empty] | 0 | 0 | 0
601 | Motors | Belts | Miscellaneous | New | Efficient Motor Belts | 0.048321 | 0.051368 |  | 435.32 | 1 | 1.0631 | 9009.009 | 4 |  | 391 | 8091.8003 | Per Unit | GSLD | 1 | 1 | 1 | 1 | 1 | 1 | 1 | 1 | 1 | 1 | 1 | 1 | CmiNgsld601 | CmiN | gsld | 601 | 26.1192 | 540.5405 | [30 empty] | 0 | 0 | 0
601 | Motors | Belts | Offices | Turnover | Efficient Motor Belts | 0.048321 | 0.051368 |  | 435.32 | 1 | 1.0631 | 9009.009 | 4 |  | 391 | 8091.8003 | Per Unit | GSLD | 1 | 1 | 1 | 1 | 1 | 1 | 1 | 1 | 1 | 1 | 1 | 1 | CofTgsld601 | CofT | gsld | 601 | 26.1192 | 540.5405 | [30 empty] | 0 | 0 | 0
601 | Motors | Belts | Offices | New | Efficient Motor Belts | 0.048321 | 0.051368 |  | 435.32 | 1 | 1.0631 | 9009.009 | 4 |  | 391 | 8091.8003 | Per Unit | GSLD | 1 | 1 | 1 | 1 | 1 | 1 | 1 | 1 | 1 | 1 | 1 | 1 | CofNgsld601 | CofN | gsld | 601 | 26.1192 | 540.5405 | [30 empty] | 0 | 0 | 0
601 | Motors | Belts | Restaurants | Turnover | Efficient Motor Belts | 0.058333 | 0.021766 |  | 435.32 | 1 | 0.37313 | 7462.6866 | 4 |  | 391 | 6702.9092 | Per Unit | GSLD | 1 | 1 | 1 | 1 | 1 | 1 | 1 | 1 | 1 | 1 | 1 | 1 | CreTgsld601 | CreT | gsld | 601 | 26.1192 | 447.7612 | [30 empty] | 0 | 0 | 0
601 | Motors | Belts | Restaurants | New | Efficient Motor Belts | 0.058333 | 0.021766 |  | 435.32 | 1 | 0.37313 | 7462.6866 | 4 |  | 391 | 6702.9092 | Per Unit | GSLD | 1 | 1 | 1 | 1 | 1 | 1 | 1 | 1 | 1 | 1 | 1 | 1 | CreNgsld601 | CreN | gsld | 601 | 26.1192 | 447.7612 | [30 empty] | 0 | 0 | 0
601 | Motors | Belts | Retail | Turnover | Efficient Motor Belts | 0.062251 | 0.03439 |  | 435.32 | 1 | 0.55245 | 6993.007 | 4 |  | 391 | 6281.0478 | Per Unit | GSLD | 1 | 1 | 1 | 1 | 1 | 1 | 1 | 1 | 1 | 1 | 1 | 1 | CrtTgsld601 | CrtT | gsld | 601 | 26.1192 | 419.5804 | [30 empty] | 0 | 0 | 0
601 | Motors | Belts | Retail | New | Efficient Motor Belts | 0.062251 | 0.03439 |  | 435.32 | 1 | 0.55245 | 6993.007 | 4 |  | 391 | 6281.0478 | Per Unit | GSLD | 1 | 1 | 1 | 1 | 1 | 1 | 1 | 1 | 1 | 1 | 1 | 1 | CrtNgsld601 | CrtN | gsld | 601 | 26.1192 | 419.5804 | [30 empty] | 0 | 0 | 0
601 | Motors | Belts | Schools K-12 | Turnover | Efficient Motor Belts | 0.044838 | 0.046579 |  | 435.32 | 1 | 1.0388 | 9708.7379 | 4 |  | 391 | 8720.2897 | Per Unit | GSLD | 1 | 1 | 1 | 1 | 1 | 1 | 1 | 1 | 1 | 1 | 1 | 1 | CscTgsld601 | CscT | gsld | 601 | 26.1192 | 582.5243 | [30 empty] | 0 | 0 | 0
601 | Motors | Belts | Schools K-12 | New | Efficient Motor Belts | 0.044838 | 0.046579 |  | 435.32 | 1 | 1.0388 | 9708.7379 | 4 |  | 391 | 8720.2897 | Per Unit | GSLD | 1 | 1 | 1 | 1 | 1 | 1 | 1 | 1 | 1 | 1 | 1 | 1 | CscNgsld601 | CscN | gsld | 601 | 26.1192 | 582.5243 | [30 empty] | 0 | 0 | 0
601 | Motors | Belts | Warehouse | Turnover | Efficient Motor Belts | 0.066604 | 0.048321 |  | 435.32 | 1 | 0.72549 | 6535.9477 | 4 |  | 391 | 5870.5218 | Per Unit | GSLD | 1 | 1 | 1 | 1 | 1 | 1 | 1 | 1 | 1 | 1 | 1 | 1 | CwaTgsld601 | CwaT | gsld | 601 | 26.1192 | 392.1569 | [30 empty] | 0 | 0 | 0
601 | Motors | Belts | Warehouse | New | Efficient Motor Belts | 0.066604 | 0.048321 |  | 435.32 | 1 | 0.72549 | 6535.9477 | 4 |  | 391 | 5870.5218 | Per Unit | GSLD | 1 | 1 | 1 | 1 | 1 | 1 | 1 | 1 | 1 | 1 | 1 | 1 | CwaNgsld601 | CwaN | gsld | 601 | 26.1192 | 392.1569 | [30 empty] | 0 | 0 | 0
602 | Motors | Controls | Assembly | Existing | CO Sensors for Parking Garage Exhaust | 0.28367 | 0.12276 |  | 1658.87 | 1 | 0.43275 | 5847.9532 | 5 |  | 852 | 3003.5242 | Per HP | GSLD | 1 | 1 | 1 | 1 | 1 | 1 | 1 | 1 | 1 | 1 | 1 | 1 | CasEgsld602 | CasE | gsld | 602 | 99.5322 | 350.8772 | [30 empty] | 0 | 0 | 0
602 | Motors | Controls | Assembly | New | CO Sensors for Parking Garage Exhaust | 0.28367 | 0.12276 |  | 1658.87 | 1 | 0.43275 | 5847.9532 | 5 |  | 852 | 3003.5242 | Per HP | GSLD | 1 | 1 | 1 | 1 | 1 | 1 | 1 | 1 | 1 | 1 | 1 | 1 | CasNgsld602 | CasN | gsld | 602 | 99.5322 | 350.8772 | [30 empty] | 0 | 0 | 0
602 | Motors | Controls | College and University | Existing | CO Sensors for Parking Garage Exhaust | 0.16755 | 0.1692 |  | 1658.87 | 1 | 1.0099 | 9900.9901 | 5 |  | 852 | 5085.1746 | Per HP | GSLD | 1 | 1 | 1 | 1 | 1 | 1 | 1 | 1 | 1 | 1 | 1 | 1 | CcoEgsld602 | CcoE | gsld | 602 | 99.5322 | 594.0594 | [30 empty] | 12.5321 | 1.2712 | 1.2734
602 | Motors | Controls | College and University | New | CO Sensors for Parking Garage Exhaust | 0.16755 | 0.1692 |  | 1658.87 | 1 | 1.0099 | 9900.9901 | 5 |  | 852 | 5085.1746 | Per HP | GSLD | 1 | 1 | 1 | 1 | 1 | 1 | 1 | 1 | 1 | 1 | 1 | 1 | CcoNgsld602 | CcoN | gsld | 602 | 99.5322 | 594.0594 | [30 empty] | 0.13314 | 0.013505 | 0.013529
602 | Motors | Controls | Data Center | Existing | CO Sensors for Parking Garage Exhaust | 0.18413 | 0.19575 |  | 1658.87 | 1 | 1.0631 | 9009.009 | 5 |  | 852 | 4627.0507 | Per HP | GSLD | 1 | 1 | 1 | 1 | 1 | 1 | 1 | 1 | 1 | 1 | 1 | 1 | CdaEgsld602 | CdaE | gsld | 602 | 99.5322 | 540.5405 | [30 empty] | 0 | 0 | 0
602 | Motors | Controls | Data Center | New | CO Sensors for Parking Garage Exhaust | 0.18413 | 0.19575 |  | 1658.87 | 1 | 1.0631 | 9009.009 | 5 |  | 852 | 4627.0507 | Per HP | GSLD | 1 | 1 | 1 | 1 | 1 | 1 | 1 | 1 | 1 | 1 | 1 | 1 | CdaNgsld602 | CdaN | gsld | 602 | 99.5322 | 540.5405 | [30 empty] | 0 | 0 | 0
602 | Motors | Controls | Grocery | Existing | CO Sensors for Parking Garage Exhaust | 0.22395 | 0.13437 |  | 1658.87 | 1 | 0.6 | 7407.4074 | 5 |  | 852 | 3804.4639 | Per HP | GSLD | 1 | 1 | 1 | 1 | 1 | 1 | 1 | 1 | 1 | 1 | 1 | 1 | CgrEgsld602 | CgrE | gsld | 602 | 99.5322 | 444.4444 | [30 empty] | 0 | 0 | 0
602 | Motors | Controls | Grocery | New | CO Sensors for Parking Garage Exhaust | 0.22395 | 0.13437 |  | 1658.87 | 1 | 0.6 | 7407.4074 | 5 |  | 852 | 3804.4639 | Per HP | GSLD | 1 | 1 | 1 | 1 | 1 | 1 | 1 | 1 | 1 | 1 | 1 | 1 | CgrNgsld602 | CgrN | gsld | 602 | 99.5322 | 444.4444 | [30 empty] | 0 | 0 | 0
602 | Motors | Controls | Healthcare | Existing | CO Sensors for Parking Garage Exhaust | 0.23888 | 0.24717 |  | 1658.87 | 1 | 1.0347 | 6944.4444 | 5 |  | 852 | 3566.685 | Per HP | GSLD | 1 | 1 | 1 | 1 | 1 | 1 | 1 | 1 | 1 | 1 | 1 | 1 | CheEgsld602 | CheE | gsld | 602 | 99.5322 | 416.6667 | [30 empty] | 0 | 0 | 0
602 | Motors | Controls | Healthcare | New | CO Sensors for Parking Garage Exhaust | 0.23888 | 0.24717 |  | 1658.87 | 1 | 1.0347 | 6944.4444 | 5 |  | 852 | 3566.685 | Per HP | GSLD | 1 | 1 | 1 | 1 | 1 | 1 | 1 | 1 | 1 | 1 | 1 | 1 | CheNgsld602 | CheN | gsld | 602 | 99.5322 | 416.6667 | [30 empty] | 0 | 0 | 0
602 | Motors | Controls | Hospitals | Existing | CO Sensors for Parking Garage Exhaust | 0.16755 | 0.1692 |  | 1658.87 | 1 | 1.0099 | 9900.9901 | 5 |  | 852 | 5085.1746 | Per HP | GSLD | 1 | 1 | 1 | 1 | 1 | 1 | 1 | 1 | 1 | 1 | 1 | 1 | ChoEgsld602 | ChoE | gsld | 602 | 99.5322 | 594.0594 | [30 empty] | 10.9774 | 1.1135 | 1.1154
602 | Motors | Controls | Hospitals | New | CO Sensors for Parking Garage Exhaust | 0.16755 | 0.1692 |  | 1658.87 | 1 | 1.0099 | 9900.9901 | 5 |  | 852 | 5085.1746 | Per HP | GSLD | 1 | 1 | 1 | 1 | 1 | 1 | 1 | 1 | 1 | 1 | 1 | 1 | ChoNgsld602 | ChoN | gsld | 602 | 99.5322 | 594.0594 | [30 empty] | 0.11663 | 0.01183 | 0.01185
602 | Motors | Controls | Institutional | Existing | CO Sensors for Parking Garage Exhaust | 0.18413 | 0.19906 |  | 1658.87 | 1 | 1.0811 | 9009.009 | 5 |  | 852 | 4627.0507 | Per HP | GSLD | 1 | 1 | 1 | 1 | 1 | 1 | 1 | 1 | 1 | 1 | 1 | 1 | CinEgsld602 | CinE | gsld | 602 | 99.5322 | 540.5405 | [30 empty] | 15.1855 | 1.6824 | 1.8264
602 | Motors | Controls | Institutional | New | CO Sensors for Parking Garage Exhaust | 0.18413 | 0.19906 |  | 1658.87 | 1 | 1.0811 | 9009.009 | 5 |  | 852 | 4627.0507 | Per HP | GSLD | 1 | 1 | 1 | 1 | 1 | 1 | 1 | 1 | 1 | 1 | 1 | 1 | CinNgsld602 | CinN | gsld | 602 | 99.5322 | 540.5405 | [30 empty] | 0.16638 | 0.018433 | 0.02001
602 | Motors | Controls | Lodging/Hospitality | Existing | CO Sensors for Parking Garage Exhaust | 0.1775 | 0.20736 |  | 1658.87 | 1 | 1.1682 | 9345.7944 | 5 |  | 852 | 4800.0246 | Per HP | GSLD | 1 | 1 | 1 | 1 | 1 | 1 | 1 | 1 | 1 | 1 | 1 | 1 | CloEgsld602 | CloE | gsld | 602 | 99.5322 | 560.7477 | [30 empty] | 0 | 0 | 0
602 | Motors | Controls | Lodging/Hospitality | New | CO Sensors for Parking Garage Exhaust | 0.1775 | 0.20736 |  | 1658.87 | 1 | 1.1682 | 9345.7944 | 5 |  | 852 | 4800.0246 | Per HP | GSLD | 1 | 1 | 1 | 1 | 1 | 1 | 1 | 1 | 1 | 1 | 1 | 1 | CloNgsld602 | CloN | gsld | 602 | 99.5322 | 560.7477 | [30 empty] | 0 | 0 | 0
602 | Motors | Controls | Miscellaneous | Existing | CO Sensors for Parking Garage Exhaust | 0.18413 | 0.19575 |  | 1658.87 | 1 | 1.0631 | 9009.009 | 5 |  | 852 | 4627.0507 | Per HP | GSLD | 1 | 1 | 1 | 1 | 1 | 1 | 1 | 1 | 1 | 1 | 1 | 1 | CmiEgsld602 | CmiE | gsld | 602 | 99.5322 | 540.5405 | [30 empty] | 0 | 0 | 0
602 | Motors | Controls | Miscellaneous | New | CO Sensors for Parking Garage Exhaust | 0.18413 | 0.19575 |  | 1658.87 | 1 | 1.0631 | 9009.009 | 5 |  | 852 | 4627.0507 | Per HP | GSLD | 1 | 1 | 1 | 1 | 1 | 1 | 1 | 1 | 1 | 1 | 1 | 1 | CmiNgsld602 | CmiN | gsld | 602 | 99.5322 | 540.5405 | [30 empty] | 0 | 0 | 0
602 | Motors | Controls | Offices | Existing | CO Sensors for Parking Garage Exhaust | 0.18413 | 0.19575 |  | 1658.87 | 1 | 1.0631 | 9009.009 | 5 |  | 852 | 4627.0507 | Per HP | GSLD | 1 | 1 | 1 | 1 | 1 | 1 | 1 | 1 | 1 | 1 | 1 | 1 | CofEgsld602 | CofE | gsld | 602 | 99.5322 | 540.5405 | [30 empty] | 305.9622 | 34.0302 | 36.0431
602 | Motors | Controls | Offices | New | CO Sensors for Parking Garage Exhaust | 0.18413 | 0.19575 |  | 1658.87 | 1 | 1.0631 | 9009.009 | 5 |  | 852 | 4627.0507 | Per HP | GSLD | 1 | 1 | 1 | 1 | 1 | 1 | 1 | 1 | 1 | 1 | 1 | 1 | CofNgsld602 | CofN | gsld | 602 | 99.5322 | 540.5405 | [30 empty] | 3.3522 | 0.37284 | 0.3949
602 | Motors | Controls | Restaurants | Existing | CO Sensors for Parking Garage Exhaust | 0.22229 | 0.082944 |  | 1658.87 | 1 | 0.37313 | 7462.6866 | 5 |  | 852 | 3832.8555 | Per HP | GSLD | 1 | 1 | 1 | 1 | 1 | 1 | 1 | 1 | 1 | 1 | 1 | 1 | CreEgsld602 | CreE | gsld | 602 | 99.5322 | 447.7612 | [30 empty] | 0 | 0 | 0
602 | Motors | Controls | Restaurants | New | CO Sensors for Parking Garage Exhaust | 0.22229 | 0.082944 |  | 1658.87 | 1 | 0.37313 | 7462.6866 | 5 |  | 852 | 3832.8555 | Per HP | GSLD | 1 | 1 | 1 | 1 | 1 | 1 | 1 | 1 | 1 | 1 | 1 | 1 | CreNgsld602 | CreN | gsld | 602 | 99.5322 | 447.7612 | [30 empty] | 0 | 0 | 0
602 | Motors | Controls | Retail | Existing | CO Sensors for Parking Garage Exhaust | 0.23722 | 0.13105 |  | 1658.87 | 1 | 0.55245 | 6993.007 | 5 |  | 852 | 3591.6268 | Per HP | GSLD | 1 | 1 | 1 | 1 | 1 | 1 | 1 | 1 | 1 | 1 | 1 | 1 | CrtEgsld602 | CrtE | gsld | 602 | 99.5322 | 419.5804 | [30 empty] | 0 | 0 | 0
602 | Motors | Controls | Retail | New | CO Sensors for Parking Garage Exhaust | 0.23722 | 0.13105 |  | 1658.87 | 1 | 0.55245 | 6993.007 | 5 |  | 852 | 3591.6268 | Per HP | GSLD | 1 | 1 | 1 | 1 | 1 | 1 | 1 | 1 | 1 | 1 | 1 | 1 | CrtNgsld602 | CrtN | gsld | 602 | 99.5322 | 419.5804 | [30 empty] | 0 | 0 | 0
602 | Motors | Controls | Schools K-12 | Existing | CO Sensors for Parking Garage Exhaust | 0.17086 | 0.1775 |  | 1658.87 | 1 | 1.0388 | 9708.7379 | 5 |  | 852 | 4986.4333 | Per HP | GSLD | 1 | 1 | 1 | 1 | 1 | 1 | 1 | 1 | 1 | 1 | 1 | 1 | CscEgsld602 | CscE | gsld | 602 | 99.5322 | 582.5243 | [30 empty] | 0 | 0 | 0
602 | Motors | Controls | Schools K-12 | New | CO Sensors for Parking Garage Exhaust | 0.17086 | 0.1775 |  | 1658.87 | 1 | 1.0388 | 9708.7379 | 5 |  | 852 | 4986.4333 | Per HP | GSLD | 1 | 1 | 1 | 1 | 1 | 1 | 1 | 1 | 1 | 1 | 1 | 1 | CscNgsld602 | CscN | gsld | 602 | 99.5322 | 582.5243 | [30 empty] | 0 | 0 | 0
602 | Motors | Controls | Warehouse | Existing | CO Sensors for Parking Garage Exhaust | 0.25381 | 0.18413 |  | 1658.87 | 1 | 0.72549 | 6535.9477 | 5 |  | 852 | 3356.88 | Per HP | GSLD | 1 | 1 | 1 | 1 | 1 | 1 | 1 | 1 | 1 | 1 | 1 | 1 | CwaEgsld602 | CwaE | gsld | 602 | 99.5322 | 392.1569 | [30 empty] | 0 | 0 | 0
602 | Motors | Controls | Warehouse | New | CO Sensors for Parking Garage Exhaust | 0.25381 | 0.18413 |  | 1658.87 | 1 | 0.72549 | 6535.9477 | 5 |  | 852 | 3356.88 | Per HP | GSLD | 1 | 1 | 1 | 1 | 1 | 1 | 1 | 1 | 1 | 1 | 1 | 1 | CwaNgsld602 | CwaN | gsld | 602 | 99.5322 | 392.1569 | [30 empty] | 0 | 0 | 0
603 | Motors | Controls | Assembly | Existing | Escalator Motor Efficiency Controller | 1.9238 | 0.8325 |  | 11250 | 1 | 0.43275 | 5847.9532 | 15 |  | 3147 | 1635.8674 | Per Unit | GSLD | 1 | 1 | 1 | 1 | 1 | 1 | 1 | 1 | 1 | 1 | 1 | 1 | CasEgsld603 | CasE | gsld | 603 | 675 | 350.8772 | [30 empty] | 1.8688 | 0.31923 | 0.13782
603 | Motors | Controls | Assembly | New | Escalator Motor Efficiency Controller | 1.9238 | 0.8325 |  | 11250 | 1 | 0.43275 | 5847.9532 | 15 |  | 3147 | 1635.8674 | Per Unit | GSLD | 1 | 1 | 1 | 1 | 1 | 1 | 1 | 1 | 1 | 1 | 1 | 1 | CasNgsld603 | CasN | gsld | 603 | 675 | 350.8772 | [30 empty] | 0.022019 | 0.0037613 | 0.0016239
603 | Motors | Controls | College and University | Existing | Escalator Motor Efficiency Controller | 1.1362 | 1.1475 |  | 11250 | 1 | 1.0099 | 9900.9901 | 15 |  | 3147 | 2769.637 | Per Unit | GSLD | 1 | 1 | 1 | 1 | 1 | 1 | 1 | 1 | 1 | 1 | 1 | 1 | CcoEgsld603 | CcoE | gsld | 603 | 675 | 594.0594 | [30 empty] | 0.55802 | 0.056601 | 0.0567
603 | Motors | Controls | College and University | New | Escalator Motor Efficiency Controller | 1.1362 | 1.1475 |  | 11250 | 1 | 1.0099 | 9900.9901 | 15 |  | 3147 | 2769.637 | Per Unit | GSLD | 1 | 1 | 1 | 1 | 1 | 1 | 1 | 1 | 1 | 1 | 1 | 1 | CcoNgsld603 | CcoN | gsld | 603 | 675 | 594.0594 | [30 empty] | 0.0065748 | 0.0006669 | 0.00066806
603 | Motors | Controls | Data Center | Existing | Escalator Motor Efficiency Controller | 1.2488 | 1.3275 |  | 11250 | 1 | 1.0631 | 9009.009 | 15 |  | 3147 | 2520.1201 | Per Unit | GSLD | 1 | 1 | 1 | 1 | 1 | 1 | 1 | 1 | 1 | 1 | 1 | 1 | CdaEgsld603 | CdaE | gsld | 603 | 675 | 540.5405 | [30 empty] | 0.029036 | 0.0032295 | 0.0034205
603 | Motors | Controls | Data Center | New | Escalator Motor Efficiency Controller | 1.2488 | 1.3275 |  | 11250 | 1 | 1.0631 | 9009.009 | 15 |  | 3147 | 2520.1201 | Per Unit | GSLD | 1 | 1 | 1 | 1 | 1 | 1 | 1 | 1 | 1 | 1 | 1 | 1 | CdaNgsld603 | CdaN | gsld | 603 | 675 | 540.5405 | [30 empty] | 0.00034211 | 3.8051e-05 | 4.0302e-05
603 | Motors | Controls | Grocery | Existing | Escalator Motor Efficiency Controller | 1.5188 | 0.91125 |  | 11250 | 1 | 0.6 | 7407.4074 | 15 |  | 3147 | 2072.0988 | Per Unit | GSLD | 1 | 1 | 1 | 1 | 1 | 1 | 1 | 1 | 1 | 1 | 1 | 1 | CgrEgsld603 | CgrE | gsld | 603 | 675 | 444.4444 | [30 empty] | 0 | 0 | 0
603 | Motors | Controls | Grocery | New | Escalator Motor Efficiency Controller | 1.5188 | 0.91125 |  | 11250 | 1 | 0.6 | 7407.4074 | 15 |  | 3147 | 2072.0988 | Per Unit | GSLD | 1 | 1 | 1 | 1 | 1 | 1 | 1 | 1 | 1 | 1 | 1 | 1 | CgrNgsld603 | CgrN | gsld | 603 | 675 | 444.4444 | [30 empty] | 0 | 0 | 0
603 | Motors | Controls | Healthcare | Existing | Escalator Motor Efficiency Controller | 1.62 | 1.6763 |  | 11250 | 1 | 1.0347 | 6944.4444 | 15 |  | 3147 | 1942.5926 | Per Unit | GSLD | 1 | 1 | 1 | 1 | 1 | 1 | 1 | 1 | 1 | 1 | 1 | 1 | CheEgsld603 | CheE | gsld | 603 | 675 | 416.6667 | [30 empty] | 0.39419 | 0.056706 | 0.058777
603 | Motors | Controls | Healthcare | New | Escalator Motor Efficiency Controller | 1.62 | 1.6763 |  | 11250 | 1 | 1.0347 | 6944.4444 | 15 |  | 3147 | 1942.5926 | Per Unit | GSLD | 1 | 1 | 1 | 1 | 1 | 1 | 1 | 1 | 1 | 1 | 1 | 1 | CheNgsld603 | CheN | gsld | 603 | 675 | 416.6667 | [30 empty] | 0.0046445 | 0.00066814 | 0.00069254
603 | Motors | Controls | Hospitals | Existing | Escalator Motor Efficiency Controller | 1.1362 | 1.1475 |  | 11250 | 1 | 1.0099 | 9900.9901 | 15 |  | 3147 | 2769.637 | Per Unit | GSLD | 1 | 1 | 1 | 1 | 1 | 1 | 1 | 1 | 1 | 1 | 1 | 1 | ChoEgsld603 | ChoE | gsld | 603 | 675 | 594.0594 | [30 empty] | 1.0148 | 0.10293 | 0.10311
603 | Motors | Controls | Hospitals | New | Escalator Motor Efficiency Controller | 1.1362 | 1.1475 |  | 11250 | 1 | 1.0099 | 9900.9901 | 15 |  | 3147 | 2769.637 | Per Unit | GSLD | 1 | 1 | 1 | 1 | 1 | 1 | 1 | 1 | 1 | 1 | 1 | 1 | ChoNgsld603 | ChoN | gsld | 603 | 675 | 594.0594 | [30 empty] | 0.011957 | 0.0012128 | 0.0012149
603 | Motors | Controls | Institutional | Existing | Escalator Motor Efficiency Controller | 1.2488 | 1.35 |  | 11250 | 1 | 1.0811 | 9009.009 | 15 |  | 3147 | 2520.1201 | Per Unit | GSLD | 1 | 1 | 1 | 1 | 1 | 1 | 1 | 1 | 1 | 1 | 1 | 1 | CinEgsld603 | CinE | gsld | 603 | 675 | 540.5405 | [30 empty] | 0.26884 | 0.029785 | 0.032333
603 | Motors | Controls | Institutional | New | Escalator Motor Efficiency Controller | 1.2488 | 1.35 |  | 11250 | 1 | 1.0811 | 9009.009 | 15 |  | 3147 | 2520.1201 | Per Unit | GSLD | 1 | 1 | 1 | 1 | 1 | 1 | 1 | 1 | 1 | 1 | 1 | 1 | CinNgsld603 | CinN | gsld | 603 | 675 | 540.5405 | [30 empty] | 0.0031676 | 0.00035094 | 0.00038097
603 | Motors | Controls | Lodging/Hospitality | Existing | Escalator Motor Efficiency Controller | 1.2038 | 1.4062 |  | 11250 | 1 | 1.1682 | 9345.7944 | 15 |  | 3147 | 2614.3302 | Per Unit | GSLD | 1 | 1 | 1 | 1 | 1 | 1 | 1 | 1 | 1 | 1 | 1 | 1 | CloEgsld603 | CloE | gsld | 603 | 675 | 560.7477 | [30 empty] | 2.7085 | 0.29001 | 0.33724
603 | Motors | Controls | Lodging/Hospitality | New | Escalator Motor Efficiency Controller | 1.2038 | 1.4062 |  | 11250 | 1 | 1.1682 | 9345.7944 | 15 |  | 3147 | 2614.3302 | Per Unit | GSLD | 1 | 1 | 1 | 1 | 1 | 1 | 1 | 1 | 1 | 1 | 1 | 1 | CloNgsld603 | CloN | gsld | 603 | 675 | 560.7477 | [30 empty] | 0.031913 | 0.0034171 | 0.0039735
603 | Motors | Controls | Miscellaneous | Existing | Escalator Motor Efficiency Controller | 1.2488 | 1.3275 |  | 11250 | 1 | 1.0631 | 9009.009 | 15 |  | 3147 | 2520.1201 | Per Unit | GSLD | 1 | 1 | 1 | 1 | 1 | 1 | 1 | 1 | 1 | 1 | 1 | 1 | CmiEgsld603 | CmiE | gsld | 603 | 675 | 540.5405 | [30 empty] | 0 | 0 | 0
603 | Motors | Controls | Miscellaneous | New | Escalator Motor Efficiency Controller | 1.2488 | 1.3275 |  | 11250 | 1 | 1.0631 | 9009.009 | 15 |  | 3147 | 2520.1201 | Per Unit | GSLD | 1 | 1 | 1 | 1 | 1 | 1 | 1 | 1 | 1 | 1 | 1 | 1 | CmiNgsld603 | CmiN | gsld | 603 | 675 | 540.5405 | [30 empty] | 0 | 0 | 0
603 | Motors | Controls | Offices | Existing | Escalator Motor Efficiency Controller | 1.2488 | 1.3275 |  | 11250 | 1 | 1.0631 | 9009.009 | 15 |  | 3147 | 2520.1201 | Per Unit | GSLD | 1 | 1 | 1 | 1 | 1 | 1 | 1 | 1 | 1 | 1 | 1 | 1 | CofEgsld603 | CofE | gsld | 603 | 675 | 540.5405 | [30 empty] | 6.8509 | 0.76199 | 0.80706
603 | Motors | Controls | Offices | New | Escalator Motor Efficiency Controller | 1.2488 | 1.3275 |  | 11250 | 1 | 1.0631 | 9009.009 | 15 |  | 3147 | 2520.1201 | Per Unit | GSLD | 1 | 1 | 1 | 1 | 1 | 1 | 1 | 1 | 1 | 1 | 1 | 1 | CofNgsld603 | CofN | gsld | 603 | 675 | 540.5405 | [30 empty] | 0.080721 | 0.0089781 | 0.0095091
603 | Motors | Controls | Restaurants | Existing | Escalator Motor Efficiency Controller | 1.5075 | 0.5625 |  | 11250 | 1 | 0.37313 | 7462.6866 | 15 |  | 3147 | 2087.5622 | Per Unit | GSLD | 1 | 1 | 1 | 1 | 1 | 1 | 1 | 1 | 1 | 1 | 1 | 1 | CreEgsld603 | CreE | gsld | 603 | 675 | 447.7612 | [30 empty] | 0.0094965 | 0.0012719 | 0.00047635
603 | Motors | Controls | Restaurants | New | Escalator Motor Efficiency Controller | 1.5075 | 0.5625 |  | 11250 | 1 | 0.37313 | 7462.6866 | 15 |  | 3147 | 2087.5622 | Per Unit | GSLD | 1 | 1 | 1 | 1 | 1 | 1 | 1 | 1 | 1 | 1 | 1 | 1 | CreNgsld603 | CreN | gsld | 603 | 675 | 447.7612 | [30 empty] | 0.00052216 | 6.9935e-05 | 2.6192e-05
603 | Motors | Controls | Retail | Existing | Escalator Motor Efficiency Controller | 1.6087 | 0.88875 |  | 11250 | 1 | 0.55245 | 6993.007 | 15 |  | 3147 | 1956.1772 | Per Unit | GSLD | 1 | 1 | 1 | 1 | 1 | 1 | 1 | 1 | 1 | 1 | 1 | 1 | CrtEgsld603 | CrtE | gsld | 603 | 675 | 419.5804 | [30 empty] | 0.025046 | 0.0035924 | 0.0019872
603 | Motors | Controls | Retail | New | Escalator Motor Efficiency Controller | 1.6087 | 0.88875 |  | 11250 | 1 | 0.55245 | 6993.007 | 15 |  | 3147 | 1956.1772 | Per Unit | GSLD | 1 | 1 | 1 | 1 | 1 | 1 | 1 | 1 | 1 | 1 | 1 | 1 | CrtNgsld603 | CrtN | gsld | 603 | 675 | 419.5804 | [30 empty] | 0.0013772 | 0.00019753 | 0.00010927
603 | Motors | Controls | Schools K-12 | Existing | Escalator Motor Efficiency Controller | 1.1587 | 1.2038 |  | 11250 | 1 | 1.0388 | 9708.7379 | 15 |  | 3147 | 2715.8576 | Per Unit | GSLD | 1 | 1 | 1 | 1 | 1 | 1 | 1 | 1 | 1 | 1 | 1 | 1 | CscEgsld603 | CscE | gsld | 603 | 675 | 582.5243 | [30 empty] | 0.30147 | 0.031082 | 0.032384
603 | Motors | Controls | Schools K-12 | New | Escalator Motor Efficiency Controller | 1.1587 | 1.2038 |  | 11250 | 1 | 1.0388 | 9708.7379 | 15 |  | 3147 | 2715.8576 | Per Unit | GSLD | 1 | 1 | 1 | 1 | 1 | 1 | 1 | 1 | 1 | 1 | 1 | 1 | CscNgsld603 | CscN | gsld | 603 | 675 | 582.5243 | [30 empty] | 0.0035521 | 0.00036622 | 0.00038156
603 | Motors | Controls | Warehouse | Existing | Escalator Motor Efficiency Controller | 1.7212 | 1.2488 |  | 11250 | 1 | 0.72549 | 6535.9477 | 15 |  | 3147 | 1828.3224 | Per Unit | GSLD | 1 | 1 | 1 | 1 | 1 | 1 | 1 | 1 | 1 | 1 | 1 | 1 | CwaEgsld603 | CwaE | gsld | 603 | 675 | 392.1569 | [30 empty] | 0.064007 | 0.0097655 | 0.0070966
603 | Motors | Controls | Warehouse | New | Escalator Motor Efficiency Controller | 1.7212 | 1.2488 |  | 11250 | 1 | 0.72549 | 6535.9477 | 15 |  | 3147 | 1828.3224 | Per Unit | GSLD | 1 | 1 | 1 | 1 | 1 | 1 | 1 | 1 | 1 | 1 | 1 | 1 | CwaNgsld603 | CwaN | gsld | 603 | 675 | 392.1569 | [30 empty] | 0.0035194 | 0.00053695 | 0.0003902
604 | Motors | Fans | Assembly | Turnover | 1.5HP Open Drip-Proof(ODP) Motor | 0.0017551 | 0.0017551 |  | 15.13 | 1 | 1 | 8620.6897 | 15 |  | 429 | 244433.3022 | Per Unit | GSLD | 1 | 1 | 1 | 1 | 1 | 1 | 1 | 1 | 1 | 1 | 1 | 1 | CasTgsld604 | CasT | gsld | 604 | 0.9078 | 517.2414 | [30 empty] | 0.98292 | 0.11359 | 0.11403
604 | Motors | Fans | Assembly | New | 1.5HP Open Drip-Proof(ODP) Motor | 0.0017551 | 0.0017551 |  | 15.13 | 1 | 1 | 8620.6897 | 15 |  | 429 | 244433.3022 | Per Unit | GSLD | 1 | 1 | 1 | 1 | 1 | 1 | 1 | 1 | 1 | 1 | 1 | 1 | CasNgsld604 | CasN | gsld | 604 | 0.9078 | 517.2414 | [30 empty] | 0.0071585 | 0.00082728 | 0.00083046
604 | Motors | Fans | College and University | Turnover | 1.5HP Open Drip-Proof(ODP) Motor | 0.0017551 | 0.0017551 |  | 15.13 | 1 | 1 | 8620.6897 | 15 |  | 429 | 244433.3022 | Per Unit | GSLD | 1 | 1 | 1 | 1 | 1 | 1 | 1 | 1 | 1 | 1 | 1 | 1 | CcoTgsld604 | CcoT | gsld | 604 | 0.9078 | 517.2414 | [30 empty] | 0.36861 | 0.042599 | 0.042763
604 | Motors | Fans | College and University | New | 1.5HP Open Drip-Proof(ODP) Motor | 0.0017551 | 0.0017551 |  | 15.13 | 1 | 1 | 8620.6897 | 15 |  | 429 | 244433.3022 | Per Unit | GSLD | 1 | 1 | 1 | 1 | 1 | 1 | 1 | 1 | 1 | 1 | 1 | 1 | CcoNgsld604 | CcoN | gsld | 604 | 0.9078 | 517.2414 | [30 empty] | 0.0030809 | 0.00035605 | 0.00035742
604 | Motors | Fans | Data Center | Turnover | 1.5HP Open Drip-Proof(ODP) Motor | 0.0027688 | 0.0019669 |  | 15.13 | 1 | 0.71038 | 5464.4809 | 15 |  | 429 | 154941.3282 | Per Unit | GSLD | 1 | 1 | 1 | 1 | 1 | 1 | 1 | 1 | 1 | 1 | 1 | 1 | CdaTgsld604 | CdaT | gsld | 604 | 0.9078 | 327.8689 | [30 empty] | 0.031284 | 0.0057245 | 0.0040572
604 | Motors | Fans | Data Center | New | 1.5HP Open Drip-Proof(ODP) Motor | 0.0027688 | 0.0019669 |  | 15.13 | 1 | 0.71038 | 5464.4809 | 15 |  | 429 | 154941.3282 | Per Unit | GSLD | 1 | 1 | 1 | 1 | 1 | 1 | 1 | 1 | 1 | 1 | 1 | 1 | CdaNgsld604 | CdaN | gsld | 604 | 0.9078 | 327.8689 | [30 empty] | 0.00028334 | 5.1847e-05 | 3.6746e-05
604 | Motors | Fans | Grocery | Turnover | 1.5HP Open Drip-Proof(ODP) Motor | 0.0026629 | 0.0014222 |  | 15.13 | 1 | 0.53409 | 5681.8182 | 15 |  | 429 | 161103.7673 | Per Unit | GSLD | 1 | 1 | 1 | 1 | 1 | 1 | 1 | 1 | 1 | 1 | 1 | 1 | CgrTgsld604 | CgrT | gsld | 604 | 0.9078 | 340.9091 | [30 empty] | 1.0233 | 0.18048 | 0.096421
604 | Motors | Fans | Grocery | New | 1.5HP Open Drip-Proof(ODP) Motor | 0.0026629 | 0.0014222 |  | 15.13 | 1 | 0.53409 | 5681.8182 | 15 |  | 429 | 161103.7673 | Per Unit | GSLD | 1 | 1 | 1 | 1 | 1 | 1 | 1 | 1 | 1 | 1 | 1 | 1 | CgrNgsld604 | CgrN | gsld | 604 | 0.9078 | 340.9091 | [30 empty] | 0.00779 | 0.0013739 | 0.00073402
604 | Motors | Fans | Healthcare | Turnover | 1.5HP Open Drip-Proof(ODP) Motor | 0.0022241 | 0.0019518 |  | 15.13 | 1 | 0.87755 | 6802.7211 | 15 |  | 429 | 192886.1432 | Per Unit | GSLD | 1 | 1 | 1 | 1 | 1 | 1 | 1 | 1 | 1 | 1 | 1 | 1 | CheTgsld604 | CheT | gsld | 604 | 0.9078 | 408.1633 | [30 empty] | 1.9423 | 0.28499 | 0.25148
604 | Motors | Fans | Healthcare | New | 1.5HP Open Drip-Proof(ODP) Motor | 0.0022241 | 0.0019518 |  | 15.13 | 1 | 0.87755 | 6802.7211 | 15 |  | 429 | 192886.1432 | Per Unit | GSLD | 1 | 1 | 1 | 1 | 1 | 1 | 1 | 1 | 1 | 1 | 1 | 1 | CheNgsld604 | CheN | gsld | 604 | 0.9078 | 408.1633 | [30 empty] | 0.017322 | 0.0025416 | 0.0022428
604 | Motors | Fans | Hospitals | Turnover | 1.5HP Open Drip-Proof(ODP) Motor | 0.0017551 | 0.0017551 |  | 15.13 | 1 | 1 | 8620.6897 | 15 |  | 429 | 244433.3022 | Per Unit | GSLD | 1 | 1 | 1 | 1 | 1 | 1 | 1 | 1 | 1 | 1 | 1 | 1 | ChoTgsld604 | ChoT | gsld | 604 | 0.9078 | 517.2414 | [30 empty] | 1.2586 | 0.14545 | 0.14601
604 | Motors | Fans | Hospitals | New | 1.5HP Open Drip-Proof(ODP) Motor | 0.0017551 | 0.0017551 |  | 15.13 | 1 | 1 | 8620.6897 | 15 |  | 429 | 244433.3022 | Per Unit | GSLD | 1 | 1 | 1 | 1 | 1 | 1 | 1 | 1 | 1 | 1 | 1 | 1 | ChoNgsld604 | ChoN | gsld | 604 | 0.9078 | 517.2414 | [30 empty] | 0.01064 | 0.0012297 | 0.0012344
604 | Motors | Fans | Institutional | Turnover | 1.5HP Open Drip-Proof(ODP) Motor | 0.0024813 | 0.0019366 |  | 15.13 | 1 | 0.78049 | 6097.561 | 15 |  | 429 | 172891.8479 | Per Unit | GSLD | 1 | 1 | 1 | 1 | 1 | 1 | 1 | 1 | 1 | 1 | 1 | 1 | CinTgsld604 | CinT | gsld | 604 | 0.9078 | 365.8537 | [30 empty] | 0.51335 | 0.084196 | 0.065634
604 | Motors | Fans | Institutional | New | 1.5HP Open Drip-Proof(ODP) Motor | 0.0024813 | 0.0019366 |  | 15.13 | 1 | 0.78049 | 6097.561 | 15 |  | 429 | 172891.8479 | Per Unit | GSLD | 1 | 1 | 1 | 1 | 1 | 1 | 1 | 1 | 1 | 1 | 1 | 1 | CinNgsld604 | CinN | gsld | 604 | 0.9078 | 365.8537 | [30 empty] | 0.003517 | 0.00057683 | 0.00044966
604 | Motors | Fans | Lodging/Hospitality | Turnover | 1.5HP Open Drip-Proof(ODP) Motor | 0.0020274 | 0.0016643 |  | 15.13 | 1 | 0.8209 | 7462.6866 | 15 |  | 429 | 211598.978 | Per Unit | GSLD | 1 | 1 | 1 | 1 | 1 | 1 | 1 | 1 | 1 | 1 | 1 | 1 | CloTgsld604 | CloT | gsld | 604 | 0.9078 | 447.7612 | [30 empty] | 2.0424 | 0.27332 | 0.2255
604 | Motors | Fans | Lodging/Hospitality | New | 1.5HP Open Drip-Proof(ODP) Motor | 0.0020274 | 0.0016643 |  | 15.13 | 1 | 0.8209 | 7462.6866 | 15 |  | 429 | 211598.978 | Per Unit | GSLD | 1 | 1 | 1 | 1 | 1 | 1 | 1 | 1 | 1 | 1 | 1 | 1 | CloNgsld604 | CloN | gsld | 604 | 0.9078 | 447.7612 | [30 empty] | 0.018826 | 0.0025193 | 0.0020786
604 | Motors | Fans | Miscellaneous | Turnover | 1.5HP Open Drip-Proof(ODP) Motor | 0.0027688 | 0.0019669 |  | 15.13 | 1 | 0.71038 | 5464.4809 | 15 |  | 429 | 154941.3282 | Per Unit | GSLD | 1 | 1 | 1 | 1 | 1 | 1 | 1 | 1 | 1 | 1 | 1 | 1 | CmiTgsld604 | CmiT | gsld | 604 | 0.9078 | 327.8689 | [30 empty] | 1.8695 | 0.34209 | 0.24246
604 | Motors | Fans | Miscellaneous | New | 1.5HP Open Drip-Proof(ODP) Motor | 0.0027688 | 0.0019669 |  | 15.13 | 1 | 0.71038 | 5464.4809 | 15 |  | 429 | 154941.3282 | Per Unit | GSLD | 1 | 1 | 1 | 1 | 1 | 1 | 1 | 1 | 1 | 1 | 1 | 1 | CmiNgsld604 | CmiN | gsld | 604 | 0.9078 | 327.8689 | [30 empty] | 0.013588 | 0.0024864 | 0.0017622
604 | Motors | Fans | Offices | Turnover | 1.5HP Open Drip-Proof(ODP) Motor | 0.0027688 | 0.0019669 |  | 15.13 | 1 | 0.71038 | 5464.4809 | 15 |  | 429 | 154941.3282 | Per Unit | GSLD | 1 | 1 | 1 | 1 | 1 | 1 | 1 | 1 | 1 | 1 | 1 | 1 | CofTgsld604 | CofT | gsld | 604 | 0.9078 | 327.8689 | [30 empty] | 16.707 | 3.0571 | 2.1667
604 | Motors | Fans | Offices | New | 1.5HP Open Drip-Proof(ODP) Motor | 0.0027688 | 0.0019669 |  | 15.13 | 1 | 0.71038 | 5464.4809 | 15 |  | 429 | 154941.3282 | Per Unit | GSLD | 1 | 1 | 1 | 1 | 1 | 1 | 1 | 1 | 1 | 1 | 1 | 1 | CofNgsld604 | CofN | gsld | 604 | 0.9078 | 327.8689 | [30 empty] | 0.16039 | 0.029349 | 0.020801
604 | Motors | Fans | Restaurants | Turnover | 1.5HP Open Drip-Proof(ODP) Motor | 0.0023149 | 0.0017702 |  | 15.13 | 1 | 0.76471 | 6535.9477 | 15 |  | 429 | 185321.9807 | Per Unit | GSLD | 1 | 1 | 1 | 1 | 1 | 1 | 1 | 1 | 1 | 1 | 1 | 1 | CreTgsld604 | CreT | gsld | 604 | 0.9078 | 392.1569 | [30 empty] | 1.5144 | 0.2311 | 0.1773
604 | Motors | Fans | Restaurants | New | 1.5HP Open Drip-Proof(ODP) Motor | 0.0023149 | 0.0017702 |  | 15.13 | 1 | 0.76471 | 6535.9477 | 15 |  | 429 | 185321.9807 | Per Unit | GSLD | 1 | 1 | 1 | 1 | 1 | 1 | 1 | 1 | 1 | 1 | 1 | 1 | CreNgsld604 | CreN | gsld | 604 | 0.9078 | 392.1569 | [30 empty] | 0.012591 | 0.0019214 | 0.0014741
604 | Motors | Fans | Retail | Turnover | 1.5HP Open Drip-Proof(ODP) Motor | 0.0017551 | 0.0017551 |  | 15.13 | 1 | 1 | 8620.6897 | 15 |  | 429 | 244433.3022 | Per Unit | GSLD | 1 | 1 | 1 | 1 | 1 | 1 | 1 | 1 | 1 | 1 | 1 | 1 | CrtTgsld604 | CrtT | gsld | 604 | 0.9078 | 517.2414 | [30 empty] | 3.6176 | 0.41807 | 0.41968
604 | Motors | Fans | Retail | New | 1.5HP Open Drip-Proof(ODP) Motor | 0.0017551 | 0.0017551 |  | 15.13 | 1 | 1 | 8620.6897 | 15 |  | 429 | 244433.3022 | Per Unit | GSLD | 1 | 1 | 1 | 1 | 1 | 1 | 1 | 1 | 1 | 1 | 1 | 1 | CrtNgsld604 | CrtN | gsld | 604 | 0.9078 | 517.2414 | [30 empty] | 0.034088 | 0.0039395 | 0.0039546
604 | Motors | Fans | Schools K-12 | Turnover | 1.5HP Open Drip-Proof(ODP) Motor | 0.0027688 | 0.0019669 |  | 15.13 | 1 | 0.71038 | 5464.4809 | 15 |  | 429 | 154941.3282 | Per Unit | GSLD | 1 | 1 | 1 | 1 | 1 | 1 | 1 | 1 | 1 | 1 | 1 | 1 | CscTgsld604 | CscT | gsld | 604 | 0.9078 | 327.8689 | [30 empty] | 0.37264 | 0.068188 | 0.048328
604 | Motors | Fans | Schools K-12 | New | 1.5HP Open Drip-Proof(ODP) Motor | 0.0027688 | 0.0019669 |  | 15.13 | 1 | 0.71038 | 5464.4809 | 15 |  | 429 | 154941.3282 | Per Unit | GSLD | 1 | 1 | 1 | 1 | 1 | 1 | 1 | 1 | 1 | 1 | 1 | 1 | CscNgsld604 | CscN | gsld | 604 | 0.9078 | 327.8689 | [30 empty] | 0.0032262 | 0.00059035 | 0.0004184
604 | Motors | Fans | Warehouse | Turnover | 1.5HP Open Drip-Proof(ODP) Motor | 0.0027688 | 0.0019669 |  | 15.13 | 1 | 0.71038 | 5464.4809 | 15 |  | 429 | 154941.3282 | Per Unit | GSLD | 1 | 1 | 1 | 1 | 1 | 1 | 1 | 1 | 1 | 1 | 1 | 1 | CwaTgsld604 | CwaT | gsld | 604 | 0.9078 | 327.8689 | [30 empty] | 0.2359 | 0.043167 | 0.030594
604 | Motors | Fans | Warehouse | New | 1.5HP Open Drip-Proof(ODP) Motor | 0.0027688 | 0.0019669 |  | 15.13 | 1 | 0.71038 | 5464.4809 | 15 |  | 429 | 154941.3282 | Per Unit | GSLD | 1 | 1 | 1 | 1 | 1 | 1 | 1 | 1 | 1 | 1 | 1 | 1 | CwaNgsld604 | CwaN | gsld | 604 | 0.9078 | 327.8689 | [30 empty] | 0.0012395 | 0.00022682 | 0.00016075
605 | Motors | Fans | Assembly | Turnover | 10HP Open Drip-Proof(ODP) Motor | 0.018064 | 0.018064 |  | 155.72 | 1 | 1 | 8620.6897 | 15 |  | 1035 | 57297.8024 | Per Unit | GSLD | 1 | 1 | 1 | 1 | 1 | 1 | 1 | 1 | 1 | 1 | 1 | 1 | CasTgsld605 | CasT | gsld | 605 | 9.3432 | 517.2414 | [30 empty] | 1.3069 | 0.15103 | 0.15161
605 | Motors | Fans | Assembly | New | 10HP Open Drip-Proof(ODP) Motor | 0.018064 | 0.018064 |  | 155.72 | 1 | 1 | 8620.6897 | 15 |  | 1035 | 57297.8024 | Per Unit | GSLD | 1 | 1 | 1 | 1 | 1 | 1 | 1 | 1 | 1 | 1 | 1 | 1 | CasNgsld605 | CasN | gsld | 605 | 9.3432 | 517.2414 | [30 empty] | 0.0095177 | 0.0010999 | 0.0011042
605 | Motors | Fans | College and University | Turnover | 10HP Open Drip-Proof(ODP) Motor | 0.018064 | 0.018064 |  | 155.72 | 1 | 1 | 8620.6897 | 15 |  | 1035 | 57297.8024 | Per Unit | GSLD | 1 | 1 | 1 | 1 | 1 | 1 | 1 | 1 | 1 | 1 | 1 | 1 | CcoTgsld605 | CcoT | gsld | 605 | 9.3432 | 517.2414 | [30 empty] | 0.49009 | 0.056638 | 0.056856
605 | Motors | Fans | College and University | New | 10HP Open Drip-Proof(ODP) Motor | 0.018064 | 0.018064 |  | 155.72 | 1 | 1 | 8620.6897 | 15 |  | 1035 | 57297.8024 | Per Unit | GSLD | 1 | 1 | 1 | 1 | 1 | 1 | 1 | 1 | 1 | 1 | 1 | 1 | CcoNgsld605 | CcoN | gsld | 605 | 9.3432 | 517.2414 | [30 empty] | 0.0040963 | 0.0004734 | 0.00047522
605 | Motors | Fans | Data Center | Turnover | 10HP Open Drip-Proof(ODP) Motor | 0.028497 | 0.020244 |  | 155.72 | 1 | 0.71038 | 5464.4809 | 15 |  | 1035 | 36319.9185 | Per Unit | GSLD | 1 | 1 | 1 | 1 | 1 | 1 | 1 | 1 | 1 | 1 | 1 | 1 | CdaTgsld605 | CdaT | gsld | 605 | 9.3432 | 327.8689 | [30 empty] | 0.041657 | 0.0076227 | 0.0054025
605 | Motors | Fans | Data Center | New | 10HP Open Drip-Proof(ODP) Motor | 0.028497 | 0.020244 |  | 155.72 | 1 | 0.71038 | 5464.4809 | 15 |  | 1035 | 36319.9185 | Per Unit | GSLD | 1 | 1 | 1 | 1 | 1 | 1 | 1 | 1 | 1 | 1 | 1 | 1 | CdaNgsld605 | CdaN | gsld | 605 | 9.3432 | 327.8689 | [30 empty] | 0.0003773 | 6.904e-05 | 4.8931e-05
605 | Motors | Fans | Grocery | Turnover | 10HP Open Drip-Proof(ODP) Motor | 0.027407 | 0.014638 |  | 155.72 | 1 | 0.53409 | 5681.8182 | 15 |  | 1035 | 37764.4607 | Per Unit | GSLD | 1 | 1 | 1 | 1 | 1 | 1 | 1 | 1 | 1 | 1 | 1 | 1 | CgrTgsld605 | CgrT | gsld | 605 | 9.3432 | 340.9091 | [30 empty] | 1.3605 | 0.23996 | 0.1282
605 | Motors | Fans | Grocery | New | 10HP Open Drip-Proof(ODP) Motor | 0.027407 | 0.014638 |  | 155.72 | 1 | 0.53409 | 5681.8182 | 15 |  | 1035 | 37764.4607 | Per Unit | GSLD | 1 | 1 | 1 | 1 | 1 | 1 | 1 | 1 | 1 | 1 | 1 | 1 | CgrNgsld605 | CgrN | gsld | 605 | 9.3432 | 340.9091 | [30 empty] | 0.010357 | 0.0018267 | 0.00097593
605 | Motors | Fans | Healthcare | Turnover | 10HP Open Drip-Proof(ODP) Motor | 0.022891 | 0.020088 |  | 155.72 | 1 | 0.87755 | 6802.7211 | 15 |  | 1035 | 45214.5924 | Per Unit | GSLD | 1 | 1 | 1 | 1 | 1 | 1 | 1 | 1 | 1 | 1 | 1 | 1 | CheTgsld605 | CheT | gsld | 605 | 9.3432 | 408.1633 | [30 empty] | 2.5824 | 0.37891 | 0.33436
605 | Motors | Fans | Healthcare | New | 10HP Open Drip-Proof(ODP) Motor | 0.022891 | 0.020088 |  | 155.72 | 1 | 0.87755 | 6802.7211 | 15 |  | 1035 | 45214.5924 | Per Unit | GSLD | 1 | 1 | 1 | 1 | 1 | 1 | 1 | 1 | 1 | 1 | 1 | 1 | CheNgsld605 | CheN | gsld | 605 | 9.3432 | 408.1633 | [30 empty] | 0.023031 | 0.0033793 | 0.0029819
605 | Motors | Fans | Hospitals | Turnover | 10HP Open Drip-Proof(ODP) Motor | 0.018064 | 0.018064 |  | 155.72 | 1 | 1 | 8620.6897 | 15 |  | 1035 | 57297.8024 | Per Unit | GSLD | 1 | 1 | 1 | 1 | 1 | 1 | 1 | 1 | 1 | 1 | 1 | 1 | ChoTgsld605 | ChoT | gsld | 605 | 9.3432 | 517.2414 | [30 empty] | 1.6733 | 0.19338 | 0.19413
605 | Motors | Fans | Hospitals | New | 10HP Open Drip-Proof(ODP) Motor | 0.018064 | 0.018064 |  | 155.72 | 1 | 1 | 8620.6897 | 15 |  | 1035 | 57297.8024 | Per Unit | GSLD | 1 | 1 | 1 | 1 | 1 | 1 | 1 | 1 | 1 | 1 | 1 | 1 | ChoNgsld605 | ChoN | gsld | 605 | 9.3432 | 517.2414 | [30 empty] | 0.014147 | 0.0016349 | 0.0016412
605 | Motors | Fans | Institutional | Turnover | 10HP Open Drip-Proof(ODP) Motor | 0.025538 | 0.019932 |  | 155.72 | 1 | 0.78049 | 6097.561 | 15 |  | 1035 | 40527.7139 | Per Unit | GSLD | 1 | 1 | 1 | 1 | 1 | 1 | 1 | 1 | 1 | 1 | 1 | 1 | CinTgsld605 | CinT | gsld | 605 | 9.3432 | 365.8537 | [30 empty] | 0.68358 | 0.11212 | 0.087398
605 | Motors | Fans | Institutional | New | 10HP Open Drip-Proof(ODP) Motor | 0.025538 | 0.019932 |  | 155.72 | 1 | 0.78049 | 6097.561 | 15 |  | 1035 | 40527.7139 | Per Unit | GSLD | 1 | 1 | 1 | 1 | 1 | 1 | 1 | 1 | 1 | 1 | 1 | 1 | CinNgsld605 | CinN | gsld | 605 | 9.3432 | 365.8537 | [30 empty] | 0.0046832 | 0.0007681 | 0.00059876
605 | Motors | Fans | Lodging/Hospitality | Turnover | 10HP Open Drip-Proof(ODP) Motor | 0.020866 | 0.017129 |  | 155.72 | 1 | 0.8209 | 7462.6866 | 15 |  | 1035 | 49601.0827 | Per Unit | GSLD | 1 | 1 | 1 | 1 | 1 | 1 | 1 | 1 | 1 | 1 | 1 | 1 | CloTgsld605 | CloT | gsld | 605 | 9.3432 | 447.7612 | [30 empty] | 2.7155 | 0.3634 | 0.29982
605 | Motors | Fans | Lodging/Hospitality | New | 10HP Open Drip-Proof(ODP) Motor | 0.020866 | 0.017129 |  | 155.72 | 1 | 0.8209 | 7462.6866 | 15 |  | 1035 | 49601.0827 | Per Unit | GSLD | 1 | 1 | 1 | 1 | 1 | 1 | 1 | 1 | 1 | 1 | 1 | 1 | CloNgsld605 | CloN | gsld | 605 | 9.3432 | 447.7612 | [30 empty] | 0.02503 | 0.0033496 | 0.0027636
605 | Motors | Fans | Miscellaneous | Turnover | 10HP Open Drip-Proof(ODP) Motor | 0.028497 | 0.020244 |  | 155.72 | 1 | 0.71038 | 5464.4809 | 15 |  | 1035 | 36319.9185 | Per Unit | GSLD | 1 | 1 | 1 | 1 | 1 | 1 | 1 | 1 | 1 | 1 | 1 | 1 | CmiTgsld605 | CmiT | gsld | 605 | 9.3432 | 327.8689 | [30 empty] | 2.4894 | 0.45553 | 0.32285
605 | Motors | Fans | Miscellaneous | New | 10HP Open Drip-Proof(ODP) Motor | 0.028497 | 0.020244 |  | 155.72 | 1 | 0.71038 | 5464.4809 | 15 |  | 1035 | 36319.9185 | Per Unit | GSLD | 1 | 1 | 1 | 1 | 1 | 1 | 1 | 1 | 1 | 1 | 1 | 1 | CmiNgsld605 | CmiN | gsld | 605 | 9.3432 | 327.8689 | [30 empty] | 0.018094 | 0.0033109 | 0.0023465
605 | Motors | Fans | Offices | Turnover | 10HP Open Drip-Proof(ODP) Motor | 0.028497 | 0.020244 |  | 155.72 | 1 | 0.71038 | 5464.4809 | 15 |  | 1035 | 36319.9185 | Per Unit | GSLD | 1 | 1 | 1 | 1 | 1 | 1 | 1 | 1 | 1 | 1 | 1 | 1 | CofTgsld605 | CofT | gsld | 605 | 9.3432 | 327.8689 | [30 empty] | 22.247 | 4.0709 | 2.8852
605 | Motors | Fans | Offices | New | 10HP Open Drip-Proof(ODP) Motor | 0.028497 | 0.020244 |  | 155.72 | 1 | 0.71038 | 5464.4809 | 15 |  | 1035 | 36319.9185 | Per Unit | GSLD | 1 | 1 | 1 | 1 | 1 | 1 | 1 | 1 | 1 | 1 | 1 | 1 | CofNgsld605 | CofN | gsld | 605 | 9.3432 | 327.8689 | [30 empty] | 0.21357 | 0.039081 | 0.027698
605 | Motors | Fans | Restaurants | Turnover | 10HP Open Drip-Proof(ODP) Motor | 0.023825 | 0.018219 |  | 155.72 | 1 | 0.76471 | 6535.9477 | 15 |  | 1035 | 43441.4711 | Per Unit | GSLD | 1 | 1 | 1 | 1 | 1 | 1 | 1 | 1 | 1 | 1 | 1 | 1 | CreTgsld605 | CreT | gsld | 605 | 9.3432 | 392.1569 | [30 empty] | 2.0135 | 0.30727 | 0.23573
605 | Motors | Fans | Restaurants | New | 10HP Open Drip-Proof(ODP) Motor | 0.023825 | 0.018219 |  | 155.72 | 1 | 0.76471 | 6535.9477 | 15 |  | 1035 | 43441.4711 | Per Unit | GSLD | 1 | 1 | 1 | 1 | 1 | 1 | 1 | 1 | 1 | 1 | 1 | 1 | CreNgsld605 | CreN | gsld | 605 | 9.3432 | 392.1569 | [30 empty] | 0.016741 | 0.0025547 | 0.0019599
605 | Motors | Fans | Retail | Turnover | 10HP Open Drip-Proof(ODP) Motor | 0.018064 | 0.018064 |  | 155.72 | 1 | 1 | 8620.6897 | 15 |  | 1035 | 57297.8024 | Per Unit | GSLD | 1 | 1 | 1 | 1 | 1 | 1 | 1 | 1 | 1 | 1 | 1 | 1 | CrtTgsld605 | CrtT | gsld | 605 | 9.3432 | 517.2414 | [30 empty] | 4.8098 | 0.55586 | 0.558
605 | Motors | Fans | Retail | New | 10HP Open Drip-Proof(ODP) Motor | 0.018064 | 0.018064 |  | 155.72 | 1 | 1 | 8620.6897 | 15 |  | 1035 | 57297.8024 | Per Unit | GSLD | 1 | 1 | 1 | 1 | 1 | 1 | 1 | 1 | 1 | 1 | 1 | 1 | CrtNgsld605 | CrtN | gsld | 605 | 9.3432 | 517.2414 | [30 empty] | 0.045323 | 0.0052378 | 0.0052579
605 | Motors | Fans | Schools K-12 | Turnover | 10HP Open Drip-Proof(ODP) Motor | 0.028497 | 0.020244 |  | 155.72 | 1 | 0.71038 | 5464.4809 | 15 |  | 1035 | 36319.9185 | Per Unit | GSLD | 1 | 1 | 1 | 1 | 1 | 1 | 1 | 1 | 1 | 1 | 1 | 1 | CscTgsld605 | CscT | gsld | 605 | 9.3432 | 327.8689 | [30 empty] | 0.49545 | 0.090661 | 0.064255
605 | Motors | Fans | Schools K-12 | New | 10HP Open Drip-Proof(ODP) Motor | 0.028497 | 0.020244 |  | 155.72 | 1 | 0.71038 | 5464.4809 | 15 |  | 1035 | 36319.9185 | Per Unit | GSLD | 1 | 1 | 1 | 1 | 1 | 1 | 1 | 1 | 1 | 1 | 1 | 1 | CscNgsld605 | CscN | gsld | 605 | 9.3432 | 327.8689 | [30 empty] | 0.0042895 | 0.00078491 | 0.0005563
605 | Motors | Fans | Warehouse | Turnover | 10HP Open Drip-Proof(ODP) Motor | 0.028497 | 0.020244 |  | 155.72 | 1 | 0.71038 | 5464.4809 | 15 |  | 1035 | 36319.9185 | Per Unit | GSLD | 1 | 1 | 1 | 1 | 1 | 1 | 1 | 1 | 1 | 1 | 1 | 1 | CwaTgsld605 | CwaT | gsld | 605 | 9.3432 | 327.8689 | [30 empty] | 0.31413 | 0.057481 | 0.040739
605 | Motors | Fans | Warehouse | New | 10HP Open Drip-Proof(ODP) Motor | 0.028497 | 0.020244 |  | 155.72 | 1 | 0.71038 | 5464.4809 | 15 |  | 1035 | 36319.9185 | Per Unit | GSLD | 1 | 1 | 1 | 1 | 1 | 1 | 1 | 1 | 1 | 1 | 1 | 1 | CwaNgsld605 | CwaN | gsld | 605 | 9.3432 | 327.8689 | [30 empty] | 0.0016505 | 0.00030203 | 0.00021406
606 | Motors | Fans | Assembly | Turnover | 20HP Open Drip-Proof (ODP) Motor | 0.02027 | 0.02027 |  | 174.74 | 1 | 1 | 8620.6897 | 15 |  | 1653 | 81549.731 | Per Unit | GSLD | 1 | 1 | 1 | 1 | 1 | 1 | 1 | 1 | 1 | 1 | 1 | 1 | CasTgsld606 | CasT | gsld | 606 | 10.4844 | 517.2414 | [30 empty] | 0.73337 | 0.084753 | 0.085079
606 | Motors | Fans | Assembly | New | 20HP Open Drip-Proof (ODP) Motor | 0.02027 | 0.02027 |  | 174.74 | 1 | 1 | 8620.6897 | 15 |  | 1653 | 81549.731 | Per Unit | GSLD | 1 | 1 | 1 | 1 | 1 | 1 | 1 | 1 | 1 | 1 | 1 | 1 | CasNgsld606 | CasN | gsld | 606 | 10.4844 | 517.2414 | [30 empty] | 0.005341 | 0.00061724 | 0.00061962
606 | Motors | Fans | College and University | Turnover | 20HP Open Drip-Proof (ODP) Motor | 0.02027 | 0.02027 |  | 174.74 | 1 | 1 | 8620.6897 | 15 |  | 1653 | 81549.731 | Per Unit | GSLD | 1 | 1 | 1 | 1 | 1 | 1 | 1 | 1 | 1 | 1 | 1 | 1 | CcoTgsld606 | CcoT | gsld | 606 | 10.4844 | 517.2414 | [30 empty] | 0.27502 | 0.031783 | 0.031906
606 | Motors | Fans | College and University | New | 20HP Open Drip-Proof (ODP) Motor | 0.02027 | 0.02027 |  | 174.74 | 1 | 1 | 8620.6897 | 15 |  | 1653 | 81549.731 | Per Unit | GSLD | 1 | 1 | 1 | 1 | 1 | 1 | 1 | 1 | 1 | 1 | 1 | 1 | CcoNgsld606 | CcoN | gsld | 606 | 10.4844 | 517.2414 | [30 empty] | 0.0022987 | 0.00026566 | 0.00026668
606 | Motors | Fans | Data Center | Turnover | 20HP Open Drip-Proof (ODP) Motor | 0.031977 | 0.022716 |  | 174.74 | 1 | 0.71038 | 5464.4809 | 15 |  | 1653 | 51692.7257 | Per Unit | GSLD | 1 | 1 | 1 | 1 | 1 | 1 | 1 | 1 | 1 | 1 | 1 | 1 | CdaTgsld606 | CdaT | gsld | 606 | 10.4844 | 327.8689 | [30 empty] | 0.023314 | 0.0042662 | 0.0030236
606 | Motors | Fans | Data Center | New | 20HP Open Drip-Proof (ODP) Motor | 0.031977 | 0.022716 |  | 174.74 | 1 | 0.71038 | 5464.4809 | 15 |  | 1653 | 51692.7257 | Per Unit | GSLD | 1 | 1 | 1 | 1 | 1 | 1 | 1 | 1 | 1 | 1 | 1 | 1 | CdaNgsld606 | CdaN | gsld | 606 | 10.4844 | 327.8689 | [30 empty] | 0.00021116 | 3.8639e-05 | 2.7385e-05
606 | Motors | Fans | Grocery | Turnover | 20HP Open Drip-Proof (ODP) Motor | 0.030754 | 0.016426 |  | 174.74 | 1 | 0.53409 | 5681.8182 | 15 |  | 1653 | 53748.6864 | Per Unit | GSLD | 1 | 1 | 1 | 1 | 1 | 1 | 1 | 1 | 1 | 1 | 1 | 1 | CgrTgsld606 | CgrT | gsld | 606 | 10.4844 | 340.9091 | [30 empty] | 0.76349 | 0.13466 | 0.071941
606 | Motors | Fans | Grocery | New | 20HP Open Drip-Proof (ODP) Motor | 0.030754 | 0.016426 |  | 174.74 | 1 | 0.53409 | 5681.8182 | 15 |  | 1653 | 53748.6864 | Per Unit | GSLD | 1 | 1 | 1 | 1 | 1 | 1 | 1 | 1 | 1 | 1 | 1 | 1 | CgrNgsld606 | CgrN | gsld | 606 | 10.4844 | 340.9091 | [30 empty] | 0.0058122 | 0.0010251 | 0.00054766
606 | Motors | Fans | Healthcare | Turnover | 20HP Open Drip-Proof (ODP) Motor | 0.025687 | 0.022541 |  | 174.74 | 1 | 0.87755 | 6802.7211 | 15 |  | 1653 | 64352.1687 | Per Unit | GSLD | 1 | 1 | 1 | 1 | 1 | 1 | 1 | 1 | 1 | 1 | 1 | 1 | CheTgsld606 | CheT | gsld | 606 | 10.4844 | 408.1633 | [30 empty] | 1.4492 | 0.21263 | 0.18763
606 | Motors | Fans | Healthcare | New | 20HP Open Drip-Proof (ODP) Motor | 0.025687 | 0.022541 |  | 174.74 | 1 | 0.87755 | 6802.7211 | 15 |  | 1653 | 64352.1687 | Per Unit | GSLD | 1 | 1 | 1 | 1 | 1 | 1 | 1 | 1 | 1 | 1 | 1 | 1 | CheNgsld606 | CheN | gsld | 606 | 10.4844 | 408.1633 | [30 empty] | 0.012924 | 0.0018963 | 0.0016733
606 | Motors | Fans | Hospitals | Turnover | 20HP Open Drip-Proof (ODP) Motor | 0.02027 | 0.02027 |  | 174.74 | 1 | 1 | 8620.6897 | 15 |  | 1653 | 81549.731 | Per Unit | GSLD | 1 | 1 | 1 | 1 | 1 | 1 | 1 | 1 | 1 | 1 | 1 | 1 | ChoTgsld606 | ChoT | gsld | 606 | 10.4844 | 517.2414 | [30 empty] | 0.93902 | 0.10852 | 0.10894
606 | Motors | Fans | Hospitals | New | 20HP Open Drip-Proof (ODP) Motor | 0.02027 | 0.02027 |  | 174.74 | 1 | 1 | 8620.6897 | 15 |  | 1653 | 81549.731 | Per Unit | GSLD | 1 | 1 | 1 | 1 | 1 | 1 | 1 | 1 | 1 | 1 | 1 | 1 | ChoNgsld606 | ChoN | gsld | 606 | 10.4844 | 517.2414 | [30 empty] | 0.0079388 | 0.00091746 | 0.00092099
606 | Motors | Fans | Institutional | Turnover | 20HP Open Drip-Proof (ODP) Motor | 0.028657 | 0.022367 |  | 174.74 | 1 | 0.78049 | 6097.561 | 15 |  | 1653 | 57681.5171 | Per Unit | GSLD | 1 | 1 | 1 | 1 | 1 | 1 | 1 | 1 | 1 | 1 | 1 | 1 | CinTgsld606 | CinT | gsld | 606 | 10.4844 | 365.8537 | [30 empty] | 0.38258 | 0.062748 | 0.048914
606 | Motors | Fans | Institutional | New | 20HP Open Drip-Proof (ODP) Motor | 0.028657 | 0.022367 |  | 174.74 | 1 | 0.78049 | 6097.561 | 15 |  | 1653 | 57681.5171 | Per Unit | GSLD | 1 | 1 | 1 | 1 | 1 | 1 | 1 | 1 | 1 | 1 | 1 | 1 | CinNgsld606 | CinN | gsld | 606 | 10.4844 | 365.8537 | [30 empty] | 0.002621 | 0.00042988 | 0.00033511
606 | Motors | Fans | Lodging/Hospitality | Turnover | 20HP Open Drip-Proof (ODP) Motor | 0.023415 | 0.019221 |  | 174.74 | 1 | 0.8209 | 7462.6866 | 15 |  | 1653 | 70595.2895 | Per Unit | GSLD | 1 | 1 | 1 | 1 | 1 | 1 | 1 | 1 | 1 | 1 | 1 | 1 | CloTgsld606 | CloT | gsld | 606 | 10.4844 | 447.7612 | [30 empty] | 1.5239 | 0.20393 | 0.16825
606 | Motors | Fans | Lodging/Hospitality | New | 20HP Open Drip-Proof (ODP) Motor | 0.023415 | 0.019221 |  | 174.74 | 1 | 0.8209 | 7462.6866 | 15 |  | 1653 | 70595.2895 | Per Unit | GSLD | 1 | 1 | 1 | 1 | 1 | 1 | 1 | 1 | 1 | 1 | 1 | 1 | CloNgsld606 | CloN | gsld | 606 | 10.4844 | 447.7612 | [30 empty] | 0.014046 | 0.0018797 | 0.0015508
606 | Motors | Fans | Miscellaneous | Turnover | 20HP Open Drip-Proof (ODP) Motor | 0.031977 | 0.022716 |  | 174.74 | 1 | 0.71038 | 5464.4809 | 15 |  | 1653 | 51692.7257 | Per Unit | GSLD | 1 | 1 | 1 | 1 | 1 | 1 | 1 | 1 | 1 | 1 | 1 | 1 | CmiTgsld606 | CmiT | gsld | 606 | 10.4844 | 327.8689 | [30 empty] | 1.3933 | 0.25495 | 0.18069
606 | Motors | Fans | Miscellaneous | New | 20HP Open Drip-Proof (ODP) Motor | 0.031977 | 0.022716 |  | 174.74 | 1 | 0.71038 | 5464.4809 | 15 |  | 1653 | 51692.7257 | Per Unit | GSLD | 1 | 1 | 1 | 1 | 1 | 1 | 1 | 1 | 1 | 1 | 1 | 1 | CmiNgsld606 | CmiN | gsld | 606 | 10.4844 | 327.8689 | [30 empty] | 0.010126 | 0.001853 | 0.0013133
606 | Motors | Fans | Offices | Turnover | 20HP Open Drip-Proof (ODP) Motor | 0.031977 | 0.022716 |  | 174.74 | 1 | 0.71038 | 5464.4809 | 15 |  | 1653 | 51692.7257 | Per Unit | GSLD | 1 | 1 | 1 | 1 | 1 | 1 | 1 | 1 | 1 | 1 | 1 | 1 | CofTgsld606 | CofT | gsld | 606 | 10.4844 | 327.8689 | [30 empty] | 12.451 | 2.2783 | 1.6148
606 | Motors | Fans | Offices | New | 20HP Open Drip-Proof (ODP) Motor | 0.031977 | 0.022716 |  | 174.74 | 1 | 0.71038 | 5464.4809 | 15 |  | 1653 | 51692.7257 | Per Unit | GSLD | 1 | 1 | 1 | 1 | 1 | 1 | 1 | 1 | 1 | 1 | 1 | 1 | CofNgsld606 | CofN | gsld | 606 | 10.4844 | 327.8689 | [30 empty] | 0.11953 | 0.021872 | 0.015502
606 | Motors | Fans | Restaurants | Turnover | 20HP Open Drip-Proof (ODP) Motor | 0.026735 | 0.020445 |  | 174.74 | 1 | 0.76471 | 6535.9477 | 15 |  | 1653 | 61828.5542 | Per Unit | GSLD | 1 | 1 | 1 | 1 | 1 | 1 | 1 | 1 | 1 | 1 | 1 | 1 | CreTgsld606 | CreT | gsld | 606 | 10.4844 | 392.1569 | [30 empty] | 1.1299 | 0.17243 | 0.13228
606 | Motors | Fans | Restaurants | New | 20HP Open Drip-Proof (ODP) Motor | 0.026735 | 0.020445 |  | 174.74 | 1 | 0.76471 | 6535.9477 | 15 |  | 1653 | 61828.5542 | Per Unit | GSLD | 1 | 1 | 1 | 1 | 1 | 1 | 1 | 1 | 1 | 1 | 1 | 1 | CreNgsld606 | CreN | gsld | 606 | 10.4844 | 392.1569 | [30 empty] | 0.0093944 | 0.0014336 | 0.0010998
606 | Motors | Fans | Retail | Turnover | 20HP Open Drip-Proof (ODP) Motor | 0.02027 | 0.02027 |  | 174.74 | 1 | 1 | 8620.6897 | 15 |  | 1653 | 81549.731 | Per Unit | GSLD | 1 | 1 | 1 | 1 | 1 | 1 | 1 | 1 | 1 | 1 | 1 | 1 | CrtTgsld606 | CrtT | gsld | 606 | 10.4844 | 517.2414 | [30 empty] | 2.6991 | 0.31193 | 0.31313
606 | Motors | Fans | Retail | New | 20HP Open Drip-Proof (ODP) Motor | 0.02027 | 0.02027 |  | 174.74 | 1 | 1 | 8620.6897 | 15 |  | 1653 | 81549.731 | Per Unit | GSLD | 1 | 1 | 1 | 1 | 1 | 1 | 1 | 1 | 1 | 1 | 1 | 1 | CrtNgsld606 | CrtN | gsld | 606 | 10.4844 | 517.2414 | [30 empty] | 0.025434 | 0.0029393 | 0.0029506
606 | Motors | Fans | Schools K-12 | Turnover | 20HP Open Drip-Proof (ODP) Motor | 0.031977 | 0.022716 |  | 174.74 | 1 | 0.71038 | 5464.4809 | 15 |  | 1653 | 51692.7257 | Per Unit | GSLD | 1 | 1 | 1 | 1 | 1 | 1 | 1 | 1 | 1 | 1 | 1 | 1 | CscTgsld606 | CscT | gsld | 606 | 10.4844 | 327.8689 | [30 empty] | 0.27803 | 0.050876 | 0.036058
606 | Motors | Fans | Schools K-12 | New | 20HP Open Drip-Proof (ODP) Motor | 0.031977 | 0.022716 |  | 174.74 | 1 | 0.71038 | 5464.4809 | 15 |  | 1653 | 51692.7257 | Per Unit | GSLD | 1 | 1 | 1 | 1 | 1 | 1 | 1 | 1 | 1 | 1 | 1 | 1 | CscNgsld606 | CscN | gsld | 606 | 10.4844 | 327.8689 | [30 empty] | 0.0024071 | 0.00044047 | 0.00031217
606 | Motors | Fans | Warehouse | Turnover | 20HP Open Drip-Proof (ODP) Motor | 0.031977 | 0.022716 |  | 174.74 | 1 | 0.71038 | 5464.4809 | 15 |  | 1653 | 51692.7257 | Per Unit | GSLD | 1 | 1 | 1 | 1 | 1 | 1 | 1 | 1 | 1 | 1 | 1 | 1 | CwaTgsld606 | CwaT | gsld | 606 | 10.4844 | 327.8689 | [30 empty] | 0.17581 | 0.03217 | 0.0228
606 | Motors | Fans | Warehouse | New | 20HP Open Drip-Proof (ODP) Motor | 0.031977 | 0.022716 |  | 174.74 | 1 | 0.71038 | 5464.4809 | 15 |  | 1653 | 51692.7257 | Per Unit | GSLD | 1 | 1 | 1 | 1 | 1 | 1 | 1 | 1 | 1 | 1 | 1 | 1 | CwaNgsld606 | CwaN | gsld | 606 | 10.4844 | 327.8689 | [30 empty] | 0.00092376 | 0.00016904 | 0.0001198
607 | Motors | Fans | Assembly | Turnover | High Speed Fans | 0.058993 | 0.058993 |  | 508.56 | 1 | 1 | 8620.6897 | 7 |  | 154 | 2610.481 | Per Unit | GSLD | 1 | 1 | 1 | 1 | 1 | 1 | 1 | 1 | 1 | 1 | 1 | 1 | CasTgsld607 | CasT | gsld | 607 | 30.5136 | 517.2414 | [30 empty] | 0 | 0 | 0
607 | Motors | Fans | Assembly | New | High Speed Fans | 0.058993 | 0.058993 |  | 508.56 | 1 | 1 | 8620.6897 | 7 |  | 154 | 2610.481 | Per Unit | GSLD | 1 | 1 | 1 | 1 | 1 | 1 | 1 | 1 | 1 | 1 | 1 | 1 | CasNgsld607 | CasN | gsld | 607 | 30.5136 | 517.2414 | [30 empty] | 0 | 0 | 0
607 | Motors | Fans | College and University | Turnover | High Speed Fans | 0.058993 | 0.058993 |  | 508.56 | 1 | 1 | 8620.6897 | 7 |  | 154 | 2610.481 | Per Unit | GSLD | 1 | 1 | 1 | 1 | 1 | 1 | 1 | 1 | 1 | 1 | 1 | 1 | CcoTgsld607 | CcoT | gsld | 607 | 30.5136 | 517.2414 | [30 empty] | 0 | 0 | 0
607 | Motors | Fans | College and University | New | High Speed Fans | 0.058993 | 0.058993 |  | 508.56 | 1 | 1 | 8620.6897 | 7 |  | 154 | 2610.481 | Per Unit | GSLD | 1 | 1 | 1 | 1 | 1 | 1 | 1 | 1 | 1 | 1 | 1 | 1 | CcoNgsld607 | CcoN | gsld | 607 | 30.5136 | 517.2414 | [30 empty] | 0 | 0 | 0
607 | Motors | Fans | Data Center | Turnover | High Speed Fans | 0.093066 | 0.066113 |  | 508.56 | 1 | 0.71038 | 5464.4809 | 7 |  | 154 | 1654.7311 | Per Unit | GSLD | 1 | 1 | 1 | 1 | 1 | 1 | 1 | 1 | 1 | 1 | 1 | 1 | CdaTgsld607 | CdaT | gsld | 607 | 30.5136 | 327.8689 | [30 empty] | 0 | 0 | 0
607 | Motors | Fans | Data Center | New | High Speed Fans | 0.093066 | 0.066113 |  | 508.56 | 1 | 0.71038 | 5464.4809 | 7 |  | 154 | 1654.7311 | Per Unit | GSLD | 1 | 1 | 1 | 1 | 1 | 1 | 1 | 1 | 1 | 1 | 1 | 1 | CdaNgsld607 | CdaN | gsld | 607 | 30.5136 | 327.8689 | [30 empty] | 0 | 0 | 0
607 | Motors | Fans | Grocery | Turnover | High Speed Fans | 0.089507 | 0.047805 |  | 508.56 | 1 | 0.53409 | 5681.8182 | 7 |  | 154 | 1720.5443 | Per Unit | GSLD | 1 | 1 | 1 | 1 | 1 | 1 | 1 | 1 | 1 | 1 | 1 | 1 | CgrTgsld607 | CgrT | gsld | 607 | 30.5136 | 340.9091 | [30 empty] | 2.4007 | 0.42341 | 0.22621
607 | Motors | Fans | Grocery | New | High Speed Fans | 0.089507 | 0.047805 |  | 508.56 | 1 | 0.53409 | 5681.8182 | 7 |  | 154 | 1720.5443 | Per Unit | GSLD | 1 | 1 | 1 | 1 | 1 | 1 | 1 | 1 | 1 | 1 | 1 | 1 | CgrNgsld607 | CgrN | gsld | 607 | 30.5136 | 340.9091 | [30 empty] | 0.018275 | 0.0032233 | 0.001722
607 | Motors | Fans | Healthcare | Turnover | High Speed Fans | 0.074758 | 0.065604 |  | 508.56 | 1 | 0.87755 | 6802.7211 | 7 |  | 154 | 2059.9714 | Per Unit | GSLD | 1 | 1 | 1 | 1 | 1 | 1 | 1 | 1 | 1 | 1 | 1 | 1 | CheTgsld607 | CheT | gsld | 607 | 30.5136 | 408.1633 | [30 empty] | 0 | 0 | 0
607 | Motors | Fans | Healthcare | New | High Speed Fans | 0.074758 | 0.065604 |  | 508.56 | 1 | 0.87755 | 6802.7211 | 7 |  | 154 | 2059.9714 | Per Unit | GSLD | 1 | 1 | 1 | 1 | 1 | 1 | 1 | 1 | 1 | 1 | 1 | 1 | CheNgsld607 | CheN | gsld | 607 | 30.5136 | 408.1633 | [30 empty] | 0 | 0 | 0
607 | Motors | Fans | Hospitals | Turnover | High Speed Fans | 0.058993 | 0.058993 |  | 508.56 | 1 | 1 | 8620.6897 | 7 |  | 154 | 2610.481 | Per Unit | GSLD | 1 | 1 | 1 | 1 | 1 | 1 | 1 | 1 | 1 | 1 | 1 | 1 | ChoTgsld607 | ChoT | gsld | 607 | 30.5136 | 517.2414 | [30 empty] | 0 | 0 | 0
607 | Motors | Fans | Hospitals | New | High Speed Fans | 0.058993 | 0.058993 |  | 508.56 | 1 | 1 | 8620.6897 | 7 |  | 154 | 2610.481 | Per Unit | GSLD | 1 | 1 | 1 | 1 | 1 | 1 | 1 | 1 | 1 | 1 | 1 | 1 | ChoNgsld607 | ChoN | gsld | 607 | 30.5136 | 517.2414 | [30 empty] | 0 | 0 | 0
607 | Motors | Fans | Institutional | Turnover | High Speed Fans | 0.083404 | 0.065096 |  | 508.56 | 1 | 0.78049 | 6097.561 | 7 |  | 154 | 1846.4378 | Per Unit | GSLD | 1 | 1 | 1 | 1 | 1 | 1 | 1 | 1 | 1 | 1 | 1 | 1 | CinTgsld607 | CinT | gsld | 607 | 30.5136 | 365.8537 | [30 empty] | 0 | 0 | 0
607 | Motors | Fans | Institutional | New | High Speed Fans | 0.083404 | 0.065096 |  | 508.56 | 1 | 0.78049 | 6097.561 | 7 |  | 154 | 1846.4378 | Per Unit | GSLD | 1 | 1 | 1 | 1 | 1 | 1 | 1 | 1 | 1 | 1 | 1 | 1 | CinNgsld607 | CinN | gsld | 607 | 30.5136 | 365.8537 | [30 empty] | 0 | 0 | 0
607 | Motors | Fans | Lodging/Hospitality | Turnover | High Speed Fans | 0.068147 | 0.055942 |  | 508.56 | 1 | 0.8209 | 7462.6866 | 7 |  | 154 | 2259.8194 | Per Unit | GSLD | 1 | 1 | 1 | 1 | 1 | 1 | 1 | 1 | 1 | 1 | 1 | 1 | CloTgsld607 | CloT | gsld | 607 | 30.5136 | 447.7612 | [30 empty] | 0 | 0 | 0
607 | Motors | Fans | Lodging/Hospitality | New | High Speed Fans | 0.068147 | 0.055942 |  | 508.56 | 1 | 0.8209 | 7462.6866 | 7 |  | 154 | 2259.8194 | Per Unit | GSLD | 1 | 1 | 1 | 1 | 1 | 1 | 1 | 1 | 1 | 1 | 1 | 1 | CloNgsld607 | CloN | gsld | 607 | 30.5136 | 447.7612 | [30 empty] | 0 | 0 | 0
607 | Motors | Fans | Miscellaneous | Turnover | High Speed Fans | 0.093066 | 0.066113 |  | 508.56 | 1 | 0.71038 | 5464.4809 | 7 |  | 154 | 1654.7311 | Per Unit | GSLD | 1 | 1 | 1 | 1 | 1 | 1 | 1 | 1 | 1 | 1 | 1 | 1 | CmiTgsld607 | CmiT | gsld | 607 | 30.5136 | 327.8689 | [30 empty] | 0 | 0 | 0
607 | Motors | Fans | Miscellaneous | New | High Speed Fans | 0.093066 | 0.066113 |  | 508.56 | 1 | 0.71038 | 5464.4809 | 7 |  | 154 | 1654.7311 | Per Unit | GSLD | 1 | 1 | 1 | 1 | 1 | 1 | 1 | 1 | 1 | 1 | 1 | 1 | CmiNgsld607 | CmiN | gsld | 607 | 30.5136 | 327.8689 | [30 empty] | 0 | 0 | 0
607 | Motors | Fans | Offices | Turnover | High Speed Fans | 0.093066 | 0.066113 |  | 508.56 | 1 | 0.71038 | 5464.4809 | 7 |  | 154 | 1654.7311 | Per Unit | GSLD | 1 | 1 | 1 | 1 | 1 | 1 | 1 | 1 | 1 | 1 | 1 | 1 | CofTgsld607 | CofT | gsld | 607 | 30.5136 | 327.8689 | [30 empty] | 0 | 0 | 0
607 | Motors | Fans | Offices | New | High Speed Fans | 0.093066 | 0.066113 |  | 508.56 | 1 | 0.71038 | 5464.4809 | 7 |  | 154 | 1654.7311 | Per Unit | GSLD | 1 | 1 | 1 | 1 | 1 | 1 | 1 | 1 | 1 | 1 | 1 | 1 | CofNgsld607 | CofN | gsld | 607 | 30.5136 | 327.8689 | [30 empty] | 0 | 0 | 0
607 | Motors | Fans | Restaurants | Turnover | High Speed Fans | 0.07781 | 0.059502 |  | 508.56 | 1 | 0.76471 | 6535.9477 | 7 |  | 154 | 1979.1882 | Per Unit | GSLD | 1 | 1 | 1 | 1 | 1 | 1 | 1 | 1 | 1 | 1 | 1 | 1 | CreTgsld607 | CreT | gsld | 607 | 30.5136 | 392.1569 | [30 empty] | 39.2988 | 5.997 | 4.6008
607 | Motors | Fans | Restaurants | New | High Speed Fans | 0.07781 | 0.059502 |  | 508.56 | 1 | 0.76471 | 6535.9477 | 7 |  | 154 | 1979.1882 | Per Unit | GSLD | 1 | 1 | 1 | 1 | 1 | 1 | 1 | 1 | 1 | 1 | 1 | 1 | CreNgsld607 | CreN | gsld | 607 | 30.5136 | 392.1569 | [30 empty] | 0.35514 | 0.054194 | 0.041576
607 | Motors | Fans | Retail | Turnover | High Speed Fans | 0.058993 | 0.058993 |  | 508.56 | 1 | 1 | 8620.6897 | 7 |  | 154 | 2610.481 | Per Unit | GSLD | 1 | 1 | 1 | 1 | 1 | 1 | 1 | 1 | 1 | 1 | 1 | 1 | CrtTgsld607 | CrtT | gsld | 607 | 30.5136 | 517.2414 | [30 empty] | 0 | 0 | 0
607 | Motors | Fans | Retail | New | High Speed Fans | 0.058993 | 0.058993 |  | 508.56 | 1 | 1 | 8620.6897 | 7 |  | 154 | 2610.481 | Per Unit | GSLD | 1 | 1 | 1 | 1 | 1 | 1 | 1 | 1 | 1 | 1 | 1 | 1 | CrtNgsld607 | CrtN | gsld | 607 | 30.5136 | 517.2414 | [30 empty] | 0 | 0 | 0
607 | Motors | Fans | Schools K-12 | Turnover | High Speed Fans | 0.093066 | 0.066113 |  | 508.56 | 1 | 0.71038 | 5464.4809 | 7 |  | 154 | 1654.7311 | Per Unit | GSLD | 1 | 1 | 1 | 1 | 1 | 1 | 1 | 1 | 1 | 1 | 1 | 1 | CscTgsld607 | CscT | gsld | 607 | 30.5136 | 327.8689 | [30 empty] | 0 | 0 | 0
607 | Motors | Fans | Schools K-12 | New | High Speed Fans | 0.093066 | 0.066113 |  | 508.56 | 1 | 0.71038 | 5464.4809 | 7 |  | 154 | 1654.7311 | Per Unit | GSLD | 1 | 1 | 1 | 1 | 1 | 1 | 1 | 1 | 1 | 1 | 1 | 1 | CscNgsld607 | CscN | gsld | 607 | 30.5136 | 327.8689 | [30 empty] | 0 | 0 | 0
607 | Motors | Fans | Warehouse | Turnover | High Speed Fans | 0.093066 | 0.066113 |  | 508.56 | 1 | 0.71038 | 5464.4809 | 7 |  | 154 | 1654.7311 | Per Unit | GSLD | 1 | 1 | 1 | 1 | 1 | 1 | 1 | 1 | 1 | 1 | 1 | 1 | CwaTgsld607 | CwaT | gsld | 607 | 30.5136 | 327.8689 | [30 empty] | 0 | 0 | 0
607 | Motors | Fans | Warehouse | New | High Speed Fans | 0.093066 | 0.066113 |  | 508.56 | 1 | 0.71038 | 5464.4809 | 7 |  | 154 | 1654.7311 | Per Unit | GSLD | 1 | 1 | 1 | 1 | 1 | 1 | 1 | 1 | 1 | 1 | 1 | 1 | CwaNgsld607 | CwaN | gsld | 607 | 30.5136 | 327.8689 | [30 empty] | 0 | 0 | 0
608 | Motors | Misc | Assembly | Turnover | Regenerative Drive Elevator Motor | 0.35305 | 0.15278 |  | 2064.63 | 1 | 0.43275 | 5847.9532 | 15 |  | 10000 | 28324.4611 | Per Motor | GSLD | 1 | 1 | 1 | 1 | 1 | 1 | 1 | 1 | 1 | 1 | 1 | 1 | CasTgsld608 | CasT | gsld | 608 | 123.8778 | 350.8772 | [30 empty] | 0 | 0 | 0
608 | Motors | Misc | Assembly | New | Regenerative Drive Elevator Motor | 0.35305 | 0.15278 |  | 2064.63 | 1 | 0.43275 | 5847.9532 | 15 |  | 10000 | 28324.4611 | Per Motor | GSLD | 1 | 1 | 1 | 1 | 1 | 1 | 1 | 1 | 1 | 1 | 1 | 1 | CasNgsld608 | CasN | gsld | 608 | 123.8778 | 350.8772 | [30 empty] | 0.068108 | 0.011634 | 0.005023
608 | Motors | Misc | College and University | Turnover | Regenerative Drive Elevator Motor | 0.20853 | 0.21059 |  | 2064.63 | 1 | 1.0099 | 9900.9901 | 15 |  | 10000 | 47955.2758 | Per Motor | GSLD | 1 | 1 | 1 | 1 | 1 | 1 | 1 | 1 | 1 | 1 | 1 | 1 | CcoTgsld608 | CcoT | gsld | 608 | 123.8778 | 594.0594 | [30 empty] | 0 | 0 | 0
608 | Motors | Misc | College and University | New | Regenerative Drive Elevator Motor | 0.20853 | 0.21059 |  | 2064.63 | 1 | 1.0099 | 9900.9901 | 15 |  | 10000 | 47955.2758 | Per Motor | GSLD | 1 | 1 | 1 | 1 | 1 | 1 | 1 | 1 | 1 | 1 | 1 | 1 | CcoNgsld608 | CcoN | gsld | 608 | 123.8778 | 594.0594 | [30 empty] | 0.0066133 | 0.0006708 | 0.00067197
608 | Motors | Misc | Data Center | Turnover | Regenerative Drive Elevator Motor | 0.22917 | 0.24363 |  | 2064.63 | 1 | 1.0631 | 9009.009 | 15 |  | 10000 | 43634.9806 | Per Motor | GSLD | 1 | 1 | 1 | 1 | 1 | 1 | 1 | 1 | 1 | 1 | 1 | 1 | CdaTgsld608 | CdaT | gsld | 608 | 123.8778 | 540.5405 | [30 empty] | 0 | 0 | 0
608 | Motors | Misc | Data Center | New | Regenerative Drive Elevator Motor | 0.22917 | 0.24363 |  | 2064.63 | 1 | 1.0631 | 9009.009 | 15 |  | 10000 | 43634.9806 | Per Motor | GSLD | 1 | 1 | 1 | 1 | 1 | 1 | 1 | 1 | 1 | 1 | 1 | 1 | CdaNgsld608 | CdaN | gsld | 608 | 123.8778 | 540.5405 | [30 empty] | 0 | 0 | 0
608 | Motors | Misc | Grocery | Turnover | Regenerative Drive Elevator Motor | 0.27873 | 0.16724 |  | 2064.63 | 1 | 0.6 | 7407.4074 | 15 |  | 10000 | 35877.6508 | Per Motor | GSLD | 1 | 1 | 1 | 1 | 1 | 1 | 1 | 1 | 1 | 1 | 1 | 1 | CgrTgsld608 | CgrT | gsld | 608 | 123.8778 | 444.4444 | [30 empty] | 0 | 0 | 0
608 | Motors | Misc | Grocery | New | Regenerative Drive Elevator Motor | 0.27873 | 0.16724 |  | 2064.63 | 1 | 0.6 | 7407.4074 | 15 |  | 10000 | 35877.6508 | Per Motor | GSLD | 1 | 1 | 1 | 1 | 1 | 1 | 1 | 1 | 1 | 1 | 1 | 1 | CgrNgsld608 | CgrN | gsld | 608 | 123.8778 | 444.4444 | [30 empty] | 0 | 0 | 0
608 | Motors | Misc | Healthcare | Turnover | Regenerative Drive Elevator Motor | 0.29731 | 0.30763 |  | 2064.63 | 1 | 1.0347 | 6944.4444 | 15 |  | 10000 | 33635.2976 | Per Motor | GSLD | 1 | 1 | 1 | 1 | 1 | 1 | 1 | 1 | 1 | 1 | 1 | 1 | CheTgsld608 | CheT | gsld | 608 | 123.8778 | 416.6667 | [30 empty] | 0 | 0 | 0
608 | Motors | Misc | Healthcare | New | Regenerative Drive Elevator Motor | 0.29731 | 0.30763 |  | 2064.63 | 1 | 1.0347 | 6944.4444 | 15 |  | 10000 | 33635.2976 | Per Motor | GSLD | 1 | 1 | 1 | 1 | 1 | 1 | 1 | 1 | 1 | 1 | 1 | 1 | CheNgsld608 | CheN | gsld | 608 | 123.8778 | 416.6667 | [30 empty] | 0.012327 | 0.0017733 | 0.0018381
608 | Motors | Misc | Hospitals | Turnover | Regenerative Drive Elevator Motor | 0.20853 | 0.21059 |  | 2064.63 | 1 | 1.0099 | 9900.9901 | 15 |  | 10000 | 47955.2758 | Per Motor | GSLD | 1 | 1 | 1 | 1 | 1 | 1 | 1 | 1 | 1 | 1 | 1 | 1 | ChoTgsld608 | ChoT | gsld | 608 | 123.8778 | 594.0594 | [30 empty] | 0 | 0 | 0
608 | Motors | Misc | Hospitals | New | Regenerative Drive Elevator Motor | 0.20853 | 0.21059 |  | 2064.63 | 1 | 1.0099 | 9900.9901 | 15 |  | 10000 | 47955.2758 | Per Motor | GSLD | 1 | 1 | 1 | 1 | 1 | 1 | 1 | 1 | 1 | 1 | 1 | 1 | ChoNgsld608 | ChoN | gsld | 608 | 123.8778 | 594.0594 | [30 empty] | 0.0056502 | 0.00057311 | 0.00057411
608 | Motors | Misc | Institutional | Turnover | Regenerative Drive Elevator Motor | 0.22917 | 0.24776 |  | 2064.63 | 1 | 1.0811 | 9009.009 | 15 |  | 10000 | 43634.9806 | Per Motor | GSLD | 1 | 1 | 1 | 1 | 1 | 1 | 1 | 1 | 1 | 1 | 1 | 1 | CinTgsld608 | CinT | gsld | 608 | 123.8778 | 540.5405 | [30 empty] | 0 | 0 | 0
608 | Motors | Misc | Institutional | New | Regenerative Drive Elevator Motor | 0.22917 | 0.24776 |  | 2064.63 | 1 | 1.0811 | 9009.009 | 15 |  | 10000 | 43634.9806 | Per Motor | GSLD | 1 | 1 | 1 | 1 | 1 | 1 | 1 | 1 | 1 | 1 | 1 | 1 | CinNgsld608 | CinN | gsld | 608 | 123.8778 | 540.5405 | [30 empty] | 0.0087388 | 0.00096817 | 0.001051
608 | Motors | Misc | Lodging/Hospitality | Turnover | Regenerative Drive Elevator Motor | 0.22092 | 0.25808 |  | 2064.63 | 1 | 1.1682 | 9345.7944 | 15 |  | 10000 | 45266.1949 | Per Motor | GSLD | 1 | 1 | 1 | 1 | 1 | 1 | 1 | 1 | 1 | 1 | 1 | 1 | CloTgsld608 | CloT | gsld | 608 | 123.8778 | 560.7477 | [30 empty] | 0 | 0 | 0
608 | Motors | Misc | Lodging/Hospitality | New | Regenerative Drive Elevator Motor | 0.22092 | 0.25808 |  | 2064.63 | 1 | 1.1682 | 9345.7944 | 15 |  | 10000 | 45266.1949 | Per Motor | GSLD | 1 | 1 | 1 | 1 | 1 | 1 | 1 | 1 | 1 | 1 | 1 | 1 | CloNgsld608 | CloN | gsld | 608 | 123.8778 | 560.7477 | [30 empty] | 0.03531 | 0.0037808 | 0.0043965
608 | Motors | Misc | Miscellaneous | Turnover | Regenerative Drive Elevator Motor | 0.22917 | 0.24363 |  | 2064.63 | 1 | 1.0631 | 9009.009 | 15 |  | 10000 | 43634.9806 | Per Motor | GSLD | 1 | 1 | 1 | 1 | 1 | 1 | 1 | 1 | 1 | 1 | 1 | 1 | CmiTgsld608 | CmiT | gsld | 608 | 123.8778 | 540.5405 | [30 empty] | 0 | 0 | 0
608 | Motors | Misc | Miscellaneous | New | Regenerative Drive Elevator Motor | 0.22917 | 0.24363 |  | 2064.63 | 1 | 1.0631 | 9009.009 | 15 |  | 10000 | 43634.9806 | Per Motor | GSLD | 1 | 1 | 1 | 1 | 1 | 1 | 1 | 1 | 1 | 1 | 1 | 1 | CmiNgsld608 | CmiN | gsld | 608 | 123.8778 | 540.5405 | [30 empty] | 0 | 0 | 0
608 | Motors | Misc | Offices | Turnover | Regenerative Drive Elevator Motor | 0.22917 | 0.24363 |  | 2064.63 | 1 | 1.0631 | 9009.009 | 15 |  | 10000 | 43634.9806 | Per Motor | GSLD | 1 | 1 | 1 | 1 | 1 | 1 | 1 | 1 | 1 | 1 | 1 | 1 | CofTgsld608 | CofT | gsld | 608 | 123.8778 | 540.5405 | [30 empty] | 0 | 0 | 0
608 | Motors | Misc | Offices | New | Regenerative Drive Elevator Motor | 0.22917 | 0.24363 |  | 2064.63 | 1 | 1.0631 | 9009.009 | 15 |  | 10000 | 43634.9806 | Per Motor | GSLD | 1 | 1 | 1 | 1 | 1 | 1 | 1 | 1 | 1 | 1 | 1 | 1 | CofNgsld608 | CofN | gsld | 608 | 123.8778 | 540.5405 | [30 empty] | 0.17582 | 0.019556 | 0.020713
608 | Motors | Misc | Restaurants | Turnover | Regenerative Drive Elevator Motor | 0.27666 | 0.10323 |  | 2064.63 | 1 | 0.37313 | 7462.6866 | 15 |  | 10000 | 36145.3944 | Per Motor | GSLD | 1 | 1 | 1 | 1 | 1 | 1 | 1 | 1 | 1 | 1 | 1 | 1 | CreTgsld608 | CreT | gsld | 608 | 123.8778 | 447.7612 | [30 empty] | 0 | 0 | 0
608 | Motors | Misc | Restaurants | New | Regenerative Drive Elevator Motor | 0.27666 | 0.10323 |  | 2064.63 | 1 | 0.37313 | 7462.6866 | 15 |  | 10000 | 36145.3944 | Per Motor | GSLD | 1 | 1 | 1 | 1 | 1 | 1 | 1 | 1 | 1 | 1 | 1 | 1 | CreNgsld608 | CreN | gsld | 608 | 123.8778 | 447.7612 | [30 empty] | 0.035031 | 0.0046918 | 0.0017572
608 | Motors | Misc | Retail | Turnover | Regenerative Drive Elevator Motor | 0.29524 | 0.16311 |  | 2064.63 | 1 | 0.55245 | 6993.007 | 15 |  | 10000 | 33870.5095 | Per Motor | GSLD | 1 | 1 | 1 | 1 | 1 | 1 | 1 | 1 | 1 | 1 | 1 | 1 | CrtTgsld608 | CrtT | gsld | 608 | 123.8778 | 419.5804 | [30 empty] | 0 | 0 | 0
608 | Motors | Misc | Retail | New | Regenerative Drive Elevator Motor | 0.29524 | 0.16311 |  | 2064.63 | 1 | 0.55245 | 6993.007 | 15 |  | 10000 | 33870.5095 | Per Motor | GSLD | 1 | 1 | 1 | 1 | 1 | 1 | 1 | 1 | 1 | 1 | 1 | 1 | CrtNgsld608 | CrtN | gsld | 608 | 123.8778 | 419.5804 | [30 empty] | 0.060643 | 0.0086983 | 0.0048116
608 | Motors | Misc | Schools K-12 | Turnover | Regenerative Drive Elevator Motor | 0.21266 | 0.22092 |  | 2064.63 | 1 | 1.0388 | 9708.7379 | 15 |  | 10000 | 47024.1054 | Per Motor | GSLD | 1 | 1 | 1 | 1 | 1 | 1 | 1 | 1 | 1 | 1 | 1 | 1 | CscTgsld608 | CscT | gsld | 608 | 123.8778 | 582.5243 | [30 empty] | 0 | 0 | 0
608 | Motors | Misc | Schools K-12 | New | Regenerative Drive Elevator Motor | 0.21266 | 0.22092 |  | 2064.63 | 1 | 1.0388 | 9708.7379 | 15 |  | 10000 | 47024.1054 | Per Motor | GSLD | 1 | 1 | 1 | 1 | 1 | 1 | 1 | 1 | 1 | 1 | 1 | 1 | CscNgsld608 | CscN | gsld | 608 | 123.8778 | 582.5243 | [30 empty] | 0.011075 | 0.0011418 | 0.0011897
608 | Motors | Misc | Warehouse | Turnover | Regenerative Drive Elevator Motor | 0.31589 | 0.22917 |  | 2064.63 | 1 | 0.72549 | 6535.9477 | 15 |  | 10000 | 31656.7507 | Per Motor | GSLD | 1 | 1 | 1 | 1 | 1 | 1 | 1 | 1 | 1 | 1 | 1 | 1 | CwaTgsld608 | CwaT | gsld | 608 | 123.8778 | 392.1569 | [30 empty] | 0 | 0 | 0
608 | Motors | Misc | Warehouse | New | Regenerative Drive Elevator Motor | 0.31589 | 0.22917 |  | 2064.63 | 1 | 0.72549 | 6535.9477 | 15 |  | 10000 | 31656.7507 | Per Motor | GSLD | 1 | 1 | 1 | 1 | 1 | 1 | 1 | 1 | 1 | 1 | 1 | 1 | CwaNgsld608 | CwaN | gsld | 608 | 123.8778 | 392.1569 | [30 empty] | 0.013438 | 0.0020503 | 0.0014899
609 | Motors | Solar | Assembly | Turnover | Solar Powered Pool Pump | 0.10436 | 0.045161 |  | 610.28 | 1 | 0.43275 | 5847.9532 | 15 |  | 3669.01 | 35157.9584 | Per Unit | GSLD | 1 | 1 | 1 | 1 | 1 | 1 | 1 | 1 | 1 | 1 | 1 | 1 | CasTgsld609 | CasT | gsld | 609 | 36.6168 | 350.8772 | [30 empty] | 0.00029913 | 5.1097e-05 | 2.206e-05
609 | Motors | Solar | Assembly | New | Solar Powered Pool Pump | 0.10436 | 0.045161 |  | 610.28 | 1 | 0.43275 | 5847.9532 | 15 |  | 3669.01 | 35157.9584 | Per Unit | GSLD | 1 | 1 | 1 | 1 | 1 | 1 | 1 | 1 | 1 | 1 | 1 | 1 | CasNgsld609 | CasN | gsld | 609 | 36.6168 | 350.8772 | [30 empty] | 3.2993e-06 | 5.6358e-07 | 2.4332e-07
609 | Motors | Solar | College and University | Turnover | Solar Powered Pool Pump | 0.061638 | 0.062249 |  | 610.28 | 1 | 1.0099 | 9900.9901 | 15 |  | 3669.01 | 59524.8602 | Per Unit | GSLD | 1 | 1 | 1 | 1 | 1 | 1 | 1 | 1 | 1 | 1 | 1 | 1 | CcoTgsld609 | CcoT | gsld | 609 | 36.6168 | 594.0594 | [30 empty] | 0 | 0 | 0
609 | Motors | Solar | College and University | New | Solar Powered Pool Pump | 0.061638 | 0.062249 |  | 610.28 | 1 | 1.0099 | 9900.9901 | 15 |  | 3669.01 | 59524.8602 | Per Unit | GSLD | 1 | 1 | 1 | 1 | 1 | 1 | 1 | 1 | 1 | 1 | 1 | 1 | CcoNgsld609 | CcoN | gsld | 609 | 36.6168 | 594.0594 | [30 empty] | 0 | 0 | 0
609 | Motors | Solar | Data Center | Turnover | Solar Powered Pool Pump | 0.067741 | 0.072013 |  | 610.28 | 1 | 1.0631 | 9009.009 | 15 |  | 3669.01 | 54162.2602 | Per Unit | GSLD | 1 | 1 | 1 | 1 | 1 | 1 | 1 | 1 | 1 | 1 | 1 | 1 | CdaTgsld609 | CdaT | gsld | 609 | 36.6168 | 540.5405 | [30 empty] | 0 | 0 | 0
609 | Motors | Solar | Data Center | New | Solar Powered Pool Pump | 0.067741 | 0.072013 |  | 610.28 | 1 | 1.0631 | 9009.009 | 15 |  | 3669.01 | 54162.2602 | Per Unit | GSLD | 1 | 1 | 1 | 1 | 1 | 1 | 1 | 1 | 1 | 1 | 1 | 1 | CdaNgsld609 | CdaN | gsld | 609 | 36.6168 | 540.5405 | [30 empty] | 0 | 0 | 0
609 | Motors | Solar | Grocery | Turnover | Solar Powered Pool Pump | 0.082388 | 0.049433 |  | 610.28 | 1 | 0.6 | 7407.4074 | 15 |  | 3669.01 | 44533.4139 | Per Unit | GSLD | 1 | 1 | 1 | 1 | 1 | 1 | 1 | 1 | 1 | 1 | 1 | 1 | CgrTgsld609 | CgrT | gsld | 609 | 36.6168 | 444.4444 | [30 empty] | 0 | 0 | 0
609 | Motors | Solar | Grocery | New | Solar Powered Pool Pump | 0.082388 | 0.049433 |  | 610.28 | 1 | 0.6 | 7407.4074 | 15 |  | 3669.01 | 44533.4139 | Per Unit | GSLD | 1 | 1 | 1 | 1 | 1 | 1 | 1 | 1 | 1 | 1 | 1 | 1 | CgrNgsld609 | CgrN | gsld | 609 | 36.6168 | 444.4444 | [30 empty] | 0 | 0 | 0
609 | Motors | Solar | Healthcare | Turnover | Solar Powered Pool Pump | 0.08788 | 0.090932 |  | 610.28 | 1 | 1.0347 | 6944.4444 | 15 |  | 3669.01 | 41750.0756 | Per Unit | GSLD | 1 | 1 | 1 | 1 | 1 | 1 | 1 | 1 | 1 | 1 | 1 | 1 | CheTgsld609 | CheT | gsld | 609 | 36.6168 | 416.6667 | [30 empty] | 0 | 0 | 0
609 | Motors | Solar | Healthcare | New | Solar Powered Pool Pump | 0.08788 | 0.090932 |  | 610.28 | 1 | 1.0347 | 6944.4444 | 15 |  | 3669.01 | 41750.0756 | Per Unit | GSLD | 1 | 1 | 1 | 1 | 1 | 1 | 1 | 1 | 1 | 1 | 1 | 1 | CheNgsld609 | CheN | gsld | 609 | 36.6168 | 416.6667 | [30 empty] | 0 | 0 | 0
609 | Motors | Solar | Hospitals | Turnover | Solar Powered Pool Pump | 0.061638 | 0.062249 |  | 610.28 | 1 | 1.0099 | 9900.9901 | 15 |  | 3669.01 | 59524.8602 | Per Unit | GSLD | 1 | 1 | 1 | 1 | 1 | 1 | 1 | 1 | 1 | 1 | 1 | 1 | ChoTgsld609 | ChoT | gsld | 609 | 36.6168 | 594.0594 | [30 empty] | 0 | 0 | 0
609 | Motors | Solar | Hospitals | New | Solar Powered Pool Pump | 0.061638 | 0.062249 |  | 610.28 | 1 | 1.0099 | 9900.9901 | 15 |  | 3669.01 | 59524.8602 | Per Unit | GSLD | 1 | 1 | 1 | 1 | 1 | 1 | 1 | 1 | 1 | 1 | 1 | 1 | ChoNgsld609 | ChoN | gsld | 609 | 36.6168 | 594.0594 | [30 empty] | 0 | 0 | 0
609 | Motors | Solar | Institutional | Turnover | Solar Powered Pool Pump | 0.067741 | 0.073234 |  | 610.28 | 1 | 1.0811 | 9009.009 | 15 |  | 3669.01 | 54162.2602 | Per Unit | GSLD | 1 | 1 | 1 | 1 | 1 | 1 | 1 | 1 | 1 | 1 | 1 | 1 | CinTgsld609 | CinT | gsld | 609 | 36.6168 | 540.5405 | [30 empty] | 0 | 0 | 0
609 | Motors | Solar | Institutional | New | Solar Powered Pool Pump | 0.067741 | 0.073234 |  | 610.28 | 1 | 1.0811 | 9009.009 | 15 |  | 3669.01 | 54162.2602 | Per Unit | GSLD | 1 | 1 | 1 | 1 | 1 | 1 | 1 | 1 | 1 | 1 | 1 | 1 | CinNgsld609 | CinN | gsld | 609 | 36.6168 | 540.5405 | [30 empty] | 0 | 0 | 0
609 | Motors | Solar | Lodging/Hospitality | Turnover | Solar Powered Pool Pump | 0.0653 | 0.076285 |  | 610.28 | 1 | 1.1682 | 9345.7944 | 15 |  | 3669.01 | 56187.0176 | Per Unit | GSLD | 1 | 1 | 1 | 1 | 1 | 1 | 1 | 1 | 1 | 1 | 1 | 1 | CloTgsld609 | CloT | gsld | 609 | 36.6168 | 560.7477 | [30 empty] | 0.020613 | 0.0022071 | 0.0025665
609 | Motors | Solar | Lodging/Hospitality | New | Solar Powered Pool Pump | 0.0653 | 0.076285 |  | 610.28 | 1 | 1.1682 | 9345.7944 | 15 |  | 3669.01 | 56187.0176 | Per Unit | GSLD | 1 | 1 | 1 | 1 | 1 | 1 | 1 | 1 | 1 | 1 | 1 | 1 | CloNgsld609 | CloN | gsld | 609 | 36.6168 | 560.7477 | [30 empty] | 0.00022735 | 2.4343e-05 | 2.8308e-05
609 | Motors | Solar | Miscellaneous | Turnover | Solar Powered Pool Pump | 0.067741 | 0.072013 |  | 610.28 | 1 | 1.0631 | 9009.009 | 15 |  | 3669.01 | 54162.2602 | Per Unit | GSLD | 1 | 1 | 1 | 1 | 1 | 1 | 1 | 1 | 1 | 1 | 1 | 1 | CmiTgsld609 | CmiT | gsld | 609 | 36.6168 | 540.5405 | [30 empty] | 0 | 0 | 0
609 | Motors | Solar | Miscellaneous | New | Solar Powered Pool Pump | 0.067741 | 0.072013 |  | 610.28 | 1 | 1.0631 | 9009.009 | 15 |  | 3669.01 | 54162.2602 | Per Unit | GSLD | 1 | 1 | 1 | 1 | 1 | 1 | 1 | 1 | 1 | 1 | 1 | 1 | CmiNgsld609 | CmiN | gsld | 609 | 36.6168 | 540.5405 | [30 empty] | 0 | 0 | 0
609 | Motors | Solar | Offices | Turnover | Solar Powered Pool Pump | 0.067741 | 0.072013 |  | 610.28 | 1 | 1.0631 | 9009.009 | 15 |  | 3669.01 | 54162.2602 | Per Unit | GSLD | 1 | 1 | 1 | 1 | 1 | 1 | 1 | 1 | 1 | 1 | 1 | 1 | CofTgsld609 | CofT | gsld | 609 | 36.6168 | 540.5405 | [30 empty] | 0 | 0 | 0
609 | Motors | Solar | Offices | New | Solar Powered Pool Pump | 0.067741 | 0.072013 |  | 610.28 | 1 | 1.0631 | 9009.009 | 15 |  | 3669.01 | 54162.2602 | Per Unit | GSLD | 1 | 1 | 1 | 1 | 1 | 1 | 1 | 1 | 1 | 1 | 1 | 1 | CofNgsld609 | CofN | gsld | 609 | 36.6168 | 540.5405 | [30 empty] | 0 | 0 | 0
609 | Motors | Solar | Restaurants | Turnover | Solar Powered Pool Pump | 0.081778 | 0.030514 |  | 610.28 | 1 | 0.37313 | 7462.6866 | 15 |  | 3669.01 | 44865.7528 | Per Unit | GSLD | 1 | 1 | 1 | 1 | 1 | 1 | 1 | 1 | 1 | 1 | 1 | 1 | CreTgsld609 | CreT | gsld | 609 | 36.6168 | 447.7612 | [30 empty] | 0 | 0 | 0
609 | Motors | Solar | Restaurants | New | Solar Powered Pool Pump | 0.081778 | 0.030514 |  | 610.28 | 1 | 0.37313 | 7462.6866 | 15 |  | 3669.01 | 44865.7528 | Per Unit | GSLD | 1 | 1 | 1 | 1 | 1 | 1 | 1 | 1 | 1 | 1 | 1 | 1 | CreNgsld609 | CreN | gsld | 609 | 36.6168 | 447.7612 | [30 empty] | 0 | 0 | 0
609 | Motors | Solar | Retail | Turnover | Solar Powered Pool Pump | 0.08727 | 0.048212 |  | 610.28 | 1 | 0.55245 | 6993.007 | 15 |  | 3669.01 | 42042.0341 | Per Unit | GSLD | 1 | 1 | 1 | 1 | 1 | 1 | 1 | 1 | 1 | 1 | 1 | 1 | CrtTgsld609 | CrtT | gsld | 609 | 36.6168 | 419.5804 | [30 empty] | 0 | 0 | 0
609 | Motors | Solar | Retail | New | Solar Powered Pool Pump | 0.08727 | 0.048212 |  | 610.28 | 1 | 0.55245 | 6993.007 | 15 |  | 3669.01 | 42042.0341 | Per Unit | GSLD | 1 | 1 | 1 | 1 | 1 | 1 | 1 | 1 | 1 | 1 | 1 | 1 | CrtNgsld609 | CrtN | gsld | 609 | 36.6168 | 419.5804 | [30 empty] | 0 | 0 | 0
609 | Motors | Solar | Schools K-12 | Turnover | Solar Powered Pool Pump | 0.062859 | 0.0653 |  | 610.28 | 1 | 1.0388 | 9708.7379 | 15 |  | 3669.01 | 58369.0377 | Per Unit | GSLD | 1 | 1 | 1 | 1 | 1 | 1 | 1 | 1 | 1 | 1 | 1 | 1 | CscTgsld609 | CscT | gsld | 609 | 36.6168 | 582.5243 | [30 empty] | 0 | 0 | 0
609 | Motors | Solar | Schools K-12 | New | Solar Powered Pool Pump | 0.062859 | 0.0653 |  | 610.28 | 1 | 1.0388 | 9708.7379 | 15 |  | 3669.01 | 58369.0377 | Per Unit | GSLD | 1 | 1 | 1 | 1 | 1 | 1 | 1 | 1 | 1 | 1 | 1 | 1 | CscNgsld609 | CscN | gsld | 609 | 36.6168 | 582.5243 | [30 empty] | 0 | 0 | 0
609 | Motors | Solar | Warehouse | Turnover | Solar Powered Pool Pump | 0.093373 | 0.067741 |  | 610.28 | 1 | 0.72549 | 6535.9477 | 15 |  | 3669.01 | 39294.1888 | Per Unit | GSLD | 1 | 1 | 1 | 1 | 1 | 1 | 1 | 1 | 1 | 1 | 1 | 1 | CwaTgsld609 | CwaT | gsld | 609 | 36.6168 | 392.1569 | [30 empty] | 0 | 0 | 0
609 | Motors | Solar | Warehouse | New | Solar Powered Pool Pump | 0.093373 | 0.067741 |  | 610.28 | 1 | 0.72549 | 6535.9477 | 15 |  | 3669.01 | 39294.1888 | Per Unit | GSLD | 1 | 1 | 1 | 1 | 1 | 1 | 1 | 1 | 1 | 1 | 1 | 1 | CwaNgsld609 | CwaN | gsld | 609 | 36.6168 | 392.1569 | [30 empty] | 0 | 0 | 0
701 | Power Management | Storage | Assembly | Turnover | Efficient Battery Charger | 0.19002 | 0.08223 |  | 1111.21 | 1 | 0.43275 | 5847.9532 | 15 |  | 412 | 2168.2281 | Per Unit | GSLD | 1 | 1 | 1 | 1 | 1 | 1 | 1 | 1 | 1 | 1 | 1 | 1 | CasTgsld701 | CasT | gsld | 701 | 66.6726 | 350.8772 | [30 empty] | 24.4443 | 4.1756 | 1.8028
701 | Power Management | Storage | Assembly | New | Efficient Battery Charger | 0.19002 | 0.08223 |  | 1111.21 | 1 | 0.43275 | 5847.9532 | 15 |  | 412 | 2168.2281 | Per Unit | GSLD | 1 | 1 | 1 | 1 | 1 | 1 | 1 | 1 | 1 | 1 | 1 | 1 | CasNgsld701 | CasN | gsld | 701 | 66.6726 | 350.8772 | [30 empty] | 0.26961 | 0.046055 | 0.019884
701 | Power Management | Storage | College and University | Turnover | Efficient Battery Charger | 0.11223 | 0.11334 |  | 1111.21 | 1 | 1.0099 | 9900.9901 | 15 |  | 412 | 3670.9604 | Per Unit | GSLD | 1 | 1 | 1 | 1 | 1 | 1 | 1 | 1 | 1 | 1 | 1 | 1 | CcoTgsld701 | CcoT | gsld | 701 | 66.6726 | 594.0594 | [30 empty] | 0 | 0 | 0
701 | Power Management | Storage | College and University | New | Efficient Battery Charger | 0.11223 | 0.11334 |  | 1111.21 | 1 | 1.0099 | 9900.9901 | 15 |  | 412 | 3670.9604 | Per Unit | GSLD | 1 | 1 | 1 | 1 | 1 | 1 | 1 | 1 | 1 | 1 | 1 | 1 | CcoNgsld701 | CcoN | gsld | 701 | 66.6726 | 594.0594 | [30 empty] | 0 | 0 | 0
701 | Power Management | Storage | Data Center | Turnover | Efficient Battery Charger | 0.12334 | 0.13112 |  | 1111.21 | 1 | 1.0631 | 9009.009 | 15 |  | 412 | 3340.2433 | Per Unit | GSLD | 1 | 1 | 1 | 1 | 1 | 1 | 1 | 1 | 1 | 1 | 1 | 1 | CdaTgsld701 | CdaT | gsld | 701 | 66.6726 | 540.5405 | [30 empty] | 0.076178 | 0.0084727 | 0.0089739
701 | Power Management | Storage | Data Center | New | Efficient Battery Charger | 0.12334 | 0.13112 |  | 1111.21 | 1 | 1.0631 | 9009.009 | 15 |  | 412 | 3340.2433 | Per Unit | GSLD | 1 | 1 | 1 | 1 | 1 | 1 | 1 | 1 | 1 | 1 | 1 | 1 | CdaNgsld701 | CdaN | gsld | 701 | 66.6726 | 540.5405 | [30 empty] | 0.00080785 | 8.9852e-05 | 9.5166e-05
701 | Power Management | Storage | Grocery | Turnover | Efficient Battery Charger | 0.15001 | 0.090008 |  | 1111.21 | 1 | 0.6 | 7407.4074 | 15 |  | 412 | 2746.4222 | Per Unit | GSLD | 1 | 1 | 1 | 1 | 1 | 1 | 1 | 1 | 1 | 1 | 1 | 1 | CgrTgsld701 | CgrT | gsld | 701 | 66.6726 | 444.4444 | [30 empty] | 9.6811 | 1.3028 | 0.78564
701 | Power Management | Storage | Grocery | New | Efficient Battery Charger | 0.15001 | 0.090008 |  | 1111.21 | 1 | 0.6 | 7407.4074 | 15 |  | 412 | 2746.4222 | Per Unit | GSLD | 1 | 1 | 1 | 1 | 1 | 1 | 1 | 1 | 1 | 1 | 1 | 1 | CgrNgsld701 | CgrN | gsld | 701 | 66.6726 | 444.4444 | [30 empty] | 0.10678 | 0.01437 | 0.0086654
701 | Power Management | Storage | Healthcare | Turnover | Efficient Battery Charger | 0.16001 | 0.16557 |  | 1111.21 | 1 | 1.0347 | 6944.4444 | 15 |  | 412 | 2574.7708 | Per Unit | GSLD | 1 | 1 | 1 | 1 | 1 | 1 | 1 | 1 | 1 | 1 | 1 | 1 | CheTgsld701 | CheT | gsld | 701 | 66.6726 | 416.6667 | [30 empty] | 4.6086 | 0.66298 | 0.68719
701 | Power Management | Storage | Healthcare | New | Efficient Battery Charger | 0.16001 | 0.16557 |  | 1111.21 | 1 | 1.0347 | 6944.4444 | 15 |  | 412 | 2574.7708 | Per Unit | GSLD | 1 | 1 | 1 | 1 | 1 | 1 | 1 | 1 | 1 | 1 | 1 | 1 | CheNgsld701 | CheN | gsld | 701 | 66.6726 | 416.6667 | [30 empty] | 0.048798 | 0.0070199 | 0.0072762
701 | Power Management | Storage | Hospitals | Turnover | Efficient Battery Charger | 0.11223 | 0.11334 |  | 1111.21 | 1 | 1.0099 | 9900.9901 | 15 |  | 412 | 3670.9604 | Per Unit | GSLD | 1 | 1 | 1 | 1 | 1 | 1 | 1 | 1 | 1 | 1 | 1 | 1 | ChoTgsld701 | ChoT | gsld | 701 | 66.6726 | 594.0594 | [30 empty] | 2.3618 | 0.23956 | 0.23998
701 | Power Management | Storage | Hospitals | New | Efficient Battery Charger | 0.11223 | 0.11334 |  | 1111.21 | 1 | 1.0099 | 9900.9901 | 15 |  | 412 | 3670.9604 | Per Unit | GSLD | 1 | 1 | 1 | 1 | 1 | 1 | 1 | 1 | 1 | 1 | 1 | 1 | ChoNgsld701 | ChoN | gsld | 701 | 66.6726 | 594.0594 | [30 empty] | 0.022367 | 0.0022687 | 0.0022727
701 | Power Management | Storage | Institutional | Turnover | Efficient Battery Charger | 0.12334 | 0.13335 |  | 1111.21 | 1 | 1.0811 | 9009.009 | 15 |  | 412 | 3340.2433 | Per Unit | GSLD | 1 | 1 | 1 | 1 | 1 | 1 | 1 | 1 | 1 | 1 | 1 | 1 | CinTgsld701 | CinT | gsld | 701 | 66.6726 | 540.5405 | [30 empty] | 3.6574 | 0.40521 | 0.43988
701 | Power Management | Storage | Institutional | New | Efficient Battery Charger | 0.12334 | 0.13335 |  | 1111.21 | 1 | 1.0811 | 9009.009 | 15 |  | 412 | 3340.2433 | Per Unit | GSLD | 1 | 1 | 1 | 1 | 1 | 1 | 1 | 1 | 1 | 1 | 1 | 1 | CinNgsld701 | CinN | gsld | 701 | 66.6726 | 540.5405 | [30 empty] | 0.034691 | 0.0038434 | 0.0041722
701 | Power Management | Storage | Lodging/Hospitality | Turnover | Efficient Battery Charger | 0.1189 | 0.1389 |  | 1111.21 | 1 | 1.1682 | 9345.7944 | 15 |  | 412 | 3465.1122 | Per Unit | GSLD | 1 | 1 | 1 | 1 | 1 | 1 | 1 | 1 | 1 | 1 | 1 | 1 | CloTgsld701 | CloT | gsld | 701 | 66.6726 | 560.7477 | [30 empty] | 13.2009 | 1.4135 | 1.6437
701 | Power Management | Storage | Lodging/Hospitality | New | Efficient Battery Charger | 0.1189 | 0.1389 |  | 1111.21 | 1 | 1.1682 | 9345.7944 | 15 |  | 412 | 3465.1122 | Per Unit | GSLD | 1 | 1 | 1 | 1 | 1 | 1 | 1 | 1 | 1 | 1 | 1 | 1 | CloNgsld701 | CloN | gsld | 701 | 66.6726 | 560.7477 | [30 empty] | 0.13978 | 0.014967 | 0.017404
701 | Power Management | Storage | Miscellaneous | Turnover | Efficient Battery Charger | 0.12334 | 0.13112 |  | 1111.21 | 1 | 1.0631 | 9009.009 | 15 |  | 412 | 3340.2433 | Per Unit | GSLD | 1 | 1 | 1 | 1 | 1 | 1 | 1 | 1 | 1 | 1 | 1 | 1 | CmiTgsld701 | CmiT | gsld | 701 | 66.6726 | 540.5405 | [30 empty] | 0 | 0 | 0
701 | Power Management | Storage | Miscellaneous | New | Efficient Battery Charger | 0.12334 | 0.13112 |  | 1111.21 | 1 | 1.0631 | 9009.009 | 15 |  | 412 | 3340.2433 | Per Unit | GSLD | 1 | 1 | 1 | 1 | 1 | 1 | 1 | 1 | 1 | 1 | 1 | 1 | CmiNgsld701 | CmiN | gsld | 701 | 66.6726 | 540.5405 | [30 empty] | 0 | 0 | 0
701 | Power Management | Storage | Offices | Turnover | Efficient Battery Charger | 0.12334 | 0.13112 |  | 1111.21 | 1 | 1.0631 | 9009.009 | 15 |  | 412 | 3340.2433 | Per Unit | GSLD | 1 | 1 | 1 | 1 | 1 | 1 | 1 | 1 | 1 | 1 | 1 | 1 | CofTgsld701 | CofT | gsld | 701 | 66.6726 | 540.5405 | [30 empty] | 73.6913 | 8.1962 | 8.681
701 | Power Management | Storage | Offices | New | Efficient Battery Charger | 0.12334 | 0.13112 |  | 1111.21 | 1 | 1.0631 | 9009.009 | 15 |  | 412 | 3340.2433 | Per Unit | GSLD | 1 | 1 | 1 | 1 | 1 | 1 | 1 | 1 | 1 | 1 | 1 | 1 | CofNgsld701 | CofN | gsld | 701 | 66.6726 | 540.5405 | [30 empty] | 0.69896 | 0.077741 | 0.082339
701 | Power Management | Storage | Restaurants | Turnover | Efficient Battery Charger | 0.1489 | 0.05556 |  | 1111.21 | 1 | 0.37313 | 7462.6866 | 15 |  | 412 | 2766.9179 | Per Unit | GSLD | 1 | 1 | 1 | 1 | 1 | 1 | 1 | 1 | 1 | 1 | 1 | 1 | CreTgsld701 | CreT | gsld | 701 | 66.6726 | 447.7612 | [30 empty] | 0 | 0 | 0
701 | Power Management | Storage | Restaurants | New | Efficient Battery Charger | 0.1489 | 0.05556 |  | 1111.21 | 1 | 0.37313 | 7462.6866 | 15 |  | 412 | 2766.9179 | Per Unit | GSLD | 1 | 1 | 1 | 1 | 1 | 1 | 1 | 1 | 1 | 1 | 1 | 1 | CreNgsld701 | CreN | gsld | 701 | 66.6726 | 447.7612 | [30 empty] | 0 | 0 | 0
701 | Power Management | Storage | Retail | Turnover | Efficient Battery Charger | 0.1589 | 0.087786 |  | 1111.21 | 1 | 0.55245 | 6993.007 | 15 |  | 412 | 2592.7762 | Per Unit | GSLD | 1 | 1 | 1 | 1 | 1 | 1 | 1 | 1 | 1 | 1 | 1 | 1 | CrtTgsld701 | CrtT | gsld | 701 | 66.6726 | 419.5804 | [30 empty] | 21.7652 | 3.1218 | 1.7269
701 | Power Management | Storage | Retail | New | Efficient Battery Charger | 0.1589 | 0.087786 |  | 1111.21 | 1 | 0.55245 | 6993.007 | 15 |  | 412 | 2592.7762 | Per Unit | GSLD | 1 | 1 | 1 | 1 | 1 | 1 | 1 | 1 | 1 | 1 | 1 | 1 | CrtNgsld701 | CrtN | gsld | 701 | 66.6726 | 419.5804 | [30 empty] | 0.24006 | 0.034433 | 0.019047
701 | Power Management | Storage | Schools K-12 | Turnover | Efficient Battery Charger | 0.11445 | 0.1189 |  | 1111.21 | 1 | 1.0388 | 9708.7379 | 15 |  | 412 | 3599.6796 | Per Unit | GSLD | 1 | 1 | 1 | 1 | 1 | 1 | 1 | 1 | 1 | 1 | 1 | 1 | CscTgsld701 | CscT | gsld | 701 | 66.6726 | 582.5243 | [30 empty] | 0 | 0 | 0
701 | Power Management | Storage | Schools K-12 | New | Efficient Battery Charger | 0.11445 | 0.1189 |  | 1111.21 | 1 | 1.0388 | 9708.7379 | 15 |  | 412 | 3599.6796 | Per Unit | GSLD | 1 | 1 | 1 | 1 | 1 | 1 | 1 | 1 | 1 | 1 | 1 | 1 | CscNgsld701 | CscN | gsld | 701 | 66.6726 | 582.5243 | [30 empty] | 0 | 0 | 0
701 | Power Management | Storage | Warehouse | Turnover | Efficient Battery Charger | 0.17002 | 0.12334 |  | 1111.21 | 1 | 0.72549 | 6535.9477 | 15 |  | 412 | 2423.3137 | Per Unit | GSLD | 1 | 1 | 1 | 1 | 1 | 1 | 1 | 1 | 1 | 1 | 1 | 1 | CwaTgsld701 | CwaT | gsld | 701 | 66.6726 | 392.1569 | [30 empty] | 6.3112 | 0.9629 | 0.69974
701 | Power Management | Storage | Warehouse | New | Efficient Battery Charger | 0.17002 | 0.12334 |  | 1111.21 | 1 | 0.72549 | 6535.9477 | 15 |  | 412 | 2423.3137 | Per Unit | GSLD | 1 | 1 | 1 | 1 | 1 | 1 | 1 | 1 | 1 | 1 | 1 | 1 | CwaNgsld701 | CwaN | gsld | 701 | 66.6726 | 392.1569 | [30 empty] | 0.053196 | 0.0081161 | 0.005898
702 | Power Management | Supply | Assembly | Existing | Engine Block Timer | 0.098496 | 0.042624 |  | 576 | 1 | 0.43275 | 5847.9532 | 3 |  | 10.48 | 106.4003 | Per Timer | GSLD | 1 | 1 | 1 | 1 | 1 | 1 | 1 | 1 | 1 | 1 | 1 | 1 | CasEgsld702 | CasE | gsld | 702 | 28.9631 | 294.0538 | [30 empty] | 0 | 0 | 0
702 | Power Management | Supply | Assembly | New | Engine Block Timer | 0.098496 | 0.042624 |  | 576 | 1 | 0.43275 | 5847.9532 | 3 |  | 10.48 | 106.4003 | Per Timer | GSLD | 1 | 1 | 1 | 1 | 1 | 1 | 1 | 1 | 1 | 1 | 1 | 1 | CasNgsld702 | CasN | gsld | 702 | 28.9631 | 294.0538 | [30 empty] | 0 | 0 | 0
702 | Power Management | Supply | College and University | Existing | Engine Block Timer | 0.058176 | 0.058752 |  | 576 | 1 | 1.0099 | 9900.9901 | 3 |  | 10.48 | 180.143 | Per Timer | GSLD | 1 | 1 | 1 | 1 | 1 | 1 | 1 | 1 | 1 | 1 | 1 | 1 | CcoEgsld702 | CcoE | gsld | 702 | 28.9631 | 497.8535 | [30 empty] | 1.1987 | 0.12159 | 0.1218
702 | Power Management | Supply | College and University | New | Engine Block Timer | 0.058176 | 0.058752 |  | 576 | 1 | 1.0099 | 9900.9901 | 3 |  | 10.48 | 180.143 | Per Timer | GSLD | 1 | 1 | 1 | 1 | 1 | 1 | 1 | 1 | 1 | 1 | 1 | 1 | CcoNgsld702 | CcoN | gsld | 702 | 28.9631 | 497.8535 | [30 empty] | 0.052887 | 0.0053644 | 0.0053738
702 | Power Management | Supply | Data Center | Existing | Engine Block Timer | 0.063936 | 0.067968 |  | 576 | 1 | 1.0631 | 9009.009 | 3 |  | 10.48 | 163.9139 | Per Timer | GSLD | 1 | 1 | 1 | 1 | 1 | 1 | 1 | 1 | 1 | 1 | 1 | 1 | CdaEgsld702 | CdaE | gsld | 702 | 28.9631 | 453.0018 | [30 empty] | 0.11999 | 0.013346 | 0.014135
702 | Power Management | Supply | Data Center | New | Engine Block Timer | 0.063936 | 0.067968 |  | 576 | 1 | 1.0631 | 9009.009 | 3 |  | 10.48 | 163.9139 | Per Timer | GSLD | 1 | 1 | 1 | 1 | 1 | 1 | 1 | 1 | 1 | 1 | 1 | 1 | CdaNgsld702 | CdaN | gsld | 702 | 28.9631 | 453.0018 | [30 empty] | 0.0013234 | 0.0001472 | 0.0001559
702 | Power Management | Supply | Grocery | Existing | Engine Block Timer | 0.07776 | 0.046656 |  | 576 | 1 | 0.6 | 7407.4074 | 3 |  | 10.48 | 134.7737 | Per Timer | GSLD | 1 | 1 | 1 | 1 | 1 | 1 | 1 | 1 | 1 | 1 | 1 | 1 | CgrEgsld702 | CgrE | gsld | 702 | 28.9631 | 372.4682 | [30 empty] | 0 | 0 | 0
702 | Power Management | Supply | Grocery | New | Engine Block Timer | 0.07776 | 0.046656 |  | 576 | 1 | 0.6 | 7407.4074 | 3 |  | 10.48 | 134.7737 | Per Timer | GSLD | 1 | 1 | 1 | 1 | 1 | 1 | 1 | 1 | 1 | 1 | 1 | 1 | CgrNgsld702 | CgrN | gsld | 702 | 28.9631 | 372.4682 | [30 empty] | 0 | 0 | 0
702 | Power Management | Supply | Healthcare | Existing | Engine Block Timer | 0.082944 | 0.085824 |  | 576 | 1 | 1.0347 | 6944.4444 | 3 |  | 10.48 | 126.3503 | Per Timer | GSLD | 1 | 1 | 1 | 1 | 1 | 1 | 1 | 1 | 1 | 1 | 1 | 1 | CheEgsld702 | CheE | gsld | 702 | 28.9631 | 349.1889 | [30 empty] | 2.0489 | 0.29475 | 0.30551
702 | Power Management | Supply | Healthcare | New | Engine Block Timer | 0.082944 | 0.085824 |  | 576 | 1 | 1.0347 | 6944.4444 | 3 |  | 10.48 | 126.3503 | Per Timer | GSLD | 1 | 1 | 1 | 1 | 1 | 1 | 1 | 1 | 1 | 1 | 1 | 1 | CheNgsld702 | CheN | gsld | 702 | 28.9631 | 349.1889 | [30 empty] | 0.090395 | 0.013004 | 0.013479
702 | Power Management | Supply | Hospitals | Existing | Engine Block Timer | 0.058176 | 0.058752 |  | 576 | 1 | 1.0099 | 9900.9901 | 3 |  | 10.48 | 180.143 | Per Timer | GSLD | 1 | 1 | 1 | 1 | 1 | 1 | 1 | 1 | 1 | 1 | 1 | 1 | ChoEgsld702 | ChoE | gsld | 702 | 28.9631 | 497.8535 | [30 empty] | 1.05 | 0.10651 | 0.10669
702 | Power Management | Supply | Hospitals | New | Engine Block Timer | 0.058176 | 0.058752 |  | 576 | 1 | 1.0099 | 9900.9901 | 3 |  | 10.48 | 180.143 | Per Timer | GSLD | 1 | 1 | 1 | 1 | 1 | 1 | 1 | 1 | 1 | 1 | 1 | 1 | ChoNgsld702 | ChoN | gsld | 702 | 28.9631 | 497.8535 | [30 empty] | 0.046326 | 0.0046989 | 0.0047071
702 | Power Management | Supply | Institutional | Existing | Engine Block Timer | 0.063936 | 0.06912 |  | 576 | 1 | 1.0811 | 9009.009 | 3 |  | 10.48 | 163.9139 | Per Timer | GSLD | 1 | 1 | 1 | 1 | 1 | 1 | 1 | 1 | 1 | 1 | 1 | 1 | CinEgsld702 | CinE | gsld | 702 | 28.9631 | 453.0018 | [30 empty] | 5.7609 | 0.63825 | 0.69287
702 | Power Management | Supply | Institutional | New | Engine Block Timer | 0.063936 | 0.06912 |  | 576 | 1 | 1.0811 | 9009.009 | 3 |  | 10.48 | 163.9139 | Per Timer | GSLD | 1 | 1 | 1 | 1 | 1 | 1 | 1 | 1 | 1 | 1 | 1 | 1 | CinNgsld702 | CinN | gsld | 702 | 28.9631 | 453.0018 | [30 empty] | 0.063541 | 0.0070397 | 0.0076421
702 | Power Management | Supply | Lodging/Hospitality | Existing | Engine Block Timer | 0.061632 | 0.072 |  | 576 | 1 | 1.1682 | 9345.7944 | 3 |  | 10.48 | 170.0415 | Per Timer | GSLD | 1 | 1 | 1 | 1 | 1 | 1 | 1 | 1 | 1 | 1 | 1 | 1 | CloEgsld702 | CloE | gsld | 702 | 28.9631 | 469.9365 | [30 empty] | 5.869 | 0.62841 | 0.73075
702 | Power Management | Supply | Lodging/Hospitality | New | Engine Block Timer | 0.061632 | 0.072 |  | 576 | 1 | 1.1682 | 9345.7944 | 3 |  | 10.48 | 170.0415 | Per Timer | GSLD | 1 | 1 | 1 | 1 | 1 | 1 | 1 | 1 | 1 | 1 | 1 | 1 | CloNgsld702 | CloN | gsld | 702 | 28.9631 | 469.9365 | [30 empty] | 0.25893 | 0.027725 | 0.03224
702 | Power Management | Supply | Miscellaneous | Existing | Engine Block Timer | 0.063936 | 0.067968 |  | 576 | 1 | 1.0631 | 9009.009 | 3 |  | 10.48 | 163.9139 | Per Timer | GSLD | 1 | 1 | 1 | 1 | 1 | 1 | 1 | 1 | 1 | 1 | 1 | 1 | CmiEgsld702 | CmiE | gsld | 702 | 28.9631 | 453.0018 | [30 empty] | 0 | 0 | 0
702 | Power Management | Supply | Miscellaneous | New | Engine Block Timer | 0.063936 | 0.067968 |  | 576 | 1 | 1.0631 | 9009.009 | 3 |  | 10.48 | 163.9139 | Per Timer | GSLD | 1 | 1 | 1 | 1 | 1 | 1 | 1 | 1 | 1 | 1 | 1 | 1 | CmiNgsld702 | CmiN | gsld | 702 | 28.9631 | 453.0018 | [30 empty] | 0 | 0 | 0
702 | Power Management | Supply | Offices | Existing | Engine Block Timer | 0.063936 | 0.067968 |  | 576 | 1 | 1.0631 | 9009.009 | 3 |  | 10.48 | 163.9139 | Per Timer | GSLD | 1 | 1 | 1 | 1 | 1 | 1 | 1 | 1 | 1 | 1 | 1 | 1 | CofEgsld702 | CofE | gsld | 702 | 28.9631 | 453.0018 | [30 empty] | 116.0736 | 12.9101 | 13.6738
702 | Power Management | Supply | Offices | New | Engine Block Timer | 0.063936 | 0.067968 |  | 576 | 1 | 1.0631 | 9009.009 | 3 |  | 10.48 | 163.9139 | Per Timer | GSLD | 1 | 1 | 1 | 1 | 1 | 1 | 1 | 1 | 1 | 1 | 1 | 1 | CofNgsld702 | CofN | gsld | 702 | 28.9631 | 453.0018 | [30 empty] | 1.2803 | 0.14239 | 0.15082
702 | Power Management | Supply | Restaurants | Existing | Engine Block Timer | 0.077184 | 0.0288 |  | 576 | 1 | 0.37313 | 7462.6866 | 3 |  | 10.48 | 135.7794 | Per Timer | GSLD | 1 | 1 | 1 | 1 | 1 | 1 | 1 | 1 | 1 | 1 | 1 | 1 | CreEgsld702 | CreE | gsld | 702 | 28.9631 | 375.2478 | [30 empty] | 0 | 0 | 0
702 | Power Management | Supply | Restaurants | New | Engine Block Timer | 0.077184 | 0.0288 |  | 576 | 1 | 0.37313 | 7462.6866 | 3 |  | 10.48 | 135.7794 | Per Timer | GSLD | 1 | 1 | 1 | 1 | 1 | 1 | 1 | 1 | 1 | 1 | 1 | 1 | CreNgsld702 | CreN | gsld | 702 | 28.9631 | 375.2478 | [30 empty] | 0 | 0 | 0
702 | Power Management | Supply | Retail | Existing | Engine Block Timer | 0.082368 | 0.045504 |  | 576 | 1 | 0.55245 | 6993.007 | 3 |  | 10.48 | 127.2339 | Per Timer | GSLD | 1 | 1 | 1 | 1 | 1 | 1 | 1 | 1 | 1 | 1 | 1 | 1 | CrtEgsld702 | CrtE | gsld | 702 | 28.9631 | 351.6308 | [30 empty] | 0 | 0 | 0
702 | Power Management | Supply | Retail | New | Engine Block Timer | 0.082368 | 0.045504 |  | 576 | 1 | 0.55245 | 6993.007 | 3 |  | 10.48 | 127.2339 | Per Timer | GSLD | 1 | 1 | 1 | 1 | 1 | 1 | 1 | 1 | 1 | 1 | 1 | 1 | CrtNgsld702 | CrtN | gsld | 702 | 28.9631 | 351.6308 | [30 empty] | 0 | 0 | 0
702 | Power Management | Supply | Schools K-12 | Existing | Engine Block Timer | 0.059328 | 0.061632 |  | 576 | 1 | 1.0388 | 9708.7379 | 3 |  | 10.48 | 176.6451 | Per Timer | GSLD | 1 | 1 | 1 | 1 | 1 | 1 | 1 | 1 | 1 | 1 | 1 | 1 | CscEgsld702 | CscE | gsld | 702 | 28.9631 | 488.1864 | [30 empty] | 0 | 0 | 0
702 | Power Management | Supply | Schools K-12 | New | Engine Block Timer | 0.059328 | 0.061632 |  | 576 | 1 | 1.0388 | 9708.7379 | 3 |  | 10.48 | 176.6451 | Per Timer | GSLD | 1 | 1 | 1 | 1 | 1 | 1 | 1 | 1 | 1 | 1 | 1 | 1 | CscNgsld702 | CscN | gsld | 702 | 28.9631 | 488.1864 | [30 empty] | 0 | 0 | 0
702 | Power Management | Supply | Warehouse | Existing | Engine Block Timer | 0.088128 | 0.063936 |  | 576 | 1 | 0.72549 | 6535.9477 | 3 |  | 10.48 | 118.9179 | Per Timer | GSLD | 1 | 1 | 1 | 1 | 1 | 1 | 1 | 1 | 1 | 1 | 1 | 1 | CwaEgsld702 | CwaE | gsld | 702 | 28.9631 | 328.6484 | [30 empty] | 0 | 0 | 0
702 | Power Management | Supply | Warehouse | New | Engine Block Timer | 0.088128 | 0.063936 |  | 576 | 1 | 0.72549 | 6535.9477 | 3 |  | 10.48 | 118.9179 | Per Timer | GSLD | 1 | 1 | 1 | 1 | 1 | 1 | 1 | 1 | 1 | 1 | 1 | 1 | CwaNgsld702 | CwaN | gsld | 702 | 28.9631 | 328.6484 | [30 empty] | 0 | 0 | 0
801 | Refrigeration | Controls | Assembly | Existing | Anti-Sweat Controls | 0.041457 | 0.032889 |  | 276.38 | 1 | 0.79333 | 6666.6667 | 12 |  | 71 | 1712.6179 | Per Refrigerated Case | GSLD | 1 | 1 | 1 | 1 | 1 | 1 | 1 | 1 | 1 | 1 | 1 | 1 | CasEgsld801 | CasE | gsld | 801 | 16.5828 | 400 | [30 empty] | 0 | 0 | 0
801 | Refrigeration | Controls | Assembly | New | Anti-Sweat Controls | 0.041457 | 0.032889 |  | 276.38 | 1 | 0.79333 | 6666.6667 | 12 |  | 71 | 1712.6179 | Per Refrigerated Case | GSLD | 1 | 1 | 1 | 1 | 1 | 1 | 1 | 1 | 1 | 1 | 1 | 1 | CasNgsld801 | CasN | gsld | 801 | 16.5828 | 400 | [30 empty] | 0 | 0 | 0
801 | Refrigeration | Controls | College and University | Existing | Anti-Sweat Controls | 0.041457 | 0.032889 |  | 276.38 | 1 | 0.79333 | 6666.6667 | 12 |  | 71 | 1712.6179 | Per Refrigerated Case | GSLD | 1 | 1 | 1 | 1 | 1 | 1 | 1 | 1 | 1 | 1 | 1 | 1 | CcoEgsld801 | CcoE | gsld | 801 | 16.5828 | 400 | [30 empty] | 0 | 0 | 0
801 | Refrigeration | Controls | College and University | New | Anti-Sweat Controls | 0.041457 | 0.032889 |  | 276.38 | 1 | 0.79333 | 6666.6667 | 12 |  | 71 | 1712.6179 | Per Refrigerated Case | GSLD | 1 | 1 | 1 | 1 | 1 | 1 | 1 | 1 | 1 | 1 | 1 | 1 | CcoNgsld801 | CcoN | gsld | 801 | 16.5828 | 400 | [30 empty] | 0 | 0 | 0
801 | Refrigeration | Controls | Data Center | Existing | Anti-Sweat Controls | 0.039522 | 0.03206 |  | 276.38 | 1 | 0.81119 | 6993.007 | 12 |  | 71 | 1796.4523 | Per Refrigerated Case | GSLD | 1 | 1 | 1 | 1 | 1 | 1 | 1 | 1 | 1 | 1 | 1 | 1 | CdaEgsld801 | CdaE | gsld | 801 | 16.5828 | 419.5804 | [30 empty] | 0 | 0 | 0
801 | Refrigeration | Controls | Data Center | New | Anti-Sweat Controls | 0.039522 | 0.03206 |  | 276.38 | 1 | 0.81119 | 6993.007 | 12 |  | 71 | 1796.4523 | Per Refrigerated Case | GSLD | 1 | 1 | 1 | 1 | 1 | 1 | 1 | 1 | 1 | 1 | 1 | 1 | CdaNgsld801 | CdaN | gsld | 801 | 16.5828 | 419.5804 | [30 empty] | 0 | 0 | 0
801 | Refrigeration | Controls | Grocery | Existing | Anti-Sweat Controls | 0.041457 | 0.032889 |  | 276.38 | 1 | 0.79333 | 6666.6667 | 12 |  | 71 | 1712.6179 | Per Refrigerated Case | GSLD | 1 | 1 | 1 | 1 | 1 | 1 | 1 | 1 | 1 | 1 | 1 | 1 | CgrEgsld801 | CgrE | gsld | 801 | 16.5828 | 400 | [30 empty] | 1.6796 | 0.25164 | 0.19906
801 | Refrigeration | Controls | Grocery | New | Anti-Sweat Controls | 0.041457 | 0.032889 |  | 276.38 | 1 | 0.79333 | 6666.6667 | 12 |  | 71 | 1712.6179 | Per Refrigerated Case | GSLD | 1 | 1 | 1 | 1 | 1 | 1 | 1 | 1 | 1 | 1 | 1 | 1 | CgrNgsld801 | CgrN | gsld | 801 | 16.5828 | 400 | [30 empty] | 0.022799 | 0.0034159 | 0.0027022
801 | Refrigeration | Controls | Healthcare | Existing | Anti-Sweat Controls | 0.041457 | 0.032889 |  | 276.38 | 1 | 0.79333 | 6666.6667 | 12 |  | 71 | 1712.6179 | Per Refrigerated Case | GSLD | 1 | 1 | 1 | 1 | 1 | 1 | 1 | 1 | 1 | 1 | 1 | 1 | CheEgsld801 | CheE | gsld | 801 | 16.5828 | 400 | [30 empty] | 0 | 0 | 0
801 | Refrigeration | Controls | Healthcare | New | Anti-Sweat Controls | 0.041457 | 0.032889 |  | 276.38 | 1 | 0.79333 | 6666.6667 | 12 |  | 71 | 1712.6179 | Per Refrigerated Case | GSLD | 1 | 1 | 1 | 1 | 1 | 1 | 1 | 1 | 1 | 1 | 1 | 1 | CheNgsld801 | CheN | gsld | 801 | 16.5828 | 400 | [30 empty] | 0 | 0 | 0
801 | Refrigeration | Controls | Hospitals | Existing | Anti-Sweat Controls | 0.041457 | 0.032889 |  | 276.38 | 1 | 0.79333 | 6666.6667 | 12 |  | 71 | 1712.6179 | Per Refrigerated Case | GSLD | 1 | 1 | 1 | 1 | 1 | 1 | 1 | 1 | 1 | 1 | 1 | 1 | ChoEgsld801 | ChoE | gsld | 801 | 16.5828 | 400 | [30 empty] | 0 | 0 | 0
801 | Refrigeration | Controls | Hospitals | New | Anti-Sweat Controls | 0.041457 | 0.032889 |  | 276.38 | 1 | 0.79333 | 6666.6667 | 12 |  | 71 | 1712.6179 | Per Refrigerated Case | GSLD | 1 | 1 | 1 | 1 | 1 | 1 | 1 | 1 | 1 | 1 | 1 | 1 | ChoNgsld801 | ChoN | gsld | 801 | 16.5828 | 400 | [30 empty] | 0 | 0 | 0
801 | Refrigeration | Controls | Institutional | Existing | Anti-Sweat Controls | 0.039522 | 0.03206 |  | 276.38 | 1 | 0.81119 | 6993.007 | 12 |  | 71 | 1796.4523 | Per Refrigerated Case | GSLD | 1 | 1 | 1 | 1 | 1 | 1 | 1 | 1 | 1 | 1 | 1 | 1 | CinEgsld801 | CinE | gsld | 801 | 16.5828 | 419.5804 | [30 empty] | 0 | 0 | 0
801 | Refrigeration | Controls | Institutional | New | Anti-Sweat Controls | 0.039522 | 0.03206 |  | 276.38 | 1 | 0.81119 | 6993.007 | 12 |  | 71 | 1796.4523 | Per Refrigerated Case | GSLD | 1 | 1 | 1 | 1 | 1 | 1 | 1 | 1 | 1 | 1 | 1 | 1 | CinNgsld801 | CinN | gsld | 801 | 16.5828 | 419.5804 | [30 empty] | 0 | 0 | 0
801 | Refrigeration | Controls | Lodging/Hospitality | Existing | Anti-Sweat Controls | 0.041457 | 0.032889 |  | 276.38 | 1 | 0.79333 | 6666.6667 | 12 |  | 71 | 1712.6179 | Per Refrigerated Case | GSLD | 1 | 1 | 1 | 1 | 1 | 1 | 1 | 1 | 1 | 1 | 1 | 1 | CloEgsld801 | CloE | gsld | 801 | 16.5828 | 400 | [30 empty] | 0 | 0 | 0
801 | Refrigeration | Controls | Lodging/Hospitality | New | Anti-Sweat Controls | 0.041457 | 0.032889 |  | 276.38 | 1 | 0.79333 | 6666.6667 | 12 |  | 71 | 1712.6179 | Per Refrigerated Case | GSLD | 1 | 1 | 1 | 1 | 1 | 1 | 1 | 1 | 1 | 1 | 1 | 1 | CloNgsld801 | CloN | gsld | 801 | 16.5828 | 400 | [30 empty] | 0 | 0 | 0
801 | Refrigeration | Controls | Miscellaneous | Existing | Anti-Sweat Controls | 0.039522 | 0.03206 |  | 276.38 | 1 | 0.81119 | 6993.007 | 12 |  | 71 | 1796.4523 | Per Refrigerated Case | GSLD | 1 | 1 | 1 | 1 | 1 | 1 | 1 | 1 | 1 | 1 | 1 | 1 | CmiEgsld801 | CmiE | gsld | 801 | 16.5828 | 419.5804 | [30 empty] | 0 | 0 | 0
801 | Refrigeration | Controls | Miscellaneous | New | Anti-Sweat Controls | 0.039522 | 0.03206 |  | 276.38 | 1 | 0.81119 | 6993.007 | 12 |  | 71 | 1796.4523 | Per Refrigerated Case | GSLD | 1 | 1 | 1 | 1 | 1 | 1 | 1 | 1 | 1 | 1 | 1 | 1 | CmiNgsld801 | CmiN | gsld | 801 | 16.5828 | 419.5804 | [30 empty] | 0 | 0 | 0
801 | Refrigeration | Controls | Offices | Existing | Anti-Sweat Controls | 0.039522 | 0.03206 |  | 276.38 | 1 | 0.81119 | 6993.007 | 12 |  | 71 | 1796.4523 | Per Refrigerated Case | GSLD | 1 | 1 | 1 | 1 | 1 | 1 | 1 | 1 | 1 | 1 | 1 | 1 | CofEgsld801 | CofE | gsld | 801 | 16.5828 | 419.5804 | [30 empty] | 0 | 0 | 0
801 | Refrigeration | Controls | Offices | New | Anti-Sweat Controls | 0.039522 | 0.03206 |  | 276.38 | 1 | 0.81119 | 6993.007 | 12 |  | 71 | 1796.4523 | Per Refrigerated Case | GSLD | 1 | 1 | 1 | 1 | 1 | 1 | 1 | 1 | 1 | 1 | 1 | 1 | CofNgsld801 | CofN | gsld | 801 | 16.5828 | 419.5804 | [30 empty] | 0 | 0 | 0
801 | Refrigeration | Controls | Restaurants | Existing | Anti-Sweat Controls | 0.03897 | 0.031231 |  | 276.38 | 1 | 0.80142 | 7092.1986 | 12 |  | 71 | 1821.9339 | Per Refrigerated Case | GSLD | 1 | 1 | 1 | 1 | 1 | 1 | 1 | 1 | 1 | 1 | 1 | 1 | CreEgsld801 | CreE | gsld | 801 | 16.5828 | 425.5319 | [30 empty] | 0 | 0 | 0
801 | Refrigeration | Controls | Restaurants | New | Anti-Sweat Controls | 0.03897 | 0.031231 |  | 276.38 | 1 | 0.80142 | 7092.1986 | 12 |  | 71 | 1821.9339 | Per Refrigerated Case | GSLD | 1 | 1 | 1 | 1 | 1 | 1 | 1 | 1 | 1 | 1 | 1 | 1 | CreNgsld801 | CreN | gsld | 801 | 16.5828 | 425.5319 | [30 empty] | 0 | 0 | 0
801 | Refrigeration | Controls | Retail | Existing | Anti-Sweat Controls | 0.041457 | 0.032889 |  | 276.38 | 1 | 0.79333 | 6666.6667 | 12 |  | 71 | 1712.6179 | Per Refrigerated Case | GSLD | 1 | 1 | 1 | 1 | 1 | 1 | 1 | 1 | 1 | 1 | 1 | 1 | CrtEgsld801 | CrtE | gsld | 801 | 16.5828 | 400 | [30 empty] | 0 | 0 | 0
801 | Refrigeration | Controls | Retail | New | Anti-Sweat Controls | 0.041457 | 0.032889 |  | 276.38 | 1 | 0.79333 | 6666.6667 | 12 |  | 71 | 1712.6179 | Per Refrigerated Case | GSLD | 1 | 1 | 1 | 1 | 1 | 1 | 1 | 1 | 1 | 1 | 1 | 1 | CrtNgsld801 | CrtN | gsld | 801 | 16.5828 | 400 | [30 empty] | 0 | 0 | 0
801 | Refrigeration | Controls | Schools K-12 | Existing | Anti-Sweat Controls | 0.039522 | 0.03206 |  | 276.38 | 1 | 0.81119 | 6993.007 | 12 |  | 71 | 1796.4523 | Per Refrigerated Case | GSLD | 1 | 1 | 1 | 1 | 1 | 1 | 1 | 1 | 1 | 1 | 1 | 1 | CscEgsld801 | CscE | gsld | 801 | 16.5828 | 419.5804 | [30 empty] | 0 | 0 | 0
801 | Refrigeration | Controls | Schools K-12 | New | Anti-Sweat Controls | 0.039522 | 0.03206 |  | 276.38 | 1 | 0.81119 | 6993.007 | 12 |  | 71 | 1796.4523 | Per Refrigerated Case | GSLD | 1 | 1 | 1 | 1 | 1 | 1 | 1 | 1 | 1 | 1 | 1 | 1 | CscNgsld801 | CscN | gsld | 801 | 16.5828 | 419.5804 | [30 empty] | 0 | 0 | 0
801 | Refrigeration | Controls | Warehouse | Existing | Anti-Sweat Controls | 0.039522 | 0.03206 |  | 276.38 | 1 | 0.81119 | 6993.007 | 12 |  | 71 | 1796.4523 | Per Refrigerated Case | GSLD | 1 | 1 | 1 | 1 | 1 | 1 | 1 | 1 | 1 | 1 | 1 | 1 | CwaEgsld801 | CwaE | gsld | 801 | 16.5828 | 419.5804 | [30 empty] | 0 | 0 | 0
801 | Refrigeration | Controls | Warehouse | New | Anti-Sweat Controls | 0.039522 | 0.03206 |  | 276.38 | 1 | 0.81119 | 6993.007 | 12 |  | 71 | 1796.4523 | Per Refrigerated Case | GSLD | 1 | 1 | 1 | 1 | 1 | 1 | 1 | 1 | 1 | 1 | 1 | 1 | CwaNgsld801 | CwaN | gsld | 801 | 16.5828 | 419.5804 | [30 empty] | 0 | 0 | 0
802 | Refrigeration | Controls | Assembly | Existing | Automatic Door Closer for Walk-in Coolers and Freezers | 0.0058545 | 0.0046446 |  | 39.03 | 1 | 0.79333 | 6666.6667 | 8 |  | 161 | 27500.2135 | Per Refrigerated Case | GSLD | 1 | 1 | 1 | 1 | 1 | 1 | 1 | 1 | 1 | 1 | 1 | 1 | CasEgsld802 | CasE | gsld | 802 | 2.3418 | 400 | [30 empty] | 0.15322 | 0.022957 | 0.01816
802 | Refrigeration | Controls | Assembly | New | Automatic Door Closer for Walk-in Coolers and Freezers | 0.0058545 | 0.0046446 |  | 39.03 | 1 | 0.79333 | 6666.6667 | 8 |  | 161 | 27500.2135 | Per Refrigerated Case | GSLD | 1 | 1 | 1 | 1 | 1 | 1 | 1 | 1 | 1 | 1 | 1 | 1 | CasNgsld802 | CasN | gsld | 802 | 2.3418 | 400 | [30 empty] | 0.00169 | 0.0002532 | 0.0002003
802 | Refrigeration | Controls | College and University | Existing | Automatic Door Closer for Walk-in Coolers and Freezers | 0.0058545 | 0.0046446 |  | 39.03 | 1 | 0.79333 | 6666.6667 | 8 |  | 161 | 27500.2135 | Per Refrigerated Case | GSLD | 1 | 1 | 1 | 1 | 1 | 1 | 1 | 1 | 1 | 1 | 1 | 1 | CcoEgsld802 | CcoE | gsld | 802 | 2.3418 | 400 | [30 empty] | 0.011325 | 0.0016967 | 0.0013422
802 | Refrigeration | Controls | College and University | New | Automatic Door Closer for Walk-in Coolers and Freezers | 0.0058545 | 0.0046446 |  | 39.03 | 1 | 0.79333 | 6666.6667 | 8 |  | 161 | 27500.2135 | Per Refrigerated Case | GSLD | 1 | 1 | 1 | 1 | 1 | 1 | 1 | 1 | 1 | 1 | 1 | 1 | CcoNgsld802 | CcoN | gsld | 802 | 2.3418 | 400 | [30 empty] | 0.00012491 | 1.8714e-05 | 1.4804e-05
802 | Refrigeration | Controls | Data Center | Existing | Automatic Door Closer for Walk-in Coolers and Freezers | 0.0055813 | 0.0045275 |  | 39.03 | 1 | 0.81119 | 6993.007 | 8 |  | 161 | 28846.3778 | Per Refrigerated Case | GSLD | 1 | 1 | 1 | 1 | 1 | 1 | 1 | 1 | 1 | 1 | 1 | 1 | CdaEgsld802 | CdaE | gsld | 802 | 2.3418 | 419.5804 | [30 empty] | 0 | 0 | 0
802 | Refrigeration | Controls | Data Center | New | Automatic Door Closer for Walk-in Coolers and Freezers | 0.0055813 | 0.0045275 |  | 39.03 | 1 | 0.81119 | 6993.007 | 8 |  | 161 | 28846.3778 | Per Refrigerated Case | GSLD | 1 | 1 | 1 | 1 | 1 | 1 | 1 | 1 | 1 | 1 | 1 | 1 | CdaNgsld802 | CdaN | gsld | 802 | 2.3418 | 419.5804 | [30 empty] | 0 | 0 | 0
802 | Refrigeration | Controls | Grocery | Existing | Automatic Door Closer for Walk-in Coolers and Freezers | 0.0058545 | 0.0046446 |  | 39.03 | 1 | 0.79333 | 6666.6667 | 8 |  | 161 | 27500.2135 | Per Refrigerated Case | GSLD | 1 | 1 | 1 | 1 | 1 | 1 | 1 | 1 | 1 | 1 | 1 | 1 | CgrEgsld802 | CgrE | gsld | 802 | 2.3418 | 400 | [30 empty] | 2.7591 | 0.41339 | 0.32701
802 | Refrigeration | Controls | Grocery | New | Automatic Door Closer for Walk-in Coolers and Freezers | 0.0058545 | 0.0046446 |  | 39.03 | 1 | 0.79333 | 6666.6667 | 8 |  | 161 | 27500.2135 | Per Refrigerated Case | GSLD | 1 | 1 | 1 | 1 | 1 | 1 | 1 | 1 | 1 | 1 | 1 | 1 | CgrNgsld802 | CgrN | gsld | 802 | 2.3418 | 400 | [30 empty] | 0.012092 | 0.0018117 | 0.0014331
802 | Refrigeration | Controls | Healthcare | Existing | Automatic Door Closer for Walk-in Coolers and Freezers | 0.0058545 | 0.0046446 |  | 39.03 | 1 | 0.79333 | 6666.6667 | 8 |  | 161 | 27500.2135 | Per Refrigerated Case | GSLD | 1 | 1 | 1 | 1 | 1 | 1 | 1 | 1 | 1 | 1 | 1 | 1 | CheEgsld802 | CheE | gsld | 802 | 2.3418 | 400 | [30 empty] | 0.0012458 | 0.00018665 | 0.00014765
802 | Refrigeration | Controls | Healthcare | New | Automatic Door Closer for Walk-in Coolers and Freezers | 0.0058545 | 0.0046446 |  | 39.03 | 1 | 0.79333 | 6666.6667 | 8 |  | 161 | 27500.2135 | Per Refrigerated Case | GSLD | 1 | 1 | 1 | 1 | 1 | 1 | 1 | 1 | 1 | 1 | 1 | 1 | CheNgsld802 | CheN | gsld | 802 | 2.3418 | 400 | [30 empty] | 1.374e-05 | 2.0587e-06 | 1.6285e-06
802 | Refrigeration | Controls | Hospitals | Existing | Automatic Door Closer for Walk-in Coolers and Freezers | 0.0058545 | 0.0046446 |  | 39.03 | 1 | 0.79333 | 6666.6667 | 8 |  | 161 | 27500.2135 | Per Refrigerated Case | GSLD | 1 | 1 | 1 | 1 | 1 | 1 | 1 | 1 | 1 | 1 | 1 | 1 | ChoEgsld802 | ChoE | gsld | 802 | 2.3418 | 400 | [30 empty] | 0.010917 | 0.0016356 | 0.0012938
802 | Refrigeration | Controls | Hospitals | New | Automatic Door Closer for Walk-in Coolers and Freezers | 0.0058545 | 0.0046446 |  | 39.03 | 1 | 0.79333 | 6666.6667 | 8 |  | 161 | 27500.2135 | Per Refrigerated Case | GSLD | 1 | 1 | 1 | 1 | 1 | 1 | 1 | 1 | 1 | 1 | 1 | 1 | ChoNgsld802 | ChoN | gsld | 802 | 2.3418 | 400 | [30 empty] | 0.00012041 | 1.804e-05 | 1.427e-05
802 | Refrigeration | Controls | Institutional | Existing | Automatic Door Closer for Walk-in Coolers and Freezers | 0.0055813 | 0.0045275 |  | 39.03 | 1 | 0.81119 | 6993.007 | 8 |  | 161 | 28846.3778 | Per Refrigerated Case | GSLD | 1 | 1 | 1 | 1 | 1 | 1 | 1 | 1 | 1 | 1 | 1 | 1 | CinEgsld802 | CinE | gsld | 802 | 2.3418 | 419.5804 | [30 empty] | 0 | 0 | 0
802 | Refrigeration | Controls | Institutional | New | Automatic Door Closer for Walk-in Coolers and Freezers | 0.0055813 | 0.0045275 |  | 39.03 | 1 | 0.81119 | 6993.007 | 8 |  | 161 | 28846.3778 | Per Refrigerated Case | GSLD | 1 | 1 | 1 | 1 | 1 | 1 | 1 | 1 | 1 | 1 | 1 | 1 | CinNgsld802 | CinN | gsld | 802 | 2.3418 | 419.5804 | [30 empty] | 0 | 0 | 0
802 | Refrigeration | Controls | Lodging/Hospitality | Existing | Automatic Door Closer for Walk-in Coolers and Freezers | 0.0058545 | 0.0046446 |  | 39.03 | 1 | 0.79333 | 6666.6667 | 8 |  | 161 | 27500.2135 | Per Refrigerated Case | GSLD | 1 | 1 | 1 | 1 | 1 | 1 | 1 | 1 | 1 | 1 | 1 | 1 | CloEgsld802 | CloE | gsld | 802 | 2.3418 | 400 | [30 empty] | 0.081775 | 0.012252 | 0.009692
802 | Refrigeration | Controls | Lodging/Hospitality | New | Automatic Door Closer for Walk-in Coolers and Freezers | 0.0058545 | 0.0046446 |  | 39.03 | 1 | 0.79333 | 6666.6667 | 8 |  | 161 | 27500.2135 | Per Refrigerated Case | GSLD | 1 | 1 | 1 | 1 | 1 | 1 | 1 | 1 | 1 | 1 | 1 | 1 | CloNgsld802 | CloN | gsld | 802 | 2.3418 | 400 | [30 empty] | 0.00090195 | 0.00013513 | 0.0001069
802 | Refrigeration | Controls | Miscellaneous | Existing | Automatic Door Closer for Walk-in Coolers and Freezers | 0.0055813 | 0.0045275 |  | 39.03 | 1 | 0.81119 | 6993.007 | 8 |  | 161 | 28846.3778 | Per Refrigerated Case | GSLD | 1 | 1 | 1 | 1 | 1 | 1 | 1 | 1 | 1 | 1 | 1 | 1 | CmiEgsld802 | CmiE | gsld | 802 | 2.3418 | 419.5804 | [30 empty] | 0 | 0 | 0
802 | Refrigeration | Controls | Miscellaneous | New | Automatic Door Closer for Walk-in Coolers and Freezers | 0.0055813 | 0.0045275 |  | 39.03 | 1 | 0.81119 | 6993.007 | 8 |  | 161 | 28846.3778 | Per Refrigerated Case | GSLD | 1 | 1 | 1 | 1 | 1 | 1 | 1 | 1 | 1 | 1 | 1 | 1 | CmiNgsld802 | CmiN | gsld | 802 | 2.3418 | 419.5804 | [30 empty] | 0 | 0 | 0
802 | Refrigeration | Controls | Offices | Existing | Automatic Door Closer for Walk-in Coolers and Freezers | 0.0055813 | 0.0045275 |  | 39.03 | 1 | 0.81119 | 6993.007 | 8 |  | 161 | 28846.3778 | Per Refrigerated Case | GSLD | 1 | 1 | 1 | 1 | 1 | 1 | 1 | 1 | 1 | 1 | 1 | 1 | CofEgsld802 | CofE | gsld | 802 | 2.3418 | 419.5804 | [30 empty] | 0 | 0 | 0
802 | Refrigeration | Controls | Offices | New | Automatic Door Closer for Walk-in Coolers and Freezers | 0.0055813 | 0.0045275 |  | 39.03 | 1 | 0.81119 | 6993.007 | 8 |  | 161 | 28846.3778 | Per Refrigerated Case | GSLD | 1 | 1 | 1 | 1 | 1 | 1 | 1 | 1 | 1 | 1 | 1 | 1 | CofNgsld802 | CofN | gsld | 802 | 2.3418 | 419.5804 | [30 empty] | 0 | 0 | 0
802 | Refrigeration | Controls | Restaurants | Existing | Automatic Door Closer for Walk-in Coolers and Freezers | 0.0055032 | 0.0044104 |  | 39.03 | 1 | 0.80142 | 7092.1986 | 8 |  | 161 | 29255.5463 | Per Refrigerated Case | GSLD | 1 | 1 | 1 | 1 | 1 | 1 | 1 | 1 | 1 | 1 | 1 | 1 | CreEgsld802 | CreE | gsld | 802 | 2.3418 | 425.5319 | [30 empty] | 2.5295 | 0.3575 | 0.28631
802 | Refrigeration | Controls | Restaurants | New | Automatic Door Closer for Walk-in Coolers and Freezers | 0.0055032 | 0.0044104 |  | 39.03 | 1 | 0.80142 | 7092.1986 | 8 |  | 161 | 29255.5463 | Per Refrigerated Case | GSLD | 1 | 1 | 1 | 1 | 1 | 1 | 1 | 1 | 1 | 1 | 1 | 1 | CreNgsld802 | CreN | gsld | 802 | 2.3418 | 425.5319 | [30 empty] | 0.0279 | 0.0039431 | 0.0031579
802 | Refrigeration | Controls | Retail | Existing | Automatic Door Closer for Walk-in Coolers and Freezers | 0.0058545 | 0.0046446 |  | 39.03 | 1 | 0.79333 | 6666.6667 | 8 |  | 161 | 27500.2135 | Per Refrigerated Case | GSLD | 1 | 1 | 1 | 1 | 1 | 1 | 1 | 1 | 1 | 1 | 1 | 1 | CrtEgsld802 | CrtE | gsld | 802 | 2.3418 | 400 | [30 empty] | 1.6506 | 0.2473 | 0.19563
802 | Refrigeration | Controls | Retail | New | Automatic Door Closer for Walk-in Coolers and Freezers | 0.0058545 | 0.0046446 |  | 39.03 | 1 | 0.79333 | 6666.6667 | 8 |  | 161 | 27500.2135 | Per Refrigerated Case | GSLD | 1 | 1 | 1 | 1 | 1 | 1 | 1 | 1 | 1 | 1 | 1 | 1 | CrtNgsld802 | CrtN | gsld | 802 | 2.3418 | 400 | [30 empty] | 0.018205 | 0.0027276 | 0.0021577
802 | Refrigeration | Controls | Schools K-12 | Existing | Automatic Door Closer for Walk-in Coolers and Freezers | 0.0055813 | 0.0045275 |  | 39.03 | 1 | 0.81119 | 6993.007 | 8 |  | 161 | 28846.3778 | Per Refrigerated Case | GSLD | 1 | 1 | 1 | 1 | 1 | 1 | 1 | 1 | 1 | 1 | 1 | 1 | CscEgsld802 | CscE | gsld | 802 | 2.3418 | 419.5804 | [30 empty] | 0.001994 | 0.00028532 | 0.00023175
802 | Refrigeration | Controls | Schools K-12 | New | Automatic Door Closer for Walk-in Coolers and Freezers | 0.0055813 | 0.0045275 |  | 39.03 | 1 | 0.81119 | 6993.007 | 8 |  | 161 | 28846.3778 | Per Refrigerated Case | GSLD | 1 | 1 | 1 | 1 | 1 | 1 | 1 | 1 | 1 | 1 | 1 | 1 | CscNgsld802 | CscN | gsld | 802 | 2.3418 | 419.5804 | [30 empty] | 2.1993e-05 | 3.147e-06 | 2.5561e-06
802 | Refrigeration | Controls | Warehouse | Existing | Automatic Door Closer for Walk-in Coolers and Freezers | 0.0055813 | 0.0045275 |  | 39.03 | 1 | 0.81119 | 6993.007 | 8 |  | 161 | 28846.3778 | Per Refrigerated Case | GSLD | 1 | 1 | 1 | 1 | 1 | 1 | 1 | 1 | 1 | 1 | 1 | 1 | CwaEgsld802 | CwaE | gsld | 802 | 2.3418 | 419.5804 | [30 empty] | 0 | 0 | 0
802 | Refrigeration | Controls | Warehouse | New | Automatic Door Closer for Walk-in Coolers and Freezers | 0.0055813 | 0.0045275 |  | 39.03 | 1 | 0.81119 | 6993.007 | 8 |  | 161 | 28846.3778 | Per Refrigerated Case | GSLD | 1 | 1 | 1 | 1 | 1 | 1 | 1 | 1 | 1 | 1 | 1 | 1 | CwaNgsld802 | CwaN | gsld | 802 | 2.3418 | 419.5804 | [30 empty] | 0 | 0 | 0
803 | Refrigeration | Controls | Assembly | Existing | Beverage Vending Machine Controls | 0.078861 | 0.062563 |  | 525.74 | 1 | 0.79333 | 6666.6667 | 14 |  | 514 | 6517.7971 | Per Unit | GSLD | 1 | 1 | 1 | 1 | 1 | 1 | 1 | 1 | 1 | 1 | 1 | 1 | CasEgsld803 | CasE | gsld | 803 | 31.5444 | 400 | [30 empty] | 1.1777 | 0.17645 | 0.13958
803 | Refrigeration | Controls | Assembly | New | Beverage Vending Machine Controls | 0.078861 | 0.062563 |  | 525.74 | 1 | 0.79333 | 6666.6667 | 14 |  | 514 | 6517.7971 | Per Unit | GSLD | 1 | 1 | 1 | 1 | 1 | 1 | 1 | 1 | 1 | 1 | 1 | 1 | CasNgsld803 | CasN | gsld | 803 | 31.5444 | 400 | [30 empty] | 0.012989 | 0.0019461 | 0.0015395
803 | Refrigeration | Controls | College and University | Existing | Beverage Vending Machine Controls | 0.078861 | 0.062563 |  | 525.74 | 1 | 0.79333 | 6666.6667 | 14 |  | 514 | 6517.7971 | Per Unit | GSLD | 1 | 1 | 1 | 1 | 1 | 1 | 1 | 1 | 1 | 1 | 1 | 1 | CcoEgsld803 | CcoE | gsld | 803 | 31.5444 | 400 | [30 empty] | 1.8582 | 0.27841 | 0.22024
803 | Refrigeration | Controls | College and University | New | Beverage Vending Machine Controls | 0.078861 | 0.062563 |  | 525.74 | 1 | 0.79333 | 6666.6667 | 14 |  | 514 | 6517.7971 | Per Unit | GSLD | 1 | 1 | 1 | 1 | 1 | 1 | 1 | 1 | 1 | 1 | 1 | 1 | CcoNgsld803 | CcoN | gsld | 803 | 31.5444 | 400 | [30 empty] | 0.020496 | 0.0030708 | 0.0024291
803 | Refrigeration | Controls | Data Center | Existing | Beverage Vending Machine Controls | 0.075181 | 0.060986 |  | 525.74 | 1 | 0.81119 | 6993.007 | 14 |  | 514 | 6836.8501 | Per Unit | GSLD | 1 | 1 | 1 | 1 | 1 | 1 | 1 | 1 | 1 | 1 | 1 | 1 | CdaEgsld803 | CdaE | gsld | 803 | 31.5444 | 419.5804 | [30 empty] | 0.0029057 | 0.00041578 | 0.00033771
803 | Refrigeration | Controls | Data Center | New | Beverage Vending Machine Controls | 0.075181 | 0.060986 |  | 525.74 | 1 | 0.81119 | 6993.007 | 14 |  | 514 | 6836.8501 | Per Unit | GSLD | 1 | 1 | 1 | 1 | 1 | 1 | 1 | 1 | 1 | 1 | 1 | 1 | CdaNgsld803 | CdaN | gsld | 803 | 31.5444 | 419.5804 | [30 empty] | 3.2049e-05 | 4.5859e-06 | 3.7248e-06
803 | Refrigeration | Controls | Grocery | Existing | Beverage Vending Machine Controls | 0.078861 | 0.062563 |  | 525.74 | 1 | 0.79333 | 6666.6667 | 14 |  | 514 | 6517.7971 | Per Unit | GSLD | 1 | 1 | 1 | 1 | 1 | 1 | 1 | 1 | 1 | 1 | 1 | 1 | CgrEgsld803 | CgrE | gsld | 803 | 31.5444 | 400 | [30 empty] | 32.9432 | 4.9357 | 3.9044
803 | Refrigeration | Controls | Grocery | New | Beverage Vending Machine Controls | 0.078861 | 0.062563 |  | 525.74 | 1 | 0.79333 | 6666.6667 | 14 |  | 514 | 6517.7971 | Per Unit | GSLD | 1 | 1 | 1 | 1 | 1 | 1 | 1 | 1 | 1 | 1 | 1 | 1 | CgrNgsld803 | CgrN | gsld | 803 | 31.5444 | 400 | [30 empty] | 0.36335 | 0.054439 | 0.043064
803 | Refrigeration | Controls | Healthcare | Existing | Beverage Vending Machine Controls | 0.078861 | 0.062563 |  | 525.74 | 1 | 0.79333 | 6666.6667 | 14 |  | 514 | 6517.7971 | Per Unit | GSLD | 1 | 1 | 1 | 1 | 1 | 1 | 1 | 1 | 1 | 1 | 1 | 1 | CheEgsld803 | CheE | gsld | 803 | 31.5444 | 400 | [30 empty] | 0.18802 | 0.02817 | 0.022284
803 | Refrigeration | Controls | Healthcare | New | Beverage Vending Machine Controls | 0.078861 | 0.062563 |  | 525.74 | 1 | 0.79333 | 6666.6667 | 14 |  | 514 | 6517.7971 | Per Unit | GSLD | 1 | 1 | 1 | 1 | 1 | 1 | 1 | 1 | 1 | 1 | 1 | 1 | CheNgsld803 | CheN | gsld | 803 | 31.5444 | 400 | [30 empty] | 0.0020738 | 0.00031071 | 0.00024579
803 | Refrigeration | Controls | Hospitals | Existing | Beverage Vending Machine Controls | 0.078861 | 0.062563 |  | 525.74 | 1 | 0.79333 | 6666.6667 | 14 |  | 514 | 6517.7971 | Per Unit | GSLD | 1 | 1 | 1 | 1 | 1 | 1 | 1 | 1 | 1 | 1 | 1 | 1 | ChoEgsld803 | ChoE | gsld | 803 | 31.5444 | 400 | [30 empty] | 0.34257 | 0.051325 | 0.040601
803 | Refrigeration | Controls | Hospitals | New | Beverage Vending Machine Controls | 0.078861 | 0.062563 |  | 525.74 | 1 | 0.79333 | 6666.6667 | 14 |  | 514 | 6517.7971 | Per Unit | GSLD | 1 | 1 | 1 | 1 | 1 | 1 | 1 | 1 | 1 | 1 | 1 | 1 | ChoNgsld803 | ChoN | gsld | 803 | 31.5444 | 400 | [30 empty] | 0.0037784 | 0.0005661 | 0.00044782
803 | Refrigeration | Controls | Institutional | Existing | Beverage Vending Machine Controls | 0.075181 | 0.060986 |  | 525.74 | 1 | 0.81119 | 6993.007 | 14 |  | 514 | 6836.8501 | Per Unit | GSLD | 1 | 1 | 1 | 1 | 1 | 1 | 1 | 1 | 1 | 1 | 1 | 1 | CinEgsld803 | CinE | gsld | 803 | 31.5444 | 419.5804 | [30 empty] | 4.066 | 0.58179 | 0.47255
803 | Refrigeration | Controls | Institutional | New | Beverage Vending Machine Controls | 0.075181 | 0.060986 |  | 525.74 | 1 | 0.81119 | 6993.007 | 14 |  | 514 | 6836.8501 | Per Unit | GSLD | 1 | 1 | 1 | 1 | 1 | 1 | 1 | 1 | 1 | 1 | 1 | 1 | CinNgsld803 | CinN | gsld | 803 | 31.5444 | 419.5804 | [30 empty] | 0.044846 | 0.006417 | 0.0052121
803 | Refrigeration | Controls | Lodging/Hospitality | Existing | Beverage Vending Machine Controls | 0.078861 | 0.062563 |  | 525.74 | 1 | 0.79333 | 6666.6667 | 14 |  | 514 | 6517.7971 | Per Unit | GSLD | 1 | 1 | 1 | 1 | 1 | 1 | 1 | 1 | 1 | 1 | 1 | 1 | CloEgsld803 | CloE | gsld | 803 | 31.5444 | 400 | [30 empty] | 1.1667 | 0.1748 | 0.13828
803 | Refrigeration | Controls | Lodging/Hospitality | New | Beverage Vending Machine Controls | 0.078861 | 0.062563 |  | 525.74 | 1 | 0.79333 | 6666.6667 | 14 |  | 514 | 6517.7971 | Per Unit | GSLD | 1 | 1 | 1 | 1 | 1 | 1 | 1 | 1 | 1 | 1 | 1 | 1 | CloNgsld803 | CloN | gsld | 803 | 31.5444 | 400 | [30 empty] | 0.012868 | 0.001928 | 0.0015251
803 | Refrigeration | Controls | Miscellaneous | Existing | Beverage Vending Machine Controls | 0.075181 | 0.060986 |  | 525.74 | 1 | 0.81119 | 6993.007 | 14 |  | 514 | 6836.8501 | Per Unit | GSLD | 1 | 1 | 1 | 1 | 1 | 1 | 1 | 1 | 1 | 1 | 1 | 1 | CmiEgsld803 | CmiE | gsld | 803 | 31.5444 | 419.5804 | [30 empty] | 0.11046 | 0.015805 | 0.012838
803 | Refrigeration | Controls | Miscellaneous | New | Beverage Vending Machine Controls | 0.075181 | 0.060986 |  | 525.74 | 1 | 0.81119 | 6993.007 | 14 |  | 514 | 6836.8501 | Per Unit | GSLD | 1 | 1 | 1 | 1 | 1 | 1 | 1 | 1 | 1 | 1 | 1 | 1 | CmiNgsld803 | CmiN | gsld | 803 | 31.5444 | 419.5804 | [30 empty] | 0.0012183 | 0.00017433 | 0.0001416
803 | Refrigeration | Controls | Offices | Existing | Beverage Vending Machine Controls | 0.075181 | 0.060986 |  | 525.74 | 1 | 0.81119 | 6993.007 | 14 |  | 514 | 6836.8501 | Per Unit | GSLD | 1 | 1 | 1 | 1 | 1 | 1 | 1 | 1 | 1 | 1 | 1 | 1 | CofEgsld803 | CofE | gsld | 803 | 31.5444 | 419.5804 | [30 empty] | 1.8637 | 0.26668 | 0.2166
803 | Refrigeration | Controls | Offices | New | Beverage Vending Machine Controls | 0.075181 | 0.060986 |  | 525.74 | 1 | 0.81119 | 6993.007 | 14 |  | 514 | 6836.8501 | Per Unit | GSLD | 1 | 1 | 1 | 1 | 1 | 1 | 1 | 1 | 1 | 1 | 1 | 1 | CofNgsld803 | CofN | gsld | 803 | 31.5444 | 419.5804 | [30 empty] | 0.020556 | 0.0029413 | 0.0023891
803 | Refrigeration | Controls | Restaurants | Existing | Beverage Vending Machine Controls | 0.074129 | 0.059409 |  | 525.74 | 1 | 0.80142 | 7092.1986 | 14 |  | 514 | 6933.8267 | Per Unit | GSLD | 1 | 1 | 1 | 1 | 1 | 1 | 1 | 1 | 1 | 1 | 1 | 1 | CreEgsld803 | CreE | gsld | 803 | 31.5444 | 425.5319 | [30 empty] | 12.6215 | 1.7838 | 1.4286
803 | Refrigeration | Controls | Restaurants | New | Beverage Vending Machine Controls | 0.074129 | 0.059409 |  | 525.74 | 1 | 0.80142 | 7092.1986 | 14 |  | 514 | 6933.8267 | Per Unit | GSLD | 1 | 1 | 1 | 1 | 1 | 1 | 1 | 1 | 1 | 1 | 1 | 1 | CreNgsld803 | CreN | gsld | 803 | 31.5444 | 425.5319 | [30 empty] | 0.13921 | 0.019674 | 0.015757
803 | Refrigeration | Controls | Retail | Existing | Beverage Vending Machine Controls | 0.078861 | 0.062563 |  | 525.74 | 1 | 0.79333 | 6666.6667 | 14 |  | 514 | 6517.7971 | Per Unit | GSLD | 1 | 1 | 1 | 1 | 1 | 1 | 1 | 1 | 1 | 1 | 1 | 1 | CrtEgsld803 | CrtE | gsld | 803 | 31.5444 | 400 | [30 empty] | 3.9347 | 0.58952 | 0.46634
803 | Refrigeration | Controls | Retail | New | Beverage Vending Machine Controls | 0.078861 | 0.062563 |  | 525.74 | 1 | 0.79333 | 6666.6667 | 14 |  | 514 | 6517.7971 | Per Unit | GSLD | 1 | 1 | 1 | 1 | 1 | 1 | 1 | 1 | 1 | 1 | 1 | 1 | CrtNgsld803 | CrtN | gsld | 803 | 31.5444 | 400 | [30 empty] | 0.043399 | 0.0065022 | 0.0051436
803 | Refrigeration | Controls | Schools K-12 | Existing | Beverage Vending Machine Controls | 0.075181 | 0.060986 |  | 525.74 | 1 | 0.81119 | 6993.007 | 14 |  | 514 | 6836.8501 | Per Unit | GSLD | 1 | 1 | 1 | 1 | 1 | 1 | 1 | 1 | 1 | 1 | 1 | 1 | CscEgsld803 | CscE | gsld | 803 | 31.5444 | 419.5804 | [30 empty] | 0.038213 | 0.0054678 | 0.0044412
803 | Refrigeration | Controls | Schools K-12 | New | Beverage Vending Machine Controls | 0.075181 | 0.060986 |  | 525.74 | 1 | 0.81119 | 6993.007 | 14 |  | 514 | 6836.8501 | Per Unit | GSLD | 1 | 1 | 1 | 1 | 1 | 1 | 1 | 1 | 1 | 1 | 1 | 1 | CscNgsld803 | CscN | gsld | 803 | 31.5444 | 419.5804 | [30 empty] | 0.00042148 | 6.0308e-05 | 4.8984e-05
803 | Refrigeration | Controls | Warehouse | Existing | Beverage Vending Machine Controls | 0.075181 | 0.060986 |  | 525.74 | 1 | 0.81119 | 6993.007 | 14 |  | 514 | 6836.8501 | Per Unit | GSLD | 1 | 1 | 1 | 1 | 1 | 1 | 1 | 1 | 1 | 1 | 1 | 1 | CwaEgsld803 | CwaE | gsld | 803 | 31.5444 | 419.5804 | [30 empty] | 0.013039 | 0.0018658 | 0.0015155
803 | Refrigeration | Controls | Warehouse | New | Beverage Vending Machine Controls | 0.075181 | 0.060986 |  | 525.74 | 1 | 0.81119 | 6993.007 | 14 |  | 514 | 6836.8501 | Per Unit | GSLD | 1 | 1 | 1 | 1 | 1 | 1 | 1 | 1 | 1 | 1 | 1 | 1 | CwaNgsld803 | CwaN | gsld | 803 | 31.5444 | 419.5804 | [30 empty] | 0.00014382 | 2.0579e-05 | 1.6715e-05
804 | Refrigeration | Controls | Assembly | Existing | Demand Defrost | 0.40677 | 0.3227 |  | 2711.79 | 1 | 0.79333 | 6666.6667 | 10 |  | 637 | 1566.0013 | Per End Use Consumption | GSLD | 0.57723 | 0.60437 | 0.83705 | 1.097 | 1.2026 | 1.2026 | 1.289 | 1.2891 | 1.2453 | 1.1192 | 0.77553 | 0.85362 | CasEgsld804 | CasE | gsld | 804 | 162.7074 | 400 | [30 empty] | 0 | 0 | 0
804 | Refrigeration | Controls | Assembly | New | Demand Defrost | 0.40677 | 0.3227 |  | 2711.79 | 1 | 0.79333 | 6666.6667 | 10 |  | 637 | 1566.0013 | Per End Use Consumption | GSLD | 0.57723 | 0.60437 | 0.83705 | 1.097 | 1.2026 | 1.2026 | 1.289 | 1.2891 | 1.2453 | 1.1192 | 0.77553 | 0.85362 | CasNgsld804 | CasN | gsld | 804 | 162.7074 | 400 | [30 empty] | 0 | 0 | 0
804 | Refrigeration | Controls | College and University | Existing | Demand Defrost | 0.36216 | 0.28731 |  | 2414.41 | 1 | 0.79333 | 6666.6667 | 10 |  | 637 | 1758.8838 | Per End Use Consumption | GSLD | 0.57723 | 0.60437 | 0.83705 | 1.097 | 1.2026 | 1.2026 | 1.289 | 1.2891 | 1.2453 | 1.1192 | 0.77553 | 0.85362 | CcoEgsld804 | CcoE | gsld | 804 | 144.8646 | 400 | [30 empty] | 0 | 0 | 0
804 | Refrigeration | Controls | College and University | New | Demand Defrost | 0.36216 | 0.28731 |  | 2414.41 | 1 | 0.79333 | 6666.6667 | 10 |  | 637 | 1758.8838 | Per End Use Consumption | GSLD | 0.57723 | 0.60437 | 0.83705 | 1.097 | 1.2026 | 1.2026 | 1.289 | 1.2891 | 1.2453 | 1.1192 | 0.77553 | 0.85362 | CcoNgsld804 | CcoN | gsld | 804 | 144.8646 | 400 | [30 empty] | 0 | 0 | 0
804 | Refrigeration | Controls | Data Center | Existing | Demand Defrost | 4.7066 | 3.818 |  | 32913.41 | 1 | 0.81119 | 6993.007 | 10 |  | 637 | 135.3414 | Per End Use Consumption | GSLD | 0.57723 | 0.60437 | 0.83705 | 1.097 | 1.2026 | 1.2026 | 1.289 | 1.2891 | 1.2453 | 1.1192 | 0.77553 | 0.85362 | CdaEgsld804 | CdaE | gsld | 804 | 1974.8046 | 419.5804 | [30 empty] | 0 | 0 | 0
804 | Refrigeration | Controls | Data Center | New | Demand Defrost | 4.7066 | 3.818 |  | 32913.41 | 1 | 0.81119 | 6993.007 | 10 |  | 637 | 135.3414 | Per End Use Consumption | GSLD | 0.57723 | 0.60437 | 0.83705 | 1.097 | 1.2026 | 1.2026 | 1.289 | 1.2891 | 1.2453 | 1.1192 | 0.77553 | 0.85362 | CdaNgsld804 | CdaN | gsld | 804 | 1974.8046 | 419.5804 | [30 empty] | 0 | 0 | 0
804 | Refrigeration | Controls | Grocery | Existing | Demand Defrost | 3.8407 | 3.047 |  | 25604.75 | 1 | 0.79333 | 6666.6667 | 10 |  | 637 | 165.8546 | Per End Use Consumption | GSLD | 0.57723 | 0.60437 | 0.83705 | 1.097 | 1.2026 | 1.2026 | 1.289 | 1.2891 | 1.2453 | 1.1192 | 0.77553 | 0.85362 | CgrEgsld804 | CgrE | gsld | 804 | 1536.285 | 400 | [30 empty] | 78.7164 | 11.7936 | 9.3294
804 | Refrigeration | Controls | Grocery | New | Demand Defrost | 3.8407 | 3.047 |  | 25604.75 | 1 | 0.79333 | 6666.6667 | 10 |  | 637 | 165.8546 | Per End Use Consumption | GSLD | 0.57723 | 0.60437 | 0.83705 | 1.097 | 1.2026 | 1.2026 | 1.289 | 1.2891 | 1.2453 | 1.1192 | 0.77553 | 0.85362 | CgrNgsld804 | CgrN | gsld | 804 | 1536.285 | 400 | [30 empty] | 0 | 0 | 0
804 | Refrigeration | Controls | Healthcare | Existing | Demand Defrost | 0.16298 | 0.1293 |  | 1086.53 | 1 | 0.79333 | 6666.6667 | 10 |  | 637 | 3908.467 | Per End Use Consumption | GSLD | 0.57723 | 0.60437 | 0.83705 | 1.097 | 1.2026 | 1.2026 | 1.289 | 1.2891 | 1.2453 | 1.1192 | 0.77553 | 0.85362 | CheEgsld804 | CheE | gsld | 804 | 65.1918 | 400 | [30 empty] | 0 | 0 | 0
804 | Refrigeration | Controls | Healthcare | New | Demand Defrost | 0.16298 | 0.1293 |  | 1086.53 | 1 | 0.79333 | 6666.6667 | 10 |  | 637 | 3908.467 | Per End Use Consumption | GSLD | 0.57723 | 0.60437 | 0.83705 | 1.097 | 1.2026 | 1.2026 | 1.289 | 1.2891 | 1.2453 | 1.1192 | 0.77553 | 0.85362 | CheNgsld804 | CheN | gsld | 804 | 65.1918 | 400 | [30 empty] | 0 | 0 | 0
804 | Refrigeration | Controls | Hospitals | Existing | Demand Defrost | 12.6418 | 10.0292 |  | 84278.72 | 1 | 0.79333 | 6666.6667 | 10 |  | 637 | 50.3884 | Per End Use Consumption | GSLD | 0.57723 | 0.60437 | 0.83705 | 1.097 | 1.2026 | 1.2026 | 1.289 | 1.2891 | 1.2453 | 1.1192 | 0.77553 | 0.85362 | ChoEgsld804 | ChoE | gsld | 804 | 5056.7232 | 400 | [30 empty] | 0 | 0 | 0
804 | Refrigeration | Controls | Hospitals | New | Demand Defrost | 12.6418 | 10.0292 |  | 84278.72 | 1 | 0.79333 | 6666.6667 | 10 |  | 637 | 50.3884 | Per End Use Consumption | GSLD | 0.57723 | 0.60437 | 0.83705 | 1.097 | 1.2026 | 1.2026 | 1.289 | 1.2891 | 1.2453 | 1.1192 | 0.77553 | 0.85362 | ChoNgsld804 | ChoN | gsld | 804 | 5056.7232 | 400 | [30 empty] | 0 | 0 | 0
804 | Refrigeration | Controls | Institutional | Existing | Demand Defrost | 0.25633 | 0.20793 |  | 1792.51 | 1 | 0.81119 | 6993.007 | 10 |  | 637 | 2485.0882 | Per End Use Consumption | GSLD | 0.57723 | 0.60437 | 0.83705 | 1.097 | 1.2026 | 1.2026 | 1.289 | 1.2891 | 1.2453 | 1.1192 | 0.77553 | 0.85362 | CinEgsld804 | CinE | gsld | 804 | 107.5506 | 419.5804 | [30 empty] | 0 | 0 | 0
804 | Refrigeration | Controls | Institutional | New | Demand Defrost | 0.25633 | 0.20793 |  | 1792.51 | 1 | 0.81119 | 6993.007 | 10 |  | 637 | 2485.0882 | Per End Use Consumption | GSLD | 0.57723 | 0.60437 | 0.83705 | 1.097 | 1.2026 | 1.2026 | 1.289 | 1.2891 | 1.2453 | 1.1192 | 0.77553 | 0.85362 | CinNgsld804 | CinN | gsld | 804 | 107.5506 | 419.5804 | [30 empty] | 0 | 0 | 0
804 | Refrigeration | Controls | Lodging/Hospitality | Existing | Demand Defrost | 4.3584 | 3.4577 |  | 29056.01 | 1 | 0.79333 | 6666.6667 | 10 |  | 637 | 146.1545 | Per End Use Consumption | GSLD | 0.57723 | 0.60437 | 0.83705 | 1.097 | 1.2026 | 1.2026 | 1.289 | 1.2891 | 1.2453 | 1.1192 | 0.77553 | 0.85362 | CloEgsld804 | CloE | gsld | 804 | 1743.3606 | 400 | [30 empty] | 0 | 0 | 0
804 | Refrigeration | Controls | Lodging/Hospitality | New | Demand Defrost | 4.3584 | 3.4577 |  | 29056.01 | 1 | 0.79333 | 6666.6667 | 10 |  | 637 | 146.1545 | Per End Use Consumption | GSLD | 0.57723 | 0.60437 | 0.83705 | 1.097 | 1.2026 | 1.2026 | 1.289 | 1.2891 | 1.2453 | 1.1192 | 0.77553 | 0.85362 | CloNgsld804 | CloN | gsld | 804 | 1743.3606 | 400 | [30 empty] | 0 | 0 | 0
804 | Refrigeration | Controls | Miscellaneous | Existing | Demand Defrost | 0.014503 | 0.011765 |  | 101.42 | 1 | 0.81119 | 6993.007 | 10 |  | 637 | 43921.7655 | Per End Use Consumption | GSLD | 0.57723 | 0.60437 | 0.83705 | 1.097 | 1.2026 | 1.2026 | 1.289 | 1.2891 | 1.2453 | 1.1192 | 0.77553 | 0.85362 | CmiEgsld804 | CmiE | gsld | 804 | 6.0852 | 419.5804 | [30 empty] | 0 | 0 | 0
804 | Refrigeration | Controls | Miscellaneous | New | Demand Defrost | 0.014503 | 0.011765 |  | 101.42 | 1 | 0.81119 | 6993.007 | 10 |  | 637 | 43921.7655 | Per End Use Consumption | GSLD | 0.57723 | 0.60437 | 0.83705 | 1.097 | 1.2026 | 1.2026 | 1.289 | 1.2891 | 1.2453 | 1.1192 | 0.77553 | 0.85362 | CmiNgsld804 | CmiN | gsld | 804 | 6.0852 | 419.5804 | [30 empty] | 0 | 0 | 0
804 | Refrigeration | Controls | Offices | Existing | Demand Defrost | 0.39539 | 0.32073 |  | 2764.94 | 1 | 0.81119 | 6993.007 | 10 |  | 637 | 1611.0821 | Per End Use Consumption | GSLD | 0.57723 | 0.60437 | 0.83705 | 1.097 | 1.2026 | 1.2026 | 1.289 | 1.2891 | 1.2453 | 1.1192 | 0.77553 | 0.85362 | CofEgsld804 | CofE | gsld | 804 | 165.8964 | 419.5804 | [30 empty] | 0 | 0 | 0
804 | Refrigeration | Controls | Offices | New | Demand Defrost | 0.39539 | 0.32073 |  | 2764.94 | 1 | 0.81119 | 6993.007 | 10 |  | 637 | 1611.0821 | Per End Use Consumption | GSLD | 0.57723 | 0.60437 | 0.83705 | 1.097 | 1.2026 | 1.2026 | 1.289 | 1.2891 | 1.2453 | 1.1192 | 0.77553 | 0.85362 | CofNgsld804 | CofN | gsld | 804 | 165.8964 | 419.5804 | [30 empty] | 0 | 0 | 0
804 | Refrigeration | Controls | Restaurants | Existing | Demand Defrost | 2.7968 | 2.2414 |  | 19835.25 | 1 | 0.80142 | 7092.1986 | 10 |  | 637 | 227.7627 | Per End Use Consumption | GSLD | 0.57723 | 0.60437 | 0.83705 | 1.097 | 1.2026 | 1.2026 | 1.289 | 1.2891 | 1.2453 | 1.1192 | 0.77553 | 0.85362 | CreEgsld804 | CreE | gsld | 804 | 1190.115 | 425.5319 | [30 empty] | 0 | 0 | 0
804 | Refrigeration | Controls | Restaurants | New | Demand Defrost | 2.7968 | 2.2414 |  | 19835.25 | 1 | 0.80142 | 7092.1986 | 10 |  | 637 | 227.7627 | Per End Use Consumption | GSLD | 0.57723 | 0.60437 | 0.83705 | 1.097 | 1.2026 | 1.2026 | 1.289 | 1.2891 | 1.2453 | 1.1192 | 0.77553 | 0.85362 | CreNgsld804 | CreN | gsld | 804 | 1190.115 | 425.5319 | [30 empty] | 0 | 0 | 0
804 | Refrigeration | Controls | Retail | Existing | Demand Defrost | 2.4781 | 1.9659 |  | 16520.47 | 1 | 0.79333 | 6666.6667 | 10 |  | 637 | 257.0548 | Per End Use Consumption | GSLD | 0.57723 | 0.60437 | 0.83705 | 1.097 | 1.2026 | 1.2026 | 1.289 | 1.2891 | 1.2453 | 1.1192 | 0.77553 | 0.85362 | CrtEgsld804 | CrtE | gsld | 804 | 991.2282 | 400 | [30 empty] | 0 | 0 | 0
804 | Refrigeration | Controls | Retail | New | Demand Defrost | 2.4781 | 1.9659 |  | 16520.47 | 1 | 0.79333 | 6666.6667 | 10 |  | 637 | 257.0548 | Per End Use Consumption | GSLD | 0.57723 | 0.60437 | 0.83705 | 1.097 | 1.2026 | 1.2026 | 1.289 | 1.2891 | 1.2453 | 1.1192 | 0.77553 | 0.85362 | CrtNgsld804 | CrtN | gsld | 804 | 991.2282 | 400 | [30 empty] | 0 | 0 | 0
804 | Refrigeration | Controls | Schools K-12 | Existing | Demand Defrost | 0.41197 | 0.33419 |  | 2880.92 | 1 | 0.81119 | 6993.007 | 10 |  | 637 | 1546.2232 | Per End Use Consumption | GSLD | 0.57723 | 0.60437 | 0.83705 | 1.097 | 1.2026 | 1.2026 | 1.289 | 1.2891 | 1.2453 | 1.1192 | 0.77553 | 0.85362 | CscEgsld804 | CscE | gsld | 804 | 172.8552 | 419.5804 | [30 empty] | 0 | 0 | 0
804 | Refrigeration | Controls | Schools K-12 | New | Demand Defrost | 0.41197 | 0.33419 |  | 2880.92 | 1 | 0.81119 | 6993.007 | 10 |  | 637 | 1546.2232 | Per End Use Consumption | GSLD | 0.57723 | 0.60437 | 0.83705 | 1.097 | 1.2026 | 1.2026 | 1.289 | 1.2891 | 1.2453 | 1.1192 | 0.77553 | 0.85362 | CscNgsld804 | CscN | gsld | 804 | 172.8552 | 419.5804 | [30 empty] | 0 | 0 | 0
804 | Refrigeration | Controls | Warehouse | Existing | Demand Defrost | 0.11893 | 0.096475 |  | 831.68 | 1 | 0.81119 | 6993.007 | 10 |  | 637 | 5356.081 | Per End Use Consumption | GSLD | 0.57723 | 0.60437 | 0.83705 | 1.097 | 1.2026 | 1.2026 | 1.289 | 1.2891 | 1.2453 | 1.1192 | 0.77553 | 0.85362 | CwaEgsld804 | CwaE | gsld | 804 | 49.9008 | 419.5804 | [30 empty] | 0 | 0 | 0
804 | Refrigeration | Controls | Warehouse | New | Demand Defrost | 0.11893 | 0.096475 |  | 831.68 | 1 | 0.81119 | 6993.007 | 10 |  | 637 | 5356.081 | Per End Use Consumption | GSLD | 0.57723 | 0.60437 | 0.83705 | 1.097 | 1.2026 | 1.2026 | 1.289 | 1.2891 | 1.2453 | 1.1192 | 0.77553 | 0.85362 | CwaNgsld804 | CwaN | gsld | 804 | 49.9008 | 419.5804 | [30 empty] | 0 | 0 | 0
805 | Refrigeration | Controls | Assembly | Existing | Floating Head Pressure Controls | 0.17627 | 0.13984 |  | 1175.11 | 1 | 0.79333 | 6666.6667 | 10 |  | 280 | 1588.5038 | Per End Use Consumption | GSLD | 1 | 1 | 1 | 1 | 1 | 1 | 1 | 1 | 1 | 1 | 1 | 1 | CasEgsld805 | CasE | gsld | 805 | 59.0883 | 335.2213 | [30 empty] | 0 | 0 | 0
805 | Refrigeration | Controls | Assembly | New | Floating Head Pressure Controls | 0.17627 | 0.13984 |  | 1175.11 | 1 | 0.79333 | 6666.6667 | 10 |  | 280 | 1588.5038 | Per End Use Consumption | GSLD | 1 | 1 | 1 | 1 | 1 | 1 | 1 | 1 | 1 | 1 | 1 | 1 | CasNgsld805 | CasN | gsld | 805 | 59.0883 | 335.2213 | [30 empty] | 0 | 0 | 0
805 | Refrigeration | Controls | College and University | Existing | Floating Head Pressure Controls | 0.15694 | 0.1245 |  | 1046.25 | 1 | 0.79333 | 6666.6667 | 10 |  | 280 | 1784.1497 | Per End Use Consumption | GSLD | 1 | 1 | 1 | 1 | 1 | 1 | 1 | 1 | 1 | 1 | 1 | 1 | CcoEgsld805 | CcoE | gsld | 805 | 52.6088 | 335.2213 | [30 empty] | 0 | 0 | 0
805 | Refrigeration | Controls | College and University | New | Floating Head Pressure Controls | 0.15694 | 0.1245 |  | 1046.25 | 1 | 0.79333 | 6666.6667 | 10 |  | 280 | 1784.1497 | Per End Use Consumption | GSLD | 1 | 1 | 1 | 1 | 1 | 1 | 1 | 1 | 1 | 1 | 1 | 1 | CcoNgsld805 | CcoN | gsld | 805 | 52.6088 | 335.2213 | [30 empty] | 0 | 0 | 0
805 | Refrigeration | Controls | Data Center | Existing | Floating Head Pressure Controls | 2.0395 | 1.6544 |  | 14262.48 | 1 | 0.81119 | 6993.007 | 10 |  | 280 | 137.2862 | Per End Use Consumption | GSLD | 1 | 1 | 1 | 1 | 1 | 1 | 1 | 1 | 1 | 1 | 1 | 1 | CdaEgsld805 | CdaE | gsld | 805 | 717.1631 | 351.6308 | [30 empty] | 0 | 0 | 0
805 | Refrigeration | Controls | Data Center | New | Floating Head Pressure Controls | 2.0395 | 1.6544 |  | 14262.48 | 1 | 0.81119 | 6993.007 | 10 |  | 280 | 137.2862 | Per End Use Consumption | GSLD | 1 | 1 | 1 | 1 | 1 | 1 | 1 | 1 | 1 | 1 | 1 | 1 | CdaNgsld805 | CdaN | gsld | 805 | 717.1631 | 351.6308 | [30 empty] | 0 | 0 | 0
805 | Refrigeration | Controls | Grocery | Existing | Floating Head Pressure Controls | 1.6643 | 1.3204 |  | 11095.39 | 1 | 0.79333 | 6666.6667 | 10 |  | 280 | 168.238 | Per End Use Consumption | GSLD | 1 | 1 | 1 | 1 | 1 | 1 | 1 | 1 | 1 | 1 | 1 | 1 | CgrEgsld805 | CgrE | gsld | 805 | 557.9117 | 335.2213 | [30 empty] | 30.5156 | 4.572 | 3.6167
805 | Refrigeration | Controls | Grocery | New | Floating Head Pressure Controls | 1.6643 | 1.3204 |  | 11095.39 | 1 | 0.79333 | 6666.6667 | 10 |  | 280 | 168.238 | Per End Use Consumption | GSLD | 1 | 1 | 1 | 1 | 1 | 1 | 1 | 1 | 1 | 1 | 1 | 1 | CgrNgsld805 | CgrN | gsld | 805 | 557.9117 | 335.2213 | [30 empty] | 0.14358 | 0.021512 | 0.017017
805 | Refrigeration | Controls | Healthcare | Existing | Floating Head Pressure Controls | 0.070625 | 0.056029 |  | 470.83 | 1 | 0.79333 | 6666.6667 | 10 |  | 280 | 3964.6298 | Per End Use Consumption | GSLD | 1 | 1 | 1 | 1 | 1 | 1 | 1 | 1 | 1 | 1 | 1 | 1 | CheEgsld805 | CheE | gsld | 805 | 23.6748 | 335.2213 | [30 empty] | 0 | 0 | 0
805 | Refrigeration | Controls | Healthcare | New | Floating Head Pressure Controls | 0.070625 | 0.056029 |  | 470.83 | 1 | 0.79333 | 6666.6667 | 10 |  | 280 | 3964.6298 | Per End Use Consumption | GSLD | 1 | 1 | 1 | 1 | 1 | 1 | 1 | 1 | 1 | 1 | 1 | 1 | CheNgsld805 | CheN | gsld | 805 | 23.6748 | 335.2213 | [30 empty] | 0 | 0 | 0
805 | Refrigeration | Controls | Hospitals | Existing | Floating Head Pressure Controls | 5.4781 | 4.346 |  | 36520.78 | 1 | 0.79333 | 6666.6667 | 10 |  | 280 | 51.1125 | Per End Use Consumption | GSLD | 1 | 1 | 1 | 1 | 1 | 1 | 1 | 1 | 1 | 1 | 1 | 1 | ChoEgsld805 | ChoE | gsld | 805 | 1836.3817 | 335.2213 | [30 empty] | 0 | 0 | 0
805 | Refrigeration | Controls | Hospitals | New | Floating Head Pressure Controls | 5.4781 | 4.346 |  | 36520.78 | 1 | 0.79333 | 6666.6667 | 10 |  | 280 | 51.1125 | Per End Use Consumption | GSLD | 1 | 1 | 1 | 1 | 1 | 1 | 1 | 1 | 1 | 1 | 1 | 1 | ChoNgsld805 | ChoN | gsld | 805 | 1836.3817 | 335.2213 | [30 empty] | 0 | 0 | 0
805 | Refrigeration | Controls | Institutional | Existing | Floating Head Pressure Controls | 0.11108 | 0.090104 |  | 776.76 | 1 | 0.81119 | 6993.007 | 10 |  | 280 | 2520.7811 | Per End Use Consumption | GSLD | 1 | 1 | 1 | 1 | 1 | 1 | 1 | 1 | 1 | 1 | 1 | 1 | CinEgsld805 | CinE | gsld | 805 | 39.058 | 351.6308 | [30 empty] | 0 | 0 | 0
805 | Refrigeration | Controls | Institutional | New | Floating Head Pressure Controls | 0.11108 | 0.090104 |  | 776.76 | 1 | 0.81119 | 6993.007 | 10 |  | 280 | 2520.7811 | Per End Use Consumption | GSLD | 1 | 1 | 1 | 1 | 1 | 1 | 1 | 1 | 1 | 1 | 1 | 1 | CinNgsld805 | CinN | gsld | 805 | 39.058 | 351.6308 | [30 empty] | 0 | 0 | 0
805 | Refrigeration | Controls | Lodging/Hospitality | Existing | Floating Head Pressure Controls | 1.8886 | 1.4983 |  | 12590.94 | 1 | 0.79333 | 6666.6667 | 10 |  | 280 | 148.2548 | Per End Use Consumption | GSLD | 1 | 1 | 1 | 1 | 1 | 1 | 1 | 1 | 1 | 1 | 1 | 1 | CloEgsld805 | CloE | gsld | 805 | 633.1128 | 335.2213 | [30 empty] | 0 | 0 | 0
805 | Refrigeration | Controls | Lodging/Hospitality | New | Floating Head Pressure Controls | 1.8886 | 1.4983 |  | 12590.94 | 1 | 0.79333 | 6666.6667 | 10 |  | 280 | 148.2548 | Per End Use Consumption | GSLD | 1 | 1 | 1 | 1 | 1 | 1 | 1 | 1 | 1 | 1 | 1 | 1 | CloNgsld805 | CloN | gsld | 805 | 633.1128 | 335.2213 | [30 empty] | 0 | 0 | 0
805 | Refrigeration | Controls | Miscellaneous | Existing | Floating Head Pressure Controls | 0.0062848 | 0.0050982 |  | 43.95 | 1 | 0.81119 | 6993.007 | 10 |  | 280 | 44551.5804 | Per End Use Consumption | GSLD | 1 | 1 | 1 | 1 | 1 | 1 | 1 | 1 | 1 | 1 | 1 | 1 | CmiEgsld805 | CmiE | gsld | 805 | 2.2099 | 351.6308 | [30 empty] | 0 | 0 | 0
805 | Refrigeration | Controls | Miscellaneous | New | Floating Head Pressure Controls | 0.0062848 | 0.0050982 |  | 43.95 | 1 | 0.81119 | 6993.007 | 10 |  | 280 | 44551.5804 | Per End Use Consumption | GSLD | 1 | 1 | 1 | 1 | 1 | 1 | 1 | 1 | 1 | 1 | 1 | 1 | CmiNgsld805 | CmiN | gsld | 805 | 2.2099 | 351.6308 | [30 empty] | 0 | 0 | 0
805 | Refrigeration | Controls | Offices | Existing | Floating Head Pressure Controls | 0.17133 | 0.13898 |  | 1198.14 | 1 | 0.81119 | 6993.007 | 10 |  | 280 | 1634.2347 | Per End Use Consumption | GSLD | 1 | 1 | 1 | 1 | 1 | 1 | 1 | 1 | 1 | 1 | 1 | 1 | CofEgsld805 | CofE | gsld | 805 | 60.2463 | 351.6308 | [30 empty] | 0 | 0 | 0
805 | Refrigeration | Controls | Offices | New | Floating Head Pressure Controls | 0.17133 | 0.13898 |  | 1198.14 | 1 | 0.81119 | 6993.007 | 10 |  | 280 | 1634.2347 | Per End Use Consumption | GSLD | 1 | 1 | 1 | 1 | 1 | 1 | 1 | 1 | 1 | 1 | 1 | 1 | CofNgsld805 | CofN | gsld | 805 | 60.2463 | 351.6308 | [30 empty] | 0 | 0 | 0
805 | Refrigeration | Controls | Restaurants | Existing | Floating Head Pressure Controls | 1.2119 | 0.97127 |  | 8595.28 | 1 | 0.80142 | 7092.1986 | 10 |  | 280 | 231.0356 | Per End Use Consumption | GSLD | 1 | 1 | 1 | 1 | 1 | 1 | 1 | 1 | 1 | 1 | 1 | 1 | CreEgsld805 | CreE | gsld | 805 | 432.1982 | 356.6184 | [30 empty] | 0 | 0 | 0
805 | Refrigeration | Controls | Restaurants | New | Floating Head Pressure Controls | 1.2119 | 0.97127 |  | 8595.28 | 1 | 0.80142 | 7092.1986 | 10 |  | 280 | 231.0356 | Per End Use Consumption | GSLD | 1 | 1 | 1 | 1 | 1 | 1 | 1 | 1 | 1 | 1 | 1 | 1 | CreNgsld805 | CreN | gsld | 805 | 432.1982 | 356.6184 | [30 empty] | 0 | 0 | 0
805 | Refrigeration | Controls | Retail | Existing | Floating Head Pressure Controls | 1.0738 | 0.85191 |  | 7158.87 | 1 | 0.79333 | 6666.6667 | 10 |  | 280 | 260.7488 | Per End Use Consumption | GSLD | 1 | 1 | 1 | 1 | 1 | 1 | 1 | 1 | 1 | 1 | 1 | 1 | CrtEgsld805 | CrtE | gsld | 805 | 359.9709 | 335.2213 | [30 empty] | 0 | 0 | 0
805 | Refrigeration | Controls | Retail | New | Floating Head Pressure Controls | 1.0738 | 0.85191 |  | 7158.87 | 1 | 0.79333 | 6666.6667 | 10 |  | 280 | 260.7488 | Per End Use Consumption | GSLD | 1 | 1 | 1 | 1 | 1 | 1 | 1 | 1 | 1 | 1 | 1 | 1 | CrtNgsld805 | CrtN | gsld | 805 | 359.9709 | 335.2213 | [30 empty] | 0 | 0 | 0
805 | Refrigeration | Controls | Schools K-12 | Existing | Floating Head Pressure Controls | 0.17852 | 0.14481 |  | 1248.4 | 1 | 0.81119 | 6993.007 | 10 |  | 280 | 1568.4412 | Per End Use Consumption | GSLD | 1 | 1 | 1 | 1 | 1 | 1 | 1 | 1 | 1 | 1 | 1 | 1 | CscEgsld805 | CscE | gsld | 805 | 62.7735 | 351.6308 | [30 empty] | 0 | 0 | 0
805 | Refrigeration | Controls | Schools K-12 | New | Floating Head Pressure Controls | 0.17852 | 0.14481 |  | 1248.4 | 1 | 0.81119 | 6993.007 | 10 |  | 280 | 1568.4412 | Per End Use Consumption | GSLD | 1 | 1 | 1 | 1 | 1 | 1 | 1 | 1 | 1 | 1 | 1 | 1 | CscNgsld805 | CscN | gsld | 805 | 62.7735 | 351.6308 | [30 empty] | 0 | 0 | 0
805 | Refrigeration | Controls | Warehouse | Existing | Floating Head Pressure Controls | 0.051537 | 0.041806 |  | 360.4 | 1 | 0.81119 | 6993.007 | 10 |  | 280 | 5432.9688 | Per End Use Consumption | GSLD | 1 | 1 | 1 | 1 | 1 | 1 | 1 | 1 | 1 | 1 | 1 | 1 | CwaEgsld805 | CwaE | gsld | 805 | 18.1221 | 351.6308 | [30 empty] | 0 | 0 | 0
805 | Refrigeration | Controls | Warehouse | New | Floating Head Pressure Controls | 0.051537 | 0.041806 |  | 360.4 | 1 | 0.81119 | 6993.007 | 10 |  | 280 | 5432.9688 | Per End Use Consumption | GSLD | 1 | 1 | 1 | 1 | 1 | 1 | 1 | 1 | 1 | 1 | 1 | 1 | CwaNgsld805 | CwaN | gsld | 805 | 18.1221 | 351.6308 | [30 empty] | 0 | 0 | 0
806 | Refrigeration | Controls | Assembly | Existing | Refrigerated Display Case Lighting Controls | 0.0086805 | 0.0068865 |  | 57.87 | 1 | 0.79333 | 6666.6667 | 10 |  | 129 | 14860.8951 | Per End Use Consumption | GSLD | 1 | 1 | 1 | 1 | 1 | 1 | 1 | 1 | 1 | 1 | 1 | 1 | CasEgsld806 | CasE | gsld | 806 | 3.4722 | 400 | [30 empty] | 0 | 0 | 0
806 | Refrigeration | Controls | Assembly | New | Refrigerated Display Case Lighting Controls | 0.0086805 | 0.0068865 |  | 57.87 | 1 | 0.79333 | 6666.6667 | 10 |  | 129 | 14860.8951 | Per End Use Consumption | GSLD | 1 | 1 | 1 | 1 | 1 | 1 | 1 | 1 | 1 | 1 | 1 | 1 | CasNgsld806 | CasN | gsld | 806 | 3.4722 | 400 | [30 empty] | 0 | 0 | 0
806 | Refrigeration | Controls | College and University | Existing | Refrigerated Display Case Lighting Controls | 0.0086805 | 0.0068865 |  | 57.87 | 1 | 0.79333 | 6666.6667 | 10 |  | 129 | 14860.8951 | Per End Use Consumption | GSLD | 1 | 1 | 1 | 1 | 1 | 1 | 1 | 1 | 1 | 1 | 1 | 1 | CcoEgsld806 | CcoE | gsld | 806 | 3.4722 | 400 | [30 empty] | 0 | 0 | 0
806 | Refrigeration | Controls | College and University | New | Refrigerated Display Case Lighting Controls | 0.0086805 | 0.0068865 |  | 57.87 | 1 | 0.79333 | 6666.6667 | 10 |  | 129 | 14860.8951 | Per End Use Consumption | GSLD | 1 | 1 | 1 | 1 | 1 | 1 | 1 | 1 | 1 | 1 | 1 | 1 | CcoNgsld806 | CcoN | gsld | 806 | 3.4722 | 400 | [30 empty] | 0 | 0 | 0
806 | Refrigeration | Controls | Data Center | Existing | Refrigerated Display Case Lighting Controls | 0.0082754 | 0.0067129 |  | 57.87 | 1 | 0.81119 | 6993.007 | 10 |  | 129 | 15588.3515 | Per End Use Consumption | GSLD | 1 | 1 | 1 | 1 | 1 | 1 | 1 | 1 | 1 | 1 | 1 | 1 | CdaEgsld806 | CdaE | gsld | 806 | 3.4722 | 419.5804 | [30 empty] | 0 | 0 | 0
806 | Refrigeration | Controls | Data Center | New | Refrigerated Display Case Lighting Controls | 0.0082754 | 0.0067129 |  | 57.87 | 1 | 0.81119 | 6993.007 | 10 |  | 129 | 15588.3515 | Per End Use Consumption | GSLD | 1 | 1 | 1 | 1 | 1 | 1 | 1 | 1 | 1 | 1 | 1 | 1 | CdaNgsld806 | CdaN | gsld | 806 | 3.4722 | 419.5804 | [30 empty] | 0 | 0 | 0
806 | Refrigeration | Controls | Grocery | Existing | Refrigerated Display Case Lighting Controls | 0.0086805 | 0.0068865 |  | 57.87 | 1 | 0.79333 | 6666.6667 | 10 |  | 129 | 14860.8951 | Per End Use Consumption | GSLD | 1 | 1 | 1 | 1 | 1 | 1 | 1 | 1 | 1 | 1 | 1 | 1 | CgrEgsld806 | CgrE | gsld | 806 | 3.4722 | 400 | [30 empty] | 1.7447 | 0.26141 | 0.20679
806 | Refrigeration | Controls | Grocery | New | Refrigerated Display Case Lighting Controls | 0.0086805 | 0.0068865 |  | 57.87 | 1 | 0.79333 | 6666.6667 | 10 |  | 129 | 14860.8951 | Per End Use Consumption | GSLD | 1 | 1 | 1 | 1 | 1 | 1 | 1 | 1 | 1 | 1 | 1 | 1 | CgrNgsld806 | CgrN | gsld | 806 | 3.4722 | 400 | [30 empty] | 0.0080534 | 0.0012066 | 0.00095448
806 | Refrigeration | Controls | Healthcare | Existing | Refrigerated Display Case Lighting Controls | 0.0086805 | 0.0068865 |  | 57.87 | 1 | 0.79333 | 6666.6667 | 10 |  | 129 | 14860.8951 | Per End Use Consumption | GSLD | 1 | 1 | 1 | 1 | 1 | 1 | 1 | 1 | 1 | 1 | 1 | 1 | CheEgsld806 | CheE | gsld | 806 | 3.4722 | 400 | [30 empty] | 0 | 0 | 0
806 | Refrigeration | Controls | Healthcare | New | Refrigerated Display Case Lighting Controls | 0.0086805 | 0.0068865 |  | 57.87 | 1 | 0.79333 | 6666.6667 | 10 |  | 129 | 14860.8951 | Per End Use Consumption | GSLD | 1 | 1 | 1 | 1 | 1 | 1 | 1 | 1 | 1 | 1 | 1 | 1 | CheNgsld806 | CheN | gsld | 806 | 3.4722 | 400 | [30 empty] | 0 | 0 | 0
806 | Refrigeration | Controls | Hospitals | Existing | Refrigerated Display Case Lighting Controls | 0.0086805 | 0.0068865 |  | 57.87 | 1 | 0.79333 | 6666.6667 | 10 |  | 129 | 14860.8951 | Per End Use Consumption | GSLD | 1 | 1 | 1 | 1 | 1 | 1 | 1 | 1 | 1 | 1 | 1 | 1 | ChoEgsld806 | ChoE | gsld | 806 | 3.4722 | 400 | [30 empty] | 0 | 0 | 0
806 | Refrigeration | Controls | Hospitals | New | Refrigerated Display Case Lighting Controls | 0.0086805 | 0.0068865 |  | 57.87 | 1 | 0.79333 | 6666.6667 | 10 |  | 129 | 14860.8951 | Per End Use Consumption | GSLD | 1 | 1 | 1 | 1 | 1 | 1 | 1 | 1 | 1 | 1 | 1 | 1 | ChoNgsld806 | ChoN | gsld | 806 | 3.4722 | 400 | [30 empty] | 0 | 0 | 0
806 | Refrigeration | Controls | Institutional | Existing | Refrigerated Display Case Lighting Controls | 0.0082754 | 0.0067129 |  | 57.87 | 1 | 0.81119 | 6993.007 | 10 |  | 129 | 15588.3515 | Per End Use Consumption | GSLD | 1 | 1 | 1 | 1 | 1 | 1 | 1 | 1 | 1 | 1 | 1 | 1 | CinEgsld806 | CinE | gsld | 806 | 3.4722 | 419.5804 | [30 empty] | 0 | 0 | 0
806 | Refrigeration | Controls | Institutional | New | Refrigerated Display Case Lighting Controls | 0.0082754 | 0.0067129 |  | 57.87 | 1 | 0.81119 | 6993.007 | 10 |  | 129 | 15588.3515 | Per End Use Consumption | GSLD | 1 | 1 | 1 | 1 | 1 | 1 | 1 | 1 | 1 | 1 | 1 | 1 | CinNgsld806 | CinN | gsld | 806 | 3.4722 | 419.5804 | [30 empty] | 0 | 0 | 0
806 | Refrigeration | Controls | Lodging/Hospitality | Existing | Refrigerated Display Case Lighting Controls | 0.0086805 | 0.0068865 |  | 57.87 | 1 | 0.79333 | 6666.6667 | 10 |  | 129 | 14860.8951 | Per End Use Consumption | GSLD | 1 | 1 | 1 | 1 | 1 | 1 | 1 | 1 | 1 | 1 | 1 | 1 | CloEgsld806 | CloE | gsld | 806 | 3.4722 | 400 | [30 empty] | 0 | 0 | 0
806 | Refrigeration | Controls | Lodging/Hospitality | New | Refrigerated Display Case Lighting Controls | 0.0086805 | 0.0068865 |  | 57.87 | 1 | 0.79333 | 6666.6667 | 10 |  | 129 | 14860.8951 | Per End Use Consumption | GSLD | 1 | 1 | 1 | 1 | 1 | 1 | 1 | 1 | 1 | 1 | 1 | 1 | CloNgsld806 | CloN | gsld | 806 | 3.4722 | 400 | [30 empty] | 0 | 0 | 0
806 | Refrigeration | Controls | Miscellaneous | Existing | Refrigerated Display Case Lighting Controls | 0.0082754 | 0.0067129 |  | 57.87 | 1 | 0.81119 | 6993.007 | 10 |  | 129 | 15588.3515 | Per End Use Consumption | GSLD | 1 | 1 | 1 | 1 | 1 | 1 | 1 | 1 | 1 | 1 | 1 | 1 | CmiEgsld806 | CmiE | gsld | 806 | 3.4722 | 419.5804 | [30 empty] | 0 | 0 | 0
806 | Refrigeration | Controls | Miscellaneous | New | Refrigerated Display Case Lighting Controls | 0.0082754 | 0.0067129 |  | 57.87 | 1 | 0.81119 | 6993.007 | 10 |  | 129 | 15588.3515 | Per End Use Consumption | GSLD | 1 | 1 | 1 | 1 | 1 | 1 | 1 | 1 | 1 | 1 | 1 | 1 | CmiNgsld806 | CmiN | gsld | 806 | 3.4722 | 419.5804 | [30 empty] | 0 | 0 | 0
806 | Refrigeration | Controls | Offices | Existing | Refrigerated Display Case Lighting Controls | 0.0082754 | 0.0067129 |  | 57.87 | 1 | 0.81119 | 6993.007 | 10 |  | 129 | 15588.3515 | Per End Use Consumption | GSLD | 1 | 1 | 1 | 1 | 1 | 1 | 1 | 1 | 1 | 1 | 1 | 1 | CofEgsld806 | CofE | gsld | 806 | 3.4722 | 419.5804 | [30 empty] | 0 | 0 | 0
806 | Refrigeration | Controls | Offices | New | Refrigerated Display Case Lighting Controls | 0.0082754 | 0.0067129 |  | 57.87 | 1 | 0.81119 | 6993.007 | 10 |  | 129 | 15588.3515 | Per End Use Consumption | GSLD | 1 | 1 | 1 | 1 | 1 | 1 | 1 | 1 | 1 | 1 | 1 | 1 | CofNgsld806 | CofN | gsld | 806 | 3.4722 | 419.5804 | [30 empty] | 0 | 0 | 0
806 | Refrigeration | Controls | Restaurants | Existing | Refrigerated Display Case Lighting Controls | 0.0081597 | 0.0065393 |  | 57.87 | 1 | 0.80142 | 7092.1986 | 10 |  | 129 | 15809.4629 | Per End Use Consumption | GSLD | 1 | 1 | 1 | 1 | 1 | 1 | 1 | 1 | 1 | 1 | 1 | 1 | CreEgsld806 | CreE | gsld | 806 | 3.4722 | 425.5319 | [30 empty] | 0 | 0 | 0
806 | Refrigeration | Controls | Restaurants | New | Refrigerated Display Case Lighting Controls | 0.0081597 | 0.0065393 |  | 57.87 | 1 | 0.80142 | 7092.1986 | 10 |  | 129 | 15809.4629 | Per End Use Consumption | GSLD | 1 | 1 | 1 | 1 | 1 | 1 | 1 | 1 | 1 | 1 | 1 | 1 | CreNgsld806 | CreN | gsld | 806 | 3.4722 | 425.5319 | [30 empty] | 0 | 0 | 0
806 | Refrigeration | Controls | Retail | Existing | Refrigerated Display Case Lighting Controls | 0.0086805 | 0.0068865 |  | 57.87 | 1 | 0.79333 | 6666.6667 | 10 |  | 129 | 14860.8951 | Per End Use Consumption | GSLD | 1 | 1 | 1 | 1 | 1 | 1 | 1 | 1 | 1 | 1 | 1 | 1 | CrtEgsld806 | CrtE | gsld | 806 | 3.4722 | 400 | [30 empty] | 0 | 0 | 0
806 | Refrigeration | Controls | Retail | New | Refrigerated Display Case Lighting Controls | 0.0086805 | 0.0068865 |  | 57.87 | 1 | 0.79333 | 6666.6667 | 10 |  | 129 | 14860.8951 | Per End Use Consumption | GSLD | 1 | 1 | 1 | 1 | 1 | 1 | 1 | 1 | 1 | 1 | 1 | 1 | CrtNgsld806 | CrtN | gsld | 806 | 3.4722 | 400 | [30 empty] | 0 | 0 | 0
806 | Refrigeration | Controls | Schools K-12 | Existing | Refrigerated Display Case Lighting Controls | 0.0082754 | 0.0067129 |  | 57.87 | 1 | 0.81119 | 6993.007 | 10 |  | 129 | 15588.3515 | Per End Use Consumption | GSLD | 1 | 1 | 1 | 1 | 1 | 1 | 1 | 1 | 1 | 1 | 1 | 1 | CscEgsld806 | CscE | gsld | 806 | 3.4722 | 419.5804 | [30 empty] | 0 | 0 | 0
806 | Refrigeration | Controls | Schools K-12 | New | Refrigerated Display Case Lighting Controls | 0.0082754 | 0.0067129 |  | 57.87 | 1 | 0.81119 | 6993.007 | 10 |  | 129 | 15588.3515 | Per End Use Consumption | GSLD | 1 | 1 | 1 | 1 | 1 | 1 | 1 | 1 | 1 | 1 | 1 | 1 | CscNgsld806 | CscN | gsld | 806 | 3.4722 | 419.5804 | [30 empty] | 0 | 0 | 0
806 | Refrigeration | Controls | Warehouse | Existing | Refrigerated Display Case Lighting Controls | 0.0082754 | 0.0067129 |  | 57.87 | 1 | 0.81119 | 6993.007 | 10 |  | 129 | 15588.3515 | Per End Use Consumption | GSLD | 1 | 1 | 1 | 1 | 1 | 1 | 1 | 1 | 1 | 1 | 1 | 1 | CwaEgsld806 | CwaE | gsld | 806 | 3.4722 | 419.5804 | [30 empty] | 0 | 0 | 0
806 | Refrigeration | Controls | Warehouse | New | Refrigerated Display Case Lighting Controls | 0.0082754 | 0.0067129 |  | 57.87 | 1 | 0.81119 | 6993.007 | 10 |  | 129 | 15588.3515 | Per End Use Consumption | GSLD | 1 | 1 | 1 | 1 | 1 | 1 | 1 | 1 | 1 | 1 | 1 | 1 | CwaNgsld806 | CwaN | gsld | 806 | 3.4722 | 419.5804 | [30 empty] | 0 | 0 | 0
807 | Refrigeration | Controls | Assembly | Existing | Refrigeration Commissioning | 0.16406 | 0.13016 |  | 1093.76 | 1 | 0.79333 | 6666.6667 | 5 |  | 3740.4 | 22798.4201 | Per End Use Consumption | GSLD | 1 | 1 | 1 | 1 | 1 | 1 | 1 | 1 | 1 | 1 | 1 | 1 | CasEgsld807 | CasE | gsld | 807 | 54.9978 | 335.2213 | [30 empty] | 0 | 0 | 0
807 | Refrigeration | Controls | Assembly | New | Refrigeration Commissioning | 0.16406 | 0.13016 |  | 1093.76 | 1 | 0.79333 | 6666.6667 | 5 |  | 3740.4 | 22798.4201 | Per End Use Consumption | GSLD | 1 | 1 | 1 | 1 | 1 | 1 | 1 | 1 | 1 | 1 | 1 | 1 | CasNgsld807 | CasN | gsld | 807 | 54.9978 | 335.2213 | [30 empty] | 0 | 0 | 0
807 | Refrigeration | Controls | College and University | Existing | Refrigeration Commissioning | 0.14607 | 0.11588 |  | 973.81 | 1 | 0.79333 | 6666.6667 | 5 |  | 5853.12 | 40070.2396 | Per End Use Consumption | GSLD | 1 | 1 | 1 | 1 | 1 | 1 | 1 | 1 | 1 | 1 | 1 | 1 | CcoEgsld807 | CcoE | gsld | 807 | 48.9663 | 335.2213 | [30 empty] | 0 | 0 | 0
807 | Refrigeration | Controls | College and University | New | Refrigeration Commissioning | 0.14607 | 0.11588 |  | 973.81 | 1 | 0.79333 | 6666.6667 | 5 |  | 5853.12 | 40070.2396 | Per End Use Consumption | GSLD | 1 | 1 | 1 | 1 | 1 | 1 | 1 | 1 | 1 | 1 | 1 | 1 | CcoNgsld807 | CcoN | gsld | 807 | 48.9663 | 335.2213 | [30 empty] | 0 | 0 | 0
807 | Refrigeration | Controls | Data Center | Existing | Refrigeration Commissioning | 1.8983 | 1.5399 |  | 13275.07 | 1 | 0.81119 | 6993.007 | 5 |  | 25076.88 | 13209.9339 | Per End Use Consumption | GSLD | 1 | 1 | 1 | 1 | 1 | 1 | 1 | 1 | 1 | 1 | 1 | 1 | CdaEgsld807 | CdaE | gsld | 807 | 667.513 | 351.6308 | [30 empty] | 0 | 0 | 0
807 | Refrigeration | Controls | Data Center | New | Refrigeration Commissioning | 1.8983 | 1.5399 |  | 13275.07 | 1 | 0.81119 | 6993.007 | 5 |  | 25076.88 | 13209.9339 | Per End Use Consumption | GSLD | 1 | 1 | 1 | 1 | 1 | 1 | 1 | 1 | 1 | 1 | 1 | 1 | CdaNgsld807 | CdaN | gsld | 807 | 667.513 | 351.6308 | [30 empty] | 0 | 0 | 0
807 | Refrigeration | Controls | Grocery | Existing | Refrigeration Commissioning | 1.5491 | 1.2289 |  | 10327.25 | 1 | 0.79333 | 6666.6667 | 5 |  | 639.12 | 412.5784 | Per End Use Consumption | GSLD | 1 | 1 | 1 | 1 | 1 | 1 | 1 | 1 | 1 | 1 | 1 | 1 | CgrEgsld807 | CgrE | gsld | 807 | 519.2872 | 335.2213 | [30 empty] | 18.533 | 2.7767 | 2.1965
807 | Refrigeration | Controls | Grocery | New | Refrigeration Commissioning | 1.5491 | 1.2289 |  | 10327.25 | 1 | 0.79333 | 6666.6667 | 5 |  | 639.12 | 412.5784 | Per End Use Consumption | GSLD | 1 | 1 | 1 | 1 | 1 | 1 | 1 | 1 | 1 | 1 | 1 | 1 | CgrNgsld807 | CgrN | gsld | 807 | 519.2872 | 335.2213 | [30 empty] | 0.087202 | 0.013065 | 0.010335
807 | Refrigeration | Controls | Healthcare | Existing | Refrigeration Commissioning | 0.065736 | 0.052151 |  | 438.24 | 1 | 0.79333 | 6666.6667 | 5 |  | 2287.44 | 34797.3713 | Per End Use Consumption | GSLD | 1 | 1 | 1 | 1 | 1 | 1 | 1 | 1 | 1 | 1 | 1 | 1 | CheEgsld807 | CheE | gsld | 807 | 22.0361 | 335.2213 | [30 empty] | 0 | 0 | 0
807 | Refrigeration | Controls | Healthcare | New | Refrigeration Commissioning | 0.065736 | 0.052151 |  | 438.24 | 1 | 0.79333 | 6666.6667 | 5 |  | 2287.44 | 34797.3713 | Per End Use Consumption | GSLD | 1 | 1 | 1 | 1 | 1 | 1 | 1 | 1 | 1 | 1 | 1 | 1 | CheNgsld807 | CheN | gsld | 807 | 22.0361 | 335.2213 | [30 empty] | 0 | 0 | 0
807 | Refrigeration | Controls | Hospitals | Existing | Refrigeration Commissioning | 5.0989 | 4.0451 |  | 33992.42 | 1 | 0.79333 | 6666.6667 | 5 |  | 45250.32 | 8874.5903 | Per End Use Consumption | GSLD | 1 | 1 | 1 | 1 | 1 | 1 | 1 | 1 | 1 | 1 | 1 | 1 | ChoEgsld807 | ChoE | gsld | 807 | 1709.2477 | 335.2213 | [30 empty] | 0 | 0 | 0
807 | Refrigeration | Controls | Hospitals | New | Refrigeration Commissioning | 5.0989 | 4.0451 |  | 33992.42 | 1 | 0.79333 | 6666.6667 | 5 |  | 45250.32 | 8874.5903 | Per End Use Consumption | GSLD | 1 | 1 | 1 | 1 | 1 | 1 | 1 | 1 | 1 | 1 | 1 | 1 | ChoNgsld807 | ChoN | gsld | 807 | 1709.2477 | 335.2213 | [30 empty] | 0 | 0 | 0
807 | Refrigeration | Controls | Institutional | Existing | Refrigeration Commissioning | 0.10339 | 0.083866 |  | 722.98 | 1 | 0.81119 | 6993.007 | 5 |  | 2987.52 | 28896.7167 | Per End Use Consumption | GSLD | 1 | 1 | 1 | 1 | 1 | 1 | 1 | 1 | 1 | 1 | 1 | 1 | CinEgsld807 | CinE | gsld | 807 | 36.3537 | 351.6308 | [30 empty] | 0 | 0 | 0
807 | Refrigeration | Controls | Institutional | New | Refrigeration Commissioning | 0.10339 | 0.083866 |  | 722.98 | 1 | 0.81119 | 6993.007 | 5 |  | 2987.52 | 28896.7167 | Per End Use Consumption | GSLD | 1 | 1 | 1 | 1 | 1 | 1 | 1 | 1 | 1 | 1 | 1 | 1 | CinNgsld807 | CinN | gsld | 807 | 36.3537 | 351.6308 | [30 empty] | 0 | 0 | 0
807 | Refrigeration | Controls | Lodging/Hospitality | Existing | Refrigeration Commissioning | 1.7579 | 1.3946 |  | 11719.26 | 1 | 0.79333 | 6666.6667 | 5 |  | 10423.68 | 5929.6577 | Per End Use Consumption | GSLD | 1 | 1 | 1 | 1 | 1 | 1 | 1 | 1 | 1 | 1 | 1 | 1 | CloEgsld807 | CloE | gsld | 807 | 589.2819 | 335.2213 | [30 empty] | 0 | 0 | 0
807 | Refrigeration | Controls | Lodging/Hospitality | New | Refrigeration Commissioning | 1.7579 | 1.3946 |  | 11719.26 | 1 | 0.79333 | 6666.6667 | 5 |  | 10423.68 | 5929.6577 | Per End Use Consumption | GSLD | 1 | 1 | 1 | 1 | 1 | 1 | 1 | 1 | 1 | 1 | 1 | 1 | CloNgsld807 | CloN | gsld | 807 | 589.2819 | 335.2213 | [30 empty] | 0 | 0 | 0
807 | Refrigeration | Controls | Miscellaneous | Existing | Refrigeration Commissioning | 0.0058487 | 0.0047444 |  | 40.9 | 1 | 0.81119 | 6993.007 | 5 |  | 8113.2 | 1387180.0571 | Per End Use Consumption | GSLD | 1 | 1 | 1 | 1 | 1 | 1 | 1 | 1 | 1 | 1 | 1 | 1 | CmiEgsld807 | CmiE | gsld | 807 | 2.0566 | 351.6308 | [30 empty] | 0 | 0 | 0
807 | Refrigeration | Controls | Miscellaneous | New | Refrigeration Commissioning | 0.0058487 | 0.0047444 |  | 40.9 | 1 | 0.81119 | 6993.007 | 5 |  | 8113.2 | 1387180.0571 | Per End Use Consumption | GSLD | 1 | 1 | 1 | 1 | 1 | 1 | 1 | 1 | 1 | 1 | 1 | 1 | CmiNgsld807 | CmiN | gsld | 807 | 2.0566 | 351.6308 | [30 empty] | 0 | 0 | 0
807 | Refrigeration | Controls | Offices | Existing | Refrigeration Commissioning | 0.15947 | 0.12936 |  | 1115.19 | 1 | 0.81119 | 6993.007 | 5 |  | 4253.76 | 26673.9958 | Per End Use Consumption | GSLD | 1 | 1 | 1 | 1 | 1 | 1 | 1 | 1 | 1 | 1 | 1 | 1 | CofEgsld807 | CofE | gsld | 807 | 56.0753 | 351.6308 | [30 empty] | 0 | 0 | 0
807 | Refrigeration | Controls | Offices | New | Refrigeration Commissioning | 0.15947 | 0.12936 |  | 1115.19 | 1 | 0.81119 | 6993.007 | 5 |  | 4253.76 | 26673.9958 | Per End Use Consumption | GSLD | 1 | 1 | 1 | 1 | 1 | 1 | 1 | 1 | 1 | 1 | 1 | 1 | CofNgsld807 | CofN | gsld | 807 | 56.0753 | 351.6308 | [30 empty] | 0 | 0 | 0
807 | Refrigeration | Controls | Restaurants | Existing | Refrigeration Commissioning | 1.128 | 0.90402 |  | 8000.22 | 1 | 0.80142 | 7092.1986 | 5 |  | 1197.6 | 1061.6729 | Per End Use Consumption | GSLD | 1 | 1 | 1 | 1 | 1 | 1 | 1 | 1 | 1 | 1 | 1 | 1 | CreEgsld807 | CreE | gsld | 807 | 402.2767 | 356.6184 | [30 empty] | 0 | 0 | 0
807 | Refrigeration | Controls | Restaurants | New | Refrigeration Commissioning | 1.128 | 0.90402 |  | 8000.22 | 1 | 0.80142 | 7092.1986 | 5 |  | 1197.6 | 1061.6729 | Per End Use Consumption | GSLD | 1 | 1 | 1 | 1 | 1 | 1 | 1 | 1 | 1 | 1 | 1 | 1 | CreNgsld807 | CreN | gsld | 807 | 402.2767 | 356.6184 | [30 empty] | 0 | 0 | 0
807 | Refrigeration | Controls | Retail | Existing | Refrigeration Commissioning | 0.99949 | 0.79293 |  | 6663.26 | 1 | 0.79333 | 6666.6667 | 5 |  | 5600.16 | 5603.0231 | Per End Use Consumption | GSLD | 1 | 1 | 1 | 1 | 1 | 1 | 1 | 1 | 1 | 1 | 1 | 1 | CrtEgsld807 | CrtE | gsld | 807 | 335.05 | 335.2213 | [30 empty] | 0 | 0 | 0
807 | Refrigeration | Controls | Retail | New | Refrigeration Commissioning | 0.99949 | 0.79293 |  | 6663.26 | 1 | 0.79333 | 6666.6667 | 5 |  | 5600.16 | 5603.0231 | Per End Use Consumption | GSLD | 1 | 1 | 1 | 1 | 1 | 1 | 1 | 1 | 1 | 1 | 1 | 1 | CrtNgsld807 | CrtN | gsld | 807 | 335.05 | 335.2213 | [30 empty] | 0 | 0 | 0
807 | Refrigeration | Controls | Schools K-12 | Existing | Refrigeration Commissioning | 0.16616 | 0.13479 |  | 1161.97 | 1 | 0.81119 | 6993.007 | 5 |  | 7947.36 | 47829.0696 | Per End Use Consumption | GSLD | 1 | 1 | 1 | 1 | 1 | 1 | 1 | 1 | 1 | 1 | 1 | 1 | CscEgsld807 | CscE | gsld | 807 | 58.4276 | 351.6308 | [30 empty] | 0 | 0 | 0
807 | Refrigeration | Controls | Schools K-12 | New | Refrigeration Commissioning | 0.16616 | 0.13479 |  | 1161.97 | 1 | 0.81119 | 6993.007 | 5 |  | 7947.36 | 47829.0696 | Per End Use Consumption | GSLD | 1 | 1 | 1 | 1 | 1 | 1 | 1 | 1 | 1 | 1 | 1 | 1 | CscNgsld807 | CscN | gsld | 807 | 58.4276 | 351.6308 | [30 empty] | 0 | 0 | 0
807 | Refrigeration | Controls | Warehouse | Existing | Refrigeration Commissioning | 0.047969 | 0.038912 |  | 335.45 | 1 | 0.81119 | 6993.007 | 5 |  | 4752.48 | 99073.2624 | Per End Use Consumption | GSLD | 1 | 1 | 1 | 1 | 1 | 1 | 1 | 1 | 1 | 1 | 1 | 1 | CwaEgsld807 | CwaE | gsld | 807 | 16.8675 | 351.6308 | [30 empty] | 0 | 0 | 0
807 | Refrigeration | Controls | Warehouse | New | Refrigeration Commissioning | 0.047969 | 0.038912 |  | 335.45 | 1 | 0.81119 | 6993.007 | 5 |  | 4752.48 | 99073.2624 | Per End Use Consumption | GSLD | 1 | 1 | 1 | 1 | 1 | 1 | 1 | 1 | 1 | 1 | 1 | 1 | CwaNgsld807 | CwaN | gsld | 807 | 16.8675 | 351.6308 | [30 empty] | 0 | 0 | 0
808 | Refrigeration | Controls | Assembly | Existing | VSD Controlled Compressor | 0.67795 | 0.53784 |  | 4519.65 | 1 | 0.79333 | 6666.6667 | 13 |  | 3060 | 4513.6238 | Per End Use Consumption | GSLD | 1 | 1 | 1 | 1 | 1 | 1 | 1 | 1 | 1 | 1 | 1 | 1 | CasEgsld808 | CasE | gsld | 808 | 227.2625 | 335.2213 | [30 empty] | 0 | 0 | 0
808 | Refrigeration | Controls | Assembly | New | VSD Controlled Compressor | 0.67795 | 0.53784 |  | 4519.65 | 1 | 0.79333 | 6666.6667 | 13 |  | 3060 | 4513.6238 | Per End Use Consumption | GSLD | 1 | 1 | 1 | 1 | 1 | 1 | 1 | 1 | 1 | 1 | 1 | 1 | CasNgsld808 | CasN | gsld | 808 | 227.2625 | 335.2213 | [30 empty] | 0 | 0 | 0
808 | Refrigeration | Controls | College and University | Existing | VSD Controlled Compressor | 0.6036 | 0.47886 |  | 4024.02 | 1 | 0.79333 | 6666.6667 | 13 |  | 3060 | 5069.5573 | Per End Use Consumption | GSLD | 1 | 1 | 1 | 1 | 1 | 1 | 1 | 1 | 1 | 1 | 1 | 1 | CcoEgsld808 | CcoE | gsld | 808 | 202.3406 | 335.2213 | [30 empty] | 0 | 0 | 0
808 | Refrigeration | Controls | College and University | New | VSD Controlled Compressor | 0.6036 | 0.47886 |  | 4024.02 | 1 | 0.79333 | 6666.6667 | 13 |  | 3060 | 5069.5573 | Per End Use Consumption | GSLD | 1 | 1 | 1 | 1 | 1 | 1 | 1 | 1 | 1 | 1 | 1 | 1 | CcoNgsld808 | CcoN | gsld | 808 | 202.3406 | 335.2213 | [30 empty] | 0 | 0 | 0
808 | Refrigeration | Controls | Data Center | Existing | VSD Controlled Compressor | 1.0688 | 0.86704 |  | 7474.44 | 1 | 0.81119 | 6993.007 | 13 |  | 3060 | 2862.9036 | Per End Use Consumption | GSLD | 1 | 1 | 1 | 1 | 1 | 1 | 1 | 1 | 1 | 1 | 1 | 1 | CdaEgsld808 | CdaE | gsld | 808 | 375.8388 | 351.6308 | [30 empty] | 0 | 0 | 0
808 | Refrigeration | Controls | Data Center | New | VSD Controlled Compressor | 1.0688 | 0.86704 |  | 7474.44 | 1 | 0.81119 | 6993.007 | 13 |  | 3060 | 2862.9036 | Per End Use Consumption | GSLD | 1 | 1 | 1 | 1 | 1 | 1 | 1 | 1 | 1 | 1 | 1 | 1 | CdaNgsld808 | CdaN | gsld | 808 | 375.8388 | 351.6308 | [30 empty] | 0 | 0 | 0
808 | Refrigeration | Controls | Grocery | Existing | VSD Controlled Compressor | 1.1212 | 0.88946 |  | 7474.44 | 1 | 0.79333 | 6666.6667 | 13 |  | 3060 | 2729.3015 | Per End Use Consumption | GSLD | 1 | 1 | 1 | 1 | 1 | 1 | 1 | 1 | 1 | 1 | 1 | 1 | CgrEgsld808 | CgrE | gsld | 808 | 375.8388 | 335.2213 | [30 empty] | 6.0168 | 0.90146 | 0.7131
808 | Refrigeration | Controls | Grocery | New | VSD Controlled Compressor | 1.1212 | 0.88946 |  | 7474.44 | 1 | 0.79333 | 6666.6667 | 13 |  | 3060 | 2729.3015 | Per End Use Consumption | GSLD | 1 | 1 | 1 | 1 | 1 | 1 | 1 | 1 | 1 | 1 | 1 | 1 | CgrNgsld808 | CgrN | gsld | 808 | 375.8388 | 335.2213 | [30 empty] | 0.02831 | 0.0042415 | 0.0033553
808 | Refrigeration | Controls | Healthcare | Existing | VSD Controlled Compressor | 0.27163 | 0.2155 |  | 1810.89 | 1 | 0.79333 | 6666.6667 | 13 |  | 3060 | 11265.179 | Per End Use Consumption | GSLD | 1 | 1 | 1 | 1 | 1 | 1 | 1 | 1 | 1 | 1 | 1 | 1 | CheEgsld808 | CheE | gsld | 808 | 91.0573 | 335.2213 | [30 empty] | 0 | 0 | 0
808 | Refrigeration | Controls | Healthcare | New | VSD Controlled Compressor | 0.27163 | 0.2155 |  | 1810.89 | 1 | 0.79333 | 6666.6667 | 13 |  | 3060 | 11265.179 | Per End Use Consumption | GSLD | 1 | 1 | 1 | 1 | 1 | 1 | 1 | 1 | 1 | 1 | 1 | 1 | CheNgsld808 | CheN | gsld | 808 | 91.0573 | 335.2213 | [30 empty] | 0 | 0 | 0
808 | Refrigeration | Controls | Hospitals | Existing | VSD Controlled Compressor | 1.1212 | 0.88946 |  | 7474.44 | 1 | 0.79333 | 6666.6667 | 13 |  | 3060 | 2729.3015 | Per End Use Consumption | GSLD | 1 | 1 | 1 | 1 | 1 | 1 | 1 | 1 | 1 | 1 | 1 | 1 | ChoEgsld808 | ChoE | gsld | 808 | 375.8388 | 335.2213 | [30 empty] | 0 | 0 | 0
808 | Refrigeration | Controls | Hospitals | New | VSD Controlled Compressor | 1.1212 | 0.88946 |  | 7474.44 | 1 | 0.79333 | 6666.6667 | 13 |  | 3060 | 2729.3015 | Per End Use Consumption | GSLD | 1 | 1 | 1 | 1 | 1 | 1 | 1 | 1 | 1 | 1 | 1 | 1 | ChoNgsld808 | ChoN | gsld | 808 | 375.8388 | 335.2213 | [30 empty] | 0 | 0 | 0
808 | Refrigeration | Controls | Institutional | Existing | VSD Controlled Compressor | 0.42722 | 0.34655 |  | 2987.52 | 1 | 0.81119 | 6993.007 | 13 |  | 3060 | 7162.6638 | Per End Use Consumption | GSLD | 1 | 1 | 1 | 1 | 1 | 1 | 1 | 1 | 1 | 1 | 1 | 1 | CinEgsld808 | CinE | gsld | 808 | 150.2221 | 351.6308 | [30 empty] | 0 | 0 | 0
808 | Refrigeration | Controls | Institutional | New | VSD Controlled Compressor | 0.42722 | 0.34655 |  | 2987.52 | 1 | 0.81119 | 6993.007 | 13 |  | 3060 | 7162.6638 | Per End Use Consumption | GSLD | 1 | 1 | 1 | 1 | 1 | 1 | 1 | 1 | 1 | 1 | 1 | 1 | CinNgsld808 | CinN | gsld | 808 | 150.2221 | 351.6308 | [30 empty] | 0 | 0 | 0
808 | Refrigeration | Controls | Lodging/Hospitality | Existing | VSD Controlled Compressor | 1.1212 | 0.88946 |  | 7474.44 | 1 | 0.79333 | 6666.6667 | 13 |  | 3060 | 2729.3015 | Per End Use Consumption | GSLD | 1 | 1 | 1 | 1 | 1 | 1 | 1 | 1 | 1 | 1 | 1 | 1 | CloEgsld808 | CloE | gsld | 808 | 375.8388 | 335.2213 | [30 empty] | 0 | 0 | 0
808 | Refrigeration | Controls | Lodging/Hospitality | New | VSD Controlled Compressor | 1.1212 | 0.88946 |  | 7474.44 | 1 | 0.79333 | 6666.6667 | 13 |  | 3060 | 2729.3015 | Per End Use Consumption | GSLD | 1 | 1 | 1 | 1 | 1 | 1 | 1 | 1 | 1 | 1 | 1 | 1 | CloNgsld808 | CloN | gsld | 808 | 375.8388 | 335.2213 | [30 empty] | 0 | 0 | 0
808 | Refrigeration | Controls | Miscellaneous | Existing | VSD Controlled Compressor | 0.02417 | 0.019606 |  | 169.02 | 1 | 0.81119 | 6993.007 | 13 |  | 3060 | 126603.9605 | Per End Use Consumption | GSLD | 1 | 1 | 1 | 1 | 1 | 1 | 1 | 1 | 1 | 1 | 1 | 1 | CmiEgsld808 | CmiE | gsld | 808 | 8.4989 | 351.6308 | [30 empty] | 0 | 0 | 0
808 | Refrigeration | Controls | Miscellaneous | New | VSD Controlled Compressor | 0.02417 | 0.019606 |  | 169.02 | 1 | 0.81119 | 6993.007 | 13 |  | 3060 | 126603.9605 | Per End Use Consumption | GSLD | 1 | 1 | 1 | 1 | 1 | 1 | 1 | 1 | 1 | 1 | 1 | 1 | CmiNgsld808 | CmiN | gsld | 808 | 8.4989 | 351.6308 | [30 empty] | 0 | 0 | 0
808 | Refrigeration | Controls | Offices | Existing | VSD Controlled Compressor | 0.65898 | 0.53456 |  | 4608.24 | 1 | 0.81119 | 6993.007 | 13 |  | 3060 | 4643.5519 | Per End Use Consumption | GSLD | 1 | 1 | 1 | 1 | 1 | 1 | 1 | 1 | 1 | 1 | 1 | 1 | CofEgsld808 | CofE | gsld | 808 | 231.7171 | 351.6308 | [30 empty] | 0 | 0 | 0
808 | Refrigeration | Controls | Offices | New | VSD Controlled Compressor | 0.65898 | 0.53456 |  | 4608.24 | 1 | 0.81119 | 6993.007 | 13 |  | 3060 | 4643.5519 | Per End Use Consumption | GSLD | 1 | 1 | 1 | 1 | 1 | 1 | 1 | 1 | 1 | 1 | 1 | 1 | CofNgsld808 | CofN | gsld | 808 | 231.7171 | 351.6308 | [30 empty] | 0 | 0 | 0
808 | Refrigeration | Controls | Restaurants | Existing | VSD Controlled Compressor | 1.0539 | 0.84461 |  | 7474.44 | 1 | 0.80142 | 7092.1986 | 13 |  | 3060 | 2903.5122 | Per End Use Consumption | GSLD | 1 | 1 | 1 | 1 | 1 | 1 | 1 | 1 | 1 | 1 | 1 | 1 | CreEgsld808 | CreE | gsld | 808 | 375.8388 | 356.6184 | [30 empty] | 0 | 0 | 0
808 | Refrigeration | Controls | Restaurants | New | VSD Controlled Compressor | 1.0539 | 0.84461 |  | 7474.44 | 1 | 0.80142 | 7092.1986 | 13 |  | 3060 | 2903.5122 | Per End Use Consumption | GSLD | 1 | 1 | 1 | 1 | 1 | 1 | 1 | 1 | 1 | 1 | 1 | 1 | CreNgsld808 | CreN | gsld | 808 | 375.8388 | 356.6184 | [30 empty] | 0 | 0 | 0
808 | Refrigeration | Controls | Retail | Existing | VSD Controlled Compressor | 1.1212 | 0.88946 |  | 7474.44 | 1 | 0.79333 | 6666.6667 | 13 |  | 3060 | 2729.3015 | Per End Use Consumption | GSLD | 1 | 1 | 1 | 1 | 1 | 1 | 1 | 1 | 1 | 1 | 1 | 1 | CrtEgsld808 | CrtE | gsld | 808 | 375.8388 | 335.2213 | [30 empty] | 0 | 0 | 0
808 | Refrigeration | Controls | Retail | New | VSD Controlled Compressor | 1.1212 | 0.88946 |  | 7474.44 | 1 | 0.79333 | 6666.6667 | 13 |  | 3060 | 2729.3015 | Per End Use Consumption | GSLD | 1 | 1 | 1 | 1 | 1 | 1 | 1 | 1 | 1 | 1 | 1 | 1 | CrtNgsld808 | CrtN | gsld | 808 | 375.8388 | 335.2213 | [30 empty] | 0 | 0 | 0
808 | Refrigeration | Controls | Schools K-12 | Existing | VSD Controlled Compressor | 0.68662 | 0.55698 |  | 4801.53 | 1 | 0.81119 | 6993.007 | 13 |  | 3060 | 4456.6214 | Per End Use Consumption | GSLD | 1 | 1 | 1 | 1 | 1 | 1 | 1 | 1 | 1 | 1 | 1 | 1 | CscEgsld808 | CscE | gsld | 808 | 241.4363 | 351.6308 | [30 empty] | 0 | 0 | 0
808 | Refrigeration | Controls | Schools K-12 | New | VSD Controlled Compressor | 0.68662 | 0.55698 |  | 4801.53 | 1 | 0.81119 | 6993.007 | 13 |  | 3060 | 4456.6214 | Per End Use Consumption | GSLD | 1 | 1 | 1 | 1 | 1 | 1 | 1 | 1 | 1 | 1 | 1 | 1 | CscNgsld808 | CscN | gsld | 808 | 241.4363 | 351.6308 | [30 empty] | 0 | 0 | 0
808 | Refrigeration | Controls | Warehouse | Existing | VSD Controlled Compressor | 0.19822 | 0.16079 |  | 1386.14 | 1 | 0.81119 | 6993.007 | 13 |  | 3060 | 15437.547 | Per End Use Consumption | GSLD | 1 | 1 | 1 | 1 | 1 | 1 | 1 | 1 | 1 | 1 | 1 | 1 | CwaEgsld808 | CwaE | gsld | 808 | 69.6996 | 351.6308 | [30 empty] | 0 | 0 | 0
808 | Refrigeration | Controls | Warehouse | New | VSD Controlled Compressor | 0.19822 | 0.16079 |  | 1386.14 | 1 | 0.81119 | 6993.007 | 13 |  | 3060 | 15437.547 | Per End Use Consumption | GSLD | 1 | 1 | 1 | 1 | 1 | 1 | 1 | 1 | 1 | 1 | 1 | 1 | CwaNgsld808 | CwaN | gsld | 808 | 69.6996 | 351.6308 | [30 empty] | 0 | 0 | 0
809 | Refrigeration | Economizer | Assembly | Existing | Refrigeration Economizer | 0.37965 | 0.30119 |  | 2531 | 1 | 0.79333 | 6666.6667 | 15 |  | 1692 | 4456.7365 | Per Ton | GSLD | 0.57723 | 0.60437 | 0.83705 | 1.097 | 1.2026 | 1.2026 | 1.289 | 1.2891 | 1.2453 | 1.1192 | 0.77553 | 0.85362 | CasEgsld809 | CasE | gsld | 809 | 151.86 | 400 | [30 empty] | 0 | 0 | 0
809 | Refrigeration | Economizer | Assembly | New | Refrigeration Economizer | 0.37965 | 0.30119 |  | 2531 | 1 | 0.79333 | 6666.6667 | 15 |  | 1692 | 4456.7365 | Per Ton | GSLD | 0.57723 | 0.60437 | 0.83705 | 1.097 | 1.2026 | 1.2026 | 1.289 | 1.2891 | 1.2453 | 1.1192 | 0.77553 | 0.85362 | CasNgsld809 | CasN | gsld | 809 | 151.86 | 400 | [30 empty] | 0 | 0 | 0
809 | Refrigeration | Economizer | College and University | Existing | Refrigeration Economizer | 0.33802 | 0.26816 |  | 2253.45 | 1 | 0.79333 | 6666.6667 | 15 |  | 1692 | 5005.658 | Per Ton | GSLD | 0.57723 | 0.60437 | 0.83705 | 1.097 | 1.2026 | 1.2026 | 1.289 | 1.2891 | 1.2453 | 1.1192 | 0.77553 | 0.85362 | CcoEgsld809 | CcoE | gsld | 809 | 135.207 | 400 | [30 empty] | 0 | 0 | 0
809 | Refrigeration | Economizer | College and University | New | Refrigeration Economizer | 0.33802 | 0.26816 |  | 2253.45 | 1 | 0.79333 | 6666.6667 | 15 |  | 1692 | 5005.658 | Per Ton | GSLD | 0.57723 | 0.60437 | 0.83705 | 1.097 | 1.2026 | 1.2026 | 1.289 | 1.2891 | 1.2453 | 1.1192 | 0.77553 | 0.85362 | CcoNgsld809 | CcoN | gsld | 809 | 135.207 | 400 | [30 empty] | 0 | 0 | 0
809 | Refrigeration | Economizer | Data Center | Existing | Refrigeration Economizer | 4.3928 | 3.5634 |  | 30719.18 | 1 | 0.81119 | 6993.007 | 15 |  | 1692 | 385.172 | Per Ton | GSLD | 0.57723 | 0.60437 | 0.83705 | 1.097 | 1.2026 | 1.2026 | 1.289 | 1.2891 | 1.2453 | 1.1192 | 0.77553 | 0.85362 | CdaEgsld809 | CdaE | gsld | 809 | 1843.1508 | 419.5804 | [30 empty] | 0 | 0 | 0
809 | Refrigeration | Economizer | Data Center | New | Refrigeration Economizer | 4.3928 | 3.5634 |  | 30719.18 | 1 | 0.81119 | 6993.007 | 15 |  | 1692 | 385.172 | Per Ton | GSLD | 0.57723 | 0.60437 | 0.83705 | 1.097 | 1.2026 | 1.2026 | 1.289 | 1.2891 | 1.2453 | 1.1192 | 0.77553 | 0.85362 | CdaNgsld809 | CdaN | gsld | 809 | 1843.1508 | 419.5804 | [30 empty] | 0 | 0 | 0
809 | Refrigeration | Economizer | Grocery | Existing | Refrigeration Economizer | 3.5847 | 2.8438 |  | 23897.76 | 1 | 0.79333 | 6666.6667 | 15 |  | 1692 | 472.0108 | Per Ton | GSLD | 0.57723 | 0.60437 | 0.83705 | 1.097 | 1.2026 | 1.2026 | 1.289 | 1.2891 | 1.2453 | 1.1192 | 0.77553 | 0.85362 | CgrEgsld809 | CgrE | gsld | 809 | 1433.8656 | 400 | [30 empty] | 65.7105 | 9.845 | 7.788
809 | Refrigeration | Economizer | Grocery | New | Refrigeration Economizer | 3.5847 | 2.8438 |  | 23897.76 | 1 | 0.79333 | 6666.6667 | 15 |  | 1692 | 472.0108 | Per Ton | GSLD | 0.57723 | 0.60437 | 0.83705 | 1.097 | 1.2026 | 1.2026 | 1.289 | 1.2891 | 1.2453 | 1.1192 | 0.77553 | 0.85362 | CgrNgsld809 | CgrN | gsld | 809 | 1433.8656 | 400 | [30 empty] | 0.90709 | 0.1359 | 0.10751
809 | Refrigeration | Economizer | Healthcare | Existing | Refrigeration Economizer | 0.15212 | 0.12068 |  | 1014.1 | 1 | 0.79333 | 6666.6667 | 15 |  | 1692 | 11123.1634 | Per Ton | GSLD | 0.57723 | 0.60437 | 0.83705 | 1.097 | 1.2026 | 1.2026 | 1.289 | 1.2891 | 1.2453 | 1.1192 | 0.77553 | 0.85362 | CheEgsld809 | CheE | gsld | 809 | 60.846 | 400 | [30 empty] | 0 | 0 | 0
809 | Refrigeration | Economizer | Healthcare | New | Refrigeration Economizer | 0.15212 | 0.12068 |  | 1014.1 | 1 | 0.79333 | 6666.6667 | 15 |  | 1692 | 11123.1634 | Per Ton | GSLD | 0.57723 | 0.60437 | 0.83705 | 1.097 | 1.2026 | 1.2026 | 1.289 | 1.2891 | 1.2453 | 1.1192 | 0.77553 | 0.85362 | CheNgsld809 | CheN | gsld | 809 | 60.846 | 400 | [30 empty] | 0 | 0 | 0
809 | Refrigeration | Economizer | Hospitals | Existing | Refrigeration Economizer | 11.799 | 9.3606 |  | 78660.14 | 1 | 0.79333 | 6666.6667 | 15 |  | 1692 | 143.4017 | Per Ton | GSLD | 0.57723 | 0.60437 | 0.83705 | 1.097 | 1.2026 | 1.2026 | 1.289 | 1.2891 | 1.2453 | 1.1192 | 0.77553 | 0.85362 | ChoEgsld809 | ChoE | gsld | 809 | 4719.6084 | 400 | [30 empty] | 0 | 0 | 0
809 | Refrigeration | Economizer | Hospitals | New | Refrigeration Economizer | 11.799 | 9.3606 |  | 78660.14 | 1 | 0.79333 | 6666.6667 | 15 |  | 1692 | 143.4017 | Per Ton | GSLD | 0.57723 | 0.60437 | 0.83705 | 1.097 | 1.2026 | 1.2026 | 1.289 | 1.2891 | 1.2453 | 1.1192 | 0.77553 | 0.85362 | ChoNgsld809 | ChoN | gsld | 809 | 4719.6084 | 400 | [30 empty] | 0 | 0 | 0
809 | Refrigeration | Economizer | Institutional | Existing | Refrigeration Economizer | 0.23924 | 0.19407 |  | 1673.01 | 1 | 0.81119 | 6993.007 | 15 |  | 1692 | 7072.3832 | Per Ton | GSLD | 0.57723 | 0.60437 | 0.83705 | 1.097 | 1.2026 | 1.2026 | 1.289 | 1.2891 | 1.2453 | 1.1192 | 0.77553 | 0.85362 | CinEgsld809 | CinE | gsld | 809 | 100.3806 | 419.5804 | [30 empty] | 0 | 0 | 0
809 | Refrigeration | Economizer | Institutional | New | Refrigeration Economizer | 0.23924 | 0.19407 |  | 1673.01 | 1 | 0.81119 | 6993.007 | 15 |  | 1692 | 7072.3832 | Per Ton | GSLD | 0.57723 | 0.60437 | 0.83705 | 1.097 | 1.2026 | 1.2026 | 1.289 | 1.2891 | 1.2453 | 1.1192 | 0.77553 | 0.85362 | CinNgsld809 | CinN | gsld | 809 | 100.3806 | 419.5804 | [30 empty] | 0 | 0 | 0
809 | Refrigeration | Economizer | Lodging/Hospitality | Existing | Refrigeration Economizer | 4.0678 | 3.2272 |  | 27118.94 | 1 | 0.79333 | 6666.6667 | 15 |  | 1692 | 415.9455 | Per Ton | GSLD | 0.57723 | 0.60437 | 0.83705 | 1.097 | 1.2026 | 1.2026 | 1.289 | 1.2891 | 1.2453 | 1.1192 | 0.77553 | 0.85362 | CloEgsld809 | CloE | gsld | 809 | 1627.1364 | 400 | [30 empty] | 0 | 0 | 0
809 | Refrigeration | Economizer | Lodging/Hospitality | New | Refrigeration Economizer | 4.0678 | 3.2272 |  | 27118.94 | 1 | 0.79333 | 6666.6667 | 15 |  | 1692 | 415.9455 | Per Ton | GSLD | 0.57723 | 0.60437 | 0.83705 | 1.097 | 1.2026 | 1.2026 | 1.289 | 1.2891 | 1.2453 | 1.1192 | 0.77553 | 0.85362 | CloNgsld809 | CloN | gsld | 809 | 1627.1364 | 400 | [30 empty] | 0 | 0 | 0
809 | Refrigeration | Economizer | Miscellaneous | Existing | Refrigeration Economizer | 0.013535 | 0.010979 |  | 94.65 | 1 | 0.81119 | 6993.007 | 15 |  | 1692 | 125009.6971 | Per Ton | GSLD | 0.57723 | 0.60437 | 0.83705 | 1.097 | 1.2026 | 1.2026 | 1.289 | 1.2891 | 1.2453 | 1.1192 | 0.77553 | 0.85362 | CmiEgsld809 | CmiE | gsld | 809 | 5.679 | 419.5804 | [30 empty] | 0 | 0 | 0
809 | Refrigeration | Economizer | Miscellaneous | New | Refrigeration Economizer | 0.013535 | 0.010979 |  | 94.65 | 1 | 0.81119 | 6993.007 | 15 |  | 1692 | 125009.6971 | Per Ton | GSLD | 0.57723 | 0.60437 | 0.83705 | 1.097 | 1.2026 | 1.2026 | 1.289 | 1.2891 | 1.2453 | 1.1192 | 0.77553 | 0.85362 | CmiNgsld809 | CmiN | gsld | 809 | 5.679 | 419.5804 | [30 empty] | 0 | 0 | 0
809 | Refrigeration | Economizer | Offices | Existing | Refrigeration Economizer | 0.36903 | 0.29935 |  | 2580.61 | 1 | 0.81119 | 6993.007 | 15 |  | 1692 | 4585.0275 | Per Ton | GSLD | 0.57723 | 0.60437 | 0.83705 | 1.097 | 1.2026 | 1.2026 | 1.289 | 1.2891 | 1.2453 | 1.1192 | 0.77553 | 0.85362 | CofEgsld809 | CofE | gsld | 809 | 154.8366 | 419.5804 | [30 empty] | 0 | 0 | 0
809 | Refrigeration | Economizer | Offices | New | Refrigeration Economizer | 0.36903 | 0.29935 |  | 2580.61 | 1 | 0.81119 | 6993.007 | 15 |  | 1692 | 4585.0275 | Per Ton | GSLD | 0.57723 | 0.60437 | 0.83705 | 1.097 | 1.2026 | 1.2026 | 1.289 | 1.2891 | 1.2453 | 1.1192 | 0.77553 | 0.85362 | CofNgsld809 | CofN | gsld | 809 | 154.8366 | 419.5804 | [30 empty] | 0 | 0 | 0
809 | Refrigeration | Economizer | Restaurants | Existing | Refrigeration Economizer | 2.6103 | 2.092 |  | 18512.9 | 1 | 0.80142 | 7092.1986 | 15 |  | 1692 | 648.1967 | Per Ton | GSLD | 0.57723 | 0.60437 | 0.83705 | 1.097 | 1.2026 | 1.2026 | 1.289 | 1.2891 | 1.2453 | 1.1192 | 0.77553 | 0.85362 | CreEgsld809 | CreE | gsld | 809 | 1110.774 | 425.5319 | [30 empty] | 0 | 0 | 0
809 | Refrigeration | Economizer | Restaurants | New | Refrigeration Economizer | 2.6103 | 2.092 |  | 18512.9 | 1 | 0.80142 | 7092.1986 | 15 |  | 1692 | 648.1967 | Per Ton | GSLD | 0.57723 | 0.60437 | 0.83705 | 1.097 | 1.2026 | 1.2026 | 1.289 | 1.2891 | 1.2453 | 1.1192 | 0.77553 | 0.85362 | CreNgsld809 | CreN | gsld | 809 | 1110.774 | 425.5319 | [30 empty] | 0 | 0 | 0
809 | Refrigeration | Economizer | Retail | Existing | Refrigeration Economizer | 2.3129 | 1.8349 |  | 15419.11 | 1 | 0.79333 | 6666.6667 | 15 |  | 1692 | 731.5597 | Per Ton | GSLD | 0.57723 | 0.60437 | 0.83705 | 1.097 | 1.2026 | 1.2026 | 1.289 | 1.2891 | 1.2453 | 1.1192 | 0.77553 | 0.85362 | CrtEgsld809 | CrtE | gsld | 809 | 925.1466 | 400 | [30 empty] | 0 | 0 | 0
809 | Refrigeration | Economizer | Retail | New | Refrigeration Economizer | 2.3129 | 1.8349 |  | 15419.11 | 1 | 0.79333 | 6666.6667 | 15 |  | 1692 | 731.5597 | Per Ton | GSLD | 0.57723 | 0.60437 | 0.83705 | 1.097 | 1.2026 | 1.2026 | 1.289 | 1.2891 | 1.2453 | 1.1192 | 0.77553 | 0.85362 | CrtNgsld809 | CrtN | gsld | 809 | 925.1466 | 400 | [30 empty] | 0 | 0 | 0
809 | Refrigeration | Economizer | Schools K-12 | Existing | Refrigeration Economizer | 0.38451 | 0.31191 |  | 2688.86 | 1 | 0.81119 | 6993.007 | 15 |  | 1692 | 4400.4403 | Per Ton | GSLD | 0.57723 | 0.60437 | 0.83705 | 1.097 | 1.2026 | 1.2026 | 1.289 | 1.2891 | 1.2453 | 1.1192 | 0.77553 | 0.85362 | CscEgsld809 | CscE | gsld | 809 | 161.3316 | 419.5804 | [30 empty] | 0 | 0 | 0
809 | Refrigeration | Economizer | Schools K-12 | New | Refrigeration Economizer | 0.38451 | 0.31191 |  | 2688.86 | 1 | 0.81119 | 6993.007 | 15 |  | 1692 | 4400.4403 | Per Ton | GSLD | 0.57723 | 0.60437 | 0.83705 | 1.097 | 1.2026 | 1.2026 | 1.289 | 1.2891 | 1.2453 | 1.1192 | 0.77553 | 0.85362 | CscNgsld809 | CscN | gsld | 809 | 161.3316 | 419.5804 | [30 empty] | 0 | 0 | 0
809 | Refrigeration | Economizer | Warehouse | Existing | Refrigeration Economizer | 0.111 | 0.090044 |  | 776.24 | 1 | 0.81119 | 6993.007 | 15 |  | 1692 | 15242.9247 | Per Ton | GSLD | 0.57723 | 0.60437 | 0.83705 | 1.097 | 1.2026 | 1.2026 | 1.289 | 1.2891 | 1.2453 | 1.1192 | 0.77553 | 0.85362 | CwaEgsld809 | CwaE | gsld | 809 | 46.5744 | 419.5804 | [30 empty] | 0 | 0 | 0
809 | Refrigeration | Economizer | Warehouse | New | Refrigeration Economizer | 0.111 | 0.090044 |  | 776.24 | 1 | 0.81119 | 6993.007 | 15 |  | 1692 | 15242.9247 | Per Ton | GSLD | 0.57723 | 0.60437 | 0.83705 | 1.097 | 1.2026 | 1.2026 | 1.289 | 1.2891 | 1.2453 | 1.1192 | 0.77553 | 0.85362 | CwaNgsld809 | CwaN | gsld | 809 | 46.5744 | 419.5804 | [30 empty] | 0 | 0 | 0
810 | Refrigeration | Insulation | Assembly | Existing | Suction Pipe Insulation - Freezers | 0.12825 | 0.10175 |  | 855 | 1 | 0.79333 | 6666.6667 | 15 |  | 44.2 | 344.6394 | Per End Use Consumption | GSLD | 1 | 1 | 1 | 1 | 1 | 1 | 1 | 1 | 1 | 1 | 1 | 1 | CasEgsld810 | CasE | gsld | 810 | 51.3 | 400 | [30 empty] | 0 | 0 | 0
810 | Refrigeration | Insulation | Assembly | New | Suction Pipe Insulation - Freezers | 0.12825 | 0.10175 |  | 855 | 1 | 0.79333 | 6666.6667 | 15 |  | 44.2 | 344.6394 | Per End Use Consumption | GSLD | 1 | 1 | 1 | 1 | 1 | 1 | 1 | 1 | 1 | 1 | 1 | 1 | CasNgsld810 | CasN | gsld | 810 | 51.3 | 400 | [30 empty] | 0 | 0 | 0
810 | Refrigeration | Insulation | College and University | Existing | Suction Pipe Insulation - Freezers | 0.12825 | 0.10175 |  | 855 | 1 | 0.79333 | 6666.6667 | 15 |  | 44.2 | 344.6394 | Per End Use Consumption | GSLD | 1 | 1 | 1 | 1 | 1 | 1 | 1 | 1 | 1 | 1 | 1 | 1 | CcoEgsld810 | CcoE | gsld | 810 | 51.3 | 400 | [30 empty] | 0 | 0 | 0
810 | Refrigeration | Insulation | College and University | New | Suction Pipe Insulation - Freezers | 0.12825 | 0.10175 |  | 855 | 1 | 0.79333 | 6666.6667 | 15 |  | 44.2 | 344.6394 | Per End Use Consumption | GSLD | 1 | 1 | 1 | 1 | 1 | 1 | 1 | 1 | 1 | 1 | 1 | 1 | CcoNgsld810 | CcoN | gsld | 810 | 51.3 | 400 | [30 empty] | 0 | 0 | 0
810 | Refrigeration | Insulation | Data Center | Existing | Suction Pipe Insulation - Freezers | 0.12226 | 0.09918 |  | 855 | 1 | 0.81119 | 6993.007 | 15 |  | 44.2 | 361.5098 | Per End Use Consumption | GSLD | 1 | 1 | 1 | 1 | 1 | 1 | 1 | 1 | 1 | 1 | 1 | 1 | CdaEgsld810 | CdaE | gsld | 810 | 51.3 | 419.5804 | [30 empty] | 0 | 0 | 0
810 | Refrigeration | Insulation | Data Center | New | Suction Pipe Insulation - Freezers | 0.12226 | 0.09918 |  | 855 | 1 | 0.81119 | 6993.007 | 15 |  | 44.2 | 361.5098 | Per End Use Consumption | GSLD | 1 | 1 | 1 | 1 | 1 | 1 | 1 | 1 | 1 | 1 | 1 | 1 | CdaNgsld810 | CdaN | gsld | 810 | 51.3 | 419.5804 | [30 empty] | 0 | 0 | 0
810 | Refrigeration | Insulation | Grocery | Existing | Suction Pipe Insulation - Freezers | 0.12825 | 0.10175 |  | 855 | 1 | 0.79333 | 6666.6667 | 15 |  | 44.2 | 344.6394 | Per End Use Consumption | GSLD | 1 | 1 | 1 | 1 | 1 | 1 | 1 | 1 | 1 | 1 | 1 | 1 | CgrEgsld810 | CgrE | gsld | 810 | 51.3 | 400 | [30 empty] | 2.4339 | 0.36466 | 0.28847
810 | Refrigeration | Insulation | Grocery | New | Suction Pipe Insulation - Freezers | 0.12825 | 0.10175 |  | 855 | 1 | 0.79333 | 6666.6667 | 15 |  | 44.2 | 344.6394 | Per End Use Consumption | GSLD | 1 | 1 | 1 | 1 | 1 | 1 | 1 | 1 | 1 | 1 | 1 | 1 | CgrNgsld810 | CgrN | gsld | 810 | 51.3 | 400 | [30 empty] | 0 | 0 | 0
810 | Refrigeration | Insulation | Healthcare | Existing | Suction Pipe Insulation - Freezers | 0.12825 | 0.10175 |  | 855 | 1 | 0.79333 | 6666.6667 | 15 |  | 44.2 | 344.6394 | Per End Use Consumption | GSLD | 1 | 1 | 1 | 1 | 1 | 1 | 1 | 1 | 1 | 1 | 1 | 1 | CheEgsld810 | CheE | gsld | 810 | 51.3 | 400 | [30 empty] | 0 | 0 | 0
810 | Refrigeration | Insulation | Healthcare | New | Suction Pipe Insulation - Freezers | 0.12825 | 0.10175 |  | 855 | 1 | 0.79333 | 6666.6667 | 15 |  | 44.2 | 344.6394 | Per End Use Consumption | GSLD | 1 | 1 | 1 | 1 | 1 | 1 | 1 | 1 | 1 | 1 | 1 | 1 | CheNgsld810 | CheN | gsld | 810 | 51.3 | 400 | [30 empty] | 0 | 0 | 0
810 | Refrigeration | Insulation | Hospitals | Existing | Suction Pipe Insulation - Freezers | 0.12825 | 0.10175 |  | 855 | 1 | 0.79333 | 6666.6667 | 15 |  | 44.2 | 344.6394 | Per End Use Consumption | GSLD | 1 | 1 | 1 | 1 | 1 | 1 | 1 | 1 | 1 | 1 | 1 | 1 | ChoEgsld810 | ChoE | gsld | 810 | 51.3 | 400 | [30 empty] | 0 | 0 | 0
810 | Refrigeration | Insulation | Hospitals | New | Suction Pipe Insulation - Freezers | 0.12825 | 0.10175 |  | 855 | 1 | 0.79333 | 6666.6667 | 15 |  | 44.2 | 344.6394 | Per End Use Consumption | GSLD | 1 | 1 | 1 | 1 | 1 | 1 | 1 | 1 | 1 | 1 | 1 | 1 | ChoNgsld810 | ChoN | gsld | 810 | 51.3 | 400 | [30 empty] | 0 | 0 | 0
810 | Refrigeration | Insulation | Institutional | Existing | Suction Pipe Insulation - Freezers | 0.12226 | 0.09918 |  | 855 | 1 | 0.81119 | 6993.007 | 15 |  | 44.2 | 361.5098 | Per End Use Consumption | GSLD | 1 | 1 | 1 | 1 | 1 | 1 | 1 | 1 | 1 | 1 | 1 | 1 | CinEgsld810 | CinE | gsld | 810 | 51.3 | 419.5804 | [30 empty] | 0 | 0 | 0
810 | Refrigeration | Insulation | Institutional | New | Suction Pipe Insulation - Freezers | 0.12226 | 0.09918 |  | 855 | 1 | 0.81119 | 6993.007 | 15 |  | 44.2 | 361.5098 | Per End Use Consumption | GSLD | 1 | 1 | 1 | 1 | 1 | 1 | 1 | 1 | 1 | 1 | 1 | 1 | CinNgsld810 | CinN | gsld | 810 | 51.3 | 419.5804 | [30 empty] | 0 | 0 | 0
810 | Refrigeration | Insulation | Lodging/Hospitality | Existing | Suction Pipe Insulation - Freezers | 0.12825 | 0.10175 |  | 855 | 1 | 0.79333 | 6666.6667 | 15 |  | 44.2 | 344.6394 | Per End Use Consumption | GSLD | 1 | 1 | 1 | 1 | 1 | 1 | 1 | 1 | 1 | 1 | 1 | 1 | CloEgsld810 | CloE | gsld | 810 | 51.3 | 400 | [30 empty] | 0 | 0 | 0
810 | Refrigeration | Insulation | Lodging/Hospitality | New | Suction Pipe Insulation - Freezers | 0.12825 | 0.10175 |  | 855 | 1 | 0.79333 | 6666.6667 | 15 |  | 44.2 | 344.6394 | Per End Use Consumption | GSLD | 1 | 1 | 1 | 1 | 1 | 1 | 1 | 1 | 1 | 1 | 1 | 1 | CloNgsld810 | CloN | gsld | 810 | 51.3 | 400 | [30 empty] | 0 | 0 | 0
810 | Refrigeration | Insulation | Miscellaneous | Existing | Suction Pipe Insulation - Freezers | 0.12226 | 0.09918 |  | 855 | 1 | 0.81119 | 6993.007 | 15 |  | 44.2 | 361.5098 | Per End Use Consumption | GSLD | 1 | 1 | 1 | 1 | 1 | 1 | 1 | 1 | 1 | 1 | 1 | 1 | CmiEgsld810 | CmiE | gsld | 810 | 51.3 | 419.5804 | [30 empty] | 0 | 0 | 0
810 | Refrigeration | Insulation | Miscellaneous | New | Suction Pipe Insulation - Freezers | 0.12226 | 0.09918 |  | 855 | 1 | 0.81119 | 6993.007 | 15 |  | 44.2 | 361.5098 | Per End Use Consumption | GSLD | 1 | 1 | 1 | 1 | 1 | 1 | 1 | 1 | 1 | 1 | 1 | 1 | CmiNgsld810 | CmiN | gsld | 810 | 51.3 | 419.5804 | [30 empty] | 0 | 0 | 0
810 | Refrigeration | Insulation | Offices | Existing | Suction Pipe Insulation - Freezers | 0.12226 | 0.09918 |  | 855 | 1 | 0.81119 | 6993.007 | 15 |  | 44.2 | 361.5098 | Per End Use Consumption | GSLD | 1 | 1 | 1 | 1 | 1 | 1 | 1 | 1 | 1 | 1 | 1 | 1 | CofEgsld810 | CofE | gsld | 810 | 51.3 | 419.5804 | [30 empty] | 0 | 0 | 0
810 | Refrigeration | Insulation | Offices | New | Suction Pipe Insulation - Freezers | 0.12226 | 0.09918 |  | 855 | 1 | 0.81119 | 6993.007 | 15 |  | 44.2 | 361.5098 | Per End Use Consumption | GSLD | 1 | 1 | 1 | 1 | 1 | 1 | 1 | 1 | 1 | 1 | 1 | 1 | CofNgsld810 | CofN | gsld | 810 | 51.3 | 419.5804 | [30 empty] | 0 | 0 | 0
810 | Refrigeration | Insulation | Restaurants | Existing | Suction Pipe Insulation - Freezers | 0.12055 | 0.096615 |  | 855 | 1 | 0.80142 | 7092.1986 | 15 |  | 44.2 | 366.6376 | Per End Use Consumption | GSLD | 1 | 1 | 1 | 1 | 1 | 1 | 1 | 1 | 1 | 1 | 1 | 1 | CreEgsld810 | CreE | gsld | 810 | 51.3 | 425.5319 | [30 empty] | 0 | 0 | 0
810 | Refrigeration | Insulation | Restaurants | New | Suction Pipe Insulation - Freezers | 0.12055 | 0.096615 |  | 855 | 1 | 0.80142 | 7092.1986 | 15 |  | 44.2 | 366.6376 | Per End Use Consumption | GSLD | 1 | 1 | 1 | 1 | 1 | 1 | 1 | 1 | 1 | 1 | 1 | 1 | CreNgsld810 | CreN | gsld | 810 | 51.3 | 425.5319 | [30 empty] | 0 | 0 | 0
810 | Refrigeration | Insulation | Retail | Existing | Suction Pipe Insulation - Freezers | 0.12825 | 0.10175 |  | 855 | 1 | 0.79333 | 6666.6667 | 15 |  | 44.2 | 344.6394 | Per End Use Consumption | GSLD | 1 | 1 | 1 | 1 | 1 | 1 | 1 | 1 | 1 | 1 | 1 | 1 | CrtEgsld810 | CrtE | gsld | 810 | 51.3 | 400 | [30 empty] | 0 | 0 | 0
810 | Refrigeration | Insulation | Retail | New | Suction Pipe Insulation - Freezers | 0.12825 | 0.10175 |  | 855 | 1 | 0.79333 | 6666.6667 | 15 |  | 44.2 | 344.6394 | Per End Use Consumption | GSLD | 1 | 1 | 1 | 1 | 1 | 1 | 1 | 1 | 1 | 1 | 1 | 1 | CrtNgsld810 | CrtN | gsld | 810 | 51.3 | 400 | [30 empty] | 0 | 0 | 0
810 | Refrigeration | Insulation | Schools K-12 | Existing | Suction Pipe Insulation - Freezers | 0.12226 | 0.09918 |  | 855 | 1 | 0.81119 | 6993.007 | 15 |  | 44.2 | 361.5098 | Per End Use Consumption | GSLD | 1 | 1 | 1 | 1 | 1 | 1 | 1 | 1 | 1 | 1 | 1 | 1 | CscEgsld810 | CscE | gsld | 810 | 51.3 | 419.5804 | [30 empty] | 0 | 0 | 0
810 | Refrigeration | Insulation | Schools K-12 | New | Suction Pipe Insulation - Freezers | 0.12226 | 0.09918 |  | 855 | 1 | 0.81119 | 6993.007 | 15 |  | 44.2 | 361.5098 | Per End Use Consumption | GSLD | 1 | 1 | 1 | 1 | 1 | 1 | 1 | 1 | 1 | 1 | 1 | 1 | CscNgsld810 | CscN | gsld | 810 | 51.3 | 419.5804 | [30 empty] | 0 | 0 | 0
810 | Refrigeration | Insulation | Warehouse | Existing | Suction Pipe Insulation - Freezers | 0.12226 | 0.09918 |  | 855 | 1 | 0.81119 | 6993.007 | 15 |  | 44.2 | 361.5098 | Per End Use Consumption | GSLD | 1 | 1 | 1 | 1 | 1 | 1 | 1 | 1 | 1 | 1 | 1 | 1 | CwaEgsld810 | CwaE | gsld | 810 | 51.3 | 419.5804 | [30 empty] | 0 | 0 | 0
810 | Refrigeration | Insulation | Warehouse | New | Suction Pipe Insulation - Freezers | 0.12226 | 0.09918 |  | 855 | 1 | 0.81119 | 6993.007 | 15 |  | 44.2 | 361.5098 | Per End Use Consumption | GSLD | 1 | 1 | 1 | 1 | 1 | 1 | 1 | 1 | 1 | 1 | 1 | 1 | CwaNgsld810 | CwaN | gsld | 810 | 51.3 | 419.5804 | [30 empty] | 0 | 0 | 0
811 | Refrigeration | Insulation | Assembly | Existing | Suction Pipe Insulation - Refrigerators | 0.0372 | 0.029512 |  | 248 | 1 | 0.79333 | 6666.6667 | 15 |  | 44.2 | 1188.172 | Per End Use Consumption | GSLD | 1 | 1 | 1 | 1 | 1 | 1 | 1 | 1 | 1 | 1 | 1 | 1 | CasEgsld811 | CasE | gsld | 811 | 14.88 | 400 | [30 empty] | 0 | 0 | 0
811 | Refrigeration | Insulation | Assembly | New | Suction Pipe Insulation - Refrigerators | 0.0372 | 0.029512 |  | 248 | 1 | 0.79333 | 6666.6667 | 15 |  | 44.2 | 1188.172 | Per End Use Consumption | GSLD | 1 | 1 | 1 | 1 | 1 | 1 | 1 | 1 | 1 | 1 | 1 | 1 | CasNgsld811 | CasN | gsld | 811 | 14.88 | 400 | [30 empty] | 0 | 0 | 0
811 | Refrigeration | Insulation | College and University | Existing | Suction Pipe Insulation - Refrigerators | 0.0372 | 0.029512 |  | 248 | 1 | 0.79333 | 6666.6667 | 15 |  | 44.2 | 1188.172 | Per End Use Consumption | GSLD | 1 | 1 | 1 | 1 | 1 | 1 | 1 | 1 | 1 | 1 | 1 | 1 | CcoEgsld811 | CcoE | gsld | 811 | 14.88 | 400 | [30 empty] | 0 | 0 | 0
811 | Refrigeration | Insulation | College and University | New | Suction Pipe Insulation - Refrigerators | 0.0372 | 0.029512 |  | 248 | 1 | 0.79333 | 6666.6667 | 15 |  | 44.2 | 1188.172 | Per End Use Consumption | GSLD | 1 | 1 | 1 | 1 | 1 | 1 | 1 | 1 | 1 | 1 | 1 | 1 | CcoNgsld811 | CcoN | gsld | 811 | 14.88 | 400 | [30 empty] | 0 | 0 | 0
811 | Refrigeration | Insulation | Data Center | Existing | Suction Pipe Insulation - Refrigerators | 0.035464 | 0.028768 |  | 248 | 1 | 0.81119 | 6993.007 | 15 |  | 44.2 | 1246.3343 | Per End Use Consumption | GSLD | 1 | 1 | 1 | 1 | 1 | 1 | 1 | 1 | 1 | 1 | 1 | 1 | CdaEgsld811 | CdaE | gsld | 811 | 14.88 | 419.5804 | [30 empty] | 0 | 0 | 0
811 | Refrigeration | Insulation | Data Center | New | Suction Pipe Insulation - Refrigerators | 0.035464 | 0.028768 |  | 248 | 1 | 0.81119 | 6993.007 | 15 |  | 44.2 | 1246.3343 | Per End Use Consumption | GSLD | 1 | 1 | 1 | 1 | 1 | 1 | 1 | 1 | 1 | 1 | 1 | 1 | CdaNgsld811 | CdaN | gsld | 811 | 14.88 | 419.5804 | [30 empty] | 0 | 0 | 0
811 | Refrigeration | Insulation | Grocery | Existing | Suction Pipe Insulation - Refrigerators | 0.0372 | 0.029512 |  | 248 | 1 | 0.79333 | 6666.6667 | 15 |  | 44.2 | 1188.172 | Per End Use Consumption | GSLD | 1 | 1 | 1 | 1 | 1 | 1 | 1 | 1 | 1 | 1 | 1 | 1 | CgrEgsld811 | CgrE | gsld | 811 | 14.88 | 400 | [30 empty] | 1.423 | 0.21321 | 0.16866
811 | Refrigeration | Insulation | Grocery | New | Suction Pipe Insulation - Refrigerators | 0.0372 | 0.029512 |  | 248 | 1 | 0.79333 | 6666.6667 | 15 |  | 44.2 | 1188.172 | Per End Use Consumption | GSLD | 1 | 1 | 1 | 1 | 1 | 1 | 1 | 1 | 1 | 1 | 1 | 1 | CgrNgsld811 | CgrN | gsld | 811 | 14.88 | 400 | [30 empty] | 0 | 0 | 0
811 | Refrigeration | Insulation | Healthcare | Existing | Suction Pipe Insulation - Refrigerators | 0.0372 | 0.029512 |  | 248 | 1 | 0.79333 | 6666.6667 | 15 |  | 44.2 | 1188.172 | Per End Use Consumption | GSLD | 1 | 1 | 1 | 1 | 1 | 1 | 1 | 1 | 1 | 1 | 1 | 1 | CheEgsld811 | CheE | gsld | 811 | 14.88 | 400 | [30 empty] | 0 | 0 | 0
811 | Refrigeration | Insulation | Healthcare | New | Suction Pipe Insulation - Refrigerators | 0.0372 | 0.029512 |  | 248 | 1 | 0.79333 | 6666.6667 | 15 |  | 44.2 | 1188.172 | Per End Use Consumption | GSLD | 1 | 1 | 1 | 1 | 1 | 1 | 1 | 1 | 1 | 1 | 1 | 1 | CheNgsld811 | CheN | gsld | 811 | 14.88 | 400 | [30 empty] | 0 | 0 | 0
811 | Refrigeration | Insulation | Hospitals | Existing | Suction Pipe Insulation - Refrigerators | 0.0372 | 0.029512 |  | 248 | 1 | 0.79333 | 6666.6667 | 15 |  | 44.2 | 1188.172 | Per End Use Consumption | GSLD | 1 | 1 | 1 | 1 | 1 | 1 | 1 | 1 | 1 | 1 | 1 | 1 | ChoEgsld811 | ChoE | gsld | 811 | 14.88 | 400 | [30 empty] | 0 | 0 | 0
811 | Refrigeration | Insulation | Hospitals | New | Suction Pipe Insulation - Refrigerators | 0.0372 | 0.029512 |  | 248 | 1 | 0.79333 | 6666.6667 | 15 |  | 44.2 | 1188.172 | Per End Use Consumption | GSLD | 1 | 1 | 1 | 1 | 1 | 1 | 1 | 1 | 1 | 1 | 1 | 1 | ChoNgsld811 | ChoN | gsld | 811 | 14.88 | 400 | [30 empty] | 0 | 0 | 0
811 | Refrigeration | Insulation | Institutional | Existing | Suction Pipe Insulation - Refrigerators | 0.035464 | 0.028768 |  | 248 | 1 | 0.81119 | 6993.007 | 15 |  | 44.2 | 1246.3343 | Per End Use Consumption | GSLD | 1 | 1 | 1 | 1 | 1 | 1 | 1 | 1 | 1 | 1 | 1 | 1 | CinEgsld811 | CinE | gsld | 811 | 14.88 | 419.5804 | [30 empty] | 0 | 0 | 0
811 | Refrigeration | Insulation | Institutional | New | Suction Pipe Insulation - Refrigerators | 0.035464 | 0.028768 |  | 248 | 1 | 0.81119 | 6993.007 | 15 |  | 44.2 | 1246.3343 | Per End Use Consumption | GSLD | 1 | 1 | 1 | 1 | 1 | 1 | 1 | 1 | 1 | 1 | 1 | 1 | CinNgsld811 | CinN | gsld | 811 | 14.88 | 419.5804 | [30 empty] | 0 | 0 | 0
811 | Refrigeration | Insulation | Lodging/Hospitality | Existing | Suction Pipe Insulation - Refrigerators | 0.0372 | 0.029512 |  | 248 | 1 | 0.79333 | 6666.6667 | 15 |  | 44.2 | 1188.172 | Per End Use Consumption | GSLD | 1 | 1 | 1 | 1 | 1 | 1 | 1 | 1 | 1 | 1 | 1 | 1 | CloEgsld811 | CloE | gsld | 811 | 14.88 | 400 | [30 empty] | 0 | 0 | 0
811 | Refrigeration | Insulation | Lodging/Hospitality | New | Suction Pipe Insulation - Refrigerators | 0.0372 | 0.029512 |  | 248 | 1 | 0.79333 | 6666.6667 | 15 |  | 44.2 | 1188.172 | Per End Use Consumption | GSLD | 1 | 1 | 1 | 1 | 1 | 1 | 1 | 1 | 1 | 1 | 1 | 1 | CloNgsld811 | CloN | gsld | 811 | 14.88 | 400 | [30 empty] | 0 | 0 | 0
811 | Refrigeration | Insulation | Miscellaneous | Existing | Suction Pipe Insulation - Refrigerators | 0.035464 | 0.028768 |  | 248 | 1 | 0.81119 | 6993.007 | 15 |  | 44.2 | 1246.3343 | Per End Use Consumption | GSLD | 1 | 1 | 1 | 1 | 1 | 1 | 1 | 1 | 1 | 1 | 1 | 1 | CmiEgsld811 | CmiE | gsld | 811 | 14.88 | 419.5804 | [30 empty] | 0 | 0 | 0
811 | Refrigeration | Insulation | Miscellaneous | New | Suction Pipe Insulation - Refrigerators | 0.035464 | 0.028768 |  | 248 | 1 | 0.81119 | 6993.007 | 15 |  | 44.2 | 1246.3343 | Per End Use Consumption | GSLD | 1 | 1 | 1 | 1 | 1 | 1 | 1 | 1 | 1 | 1 | 1 | 1 | CmiNgsld811 | CmiN | gsld | 811 | 14.88 | 419.5804 | [30 empty] | 0 | 0 | 0
811 | Refrigeration | Insulation | Offices | Existing | Suction Pipe Insulation - Refrigerators | 0.035464 | 0.028768 |  | 248 | 1 | 0.81119 | 6993.007 | 15 |  | 44.2 | 1246.3343 | Per End Use Consumption | GSLD | 1 | 1 | 1 | 1 | 1 | 1 | 1 | 1 | 1 | 1 | 1 | 1 | CofEgsld811 | CofE | gsld | 811 | 14.88 | 419.5804 | [30 empty] | 0 | 0 | 0
811 | Refrigeration | Insulation | Offices | New | Suction Pipe Insulation - Refrigerators | 0.035464 | 0.028768 |  | 248 | 1 | 0.81119 | 6993.007 | 15 |  | 44.2 | 1246.3343 | Per End Use Consumption | GSLD | 1 | 1 | 1 | 1 | 1 | 1 | 1 | 1 | 1 | 1 | 1 | 1 | CofNgsld811 | CofN | gsld | 811 | 14.88 | 419.5804 | [30 empty] | 0 | 0 | 0
811 | Refrigeration | Insulation | Restaurants | Existing | Suction Pipe Insulation - Refrigerators | 0.034968 | 0.028024 |  | 248 | 1 | 0.80142 | 7092.1986 | 15 |  | 44.2 | 1264.0128 | Per End Use Consumption | GSLD | 1 | 1 | 1 | 1 | 1 | 1 | 1 | 1 | 1 | 1 | 1 | 1 | CreEgsld811 | CreE | gsld | 811 | 14.88 | 425.5319 | [30 empty] | 0 | 0 | 0
811 | Refrigeration | Insulation | Restaurants | New | Suction Pipe Insulation - Refrigerators | 0.034968 | 0.028024 |  | 248 | 1 | 0.80142 | 7092.1986 | 15 |  | 44.2 | 1264.0128 | Per End Use Consumption | GSLD | 1 | 1 | 1 | 1 | 1 | 1 | 1 | 1 | 1 | 1 | 1 | 1 | CreNgsld811 | CreN | gsld | 811 | 14.88 | 425.5319 | [30 empty] | 0 | 0 | 0
811 | Refrigeration | Insulation | Retail | Existing | Suction Pipe Insulation - Refrigerators | 0.0372 | 0.029512 |  | 248 | 1 | 0.79333 | 6666.6667 | 15 |  | 44.2 | 1188.172 | Per End Use Consumption | GSLD | 1 | 1 | 1 | 1 | 1 | 1 | 1 | 1 | 1 | 1 | 1 | 1 | CrtEgsld811 | CrtE | gsld | 811 | 14.88 | 400 | [30 empty] | 0 | 0 | 0
811 | Refrigeration | Insulation | Retail | New | Suction Pipe Insulation - Refrigerators | 0.0372 | 0.029512 |  | 248 | 1 | 0.79333 | 6666.6667 | 15 |  | 44.2 | 1188.172 | Per End Use Consumption | GSLD | 1 | 1 | 1 | 1 | 1 | 1 | 1 | 1 | 1 | 1 | 1 | 1 | CrtNgsld811 | CrtN | gsld | 811 | 14.88 | 400 | [30 empty] | 0 | 0 | 0
811 | Refrigeration | Insulation | Schools K-12 | Existing | Suction Pipe Insulation - Refrigerators | 0.035464 | 0.028768 |  | 248 | 1 | 0.81119 | 6993.007 | 15 |  | 44.2 | 1246.3343 | Per End Use Consumption | GSLD | 1 | 1 | 1 | 1 | 1 | 1 | 1 | 1 | 1 | 1 | 1 | 1 | CscEgsld811 | CscE | gsld | 811 | 14.88 | 419.5804 | [30 empty] | 0 | 0 | 0
811 | Refrigeration | Insulation | Schools K-12 | New | Suction Pipe Insulation - Refrigerators | 0.035464 | 0.028768 |  | 248 | 1 | 0.81119 | 6993.007 | 15 |  | 44.2 | 1246.3343 | Per End Use Consumption | GSLD | 1 | 1 | 1 | 1 | 1 | 1 | 1 | 1 | 1 | 1 | 1 | 1 | CscNgsld811 | CscN | gsld | 811 | 14.88 | 419.5804 | [30 empty] | 0 | 0 | 0
811 | Refrigeration | Insulation | Warehouse | Existing | Suction Pipe Insulation - Refrigerators | 0.035464 | 0.028768 |  | 248 | 1 | 0.81119 | 6993.007 | 15 |  | 44.2 | 1246.3343 | Per End Use Consumption | GSLD | 1 | 1 | 1 | 1 | 1 | 1 | 1 | 1 | 1 | 1 | 1 | 1 | CwaEgsld811 | CwaE | gsld | 811 | 14.88 | 419.5804 | [30 empty] | 0 | 0 | 0
811 | Refrigeration | Insulation | Warehouse | New | Suction Pipe Insulation - Refrigerators | 0.035464 | 0.028768 |  | 248 | 1 | 0.81119 | 6993.007 | 15 |  | 44.2 | 1246.3343 | Per End Use Consumption | GSLD | 1 | 1 | 1 | 1 | 1 | 1 | 1 | 1 | 1 | 1 | 1 | 1 | CwaNgsld811 | CwaN | gsld | 811 | 14.88 | 419.5804 | [30 empty] | 0 | 0 | 0
812 | Refrigeration | LED | Assembly | Turnover | Refrigerated Display Case LED Lighting | 0.022749 | 0.018048 |  | 151.66 | 1 | 0.79333 | 6666.6667 | 16 |  | 56.6 | 2488.0215 | Per Unit | GSLD | 1 | 1 | 1 | 1 | 1 | 1 | 1 | 1 | 1 | 1 | 1 | 1 | CasTgsld812 | CasT | gsld | 812 | 9.0996 | 400 | [30 empty] | 0 | 0 | 0
812 | Refrigeration | LED | Assembly | New | Refrigerated Display Case LED Lighting | 0.022749 | 0.018048 |  | 151.66 | 1 | 0.79333 | 6666.6667 | 16 |  | 56.6 | 2488.0215 | Per Unit | GSLD | 1 | 1 | 1 | 1 | 1 | 1 | 1 | 1 | 1 | 1 | 1 | 1 | CasNgsld812 | CasN | gsld | 812 | 9.0996 | 400 | [30 empty] | 0 | 0 | 0
812 | Refrigeration | LED | College and University | Turnover | Refrigerated Display Case LED Lighting | 0.022749 | 0.018048 |  | 151.66 | 1 | 0.79333 | 6666.6667 | 16 |  | 56.6 | 2488.0215 | Per Unit | GSLD | 1 | 1 | 1 | 1 | 1 | 1 | 1 | 1 | 1 | 1 | 1 | 1 | CcoTgsld812 | CcoT | gsld | 812 | 9.0996 | 400 | [30 empty] | 0 | 0 | 0
812 | Refrigeration | LED | College and University | New | Refrigerated Display Case LED Lighting | 0.022749 | 0.018048 |  | 151.66 | 1 | 0.79333 | 6666.6667 | 16 |  | 56.6 | 2488.0215 | Per Unit | GSLD | 1 | 1 | 1 | 1 | 1 | 1 | 1 | 1 | 1 | 1 | 1 | 1 | CcoNgsld812 | CcoN | gsld | 812 | 9.0996 | 400 | [30 empty] | 0 | 0 | 0
812 | Refrigeration | LED | Data Center | Turnover | Refrigerated Display Case LED Lighting | 0.021687 | 0.017593 |  | 151.66 | 1 | 0.81119 | 6993.007 | 16 |  | 56.6 | 2609.8127 | Per Unit | GSLD | 1 | 1 | 1 | 1 | 1 | 1 | 1 | 1 | 1 | 1 | 1 | 1 | CdaTgsld812 | CdaT | gsld | 812 | 9.0996 | 419.5804 | [30 empty] | 0 | 0 | 0
812 | Refrigeration | LED | Data Center | New | Refrigerated Display Case LED Lighting | 0.021687 | 0.017593 |  | 151.66 | 1 | 0.81119 | 6993.007 | 16 |  | 56.6 | 2609.8127 | Per Unit | GSLD | 1 | 1 | 1 | 1 | 1 | 1 | 1 | 1 | 1 | 1 | 1 | 1 | CdaNgsld812 | CdaN | gsld | 812 | 9.0996 | 419.5804 | [30 empty] | 0 | 0 | 0
812 | Refrigeration | LED | Grocery | Turnover | Refrigerated Display Case LED Lighting | 0.022749 | 0.018048 |  | 151.66 | 1 | 0.79333 | 6666.6667 | 16 |  | 56.6 | 2488.0215 | Per Unit | GSLD | 1 | 1 | 1 | 1 | 1 | 1 | 1 | 1 | 1 | 1 | 1 | 1 | CgrTgsld812 | CgrT | gsld | 812 | 9.0996 | 400 | [30 empty] | 5.0773 | 0.7607 | 0.60176
812 | Refrigeration | LED | Grocery | New | Refrigerated Display Case LED Lighting | 0.022749 | 0.018048 |  | 151.66 | 1 | 0.79333 | 6666.6667 | 16 |  | 56.6 | 2488.0215 | Per Unit | GSLD | 1 | 1 | 1 | 1 | 1 | 1 | 1 | 1 | 1 | 1 | 1 | 1 | CgrNgsld812 | CgrN | gsld | 812 | 9.0996 | 400 | [30 empty] | 0.047333 | 0.0070917 | 0.0056099
812 | Refrigeration | LED | Healthcare | Turnover | Refrigerated Display Case LED Lighting | 0.022749 | 0.018048 |  | 151.66 | 1 | 0.79333 | 6666.6667 | 16 |  | 56.6 | 2488.0215 | Per Unit | GSLD | 1 | 1 | 1 | 1 | 1 | 1 | 1 | 1 | 1 | 1 | 1 | 1 | CheTgsld812 | CheT | gsld | 812 | 9.0996 | 400 | [30 empty] | 0 | 0 | 0
812 | Refrigeration | LED | Healthcare | New | Refrigerated Display Case LED Lighting | 0.022749 | 0.018048 |  | 151.66 | 1 | 0.79333 | 6666.6667 | 16 |  | 56.6 | 2488.0215 | Per Unit | GSLD | 1 | 1 | 1 | 1 | 1 | 1 | 1 | 1 | 1 | 1 | 1 | 1 | CheNgsld812 | CheN | gsld | 812 | 9.0996 | 400 | [30 empty] | 0 | 0 | 0
812 | Refrigeration | LED | Hospitals | Turnover | Refrigerated Display Case LED Lighting | 0.022749 | 0.018048 |  | 151.66 | 1 | 0.79333 | 6666.6667 | 16 |  | 56.6 | 2488.0215 | Per Unit | GSLD | 1 | 1 | 1 | 1 | 1 | 1 | 1 | 1 | 1 | 1 | 1 | 1 | ChoTgsld812 | ChoT | gsld | 812 | 9.0996 | 400 | [30 empty] | 0 | 0 | 0
812 | Refrigeration | LED | Hospitals | New | Refrigerated Display Case LED Lighting | 0.022749 | 0.018048 |  | 151.66 | 1 | 0.79333 | 6666.6667 | 16 |  | 56.6 | 2488.0215 | Per Unit | GSLD | 1 | 1 | 1 | 1 | 1 | 1 | 1 | 1 | 1 | 1 | 1 | 1 | ChoNgsld812 | ChoN | gsld | 812 | 9.0996 | 400 | [30 empty] | 0 | 0 | 0
812 | Refrigeration | LED | Institutional | Turnover | Refrigerated Display Case LED Lighting | 0.021687 | 0.017593 |  | 151.66 | 1 | 0.81119 | 6993.007 | 16 |  | 56.6 | 2609.8127 | Per Unit | GSLD | 1 | 1 | 1 | 1 | 1 | 1 | 1 | 1 | 1 | 1 | 1 | 1 | CinTgsld812 | CinT | gsld | 812 | 9.0996 | 419.5804 | [30 empty] | 0 | 0 | 0
812 | Refrigeration | LED | Institutional | New | Refrigerated Display Case LED Lighting | 0.021687 | 0.017593 |  | 151.66 | 1 | 0.81119 | 6993.007 | 16 |  | 56.6 | 2609.8127 | Per Unit | GSLD | 1 | 1 | 1 | 1 | 1 | 1 | 1 | 1 | 1 | 1 | 1 | 1 | CinNgsld812 | CinN | gsld | 812 | 9.0996 | 419.5804 | [30 empty] | 0 | 0 | 0
812 | Refrigeration | LED | Lodging/Hospitality | Turnover | Refrigerated Display Case LED Lighting | 0.022749 | 0.018048 |  | 151.66 | 1 | 0.79333 | 6666.6667 | 16 |  | 56.6 | 2488.0215 | Per Unit | GSLD | 1 | 1 | 1 | 1 | 1 | 1 | 1 | 1 | 1 | 1 | 1 | 1 | CloTgsld812 | CloT | gsld | 812 | 9.0996 | 400 | [30 empty] | 0 | 0 | 0
812 | Refrigeration | LED | Lodging/Hospitality | New | Refrigerated Display Case LED Lighting | 0.022749 | 0.018048 |  | 151.66 | 1 | 0.79333 | 6666.6667 | 16 |  | 56.6 | 2488.0215 | Per Unit | GSLD | 1 | 1 | 1 | 1 | 1 | 1 | 1 | 1 | 1 | 1 | 1 | 1 | CloNgsld812 | CloN | gsld | 812 | 9.0996 | 400 | [30 empty] | 0 | 0 | 0
812 | Refrigeration | LED | Miscellaneous | Turnover | Refrigerated Display Case LED Lighting | 0.021687 | 0.017593 |  | 151.66 | 1 | 0.81119 | 6993.007 | 16 |  | 56.6 | 2609.8127 | Per Unit | GSLD | 1 | 1 | 1 | 1 | 1 | 1 | 1 | 1 | 1 | 1 | 1 | 1 | CmiTgsld812 | CmiT | gsld | 812 | 9.0996 | 419.5804 | [30 empty] | 0 | 0 | 0
812 | Refrigeration | LED | Miscellaneous | New | Refrigerated Display Case LED Lighting | 0.021687 | 0.017593 |  | 151.66 | 1 | 0.81119 | 6993.007 | 16 |  | 56.6 | 2609.8127 | Per Unit | GSLD | 1 | 1 | 1 | 1 | 1 | 1 | 1 | 1 | 1 | 1 | 1 | 1 | CmiNgsld812 | CmiN | gsld | 812 | 9.0996 | 419.5804 | [30 empty] | 0 | 0 | 0
812 | Refrigeration | LED | Offices | Turnover | Refrigerated Display Case LED Lighting | 0.021687 | 0.017593 |  | 151.66 | 1 | 0.81119 | 6993.007 | 16 |  | 56.6 | 2609.8127 | Per Unit | GSLD | 1 | 1 | 1 | 1 | 1 | 1 | 1 | 1 | 1 | 1 | 1 | 1 | CofTgsld812 | CofT | gsld | 812 | 9.0996 | 419.5804 | [30 empty] | 0 | 0 | 0
812 | Refrigeration | LED | Offices | New | Refrigerated Display Case LED Lighting | 0.021687 | 0.017593 |  | 151.66 | 1 | 0.81119 | 6993.007 | 16 |  | 56.6 | 2609.8127 | Per Unit | GSLD | 1 | 1 | 1 | 1 | 1 | 1 | 1 | 1 | 1 | 1 | 1 | 1 | CofNgsld812 | CofN | gsld | 812 | 9.0996 | 419.5804 | [30 empty] | 0 | 0 | 0
812 | Refrigeration | LED | Restaurants | Turnover | Refrigerated Display Case LED Lighting | 0.021384 | 0.017138 |  | 151.66 | 1 | 0.80142 | 7092.1986 | 16 |  | 56.6 | 2646.8313 | Per Unit | GSLD | 1 | 1 | 1 | 1 | 1 | 1 | 1 | 1 | 1 | 1 | 1 | 1 | CreTgsld812 | CreT | gsld | 812 | 9.0996 | 425.5319 | [30 empty] | 0 | 0 | 0
812 | Refrigeration | LED | Restaurants | New | Refrigerated Display Case LED Lighting | 0.021384 | 0.017138 |  | 151.66 | 1 | 0.80142 | 7092.1986 | 16 |  | 56.6 | 2646.8313 | Per Unit | GSLD | 1 | 1 | 1 | 1 | 1 | 1 | 1 | 1 | 1 | 1 | 1 | 1 | CreNgsld812 | CreN | gsld | 812 | 9.0996 | 425.5319 | [30 empty] | 0 | 0 | 0
812 | Refrigeration | LED | Retail | Turnover | Refrigerated Display Case LED Lighting | 0.022749 | 0.018048 |  | 151.66 | 1 | 0.79333 | 6666.6667 | 16 |  | 56.6 | 2488.0215 | Per Unit | GSLD | 1 | 1 | 1 | 1 | 1 | 1 | 1 | 1 | 1 | 1 | 1 | 1 | CrtTgsld812 | CrtT | gsld | 812 | 9.0996 | 400 | [30 empty] | 0 | 0 | 0
812 | Refrigeration | LED | Retail | New | Refrigerated Display Case LED Lighting | 0.022749 | 0.018048 |  | 151.66 | 1 | 0.79333 | 6666.6667 | 16 |  | 56.6 | 2488.0215 | Per Unit | GSLD | 1 | 1 | 1 | 1 | 1 | 1 | 1 | 1 | 1 | 1 | 1 | 1 | CrtNgsld812 | CrtN | gsld | 812 | 9.0996 | 400 | [30 empty] | 0 | 0 | 0
812 | Refrigeration | LED | Schools K-12 | Turnover | Refrigerated Display Case LED Lighting | 0.021687 | 0.017593 |  | 151.66 | 1 | 0.81119 | 6993.007 | 16 |  | 56.6 | 2609.8127 | Per Unit | GSLD | 1 | 1 | 1 | 1 | 1 | 1 | 1 | 1 | 1 | 1 | 1 | 1 | CscTgsld812 | CscT | gsld | 812 | 9.0996 | 419.5804 | [30 empty] | 0 | 0 | 0
812 | Refrigeration | LED | Schools K-12 | New | Refrigerated Display Case LED Lighting | 0.021687 | 0.017593 |  | 151.66 | 1 | 0.81119 | 6993.007 | 16 |  | 56.6 | 2609.8127 | Per Unit | GSLD | 1 | 1 | 1 | 1 | 1 | 1 | 1 | 1 | 1 | 1 | 1 | 1 | CscNgsld812 | CscN | gsld | 812 | 9.0996 | 419.5804 | [30 empty] | 0 | 0 | 0
812 | Refrigeration | LED | Warehouse | Turnover | Refrigerated Display Case LED Lighting | 0.021687 | 0.017593 |  | 151.66 | 1 | 0.81119 | 6993.007 | 16 |  | 56.6 | 2609.8127 | Per Unit | GSLD | 1 | 1 | 1 | 1 | 1 | 1 | 1 | 1 | 1 | 1 | 1 | 1 | CwaTgsld812 | CwaT | gsld | 812 | 9.0996 | 419.5804 | [30 empty] | 0 | 0 | 0
812 | Refrigeration | LED | Warehouse | New | Refrigerated Display Case LED Lighting | 0.021687 | 0.017593 |  | 151.66 | 1 | 0.81119 | 6993.007 | 16 |  | 56.6 | 2609.8127 | Per Unit | GSLD | 1 | 1 | 1 | 1 | 1 | 1 | 1 | 1 | 1 | 1 | 1 | 1 | CwaNgsld812 | CwaN | gsld | 812 | 9.0996 | 419.5804 | [30 empty] | 0 | 0 | 0
813 | Refrigeration | Misc | Assembly | Existing | PSC to ECM Evaporator Fan Motor (Reach-In) | 0.083988 | 0.06663 |  | 559.92 | 1 | 0.79333 | 6666.6667 | 15 |  | 313 | 3726.7229 | Per Unit | GSLD | 1 | 1 | 1 | 1 | 1 | 1 | 1 | 1 | 1 | 1 | 1 | 1 | CasEgsld813 | CasE | gsld | 813 | 33.5952 | 400 | [30 empty] | 0 | 0 | 0
813 | Refrigeration | Misc | Assembly | New | PSC to ECM Evaporator Fan Motor (Reach-In) | 0.083988 | 0.06663 |  | 559.92 | 1 | 0.79333 | 6666.6667 | 15 |  | 313 | 3726.7229 | Per Unit | GSLD | 1 | 1 | 1 | 1 | 1 | 1 | 1 | 1 | 1 | 1 | 1 | 1 | CasNgsld813 | CasN | gsld | 813 | 33.5952 | 400 | [30 empty] | 0 | 0 | 0
813 | Refrigeration | Misc | College and University | Existing | PSC to ECM Evaporator Fan Motor (Reach-In) | 0.083988 | 0.06663 |  | 559.92 | 1 | 0.79333 | 6666.6667 | 15 |  | 313 | 3726.7229 | Per Unit | GSLD | 1 | 1 | 1 | 1 | 1 | 1 | 1 | 1 | 1 | 1 | 1 | 1 | CcoEgsld813 | CcoE | gsld | 813 | 33.5952 | 400 | [30 empty] | 0 | 0 | 0
813 | Refrigeration | Misc | College and University | New | PSC to ECM Evaporator Fan Motor (Reach-In) | 0.083988 | 0.06663 |  | 559.92 | 1 | 0.79333 | 6666.6667 | 15 |  | 313 | 3726.7229 | Per Unit | GSLD | 1 | 1 | 1 | 1 | 1 | 1 | 1 | 1 | 1 | 1 | 1 | 1 | CcoNgsld813 | CcoN | gsld | 813 | 33.5952 | 400 | [30 empty] | 0 | 0 | 0
813 | Refrigeration | Misc | Data Center | Existing | PSC to ECM Evaporator Fan Motor (Reach-In) | 0.080069 | 0.064951 |  | 559.92 | 1 | 0.81119 | 6993.007 | 15 |  | 313 | 3909.1499 | Per Unit | GSLD | 1 | 1 | 1 | 1 | 1 | 1 | 1 | 1 | 1 | 1 | 1 | 1 | CdaEgsld813 | CdaE | gsld | 813 | 33.5952 | 419.5804 | [30 empty] | 0 | 0 | 0
813 | Refrigeration | Misc | Data Center | New | PSC to ECM Evaporator Fan Motor (Reach-In) | 0.080069 | 0.064951 |  | 559.92 | 1 | 0.81119 | 6993.007 | 15 |  | 313 | 3909.1499 | Per Unit | GSLD | 1 | 1 | 1 | 1 | 1 | 1 | 1 | 1 | 1 | 1 | 1 | 1 | CdaNgsld813 | CdaN | gsld | 813 | 33.5952 | 419.5804 | [30 empty] | 0 | 0 | 0
813 | Refrigeration | Misc | Grocery | Existing | PSC to ECM Evaporator Fan Motor (Reach-In) | 0.083988 | 0.06663 |  | 559.92 | 1 | 0.79333 | 6666.6667 | 15 |  | 313 | 3726.7229 | Per Unit | GSLD | 1 | 1 | 1 | 1 | 1 | 1 | 1 | 1 | 1 | 1 | 1 | 1 | CgrEgsld813 | CgrE | gsld | 813 | 33.5952 | 400 | [30 empty] | 114.6333 | 17.1748 | 13.5862
813 | Refrigeration | Misc | Grocery | New | PSC to ECM Evaporator Fan Motor (Reach-In) | 0.083988 | 0.06663 |  | 559.92 | 1 | 0.79333 | 6666.6667 | 15 |  | 313 | 3726.7229 | Per Unit | GSLD | 1 | 1 | 1 | 1 | 1 | 1 | 1 | 1 | 1 | 1 | 1 | 1 | CgrNgsld813 | CgrN | gsld | 813 | 33.5952 | 400 | [30 empty] | 0.79108 | 0.11852 | 0.093758
813 | Refrigeration | Misc | Healthcare | Existing | PSC to ECM Evaporator Fan Motor (Reach-In) | 0.083988 | 0.06663 |  | 559.92 | 1 | 0.79333 | 6666.6667 | 15 |  | 313 | 3726.7229 | Per Unit | GSLD | 1 | 1 | 1 | 1 | 1 | 1 | 1 | 1 | 1 | 1 | 1 | 1 | CheEgsld813 | CheE | gsld | 813 | 33.5952 | 400 | [30 empty] | 0 | 0 | 0
813 | Refrigeration | Misc | Healthcare | New | PSC to ECM Evaporator Fan Motor (Reach-In) | 0.083988 | 0.06663 |  | 559.92 | 1 | 0.79333 | 6666.6667 | 15 |  | 313 | 3726.7229 | Per Unit | GSLD | 1 | 1 | 1 | 1 | 1 | 1 | 1 | 1 | 1 | 1 | 1 | 1 | CheNgsld813 | CheN | gsld | 813 | 33.5952 | 400 | [30 empty] | 0 | 0 | 0
813 | Refrigeration | Misc | Hospitals | Existing | PSC to ECM Evaporator Fan Motor (Reach-In) | 0.083988 | 0.06663 |  | 559.92 | 1 | 0.79333 | 6666.6667 | 15 |  | 313 | 3726.7229 | Per Unit | GSLD | 1 | 1 | 1 | 1 | 1 | 1 | 1 | 1 | 1 | 1 | 1 | 1 | ChoEgsld813 | ChoE | gsld | 813 | 33.5952 | 400 | [30 empty] | 0 | 0 | 0
813 | Refrigeration | Misc | Hospitals | New | PSC to ECM Evaporator Fan Motor (Reach-In) | 0.083988 | 0.06663 |  | 559.92 | 1 | 0.79333 | 6666.6667 | 15 |  | 313 | 3726.7229 | Per Unit | GSLD | 1 | 1 | 1 | 1 | 1 | 1 | 1 | 1 | 1 | 1 | 1 | 1 | ChoNgsld813 | ChoN | gsld | 813 | 33.5952 | 400 | [30 empty] | 0 | 0 | 0
813 | Refrigeration | Misc | Institutional | Existing | PSC to ECM Evaporator Fan Motor (Reach-In) | 0.080069 | 0.064951 |  | 559.92 | 1 | 0.81119 | 6993.007 | 15 |  | 313 | 3909.1499 | Per Unit | GSLD | 1 | 1 | 1 | 1 | 1 | 1 | 1 | 1 | 1 | 1 | 1 | 1 | CinEgsld813 | CinE | gsld | 813 | 33.5952 | 419.5804 | [30 empty] | 0 | 0 | 0
813 | Refrigeration | Misc | Institutional | New | PSC to ECM Evaporator Fan Motor (Reach-In) | 0.080069 | 0.064951 |  | 559.92 | 1 | 0.81119 | 6993.007 | 15 |  | 313 | 3909.1499 | Per Unit | GSLD | 1 | 1 | 1 | 1 | 1 | 1 | 1 | 1 | 1 | 1 | 1 | 1 | CinNgsld813 | CinN | gsld | 813 | 33.5952 | 419.5804 | [30 empty] | 0 | 0 | 0
813 | Refrigeration | Misc | Lodging/Hospitality | Existing | PSC to ECM Evaporator Fan Motor (Reach-In) | 0.083988 | 0.06663 |  | 559.92 | 1 | 0.79333 | 6666.6667 | 15 |  | 313 | 3726.7229 | Per Unit | GSLD | 1 | 1 | 1 | 1 | 1 | 1 | 1 | 1 | 1 | 1 | 1 | 1 | CloEgsld813 | CloE | gsld | 813 | 33.5952 | 400 | [30 empty] | 0 | 0 | 0
813 | Refrigeration | Misc | Lodging/Hospitality | New | PSC to ECM Evaporator Fan Motor (Reach-In) | 0.083988 | 0.06663 |  | 559.92 | 1 | 0.79333 | 6666.6667 | 15 |  | 313 | 3726.7229 | Per Unit | GSLD | 1 | 1 | 1 | 1 | 1 | 1 | 1 | 1 | 1 | 1 | 1 | 1 | CloNgsld813 | CloN | gsld | 813 | 33.5952 | 400 | [30 empty] | 0 | 0 | 0
813 | Refrigeration | Misc | Miscellaneous | Existing | PSC to ECM Evaporator Fan Motor (Reach-In) | 0.080069 | 0.064951 |  | 559.92 | 1 | 0.81119 | 6993.007 | 15 |  | 313 | 3909.1499 | Per Unit | GSLD | 1 | 1 | 1 | 1 | 1 | 1 | 1 | 1 | 1 | 1 | 1 | 1 | CmiEgsld813 | CmiE | gsld | 813 | 33.5952 | 419.5804 | [30 empty] | 0 | 0 | 0
813 | Refrigeration | Misc | Miscellaneous | New | PSC to ECM Evaporator Fan Motor (Reach-In) | 0.080069 | 0.064951 |  | 559.92 | 1 | 0.81119 | 6993.007 | 15 |  | 313 | 3909.1499 | Per Unit | GSLD | 1 | 1 | 1 | 1 | 1 | 1 | 1 | 1 | 1 | 1 | 1 | 1 | CmiNgsld813 | CmiN | gsld | 813 | 33.5952 | 419.5804 | [30 empty] | 0 | 0 | 0
813 | Refrigeration | Misc | Offices | Existing | PSC to ECM Evaporator Fan Motor (Reach-In) | 0.080069 | 0.064951 |  | 559.92 | 1 | 0.81119 | 6993.007 | 15 |  | 313 | 3909.1499 | Per Unit | GSLD | 1 | 1 | 1 | 1 | 1 | 1 | 1 | 1 | 1 | 1 | 1 | 1 | CofEgsld813 | CofE | gsld | 813 | 33.5952 | 419.5804 | [30 empty] | 0 | 0 | 0
813 | Refrigeration | Misc | Offices | New | PSC to ECM Evaporator Fan Motor (Reach-In) | 0.080069 | 0.064951 |  | 559.92 | 1 | 0.81119 | 6993.007 | 15 |  | 313 | 3909.1499 | Per Unit | GSLD | 1 | 1 | 1 | 1 | 1 | 1 | 1 | 1 | 1 | 1 | 1 | 1 | CofNgsld813 | CofN | gsld | 813 | 33.5952 | 419.5804 | [30 empty] | 0 | 0 | 0
813 | Refrigeration | Misc | Restaurants | Existing | PSC to ECM Evaporator Fan Motor (Reach-In) | 0.078949 | 0.063271 |  | 559.92 | 1 | 0.80142 | 7092.1986 | 15 |  | 313 | 3964.5988 | Per Unit | GSLD | 1 | 1 | 1 | 1 | 1 | 1 | 1 | 1 | 1 | 1 | 1 | 1 | CreEgsld813 | CreE | gsld | 813 | 33.5952 | 425.5319 | [30 empty] | 0 | 0 | 0
813 | Refrigeration | Misc | Restaurants | New | PSC to ECM Evaporator Fan Motor (Reach-In) | 0.078949 | 0.063271 |  | 559.92 | 1 | 0.80142 | 7092.1986 | 15 |  | 313 | 3964.5988 | Per Unit | GSLD | 1 | 1 | 1 | 1 | 1 | 1 | 1 | 1 | 1 | 1 | 1 | 1 | CreNgsld813 | CreN | gsld | 813 | 33.5952 | 425.5319 | [30 empty] | 0 | 0 | 0
813 | Refrigeration | Misc | Retail | Existing | PSC to ECM Evaporator Fan Motor (Reach-In) | 0.083988 | 0.06663 |  | 559.92 | 1 | 0.79333 | 6666.6667 | 15 |  | 313 | 3726.7229 | Per Unit | GSLD | 1 | 1 | 1 | 1 | 1 | 1 | 1 | 1 | 1 | 1 | 1 | 1 | CrtEgsld813 | CrtE | gsld | 813 | 33.5952 | 400 | [30 empty] | 0 | 0 | 0
813 | Refrigeration | Misc | Retail | New | PSC to ECM Evaporator Fan Motor (Reach-In) | 0.083988 | 0.06663 |  | 559.92 | 1 | 0.79333 | 6666.6667 | 15 |  | 313 | 3726.7229 | Per Unit | GSLD | 1 | 1 | 1 | 1 | 1 | 1 | 1 | 1 | 1 | 1 | 1 | 1 | CrtNgsld813 | CrtN | gsld | 813 | 33.5952 | 400 | [30 empty] | 0 | 0 | 0
813 | Refrigeration | Misc | Schools K-12 | Existing | PSC to ECM Evaporator Fan Motor (Reach-In) | 0.080069 | 0.064951 |  | 559.92 | 1 | 0.81119 | 6993.007 | 15 |  | 313 | 3909.1499 | Per Unit | GSLD | 1 | 1 | 1 | 1 | 1 | 1 | 1 | 1 | 1 | 1 | 1 | 1 | CscEgsld813 | CscE | gsld | 813 | 33.5952 | 419.5804 | [30 empty] | 0 | 0 | 0
813 | Refrigeration | Misc | Schools K-12 | New | PSC to ECM Evaporator Fan Motor (Reach-In) | 0.080069 | 0.064951 |  | 559.92 | 1 | 0.81119 | 6993.007 | 15 |  | 313 | 3909.1499 | Per Unit | GSLD | 1 | 1 | 1 | 1 | 1 | 1 | 1 | 1 | 1 | 1 | 1 | 1 | CscNgsld813 | CscN | gsld | 813 | 33.5952 | 419.5804 | [30 empty] | 0 | 0 | 0
813 | Refrigeration | Misc | Warehouse | Existing | PSC to ECM Evaporator Fan Motor (Reach-In) | 0.080069 | 0.064951 |  | 559.92 | 1 | 0.81119 | 6993.007 | 15 |  | 313 | 3909.1499 | Per Unit | GSLD | 1 | 1 | 1 | 1 | 1 | 1 | 1 | 1 | 1 | 1 | 1 | 1 | CwaEgsld813 | CwaE | gsld | 813 | 33.5952 | 419.5804 | [30 empty] | 0 | 0 | 0
813 | Refrigeration | Misc | Warehouse | New | PSC to ECM Evaporator Fan Motor (Reach-In) | 0.080069 | 0.064951 |  | 559.92 | 1 | 0.81119 | 6993.007 | 15 |  | 313 | 3909.1499 | Per Unit | GSLD | 1 | 1 | 1 | 1 | 1 | 1 | 1 | 1 | 1 | 1 | 1 | 1 | CwaNgsld813 | CwaN | gsld | 813 | 33.5952 | 419.5804 | [30 empty] | 0 | 0 | 0
814 | Refrigeration | Misc | Assembly | Existing | PSC to ECM Evaporator Fan Motor (Walk-In, Refrigerator) | 0.051945 | 0.04121 |  | 346.3 | 1 | 0.79333 | 6666.6667 | 15 |  | 313 | 6025.604 | Per Unit | GSLD | 0.57723 | 0.60437 | 0.83705 | 1.097 | 1.2026 | 1.2026 | 1.289 | 1.2891 | 1.2453 | 1.1192 | 0.77553 | 0.85362 | CasEgsld814 | CasE | gsld | 814 | 20.778 | 400 | [30 empty] | 0 | 0 | 0
814 | Refrigeration | Misc | Assembly | New | PSC to ECM Evaporator Fan Motor (Walk-In, Refrigerator) | 0.051945 | 0.04121 |  | 346.3 | 1 | 0.79333 | 6666.6667 | 15 |  | 313 | 6025.604 | Per Unit | GSLD | 0.57723 | 0.60437 | 0.83705 | 1.097 | 1.2026 | 1.2026 | 1.289 | 1.2891 | 1.2453 | 1.1192 | 0.77553 | 0.85362 | CasNgsld814 | CasN | gsld | 814 | 20.778 | 400 | [30 empty] | 0 | 0 | 0
814 | Refrigeration | Misc | College and University | Existing | PSC to ECM Evaporator Fan Motor (Walk-In, Refrigerator) | 0.051945 | 0.04121 |  | 346.3 | 1 | 0.79333 | 6666.6667 | 15 |  | 313 | 6025.604 | Per Unit | GSLD | 0.57723 | 0.60437 | 0.83705 | 1.097 | 1.2026 | 1.2026 | 1.289 | 1.2891 | 1.2453 | 1.1192 | 0.77553 | 0.85362 | CcoEgsld814 | CcoE | gsld | 814 | 20.778 | 400 | [30 empty] | 0 | 0 | 0
814 | Refrigeration | Misc | College and University | New | PSC to ECM Evaporator Fan Motor (Walk-In, Refrigerator) | 0.051945 | 0.04121 |  | 346.3 | 1 | 0.79333 | 6666.6667 | 15 |  | 313 | 6025.604 | Per Unit | GSLD | 0.57723 | 0.60437 | 0.83705 | 1.097 | 1.2026 | 1.2026 | 1.289 | 1.2891 | 1.2453 | 1.1192 | 0.77553 | 0.85362 | CcoNgsld814 | CcoN | gsld | 814 | 20.778 | 400 | [30 empty] | 0 | 0 | 0
814 | Refrigeration | Misc | Data Center | Existing | PSC to ECM Evaporator Fan Motor (Walk-In, Refrigerator) | 0.049521 | 0.040171 |  | 346.3 | 1 | 0.81119 | 6993.007 | 15 |  | 313 | 6320.5636 | Per Unit | GSLD | 0.57723 | 0.60437 | 0.83705 | 1.097 | 1.2026 | 1.2026 | 1.289 | 1.2891 | 1.2453 | 1.1192 | 0.77553 | 0.85362 | CdaEgsld814 | CdaE | gsld | 814 | 20.778 | 419.5804 | [30 empty] | 0 | 0 | 0
814 | Refrigeration | Misc | Data Center | New | PSC to ECM Evaporator Fan Motor (Walk-In, Refrigerator) | 0.049521 | 0.040171 |  | 346.3 | 1 | 0.81119 | 6993.007 | 15 |  | 313 | 6320.5636 | Per Unit | GSLD | 0.57723 | 0.60437 | 0.83705 | 1.097 | 1.2026 | 1.2026 | 1.289 | 1.2891 | 1.2453 | 1.1192 | 0.77553 | 0.85362 | CdaNgsld814 | CdaN | gsld | 814 | 20.778 | 419.5804 | [30 empty] | 0 | 0 | 0
814 | Refrigeration | Misc | Grocery | Existing | PSC to ECM Evaporator Fan Motor (Walk-In, Refrigerator) | 0.051945 | 0.04121 |  | 346.3 | 1 | 0.79333 | 6666.6667 | 15 |  | 313 | 6025.604 | Per Unit | GSLD | 0.57723 | 0.60437 | 0.83705 | 1.097 | 1.2026 | 1.2026 | 1.289 | 1.2891 | 1.2453 | 1.1192 | 0.77553 | 0.85362 | CgrEgsld814 | CgrE | gsld | 814 | 20.778 | 400 | [30 empty] | 238.0198 | 35.6611 | 28.2099
814 | Refrigeration | Misc | Grocery | New | PSC to ECM Evaporator Fan Motor (Walk-In, Refrigerator) | 0.051945 | 0.04121 |  | 346.3 | 1 | 0.79333 | 6666.6667 | 15 |  | 313 | 6025.604 | Per Unit | GSLD | 0.57723 | 0.60437 | 0.83705 | 1.097 | 1.2026 | 1.2026 | 1.289 | 1.2891 | 1.2453 | 1.1192 | 0.77553 | 0.85362 | CgrNgsld814 | CgrN | gsld | 814 | 20.778 | 400 | [30 empty] | 2.6253 | 0.39333 | 0.31115
814 | Refrigeration | Misc | Healthcare | Existing | PSC to ECM Evaporator Fan Motor (Walk-In, Refrigerator) | 0.051945 | 0.04121 |  | 346.3 | 1 | 0.79333 | 6666.6667 | 15 |  | 313 | 6025.604 | Per Unit | GSLD | 0.57723 | 0.60437 | 0.83705 | 1.097 | 1.2026 | 1.2026 | 1.289 | 1.2891 | 1.2453 | 1.1192 | 0.77553 | 0.85362 | CheEgsld814 | CheE | gsld | 814 | 20.778 | 400 | [30 empty] | 0 | 0 | 0
814 | Refrigeration | Misc | Healthcare | New | PSC to ECM Evaporator Fan Motor (Walk-In, Refrigerator) | 0.051945 | 0.04121 |  | 346.3 | 1 | 0.79333 | 6666.6667 | 15 |  | 313 | 6025.604 | Per Unit | GSLD | 0.57723 | 0.60437 | 0.83705 | 1.097 | 1.2026 | 1.2026 | 1.289 | 1.2891 | 1.2453 | 1.1192 | 0.77553 | 0.85362 | CheNgsld814 | CheN | gsld | 814 | 20.778 | 400 | [30 empty] | 0 | 0 | 0
814 | Refrigeration | Misc | Hospitals | Existing | PSC to ECM Evaporator Fan Motor (Walk-In, Refrigerator) | 0.051945 | 0.04121 |  | 346.3 | 1 | 0.79333 | 6666.6667 | 15 |  | 313 | 6025.604 | Per Unit | GSLD | 0.57723 | 0.60437 | 0.83705 | 1.097 | 1.2026 | 1.2026 | 1.289 | 1.2891 | 1.2453 | 1.1192 | 0.77553 | 0.85362 | ChoEgsld814 | ChoE | gsld | 814 | 20.778 | 400 | [30 empty] | 0 | 0 | 0
814 | Refrigeration | Misc | Hospitals | New | PSC to ECM Evaporator Fan Motor (Walk-In, Refrigerator) | 0.051945 | 0.04121 |  | 346.3 | 1 | 0.79333 | 6666.6667 | 15 |  | 313 | 6025.604 | Per Unit | GSLD | 0.57723 | 0.60437 | 0.83705 | 1.097 | 1.2026 | 1.2026 | 1.289 | 1.2891 | 1.2453 | 1.1192 | 0.77553 | 0.85362 | ChoNgsld814 | ChoN | gsld | 814 | 20.778 | 400 | [30 empty] | 0 | 0 | 0
814 | Refrigeration | Misc | Institutional | Existing | PSC to ECM Evaporator Fan Motor (Walk-In, Refrigerator) | 0.049521 | 0.040171 |  | 346.3 | 1 | 0.81119 | 6993.007 | 15 |  | 313 | 6320.5636 | Per Unit | GSLD | 0.57723 | 0.60437 | 0.83705 | 1.097 | 1.2026 | 1.2026 | 1.289 | 1.2891 | 1.2453 | 1.1192 | 0.77553 | 0.85362 | CinEgsld814 | CinE | gsld | 814 | 20.778 | 419.5804 | [30 empty] | 0 | 0 | 0
814 | Refrigeration | Misc | Institutional | New | PSC to ECM Evaporator Fan Motor (Walk-In, Refrigerator) | 0.049521 | 0.040171 |  | 346.3 | 1 | 0.81119 | 6993.007 | 15 |  | 313 | 6320.5636 | Per Unit | GSLD | 0.57723 | 0.60437 | 0.83705 | 1.097 | 1.2026 | 1.2026 | 1.289 | 1.2891 | 1.2453 | 1.1192 | 0.77553 | 0.85362 | CinNgsld814 | CinN | gsld | 814 | 20.778 | 419.5804 | [30 empty] | 0 | 0 | 0
814 | Refrigeration | Misc | Lodging/Hospitality | Existing | PSC to ECM Evaporator Fan Motor (Walk-In, Refrigerator) | 0.051945 | 0.04121 |  | 346.3 | 1 | 0.79333 | 6666.6667 | 15 |  | 313 | 6025.604 | Per Unit | GSLD | 0.57723 | 0.60437 | 0.83705 | 1.097 | 1.2026 | 1.2026 | 1.289 | 1.2891 | 1.2453 | 1.1192 | 0.77553 | 0.85362 | CloEgsld814 | CloE | gsld | 814 | 20.778 | 400 | [30 empty] | 0 | 0 | 0
814 | Refrigeration | Misc | Lodging/Hospitality | New | PSC to ECM Evaporator Fan Motor (Walk-In, Refrigerator) | 0.051945 | 0.04121 |  | 346.3 | 1 | 0.79333 | 6666.6667 | 15 |  | 313 | 6025.604 | Per Unit | GSLD | 0.57723 | 0.60437 | 0.83705 | 1.097 | 1.2026 | 1.2026 | 1.289 | 1.2891 | 1.2453 | 1.1192 | 0.77553 | 0.85362 | CloNgsld814 | CloN | gsld | 814 | 20.778 | 400 | [30 empty] | 0 | 0 | 0
814 | Refrigeration | Misc | Miscellaneous | Existing | PSC to ECM Evaporator Fan Motor (Walk-In, Refrigerator) | 0.049521 | 0.040171 |  | 346.3 | 1 | 0.81119 | 6993.007 | 15 |  | 313 | 6320.5636 | Per Unit | GSLD | 0.57723 | 0.60437 | 0.83705 | 1.097 | 1.2026 | 1.2026 | 1.289 | 1.2891 | 1.2453 | 1.1192 | 0.77553 | 0.85362 | CmiEgsld814 | CmiE | gsld | 814 | 20.778 | 419.5804 | [30 empty] | 0 | 0 | 0
814 | Refrigeration | Misc | Miscellaneous | New | PSC to ECM Evaporator Fan Motor (Walk-In, Refrigerator) | 0.049521 | 0.040171 |  | 346.3 | 1 | 0.81119 | 6993.007 | 15 |  | 313 | 6320.5636 | Per Unit | GSLD | 0.57723 | 0.60437 | 0.83705 | 1.097 | 1.2026 | 1.2026 | 1.289 | 1.2891 | 1.2453 | 1.1192 | 0.77553 | 0.85362 | CmiNgsld814 | CmiN | gsld | 814 | 20.778 | 419.5804 | [30 empty] | 0 | 0 | 0
814 | Refrigeration | Misc | Offices | Existing | PSC to ECM Evaporator Fan Motor (Walk-In, Refrigerator) | 0.049521 | 0.040171 |  | 346.3 | 1 | 0.81119 | 6993.007 | 15 |  | 313 | 6320.5636 | Per Unit | GSLD | 0.57723 | 0.60437 | 0.83705 | 1.097 | 1.2026 | 1.2026 | 1.289 | 1.2891 | 1.2453 | 1.1192 | 0.77553 | 0.85362 | CofEgsld814 | CofE | gsld | 814 | 20.778 | 419.5804 | [30 empty] | 0 | 0 | 0
814 | Refrigeration | Misc | Offices | New | PSC to ECM Evaporator Fan Motor (Walk-In, Refrigerator) | 0.049521 | 0.040171 |  | 346.3 | 1 | 0.81119 | 6993.007 | 15 |  | 313 | 6320.5636 | Per Unit | GSLD | 0.57723 | 0.60437 | 0.83705 | 1.097 | 1.2026 | 1.2026 | 1.289 | 1.2891 | 1.2453 | 1.1192 | 0.77553 | 0.85362 | CofNgsld814 | CofN | gsld | 814 | 20.778 | 419.5804 | [30 empty] | 0 | 0 | 0
814 | Refrigeration | Misc | Restaurants | Existing | PSC to ECM Evaporator Fan Motor (Walk-In, Refrigerator) | 0.048828 | 0.039132 |  | 346.3 | 1 | 0.80142 | 7092.1986 | 15 |  | 313 | 6410.217 | Per Unit | GSLD | 0.57723 | 0.60437 | 0.83705 | 1.097 | 1.2026 | 1.2026 | 1.289 | 1.2891 | 1.2453 | 1.1192 | 0.77553 | 0.85362 | CreEgsld814 | CreE | gsld | 814 | 20.778 | 425.5319 | [30 empty] | 0 | 0 | 0
814 | Refrigeration | Misc | Restaurants | New | PSC to ECM Evaporator Fan Motor (Walk-In, Refrigerator) | 0.048828 | 0.039132 |  | 346.3 | 1 | 0.80142 | 7092.1986 | 15 |  | 313 | 6410.217 | Per Unit | GSLD | 0.57723 | 0.60437 | 0.83705 | 1.097 | 1.2026 | 1.2026 | 1.289 | 1.2891 | 1.2453 | 1.1192 | 0.77553 | 0.85362 | CreNgsld814 | CreN | gsld | 814 | 20.778 | 425.5319 | [30 empty] | 0 | 0 | 0
814 | Refrigeration | Misc | Retail | Existing | PSC to ECM Evaporator Fan Motor (Walk-In, Refrigerator) | 0.051945 | 0.04121 |  | 346.3 | 1 | 0.79333 | 6666.6667 | 15 |  | 313 | 6025.604 | Per Unit | GSLD | 0.57723 | 0.60437 | 0.83705 | 1.097 | 1.2026 | 1.2026 | 1.289 | 1.2891 | 1.2453 | 1.1192 | 0.77553 | 0.85362 | CrtEgsld814 | CrtE | gsld | 814 | 20.778 | 400 | [30 empty] | 0 | 0 | 0
814 | Refrigeration | Misc | Retail | New | PSC to ECM Evaporator Fan Motor (Walk-In, Refrigerator) | 0.051945 | 0.04121 |  | 346.3 | 1 | 0.79333 | 6666.6667 | 15 |  | 313 | 6025.604 | Per Unit | GSLD | 0.57723 | 0.60437 | 0.83705 | 1.097 | 1.2026 | 1.2026 | 1.289 | 1.2891 | 1.2453 | 1.1192 | 0.77553 | 0.85362 | CrtNgsld814 | CrtN | gsld | 814 | 20.778 | 400 | [30 empty] | 0 | 0 | 0
814 | Refrigeration | Misc | Schools K-12 | Existing | PSC to ECM Evaporator Fan Motor (Walk-In, Refrigerator) | 0.049521 | 0.040171 |  | 346.3 | 1 | 0.81119 | 6993.007 | 15 |  | 313 | 6320.5636 | Per Unit | GSLD | 0.57723 | 0.60437 | 0.83705 | 1.097 | 1.2026 | 1.2026 | 1.289 | 1.2891 | 1.2453 | 1.1192 | 0.77553 | 0.85362 | CscEgsld814 | CscE | gsld | 814 | 20.778 | 419.5804 | [30 empty] | 0 | 0 | 0
814 | Refrigeration | Misc | Schools K-12 | New | PSC to ECM Evaporator Fan Motor (Walk-In, Refrigerator) | 0.049521 | 0.040171 |  | 346.3 | 1 | 0.81119 | 6993.007 | 15 |  | 313 | 6320.5636 | Per Unit | GSLD | 0.57723 | 0.60437 | 0.83705 | 1.097 | 1.2026 | 1.2026 | 1.289 | 1.2891 | 1.2453 | 1.1192 | 0.77553 | 0.85362 | CscNgsld814 | CscN | gsld | 814 | 20.778 | 419.5804 | [30 empty] | 0 | 0 | 0
814 | Refrigeration | Misc | Warehouse | Existing | PSC to ECM Evaporator Fan Motor (Walk-In, Refrigerator) | 0.049521 | 0.040171 |  | 346.3 | 1 | 0.81119 | 6993.007 | 15 |  | 313 | 6320.5636 | Per Unit | GSLD | 0.57723 | 0.60437 | 0.83705 | 1.097 | 1.2026 | 1.2026 | 1.289 | 1.2891 | 1.2453 | 1.1192 | 0.77553 | 0.85362 | CwaEgsld814 | CwaE | gsld | 814 | 20.778 | 419.5804 | [30 empty] | 0 | 0 | 0
814 | Refrigeration | Misc | Warehouse | New | PSC to ECM Evaporator Fan Motor (Walk-In, Refrigerator) | 0.049521 | 0.040171 |  | 346.3 | 1 | 0.81119 | 6993.007 | 15 |  | 313 | 6320.5636 | Per Unit | GSLD | 0.57723 | 0.60437 | 0.83705 | 1.097 | 1.2026 | 1.2026 | 1.289 | 1.2891 | 1.2453 | 1.1192 | 0.77553 | 0.85362 | CwaNgsld814 | CwaN | gsld | 814 | 20.778 | 419.5804 | [30 empty] | 0 | 0 | 0
815 | Refrigeration | Misc | Assembly | Existing | Q-Sync Evaporator Fan Motor | 0.031668 | 0.025123 |  | 211.12 | 1 | 0.79333 | 6666.6667 | 10 |  | 112.5 | 3552.482 | Per Unit | GSLD | 0.57723 | 0.60437 | 0.83705 | 1.097 | 1.2026 | 1.2026 | 1.289 | 1.2891 | 1.2453 | 1.1192 | 0.77553 | 0.85362 | CasEgsld815 | CasE | gsld | 815 | 12.6672 | 400 | [30 empty] | 0 | 0 | 0
815 | Refrigeration | Misc | Assembly | New | Q-Sync Evaporator Fan Motor | 0.031668 | 0.025123 |  | 211.12 | 1 | 0.79333 | 6666.6667 | 10 |  | 112.5 | 3552.482 | Per Unit | GSLD | 0.57723 | 0.60437 | 0.83705 | 1.097 | 1.2026 | 1.2026 | 1.289 | 1.2891 | 1.2453 | 1.1192 | 0.77553 | 0.85362 | CasNgsld815 | CasN | gsld | 815 | 12.6672 | 400 | [30 empty] | 0 | 0 | 0
815 | Refrigeration | Misc | College and University | Existing | Q-Sync Evaporator Fan Motor | 0.031668 | 0.025123 |  | 211.12 | 1 | 0.79333 | 6666.6667 | 10 |  | 112.5 | 3552.482 | Per Unit | GSLD | 0.57723 | 0.60437 | 0.83705 | 1.097 | 1.2026 | 1.2026 | 1.289 | 1.2891 | 1.2453 | 1.1192 | 0.77553 | 0.85362 | CcoEgsld815 | CcoE | gsld | 815 | 12.6672 | 400 | [30 empty] | 0 | 0 | 0
815 | Refrigeration | Misc | College and University | New | Q-Sync Evaporator Fan Motor | 0.031668 | 0.025123 |  | 211.12 | 1 | 0.79333 | 6666.6667 | 10 |  | 112.5 | 3552.482 | Per Unit | GSLD | 0.57723 | 0.60437 | 0.83705 | 1.097 | 1.2026 | 1.2026 | 1.289 | 1.2891 | 1.2453 | 1.1192 | 0.77553 | 0.85362 | CcoNgsld815 | CcoN | gsld | 815 | 12.6672 | 400 | [30 empty] | 0 | 0 | 0
815 | Refrigeration | Misc | Data Center | Existing | Q-Sync Evaporator Fan Motor | 0.03019 | 0.02449 |  | 211.12 | 1 | 0.81119 | 6993.007 | 10 |  | 112.5 | 3726.3797 | Per Unit | GSLD | 0.57723 | 0.60437 | 0.83705 | 1.097 | 1.2026 | 1.2026 | 1.289 | 1.2891 | 1.2453 | 1.1192 | 0.77553 | 0.85362 | CdaEgsld815 | CdaE | gsld | 815 | 12.6672 | 419.5804 | [30 empty] | 0 | 0 | 0
815 | Refrigeration | Misc | Data Center | New | Q-Sync Evaporator Fan Motor | 0.03019 | 0.02449 |  | 211.12 | 1 | 0.81119 | 6993.007 | 10 |  | 112.5 | 3726.3797 | Per Unit | GSLD | 0.57723 | 0.60437 | 0.83705 | 1.097 | 1.2026 | 1.2026 | 1.289 | 1.2891 | 1.2453 | 1.1192 | 0.77553 | 0.85362 | CdaNgsld815 | CdaN | gsld | 815 | 12.6672 | 419.5804 | [30 empty] | 0 | 0 | 0
815 | Refrigeration | Misc | Grocery | Existing | Q-Sync Evaporator Fan Motor | 0.031668 | 0.025123 |  | 211.12 | 1 | 0.79333 | 6666.6667 | 10 |  | 112.5 | 3552.482 | Per Unit | GSLD | 0.57723 | 0.60437 | 0.83705 | 1.097 | 1.2026 | 1.2026 | 1.289 | 1.2891 | 1.2453 | 1.1192 | 0.77553 | 0.85362 | CgrEgsld815 | CgrE | gsld | 815 | 12.6672 | 400 | [30 empty] | 163.7652 | 24.536 | 19.4093
815 | Refrigeration | Misc | Grocery | New | Q-Sync Evaporator Fan Motor | 0.031668 | 0.025123 |  | 211.12 | 1 | 0.79333 | 6666.6667 | 10 |  | 112.5 | 3552.482 | Per Unit | GSLD | 0.57723 | 0.60437 | 0.83705 | 1.097 | 1.2026 | 1.2026 | 1.289 | 1.2891 | 1.2453 | 1.1192 | 0.77553 | 0.85362 | CgrNgsld815 | CgrN | gsld | 815 | 12.6672 | 400 | [30 empty] | 1.8063 | 0.27062 | 0.21408
815 | Refrigeration | Misc | Healthcare | Existing | Q-Sync Evaporator Fan Motor | 0.031668 | 0.025123 |  | 211.12 | 1 | 0.79333 | 6666.6667 | 10 |  | 112.5 | 3552.482 | Per Unit | GSLD | 0.57723 | 0.60437 | 0.83705 | 1.097 | 1.2026 | 1.2026 | 1.289 | 1.2891 | 1.2453 | 1.1192 | 0.77553 | 0.85362 | CheEgsld815 | CheE | gsld | 815 | 12.6672 | 400 | [30 empty] | 0 | 0 | 0
815 | Refrigeration | Misc | Healthcare | New | Q-Sync Evaporator Fan Motor | 0.031668 | 0.025123 |  | 211.12 | 1 | 0.79333 | 6666.6667 | 10 |  | 112.5 | 3552.482 | Per Unit | GSLD | 0.57723 | 0.60437 | 0.83705 | 1.097 | 1.2026 | 1.2026 | 1.289 | 1.2891 | 1.2453 | 1.1192 | 0.77553 | 0.85362 | CheNgsld815 | CheN | gsld | 815 | 12.6672 | 400 | [30 empty] | 0 | 0 | 0
815 | Refrigeration | Misc | Hospitals | Existing | Q-Sync Evaporator Fan Motor | 0.031668 | 0.025123 |  | 211.12 | 1 | 0.79333 | 6666.6667 | 10 |  | 112.5 | 3552.482 | Per Unit | GSLD | 0.57723 | 0.60437 | 0.83705 | 1.097 | 1.2026 | 1.2026 | 1.289 | 1.2891 | 1.2453 | 1.1192 | 0.77553 | 0.85362 | ChoEgsld815 | ChoE | gsld | 815 | 12.6672 | 400 | [30 empty] | 0 | 0 | 0
815 | Refrigeration | Misc | Hospitals | New | Q-Sync Evaporator Fan Motor | 0.031668 | 0.025123 |  | 211.12 | 1 | 0.79333 | 6666.6667 | 10 |  | 112.5 | 3552.482 | Per Unit | GSLD | 0.57723 | 0.60437 | 0.83705 | 1.097 | 1.2026 | 1.2026 | 1.289 | 1.2891 | 1.2453 | 1.1192 | 0.77553 | 0.85362 | ChoNgsld815 | ChoN | gsld | 815 | 12.6672 | 400 | [30 empty] | 0 | 0 | 0
815 | Refrigeration | Misc | Institutional | Existing | Q-Sync Evaporator Fan Motor | 0.03019 | 0.02449 |  | 211.12 | 1 | 0.81119 | 6993.007 | 10 |  | 112.5 | 3726.3797 | Per Unit | GSLD | 0.57723 | 0.60437 | 0.83705 | 1.097 | 1.2026 | 1.2026 | 1.289 | 1.2891 | 1.2453 | 1.1192 | 0.77553 | 0.85362 | CinEgsld815 | CinE | gsld | 815 | 12.6672 | 419.5804 | [30 empty] | 0 | 0 | 0
815 | Refrigeration | Misc | Institutional | New | Q-Sync Evaporator Fan Motor | 0.03019 | 0.02449 |  | 211.12 | 1 | 0.81119 | 6993.007 | 10 |  | 112.5 | 3726.3797 | Per Unit | GSLD | 0.57723 | 0.60437 | 0.83705 | 1.097 | 1.2026 | 1.2026 | 1.289 | 1.2891 | 1.2453 | 1.1192 | 0.77553 | 0.85362 | CinNgsld815 | CinN | gsld | 815 | 12.6672 | 419.5804 | [30 empty] | 0 | 0 | 0
815 | Refrigeration | Misc | Lodging/Hospitality | Existing | Q-Sync Evaporator Fan Motor | 0.031668 | 0.025123 |  | 211.12 | 1 | 0.79333 | 6666.6667 | 10 |  | 112.5 | 3552.482 | Per Unit | GSLD | 0.57723 | 0.60437 | 0.83705 | 1.097 | 1.2026 | 1.2026 | 1.289 | 1.2891 | 1.2453 | 1.1192 | 0.77553 | 0.85362 | CloEgsld815 | CloE | gsld | 815 | 12.6672 | 400 | [30 empty] | 0 | 0 | 0
815 | Refrigeration | Misc | Lodging/Hospitality | New | Q-Sync Evaporator Fan Motor | 0.031668 | 0.025123 |  | 211.12 | 1 | 0.79333 | 6666.6667 | 10 |  | 112.5 | 3552.482 | Per Unit | GSLD | 0.57723 | 0.60437 | 0.83705 | 1.097 | 1.2026 | 1.2026 | 1.289 | 1.2891 | 1.2453 | 1.1192 | 0.77553 | 0.85362 | CloNgsld815 | CloN | gsld | 815 | 12.6672 | 400 | [30 empty] | 0 | 0 | 0
815 | Refrigeration | Misc | Miscellaneous | Existing | Q-Sync Evaporator Fan Motor | 0.03019 | 0.02449 |  | 211.12 | 1 | 0.81119 | 6993.007 | 10 |  | 112.5 | 3726.3797 | Per Unit | GSLD | 0.57723 | 0.60437 | 0.83705 | 1.097 | 1.2026 | 1.2026 | 1.289 | 1.2891 | 1.2453 | 1.1192 | 0.77553 | 0.85362 | CmiEgsld815 | CmiE | gsld | 815 | 12.6672 | 419.5804 | [30 empty] | 0 | 0 | 0
815 | Refrigeration | Misc | Miscellaneous | New | Q-Sync Evaporator Fan Motor | 0.03019 | 0.02449 |  | 211.12 | 1 | 0.81119 | 6993.007 | 10 |  | 112.5 | 3726.3797 | Per Unit | GSLD | 0.57723 | 0.60437 | 0.83705 | 1.097 | 1.2026 | 1.2026 | 1.289 | 1.2891 | 1.2453 | 1.1192 | 0.77553 | 0.85362 | CmiNgsld815 | CmiN | gsld | 815 | 12.6672 | 419.5804 | [30 empty] | 0 | 0 | 0
815 | Refrigeration | Misc | Offices | Existing | Q-Sync Evaporator Fan Motor | 0.03019 | 0.02449 |  | 211.12 | 1 | 0.81119 | 6993.007 | 10 |  | 112.5 | 3726.3797 | Per Unit | GSLD | 0.57723 | 0.60437 | 0.83705 | 1.097 | 1.2026 | 1.2026 | 1.289 | 1.2891 | 1.2453 | 1.1192 | 0.77553 | 0.85362 | CofEgsld815 | CofE | gsld | 815 | 12.6672 | 419.5804 | [30 empty] | 0 | 0 | 0
815 | Refrigeration | Misc | Offices | New | Q-Sync Evaporator Fan Motor | 0.03019 | 0.02449 |  | 211.12 | 1 | 0.81119 | 6993.007 | 10 |  | 112.5 | 3726.3797 | Per Unit | GSLD | 0.57723 | 0.60437 | 0.83705 | 1.097 | 1.2026 | 1.2026 | 1.289 | 1.2891 | 1.2453 | 1.1192 | 0.77553 | 0.85362 | CofNgsld815 | CofN | gsld | 815 | 12.6672 | 419.5804 | [30 empty] | 0 | 0 | 0
815 | Refrigeration | Misc | Restaurants | Existing | Q-Sync Evaporator Fan Motor | 0.029768 | 0.023857 |  | 211.12 | 1 | 0.80142 | 7092.1986 | 10 |  | 112.5 | 3779.2362 | Per Unit | GSLD | 0.57723 | 0.60437 | 0.83705 | 1.097 | 1.2026 | 1.2026 | 1.289 | 1.2891 | 1.2453 | 1.1192 | 0.77553 | 0.85362 | CreEgsld815 | CreE | gsld | 815 | 12.6672 | 425.5319 | [30 empty] | 0 | 0 | 0
815 | Refrigeration | Misc | Restaurants | New | Q-Sync Evaporator Fan Motor | 0.029768 | 0.023857 |  | 211.12 | 1 | 0.80142 | 7092.1986 | 10 |  | 112.5 | 3779.2362 | Per Unit | GSLD | 0.57723 | 0.60437 | 0.83705 | 1.097 | 1.2026 | 1.2026 | 1.289 | 1.2891 | 1.2453 | 1.1192 | 0.77553 | 0.85362 | CreNgsld815 | CreN | gsld | 815 | 12.6672 | 425.5319 | [30 empty] | 0 | 0 | 0
815 | Refrigeration | Misc | Retail | Existing | Q-Sync Evaporator Fan Motor | 0.031668 | 0.025123 |  | 211.12 | 1 | 0.79333 | 6666.6667 | 10 |  | 112.5 | 3552.482 | Per Unit | GSLD | 0.57723 | 0.60437 | 0.83705 | 1.097 | 1.2026 | 1.2026 | 1.289 | 1.2891 | 1.2453 | 1.1192 | 0.77553 | 0.85362 | CrtEgsld815 | CrtE | gsld | 815 | 12.6672 | 400 | [30 empty] | 0 | 0 | 0
815 | Refrigeration | Misc | Retail | New | Q-Sync Evaporator Fan Motor | 0.031668 | 0.025123 |  | 211.12 | 1 | 0.79333 | 6666.6667 | 10 |  | 112.5 | 3552.482 | Per Unit | GSLD | 0.57723 | 0.60437 | 0.83705 | 1.097 | 1.2026 | 1.2026 | 1.289 | 1.2891 | 1.2453 | 1.1192 | 0.77553 | 0.85362 | CrtNgsld815 | CrtN | gsld | 815 | 12.6672 | 400 | [30 empty] | 0 | 0 | 0
815 | Refrigeration | Misc | Schools K-12 | Existing | Q-Sync Evaporator Fan Motor | 0.03019 | 0.02449 |  | 211.12 | 1 | 0.81119 | 6993.007 | 10 |  | 112.5 | 3726.3797 | Per Unit | GSLD | 0.57723 | 0.60437 | 0.83705 | 1.097 | 1.2026 | 1.2026 | 1.289 | 1.2891 | 1.2453 | 1.1192 | 0.77553 | 0.85362 | CscEgsld815 | CscE | gsld | 815 | 12.6672 | 419.5804 | [30 empty] | 0 | 0 | 0
815 | Refrigeration | Misc | Schools K-12 | New | Q-Sync Evaporator Fan Motor | 0.03019 | 0.02449 |  | 211.12 | 1 | 0.81119 | 6993.007 | 10 |  | 112.5 | 3726.3797 | Per Unit | GSLD | 0.57723 | 0.60437 | 0.83705 | 1.097 | 1.2026 | 1.2026 | 1.289 | 1.2891 | 1.2453 | 1.1192 | 0.77553 | 0.85362 | CscNgsld815 | CscN | gsld | 815 | 12.6672 | 419.5804 | [30 empty] | 0 | 0 | 0
815 | Refrigeration | Misc | Warehouse | Existing | Q-Sync Evaporator Fan Motor | 0.03019 | 0.02449 |  | 211.12 | 1 | 0.81119 | 6993.007 | 10 |  | 112.5 | 3726.3797 | Per Unit | GSLD | 0.57723 | 0.60437 | 0.83705 | 1.097 | 1.2026 | 1.2026 | 1.289 | 1.2891 | 1.2453 | 1.1192 | 0.77553 | 0.85362 | CwaEgsld815 | CwaE | gsld | 815 | 12.6672 | 419.5804 | [30 empty] | 0 | 0 | 0
815 | Refrigeration | Misc | Warehouse | New | Q-Sync Evaporator Fan Motor | 0.03019 | 0.02449 |  | 211.12 | 1 | 0.81119 | 6993.007 | 10 |  | 112.5 | 3726.3797 | Per Unit | GSLD | 0.57723 | 0.60437 | 0.83705 | 1.097 | 1.2026 | 1.2026 | 1.289 | 1.2891 | 1.2453 | 1.1192 | 0.77553 | 0.85362 | CwaNgsld815 | CwaN | gsld | 815 | 12.6672 | 419.5804 | [30 empty] | 0 | 0 | 0
816 | Refrigeration | Sealing | Assembly | Existing | Door Gasket (Cooler) | 0.023416 | 0.018577 |  | 156.11 | 1 | 0.79333 | 6666.6667 | 4 |  | 84 | 3587.2141 | Per Door | GSLD | 1.0063 | 0.98564 | 1.0265 | 1.0441 | 1.0994 | 1.0901 | 1.0679 | 1.0965 | 1.0642 | 1.0547 | 1.0277 | 1.0297 | CasEgsld816 | CasE | gsld | 816 | 9.3666 | 400 | [30 empty] | 0 | 0 | 0
816 | Refrigeration | Sealing | Assembly | New | Door Gasket (Cooler) | 0.023416 | 0.018577 |  | 156.11 | 1 | 0.79333 | 6666.6667 | 4 |  | 84 | 3587.2141 | Per Door | GSLD | 1.0063 | 0.98564 | 1.0265 | 1.0441 | 1.0994 | 1.0901 | 1.0679 | 1.0965 | 1.0642 | 1.0547 | 1.0277 | 1.0297 | CasNgsld816 | CasN | gsld | 816 | 9.3666 | 400 | [30 empty] | 0 | 0 | 0
816 | Refrigeration | Sealing | College and University | Existing | Door Gasket (Cooler) | 0.023416 | 0.018577 |  | 156.11 | 1 | 0.79333 | 6666.6667 | 4 |  | 84 | 3587.2141 | Per Door | GSLD | 1.0063 | 0.98564 | 1.0265 | 1.0441 | 1.0994 | 1.0901 | 1.0679 | 1.0965 | 1.0642 | 1.0547 | 1.0277 | 1.0297 | CcoEgsld816 | CcoE | gsld | 816 | 9.3666 | 400 | [30 empty] | 0 | 0 | 0
816 | Refrigeration | Sealing | College and University | New | Door Gasket (Cooler) | 0.023416 | 0.018577 |  | 156.11 | 1 | 0.79333 | 6666.6667 | 4 |  | 84 | 3587.2141 | Per Door | GSLD | 1.0063 | 0.98564 | 1.0265 | 1.0441 | 1.0994 | 1.0901 | 1.0679 | 1.0965 | 1.0642 | 1.0547 | 1.0277 | 1.0297 | CcoNgsld816 | CcoN | gsld | 816 | 9.3666 | 400 | [30 empty] | 0 | 0 | 0
816 | Refrigeration | Sealing | Data Center | Existing | Door Gasket (Cooler) | 0.022324 | 0.018109 |  | 156.11 | 1 | 0.81119 | 6993.007 | 4 |  | 84 | 3762.812 | Per Door | GSLD | 1.0063 | 0.98564 | 1.0265 | 1.0441 | 1.0994 | 1.0901 | 1.0679 | 1.0965 | 1.0642 | 1.0547 | 1.0277 | 1.0297 | CdaEgsld816 | CdaE | gsld | 816 | 9.3666 | 419.5804 | [30 empty] | 0 | 0 | 0
816 | Refrigeration | Sealing | Data Center | New | Door Gasket (Cooler) | 0.022324 | 0.018109 |  | 156.11 | 1 | 0.81119 | 6993.007 | 4 |  | 84 | 3762.812 | Per Door | GSLD | 1.0063 | 0.98564 | 1.0265 | 1.0441 | 1.0994 | 1.0901 | 1.0679 | 1.0965 | 1.0642 | 1.0547 | 1.0277 | 1.0297 | CdaNgsld816 | CdaN | gsld | 816 | 9.3666 | 419.5804 | [30 empty] | 0 | 0 | 0
816 | Refrigeration | Sealing | Grocery | Existing | Door Gasket (Cooler) | 0.023416 | 0.018577 |  | 156.11 | 1 | 0.79333 | 6666.6667 | 4 |  | 84 | 3587.2141 | Per Door | GSLD | 1.0063 | 0.98564 | 1.0265 | 1.0441 | 1.0994 | 1.0901 | 1.0679 | 1.0965 | 1.0642 | 1.0547 | 1.0277 | 1.0297 | CgrEgsld816 | CgrE | gsld | 816 | 9.3666 | 400 | [30 empty] | 3.2286 | 0.48373 | 0.38265
816 | Refrigeration | Sealing | Grocery | New | Door Gasket (Cooler) | 0.023416 | 0.018577 |  | 156.11 | 1 | 0.79333 | 6666.6667 | 4 |  | 84 | 3587.2141 | Per Door | GSLD | 1.0063 | 0.98564 | 1.0265 | 1.0441 | 1.0994 | 1.0901 | 1.0679 | 1.0965 | 1.0642 | 1.0547 | 1.0277 | 1.0297 | CgrNgsld816 | CgrN | gsld | 816 | 9.3666 | 400 | [30 empty] | 0 | 0 | 0
816 | Refrigeration | Sealing | Healthcare | Existing | Door Gasket (Cooler) | 0.023416 | 0.018577 |  | 156.11 | 1 | 0.79333 | 6666.6667 | 4 |  | 84 | 3587.2141 | Per Door | GSLD | 1.0063 | 0.98564 | 1.0265 | 1.0441 | 1.0994 | 1.0901 | 1.0679 | 1.0965 | 1.0642 | 1.0547 | 1.0277 | 1.0297 | CheEgsld816 | CheE | gsld | 816 | 9.3666 | 400 | [30 empty] | 0 | 0 | 0
816 | Refrigeration | Sealing | Healthcare | New | Door Gasket (Cooler) | 0.023416 | 0.018577 |  | 156.11 | 1 | 0.79333 | 6666.6667 | 4 |  | 84 | 3587.2141 | Per Door | GSLD | 1.0063 | 0.98564 | 1.0265 | 1.0441 | 1.0994 | 1.0901 | 1.0679 | 1.0965 | 1.0642 | 1.0547 | 1.0277 | 1.0297 | CheNgsld816 | CheN | gsld | 816 | 9.3666 | 400 | [30 empty] | 0 | 0 | 0
816 | Refrigeration | Sealing | Hospitals | Existing | Door Gasket (Cooler) | 0.023416 | 0.018577 |  | 156.11 | 1 | 0.79333 | 6666.6667 | 4 |  | 84 | 3587.2141 | Per Door | GSLD | 1.0063 | 0.98564 | 1.0265 | 1.0441 | 1.0994 | 1.0901 | 1.0679 | 1.0965 | 1.0642 | 1.0547 | 1.0277 | 1.0297 | ChoEgsld816 | ChoE | gsld | 816 | 9.3666 | 400 | [30 empty] | 0 | 0 | 0
816 | Refrigeration | Sealing | Hospitals | New | Door Gasket (Cooler) | 0.023416 | 0.018577 |  | 156.11 | 1 | 0.79333 | 6666.6667 | 4 |  | 84 | 3587.2141 | Per Door | GSLD | 1.0063 | 0.98564 | 1.0265 | 1.0441 | 1.0994 | 1.0901 | 1.0679 | 1.0965 | 1.0642 | 1.0547 | 1.0277 | 1.0297 | ChoNgsld816 | ChoN | gsld | 816 | 9.3666 | 400 | [30 empty] | 0 | 0 | 0
816 | Refrigeration | Sealing | Institutional | Existing | Door Gasket (Cooler) | 0.022324 | 0.018109 |  | 156.11 | 1 | 0.81119 | 6993.007 | 4 |  | 84 | 3762.812 | Per Door | GSLD | 1.0063 | 0.98564 | 1.0265 | 1.0441 | 1.0994 | 1.0901 | 1.0679 | 1.0965 | 1.0642 | 1.0547 | 1.0277 | 1.0297 | CinEgsld816 | CinE | gsld | 816 | 9.3666 | 419.5804 | [30 empty] | 0 | 0 | 0
816 | Refrigeration | Sealing | Institutional | New | Door Gasket (Cooler) | 0.022324 | 0.018109 |  | 156.11 | 1 | 0.81119 | 6993.007 | 4 |  | 84 | 3762.812 | Per Door | GSLD | 1.0063 | 0.98564 | 1.0265 | 1.0441 | 1.0994 | 1.0901 | 1.0679 | 1.0965 | 1.0642 | 1.0547 | 1.0277 | 1.0297 | CinNgsld816 | CinN | gsld | 816 | 9.3666 | 419.5804 | [30 empty] | 0 | 0 | 0
816 | Refrigeration | Sealing | Lodging/Hospitality | Existing | Door Gasket (Cooler) | 0.023416 | 0.018577 |  | 156.11 | 1 | 0.79333 | 6666.6667 | 4 |  | 84 | 3587.2141 | Per Door | GSLD | 1.0063 | 0.98564 | 1.0265 | 1.0441 | 1.0994 | 1.0901 | 1.0679 | 1.0965 | 1.0642 | 1.0547 | 1.0277 | 1.0297 | CloEgsld816 | CloE | gsld | 816 | 9.3666 | 400 | [30 empty] | 0 | 0 | 0
816 | Refrigeration | Sealing | Lodging/Hospitality | New | Door Gasket (Cooler) | 0.023416 | 0.018577 |  | 156.11 | 1 | 0.79333 | 6666.6667 | 4 |  | 84 | 3587.2141 | Per Door | GSLD | 1.0063 | 0.98564 | 1.0265 | 1.0441 | 1.0994 | 1.0901 | 1.0679 | 1.0965 | 1.0642 | 1.0547 | 1.0277 | 1.0297 | CloNgsld816 | CloN | gsld | 816 | 9.3666 | 400 | [30 empty] | 0 | 0 | 0
816 | Refrigeration | Sealing | Miscellaneous | Existing | Door Gasket (Cooler) | 0.022324 | 0.018109 |  | 156.11 | 1 | 0.81119 | 6993.007 | 4 |  | 84 | 3762.812 | Per Door | GSLD | 1.0063 | 0.98564 | 1.0265 | 1.0441 | 1.0994 | 1.0901 | 1.0679 | 1.0965 | 1.0642 | 1.0547 | 1.0277 | 1.0297 | CmiEgsld816 | CmiE | gsld | 816 | 9.3666 | 419.5804 | [30 empty] | 0 | 0 | 0
816 | Refrigeration | Sealing | Miscellaneous | New | Door Gasket (Cooler) | 0.022324 | 0.018109 |  | 156.11 | 1 | 0.81119 | 6993.007 | 4 |  | 84 | 3762.812 | Per Door | GSLD | 1.0063 | 0.98564 | 1.0265 | 1.0441 | 1.0994 | 1.0901 | 1.0679 | 1.0965 | 1.0642 | 1.0547 | 1.0277 | 1.0297 | CmiNgsld816 | CmiN | gsld | 816 | 9.3666 | 419.5804 | [30 empty] | 0 | 0 | 0
816 | Refrigeration | Sealing | Offices | Existing | Door Gasket (Cooler) | 0.022324 | 0.018109 |  | 156.11 | 1 | 0.81119 | 6993.007 | 4 |  | 84 | 3762.812 | Per Door | GSLD | 1.0063 | 0.98564 | 1.0265 | 1.0441 | 1.0994 | 1.0901 | 1.0679 | 1.0965 | 1.0642 | 1.0547 | 1.0277 | 1.0297 | CofEgsld816 | CofE | gsld | 816 | 9.3666 | 419.5804 | [30 empty] | 0 | 0 | 0
816 | Refrigeration | Sealing | Offices | New | Door Gasket (Cooler) | 0.022324 | 0.018109 |  | 156.11 | 1 | 0.81119 | 6993.007 | 4 |  | 84 | 3762.812 | Per Door | GSLD | 1.0063 | 0.98564 | 1.0265 | 1.0441 | 1.0994 | 1.0901 | 1.0679 | 1.0965 | 1.0642 | 1.0547 | 1.0277 | 1.0297 | CofNgsld816 | CofN | gsld | 816 | 9.3666 | 419.5804 | [30 empty] | 0 | 0 | 0
816 | Refrigeration | Sealing | Restaurants | Existing | Door Gasket (Cooler) | 0.022012 | 0.01764 |  | 156.11 | 1 | 0.80142 | 7092.1986 | 4 |  | 84 | 3816.1853 | Per Door | GSLD | 1.0063 | 0.98564 | 1.0265 | 1.0441 | 1.0994 | 1.0901 | 1.0679 | 1.0965 | 1.0642 | 1.0547 | 1.0277 | 1.0297 | CreEgsld816 | CreE | gsld | 816 | 9.3666 | 425.5319 | [30 empty] | 0 | 0 | 0
816 | Refrigeration | Sealing | Restaurants | New | Door Gasket (Cooler) | 0.022012 | 0.01764 |  | 156.11 | 1 | 0.80142 | 7092.1986 | 4 |  | 84 | 3816.1853 | Per Door | GSLD | 1.0063 | 0.98564 | 1.0265 | 1.0441 | 1.0994 | 1.0901 | 1.0679 | 1.0965 | 1.0642 | 1.0547 | 1.0277 | 1.0297 | CreNgsld816 | CreN | gsld | 816 | 9.3666 | 425.5319 | [30 empty] | 0 | 0 | 0
816 | Refrigeration | Sealing | Retail | Existing | Door Gasket (Cooler) | 0.023416 | 0.018577 |  | 156.11 | 1 | 0.79333 | 6666.6667 | 4 |  | 84 | 3587.2141 | Per Door | GSLD | 1.0063 | 0.98564 | 1.0265 | 1.0441 | 1.0994 | 1.0901 | 1.0679 | 1.0965 | 1.0642 | 1.0547 | 1.0277 | 1.0297 | CrtEgsld816 | CrtE | gsld | 816 | 9.3666 | 400 | [30 empty] | 0 | 0 | 0
816 | Refrigeration | Sealing | Retail | New | Door Gasket (Cooler) | 0.023416 | 0.018577 |  | 156.11 | 1 | 0.79333 | 6666.6667 | 4 |  | 84 | 3587.2141 | Per Door | GSLD | 1.0063 | 0.98564 | 1.0265 | 1.0441 | 1.0994 | 1.0901 | 1.0679 | 1.0965 | 1.0642 | 1.0547 | 1.0277 | 1.0297 | CrtNgsld816 | CrtN | gsld | 816 | 9.3666 | 400 | [30 empty] | 0 | 0 | 0
816 | Refrigeration | Sealing | Schools K-12 | Existing | Door Gasket (Cooler) | 0.022324 | 0.018109 |  | 156.11 | 1 | 0.81119 | 6993.007 | 4 |  | 84 | 3762.812 | Per Door | GSLD | 1.0063 | 0.98564 | 1.0265 | 1.0441 | 1.0994 | 1.0901 | 1.0679 | 1.0965 | 1.0642 | 1.0547 | 1.0277 | 1.0297 | CscEgsld816 | CscE | gsld | 816 | 9.3666 | 419.5804 | [30 empty] | 0 | 0 | 0
816 | Refrigeration | Sealing | Schools K-12 | New | Door Gasket (Cooler) | 0.022324 | 0.018109 |  | 156.11 | 1 | 0.81119 | 6993.007 | 4 |  | 84 | 3762.812 | Per Door | GSLD | 1.0063 | 0.98564 | 1.0265 | 1.0441 | 1.0994 | 1.0901 | 1.0679 | 1.0965 | 1.0642 | 1.0547 | 1.0277 | 1.0297 | CscNgsld816 | CscN | gsld | 816 | 9.3666 | 419.5804 | [30 empty] | 0 | 0 | 0
816 | Refrigeration | Sealing | Warehouse | Existing | Door Gasket (Cooler) | 0.022324 | 0.018109 |  | 156.11 | 1 | 0.81119 | 6993.007 | 4 |  | 84 | 3762.812 | Per Door | GSLD | 1.0063 | 0.98564 | 1.0265 | 1.0441 | 1.0994 | 1.0901 | 1.0679 | 1.0965 | 1.0642 | 1.0547 | 1.0277 | 1.0297 | CwaEgsld816 | CwaE | gsld | 816 | 9.3666 | 419.5804 | [30 empty] | 0 | 0 | 0
816 | Refrigeration | Sealing | Warehouse | New | Door Gasket (Cooler) | 0.022324 | 0.018109 |  | 156.11 | 1 | 0.81119 | 6993.007 | 4 |  | 84 | 3762.812 | Per Door | GSLD | 1.0063 | 0.98564 | 1.0265 | 1.0441 | 1.0994 | 1.0901 | 1.0679 | 1.0965 | 1.0642 | 1.0547 | 1.0277 | 1.0297 | CwaNgsld816 | CwaN | gsld | 816 | 9.3666 | 419.5804 | [30 empty] | 0 | 0 | 0
817 | Refrigeration | Sealing | Assembly | Existing | Door Gasket (Freezer) | 0.023416 | 0.018577 |  | 156.11 | 1 | 0.79333 | 6666.6667 | 4 |  | 118 | 5039.1818 | Per Door | GSLD | 1.0063 | 0.98564 | 1.0265 | 1.0441 | 1.0994 | 1.0901 | 1.0679 | 1.0965 | 1.0642 | 1.0547 | 1.0277 | 1.0297 | CasEgsld817 | CasE | gsld | 817 | 9.3666 | 400 | [30 empty] | 0 | 0 | 0
817 | Refrigeration | Sealing | Assembly | New | Door Gasket (Freezer) | 0.023416 | 0.018577 |  | 156.11 | 1 | 0.79333 | 6666.6667 | 4 |  | 118 | 5039.1818 | Per Door | GSLD | 1.0063 | 0.98564 | 1.0265 | 1.0441 | 1.0994 | 1.0901 | 1.0679 | 1.0965 | 1.0642 | 1.0547 | 1.0277 | 1.0297 | CasNgsld817 | CasN | gsld | 817 | 9.3666 | 400 | [30 empty] | 0 | 0 | 0
817 | Refrigeration | Sealing | College and University | Existing | Door Gasket (Freezer) | 0.023416 | 0.018577 |  | 156.11 | 1 | 0.79333 | 6666.6667 | 4 |  | 118 | 5039.1818 | Per Door | GSLD | 1.0063 | 0.98564 | 1.0265 | 1.0441 | 1.0994 | 1.0901 | 1.0679 | 1.0965 | 1.0642 | 1.0547 | 1.0277 | 1.0297 | CcoEgsld817 | CcoE | gsld | 817 | 9.3666 | 400 | [30 empty] | 0 | 0 | 0
817 | Refrigeration | Sealing | College and University | New | Door Gasket (Freezer) | 0.023416 | 0.018577 |  | 156.11 | 1 | 0.79333 | 6666.6667 | 4 |  | 118 | 5039.1818 | Per Door | GSLD | 1.0063 | 0.98564 | 1.0265 | 1.0441 | 1.0994 | 1.0901 | 1.0679 | 1.0965 | 1.0642 | 1.0547 | 1.0277 | 1.0297 | CcoNgsld817 | CcoN | gsld | 817 | 9.3666 | 400 | [30 empty] | 0 | 0 | 0
817 | Refrigeration | Sealing | Data Center | Existing | Door Gasket (Freezer) | 0.022324 | 0.018109 |  | 156.11 | 1 | 0.81119 | 6993.007 | 4 |  | 118 | 5285.855 | Per Door | GSLD | 1.0063 | 0.98564 | 1.0265 | 1.0441 | 1.0994 | 1.0901 | 1.0679 | 1.0965 | 1.0642 | 1.0547 | 1.0277 | 1.0297 | CdaEgsld817 | CdaE | gsld | 817 | 9.3666 | 419.5804 | [30 empty] | 0 | 0 | 0
817 | Refrigeration | Sealing | Data Center | New | Door Gasket (Freezer) | 0.022324 | 0.018109 |  | 156.11 | 1 | 0.81119 | 6993.007 | 4 |  | 118 | 5285.855 | Per Door | GSLD | 1.0063 | 0.98564 | 1.0265 | 1.0441 | 1.0994 | 1.0901 | 1.0679 | 1.0965 | 1.0642 | 1.0547 | 1.0277 | 1.0297 | CdaNgsld817 | CdaN | gsld | 817 | 9.3666 | 419.5804 | [30 empty] | 0 | 0 | 0
817 | Refrigeration | Sealing | Grocery | Existing | Door Gasket (Freezer) | 0.023416 | 0.018577 |  | 156.11 | 1 | 0.79333 | 6666.6667 | 4 |  | 118 | 5039.1818 | Per Door | GSLD | 1.0063 | 0.98564 | 1.0265 | 1.0441 | 1.0994 | 1.0901 | 1.0679 | 1.0965 | 1.0642 | 1.0547 | 1.0277 | 1.0297 | CgrEgsld817 | CgrE | gsld | 817 | 9.3666 | 400 | [30 empty] | 3.1612 | 0.47363 | 0.37466
817 | Refrigeration | Sealing | Grocery | New | Door Gasket (Freezer) | 0.023416 | 0.018577 |  | 156.11 | 1 | 0.79333 | 6666.6667 | 4 |  | 118 | 5039.1818 | Per Door | GSLD | 1.0063 | 0.98564 | 1.0265 | 1.0441 | 1.0994 | 1.0901 | 1.0679 | 1.0965 | 1.0642 | 1.0547 | 1.0277 | 1.0297 | CgrNgsld817 | CgrN | gsld | 817 | 9.3666 | 400 | [30 empty] | 0 | 0 | 0
817 | Refrigeration | Sealing | Healthcare | Existing | Door Gasket (Freezer) | 0.023416 | 0.018577 |  | 156.11 | 1 | 0.79333 | 6666.6667 | 4 |  | 118 | 5039.1818 | Per Door | GSLD | 1.0063 | 0.98564 | 1.0265 | 1.0441 | 1.0994 | 1.0901 | 1.0679 | 1.0965 | 1.0642 | 1.0547 | 1.0277 | 1.0297 | CheEgsld817 | CheE | gsld | 817 | 9.3666 | 400 | [30 empty] | 0 | 0 | 0
817 | Refrigeration | Sealing | Healthcare | New | Door Gasket (Freezer) | 0.023416 | 0.018577 |  | 156.11 | 1 | 0.79333 | 6666.6667 | 4 |  | 118 | 5039.1818 | Per Door | GSLD | 1.0063 | 0.98564 | 1.0265 | 1.0441 | 1.0994 | 1.0901 | 1.0679 | 1.0965 | 1.0642 | 1.0547 | 1.0277 | 1.0297 | CheNgsld817 | CheN | gsld | 817 | 9.3666 | 400 | [30 empty] | 0 | 0 | 0
817 | Refrigeration | Sealing | Hospitals | Existing | Door Gasket (Freezer) | 0.023416 | 0.018577 |  | 156.11 | 1 | 0.79333 | 6666.6667 | 4 |  | 118 | 5039.1818 | Per Door | GSLD | 1.0063 | 0.98564 | 1.0265 | 1.0441 | 1.0994 | 1.0901 | 1.0679 | 1.0965 | 1.0642 | 1.0547 | 1.0277 | 1.0297 | ChoEgsld817 | ChoE | gsld | 817 | 9.3666 | 400 | [30 empty] | 0 | 0 | 0
817 | Refrigeration | Sealing | Hospitals | New | Door Gasket (Freezer) | 0.023416 | 0.018577 |  | 156.11 | 1 | 0.79333 | 6666.6667 | 4 |  | 118 | 5039.1818 | Per Door | GSLD | 1.0063 | 0.98564 | 1.0265 | 1.0441 | 1.0994 | 1.0901 | 1.0679 | 1.0965 | 1.0642 | 1.0547 | 1.0277 | 1.0297 | ChoNgsld817 | ChoN | gsld | 817 | 9.3666 | 400 | [30 empty] | 0 | 0 | 0
817 | Refrigeration | Sealing | Institutional | Existing | Door Gasket (Freezer) | 0.022324 | 0.018109 |  | 156.11 | 1 | 0.81119 | 6993.007 | 4 |  | 118 | 5285.855 | Per Door | GSLD | 1.0063 | 0.98564 | 1.0265 | 1.0441 | 1.0994 | 1.0901 | 1.0679 | 1.0965 | 1.0642 | 1.0547 | 1.0277 | 1.0297 | CinEgsld817 | CinE | gsld | 817 | 9.3666 | 419.5804 | [30 empty] | 0 | 0 | 0
817 | Refrigeration | Sealing | Institutional | New | Door Gasket (Freezer) | 0.022324 | 0.018109 |  | 156.11 | 1 | 0.81119 | 6993.007 | 4 |  | 118 | 5285.855 | Per Door | GSLD | 1.0063 | 0.98564 | 1.0265 | 1.0441 | 1.0994 | 1.0901 | 1.0679 | 1.0965 | 1.0642 | 1.0547 | 1.0277 | 1.0297 | CinNgsld817 | CinN | gsld | 817 | 9.3666 | 419.5804 | [30 empty] | 0 | 0 | 0
817 | Refrigeration | Sealing | Lodging/Hospitality | Existing | Door Gasket (Freezer) | 0.023416 | 0.018577 |  | 156.11 | 1 | 0.79333 | 6666.6667 | 4 |  | 118 | 5039.1818 | Per Door | GSLD | 1.0063 | 0.98564 | 1.0265 | 1.0441 | 1.0994 | 1.0901 | 1.0679 | 1.0965 | 1.0642 | 1.0547 | 1.0277 | 1.0297 | CloEgsld817 | CloE | gsld | 817 | 9.3666 | 400 | [30 empty] | 0 | 0 | 0
817 | Refrigeration | Sealing | Lodging/Hospitality | New | Door Gasket (Freezer) | 0.023416 | 0.018577 |  | 156.11 | 1 | 0.79333 | 6666.6667 | 4 |  | 118 | 5039.1818 | Per Door | GSLD | 1.0063 | 0.98564 | 1.0265 | 1.0441 | 1.0994 | 1.0901 | 1.0679 | 1.0965 | 1.0642 | 1.0547 | 1.0277 | 1.0297 | CloNgsld817 | CloN | gsld | 817 | 9.3666 | 400 | [30 empty] | 0 | 0 | 0
817 | Refrigeration | Sealing | Miscellaneous | Existing | Door Gasket (Freezer) | 0.022324 | 0.018109 |  | 156.11 | 1 | 0.81119 | 6993.007 | 4 |  | 118 | 5285.855 | Per Door | GSLD | 1.0063 | 0.98564 | 1.0265 | 1.0441 | 1.0994 | 1.0901 | 1.0679 | 1.0965 | 1.0642 | 1.0547 | 1.0277 | 1.0297 | CmiEgsld817 | CmiE | gsld | 817 | 9.3666 | 419.5804 | [30 empty] | 0 | 0 | 0
817 | Refrigeration | Sealing | Miscellaneous | New | Door Gasket (Freezer) | 0.022324 | 0.018109 |  | 156.11 | 1 | 0.81119 | 6993.007 | 4 |  | 118 | 5285.855 | Per Door | GSLD | 1.0063 | 0.98564 | 1.0265 | 1.0441 | 1.0994 | 1.0901 | 1.0679 | 1.0965 | 1.0642 | 1.0547 | 1.0277 | 1.0297 | CmiNgsld817 | CmiN | gsld | 817 | 9.3666 | 419.5804 | [30 empty] | 0 | 0 | 0
817 | Refrigeration | Sealing | Offices | Existing | Door Gasket (Freezer) | 0.022324 | 0.018109 |  | 156.11 | 1 | 0.81119 | 6993.007 | 4 |  | 118 | 5285.855 | Per Door | GSLD | 1.0063 | 0.98564 | 1.0265 | 1.0441 | 1.0994 | 1.0901 | 1.0679 | 1.0965 | 1.0642 | 1.0547 | 1.0277 | 1.0297 | CofEgsld817 | CofE | gsld | 817 | 9.3666 | 419.5804 | [30 empty] | 0 | 0 | 0
817 | Refrigeration | Sealing | Offices | New | Door Gasket (Freezer) | 0.022324 | 0.018109 |  | 156.11 | 1 | 0.81119 | 6993.007 | 4 |  | 118 | 5285.855 | Per Door | GSLD | 1.0063 | 0.98564 | 1.0265 | 1.0441 | 1.0994 | 1.0901 | 1.0679 | 1.0965 | 1.0642 | 1.0547 | 1.0277 | 1.0297 | CofNgsld817 | CofN | gsld | 817 | 9.3666 | 419.5804 | [30 empty] | 0 | 0 | 0
817 | Refrigeration | Sealing | Restaurants | Existing | Door Gasket (Freezer) | 0.022012 | 0.01764 |  | 156.11 | 1 | 0.80142 | 7092.1986 | 4 |  | 118 | 5360.8317 | Per Door | GSLD | 1.0063 | 0.98564 | 1.0265 | 1.0441 | 1.0994 | 1.0901 | 1.0679 | 1.0965 | 1.0642 | 1.0547 | 1.0277 | 1.0297 | CreEgsld817 | CreE | gsld | 817 | 9.3666 | 425.5319 | [30 empty] | 0 | 0 | 0
817 | Refrigeration | Sealing | Restaurants | New | Door Gasket (Freezer) | 0.022012 | 0.01764 |  | 156.11 | 1 | 0.80142 | 7092.1986 | 4 |  | 118 | 5360.8317 | Per Door | GSLD | 1.0063 | 0.98564 | 1.0265 | 1.0441 | 1.0994 | 1.0901 | 1.0679 | 1.0965 | 1.0642 | 1.0547 | 1.0277 | 1.0297 | CreNgsld817 | CreN | gsld | 817 | 9.3666 | 425.5319 | [30 empty] | 0 | 0 | 0
817 | Refrigeration | Sealing | Retail | Existing | Door Gasket (Freezer) | 0.023416 | 0.018577 |  | 156.11 | 1 | 0.79333 | 6666.6667 | 4 |  | 118 | 5039.1818 | Per Door | GSLD | 1.0063 | 0.98564 | 1.0265 | 1.0441 | 1.0994 | 1.0901 | 1.0679 | 1.0965 | 1.0642 | 1.0547 | 1.0277 | 1.0297 | CrtEgsld817 | CrtE | gsld | 817 | 9.3666 | 400 | [30 empty] | 0 | 0 | 0
817 | Refrigeration | Sealing | Retail | New | Door Gasket (Freezer) | 0.023416 | 0.018577 |  | 156.11 | 1 | 0.79333 | 6666.6667 | 4 |  | 118 | 5039.1818 | Per Door | GSLD | 1.0063 | 0.98564 | 1.0265 | 1.0441 | 1.0994 | 1.0901 | 1.0679 | 1.0965 | 1.0642 | 1.0547 | 1.0277 | 1.0297 | CrtNgsld817 | CrtN | gsld | 817 | 9.3666 | 400 | [30 empty] | 0 | 0 | 0
817 | Refrigeration | Sealing | Schools K-12 | Existing | Door Gasket (Freezer) | 0.022324 | 0.018109 |  | 156.11 | 1 | 0.81119 | 6993.007 | 4 |  | 118 | 5285.855 | Per Door | GSLD | 1.0063 | 0.98564 | 1.0265 | 1.0441 | 1.0994 | 1.0901 | 1.0679 | 1.0965 | 1.0642 | 1.0547 | 1.0277 | 1.0297 | CscEgsld817 | CscE | gsld | 817 | 9.3666 | 419.5804 | [30 empty] | 0 | 0 | 0
817 | Refrigeration | Sealing | Schools K-12 | New | Door Gasket (Freezer) | 0.022324 | 0.018109 |  | 156.11 | 1 | 0.81119 | 6993.007 | 4 |  | 118 | 5285.855 | Per Door | GSLD | 1.0063 | 0.98564 | 1.0265 | 1.0441 | 1.0994 | 1.0901 | 1.0679 | 1.0965 | 1.0642 | 1.0547 | 1.0277 | 1.0297 | CscNgsld817 | CscN | gsld | 817 | 9.3666 | 419.5804 | [30 empty] | 0 | 0 | 0
817 | Refrigeration | Sealing | Warehouse | Existing | Door Gasket (Freezer) | 0.022324 | 0.018109 |  | 156.11 | 1 | 0.81119 | 6993.007 | 4 |  | 118 | 5285.855 | Per Door | GSLD | 1.0063 | 0.98564 | 1.0265 | 1.0441 | 1.0994 | 1.0901 | 1.0679 | 1.0965 | 1.0642 | 1.0547 | 1.0277 | 1.0297 | CwaEgsld817 | CwaE | gsld | 817 | 9.3666 | 419.5804 | [30 empty] | 0 | 0 | 0
817 | Refrigeration | Sealing | Warehouse | New | Door Gasket (Freezer) | 0.022324 | 0.018109 |  | 156.11 | 1 | 0.81119 | 6993.007 | 4 |  | 118 | 5285.855 | Per Door | GSLD | 1.0063 | 0.98564 | 1.0265 | 1.0441 | 1.0994 | 1.0901 | 1.0679 | 1.0965 | 1.0642 | 1.0547 | 1.0277 | 1.0297 | CwaNgsld817 | CwaN | gsld | 817 | 9.3666 | 419.5804 | [30 empty] | 0 | 0 | 0
818 | Refrigeration | Sealing | Assembly | Existing | Night Covers for Display Cases | 0.016512 | 0.0131 |  | 110.08 | 1 | 0.79333 | 6666.6667 | 5 |  | 731 | 44270.8333 | Per End Use Consumption | GSLD | 1.0063 | 0.98564 | 1.0265 | 1.0441 | 1.0994 | 1.0901 | 1.0679 | 1.0965 | 1.0642 | 1.0547 | 1.0277 | 1.0297 | CasEgsld818 | CasE | gsld | 818 | 6.6048 | 400 | [30 empty] | 0 | 0 | 0
818 | Refrigeration | Sealing | Assembly | New | Night Covers for Display Cases | 0.016512 | 0.0131 |  | 110.08 | 1 | 0.79333 | 6666.6667 | 5 |  | 731 | 44270.8333 | Per End Use Consumption | GSLD | 1.0063 | 0.98564 | 1.0265 | 1.0441 | 1.0994 | 1.0901 | 1.0679 | 1.0965 | 1.0642 | 1.0547 | 1.0277 | 1.0297 | CasNgsld818 | CasN | gsld | 818 | 6.6048 | 400 | [30 empty] | 0 | 0 | 0
818 | Refrigeration | Sealing | College and University | Existing | Night Covers for Display Cases | 0.016512 | 0.0131 |  | 110.08 | 1 | 0.79333 | 6666.6667 | 5 |  | 731 | 44270.8333 | Per End Use Consumption | GSLD | 1.0063 | 0.98564 | 1.0265 | 1.0441 | 1.0994 | 1.0901 | 1.0679 | 1.0965 | 1.0642 | 1.0547 | 1.0277 | 1.0297 | CcoEgsld818 | CcoE | gsld | 818 | 6.6048 | 400 | [30 empty] | 0 | 0 | 0
818 | Refrigeration | Sealing | College and University | New | Night Covers for Display Cases | 0.016512 | 0.0131 |  | 110.08 | 1 | 0.79333 | 6666.6667 | 5 |  | 731 | 44270.8333 | Per End Use Consumption | GSLD | 1.0063 | 0.98564 | 1.0265 | 1.0441 | 1.0994 | 1.0901 | 1.0679 | 1.0965 | 1.0642 | 1.0547 | 1.0277 | 1.0297 | CcoNgsld818 | CcoN | gsld | 818 | 6.6048 | 400 | [30 empty] | 0 | 0 | 0
818 | Refrigeration | Sealing | Data Center | Existing | Night Covers for Display Cases | 0.015741 | 0.012769 |  | 110.08 | 1 | 0.81119 | 6993.007 | 5 |  | 731 | 46437.9371 | Per End Use Consumption | GSLD | 1.0063 | 0.98564 | 1.0265 | 1.0441 | 1.0994 | 1.0901 | 1.0679 | 1.0965 | 1.0642 | 1.0547 | 1.0277 | 1.0297 | CdaEgsld818 | CdaE | gsld | 818 | 6.6048 | 419.5804 | [30 empty] | 0 | 0 | 0
818 | Refrigeration | Sealing | Data Center | New | Night Covers for Display Cases | 0.015741 | 0.012769 |  | 110.08 | 1 | 0.81119 | 6993.007 | 5 |  | 731 | 46437.9371 | Per End Use Consumption | GSLD | 1.0063 | 0.98564 | 1.0265 | 1.0441 | 1.0994 | 1.0901 | 1.0679 | 1.0965 | 1.0642 | 1.0547 | 1.0277 | 1.0297 | CdaNgsld818 | CdaN | gsld | 818 | 6.6048 | 419.5804 | [30 empty] | 0 | 0 | 0
818 | Refrigeration | Sealing | Grocery | Existing | Night Covers for Display Cases | 0.016512 | 0.0131 |  | 110.08 | 1 | 0.79333 | 6666.6667 | 5 |  | 731 | 44270.8333 | Per End Use Consumption | GSLD | 1.0063 | 0.98564 | 1.0265 | 1.0441 | 1.0994 | 1.0901 | 1.0679 | 1.0965 | 1.0642 | 1.0547 | 1.0277 | 1.0297 | CgrEgsld818 | CgrE | gsld | 818 | 6.6048 | 400 | [30 empty] | 1.2329 | 0.18472 | 0.14613
818 | Refrigeration | Sealing | Grocery | New | Night Covers for Display Cases | 0.016512 | 0.0131 |  | 110.08 | 1 | 0.79333 | 6666.6667 | 5 |  | 731 | 44270.8333 | Per End Use Consumption | GSLD | 1.0063 | 0.98564 | 1.0265 | 1.0441 | 1.0994 | 1.0901 | 1.0679 | 1.0965 | 1.0642 | 1.0547 | 1.0277 | 1.0297 | CgrNgsld818 | CgrN | gsld | 818 | 6.6048 | 400 | [30 empty] | 0.005691 | 0.00085264 | 0.00067449
818 | Refrigeration | Sealing | Healthcare | Existing | Night Covers for Display Cases | 0.016512 | 0.0131 |  | 110.08 | 1 | 0.79333 | 6666.6667 | 5 |  | 731 | 44270.8333 | Per End Use Consumption | GSLD | 1.0063 | 0.98564 | 1.0265 | 1.0441 | 1.0994 | 1.0901 | 1.0679 | 1.0965 | 1.0642 | 1.0547 | 1.0277 | 1.0297 | CheEgsld818 | CheE | gsld | 818 | 6.6048 | 400 | [30 empty] | 0 | 0 | 0
818 | Refrigeration | Sealing | Healthcare | New | Night Covers for Display Cases | 0.016512 | 0.0131 |  | 110.08 | 1 | 0.79333 | 6666.6667 | 5 |  | 731 | 44270.8333 | Per End Use Consumption | GSLD | 1.0063 | 0.98564 | 1.0265 | 1.0441 | 1.0994 | 1.0901 | 1.0679 | 1.0965 | 1.0642 | 1.0547 | 1.0277 | 1.0297 | CheNgsld818 | CheN | gsld | 818 | 6.6048 | 400 | [30 empty] | 0 | 0 | 0
818 | Refrigeration | Sealing | Hospitals | Existing | Night Covers for Display Cases | 0.016512 | 0.0131 |  | 110.08 | 1 | 0.79333 | 6666.6667 | 5 |  | 731 | 44270.8333 | Per End Use Consumption | GSLD | 1.0063 | 0.98564 | 1.0265 | 1.0441 | 1.0994 | 1.0901 | 1.0679 | 1.0965 | 1.0642 | 1.0547 | 1.0277 | 1.0297 | ChoEgsld818 | ChoE | gsld | 818 | 6.6048 | 400 | [30 empty] | 0 | 0 | 0
818 | Refrigeration | Sealing | Hospitals | New | Night Covers for Display Cases | 0.016512 | 0.0131 |  | 110.08 | 1 | 0.79333 | 6666.6667 | 5 |  | 731 | 44270.8333 | Per End Use Consumption | GSLD | 1.0063 | 0.98564 | 1.0265 | 1.0441 | 1.0994 | 1.0901 | 1.0679 | 1.0965 | 1.0642 | 1.0547 | 1.0277 | 1.0297 | ChoNgsld818 | ChoN | gsld | 818 | 6.6048 | 400 | [30 empty] | 0 | 0 | 0
818 | Refrigeration | Sealing | Institutional | Existing | Night Covers for Display Cases | 0.015741 | 0.012769 |  | 110.08 | 1 | 0.81119 | 6993.007 | 5 |  | 731 | 46437.9371 | Per End Use Consumption | GSLD | 1.0063 | 0.98564 | 1.0265 | 1.0441 | 1.0994 | 1.0901 | 1.0679 | 1.0965 | 1.0642 | 1.0547 | 1.0277 | 1.0297 | CinEgsld818 | CinE | gsld | 818 | 6.6048 | 419.5804 | [30 empty] | 0 | 0 | 0
818 | Refrigeration | Sealing | Institutional | New | Night Covers for Display Cases | 0.015741 | 0.012769 |  | 110.08 | 1 | 0.81119 | 6993.007 | 5 |  | 731 | 46437.9371 | Per End Use Consumption | GSLD | 1.0063 | 0.98564 | 1.0265 | 1.0441 | 1.0994 | 1.0901 | 1.0679 | 1.0965 | 1.0642 | 1.0547 | 1.0277 | 1.0297 | CinNgsld818 | CinN | gsld | 818 | 6.6048 | 419.5804 | [30 empty] | 0 | 0 | 0
818 | Refrigeration | Sealing | Lodging/Hospitality | Existing | Night Covers for Display Cases | 0.016512 | 0.0131 |  | 110.08 | 1 | 0.79333 | 6666.6667 | 5 |  | 731 | 44270.8333 | Per End Use Consumption | GSLD | 1.0063 | 0.98564 | 1.0265 | 1.0441 | 1.0994 | 1.0901 | 1.0679 | 1.0965 | 1.0642 | 1.0547 | 1.0277 | 1.0297 | CloEgsld818 | CloE | gsld | 818 | 6.6048 | 400 | [30 empty] | 0 | 0 | 0
818 | Refrigeration | Sealing | Lodging/Hospitality | New | Night Covers for Display Cases | 0.016512 | 0.0131 |  | 110.08 | 1 | 0.79333 | 6666.6667 | 5 |  | 731 | 44270.8333 | Per End Use Consumption | GSLD | 1.0063 | 0.98564 | 1.0265 | 1.0441 | 1.0994 | 1.0901 | 1.0679 | 1.0965 | 1.0642 | 1.0547 | 1.0277 | 1.0297 | CloNgsld818 | CloN | gsld | 818 | 6.6048 | 400 | [30 empty] | 0 | 0 | 0
818 | Refrigeration | Sealing | Miscellaneous | Existing | Night Covers for Display Cases | 0.015741 | 0.012769 |  | 110.08 | 1 | 0.81119 | 6993.007 | 5 |  | 731 | 46437.9371 | Per End Use Consumption | GSLD | 1.0063 | 0.98564 | 1.0265 | 1.0441 | 1.0994 | 1.0901 | 1.0679 | 1.0965 | 1.0642 | 1.0547 | 1.0277 | 1.0297 | CmiEgsld818 | CmiE | gsld | 818 | 6.6048 | 419.5804 | [30 empty] | 0 | 0 | 0
818 | Refrigeration | Sealing | Miscellaneous | New | Night Covers for Display Cases | 0.015741 | 0.012769 |  | 110.08 | 1 | 0.81119 | 6993.007 | 5 |  | 731 | 46437.9371 | Per End Use Consumption | GSLD | 1.0063 | 0.98564 | 1.0265 | 1.0441 | 1.0994 | 1.0901 | 1.0679 | 1.0965 | 1.0642 | 1.0547 | 1.0277 | 1.0297 | CmiNgsld818 | CmiN | gsld | 818 | 6.6048 | 419.5804 | [30 empty] | 0 | 0 | 0
818 | Refrigeration | Sealing | Offices | Existing | Night Covers for Display Cases | 0.015741 | 0.012769 |  | 110.08 | 1 | 0.81119 | 6993.007 | 5 |  | 731 | 46437.9371 | Per End Use Consumption | GSLD | 1.0063 | 0.98564 | 1.0265 | 1.0441 | 1.0994 | 1.0901 | 1.0679 | 1.0965 | 1.0642 | 1.0547 | 1.0277 | 1.0297 | CofEgsld818 | CofE | gsld | 818 | 6.6048 | 419.5804 | [30 empty] | 0 | 0 | 0
818 | Refrigeration | Sealing | Offices | New | Night Covers for Display Cases | 0.015741 | 0.012769 |  | 110.08 | 1 | 0.81119 | 6993.007 | 5 |  | 731 | 46437.9371 | Per End Use Consumption | GSLD | 1.0063 | 0.98564 | 1.0265 | 1.0441 | 1.0994 | 1.0901 | 1.0679 | 1.0965 | 1.0642 | 1.0547 | 1.0277 | 1.0297 | CofNgsld818 | CofN | gsld | 818 | 6.6048 | 419.5804 | [30 empty] | 0 | 0 | 0
818 | Refrigeration | Sealing | Restaurants | Existing | Night Covers for Display Cases | 0.015521 | 0.012439 |  | 110.08 | 1 | 0.80142 | 7092.1986 | 5 |  | 731 | 47096.6312 | Per End Use Consumption | GSLD | 1.0063 | 0.98564 | 1.0265 | 1.0441 | 1.0994 | 1.0901 | 1.0679 | 1.0965 | 1.0642 | 1.0547 | 1.0277 | 1.0297 | CreEgsld818 | CreE | gsld | 818 | 6.6048 | 425.5319 | [30 empty] | 0 | 0 | 0
818 | Refrigeration | Sealing | Restaurants | New | Night Covers for Display Cases | 0.015521 | 0.012439 |  | 110.08 | 1 | 0.80142 | 7092.1986 | 5 |  | 731 | 47096.6312 | Per End Use Consumption | GSLD | 1.0063 | 0.98564 | 1.0265 | 1.0441 | 1.0994 | 1.0901 | 1.0679 | 1.0965 | 1.0642 | 1.0547 | 1.0277 | 1.0297 | CreNgsld818 | CreN | gsld | 818 | 6.6048 | 425.5319 | [30 empty] | 0 | 0 | 0
818 | Refrigeration | Sealing | Retail | Existing | Night Covers for Display Cases | 0.016512 | 0.0131 |  | 110.08 | 1 | 0.79333 | 6666.6667 | 5 |  | 731 | 44270.8333 | Per End Use Consumption | GSLD | 1.0063 | 0.98564 | 1.0265 | 1.0441 | 1.0994 | 1.0901 | 1.0679 | 1.0965 | 1.0642 | 1.0547 | 1.0277 | 1.0297 | CrtEgsld818 | CrtE | gsld | 818 | 6.6048 | 400 | [30 empty] | 0 | 0 | 0
818 | Refrigeration | Sealing | Retail | New | Night Covers for Display Cases | 0.016512 | 0.0131 |  | 110.08 | 1 | 0.79333 | 6666.6667 | 5 |  | 731 | 44270.8333 | Per End Use Consumption | GSLD | 1.0063 | 0.98564 | 1.0265 | 1.0441 | 1.0994 | 1.0901 | 1.0679 | 1.0965 | 1.0642 | 1.0547 | 1.0277 | 1.0297 | CrtNgsld818 | CrtN | gsld | 818 | 6.6048 | 400 | [30 empty] | 0 | 0 | 0
818 | Refrigeration | Sealing | Schools K-12 | Existing | Night Covers for Display Cases | 0.015741 | 0.012769 |  | 110.08 | 1 | 0.81119 | 6993.007 | 5 |  | 731 | 46437.9371 | Per End Use Consumption | GSLD | 1.0063 | 0.98564 | 1.0265 | 1.0441 | 1.0994 | 1.0901 | 1.0679 | 1.0965 | 1.0642 | 1.0547 | 1.0277 | 1.0297 | CscEgsld818 | CscE | gsld | 818 | 6.6048 | 419.5804 | [30 empty] | 0 | 0 | 0
818 | Refrigeration | Sealing | Schools K-12 | New | Night Covers for Display Cases | 0.015741 | 0.012769 |  | 110.08 | 1 | 0.81119 | 6993.007 | 5 |  | 731 | 46437.9371 | Per End Use Consumption | GSLD | 1.0063 | 0.98564 | 1.0265 | 1.0441 | 1.0994 | 1.0901 | 1.0679 | 1.0965 | 1.0642 | 1.0547 | 1.0277 | 1.0297 | CscNgsld818 | CscN | gsld | 818 | 6.6048 | 419.5804 | [30 empty] | 0 | 0 | 0
818 | Refrigeration | Sealing | Warehouse | Existing | Night Covers for Display Cases | 0.015741 | 0.012769 |  | 110.08 | 1 | 0.81119 | 6993.007 | 5 |  | 731 | 46437.9371 | Per End Use Consumption | GSLD | 1.0063 | 0.98564 | 1.0265 | 1.0441 | 1.0994 | 1.0901 | 1.0679 | 1.0965 | 1.0642 | 1.0547 | 1.0277 | 1.0297 | CwaEgsld818 | CwaE | gsld | 818 | 6.6048 | 419.5804 | [30 empty] | 0 | 0 | 0
818 | Refrigeration | Sealing | Warehouse | New | Night Covers for Display Cases | 0.015741 | 0.012769 |  | 110.08 | 1 | 0.81119 | 6993.007 | 5 |  | 731 | 46437.9371 | Per End Use Consumption | GSLD | 1.0063 | 0.98564 | 1.0265 | 1.0441 | 1.0994 | 1.0901 | 1.0679 | 1.0965 | 1.0642 | 1.0547 | 1.0277 | 1.0297 | CwaNgsld818 | CwaN | gsld | 818 | 6.6048 | 419.5804 | [30 empty] | 0 | 0 | 0
819 | Refrigeration | Sealing | Assembly | Existing | Strip Curtains - Freezers | 0.08505 | 0.067473 |  | 567 | 1 | 0.79333 | 6666.6667 | 4 |  | 220.71 | 2595.0617 | Per End Use Consumption | GSLD | 1 | 1 | 1 | 1 | 1 | 1 | 1 | 1 | 1 | 1 | 1 | 1 | CasEgsld819 | CasE | gsld | 819 | 34.02 | 400 | [30 empty] | 0 | 0 | 0
819 | Refrigeration | Sealing | Assembly | New | Strip Curtains - Freezers | 0.08505 | 0.067473 |  | 567 | 1 | 0.79333 | 6666.6667 | 4 |  | 220.71 | 2595.0617 | Per End Use Consumption | GSLD | 1 | 1 | 1 | 1 | 1 | 1 | 1 | 1 | 1 | 1 | 1 | 1 | CasNgsld819 | CasN | gsld | 819 | 34.02 | 400 | [30 empty] | 0 | 0 | 0
819 | Refrigeration | Sealing | College and University | Existing | Strip Curtains - Freezers | 0.08505 | 0.067473 |  | 567 | 1 | 0.79333 | 6666.6667 | 4 |  | 220.71 | 2595.0617 | Per End Use Consumption | GSLD | 1 | 1 | 1 | 1 | 1 | 1 | 1 | 1 | 1 | 1 | 1 | 1 | CcoEgsld819 | CcoE | gsld | 819 | 34.02 | 400 | [30 empty] | 0 | 0 | 0
819 | Refrigeration | Sealing | College and University | New | Strip Curtains - Freezers | 0.08505 | 0.067473 |  | 567 | 1 | 0.79333 | 6666.6667 | 4 |  | 220.71 | 2595.0617 | Per End Use Consumption | GSLD | 1 | 1 | 1 | 1 | 1 | 1 | 1 | 1 | 1 | 1 | 1 | 1 | CcoNgsld819 | CcoN | gsld | 819 | 34.02 | 400 | [30 empty] | 0 | 0 | 0
819 | Refrigeration | Sealing | Data Center | Existing | Strip Curtains - Freezers | 0.081081 | 0.065772 |  | 567 | 1 | 0.81119 | 6993.007 | 4 |  | 220.71 | 2722.0927 | Per End Use Consumption | GSLD | 1 | 1 | 1 | 1 | 1 | 1 | 1 | 1 | 1 | 1 | 1 | 1 | CdaEgsld819 | CdaE | gsld | 819 | 34.02 | 419.5804 | [30 empty] | 0 | 0 | 0
819 | Refrigeration | Sealing | Data Center | New | Strip Curtains - Freezers | 0.081081 | 0.065772 |  | 567 | 1 | 0.81119 | 6993.007 | 4 |  | 220.71 | 2722.0927 | Per End Use Consumption | GSLD | 1 | 1 | 1 | 1 | 1 | 1 | 1 | 1 | 1 | 1 | 1 | 1 | CdaNgsld819 | CdaN | gsld | 819 | 34.02 | 419.5804 | [30 empty] | 0 | 0 | 0
819 | Refrigeration | Sealing | Grocery | Existing | Strip Curtains - Freezers | 0.08505 | 0.067473 |  | 567 | 1 | 0.79333 | 6666.6667 | 4 |  | 220.71 | 2595.0617 | Per End Use Consumption | GSLD | 1 | 1 | 1 | 1 | 1 | 1 | 1 | 1 | 1 | 1 | 1 | 1 | CgrEgsld819 | CgrE | gsld | 819 | 34.02 | 400 | [30 empty] | 1.3987 | 0.20957 | 0.16578
819 | Refrigeration | Sealing | Grocery | New | Strip Curtains - Freezers | 0.08505 | 0.067473 |  | 567 | 1 | 0.79333 | 6666.6667 | 4 |  | 220.71 | 2595.0617 | Per End Use Consumption | GSLD | 1 | 1 | 1 | 1 | 1 | 1 | 1 | 1 | 1 | 1 | 1 | 1 | CgrNgsld819 | CgrN | gsld | 819 | 34.02 | 400 | [30 empty] | 0.019309 | 0.0028929 | 0.0022884
819 | Refrigeration | Sealing | Healthcare | Existing | Strip Curtains - Freezers | 0.08505 | 0.067473 |  | 567 | 1 | 0.79333 | 6666.6667 | 4 |  | 220.71 | 2595.0617 | Per End Use Consumption | GSLD | 1 | 1 | 1 | 1 | 1 | 1 | 1 | 1 | 1 | 1 | 1 | 1 | CheEgsld819 | CheE | gsld | 819 | 34.02 | 400 | [30 empty] | 0 | 0 | 0
819 | Refrigeration | Sealing | Healthcare | New | Strip Curtains - Freezers | 0.08505 | 0.067473 |  | 567 | 1 | 0.79333 | 6666.6667 | 4 |  | 220.71 | 2595.0617 | Per End Use Consumption | GSLD | 1 | 1 | 1 | 1 | 1 | 1 | 1 | 1 | 1 | 1 | 1 | 1 | CheNgsld819 | CheN | gsld | 819 | 34.02 | 400 | [30 empty] | 0 | 0 | 0
819 | Refrigeration | Sealing | Hospitals | Existing | Strip Curtains - Freezers | 0.08505 | 0.067473 |  | 567 | 1 | 0.79333 | 6666.6667 | 4 |  | 220.71 | 2595.0617 | Per End Use Consumption | GSLD | 1 | 1 | 1 | 1 | 1 | 1 | 1 | 1 | 1 | 1 | 1 | 1 | ChoEgsld819 | ChoE | gsld | 819 | 34.02 | 400 | [30 empty] | 0 | 0 | 0
819 | Refrigeration | Sealing | Hospitals | New | Strip Curtains - Freezers | 0.08505 | 0.067473 |  | 567 | 1 | 0.79333 | 6666.6667 | 4 |  | 220.71 | 2595.0617 | Per End Use Consumption | GSLD | 1 | 1 | 1 | 1 | 1 | 1 | 1 | 1 | 1 | 1 | 1 | 1 | ChoNgsld819 | ChoN | gsld | 819 | 34.02 | 400 | [30 empty] | 0 | 0 | 0
819 | Refrigeration | Sealing | Institutional | Existing | Strip Curtains - Freezers | 0.081081 | 0.065772 |  | 567 | 1 | 0.81119 | 6993.007 | 4 |  | 220.71 | 2722.0927 | Per End Use Consumption | GSLD | 1 | 1 | 1 | 1 | 1 | 1 | 1 | 1 | 1 | 1 | 1 | 1 | CinEgsld819 | CinE | gsld | 819 | 34.02 | 419.5804 | [30 empty] | 0 | 0 | 0
819 | Refrigeration | Sealing | Institutional | New | Strip Curtains - Freezers | 0.081081 | 0.065772 |  | 567 | 1 | 0.81119 | 6993.007 | 4 |  | 220.71 | 2722.0927 | Per End Use Consumption | GSLD | 1 | 1 | 1 | 1 | 1 | 1 | 1 | 1 | 1 | 1 | 1 | 1 | CinNgsld819 | CinN | gsld | 819 | 34.02 | 419.5804 | [30 empty] | 0 | 0 | 0
819 | Refrigeration | Sealing | Lodging/Hospitality | Existing | Strip Curtains - Freezers | 0.08505 | 0.067473 |  | 567 | 1 | 0.79333 | 6666.6667 | 4 |  | 220.71 | 2595.0617 | Per End Use Consumption | GSLD | 1 | 1 | 1 | 1 | 1 | 1 | 1 | 1 | 1 | 1 | 1 | 1 | CloEgsld819 | CloE | gsld | 819 | 34.02 | 400 | [30 empty] | 0 | 0 | 0
819 | Refrigeration | Sealing | Lodging/Hospitality | New | Strip Curtains - Freezers | 0.08505 | 0.067473 |  | 567 | 1 | 0.79333 | 6666.6667 | 4 |  | 220.71 | 2595.0617 | Per End Use Consumption | GSLD | 1 | 1 | 1 | 1 | 1 | 1 | 1 | 1 | 1 | 1 | 1 | 1 | CloNgsld819 | CloN | gsld | 819 | 34.02 | 400 | [30 empty] | 0 | 0 | 0
819 | Refrigeration | Sealing | Miscellaneous | Existing | Strip Curtains - Freezers | 0.081081 | 0.065772 |  | 567 | 1 | 0.81119 | 6993.007 | 4 |  | 220.71 | 2722.0927 | Per End Use Consumption | GSLD | 1 | 1 | 1 | 1 | 1 | 1 | 1 | 1 | 1 | 1 | 1 | 1 | CmiEgsld819 | CmiE | gsld | 819 | 34.02 | 419.5804 | [30 empty] | 0 | 0 | 0
819 | Refrigeration | Sealing | Miscellaneous | New | Strip Curtains - Freezers | 0.081081 | 0.065772 |  | 567 | 1 | 0.81119 | 6993.007 | 4 |  | 220.71 | 2722.0927 | Per End Use Consumption | GSLD | 1 | 1 | 1 | 1 | 1 | 1 | 1 | 1 | 1 | 1 | 1 | 1 | CmiNgsld819 | CmiN | gsld | 819 | 34.02 | 419.5804 | [30 empty] | 0 | 0 | 0
819 | Refrigeration | Sealing | Offices | Existing | Strip Curtains - Freezers | 0.081081 | 0.065772 |  | 567 | 1 | 0.81119 | 6993.007 | 4 |  | 220.71 | 2722.0927 | Per End Use Consumption | GSLD | 1 | 1 | 1 | 1 | 1 | 1 | 1 | 1 | 1 | 1 | 1 | 1 | CofEgsld819 | CofE | gsld | 819 | 34.02 | 419.5804 | [30 empty] | 0 | 0 | 0
819 | Refrigeration | Sealing | Offices | New | Strip Curtains - Freezers | 0.081081 | 0.065772 |  | 567 | 1 | 0.81119 | 6993.007 | 4 |  | 220.71 | 2722.0927 | Per End Use Consumption | GSLD | 1 | 1 | 1 | 1 | 1 | 1 | 1 | 1 | 1 | 1 | 1 | 1 | CofNgsld819 | CofN | gsld | 819 | 34.02 | 419.5804 | [30 empty] | 0 | 0 | 0
819 | Refrigeration | Sealing | Restaurants | Existing | Strip Curtains - Freezers | 0.079947 | 0.064071 |  | 567 | 1 | 0.80142 | 7092.1986 | 4 |  | 220.71 | 2760.704 | Per End Use Consumption | GSLD | 1 | 1 | 1 | 1 | 1 | 1 | 1 | 1 | 1 | 1 | 1 | 1 | CreEgsld819 | CreE | gsld | 819 | 34.02 | 425.5319 | [30 empty] | 0 | 0 | 0
819 | Refrigeration | Sealing | Restaurants | New | Strip Curtains - Freezers | 0.079947 | 0.064071 |  | 567 | 1 | 0.80142 | 7092.1986 | 4 |  | 220.71 | 2760.704 | Per End Use Consumption | GSLD | 1 | 1 | 1 | 1 | 1 | 1 | 1 | 1 | 1 | 1 | 1 | 1 | CreNgsld819 | CreN | gsld | 819 | 34.02 | 425.5319 | [30 empty] | 0 | 0 | 0
819 | Refrigeration | Sealing | Retail | Existing | Strip Curtains - Freezers | 0.08505 | 0.067473 |  | 567 | 1 | 0.79333 | 6666.6667 | 4 |  | 220.71 | 2595.0617 | Per End Use Consumption | GSLD | 1 | 1 | 1 | 1 | 1 | 1 | 1 | 1 | 1 | 1 | 1 | 1 | CrtEgsld819 | CrtE | gsld | 819 | 34.02 | 400 | [30 empty] | 0 | 0 | 0
819 | Refrigeration | Sealing | Retail | New | Strip Curtains - Freezers | 0.08505 | 0.067473 |  | 567 | 1 | 0.79333 | 6666.6667 | 4 |  | 220.71 | 2595.0617 | Per End Use Consumption | GSLD | 1 | 1 | 1 | 1 | 1 | 1 | 1 | 1 | 1 | 1 | 1 | 1 | CrtNgsld819 | CrtN | gsld | 819 | 34.02 | 400 | [30 empty] | 0 | 0 | 0
819 | Refrigeration | Sealing | Schools K-12 | Existing | Strip Curtains - Freezers | 0.081081 | 0.065772 |  | 567 | 1 | 0.81119 | 6993.007 | 4 |  | 220.71 | 2722.0927 | Per End Use Consumption | GSLD | 1 | 1 | 1 | 1 | 1 | 1 | 1 | 1 | 1 | 1 | 1 | 1 | CscEgsld819 | CscE | gsld | 819 | 34.02 | 419.5804 | [30 empty] | 0 | 0 | 0
819 | Refrigeration | Sealing | Schools K-12 | New | Strip Curtains - Freezers | 0.081081 | 0.065772 |  | 567 | 1 | 0.81119 | 6993.007 | 4 |  | 220.71 | 2722.0927 | Per End Use Consumption | GSLD | 1 | 1 | 1 | 1 | 1 | 1 | 1 | 1 | 1 | 1 | 1 | 1 | CscNgsld819 | CscN | gsld | 819 | 34.02 | 419.5804 | [30 empty] | 0 | 0 | 0
819 | Refrigeration | Sealing | Warehouse | Existing | Strip Curtains - Freezers | 0.081081 | 0.065772 |  | 567 | 1 | 0.81119 | 6993.007 | 4 |  | 220.71 | 2722.0927 | Per End Use Consumption | GSLD | 1 | 1 | 1 | 1 | 1 | 1 | 1 | 1 | 1 | 1 | 1 | 1 | CwaEgsld819 | CwaE | gsld | 819 | 34.02 | 419.5804 | [30 empty] | 0 | 0 | 0
819 | Refrigeration | Sealing | Warehouse | New | Strip Curtains - Freezers | 0.081081 | 0.065772 |  | 567 | 1 | 0.81119 | 6993.007 | 4 |  | 220.71 | 2722.0927 | Per End Use Consumption | GSLD | 1 | 1 | 1 | 1 | 1 | 1 | 1 | 1 | 1 | 1 | 1 | 1 | CwaNgsld819 | CwaN | gsld | 819 | 34.02 | 419.5804 | [30 empty] | 0 | 0 | 0
820 | Refrigeration | Sealing | Assembly | Existing | Strip Curtains - Refrigerators | 0.063 | 0.04998 |  | 420 | 1 | 0.79333 | 6666.6667 | 4 |  | 220.71 | 3503.3333 | Per End Use Consumption | GSLD | 1 | 1 | 1 | 1 | 1 | 1 | 1 | 1 | 1 | 1 | 1 | 1 | CasEgsld820 | CasE | gsld | 820 | 25.2 | 400 | [30 empty] | 0 | 0 | 0
820 | Refrigeration | Sealing | Assembly | New | Strip Curtains - Refrigerators | 0.063 | 0.04998 |  | 420 | 1 | 0.79333 | 6666.6667 | 4 |  | 220.71 | 3503.3333 | Per End Use Consumption | GSLD | 1 | 1 | 1 | 1 | 1 | 1 | 1 | 1 | 1 | 1 | 1 | 1 | CasNgsld820 | CasN | gsld | 820 | 25.2 | 400 | [30 empty] | 0 | 0 | 0
820 | Refrigeration | Sealing | College and University | Existing | Strip Curtains - Refrigerators | 0.063 | 0.04998 |  | 420 | 1 | 0.79333 | 6666.6667 | 4 |  | 220.71 | 3503.3333 | Per End Use Consumption | GSLD | 1 | 1 | 1 | 1 | 1 | 1 | 1 | 1 | 1 | 1 | 1 | 1 | CcoEgsld820 | CcoE | gsld | 820 | 25.2 | 400 | [30 empty] | 0 | 0 | 0
820 | Refrigeration | Sealing | College and University | New | Strip Curtains - Refrigerators | 0.063 | 0.04998 |  | 420 | 1 | 0.79333 | 6666.6667 | 4 |  | 220.71 | 3503.3333 | Per End Use Consumption | GSLD | 1 | 1 | 1 | 1 | 1 | 1 | 1 | 1 | 1 | 1 | 1 | 1 | CcoNgsld820 | CcoN | gsld | 820 | 25.2 | 400 | [30 empty] | 0 | 0 | 0
820 | Refrigeration | Sealing | Data Center | Existing | Strip Curtains - Refrigerators | 0.06006 | 0.04872 |  | 420 | 1 | 0.81119 | 6993.007 | 4 |  | 220.71 | 3674.8252 | Per End Use Consumption | GSLD | 1 | 1 | 1 | 1 | 1 | 1 | 1 | 1 | 1 | 1 | 1 | 1 | CdaEgsld820 | CdaE | gsld | 820 | 25.2 | 419.5804 | [30 empty] | 0 | 0 | 0
820 | Refrigeration | Sealing | Data Center | New | Strip Curtains - Refrigerators | 0.06006 | 0.04872 |  | 420 | 1 | 0.81119 | 6993.007 | 4 |  | 220.71 | 3674.8252 | Per End Use Consumption | GSLD | 1 | 1 | 1 | 1 | 1 | 1 | 1 | 1 | 1 | 1 | 1 | 1 | CdaNgsld820 | CdaN | gsld | 820 | 25.2 | 419.5804 | [30 empty] | 0 | 0 | 0
820 | Refrigeration | Sealing | Grocery | Existing | Strip Curtains - Refrigerators | 0.063 | 0.04998 |  | 420 | 1 | 0.79333 | 6666.6667 | 4 |  | 220.71 | 3503.3333 | Per End Use Consumption | GSLD | 1 | 1 | 1 | 1 | 1 | 1 | 1 | 1 | 1 | 1 | 1 | 1 | CgrEgsld820 | CgrE | gsld | 820 | 25.2 | 400 | [30 empty] | 2.2967 | 0.3441 | 0.2722
820 | Refrigeration | Sealing | Grocery | New | Strip Curtains - Refrigerators | 0.063 | 0.04998 |  | 420 | 1 | 0.79333 | 6666.6667 | 4 |  | 220.71 | 3503.3333 | Per End Use Consumption | GSLD | 1 | 1 | 1 | 1 | 1 | 1 | 1 | 1 | 1 | 1 | 1 | 1 | CgrNgsld820 | CgrN | gsld | 820 | 25.2 | 400 | [30 empty] | 0.031704 | 0.0047501 | 0.0037576
820 | Refrigeration | Sealing | Healthcare | Existing | Strip Curtains - Refrigerators | 0.063 | 0.04998 |  | 420 | 1 | 0.79333 | 6666.6667 | 4 |  | 220.71 | 3503.3333 | Per End Use Consumption | GSLD | 1 | 1 | 1 | 1 | 1 | 1 | 1 | 1 | 1 | 1 | 1 | 1 | CheEgsld820 | CheE | gsld | 820 | 25.2 | 400 | [30 empty] | 0 | 0 | 0
820 | Refrigeration | Sealing | Healthcare | New | Strip Curtains - Refrigerators | 0.063 | 0.04998 |  | 420 | 1 | 0.79333 | 6666.6667 | 4 |  | 220.71 | 3503.3333 | Per End Use Consumption | GSLD | 1 | 1 | 1 | 1 | 1 | 1 | 1 | 1 | 1 | 1 | 1 | 1 | CheNgsld820 | CheN | gsld | 820 | 25.2 | 400 | [30 empty] | 0 | 0 | 0
820 | Refrigeration | Sealing | Hospitals | Existing | Strip Curtains - Refrigerators | 0.063 | 0.04998 |  | 420 | 1 | 0.79333 | 6666.6667 | 4 |  | 220.71 | 3503.3333 | Per End Use Consumption | GSLD | 1 | 1 | 1 | 1 | 1 | 1 | 1 | 1 | 1 | 1 | 1 | 1 | ChoEgsld820 | ChoE | gsld | 820 | 25.2 | 400 | [30 empty] | 0 | 0 | 0
820 | Refrigeration | Sealing | Hospitals | New | Strip Curtains - Refrigerators | 0.063 | 0.04998 |  | 420 | 1 | 0.79333 | 6666.6667 | 4 |  | 220.71 | 3503.3333 | Per End Use Consumption | GSLD | 1 | 1 | 1 | 1 | 1 | 1 | 1 | 1 | 1 | 1 | 1 | 1 | ChoNgsld820 | ChoN | gsld | 820 | 25.2 | 400 | [30 empty] | 0 | 0 | 0
820 | Refrigeration | Sealing | Institutional | Existing | Strip Curtains - Refrigerators | 0.06006 | 0.04872 |  | 420 | 1 | 0.81119 | 6993.007 | 4 |  | 220.71 | 3674.8252 | Per End Use Consumption | GSLD | 1 | 1 | 1 | 1 | 1 | 1 | 1 | 1 | 1 | 1 | 1 | 1 | CinEgsld820 | CinE | gsld | 820 | 25.2 | 419.5804 | [30 empty] | 0 | 0 | 0
820 | Refrigeration | Sealing | Institutional | New | Strip Curtains - Refrigerators | 0.06006 | 0.04872 |  | 420 | 1 | 0.81119 | 6993.007 | 4 |  | 220.71 | 3674.8252 | Per End Use Consumption | GSLD | 1 | 1 | 1 | 1 | 1 | 1 | 1 | 1 | 1 | 1 | 1 | 1 | CinNgsld820 | CinN | gsld | 820 | 25.2 | 419.5804 | [30 empty] | 0 | 0 | 0
820 | Refrigeration | Sealing | Lodging/Hospitality | Existing | Strip Curtains - Refrigerators | 0.063 | 0.04998 |  | 420 | 1 | 0.79333 | 6666.6667 | 4 |  | 220.71 | 3503.3333 | Per End Use Consumption | GSLD | 1 | 1 | 1 | 1 | 1 | 1 | 1 | 1 | 1 | 1 | 1 | 1 | CloEgsld820 | CloE | gsld | 820 | 25.2 | 400 | [30 empty] | 0 | 0 | 0
820 | Refrigeration | Sealing | Lodging/Hospitality | New | Strip Curtains - Refrigerators | 0.063 | 0.04998 |  | 420 | 1 | 0.79333 | 6666.6667 | 4 |  | 220.71 | 3503.3333 | Per End Use Consumption | GSLD | 1 | 1 | 1 | 1 | 1 | 1 | 1 | 1 | 1 | 1 | 1 | 1 | CloNgsld820 | CloN | gsld | 820 | 25.2 | 400 | [30 empty] | 0 | 0 | 0
820 | Refrigeration | Sealing | Miscellaneous | Existing | Strip Curtains - Refrigerators | 0.06006 | 0.04872 |  | 420 | 1 | 0.81119 | 6993.007 | 4 |  | 220.71 | 3674.8252 | Per End Use Consumption | GSLD | 1 | 1 | 1 | 1 | 1 | 1 | 1 | 1 | 1 | 1 | 1 | 1 | CmiEgsld820 | CmiE | gsld | 820 | 25.2 | 419.5804 | [30 empty] | 0 | 0 | 0
820 | Refrigeration | Sealing | Miscellaneous | New | Strip Curtains - Refrigerators | 0.06006 | 0.04872 |  | 420 | 1 | 0.81119 | 6993.007 | 4 |  | 220.71 | 3674.8252 | Per End Use Consumption | GSLD | 1 | 1 | 1 | 1 | 1 | 1 | 1 | 1 | 1 | 1 | 1 | 1 | CmiNgsld820 | CmiN | gsld | 820 | 25.2 | 419.5804 | [30 empty] | 0 | 0 | 0
820 | Refrigeration | Sealing | Offices | Existing | Strip Curtains - Refrigerators | 0.06006 | 0.04872 |  | 420 | 1 | 0.81119 | 6993.007 | 4 |  | 220.71 | 3674.8252 | Per End Use Consumption | GSLD | 1 | 1 | 1 | 1 | 1 | 1 | 1 | 1 | 1 | 1 | 1 | 1 | CofEgsld820 | CofE | gsld | 820 | 25.2 | 419.5804 | [30 empty] | 0 | 0 | 0
820 | Refrigeration | Sealing | Offices | New | Strip Curtains - Refrigerators | 0.06006 | 0.04872 |  | 420 | 1 | 0.81119 | 6993.007 | 4 |  | 220.71 | 3674.8252 | Per End Use Consumption | GSLD | 1 | 1 | 1 | 1 | 1 | 1 | 1 | 1 | 1 | 1 | 1 | 1 | CofNgsld820 | CofN | gsld | 820 | 25.2 | 419.5804 | [30 empty] | 0 | 0 | 0
820 | Refrigeration | Sealing | Restaurants | Existing | Strip Curtains - Refrigerators | 0.05922 | 0.04746 |  | 420 | 1 | 0.80142 | 7092.1986 | 4 |  | 220.71 | 3726.9504 | Per End Use Consumption | GSLD | 1 | 1 | 1 | 1 | 1 | 1 | 1 | 1 | 1 | 1 | 1 | 1 | CreEgsld820 | CreE | gsld | 820 | 25.2 | 425.5319 | [30 empty] | 0 | 0 | 0
820 | Refrigeration | Sealing | Restaurants | New | Strip Curtains - Refrigerators | 0.05922 | 0.04746 |  | 420 | 1 | 0.80142 | 7092.1986 | 4 |  | 220.71 | 3726.9504 | Per End Use Consumption | GSLD | 1 | 1 | 1 | 1 | 1 | 1 | 1 | 1 | 1 | 1 | 1 | 1 | CreNgsld820 | CreN | gsld | 820 | 25.2 | 425.5319 | [30 empty] | 0 | 0 | 0
820 | Refrigeration | Sealing | Retail | Existing | Strip Curtains - Refrigerators | 0.063 | 0.04998 |  | 420 | 1 | 0.79333 | 6666.6667 | 4 |  | 220.71 | 3503.3333 | Per End Use Consumption | GSLD | 1 | 1 | 1 | 1 | 1 | 1 | 1 | 1 | 1 | 1 | 1 | 1 | CrtEgsld820 | CrtE | gsld | 820 | 25.2 | 400 | [30 empty] | 0 | 0 | 0
820 | Refrigeration | Sealing | Retail | New | Strip Curtains - Refrigerators | 0.063 | 0.04998 |  | 420 | 1 | 0.79333 | 6666.6667 | 4 |  | 220.71 | 3503.3333 | Per End Use Consumption | GSLD | 1 | 1 | 1 | 1 | 1 | 1 | 1 | 1 | 1 | 1 | 1 | 1 | CrtNgsld820 | CrtN | gsld | 820 | 25.2 | 400 | [30 empty] | 0 | 0 | 0
820 | Refrigeration | Sealing | Schools K-12 | Existing | Strip Curtains - Refrigerators | 0.06006 | 0.04872 |  | 420 | 1 | 0.81119 | 6993.007 | 4 |  | 220.71 | 3674.8252 | Per End Use Consumption | GSLD | 1 | 1 | 1 | 1 | 1 | 1 | 1 | 1 | 1 | 1 | 1 | 1 | CscEgsld820 | CscE | gsld | 820 | 25.2 | 419.5804 | [30 empty] | 0 | 0 | 0
820 | Refrigeration | Sealing | Schools K-12 | New | Strip Curtains - Refrigerators | 0.06006 | 0.04872 |  | 420 | 1 | 0.81119 | 6993.007 | 4 |  | 220.71 | 3674.8252 | Per End Use Consumption | GSLD | 1 | 1 | 1 | 1 | 1 | 1 | 1 | 1 | 1 | 1 | 1 | 1 | CscNgsld820 | CscN | gsld | 820 | 25.2 | 419.5804 | [30 empty] | 0 | 0 | 0
820 | Refrigeration | Sealing | Warehouse | Existing | Strip Curtains - Refrigerators | 0.06006 | 0.04872 |  | 420 | 1 | 0.81119 | 6993.007 | 4 |  | 220.71 | 3674.8252 | Per End Use Consumption | GSLD | 1 | 1 | 1 | 1 | 1 | 1 | 1 | 1 | 1 | 1 | 1 | 1 | CwaEgsld820 | CwaE | gsld | 820 | 25.2 | 419.5804 | [30 empty] | 0 | 0 | 0
820 | Refrigeration | Sealing | Warehouse | New | Strip Curtains - Refrigerators | 0.06006 | 0.04872 |  | 420 | 1 | 0.81119 | 6993.007 | 4 |  | 220.71 | 3674.8252 | Per End Use Consumption | GSLD | 1 | 1 | 1 | 1 | 1 | 1 | 1 | 1 | 1 | 1 | 1 | 1 | CwaNgsld820 | CwaN | gsld | 820 | 25.2 | 419.5804 | [30 empty] | 0 | 0 | 0
821 | Refrigeration | Unit | Assembly | Turnover | Energy Star Commercial Glass Door Freezer | 0.70627 | 0.56031 |  | 4708.5 | 1 | 0.79333 | 6666.6667 | 12 |  | 1154.64 | 1634.8306 | Per Unit | GSLD | 1 | 1 | 1 | 1 | 1 | 1 | 1 | 1 | 1 | 1 | 1 | 1 | CasTgsld821 | CasT | gsld | 821 | 282.51 | 400 | [30 empty] | 0 | 0 | 0
821 | Refrigeration | Unit | Assembly | New | Energy Star Commercial Glass Door Freezer | 0.70627 | 0.56031 |  | 4708.5 | 1 | 0.79333 | 6666.6667 | 12 |  | 1154.64 | 1634.8306 | Per Unit | GSLD | 1 | 1 | 1 | 1 | 1 | 1 | 1 | 1 | 1 | 1 | 1 | 1 | CasNgsld821 | CasN | gsld | 821 | 282.51 | 400 | [30 empty] | 0 | 0 | 0
821 | Refrigeration | Unit | College and University | Turnover | Energy Star Commercial Glass Door Freezer | 0.70627 | 0.56031 |  | 4708.5 | 1 | 0.79333 | 6666.6667 | 12 |  | 1154.64 | 1634.8306 | Per Unit | GSLD | 1 | 1 | 1 | 1 | 1 | 1 | 1 | 1 | 1 | 1 | 1 | 1 | CcoTgsld821 | CcoT | gsld | 821 | 282.51 | 400 | [30 empty] | 0 | 0 | 0
821 | Refrigeration | Unit | College and University | New | Energy Star Commercial Glass Door Freezer | 0.70627 | 0.56031 |  | 4708.5 | 1 | 0.79333 | 6666.6667 | 12 |  | 1154.64 | 1634.8306 | Per Unit | GSLD | 1 | 1 | 1 | 1 | 1 | 1 | 1 | 1 | 1 | 1 | 1 | 1 | CcoNgsld821 | CcoN | gsld | 821 | 282.51 | 400 | [30 empty] | 0 | 0 | 0
821 | Refrigeration | Unit | Data Center | Turnover | Energy Star Commercial Glass Door Freezer | 0.67332 | 0.54619 |  | 4708.5 | 1 | 0.81119 | 6993.007 | 12 |  | 1154.64 | 1714.8573 | Per Unit | GSLD | 1 | 1 | 1 | 1 | 1 | 1 | 1 | 1 | 1 | 1 | 1 | 1 | CdaTgsld821 | CdaT | gsld | 821 | 282.51 | 419.5804 | [30 empty] | 0 | 0 | 0
821 | Refrigeration | Unit | Data Center | New | Energy Star Commercial Glass Door Freezer | 0.67332 | 0.54619 |  | 4708.5 | 1 | 0.81119 | 6993.007 | 12 |  | 1154.64 | 1714.8573 | Per Unit | GSLD | 1 | 1 | 1 | 1 | 1 | 1 | 1 | 1 | 1 | 1 | 1 | 1 | CdaNgsld821 | CdaN | gsld | 821 | 282.51 | 419.5804 | [30 empty] | 0 | 0 | 0
821 | Refrigeration | Unit | Grocery | Turnover | Energy Star Commercial Glass Door Freezer | 0.70627 | 0.56031 |  | 4708.5 | 1 | 0.79333 | 6666.6667 | 12 |  | 1154.64 | 1634.8306 | Per Unit | GSLD | 1 | 1 | 1 | 1 | 1 | 1 | 1 | 1 | 1 | 1 | 1 | 1 | CgrTgsld821 | CgrT | gsld | 821 | 282.51 | 400 | [30 empty] | 83.2646 | 12.4751 | 9.8684
821 | Refrigeration | Unit | Grocery | New | Energy Star Commercial Glass Door Freezer | 0.70627 | 0.56031 |  | 4708.5 | 1 | 0.79333 | 6666.6667 | 12 |  | 1154.64 | 1634.8306 | Per Unit | GSLD | 1 | 1 | 1 | 1 | 1 | 1 | 1 | 1 | 1 | 1 | 1 | 1 | CgrNgsld821 | CgrN | gsld | 821 | 282.51 | 400 | [30 empty] | 0.91838 | 0.1376 | 0.10885
821 | Refrigeration | Unit | Healthcare | Turnover | Energy Star Commercial Glass Door Freezer | 0.70627 | 0.56031 |  | 4708.5 | 1 | 0.79333 | 6666.6667 | 12 |  | 1154.64 | 1634.8306 | Per Unit | GSLD | 1 | 1 | 1 | 1 | 1 | 1 | 1 | 1 | 1 | 1 | 1 | 1 | CheTgsld821 | CheT | gsld | 821 | 282.51 | 400 | [30 empty] | 0 | 0 | 0
821 | Refrigeration | Unit | Healthcare | New | Energy Star Commercial Glass Door Freezer | 0.70627 | 0.56031 |  | 4708.5 | 1 | 0.79333 | 6666.6667 | 12 |  | 1154.64 | 1634.8306 | Per Unit | GSLD | 1 | 1 | 1 | 1 | 1 | 1 | 1 | 1 | 1 | 1 | 1 | 1 | CheNgsld821 | CheN | gsld | 821 | 282.51 | 400 | [30 empty] | 0 | 0 | 0
821 | Refrigeration | Unit | Hospitals | Turnover | Energy Star Commercial Glass Door Freezer | 0.70627 | 0.56031 |  | 4708.5 | 1 | 0.79333 | 6666.6667 | 12 |  | 1154.64 | 1634.8306 | Per Unit | GSLD | 1 | 1 | 1 | 1 | 1 | 1 | 1 | 1 | 1 | 1 | 1 | 1 | ChoTgsld821 | ChoT | gsld | 821 | 282.51 | 400 | [30 empty] | 0 | 0 | 0
821 | Refrigeration | Unit | Hospitals | New | Energy Star Commercial Glass Door Freezer | 0.70627 | 0.56031 |  | 4708.5 | 1 | 0.79333 | 6666.6667 | 12 |  | 1154.64 | 1634.8306 | Per Unit | GSLD | 1 | 1 | 1 | 1 | 1 | 1 | 1 | 1 | 1 | 1 | 1 | 1 | ChoNgsld821 | ChoN | gsld | 821 | 282.51 | 400 | [30 empty] | 0 | 0 | 0
821 | Refrigeration | Unit | Institutional | Turnover | Energy Star Commercial Glass Door Freezer | 0.67332 | 0.54619 |  | 4708.5 | 1 | 0.81119 | 6993.007 | 12 |  | 1154.64 | 1714.8573 | Per Unit | GSLD | 1 | 1 | 1 | 1 | 1 | 1 | 1 | 1 | 1 | 1 | 1 | 1 | CinTgsld821 | CinT | gsld | 821 | 282.51 | 419.5804 | [30 empty] | 0 | 0 | 0
821 | Refrigeration | Unit | Institutional | New | Energy Star Commercial Glass Door Freezer | 0.67332 | 0.54619 |  | 4708.5 | 1 | 0.81119 | 6993.007 | 12 |  | 1154.64 | 1714.8573 | Per Unit | GSLD | 1 | 1 | 1 | 1 | 1 | 1 | 1 | 1 | 1 | 1 | 1 | 1 | CinNgsld821 | CinN | gsld | 821 | 282.51 | 419.5804 | [30 empty] | 0 | 0 | 0
821 | Refrigeration | Unit | Lodging/Hospitality | Turnover | Energy Star Commercial Glass Door Freezer | 0.70627 | 0.56031 |  | 4708.5 | 1 | 0.79333 | 6666.6667 | 12 |  | 1154.64 | 1634.8306 | Per Unit | GSLD | 1 | 1 | 1 | 1 | 1 | 1 | 1 | 1 | 1 | 1 | 1 | 1 | CloTgsld821 | CloT | gsld | 821 | 282.51 | 400 | [30 empty] | 0 | 0 | 0
821 | Refrigeration | Unit | Lodging/Hospitality | New | Energy Star Commercial Glass Door Freezer | 0.70627 | 0.56031 |  | 4708.5 | 1 | 0.79333 | 6666.6667 | 12 |  | 1154.64 | 1634.8306 | Per Unit | GSLD | 1 | 1 | 1 | 1 | 1 | 1 | 1 | 1 | 1 | 1 | 1 | 1 | CloNgsld821 | CloN | gsld | 821 | 282.51 | 400 | [30 empty] | 0 | 0 | 0
821 | Refrigeration | Unit | Miscellaneous | Turnover | Energy Star Commercial Glass Door Freezer | 0.67332 | 0.54619 |  | 4708.5 | 1 | 0.81119 | 6993.007 | 12 |  | 1154.64 | 1714.8573 | Per Unit | GSLD | 1 | 1 | 1 | 1 | 1 | 1 | 1 | 1 | 1 | 1 | 1 | 1 | CmiTgsld821 | CmiT | gsld | 821 | 282.51 | 419.5804 | [30 empty] | 0 | 0 | 0
821 | Refrigeration | Unit | Miscellaneous | New | Energy Star Commercial Glass Door Freezer | 0.67332 | 0.54619 |  | 4708.5 | 1 | 0.81119 | 6993.007 | 12 |  | 1154.64 | 1714.8573 | Per Unit | GSLD | 1 | 1 | 1 | 1 | 1 | 1 | 1 | 1 | 1 | 1 | 1 | 1 | CmiNgsld821 | CmiN | gsld | 821 | 282.51 | 419.5804 | [30 empty] | 0 | 0 | 0
821 | Refrigeration | Unit | Offices | Turnover | Energy Star Commercial Glass Door Freezer | 0.67332 | 0.54619 |  | 4708.5 | 1 | 0.81119 | 6993.007 | 12 |  | 1154.64 | 1714.8573 | Per Unit | GSLD | 1 | 1 | 1 | 1 | 1 | 1 | 1 | 1 | 1 | 1 | 1 | 1 | CofTgsld821 | CofT | gsld | 821 | 282.51 | 419.5804 | [30 empty] | 0 | 0 | 0
821 | Refrigeration | Unit | Offices | New | Energy Star Commercial Glass Door Freezer | 0.67332 | 0.54619 |  | 4708.5 | 1 | 0.81119 | 6993.007 | 12 |  | 1154.64 | 1714.8573 | Per Unit | GSLD | 1 | 1 | 1 | 1 | 1 | 1 | 1 | 1 | 1 | 1 | 1 | 1 | CofNgsld821 | CofN | gsld | 821 | 282.51 | 419.5804 | [30 empty] | 0 | 0 | 0
821 | Refrigeration | Unit | Restaurants | Turnover | Energy Star Commercial Glass Door Freezer | 0.6639 | 0.53206 |  | 4708.5 | 1 | 0.80142 | 7092.1986 | 12 |  | 1154.64 | 1739.1815 | Per Unit | GSLD | 1 | 1 | 1 | 1 | 1 | 1 | 1 | 1 | 1 | 1 | 1 | 1 | CreTgsld821 | CreT | gsld | 821 | 282.51 | 425.5319 | [30 empty] | 0 | 0 | 0
821 | Refrigeration | Unit | Restaurants | New | Energy Star Commercial Glass Door Freezer | 0.6639 | 0.53206 |  | 4708.5 | 1 | 0.80142 | 7092.1986 | 12 |  | 1154.64 | 1739.1815 | Per Unit | GSLD | 1 | 1 | 1 | 1 | 1 | 1 | 1 | 1 | 1 | 1 | 1 | 1 | CreNgsld821 | CreN | gsld | 821 | 282.51 | 425.5319 | [30 empty] | 0 | 0 | 0
821 | Refrigeration | Unit | Retail | Turnover | Energy Star Commercial Glass Door Freezer | 0.70627 | 0.56031 |  | 4708.5 | 1 | 0.79333 | 6666.6667 | 12 |  | 1154.64 | 1634.8306 | Per Unit | GSLD | 1 | 1 | 1 | 1 | 1 | 1 | 1 | 1 | 1 | 1 | 1 | 1 | CrtTgsld821 | CrtT | gsld | 821 | 282.51 | 400 | [30 empty] | 0 | 0 | 0
821 | Refrigeration | Unit | Retail | New | Energy Star Commercial Glass Door Freezer | 0.70627 | 0.56031 |  | 4708.5 | 1 | 0.79333 | 6666.6667 | 12 |  | 1154.64 | 1634.8306 | Per Unit | GSLD | 1 | 1 | 1 | 1 | 1 | 1 | 1 | 1 | 1 | 1 | 1 | 1 | CrtNgsld821 | CrtN | gsld | 821 | 282.51 | 400 | [30 empty] | 0 | 0 | 0
821 | Refrigeration | Unit | Schools K-12 | Turnover | Energy Star Commercial Glass Door Freezer | 0.67332 | 0.54619 |  | 4708.5 | 1 | 0.81119 | 6993.007 | 12 |  | 1154.64 | 1714.8573 | Per Unit | GSLD | 1 | 1 | 1 | 1 | 1 | 1 | 1 | 1 | 1 | 1 | 1 | 1 | CscTgsld821 | CscT | gsld | 821 | 282.51 | 419.5804 | [30 empty] | 0 | 0 | 0
821 | Refrigeration | Unit | Schools K-12 | New | Energy Star Commercial Glass Door Freezer | 0.67332 | 0.54619 |  | 4708.5 | 1 | 0.81119 | 6993.007 | 12 |  | 1154.64 | 1714.8573 | Per Unit | GSLD | 1 | 1 | 1 | 1 | 1 | 1 | 1 | 1 | 1 | 1 | 1 | 1 | CscNgsld821 | CscN | gsld | 821 | 282.51 | 419.5804 | [30 empty] | 0 | 0 | 0
821 | Refrigeration | Unit | Warehouse | Turnover | Energy Star Commercial Glass Door Freezer | 0.67332 | 0.54619 |  | 4708.5 | 1 | 0.81119 | 6993.007 | 12 |  | 1154.64 | 1714.8573 | Per Unit | GSLD | 1 | 1 | 1 | 1 | 1 | 1 | 1 | 1 | 1 | 1 | 1 | 1 | CwaTgsld821 | CwaT | gsld | 821 | 282.51 | 419.5804 | [30 empty] | 0 | 0 | 0
821 | Refrigeration | Unit | Warehouse | New | Energy Star Commercial Glass Door Freezer | 0.67332 | 0.54619 |  | 4708.5 | 1 | 0.81119 | 6993.007 | 12 |  | 1154.64 | 1714.8573 | Per Unit | GSLD | 1 | 1 | 1 | 1 | 1 | 1 | 1 | 1 | 1 | 1 | 1 | 1 | CwaNgsld821 | CwaN | gsld | 821 | 282.51 | 419.5804 | [30 empty] | 0 | 0 | 0
822 | Refrigeration | Unit | Assembly | Turnover | Energy Star Commercial Glass Door Refrigerator | 0.1314 | 0.10424 |  | 876 | 1 | 0.79333 | 6666.6667 | 12 |  | 891.8 | 6786.9102 | Per Unit | GSLD | 1 | 1 | 1 | 1 | 1 | 1 | 1 | 1 | 1 | 1 | 1 | 1 | CasTgsld822 | CasT | gsld | 822 | 52.56 | 400 | [30 empty] | 0 | 0 | 0
822 | Refrigeration | Unit | Assembly | New | Energy Star Commercial Glass Door Refrigerator | 0.1314 | 0.10424 |  | 876 | 1 | 0.79333 | 6666.6667 | 12 |  | 891.8 | 6786.9102 | Per Unit | GSLD | 1 | 1 | 1 | 1 | 1 | 1 | 1 | 1 | 1 | 1 | 1 | 1 | CasNgsld822 | CasN | gsld | 822 | 52.56 | 400 | [30 empty] | 0 | 0 | 0
822 | Refrigeration | Unit | College and University | Turnover | Energy Star Commercial Glass Door Refrigerator | 0.1314 | 0.10424 |  | 876 | 1 | 0.79333 | 6666.6667 | 12 |  | 891.8 | 6786.9102 | Per Unit | GSLD | 1 | 1 | 1 | 1 | 1 | 1 | 1 | 1 | 1 | 1 | 1 | 1 | CcoTgsld822 | CcoT | gsld | 822 | 52.56 | 400 | [30 empty] | 0 | 0 | 0
822 | Refrigeration | Unit | College and University | New | Energy Star Commercial Glass Door Refrigerator | 0.1314 | 0.10424 |  | 876 | 1 | 0.79333 | 6666.6667 | 12 |  | 891.8 | 6786.9102 | Per Unit | GSLD | 1 | 1 | 1 | 1 | 1 | 1 | 1 | 1 | 1 | 1 | 1 | 1 | CcoNgsld822 | CcoN | gsld | 822 | 52.56 | 400 | [30 empty] | 0 | 0 | 0
822 | Refrigeration | Unit | Data Center | Turnover | Energy Star Commercial Glass Door Refrigerator | 0.12527 | 0.10162 |  | 876 | 1 | 0.81119 | 6993.007 | 12 |  | 891.8 | 7119.1366 | Per Unit | GSLD | 1 | 1 | 1 | 1 | 1 | 1 | 1 | 1 | 1 | 1 | 1 | 1 | CdaTgsld822 | CdaT | gsld | 822 | 52.56 | 419.5804 | [30 empty] | 0 | 0 | 0
822 | Refrigeration | Unit | Data Center | New | Energy Star Commercial Glass Door Refrigerator | 0.12527 | 0.10162 |  | 876 | 1 | 0.81119 | 6993.007 | 12 |  | 891.8 | 7119.1366 | Per Unit | GSLD | 1 | 1 | 1 | 1 | 1 | 1 | 1 | 1 | 1 | 1 | 1 | 1 | CdaNgsld822 | CdaN | gsld | 822 | 52.56 | 419.5804 | [30 empty] | 0 | 0 | 0
822 | Refrigeration | Unit | Grocery | Turnover | Energy Star Commercial Glass Door Refrigerator | 0.1314 | 0.10424 |  | 876 | 1 | 0.79333 | 6666.6667 | 12 |  | 891.8 | 6786.9102 | Per Unit | GSLD | 1 | 1 | 1 | 1 | 1 | 1 | 1 | 1 | 1 | 1 | 1 | 1 | CgrTgsld822 | CgrT | gsld | 822 | 52.56 | 400 | [30 empty] | 31.0492 | 4.6519 | 3.6799
822 | Refrigeration | Unit | Grocery | New | Energy Star Commercial Glass Door Refrigerator | 0.1314 | 0.10424 |  | 876 | 1 | 0.79333 | 6666.6667 | 12 |  | 891.8 | 6786.9102 | Per Unit | GSLD | 1 | 1 | 1 | 1 | 1 | 1 | 1 | 1 | 1 | 1 | 1 | 1 | CgrNgsld822 | CgrN | gsld | 822 | 52.56 | 400 | [30 empty] | 0.23972 | 0.035916 | 0.028412
822 | Refrigeration | Unit | Healthcare | Turnover | Energy Star Commercial Glass Door Refrigerator | 0.1314 | 0.10424 |  | 876 | 1 | 0.79333 | 6666.6667 | 12 |  | 891.8 | 6786.9102 | Per Unit | GSLD | 1 | 1 | 1 | 1 | 1 | 1 | 1 | 1 | 1 | 1 | 1 | 1 | CheTgsld822 | CheT | gsld | 822 | 52.56 | 400 | [30 empty] | 0 | 0 | 0
822 | Refrigeration | Unit | Healthcare | New | Energy Star Commercial Glass Door Refrigerator | 0.1314 | 0.10424 |  | 876 | 1 | 0.79333 | 6666.6667 | 12 |  | 891.8 | 6786.9102 | Per Unit | GSLD | 1 | 1 | 1 | 1 | 1 | 1 | 1 | 1 | 1 | 1 | 1 | 1 | CheNgsld822 | CheN | gsld | 822 | 52.56 | 400 | [30 empty] | 0 | 0 | 0
822 | Refrigeration | Unit | Hospitals | Turnover | Energy Star Commercial Glass Door Refrigerator | 0.1314 | 0.10424 |  | 876 | 1 | 0.79333 | 6666.6667 | 12 |  | 891.8 | 6786.9102 | Per Unit | GSLD | 1 | 1 | 1 | 1 | 1 | 1 | 1 | 1 | 1 | 1 | 1 | 1 | ChoTgsld822 | ChoT | gsld | 822 | 52.56 | 400 | [30 empty] | 0 | 0 | 0
822 | Refrigeration | Unit | Hospitals | New | Energy Star Commercial Glass Door Refrigerator | 0.1314 | 0.10424 |  | 876 | 1 | 0.79333 | 6666.6667 | 12 |  | 891.8 | 6786.9102 | Per Unit | GSLD | 1 | 1 | 1 | 1 | 1 | 1 | 1 | 1 | 1 | 1 | 1 | 1 | ChoNgsld822 | ChoN | gsld | 822 | 52.56 | 400 | [30 empty] | 0 | 0 | 0
822 | Refrigeration | Unit | Institutional | Turnover | Energy Star Commercial Glass Door Refrigerator | 0.12527 | 0.10162 |  | 876 | 1 | 0.81119 | 6993.007 | 12 |  | 891.8 | 7119.1366 | Per Unit | GSLD | 1 | 1 | 1 | 1 | 1 | 1 | 1 | 1 | 1 | 1 | 1 | 1 | CinTgsld822 | CinT | gsld | 822 | 52.56 | 419.5804 | [30 empty] | 0 | 0 | 0
822 | Refrigeration | Unit | Institutional | New | Energy Star Commercial Glass Door Refrigerator | 0.12527 | 0.10162 |  | 876 | 1 | 0.81119 | 6993.007 | 12 |  | 891.8 | 7119.1366 | Per Unit | GSLD | 1 | 1 | 1 | 1 | 1 | 1 | 1 | 1 | 1 | 1 | 1 | 1 | CinNgsld822 | CinN | gsld | 822 | 52.56 | 419.5804 | [30 empty] | 0 | 0 | 0
822 | Refrigeration | Unit | Lodging/Hospitality | Turnover | Energy Star Commercial Glass Door Refrigerator | 0.1314 | 0.10424 |  | 876 | 1 | 0.79333 | 6666.6667 | 12 |  | 891.8 | 6786.9102 | Per Unit | GSLD | 1 | 1 | 1 | 1 | 1 | 1 | 1 | 1 | 1 | 1 | 1 | 1 | CloTgsld822 | CloT | gsld | 822 | 52.56 | 400 | [30 empty] | 0 | 0 | 0
822 | Refrigeration | Unit | Lodging/Hospitality | New | Energy Star Commercial Glass Door Refrigerator | 0.1314 | 0.10424 |  | 876 | 1 | 0.79333 | 6666.6667 | 12 |  | 891.8 | 6786.9102 | Per Unit | GSLD | 1 | 1 | 1 | 1 | 1 | 1 | 1 | 1 | 1 | 1 | 1 | 1 | CloNgsld822 | CloN | gsld | 822 | 52.56 | 400 | [30 empty] | 0 | 0 | 0
822 | Refrigeration | Unit | Miscellaneous | Turnover | Energy Star Commercial Glass Door Refrigerator | 0.12527 | 0.10162 |  | 876 | 1 | 0.81119 | 6993.007 | 12 |  | 891.8 | 7119.1366 | Per Unit | GSLD | 1 | 1 | 1 | 1 | 1 | 1 | 1 | 1 | 1 | 1 | 1 | 1 | CmiTgsld822 | CmiT | gsld | 822 | 52.56 | 419.5804 | [30 empty] | 0 | 0 | 0
822 | Refrigeration | Unit | Miscellaneous | New | Energy Star Commercial Glass Door Refrigerator | 0.12527 | 0.10162 |  | 876 | 1 | 0.81119 | 6993.007 | 12 |  | 891.8 | 7119.1366 | Per Unit | GSLD | 1 | 1 | 1 | 1 | 1 | 1 | 1 | 1 | 1 | 1 | 1 | 1 | CmiNgsld822 | CmiN | gsld | 822 | 52.56 | 419.5804 | [30 empty] | 0 | 0 | 0
822 | Refrigeration | Unit | Offices | Turnover | Energy Star Commercial Glass Door Refrigerator | 0.12527 | 0.10162 |  | 876 | 1 | 0.81119 | 6993.007 | 12 |  | 891.8 | 7119.1366 | Per Unit | GSLD | 1 | 1 | 1 | 1 | 1 | 1 | 1 | 1 | 1 | 1 | 1 | 1 | CofTgsld822 | CofT | gsld | 822 | 52.56 | 419.5804 | [30 empty] | 0 | 0 | 0
822 | Refrigeration | Unit | Offices | New | Energy Star Commercial Glass Door Refrigerator | 0.12527 | 0.10162 |  | 876 | 1 | 0.81119 | 6993.007 | 12 |  | 891.8 | 7119.1366 | Per Unit | GSLD | 1 | 1 | 1 | 1 | 1 | 1 | 1 | 1 | 1 | 1 | 1 | 1 | CofNgsld822 | CofN | gsld | 822 | 52.56 | 419.5804 | [30 empty] | 0 | 0 | 0
822 | Refrigeration | Unit | Restaurants | Turnover | Energy Star Commercial Glass Door Refrigerator | 0.12352 | 0.098988 |  | 876 | 1 | 0.80142 | 7092.1986 | 12 |  | 891.8 | 7220.1172 | Per Unit | GSLD | 1 | 1 | 1 | 1 | 1 | 1 | 1 | 1 | 1 | 1 | 1 | 1 | CreTgsld822 | CreT | gsld | 822 | 52.56 | 425.5319 | [30 empty] | 0 | 0 | 0
822 | Refrigeration | Unit | Restaurants | New | Energy Star Commercial Glass Door Refrigerator | 0.12352 | 0.098988 |  | 876 | 1 | 0.80142 | 7092.1986 | 12 |  | 891.8 | 7220.1172 | Per Unit | GSLD | 1 | 1 | 1 | 1 | 1 | 1 | 1 | 1 | 1 | 1 | 1 | 1 | CreNgsld822 | CreN | gsld | 822 | 52.56 | 425.5319 | [30 empty] | 0 | 0 | 0
822 | Refrigeration | Unit | Retail | Turnover | Energy Star Commercial Glass Door Refrigerator | 0.1314 | 0.10424 |  | 876 | 1 | 0.79333 | 6666.6667 | 12 |  | 891.8 | 6786.9102 | Per Unit | GSLD | 1 | 1 | 1 | 1 | 1 | 1 | 1 | 1 | 1 | 1 | 1 | 1 | CrtTgsld822 | CrtT | gsld | 822 | 52.56 | 400 | [30 empty] | 0 | 0 | 0
822 | Refrigeration | Unit | Retail | New | Energy Star Commercial Glass Door Refrigerator | 0.1314 | 0.10424 |  | 876 | 1 | 0.79333 | 6666.6667 | 12 |  | 891.8 | 6786.9102 | Per Unit | GSLD | 1 | 1 | 1 | 1 | 1 | 1 | 1 | 1 | 1 | 1 | 1 | 1 | CrtNgsld822 | CrtN | gsld | 822 | 52.56 | 400 | [30 empty] | 0 | 0 | 0
822 | Refrigeration | Unit | Schools K-12 | Turnover | Energy Star Commercial Glass Door Refrigerator | 0.12527 | 0.10162 |  | 876 | 1 | 0.81119 | 6993.007 | 12 |  | 891.8 | 7119.1366 | Per Unit | GSLD | 1 | 1 | 1 | 1 | 1 | 1 | 1 | 1 | 1 | 1 | 1 | 1 | CscTgsld822 | CscT | gsld | 822 | 52.56 | 419.5804 | [30 empty] | 0 | 0 | 0
822 | Refrigeration | Unit | Schools K-12 | New | Energy Star Commercial Glass Door Refrigerator | 0.12527 | 0.10162 |  | 876 | 1 | 0.81119 | 6993.007 | 12 |  | 891.8 | 7119.1366 | Per Unit | GSLD | 1 | 1 | 1 | 1 | 1 | 1 | 1 | 1 | 1 | 1 | 1 | 1 | CscNgsld822 | CscN | gsld | 822 | 52.56 | 419.5804 | [30 empty] | 0 | 0 | 0
822 | Refrigeration | Unit | Warehouse | Turnover | Energy Star Commercial Glass Door Refrigerator | 0.12527 | 0.10162 |  | 876 | 1 | 0.81119 | 6993.007 | 12 |  | 891.8 | 7119.1366 | Per Unit | GSLD | 1 | 1 | 1 | 1 | 1 | 1 | 1 | 1 | 1 | 1 | 1 | 1 | CwaTgsld822 | CwaT | gsld | 822 | 52.56 | 419.5804 | [30 empty] | 0 | 0 | 0
822 | Refrigeration | Unit | Warehouse | New | Energy Star Commercial Glass Door Refrigerator | 0.12527 | 0.10162 |  | 876 | 1 | 0.81119 | 6993.007 | 12 |  | 891.8 | 7119.1366 | Per Unit | GSLD | 1 | 1 | 1 | 1 | 1 | 1 | 1 | 1 | 1 | 1 | 1 | 1 | CwaNgsld822 | CwaN | gsld | 822 | 52.56 | 419.5804 | [30 empty] | 0 | 0 | 0
823 | Refrigeration | Unit | Assembly | Turnover | Energy Star Commercial Solid Door Freezer | 0.31755 | 0.25192 |  | 2117 | 1 | 0.79333 | 6666.6667 | 12 |  | 1095.15 | 3448.7482 | Per Unit | GSLD | 0.57723 | 0.60437 | 0.83705 | 1.097 | 1.2026 | 1.2026 | 1.289 | 1.2891 | 1.2453 | 1.1192 | 0.77553 | 0.85362 | CasTgsld823 | CasT | gsld | 823 | 127.02 | 400 | [30 empty] | 0 | 0 | 0
823 | Refrigeration | Unit | Assembly | New | Energy Star Commercial Solid Door Freezer | 0.31755 | 0.25192 |  | 2117 | 1 | 0.79333 | 6666.6667 | 12 |  | 1095.15 | 3448.7482 | Per Unit | GSLD | 0.57723 | 0.60437 | 0.83705 | 1.097 | 1.2026 | 1.2026 | 1.289 | 1.2891 | 1.2453 | 1.1192 | 0.77553 | 0.85362 | CasNgsld823 | CasN | gsld | 823 | 127.02 | 400 | [30 empty] | 0 | 0 | 0
823 | Refrigeration | Unit | College and University | Turnover | Energy Star Commercial Solid Door Freezer | 0.31755 | 0.25192 |  | 2117 | 1 | 0.79333 | 6666.6667 | 12 |  | 1095.15 | 3448.7482 | Per Unit | GSLD | 0.57723 | 0.60437 | 0.83705 | 1.097 | 1.2026 | 1.2026 | 1.289 | 1.2891 | 1.2453 | 1.1192 | 0.77553 | 0.85362 | CcoTgsld823 | CcoT | gsld | 823 | 127.02 | 400 | [30 empty] | 0 | 0 | 0
823 | Refrigeration | Unit | College and University | New | Energy Star Commercial Solid Door Freezer | 0.31755 | 0.25192 |  | 2117 | 1 | 0.79333 | 6666.6667 | 12 |  | 1095.15 | 3448.7482 | Per Unit | GSLD | 0.57723 | 0.60437 | 0.83705 | 1.097 | 1.2026 | 1.2026 | 1.289 | 1.2891 | 1.2453 | 1.1192 | 0.77553 | 0.85362 | CcoNgsld823 | CcoN | gsld | 823 | 127.02 | 400 | [30 empty] | 0 | 0 | 0
823 | Refrigeration | Unit | Data Center | Turnover | Energy Star Commercial Solid Door Freezer | 0.30273 | 0.24557 |  | 2117 | 1 | 0.81119 | 6993.007 | 12 |  | 1095.15 | 3617.5681 | Per Unit | GSLD | 0.57723 | 0.60437 | 0.83705 | 1.097 | 1.2026 | 1.2026 | 1.289 | 1.2891 | 1.2453 | 1.1192 | 0.77553 | 0.85362 | CdaTgsld823 | CdaT | gsld | 823 | 127.02 | 419.5804 | [30 empty] | 0 | 0 | 0
823 | Refrigeration | Unit | Data Center | New | Energy Star Commercial Solid Door Freezer | 0.30273 | 0.24557 |  | 2117 | 1 | 0.81119 | 6993.007 | 12 |  | 1095.15 | 3617.5681 | Per Unit | GSLD | 0.57723 | 0.60437 | 0.83705 | 1.097 | 1.2026 | 1.2026 | 1.289 | 1.2891 | 1.2453 | 1.1192 | 0.77553 | 0.85362 | CdaNgsld823 | CdaN | gsld | 823 | 127.02 | 419.5804 | [30 empty] | 0 | 0 | 0
823 | Refrigeration | Unit | Grocery | Turnover | Energy Star Commercial Solid Door Freezer | 0.31755 | 0.25192 |  | 2117 | 1 | 0.79333 | 6666.6667 | 12 |  | 1095.15 | 3448.7482 | Per Unit | GSLD | 0.57723 | 0.60437 | 0.83705 | 1.097 | 1.2026 | 1.2026 | 1.289 | 1.2891 | 1.2453 | 1.1192 | 0.77553 | 0.85362 | CgrTgsld823 | CgrT | gsld | 823 | 127.02 | 400 | [30 empty] | 45.0214 | 6.7453 | 5.3359
823 | Refrigeration | Unit | Grocery | New | Energy Star Commercial Solid Door Freezer | 0.31755 | 0.25192 |  | 2117 | 1 | 0.79333 | 6666.6667 | 12 |  | 1095.15 | 3448.7482 | Per Unit | GSLD | 0.57723 | 0.60437 | 0.83705 | 1.097 | 1.2026 | 1.2026 | 1.289 | 1.2891 | 1.2453 | 1.1192 | 0.77553 | 0.85362 | CgrNgsld823 | CgrN | gsld | 823 | 127.02 | 400 | [30 empty] | 0.3476 | 0.052079 | 0.041197
823 | Refrigeration | Unit | Healthcare | Turnover | Energy Star Commercial Solid Door Freezer | 0.31755 | 0.25192 |  | 2117 | 1 | 0.79333 | 6666.6667 | 12 |  | 1095.15 | 3448.7482 | Per Unit | GSLD | 0.57723 | 0.60437 | 0.83705 | 1.097 | 1.2026 | 1.2026 | 1.289 | 1.2891 | 1.2453 | 1.1192 | 0.77553 | 0.85362 | CheTgsld823 | CheT | gsld | 823 | 127.02 | 400 | [30 empty] | 0 | 0 | 0
823 | Refrigeration | Unit | Healthcare | New | Energy Star Commercial Solid Door Freezer | 0.31755 | 0.25192 |  | 2117 | 1 | 0.79333 | 6666.6667 | 12 |  | 1095.15 | 3448.7482 | Per Unit | GSLD | 0.57723 | 0.60437 | 0.83705 | 1.097 | 1.2026 | 1.2026 | 1.289 | 1.2891 | 1.2453 | 1.1192 | 0.77553 | 0.85362 | CheNgsld823 | CheN | gsld | 823 | 127.02 | 400 | [30 empty] | 0 | 0 | 0
823 | Refrigeration | Unit | Hospitals | Turnover | Energy Star Commercial Solid Door Freezer | 0.31755 | 0.25192 |  | 2117 | 1 | 0.79333 | 6666.6667 | 12 |  | 1095.15 | 3448.7482 | Per Unit | GSLD | 0.57723 | 0.60437 | 0.83705 | 1.097 | 1.2026 | 1.2026 | 1.289 | 1.2891 | 1.2453 | 1.1192 | 0.77553 | 0.85362 | ChoTgsld823 | ChoT | gsld | 823 | 127.02 | 400 | [30 empty] | 0 | 0 | 0
823 | Refrigeration | Unit | Hospitals | New | Energy Star Commercial Solid Door Freezer | 0.31755 | 0.25192 |  | 2117 | 1 | 0.79333 | 6666.6667 | 12 |  | 1095.15 | 3448.7482 | Per Unit | GSLD | 0.57723 | 0.60437 | 0.83705 | 1.097 | 1.2026 | 1.2026 | 1.289 | 1.2891 | 1.2453 | 1.1192 | 0.77553 | 0.85362 | ChoNgsld823 | ChoN | gsld | 823 | 127.02 | 400 | [30 empty] | 0 | 0 | 0
823 | Refrigeration | Unit | Institutional | Turnover | Energy Star Commercial Solid Door Freezer | 0.30273 | 0.24557 |  | 2117 | 1 | 0.81119 | 6993.007 | 12 |  | 1095.15 | 3617.5681 | Per Unit | GSLD | 0.57723 | 0.60437 | 0.83705 | 1.097 | 1.2026 | 1.2026 | 1.289 | 1.2891 | 1.2453 | 1.1192 | 0.77553 | 0.85362 | CinTgsld823 | CinT | gsld | 823 | 127.02 | 419.5804 | [30 empty] | 0 | 0 | 0
823 | Refrigeration | Unit | Institutional | New | Energy Star Commercial Solid Door Freezer | 0.30273 | 0.24557 |  | 2117 | 1 | 0.81119 | 6993.007 | 12 |  | 1095.15 | 3617.5681 | Per Unit | GSLD | 0.57723 | 0.60437 | 0.83705 | 1.097 | 1.2026 | 1.2026 | 1.289 | 1.2891 | 1.2453 | 1.1192 | 0.77553 | 0.85362 | CinNgsld823 | CinN | gsld | 823 | 127.02 | 419.5804 | [30 empty] | 0 | 0 | 0
823 | Refrigeration | Unit | Lodging/Hospitality | Turnover | Energy Star Commercial Solid Door Freezer | 0.31755 | 0.25192 |  | 2117 | 1 | 0.79333 | 6666.6667 | 12 |  | 1095.15 | 3448.7482 | Per Unit | GSLD | 0.57723 | 0.60437 | 0.83705 | 1.097 | 1.2026 | 1.2026 | 1.289 | 1.2891 | 1.2453 | 1.1192 | 0.77553 | 0.85362 | CloTgsld823 | CloT | gsld | 823 | 127.02 | 400 | [30 empty] | 0 | 0 | 0
823 | Refrigeration | Unit | Lodging/Hospitality | New | Energy Star Commercial Solid Door Freezer | 0.31755 | 0.25192 |  | 2117 | 1 | 0.79333 | 6666.6667 | 12 |  | 1095.15 | 3448.7482 | Per Unit | GSLD | 0.57723 | 0.60437 | 0.83705 | 1.097 | 1.2026 | 1.2026 | 1.289 | 1.2891 | 1.2453 | 1.1192 | 0.77553 | 0.85362 | CloNgsld823 | CloN | gsld | 823 | 127.02 | 400 | [30 empty] | 0 | 0 | 0
823 | Refrigeration | Unit | Miscellaneous | Turnover | Energy Star Commercial Solid Door Freezer | 0.30273 | 0.24557 |  | 2117 | 1 | 0.81119 | 6993.007 | 12 |  | 1095.15 | 3617.5681 | Per Unit | GSLD | 0.57723 | 0.60437 | 0.83705 | 1.097 | 1.2026 | 1.2026 | 1.289 | 1.2891 | 1.2453 | 1.1192 | 0.77553 | 0.85362 | CmiTgsld823 | CmiT | gsld | 823 | 127.02 | 419.5804 | [30 empty] | 0 | 0 | 0
823 | Refrigeration | Unit | Miscellaneous | New | Energy Star Commercial Solid Door Freezer | 0.30273 | 0.24557 |  | 2117 | 1 | 0.81119 | 6993.007 | 12 |  | 1095.15 | 3617.5681 | Per Unit | GSLD | 0.57723 | 0.60437 | 0.83705 | 1.097 | 1.2026 | 1.2026 | 1.289 | 1.2891 | 1.2453 | 1.1192 | 0.77553 | 0.85362 | CmiNgsld823 | CmiN | gsld | 823 | 127.02 | 419.5804 | [30 empty] | 0 | 0 | 0
823 | Refrigeration | Unit | Offices | Turnover | Energy Star Commercial Solid Door Freezer | 0.30273 | 0.24557 |  | 2117 | 1 | 0.81119 | 6993.007 | 12 |  | 1095.15 | 3617.5681 | Per Unit | GSLD | 0.57723 | 0.60437 | 0.83705 | 1.097 | 1.2026 | 1.2026 | 1.289 | 1.2891 | 1.2453 | 1.1192 | 0.77553 | 0.85362 | CofTgsld823 | CofT | gsld | 823 | 127.02 | 419.5804 | [30 empty] | 0 | 0 | 0
823 | Refrigeration | Unit | Offices | New | Energy Star Commercial Solid Door Freezer | 0.30273 | 0.24557 |  | 2117 | 1 | 0.81119 | 6993.007 | 12 |  | 1095.15 | 3617.5681 | Per Unit | GSLD | 0.57723 | 0.60437 | 0.83705 | 1.097 | 1.2026 | 1.2026 | 1.289 | 1.2891 | 1.2453 | 1.1192 | 0.77553 | 0.85362 | CofNgsld823 | CofN | gsld | 823 | 127.02 | 419.5804 | [30 empty] | 0 | 0 | 0
823 | Refrigeration | Unit | Restaurants | Turnover | Energy Star Commercial Solid Door Freezer | 0.2985 | 0.23922 |  | 2117 | 1 | 0.80142 | 7092.1986 | 12 |  | 1095.15 | 3668.8811 | Per Unit | GSLD | 0.57723 | 0.60437 | 0.83705 | 1.097 | 1.2026 | 1.2026 | 1.289 | 1.2891 | 1.2453 | 1.1192 | 0.77553 | 0.85362 | CreTgsld823 | CreT | gsld | 823 | 127.02 | 425.5319 | [30 empty] | 0 | 0 | 0
823 | Refrigeration | Unit | Restaurants | New | Energy Star Commercial Solid Door Freezer | 0.2985 | 0.23922 |  | 2117 | 1 | 0.80142 | 7092.1986 | 12 |  | 1095.15 | 3668.8811 | Per Unit | GSLD | 0.57723 | 0.60437 | 0.83705 | 1.097 | 1.2026 | 1.2026 | 1.289 | 1.2891 | 1.2453 | 1.1192 | 0.77553 | 0.85362 | CreNgsld823 | CreN | gsld | 823 | 127.02 | 425.5319 | [30 empty] | 0 | 0 | 0
823 | Refrigeration | Unit | Retail | Turnover | Energy Star Commercial Solid Door Freezer | 0.31755 | 0.25192 |  | 2117 | 1 | 0.79333 | 6666.6667 | 12 |  | 1095.15 | 3448.7482 | Per Unit | GSLD | 0.57723 | 0.60437 | 0.83705 | 1.097 | 1.2026 | 1.2026 | 1.289 | 1.2891 | 1.2453 | 1.1192 | 0.77553 | 0.85362 | CrtTgsld823 | CrtT | gsld | 823 | 127.02 | 400 | [30 empty] | 0 | 0 | 0
823 | Refrigeration | Unit | Retail | New | Energy Star Commercial Solid Door Freezer | 0.31755 | 0.25192 |  | 2117 | 1 | 0.79333 | 6666.6667 | 12 |  | 1095.15 | 3448.7482 | Per Unit | GSLD | 0.57723 | 0.60437 | 0.83705 | 1.097 | 1.2026 | 1.2026 | 1.289 | 1.2891 | 1.2453 | 1.1192 | 0.77553 | 0.85362 | CrtNgsld823 | CrtN | gsld | 823 | 127.02 | 400 | [30 empty] | 0 | 0 | 0
823 | Refrigeration | Unit | Schools K-12 | Turnover | Energy Star Commercial Solid Door Freezer | 0.30273 | 0.24557 |  | 2117 | 1 | 0.81119 | 6993.007 | 12 |  | 1095.15 | 3617.5681 | Per Unit | GSLD | 0.57723 | 0.60437 | 0.83705 | 1.097 | 1.2026 | 1.2026 | 1.289 | 1.2891 | 1.2453 | 1.1192 | 0.77553 | 0.85362 | CscTgsld823 | CscT | gsld | 823 | 127.02 | 419.5804 | [30 empty] | 0 | 0 | 0
823 | Refrigeration | Unit | Schools K-12 | New | Energy Star Commercial Solid Door Freezer | 0.30273 | 0.24557 |  | 2117 | 1 | 0.81119 | 6993.007 | 12 |  | 1095.15 | 3617.5681 | Per Unit | GSLD | 0.57723 | 0.60437 | 0.83705 | 1.097 | 1.2026 | 1.2026 | 1.289 | 1.2891 | 1.2453 | 1.1192 | 0.77553 | 0.85362 | CscNgsld823 | CscN | gsld | 823 | 127.02 | 419.5804 | [30 empty] | 0 | 0 | 0
823 | Refrigeration | Unit | Warehouse | Turnover | Energy Star Commercial Solid Door Freezer | 0.30273 | 0.24557 |  | 2117 | 1 | 0.81119 | 6993.007 | 12 |  | 1095.15 | 3617.5681 | Per Unit | GSLD | 0.57723 | 0.60437 | 0.83705 | 1.097 | 1.2026 | 1.2026 | 1.289 | 1.2891 | 1.2453 | 1.1192 | 0.77553 | 0.85362 | CwaTgsld823 | CwaT | gsld | 823 | 127.02 | 419.5804 | [30 empty] | 0 | 0 | 0
823 | Refrigeration | Unit | Warehouse | New | Energy Star Commercial Solid Door Freezer | 0.30273 | 0.24557 |  | 2117 | 1 | 0.81119 | 6993.007 | 12 |  | 1095.15 | 3617.5681 | Per Unit | GSLD | 0.57723 | 0.60437 | 0.83705 | 1.097 | 1.2026 | 1.2026 | 1.289 | 1.2891 | 1.2453 | 1.1192 | 0.77553 | 0.85362 | CwaNgsld823 | CwaN | gsld | 823 | 127.02 | 419.5804 | [30 empty] | 0 | 0 | 0
824 | Refrigeration | Unit | Assembly | Turnover | Energy Star Commercial Solid Door Refrigerator | 0.12045 | 0.095557 |  | 803 | 1 | 0.79333 | 6666.6667 | 12 |  | 871.85 | 7238.2731 | Per Unit | GSLD | 0.57723 | 0.60437 | 0.83705 | 1.097 | 1.2026 | 1.2026 | 1.289 | 1.2891 | 1.2453 | 1.1192 | 0.77553 | 0.85362 | CasTgsld824 | CasT | gsld | 824 | 48.18 | 400 | [30 empty] | 0 | 0 | 0
824 | Refrigeration | Unit | Assembly | New | Energy Star Commercial Solid Door Refrigerator | 0.12045 | 0.095557 |  | 803 | 1 | 0.79333 | 6666.6667 | 12 |  | 871.85 | 7238.2731 | Per Unit | GSLD | 0.57723 | 0.60437 | 0.83705 | 1.097 | 1.2026 | 1.2026 | 1.289 | 1.2891 | 1.2453 | 1.1192 | 0.77553 | 0.85362 | CasNgsld824 | CasN | gsld | 824 | 48.18 | 400 | [30 empty] | 0 | 0 | 0
824 | Refrigeration | Unit | College and University | Turnover | Energy Star Commercial Solid Door Refrigerator | 0.12045 | 0.095557 |  | 803 | 1 | 0.79333 | 6666.6667 | 12 |  | 871.85 | 7238.2731 | Per Unit | GSLD | 0.57723 | 0.60437 | 0.83705 | 1.097 | 1.2026 | 1.2026 | 1.289 | 1.2891 | 1.2453 | 1.1192 | 0.77553 | 0.85362 | CcoTgsld824 | CcoT | gsld | 824 | 48.18 | 400 | [30 empty] | 0 | 0 | 0
824 | Refrigeration | Unit | College and University | New | Energy Star Commercial Solid Door Refrigerator | 0.12045 | 0.095557 |  | 803 | 1 | 0.79333 | 6666.6667 | 12 |  | 871.85 | 7238.2731 | Per Unit | GSLD | 0.57723 | 0.60437 | 0.83705 | 1.097 | 1.2026 | 1.2026 | 1.289 | 1.2891 | 1.2453 | 1.1192 | 0.77553 | 0.85362 | CcoNgsld824 | CcoN | gsld | 824 | 48.18 | 400 | [30 empty] | 0 | 0 | 0
824 | Refrigeration | Unit | Data Center | Turnover | Energy Star Commercial Solid Door Refrigerator | 0.11483 | 0.093148 |  | 803 | 1 | 0.81119 | 6993.007 | 12 |  | 871.85 | 7592.5942 | Per Unit | GSLD | 0.57723 | 0.60437 | 0.83705 | 1.097 | 1.2026 | 1.2026 | 1.289 | 1.2891 | 1.2453 | 1.1192 | 0.77553 | 0.85362 | CdaTgsld824 | CdaT | gsld | 824 | 48.18 | 419.5804 | [30 empty] | 0 | 0 | 0
824 | Refrigeration | Unit | Data Center | New | Energy Star Commercial Solid Door Refrigerator | 0.11483 | 0.093148 |  | 803 | 1 | 0.81119 | 6993.007 | 12 |  | 871.85 | 7592.5942 | Per Unit | GSLD | 0.57723 | 0.60437 | 0.83705 | 1.097 | 1.2026 | 1.2026 | 1.289 | 1.2891 | 1.2453 | 1.1192 | 0.77553 | 0.85362 | CdaNgsld824 | CdaN | gsld | 824 | 48.18 | 419.5804 | [30 empty] | 0 | 0 | 0
824 | Refrigeration | Unit | Grocery | Turnover | Energy Star Commercial Solid Door Refrigerator | 0.12045 | 0.095557 |  | 803 | 1 | 0.79333 | 6666.6667 | 12 |  | 871.85 | 7238.2731 | Per Unit | GSLD | 0.57723 | 0.60437 | 0.83705 | 1.097 | 1.2026 | 1.2026 | 1.289 | 1.2891 | 1.2453 | 1.1192 | 0.77553 | 0.85362 | CgrTgsld824 | CgrT | gsld | 824 | 48.18 | 400 | [30 empty] | 59.7698 | 8.955 | 7.0839
824 | Refrigeration | Unit | Grocery | New | Energy Star Commercial Solid Door Refrigerator | 0.12045 | 0.095557 |  | 803 | 1 | 0.79333 | 6666.6667 | 12 |  | 871.85 | 7238.2731 | Per Unit | GSLD | 0.57723 | 0.60437 | 0.83705 | 1.097 | 1.2026 | 1.2026 | 1.289 | 1.2891 | 1.2453 | 1.1192 | 0.77553 | 0.85362 | CgrNgsld824 | CgrN | gsld | 824 | 48.18 | 400 | [30 empty] | 0.65924 | 0.09877 | 0.078132
824 | Refrigeration | Unit | Healthcare | Turnover | Energy Star Commercial Solid Door Refrigerator | 0.12045 | 0.095557 |  | 803 | 1 | 0.79333 | 6666.6667 | 12 |  | 871.85 | 7238.2731 | Per Unit | GSLD | 0.57723 | 0.60437 | 0.83705 | 1.097 | 1.2026 | 1.2026 | 1.289 | 1.2891 | 1.2453 | 1.1192 | 0.77553 | 0.85362 | CheTgsld824 | CheT | gsld | 824 | 48.18 | 400 | [30 empty] | 0 | 0 | 0
824 | Refrigeration | Unit | Healthcare | New | Energy Star Commercial Solid Door Refrigerator | 0.12045 | 0.095557 |  | 803 | 1 | 0.79333 | 6666.6667 | 12 |  | 871.85 | 7238.2731 | Per Unit | GSLD | 0.57723 | 0.60437 | 0.83705 | 1.097 | 1.2026 | 1.2026 | 1.289 | 1.2891 | 1.2453 | 1.1192 | 0.77553 | 0.85362 | CheNgsld824 | CheN | gsld | 824 | 48.18 | 400 | [30 empty] | 0 | 0 | 0
824 | Refrigeration | Unit | Hospitals | Turnover | Energy Star Commercial Solid Door Refrigerator | 0.12045 | 0.095557 |  | 803 | 1 | 0.79333 | 6666.6667 | 12 |  | 871.85 | 7238.2731 | Per Unit | GSLD | 0.57723 | 0.60437 | 0.83705 | 1.097 | 1.2026 | 1.2026 | 1.289 | 1.2891 | 1.2453 | 1.1192 | 0.77553 | 0.85362 | ChoTgsld824 | ChoT | gsld | 824 | 48.18 | 400 | [30 empty] | 0 | 0 | 0
824 | Refrigeration | Unit | Hospitals | New | Energy Star Commercial Solid Door Refrigerator | 0.12045 | 0.095557 |  | 803 | 1 | 0.79333 | 6666.6667 | 12 |  | 871.85 | 7238.2731 | Per Unit | GSLD | 0.57723 | 0.60437 | 0.83705 | 1.097 | 1.2026 | 1.2026 | 1.289 | 1.2891 | 1.2453 | 1.1192 | 0.77553 | 0.85362 | ChoNgsld824 | ChoN | gsld | 824 | 48.18 | 400 | [30 empty] | 0 | 0 | 0
824 | Refrigeration | Unit | Institutional | Turnover | Energy Star Commercial Solid Door Refrigerator | 0.11483 | 0.093148 |  | 803 | 1 | 0.81119 | 6993.007 | 12 |  | 871.85 | 7592.5942 | Per Unit | GSLD | 0.57723 | 0.60437 | 0.83705 | 1.097 | 1.2026 | 1.2026 | 1.289 | 1.2891 | 1.2453 | 1.1192 | 0.77553 | 0.85362 | CinTgsld824 | CinT | gsld | 824 | 48.18 | 419.5804 | [30 empty] | 0 | 0 | 0
824 | Refrigeration | Unit | Institutional | New | Energy Star Commercial Solid Door Refrigerator | 0.11483 | 0.093148 |  | 803 | 1 | 0.81119 | 6993.007 | 12 |  | 871.85 | 7592.5942 | Per Unit | GSLD | 0.57723 | 0.60437 | 0.83705 | 1.097 | 1.2026 | 1.2026 | 1.289 | 1.2891 | 1.2453 | 1.1192 | 0.77553 | 0.85362 | CinNgsld824 | CinN | gsld | 824 | 48.18 | 419.5804 | [30 empty] | 0 | 0 | 0
824 | Refrigeration | Unit | Lodging/Hospitality | Turnover | Energy Star Commercial Solid Door Refrigerator | 0.12045 | 0.095557 |  | 803 | 1 | 0.79333 | 6666.6667 | 12 |  | 871.85 | 7238.2731 | Per Unit | GSLD | 0.57723 | 0.60437 | 0.83705 | 1.097 | 1.2026 | 1.2026 | 1.289 | 1.2891 | 1.2453 | 1.1192 | 0.77553 | 0.85362 | CloTgsld824 | CloT | gsld | 824 | 48.18 | 400 | [30 empty] | 0 | 0 | 0
824 | Refrigeration | Unit | Lodging/Hospitality | New | Energy Star Commercial Solid Door Refrigerator | 0.12045 | 0.095557 |  | 803 | 1 | 0.79333 | 6666.6667 | 12 |  | 871.85 | 7238.2731 | Per Unit | GSLD | 0.57723 | 0.60437 | 0.83705 | 1.097 | 1.2026 | 1.2026 | 1.289 | 1.2891 | 1.2453 | 1.1192 | 0.77553 | 0.85362 | CloNgsld824 | CloN | gsld | 824 | 48.18 | 400 | [30 empty] | 0 | 0 | 0
824 | Refrigeration | Unit | Miscellaneous | Turnover | Energy Star Commercial Solid Door Refrigerator | 0.11483 | 0.093148 |  | 803 | 1 | 0.81119 | 6993.007 | 12 |  | 871.85 | 7592.5942 | Per Unit | GSLD | 0.57723 | 0.60437 | 0.83705 | 1.097 | 1.2026 | 1.2026 | 1.289 | 1.2891 | 1.2453 | 1.1192 | 0.77553 | 0.85362 | CmiTgsld824 | CmiT | gsld | 824 | 48.18 | 419.5804 | [30 empty] | 0 | 0 | 0
824 | Refrigeration | Unit | Miscellaneous | New | Energy Star Commercial Solid Door Refrigerator | 0.11483 | 0.093148 |  | 803 | 1 | 0.81119 | 6993.007 | 12 |  | 871.85 | 7592.5942 | Per Unit | GSLD | 0.57723 | 0.60437 | 0.83705 | 1.097 | 1.2026 | 1.2026 | 1.289 | 1.2891 | 1.2453 | 1.1192 | 0.77553 | 0.85362 | CmiNgsld824 | CmiN | gsld | 824 | 48.18 | 419.5804 | [30 empty] | 0 | 0 | 0
824 | Refrigeration | Unit | Offices | Turnover | Energy Star Commercial Solid Door Refrigerator | 0.11483 | 0.093148 |  | 803 | 1 | 0.81119 | 6993.007 | 12 |  | 871.85 | 7592.5942 | Per Unit | GSLD | 0.57723 | 0.60437 | 0.83705 | 1.097 | 1.2026 | 1.2026 | 1.289 | 1.2891 | 1.2453 | 1.1192 | 0.77553 | 0.85362 | CofTgsld824 | CofT | gsld | 824 | 48.18 | 419.5804 | [30 empty] | 0 | 0 | 0
824 | Refrigeration | Unit | Offices | New | Energy Star Commercial Solid Door Refrigerator | 0.11483 | 0.093148 |  | 803 | 1 | 0.81119 | 6993.007 | 12 |  | 871.85 | 7592.5942 | Per Unit | GSLD | 0.57723 | 0.60437 | 0.83705 | 1.097 | 1.2026 | 1.2026 | 1.289 | 1.2891 | 1.2453 | 1.1192 | 0.77553 | 0.85362 | CofNgsld824 | CofN | gsld | 824 | 48.18 | 419.5804 | [30 empty] | 0 | 0 | 0
824 | Refrigeration | Unit | Restaurants | Turnover | Energy Star Commercial Solid Door Refrigerator | 0.11322 | 0.090739 |  | 803 | 1 | 0.80142 | 7092.1986 | 12 |  | 871.85 | 7700.2906 | Per Unit | GSLD | 0.57723 | 0.60437 | 0.83705 | 1.097 | 1.2026 | 1.2026 | 1.289 | 1.2891 | 1.2453 | 1.1192 | 0.77553 | 0.85362 | CreTgsld824 | CreT | gsld | 824 | 48.18 | 425.5319 | [30 empty] | 0 | 0 | 0
824 | Refrigeration | Unit | Restaurants | New | Energy Star Commercial Solid Door Refrigerator | 0.11322 | 0.090739 |  | 803 | 1 | 0.80142 | 7092.1986 | 12 |  | 871.85 | 7700.2906 | Per Unit | GSLD | 0.57723 | 0.60437 | 0.83705 | 1.097 | 1.2026 | 1.2026 | 1.289 | 1.2891 | 1.2453 | 1.1192 | 0.77553 | 0.85362 | CreNgsld824 | CreN | gsld | 824 | 48.18 | 425.5319 | [30 empty] | 0 | 0 | 0
824 | Refrigeration | Unit | Retail | Turnover | Energy Star Commercial Solid Door Refrigerator | 0.12045 | 0.095557 |  | 803 | 1 | 0.79333 | 6666.6667 | 12 |  | 871.85 | 7238.2731 | Per Unit | GSLD | 0.57723 | 0.60437 | 0.83705 | 1.097 | 1.2026 | 1.2026 | 1.289 | 1.2891 | 1.2453 | 1.1192 | 0.77553 | 0.85362 | CrtTgsld824 | CrtT | gsld | 824 | 48.18 | 400 | [30 empty] | 0 | 0 | 0
824 | Refrigeration | Unit | Retail | New | Energy Star Commercial Solid Door Refrigerator | 0.12045 | 0.095557 |  | 803 | 1 | 0.79333 | 6666.6667 | 12 |  | 871.85 | 7238.2731 | Per Unit | GSLD | 0.57723 | 0.60437 | 0.83705 | 1.097 | 1.2026 | 1.2026 | 1.289 | 1.2891 | 1.2453 | 1.1192 | 0.77553 | 0.85362 | CrtNgsld824 | CrtN | gsld | 824 | 48.18 | 400 | [30 empty] | 0 | 0 | 0
824 | Refrigeration | Unit | Schools K-12 | Turnover | Energy Star Commercial Solid Door Refrigerator | 0.11483 | 0.093148 |  | 803 | 1 | 0.81119 | 6993.007 | 12 |  | 871.85 | 7592.5942 | Per Unit | GSLD | 0.57723 | 0.60437 | 0.83705 | 1.097 | 1.2026 | 1.2026 | 1.289 | 1.2891 | 1.2453 | 1.1192 | 0.77553 | 0.85362 | CscTgsld824 | CscT | gsld | 824 | 48.18 | 419.5804 | [30 empty] | 0 | 0 | 0
824 | Refrigeration | Unit | Schools K-12 | New | Energy Star Commercial Solid Door Refrigerator | 0.11483 | 0.093148 |  | 803 | 1 | 0.81119 | 6993.007 | 12 |  | 871.85 | 7592.5942 | Per Unit | GSLD | 0.57723 | 0.60437 | 0.83705 | 1.097 | 1.2026 | 1.2026 | 1.289 | 1.2891 | 1.2453 | 1.1192 | 0.77553 | 0.85362 | CscNgsld824 | CscN | gsld | 824 | 48.18 | 419.5804 | [30 empty] | 0 | 0 | 0
824 | Refrigeration | Unit | Warehouse | Turnover | Energy Star Commercial Solid Door Refrigerator | 0.11483 | 0.093148 |  | 803 | 1 | 0.81119 | 6993.007 | 12 |  | 871.85 | 7592.5942 | Per Unit | GSLD | 0.57723 | 0.60437 | 0.83705 | 1.097 | 1.2026 | 1.2026 | 1.289 | 1.2891 | 1.2453 | 1.1192 | 0.77553 | 0.85362 | CwaTgsld824 | CwaT | gsld | 824 | 48.18 | 419.5804 | [30 empty] | 0 | 0 | 0
824 | Refrigeration | Unit | Warehouse | New | Energy Star Commercial Solid Door Refrigerator | 0.11483 | 0.093148 |  | 803 | 1 | 0.81119 | 6993.007 | 12 |  | 871.85 | 7592.5942 | Per Unit | GSLD | 0.57723 | 0.60437 | 0.83705 | 1.097 | 1.2026 | 1.2026 | 1.289 | 1.2891 | 1.2453 | 1.1192 | 0.77553 | 0.85362 | CwaNgsld824 | CwaN | gsld | 824 | 48.18 | 419.5804 | [30 empty] | 0 | 0 | 0
825 | Refrigeration | Unit | Assembly | Turnover | Energy Star Ice Maker | 0.0162 | 0.012852 |  | 108 | 1 | 0.79333 | 6666.6667 | 9 |  | 0.01 | 0.61728 | Per Unit | GSLD | 1 | 1 | 1 | 1 | 1 | 1 | 1 | 1 | 1 | 1 | 1 | 1 | CasTgsld825 | CasT | gsld | 825 | 6.48 | 400 | [30 empty] | 0.12096 | 0.018123 | 0.014336
825 | Refrigeration | Unit | Assembly | New | Energy Star Ice Maker | 0.0162 | 0.012852 |  | 108 | 1 | 0.79333 | 6666.6667 | 9 |  | 0.01 | 0.61728 | Per Unit | GSLD | 1 | 1 | 1 | 1 | 1 | 1 | 1 | 1 | 1 | 1 | 1 | 1 | CasNgsld825 | CasN | gsld | 825 | 6.48 | 400 | [30 empty] | 0.00093549 | 0.00014016 | 0.00011087
825 | Refrigeration | Unit | College and University | Turnover | Energy Star Ice Maker | 0.0162 | 0.012852 |  | 108 | 1 | 0.79333 | 6666.6667 | 9 |  | 0.01 | 0.61728 | Per Unit | GSLD | 1 | 1 | 1 | 1 | 1 | 1 | 1 | 1 | 1 | 1 | 1 | 1 | CcoTgsld825 | CcoT | gsld | 825 | 6.48 | 400 | [30 empty] | 0.18927 | 0.028357 | 0.022432
825 | Refrigeration | Unit | College and University | New | Energy Star Ice Maker | 0.0162 | 0.012852 |  | 108 | 1 | 0.79333 | 6666.6667 | 9 |  | 0.01 | 0.61728 | Per Unit | GSLD | 1 | 1 | 1 | 1 | 1 | 1 | 1 | 1 | 1 | 1 | 1 | 1 | CcoNgsld825 | CcoN | gsld | 825 | 6.48 | 400 | [30 empty] | 0.0014638 | 0.00021931 | 0.00017349
825 | Refrigeration | Unit | Data Center | Turnover | Energy Star Ice Maker | 0.015444 | 0.012528 |  | 108 | 1 | 0.81119 | 6993.007 | 9 |  | 0.01 | 0.6475 | Per Unit | GSLD | 1 | 1 | 1 | 1 | 1 | 1 | 1 | 1 | 1 | 1 | 1 | 1 | CdaTgsld825 | CdaT | gsld | 825 | 6.48 | 419.5804 | [30 empty] | 0 | 0 | 0
825 | Refrigeration | Unit | Data Center | New | Energy Star Ice Maker | 0.015444 | 0.012528 |  | 108 | 1 | 0.81119 | 6993.007 | 9 |  | 0.01 | 0.6475 | Per Unit | GSLD | 1 | 1 | 1 | 1 | 1 | 1 | 1 | 1 | 1 | 1 | 1 | 1 | CdaNgsld825 | CdaN | gsld | 825 | 6.48 | 419.5804 | [30 empty] | 0 | 0 | 0
825 | Refrigeration | Unit | Grocery | Turnover | Energy Star Ice Maker | 0.0162 | 0.012852 |  | 108 | 1 | 0.79333 | 6666.6667 | 9 |  | 0.01 | 0.61728 | Per Unit | GSLD | 1 | 1 | 1 | 1 | 1 | 1 | 1 | 1 | 1 | 1 | 1 | 1 | CgrTgsld825 | CgrT | gsld | 825 | 6.48 | 400 | [30 empty] | 3.482 | 0.52169 | 0.41269
825 | Refrigeration | Unit | Grocery | New | Energy Star Ice Maker | 0.0162 | 0.012852 |  | 108 | 1 | 0.79333 | 6666.6667 | 9 |  | 0.01 | 0.61728 | Per Unit | GSLD | 1 | 1 | 1 | 1 | 1 | 1 | 1 | 1 | 1 | 1 | 1 | 1 | CgrNgsld825 | CgrN | gsld | 825 | 6.48 | 400 | [30 empty] | 0.02693 | 0.0040348 | 0.0031917
825 | Refrigeration | Unit | Healthcare | Turnover | Energy Star Ice Maker | 0.0162 | 0.012852 |  | 108 | 1 | 0.79333 | 6666.6667 | 9 |  | 0.01 | 0.61728 | Per Unit | GSLD | 1 | 1 | 1 | 1 | 1 | 1 | 1 | 1 | 1 | 1 | 1 | 1 | CheTgsld825 | CheT | gsld | 825 | 6.48 | 400 | [30 empty] | 0.019151 | 0.0028693 | 0.0022698
825 | Refrigeration | Unit | Healthcare | New | Energy Star Ice Maker | 0.0162 | 0.012852 |  | 108 | 1 | 0.79333 | 6666.6667 | 9 |  | 0.01 | 0.61728 | Per Unit | GSLD | 1 | 1 | 1 | 1 | 1 | 1 | 1 | 1 | 1 | 1 | 1 | 1 | CheNgsld825 | CheN | gsld | 825 | 6.48 | 400 | [30 empty] | 0.00014811 | 2.2191e-05 | 1.7554e-05
825 | Refrigeration | Unit | Hospitals | Turnover | Energy Star Ice Maker | 0.0162 | 0.012852 |  | 108 | 1 | 0.79333 | 6666.6667 | 9 |  | 0.01 | 0.61728 | Per Unit | GSLD | 1 | 1 | 1 | 1 | 1 | 1 | 1 | 1 | 1 | 1 | 1 | 1 | ChoTgsld825 | ChoT | gsld | 825 | 6.48 | 400 | [30 empty] | 0.034892 | 0.0052277 | 0.0041354
825 | Refrigeration | Unit | Hospitals | New | Energy Star Ice Maker | 0.0162 | 0.012852 |  | 108 | 1 | 0.79333 | 6666.6667 | 9 |  | 0.01 | 0.61728 | Per Unit | GSLD | 1 | 1 | 1 | 1 | 1 | 1 | 1 | 1 | 1 | 1 | 1 | 1 | ChoNgsld825 | ChoN | gsld | 825 | 6.48 | 400 | [30 empty] | 0.00026986 | 4.0431e-05 | 3.1983e-05
825 | Refrigeration | Unit | Institutional | Turnover | Energy Star Ice Maker | 0.015444 | 0.012528 |  | 108 | 1 | 0.81119 | 6993.007 | 9 |  | 0.01 | 0.6475 | Per Unit | GSLD | 1 | 1 | 1 | 1 | 1 | 1 | 1 | 1 | 1 | 1 | 1 | 1 | CinTgsld825 | CinT | gsld | 825 | 6.48 | 419.5804 | [30 empty] | 0 | 0 | 0
825 | Refrigeration | Unit | Institutional | New | Energy Star Ice Maker | 0.015444 | 0.012528 |  | 108 | 1 | 0.81119 | 6993.007 | 9 |  | 0.01 | 0.6475 | Per Unit | GSLD | 1 | 1 | 1 | 1 | 1 | 1 | 1 | 1 | 1 | 1 | 1 | 1 | CinNgsld825 | CinN | gsld | 825 | 6.48 | 419.5804 | [30 empty] | 0 | 0 | 0
825 | Refrigeration | Unit | Lodging/Hospitality | Turnover | Energy Star Ice Maker | 0.0162 | 0.012852 |  | 108 | 1 | 0.79333 | 6666.6667 | 9 |  | 0.01 | 0.61728 | Per Unit | GSLD | 1 | 1 | 1 | 1 | 1 | 1 | 1 | 1 | 1 | 1 | 1 | 1 | CloTgsld825 | CloT | gsld | 825 | 6.48 | 400 | [30 empty] | 0.11883 | 0.017804 | 0.014084
825 | Refrigeration | Unit | Lodging/Hospitality | New | Energy Star Ice Maker | 0.0162 | 0.012852 |  | 108 | 1 | 0.79333 | 6666.6667 | 9 |  | 0.01 | 0.61728 | Per Unit | GSLD | 1 | 1 | 1 | 1 | 1 | 1 | 1 | 1 | 1 | 1 | 1 | 1 | CloNgsld825 | CloN | gsld | 825 | 6.48 | 400 | [30 empty] | 0.00091906 | 0.0001377 | 0.00010893
825 | Refrigeration | Unit | Miscellaneous | Turnover | Energy Star Ice Maker | 0.015444 | 0.012528 |  | 108 | 1 | 0.81119 | 6993.007 | 9 |  | 0.01 | 0.6475 | Per Unit | GSLD | 1 | 1 | 1 | 1 | 1 | 1 | 1 | 1 | 1 | 1 | 1 | 1 | CmiTgsld825 | CmiT | gsld | 825 | 6.48 | 419.5804 | [30 empty] | 0 | 0 | 0
825 | Refrigeration | Unit | Miscellaneous | New | Energy Star Ice Maker | 0.015444 | 0.012528 |  | 108 | 1 | 0.81119 | 6993.007 | 9 |  | 0.01 | 0.6475 | Per Unit | GSLD | 1 | 1 | 1 | 1 | 1 | 1 | 1 | 1 | 1 | 1 | 1 | 1 | CmiNgsld825 | CmiN | gsld | 825 | 6.48 | 419.5804 | [30 empty] | 0 | 0 | 0
825 | Refrigeration | Unit | Offices | Turnover | Energy Star Ice Maker | 0.015444 | 0.012528 |  | 108 | 1 | 0.81119 | 6993.007 | 9 |  | 0.01 | 0.6475 | Per Unit | GSLD | 1 | 1 | 1 | 1 | 1 | 1 | 1 | 1 | 1 | 1 | 1 | 1 | CofTgsld825 | CofT | gsld | 825 | 6.48 | 419.5804 | [30 empty] | 0 | 0 | 0
825 | Refrigeration | Unit | Offices | New | Energy Star Ice Maker | 0.015444 | 0.012528 |  | 108 | 1 | 0.81119 | 6993.007 | 9 |  | 0.01 | 0.6475 | Per Unit | GSLD | 1 | 1 | 1 | 1 | 1 | 1 | 1 | 1 | 1 | 1 | 1 | 1 | CofNgsld825 | CofN | gsld | 825 | 6.48 | 419.5804 | [30 empty] | 0 | 0 | 0
825 | Refrigeration | Unit | Restaurants | Turnover | Energy Star Ice Maker | 0.015228 | 0.012204 |  | 108 | 1 | 0.80142 | 7092.1986 | 9 |  | 0.01 | 0.65669 | Per Unit | GSLD | 1 | 1 | 1 | 1 | 1 | 1 | 1 | 1 | 1 | 1 | 1 | 1 | CreTgsld825 | CreT | gsld | 825 | 6.48 | 425.5319 | [30 empty] | 1.3341 | 0.18854 | 0.151
825 | Refrigeration | Unit | Restaurants | New | Energy Star Ice Maker | 0.015228 | 0.012204 |  | 108 | 1 | 0.80142 | 7092.1986 | 9 |  | 0.01 | 0.65669 | Per Unit | GSLD | 1 | 1 | 1 | 1 | 1 | 1 | 1 | 1 | 1 | 1 | 1 | 1 | CreNgsld825 | CreN | gsld | 825 | 6.48 | 425.5319 | [30 empty] | 0.010318 | 0.0014582 | 0.0011678
825 | Refrigeration | Unit | Retail | Turnover | Energy Star Ice Maker | 0.0162 | 0.012852 |  | 108 | 1 | 0.79333 | 6666.6667 | 9 |  | 0.01 | 0.61728 | Per Unit | GSLD | 1 | 1 | 1 | 1 | 1 | 1 | 1 | 1 | 1 | 1 | 1 | 1 | CrtTgsld825 | CrtT | gsld | 825 | 6.48 | 400 | [30 empty] | 0.40077 | 0.060045 | 0.047499
825 | Refrigeration | Unit | Retail | New | Energy Star Ice Maker | 0.0162 | 0.012852 |  | 108 | 1 | 0.79333 | 6666.6667 | 9 |  | 0.01 | 0.61728 | Per Unit | GSLD | 1 | 1 | 1 | 1 | 1 | 1 | 1 | 1 | 1 | 1 | 1 | 1 | CrtNgsld825 | CrtN | gsld | 825 | 6.48 | 400 | [30 empty] | 0.0030995 | 0.00046439 | 0.00036735
825 | Refrigeration | Unit | Schools K-12 | Turnover | Energy Star Ice Maker | 0.015444 | 0.012528 |  | 108 | 1 | 0.81119 | 6993.007 | 9 |  | 0.01 | 0.6475 | Per Unit | GSLD | 1 | 1 | 1 | 1 | 1 | 1 | 1 | 1 | 1 | 1 | 1 | 1 | CscTgsld825 | CscT | gsld | 825 | 6.48 | 419.5804 | [30 empty] | 0.0038922 | 0.00055692 | 0.00045235
825 | Refrigeration | Unit | Schools K-12 | New | Energy Star Ice Maker | 0.015444 | 0.012528 |  | 108 | 1 | 0.81119 | 6993.007 | 9 |  | 0.01 | 0.6475 | Per Unit | GSLD | 1 | 1 | 1 | 1 | 1 | 1 | 1 | 1 | 1 | 1 | 1 | 1 | CscNgsld825 | CscN | gsld | 825 | 6.48 | 419.5804 | [30 empty] | 3.0102e-05 | 4.3072e-06 | 3.4985e-06
825 | Refrigeration | Unit | Warehouse | Turnover | Energy Star Ice Maker | 0.015444 | 0.012528 |  | 108 | 1 | 0.81119 | 6993.007 | 9 |  | 0.01 | 0.6475 | Per Unit | GSLD | 1 | 1 | 1 | 1 | 1 | 1 | 1 | 1 | 1 | 1 | 1 | 1 | CwaTgsld825 | CwaT | gsld | 825 | 6.48 | 419.5804 | [30 empty] | 0 | 0 | 0
825 | Refrigeration | Unit | Warehouse | New | Energy Star Ice Maker | 0.015444 | 0.012528 |  | 108 | 1 | 0.81119 | 6993.007 | 9 |  | 0.01 | 0.6475 | Per Unit | GSLD | 1 | 1 | 1 | 1 | 1 | 1 | 1 | 1 | 1 | 1 | 1 | 1 | CwaNgsld825 | CwaN | gsld | 825 | 6.48 | 419.5804 | [30 empty] | 0 | 0 | 0
826 | Refrigeration | Unit | Assembly | Existing | High Efficiency Refrigeration Compressor_Discus | 0.020325 | 0.016124 |  | 135.5 | 1 | 0.79333 | 6666.6667 | 16 |  | 315 | 15498.155 | Per Unit | GSLD | 0.57723 | 0.60437 | 0.83705 | 1.097 | 1.2026 | 1.2026 | 1.289 | 1.2891 | 1.2453 | 1.1192 | 0.77553 | 0.85362 | CasEgsld826 | CasE | gsld | 826 | 6.8134 | 335.2213 | [30 empty] | 0 | 0 | 0
826 | Refrigeration | Unit | Assembly | New | High Efficiency Refrigeration Compressor_Discus | 0.020325 | 0.016124 |  | 135.5 | 1 | 0.79333 | 6666.6667 | 16 |  | 315 | 15498.155 | Per Unit | GSLD | 0.57723 | 0.60437 | 0.83705 | 1.097 | 1.2026 | 1.2026 | 1.289 | 1.2891 | 1.2453 | 1.1192 | 0.77553 | 0.85362 | CasNgsld826 | CasN | gsld | 826 | 6.8134 | 335.2213 | [30 empty] | 0 | 0 | 0
826 | Refrigeration | Unit | College and University | Existing | High Efficiency Refrigeration Compressor_Discus | 0.020325 | 0.016124 |  | 135.5 | 1 | 0.79333 | 6666.6667 | 16 |  | 315 | 15498.155 | Per Unit | GSLD | 0.57723 | 0.60437 | 0.83705 | 1.097 | 1.2026 | 1.2026 | 1.289 | 1.2891 | 1.2453 | 1.1192 | 0.77553 | 0.85362 | CcoEgsld826 | CcoE | gsld | 826 | 6.8134 | 335.2213 | [30 empty] | 0 | 0 | 0
826 | Refrigeration | Unit | College and University | New | High Efficiency Refrigeration Compressor_Discus | 0.020325 | 0.016124 |  | 135.5 | 1 | 0.79333 | 6666.6667 | 16 |  | 315 | 15498.155 | Per Unit | GSLD | 0.57723 | 0.60437 | 0.83705 | 1.097 | 1.2026 | 1.2026 | 1.289 | 1.2891 | 1.2453 | 1.1192 | 0.77553 | 0.85362 | CcoNgsld826 | CcoN | gsld | 826 | 6.8134 | 335.2213 | [30 empty] | 0 | 0 | 0
826 | Refrigeration | Unit | Data Center | Existing | High Efficiency Refrigeration Compressor_Discus | 0.019377 | 0.015718 |  | 135.5 | 1 | 0.81119 | 6993.007 | 16 |  | 315 | 16256.8059 | Per Unit | GSLD | 0.57723 | 0.60437 | 0.83705 | 1.097 | 1.2026 | 1.2026 | 1.289 | 1.2891 | 1.2453 | 1.1192 | 0.77553 | 0.85362 | CdaEgsld826 | CdaE | gsld | 826 | 6.8134 | 351.6308 | [30 empty] | 0 | 0 | 0
826 | Refrigeration | Unit | Data Center | New | High Efficiency Refrigeration Compressor_Discus | 0.019377 | 0.015718 |  | 135.5 | 1 | 0.81119 | 6993.007 | 16 |  | 315 | 16256.8059 | Per Unit | GSLD | 0.57723 | 0.60437 | 0.83705 | 1.097 | 1.2026 | 1.2026 | 1.289 | 1.2891 | 1.2453 | 1.1192 | 0.77553 | 0.85362 | CdaNgsld826 | CdaN | gsld | 826 | 6.8134 | 351.6308 | [30 empty] | 0 | 0 | 0
826 | Refrigeration | Unit | Grocery | Existing | High Efficiency Refrigeration Compressor_Discus | 0.020325 | 0.016124 |  | 135.5 | 1 | 0.79333 | 6666.6667 | 16 |  | 315 | 15498.155 | Per Unit | GSLD | 0.57723 | 0.60437 | 0.83705 | 1.097 | 1.2026 | 1.2026 | 1.289 | 1.2891 | 1.2453 | 1.1192 | 0.77553 | 0.85362 | CgrEgsld826 | CgrE | gsld | 826 | 6.8134 | 335.2213 | [30 empty] | 8.8427 | 1.3249 | 1.048
826 | Refrigeration | Unit | Grocery | New | High Efficiency Refrigeration Compressor_Discus | 0.020325 | 0.016124 |  | 135.5 | 1 | 0.79333 | 6666.6667 | 16 |  | 315 | 15498.155 | Per Unit | GSLD | 0.57723 | 0.60437 | 0.83705 | 1.097 | 1.2026 | 1.2026 | 1.289 | 1.2891 | 1.2453 | 1.1192 | 0.77553 | 0.85362 | CgrNgsld826 | CgrN | gsld | 826 | 6.8134 | 335.2213 | [30 empty] | 0.041607 | 0.0062337 | 0.0049312
826 | Refrigeration | Unit | Healthcare | Existing | High Efficiency Refrigeration Compressor_Discus | 0.020325 | 0.016124 |  | 135.5 | 1 | 0.79333 | 6666.6667 | 16 |  | 315 | 15498.155 | Per Unit | GSLD | 0.57723 | 0.60437 | 0.83705 | 1.097 | 1.2026 | 1.2026 | 1.289 | 1.2891 | 1.2453 | 1.1192 | 0.77553 | 0.85362 | CheEgsld826 | CheE | gsld | 826 | 6.8134 | 335.2213 | [30 empty] | 0 | 0 | 0
826 | Refrigeration | Unit | Healthcare | New | High Efficiency Refrigeration Compressor_Discus | 0.020325 | 0.016124 |  | 135.5 | 1 | 0.79333 | 6666.6667 | 16 |  | 315 | 15498.155 | Per Unit | GSLD | 0.57723 | 0.60437 | 0.83705 | 1.097 | 1.2026 | 1.2026 | 1.289 | 1.2891 | 1.2453 | 1.1192 | 0.77553 | 0.85362 | CheNgsld826 | CheN | gsld | 826 | 6.8134 | 335.2213 | [30 empty] | 0 | 0 | 0
826 | Refrigeration | Unit | Hospitals | Existing | High Efficiency Refrigeration Compressor_Discus | 0.020325 | 0.016124 |  | 135.5 | 1 | 0.79333 | 6666.6667 | 16 |  | 315 | 15498.155 | Per Unit | GSLD | 0.57723 | 0.60437 | 0.83705 | 1.097 | 1.2026 | 1.2026 | 1.289 | 1.2891 | 1.2453 | 1.1192 | 0.77553 | 0.85362 | ChoEgsld826 | ChoE | gsld | 826 | 6.8134 | 335.2213 | [30 empty] | 0 | 0 | 0
826 | Refrigeration | Unit | Hospitals | New | High Efficiency Refrigeration Compressor_Discus | 0.020325 | 0.016124 |  | 135.5 | 1 | 0.79333 | 6666.6667 | 16 |  | 315 | 15498.155 | Per Unit | GSLD | 0.57723 | 0.60437 | 0.83705 | 1.097 | 1.2026 | 1.2026 | 1.289 | 1.2891 | 1.2453 | 1.1192 | 0.77553 | 0.85362 | ChoNgsld826 | ChoN | gsld | 826 | 6.8134 | 335.2213 | [30 empty] | 0 | 0 | 0
826 | Refrigeration | Unit | Institutional | Existing | High Efficiency Refrigeration Compressor_Discus | 0.019377 | 0.015718 |  | 135.5 | 1 | 0.81119 | 6993.007 | 16 |  | 315 | 16256.8059 | Per Unit | GSLD | 0.57723 | 0.60437 | 0.83705 | 1.097 | 1.2026 | 1.2026 | 1.289 | 1.2891 | 1.2453 | 1.1192 | 0.77553 | 0.85362 | CinEgsld826 | CinE | gsld | 826 | 6.8134 | 351.6308 | [30 empty] | 0 | 0 | 0
826 | Refrigeration | Unit | Institutional | New | High Efficiency Refrigeration Compressor_Discus | 0.019377 | 0.015718 |  | 135.5 | 1 | 0.81119 | 6993.007 | 16 |  | 315 | 16256.8059 | Per Unit | GSLD | 0.57723 | 0.60437 | 0.83705 | 1.097 | 1.2026 | 1.2026 | 1.289 | 1.2891 | 1.2453 | 1.1192 | 0.77553 | 0.85362 | CinNgsld826 | CinN | gsld | 826 | 6.8134 | 351.6308 | [30 empty] | 0 | 0 | 0
826 | Refrigeration | Unit | Lodging/Hospitality | Existing | High Efficiency Refrigeration Compressor_Discus | 0.020325 | 0.016124 |  | 135.5 | 1 | 0.79333 | 6666.6667 | 16 |  | 315 | 15498.155 | Per Unit | GSLD | 0.57723 | 0.60437 | 0.83705 | 1.097 | 1.2026 | 1.2026 | 1.289 | 1.2891 | 1.2453 | 1.1192 | 0.77553 | 0.85362 | CloEgsld826 | CloE | gsld | 826 | 6.8134 | 335.2213 | [30 empty] | 0 | 0 | 0
826 | Refrigeration | Unit | Lodging/Hospitality | New | High Efficiency Refrigeration Compressor_Discus | 0.020325 | 0.016124 |  | 135.5 | 1 | 0.79333 | 6666.6667 | 16 |  | 315 | 15498.155 | Per Unit | GSLD | 0.57723 | 0.60437 | 0.83705 | 1.097 | 1.2026 | 1.2026 | 1.289 | 1.2891 | 1.2453 | 1.1192 | 0.77553 | 0.85362 | CloNgsld826 | CloN | gsld | 826 | 6.8134 | 335.2213 | [30 empty] | 0 | 0 | 0
826 | Refrigeration | Unit | Miscellaneous | Existing | High Efficiency Refrigeration Compressor_Discus | 0.019377 | 0.015718 |  | 135.5 | 1 | 0.81119 | 6993.007 | 16 |  | 315 | 16256.8059 | Per Unit | GSLD | 0.57723 | 0.60437 | 0.83705 | 1.097 | 1.2026 | 1.2026 | 1.289 | 1.2891 | 1.2453 | 1.1192 | 0.77553 | 0.85362 | CmiEgsld826 | CmiE | gsld | 826 | 6.8134 | 351.6308 | [30 empty] | 0 | 0 | 0
826 | Refrigeration | Unit | Miscellaneous | New | High Efficiency Refrigeration Compressor_Discus | 0.019377 | 0.015718 |  | 135.5 | 1 | 0.81119 | 6993.007 | 16 |  | 315 | 16256.8059 | Per Unit | GSLD | 0.57723 | 0.60437 | 0.83705 | 1.097 | 1.2026 | 1.2026 | 1.289 | 1.2891 | 1.2453 | 1.1192 | 0.77553 | 0.85362 | CmiNgsld826 | CmiN | gsld | 826 | 6.8134 | 351.6308 | [30 empty] | 0 | 0 | 0
826 | Refrigeration | Unit | Offices | Existing | High Efficiency Refrigeration Compressor_Discus | 0.019377 | 0.015718 |  | 135.5 | 1 | 0.81119 | 6993.007 | 16 |  | 315 | 16256.8059 | Per Unit | GSLD | 0.57723 | 0.60437 | 0.83705 | 1.097 | 1.2026 | 1.2026 | 1.289 | 1.2891 | 1.2453 | 1.1192 | 0.77553 | 0.85362 | CofEgsld826 | CofE | gsld | 826 | 6.8134 | 351.6308 | [30 empty] | 0 | 0 | 0
826 | Refrigeration | Unit | Offices | New | High Efficiency Refrigeration Compressor_Discus | 0.019377 | 0.015718 |  | 135.5 | 1 | 0.81119 | 6993.007 | 16 |  | 315 | 16256.8059 | Per Unit | GSLD | 0.57723 | 0.60437 | 0.83705 | 1.097 | 1.2026 | 1.2026 | 1.289 | 1.2891 | 1.2453 | 1.1192 | 0.77553 | 0.85362 | CofNgsld826 | CofN | gsld | 826 | 6.8134 | 351.6308 | [30 empty] | 0 | 0 | 0
826 | Refrigeration | Unit | Restaurants | Existing | High Efficiency Refrigeration Compressor_Discus | 0.019106 | 0.015312 |  | 135.5 | 1 | 0.80142 | 7092.1986 | 16 |  | 315 | 16487.3989 | Per Unit | GSLD | 0.57723 | 0.60437 | 0.83705 | 1.097 | 1.2026 | 1.2026 | 1.289 | 1.2891 | 1.2453 | 1.1192 | 0.77553 | 0.85362 | CreEgsld826 | CreE | gsld | 826 | 6.8134 | 356.6184 | [30 empty] | 0 | 0 | 0
826 | Refrigeration | Unit | Restaurants | New | High Efficiency Refrigeration Compressor_Discus | 0.019106 | 0.015312 |  | 135.5 | 1 | 0.80142 | 7092.1986 | 16 |  | 315 | 16487.3989 | Per Unit | GSLD | 0.57723 | 0.60437 | 0.83705 | 1.097 | 1.2026 | 1.2026 | 1.289 | 1.2891 | 1.2453 | 1.1192 | 0.77553 | 0.85362 | CreNgsld826 | CreN | gsld | 826 | 6.8134 | 356.6184 | [30 empty] | 0 | 0 | 0
826 | Refrigeration | Unit | Retail | Existing | High Efficiency Refrigeration Compressor_Discus | 0.020325 | 0.016124 |  | 135.5 | 1 | 0.79333 | 6666.6667 | 16 |  | 315 | 15498.155 | Per Unit | GSLD | 0.57723 | 0.60437 | 0.83705 | 1.097 | 1.2026 | 1.2026 | 1.289 | 1.2891 | 1.2453 | 1.1192 | 0.77553 | 0.85362 | CrtEgsld826 | CrtE | gsld | 826 | 6.8134 | 335.2213 | [30 empty] | 0 | 0 | 0
826 | Refrigeration | Unit | Retail | New | High Efficiency Refrigeration Compressor_Discus | 0.020325 | 0.016124 |  | 135.5 | 1 | 0.79333 | 6666.6667 | 16 |  | 315 | 15498.155 | Per Unit | GSLD | 0.57723 | 0.60437 | 0.83705 | 1.097 | 1.2026 | 1.2026 | 1.289 | 1.2891 | 1.2453 | 1.1192 | 0.77553 | 0.85362 | CrtNgsld826 | CrtN | gsld | 826 | 6.8134 | 335.2213 | [30 empty] | 0 | 0 | 0
826 | Refrigeration | Unit | Schools K-12 | Existing | High Efficiency Refrigeration Compressor_Discus | 0.019377 | 0.015718 |  | 135.5 | 1 | 0.81119 | 6993.007 | 16 |  | 315 | 16256.8059 | Per Unit | GSLD | 0.57723 | 0.60437 | 0.83705 | 1.097 | 1.2026 | 1.2026 | 1.289 | 1.2891 | 1.2453 | 1.1192 | 0.77553 | 0.85362 | CscEgsld826 | CscE | gsld | 826 | 6.8134 | 351.6308 | [30 empty] | 0 | 0 | 0
826 | Refrigeration | Unit | Schools K-12 | New | High Efficiency Refrigeration Compressor_Discus | 0.019377 | 0.015718 |  | 135.5 | 1 | 0.81119 | 6993.007 | 16 |  | 315 | 16256.8059 | Per Unit | GSLD | 0.57723 | 0.60437 | 0.83705 | 1.097 | 1.2026 | 1.2026 | 1.289 | 1.2891 | 1.2453 | 1.1192 | 0.77553 | 0.85362 | CscNgsld826 | CscN | gsld | 826 | 6.8134 | 351.6308 | [30 empty] | 0 | 0 | 0
826 | Refrigeration | Unit | Warehouse | Existing | High Efficiency Refrigeration Compressor_Discus | 0.019377 | 0.015718 |  | 135.5 | 1 | 0.81119 | 6993.007 | 16 |  | 315 | 16256.8059 | Per Unit | GSLD | 0.57723 | 0.60437 | 0.83705 | 1.097 | 1.2026 | 1.2026 | 1.289 | 1.2891 | 1.2453 | 1.1192 | 0.77553 | 0.85362 | CwaEgsld826 | CwaE | gsld | 826 | 6.8134 | 351.6308 | [30 empty] | 0 | 0 | 0
826 | Refrigeration | Unit | Warehouse | New | High Efficiency Refrigeration Compressor_Discus | 0.019377 | 0.015718 |  | 135.5 | 1 | 0.81119 | 6993.007 | 16 |  | 315 | 16256.8059 | Per Unit | GSLD | 0.57723 | 0.60437 | 0.83705 | 1.097 | 1.2026 | 1.2026 | 1.289 | 1.2891 | 1.2453 | 1.1192 | 0.77553 | 0.85362 | CwaNgsld826 | CwaN | gsld | 826 | 6.8134 | 351.6308 | [30 empty] | 0 | 0 | 0
827 | Refrigeration | Unit | Assembly | Existing | High Efficiency Refrigeration Compressor_Scroll | 0.020355 | 0.016148 |  | 135.7 | 1 | 0.79333 | 6666.6667 | 16 |  | 315 | 15475.3132 | Per Unit | GSLD | 0.57723 | 0.60437 | 0.83705 | 1.097 | 1.2026 | 1.2026 | 1.289 | 1.2891 | 1.2453 | 1.1192 | 0.77553 | 0.85362 | CasEgsld827 | CasE | gsld | 827 | 6.8234 | 335.2213 | [30 empty] | 0 | 0 | 0
827 | Refrigeration | Unit | Assembly | New | High Efficiency Refrigeration Compressor_Scroll | 0.020355 | 0.016148 |  | 135.7 | 1 | 0.79333 | 6666.6667 | 16 |  | 315 | 15475.3132 | Per Unit | GSLD | 0.57723 | 0.60437 | 0.83705 | 1.097 | 1.2026 | 1.2026 | 1.289 | 1.2891 | 1.2453 | 1.1192 | 0.77553 | 0.85362 | CasNgsld827 | CasN | gsld | 827 | 6.8234 | 335.2213 | [30 empty] | 0 | 0 | 0
827 | Refrigeration | Unit | College and University | Existing | High Efficiency Refrigeration Compressor_Scroll | 0.020355 | 0.016148 |  | 135.7 | 1 | 0.79333 | 6666.6667 | 16 |  | 315 | 15475.3132 | Per Unit | GSLD | 0.57723 | 0.60437 | 0.83705 | 1.097 | 1.2026 | 1.2026 | 1.289 | 1.2891 | 1.2453 | 1.1192 | 0.77553 | 0.85362 | CcoEgsld827 | CcoE | gsld | 827 | 6.8234 | 335.2213 | [30 empty] | 0 | 0 | 0
827 | Refrigeration | Unit | College and University | New | High Efficiency Refrigeration Compressor_Scroll | 0.020355 | 0.016148 |  | 135.7 | 1 | 0.79333 | 6666.6667 | 16 |  | 315 | 15475.3132 | Per Unit | GSLD | 0.57723 | 0.60437 | 0.83705 | 1.097 | 1.2026 | 1.2026 | 1.289 | 1.2891 | 1.2453 | 1.1192 | 0.77553 | 0.85362 | CcoNgsld827 | CcoN | gsld | 827 | 6.8234 | 335.2213 | [30 empty] | 0 | 0 | 0
827 | Refrigeration | Unit | Data Center | Existing | High Efficiency Refrigeration Compressor_Scroll | 0.019405 | 0.015741 |  | 135.7 | 1 | 0.81119 | 6993.007 | 16 |  | 315 | 16232.846 | Per Unit | GSLD | 0.57723 | 0.60437 | 0.83705 | 1.097 | 1.2026 | 1.2026 | 1.289 | 1.2891 | 1.2453 | 1.1192 | 0.77553 | 0.85362 | CdaEgsld827 | CdaE | gsld | 827 | 6.8234 | 351.6308 | [30 empty] | 0 | 0 | 0
827 | Refrigeration | Unit | Data Center | New | High Efficiency Refrigeration Compressor_Scroll | 0.019405 | 0.015741 |  | 135.7 | 1 | 0.81119 | 6993.007 | 16 |  | 315 | 16232.846 | Per Unit | GSLD | 0.57723 | 0.60437 | 0.83705 | 1.097 | 1.2026 | 1.2026 | 1.289 | 1.2891 | 1.2453 | 1.1192 | 0.77553 | 0.85362 | CdaNgsld827 | CdaN | gsld | 827 | 6.8234 | 351.6308 | [30 empty] | 0 | 0 | 0
827 | Refrigeration | Unit | Grocery | Existing | High Efficiency Refrigeration Compressor_Scroll | 0.020355 | 0.016148 |  | 135.7 | 1 | 0.79333 | 6666.6667 | 16 |  | 315 | 15475.3132 | Per Unit | GSLD | 0.57723 | 0.60437 | 0.83705 | 1.097 | 1.2026 | 1.2026 | 1.289 | 1.2891 | 1.2453 | 1.1192 | 0.77553 | 0.85362 | CgrEgsld827 | CgrE | gsld | 827 | 6.8234 | 335.2213 | [30 empty] | 9.3415 | 1.3996 | 1.1071
827 | Refrigeration | Unit | Grocery | New | High Efficiency Refrigeration Compressor_Scroll | 0.020355 | 0.016148 |  | 135.7 | 1 | 0.79333 | 6666.6667 | 16 |  | 315 | 15475.3132 | Per Unit | GSLD | 0.57723 | 0.60437 | 0.83705 | 1.097 | 1.2026 | 1.2026 | 1.289 | 1.2891 | 1.2453 | 1.1192 | 0.77553 | 0.85362 | CgrNgsld827 | CgrN | gsld | 827 | 6.8234 | 335.2213 | [30 empty] | 0.043954 | 0.0065853 | 0.0052094
827 | Refrigeration | Unit | Healthcare | Existing | High Efficiency Refrigeration Compressor_Scroll | 0.020355 | 0.016148 |  | 135.7 | 1 | 0.79333 | 6666.6667 | 16 |  | 315 | 15475.3132 | Per Unit | GSLD | 0.57723 | 0.60437 | 0.83705 | 1.097 | 1.2026 | 1.2026 | 1.289 | 1.2891 | 1.2453 | 1.1192 | 0.77553 | 0.85362 | CheEgsld827 | CheE | gsld | 827 | 6.8234 | 335.2213 | [30 empty] | 0 | 0 | 0
827 | Refrigeration | Unit | Healthcare | New | High Efficiency Refrigeration Compressor_Scroll | 0.020355 | 0.016148 |  | 135.7 | 1 | 0.79333 | 6666.6667 | 16 |  | 315 | 15475.3132 | Per Unit | GSLD | 0.57723 | 0.60437 | 0.83705 | 1.097 | 1.2026 | 1.2026 | 1.289 | 1.2891 | 1.2453 | 1.1192 | 0.77553 | 0.85362 | CheNgsld827 | CheN | gsld | 827 | 6.8234 | 335.2213 | [30 empty] | 0 | 0 | 0
827 | Refrigeration | Unit | Hospitals | Existing | High Efficiency Refrigeration Compressor_Scroll | 0.020355 | 0.016148 |  | 135.7 | 1 | 0.79333 | 6666.6667 | 16 |  | 315 | 15475.3132 | Per Unit | GSLD | 0.57723 | 0.60437 | 0.83705 | 1.097 | 1.2026 | 1.2026 | 1.289 | 1.2891 | 1.2453 | 1.1192 | 0.77553 | 0.85362 | ChoEgsld827 | ChoE | gsld | 827 | 6.8234 | 335.2213 | [30 empty] | 0 | 0 | 0
827 | Refrigeration | Unit | Hospitals | New | High Efficiency Refrigeration Compressor_Scroll | 0.020355 | 0.016148 |  | 135.7 | 1 | 0.79333 | 6666.6667 | 16 |  | 315 | 15475.3132 | Per Unit | GSLD | 0.57723 | 0.60437 | 0.83705 | 1.097 | 1.2026 | 1.2026 | 1.289 | 1.2891 | 1.2453 | 1.1192 | 0.77553 | 0.85362 | ChoNgsld827 | ChoN | gsld | 827 | 6.8234 | 335.2213 | [30 empty] | 0 | 0 | 0
827 | Refrigeration | Unit | Institutional | Existing | High Efficiency Refrigeration Compressor_Scroll | 0.019405 | 0.015741 |  | 135.7 | 1 | 0.81119 | 6993.007 | 16 |  | 315 | 16232.846 | Per Unit | GSLD | 0.57723 | 0.60437 | 0.83705 | 1.097 | 1.2026 | 1.2026 | 1.289 | 1.2891 | 1.2453 | 1.1192 | 0.77553 | 0.85362 | CinEgsld827 | CinE | gsld | 827 | 6.8234 | 351.6308 | [30 empty] | 0 | 0 | 0
827 | Refrigeration | Unit | Institutional | New | High Efficiency Refrigeration Compressor_Scroll | 0.019405 | 0.015741 |  | 135.7 | 1 | 0.81119 | 6993.007 | 16 |  | 315 | 16232.846 | Per Unit | GSLD | 0.57723 | 0.60437 | 0.83705 | 1.097 | 1.2026 | 1.2026 | 1.289 | 1.2891 | 1.2453 | 1.1192 | 0.77553 | 0.85362 | CinNgsld827 | CinN | gsld | 827 | 6.8234 | 351.6308 | [30 empty] | 0 | 0 | 0
827 | Refrigeration | Unit | Lodging/Hospitality | Existing | High Efficiency Refrigeration Compressor_Scroll | 0.020355 | 0.016148 |  | 135.7 | 1 | 0.79333 | 6666.6667 | 16 |  | 315 | 15475.3132 | Per Unit | GSLD | 0.57723 | 0.60437 | 0.83705 | 1.097 | 1.2026 | 1.2026 | 1.289 | 1.2891 | 1.2453 | 1.1192 | 0.77553 | 0.85362 | CloEgsld827 | CloE | gsld | 827 | 6.8234 | 335.2213 | [30 empty] | 0 | 0 | 0
827 | Refrigeration | Unit | Lodging/Hospitality | New | High Efficiency Refrigeration Compressor_Scroll | 0.020355 | 0.016148 |  | 135.7 | 1 | 0.79333 | 6666.6667 | 16 |  | 315 | 15475.3132 | Per Unit | GSLD | 0.57723 | 0.60437 | 0.83705 | 1.097 | 1.2026 | 1.2026 | 1.289 | 1.2891 | 1.2453 | 1.1192 | 0.77553 | 0.85362 | CloNgsld827 | CloN | gsld | 827 | 6.8234 | 335.2213 | [30 empty] | 0 | 0 | 0
827 | Refrigeration | Unit | Miscellaneous | Existing | High Efficiency Refrigeration Compressor_Scroll | 0.019405 | 0.015741 |  | 135.7 | 1 | 0.81119 | 6993.007 | 16 |  | 315 | 16232.846 | Per Unit | GSLD | 0.57723 | 0.60437 | 0.83705 | 1.097 | 1.2026 | 1.2026 | 1.289 | 1.2891 | 1.2453 | 1.1192 | 0.77553 | 0.85362 | CmiEgsld827 | CmiE | gsld | 827 | 6.8234 | 351.6308 | [30 empty] | 0 | 0 | 0
827 | Refrigeration | Unit | Miscellaneous | New | High Efficiency Refrigeration Compressor_Scroll | 0.019405 | 0.015741 |  | 135.7 | 1 | 0.81119 | 6993.007 | 16 |  | 315 | 16232.846 | Per Unit | GSLD | 0.57723 | 0.60437 | 0.83705 | 1.097 | 1.2026 | 1.2026 | 1.289 | 1.2891 | 1.2453 | 1.1192 | 0.77553 | 0.85362 | CmiNgsld827 | CmiN | gsld | 827 | 6.8234 | 351.6308 | [30 empty] | 0 | 0 | 0
827 | Refrigeration | Unit | Offices | Existing | High Efficiency Refrigeration Compressor_Scroll | 0.019405 | 0.015741 |  | 135.7 | 1 | 0.81119 | 6993.007 | 16 |  | 315 | 16232.846 | Per Unit | GSLD | 0.57723 | 0.60437 | 0.83705 | 1.097 | 1.2026 | 1.2026 | 1.289 | 1.2891 | 1.2453 | 1.1192 | 0.77553 | 0.85362 | CofEgsld827 | CofE | gsld | 827 | 6.8234 | 351.6308 | [30 empty] | 0 | 0 | 0
827 | Refrigeration | Unit | Offices | New | High Efficiency Refrigeration Compressor_Scroll | 0.019405 | 0.015741 |  | 135.7 | 1 | 0.81119 | 6993.007 | 16 |  | 315 | 16232.846 | Per Unit | GSLD | 0.57723 | 0.60437 | 0.83705 | 1.097 | 1.2026 | 1.2026 | 1.289 | 1.2891 | 1.2453 | 1.1192 | 0.77553 | 0.85362 | CofNgsld827 | CofN | gsld | 827 | 6.8234 | 351.6308 | [30 empty] | 0 | 0 | 0
827 | Refrigeration | Unit | Restaurants | Existing | High Efficiency Refrigeration Compressor_Scroll | 0.019134 | 0.015334 |  | 135.7 | 1 | 0.80142 | 7092.1986 | 16 |  | 315 | 16463.0991 | Per Unit | GSLD | 0.57723 | 0.60437 | 0.83705 | 1.097 | 1.2026 | 1.2026 | 1.289 | 1.2891 | 1.2453 | 1.1192 | 0.77553 | 0.85362 | CreEgsld827 | CreE | gsld | 827 | 6.8234 | 356.6184 | [30 empty] | 0 | 0 | 0
827 | Refrigeration | Unit | Restaurants | New | High Efficiency Refrigeration Compressor_Scroll | 0.019134 | 0.015334 |  | 135.7 | 1 | 0.80142 | 7092.1986 | 16 |  | 315 | 16463.0991 | Per Unit | GSLD | 0.57723 | 0.60437 | 0.83705 | 1.097 | 1.2026 | 1.2026 | 1.289 | 1.2891 | 1.2453 | 1.1192 | 0.77553 | 0.85362 | CreNgsld827 | CreN | gsld | 827 | 6.8234 | 356.6184 | [30 empty] | 0 | 0 | 0
827 | Refrigeration | Unit | Retail | Existing | High Efficiency Refrigeration Compressor_Scroll | 0.020355 | 0.016148 |  | 135.7 | 1 | 0.79333 | 6666.6667 | 16 |  | 315 | 15475.3132 | Per Unit | GSLD | 0.57723 | 0.60437 | 0.83705 | 1.097 | 1.2026 | 1.2026 | 1.289 | 1.2891 | 1.2453 | 1.1192 | 0.77553 | 0.85362 | CrtEgsld827 | CrtE | gsld | 827 | 6.8234 | 335.2213 | [30 empty] | 0 | 0 | 0
827 | Refrigeration | Unit | Retail | New | High Efficiency Refrigeration Compressor_Scroll | 0.020355 | 0.016148 |  | 135.7 | 1 | 0.79333 | 6666.6667 | 16 |  | 315 | 15475.3132 | Per Unit | GSLD | 0.57723 | 0.60437 | 0.83705 | 1.097 | 1.2026 | 1.2026 | 1.289 | 1.2891 | 1.2453 | 1.1192 | 0.77553 | 0.85362 | CrtNgsld827 | CrtN | gsld | 827 | 6.8234 | 335.2213 | [30 empty] | 0 | 0 | 0
827 | Refrigeration | Unit | Schools K-12 | Existing | High Efficiency Refrigeration Compressor_Scroll | 0.019405 | 0.015741 |  | 135.7 | 1 | 0.81119 | 6993.007 | 16 |  | 315 | 16232.846 | Per Unit | GSLD | 0.57723 | 0.60437 | 0.83705 | 1.097 | 1.2026 | 1.2026 | 1.289 | 1.2891 | 1.2453 | 1.1192 | 0.77553 | 0.85362 | CscEgsld827 | CscE | gsld | 827 | 6.8234 | 351.6308 | [30 empty] | 0 | 0 | 0
827 | Refrigeration | Unit | Schools K-12 | New | High Efficiency Refrigeration Compressor_Scroll | 0.019405 | 0.015741 |  | 135.7 | 1 | 0.81119 | 6993.007 | 16 |  | 315 | 16232.846 | Per Unit | GSLD | 0.57723 | 0.60437 | 0.83705 | 1.097 | 1.2026 | 1.2026 | 1.289 | 1.2891 | 1.2453 | 1.1192 | 0.77553 | 0.85362 | CscNgsld827 | CscN | gsld | 827 | 6.8234 | 351.6308 | [30 empty] | 0 | 0 | 0
827 | Refrigeration | Unit | Warehouse | Existing | High Efficiency Refrigeration Compressor_Scroll | 0.019405 | 0.015741 |  | 135.7 | 1 | 0.81119 | 6993.007 | 16 |  | 315 | 16232.846 | Per Unit | GSLD | 0.57723 | 0.60437 | 0.83705 | 1.097 | 1.2026 | 1.2026 | 1.289 | 1.2891 | 1.2453 | 1.1192 | 0.77553 | 0.85362 | CwaEgsld827 | CwaE | gsld | 827 | 6.8234 | 351.6308 | [30 empty] | 0 | 0 | 0
827 | Refrigeration | Unit | Warehouse | New | High Efficiency Refrigeration Compressor_Scroll | 0.019405 | 0.015741 |  | 135.7 | 1 | 0.81119 | 6993.007 | 16 |  | 315 | 16232.846 | Per Unit | GSLD | 0.57723 | 0.60437 | 0.83705 | 1.097 | 1.2026 | 1.2026 | 1.289 | 1.2891 | 1.2453 | 1.1192 | 0.77553 | 0.85362 | CwaNgsld827 | CwaN | gsld | 827 | 6.8234 | 351.6308 | [30 empty] | 0 | 0 | 0
828 | Refrigeration | Unit | Assembly | Existing | Water Cooled Refrigeration Heat Recovery | 0.019378 | 0.029512 |  | 155.85 | 1 | 1.523 | 8042.7228 | 15 |  | 12.47 | 643.521 | Per End Use Consumption | GSLD | 1 | 1 | 1 | 1 | 1 | 1 | 1 | 1 | 1 | 1 | 1 | 1 | CasEgsld828 | CasE | gsld | 828 | 7.8366 | 404.4138 | [30 empty] | 1.1599 | 0.14422 | 0.21964
828 | Refrigeration | Unit | Assembly | New | Water Cooled Refrigeration Heat Recovery | 0.019378 | 0.029512 |  | 155.85 | 1 | 1.523 | 8042.7228 | 15 |  | 12.47 | 643.521 | Per End Use Consumption | GSLD | 1 | 1 | 1 | 1 | 1 | 1 | 1 | 1 | 1 | 1 | 1 | 1 | CasNgsld828 | CasN | gsld | 828 | 7.8366 | 404.4138 | [30 empty] | 0.0064501 | 0.00080198 | 0.0012214
828 | Refrigeration | Unit | College and University | Existing | Water Cooled Refrigeration Heat Recovery | 0.062617 | 0.076047 |  | 682.86 | 1 | 1.2145 | 10905.4227 | 15 |  | 54.63 | 872.453 | Per End Use Consumption | GSLD | 1 | 1 | 1 | 1 | 1 | 1 | 1 | 1 | 1 | 1 | 1 | 1 | CcoEgsld828 | CcoE | gsld | 828 | 34.3364 | 548.3596 | [30 empty] | 0.45634 | 0.041845 | 0.05082
828 | Refrigeration | Unit | College and University | New | Water Cooled Refrigeration Heat Recovery | 0.062617 | 0.076047 |  | 682.86 | 1 | 1.2145 | 10905.4227 | 15 |  | 54.63 | 872.453 | Per End Use Consumption | GSLD | 1 | 1 | 1 | 1 | 1 | 1 | 1 | 1 | 1 | 1 | 1 | 1 | CcoNgsld828 | CcoN | gsld | 828 | 34.3364 | 548.3596 | [30 empty] | 0.0025377 | 0.0002327 | 0.00028261
828 | Refrigeration | Unit | Data Center | Existing | Water Cooled Refrigeration Heat Recovery | 1.9737 | 2.3971 |  | 21524.32 | 1 | 1.2145 | 10905.4227 | 15 |  | 1721.95 | 872.436 | Per End Use Consumption | GSLD | 1 | 1 | 1 | 1 | 1 | 1 | 1 | 1 | 1 | 1 | 1 | 1 | CdaEgsld828 | CdaE | gsld | 828 | 1082.3117 | 548.3596 | [30 empty] | 0.031539 | 0.002892 | 0.0035123
828 | Refrigeration | Unit | Data Center | New | Water Cooled Refrigeration Heat Recovery | 1.9737 | 2.3971 |  | 21524.32 | 1 | 1.2145 | 10905.4227 | 15 |  | 1721.95 | 872.436 | Per End Use Consumption | GSLD | 1 | 1 | 1 | 1 | 1 | 1 | 1 | 1 | 1 | 1 | 1 | 1 | CdaNgsld828 | CdaN | gsld | 828 | 1082.3117 | 548.3596 | [30 empty] | 0.00017539 | 1.6083e-05 | 1.9532e-05
828 | Refrigeration | Unit | Grocery | Existing | Water Cooled Refrigeration Heat Recovery | 0.0062914 | 0.0095818 |  | 50.6 | 1 | 1.523 | 8042.7224 | 15 |  | 4.05 | 643.7357 | Per End Use Consumption | GSLD | 1 | 1 | 1 | 1 | 1 | 1 | 1 | 1 | 1 | 1 | 1 | 1 | CgrEgsld828 | CgrE | gsld | 828 | 2.5443 | 404.4138 | [30 empty] | 0.24487 | 0.030447 | 0.04637
828 | Refrigeration | Unit | Grocery | New | Water Cooled Refrigeration Heat Recovery | 0.0062914 | 0.0095818 |  | 50.6 | 1 | 1.523 | 8042.7224 | 15 |  | 4.05 | 643.7357 | Per End Use Consumption | GSLD | 1 | 1 | 1 | 1 | 1 | 1 | 1 | 1 | 1 | 1 | 1 | 1 | CgrNgsld828 | CgrN | gsld | 828 | 2.5443 | 404.4138 | [30 empty] | 0.0013617 | 0.00016931 | 0.00025787
828 | Refrigeration | Unit | Healthcare | Existing | Water Cooled Refrigeration Heat Recovery | 0.0096136 | 0.011676 |  | 104.84 | 1 | 1.2145 | 10905.4226 | 15 |  | 8.39 | 872.7251 | Per End Use Consumption | GSLD | 1 | 1 | 1 | 1 | 1 | 1 | 1 | 1 | 1 | 1 | 1 | 1 | CheEgsld828 | CheE | gsld | 828 | 5.2717 | 548.3596 | [30 empty] | 0.43236 | 0.039646 | 0.048149
828 | Refrigeration | Unit | Healthcare | New | Water Cooled Refrigeration Heat Recovery | 0.0096136 | 0.011676 |  | 104.84 | 1 | 1.2145 | 10905.4226 | 15 |  | 8.39 | 872.7251 | Per End Use Consumption | GSLD | 1 | 1 | 1 | 1 | 1 | 1 | 1 | 1 | 1 | 1 | 1 | 1 | CheNgsld828 | CheN | gsld | 828 | 5.2717 | 548.3596 | [30 empty] | 0.0027745 | 0.00025442 | 0.00030898
828 | Refrigeration | Unit | Hospitals | Existing | Water Cooled Refrigeration Heat Recovery | 2.0228 | 2.4567 |  | 22059.53 | 1 | 1.2145 | 10905.4227 | 15 |  | 1764.76 | 872.4326 | Per End Use Consumption | GSLD | 1 | 1 | 1 | 1 | 1 | 1 | 1 | 1 | 1 | 1 | 1 | 1 | ChoEgsld828 | ChoE | gsld | 828 | 1109.2238 | 548.3596 | [30 empty] | 0.2528 | 0.023181 | 0.028153
828 | Refrigeration | Unit | Hospitals | New | Water Cooled Refrigeration Heat Recovery | 2.0228 | 2.4567 |  | 22059.53 | 1 | 1.2145 | 10905.4227 | 15 |  | 1764.76 | 872.4326 | Per End Use Consumption | GSLD | 1 | 1 | 1 | 1 | 1 | 1 | 1 | 1 | 1 | 1 | 1 | 1 | ChoNgsld828 | ChoN | gsld | 828 | 1109.2238 | 548.3596 | [30 empty] | 0.0014058 | 0.00012891 | 0.00015656
828 | Refrigeration | Unit | Institutional | Existing | Water Cooled Refrigeration Heat Recovery | 0.0079905 | 0.0097043 |  | 87.14 | 1 | 1.2145 | 10905.4229 | 15 |  | 6.97 | 872.2837 | Per End Use Consumption | GSLD | 1 | 1 | 1 | 1 | 1 | 1 | 1 | 1 | 1 | 1 | 1 | 1 | CinEgsld828 | CinE | gsld | 828 | 4.3817 | 548.3596 | [30 empty] | 0.40869 | 0.037476 | 0.045514
828 | Refrigeration | Unit | Institutional | New | Water Cooled Refrigeration Heat Recovery | 0.0079905 | 0.0097043 |  | 87.14 | 1 | 1.2145 | 10905.4229 | 15 |  | 6.97 | 872.2837 | Per End Use Consumption | GSLD | 1 | 1 | 1 | 1 | 1 | 1 | 1 | 1 | 1 | 1 | 1 | 1 | CinNgsld828 | CinN | gsld | 828 | 4.3817 | 548.3596 | [30 empty] | 0.0022727 | 0.0002084 | 0.0002531
828 | Refrigeration | Unit | Lodging/Hospitality | Existing | Water Cooled Refrigeration Heat Recovery | 0.1897 | 0.76062 |  | 4820.95 | 1 | 4.0096 | 25413.8002 | 15 |  | 385.68 | 2033.1251 | Per End Use Consumption | GSLD | 1 | 1 | 1 | 1 | 1 | 1 | 1 | 1 | 1 | 1 | 1 | 1 | CloEgsld828 | CloE | gsld | 828 | 242.4128 | 1277.8872 | [30 empty] | 6.7896 | 0.26716 | 1.0712
828 | Refrigeration | Unit | Lodging/Hospitality | New | Water Cooled Refrigeration Heat Recovery | 0.1897 | 0.76062 |  | 4820.95 | 1 | 4.0096 | 25413.8002 | 15 |  | 385.68 | 2033.1251 | Per End Use Consumption | GSLD | 1 | 1 | 1 | 1 | 1 | 1 | 1 | 1 | 1 | 1 | 1 | 1 | CloNgsld828 | CloN | gsld | 828 | 242.4128 | 1277.8872 | [30 empty] | 0.037757 | 0.0014857 | 0.005957
828 | Refrigeration | Unit | Miscellaneous | Existing | Water Cooled Refrigeration Heat Recovery | 0.021015 | 0.032006 |  | 169.02 | 1 | 1.523 | 8042.7228 | 15 |  | 13.52 | 643.3417 | Per End Use Consumption | GSLD | 1 | 1 | 1 | 1 | 1 | 1 | 1 | 1 | 1 | 1 | 1 | 1 | CmiEgsld828 | CmiE | gsld | 828 | 8.4989 | 404.4138 | [30 empty] | 1.5091 | 0.18763 | 0.28576
828 | Refrigeration | Unit | Miscellaneous | New | Water Cooled Refrigeration Heat Recovery | 0.021015 | 0.032006 |  | 169.02 | 1 | 1.523 | 8042.7228 | 15 |  | 13.52 | 643.3417 | Per End Use Consumption | GSLD | 1 | 1 | 1 | 1 | 1 | 1 | 1 | 1 | 1 | 1 | 1 | 1 | CmiNgsld828 | CmiN | gsld | 828 | 8.4989 | 404.4138 | [30 empty] | 0.0083919 | 0.0010434 | 0.0015891
828 | Refrigeration | Unit | Offices | Existing | Water Cooled Refrigeration Heat Recovery | 0.024241 | 0.036918 |  | 194.96 | 1 | 1.523 | 8042.7228 | 15 |  | 15.6 | 643.5498 | Per End Use Consumption | GSLD | 1 | 1 | 1 | 1 | 1 | 1 | 1 | 1 | 1 | 1 | 1 | 1 | CofEgsld828 | CofE | gsld | 828 | 9.8032 | 404.4138 | [30 empty] | 4.0947 | 0.50912 | 0.77539
828 | Refrigeration | Unit | Offices | New | Water Cooled Refrigeration Heat Recovery | 0.024241 | 0.036918 |  | 194.96 | 1 | 1.523 | 8042.7228 | 15 |  | 15.6 | 643.5498 | Per End Use Consumption | GSLD | 1 | 1 | 1 | 1 | 1 | 1 | 1 | 1 | 1 | 1 | 1 | 1 | CofNgsld828 | CofN | gsld | 828 | 9.8032 | 404.4138 | [30 empty] | 0.02277 | 0.0028312 | 0.0043119
828 | Refrigeration | Unit | Restaurants | Existing | Water Cooled Refrigeration Heat Recovery | 0.28974 | 0.44128 |  | 2330.33 | 1 | 1.523 | 8042.7229 | 15 |  | 186.43 | 643.4303 | Per End Use Consumption | GSLD | 1 | 1 | 1 | 1 | 1 | 1 | 1 | 1 | 1 | 1 | 1 | 1 | CreEgsld828 | CreE | gsld | 828 | 117.1765 | 404.4139 | [30 empty] | 13.1276 | 1.6322 | 2.4859
828 | Refrigeration | Unit | Restaurants | New | Water Cooled Refrigeration Heat Recovery | 0.28974 | 0.44128 |  | 2330.33 | 1 | 1.523 | 8042.7229 | 15 |  | 186.43 | 643.4303 | Per End Use Consumption | GSLD | 1 | 1 | 1 | 1 | 1 | 1 | 1 | 1 | 1 | 1 | 1 | 1 | CreNgsld828 | CreN | gsld | 828 | 117.1765 | 404.4139 | [30 empty] | 0.073002 | 0.0090768 | 0.013824
828 | Refrigeration | Unit | Retail | Existing | Water Cooled Refrigeration Heat Recovery | 0.11315 | 0.17233 |  | 910.03 | 1 | 1.523 | 8042.7229 | 15 |  | 72.8 | 643.3966 | Per End Use Consumption | GSLD | 1 | 1 | 1 | 1 | 1 | 1 | 1 | 1 | 1 | 1 | 1 | 1 | CrtEgsld828 | CrtE | gsld | 828 | 45.7592 | 404.4139 | [30 empty] | 2.0623 | 0.25642 | 0.39052
828 | Refrigeration | Unit | Retail | New | Water Cooled Refrigeration Heat Recovery | 0.11315 | 0.17233 |  | 910.03 | 1 | 1.523 | 8042.7229 | 15 |  | 72.8 | 643.3966 | Per End Use Consumption | GSLD | 1 | 1 | 1 | 1 | 1 | 1 | 1 | 1 | 1 | 1 | 1 | 1 | CrtNgsld828 | CrtN | gsld | 828 | 45.7592 | 404.4139 | [30 empty] | 0.011468 | 0.0014259 | 0.0021717
828 | Refrigeration | Unit | Schools K-12 | Existing | Water Cooled Refrigeration Heat Recovery | 0.31703 | 0.48284 |  | 2549.78 | 1 | 1.523 | 8042.7229 | 15 |  | 203.98 | 643.4103 | Per End Use Consumption | GSLD | 1 | 1 | 1 | 1 | 1 | 1 | 1 | 1 | 1 | 1 | 1 | 1 | CscEgsld828 | CscE | gsld | 828 | 128.2111 | 404.4139 | [30 empty] | 2.8367 | 0.3527 | 0.53716
828 | Refrigeration | Unit | Schools K-12 | New | Water Cooled Refrigeration Heat Recovery | 0.31703 | 0.48284 |  | 2549.78 | 1 | 1.523 | 8042.7229 | 15 |  | 203.98 | 643.4103 | Per End Use Consumption | GSLD | 1 | 1 | 1 | 1 | 1 | 1 | 1 | 1 | 1 | 1 | 1 | 1 | CscNgsld828 | CscN | gsld | 828 | 128.2111 | 404.4139 | [30 empty] | 0.015775 | 0.0019613 | 0.0029871
828 | Refrigeration | Unit | Warehouse | Existing | Water Cooled Refrigeration Heat Recovery | 0.0098487 | 0.015 |  | 79.21 | 1 | 1.523 | 8042.7226 | 15 |  | 6.34 | 643.7427 | Per End Use Consumption | GSLD | 1 | 1 | 1 | 1 | 1 | 1 | 1 | 1 | 1 | 1 | 1 | 1 | CwaEgsld828 | CwaE | gsld | 828 | 3.9829 | 404.4138 | [30 empty] | 0.44549 | 0.05539 | 0.084359
828 | Refrigeration | Unit | Warehouse | New | Water Cooled Refrigeration Heat Recovery | 0.0098487 | 0.015 |  | 79.21 | 1 | 1.523 | 8042.7226 | 15 |  | 6.34 | 643.7427 | Per End Use Consumption | GSLD | 1 | 1 | 1 | 1 | 1 | 1 | 1 | 1 | 1 | 1 | 1 | 1 | CwaNgsld828 | CwaN | gsld | 828 | 3.9829 | 404.4138 | [30 empty] | 0.0024774 | 0.00030802 | 0.00046912
829 | Refrigeration | Unit | Assembly | Existing | Zero Energy Doors | 0.28196 | 0.22368 |  | 1879.7 | 1 | 0.79333 | 6666.6667 | 11 |  | 170 | 602.9331 | Per Unit | GSLD | 1 | 1 | 1 | 1 | 1 | 1 | 1 | 1 | 1 | 1 | 1 | 1 | CasEgsld829 | CasE | gsld | 829 | 112.782 | 400 | [30 empty] | 1.2191 | 0.18265 | 0.14449
829 | Refrigeration | Unit | Assembly | New | Zero Energy Doors | 0.28196 | 0.22368 |  | 1879.7 | 1 | 0.79333 | 6666.6667 | 11 |  | 170 | 602.9331 | Per Unit | GSLD | 1 | 1 | 1 | 1 | 1 | 1 | 1 | 1 | 1 | 1 | 1 | 1 | CasNgsld829 | CasN | gsld | 829 | 112.782 | 400 | [30 empty] | 0.013446 | 0.0020146 | 0.0015936
829 | Refrigeration | Unit | College and University | Existing | Zero Energy Doors | 0.28196 | 0.22368 |  | 1879.7 | 1 | 0.79333 | 6666.6667 | 11 |  | 170 | 602.9331 | Per Unit | GSLD | 1 | 1 | 1 | 1 | 1 | 1 | 1 | 1 | 1 | 1 | 1 | 1 | CcoEgsld829 | CcoE | gsld | 829 | 112.782 | 400 | [30 empty] | 0.090105 | 0.0135 | 0.010679
829 | Refrigeration | Unit | College and University | New | Zero Energy Doors | 0.28196 | 0.22368 |  | 1879.7 | 1 | 0.79333 | 6666.6667 | 11 |  | 170 | 602.9331 | Per Unit | GSLD | 1 | 1 | 1 | 1 | 1 | 1 | 1 | 1 | 1 | 1 | 1 | 1 | CcoNgsld829 | CcoN | gsld | 829 | 112.782 | 400 | [30 empty] | 0.00099382 | 0.0001489 | 0.00011779
829 | Refrigeration | Unit | Data Center | Existing | Zero Energy Doors | 0.2688 | 0.21805 |  | 1879.7 | 1 | 0.81119 | 6993.007 | 11 |  | 170 | 632.4473 | Per Unit | GSLD | 1 | 1 | 1 | 1 | 1 | 1 | 1 | 1 | 1 | 1 | 1 | 1 | CdaEgsld829 | CdaE | gsld | 829 | 112.782 | 419.5804 | [30 empty] | 0.003216 | 0.00046017 | 0.00037377
829 | Refrigeration | Unit | Data Center | New | Zero Energy Doors | 0.2688 | 0.21805 |  | 1879.7 | 1 | 0.81119 | 6993.007 | 11 |  | 170 | 632.4473 | Per Unit | GSLD | 1 | 1 | 1 | 1 | 1 | 1 | 1 | 1 | 1 | 1 | 1 | 1 | CdaNgsld829 | CdaN | gsld | 829 | 112.782 | 419.5804 | [30 empty] | 3.5472e-05 | 5.0756e-06 | 4.1226e-06
829 | Refrigeration | Unit | Grocery | Existing | Zero Energy Doors | 0.28196 | 0.22368 |  | 1879.7 | 1 | 0.79333 | 6666.6667 | 11 |  | 170 | 602.9331 | Per Unit | GSLD | 1 | 1 | 1 | 1 | 1 | 1 | 1 | 1 | 1 | 1 | 1 | 1 | CgrEgsld829 | CgrE | gsld | 829 | 112.782 | 400 | [30 empty] | 32.7446 | 4.9059 | 3.8809
829 | Refrigeration | Unit | Grocery | New | Zero Energy Doors | 0.28196 | 0.22368 |  | 1879.7 | 1 | 0.79333 | 6666.6667 | 11 |  | 170 | 602.9331 | Per Unit | GSLD | 1 | 1 | 1 | 1 | 1 | 1 | 1 | 1 | 1 | 1 | 1 | 1 | CgrNgsld829 | CgrN | gsld | 829 | 112.782 | 400 | [30 empty] | 0.15407 | 0.023083 | 0.01826
829 | Refrigeration | Unit | Healthcare | Existing | Zero Energy Doors | 0.28196 | 0.22368 |  | 1879.7 | 1 | 0.79333 | 6666.6667 | 11 |  | 170 | 602.9331 | Per Unit | GSLD | 1 | 1 | 1 | 1 | 1 | 1 | 1 | 1 | 1 | 1 | 1 | 1 | CheEgsld829 | CheE | gsld | 829 | 112.782 | 400 | [30 empty] | 0.0099119 | 0.001485 | 0.0011747
829 | Refrigeration | Unit | Healthcare | New | Zero Energy Doors | 0.28196 | 0.22368 |  | 1879.7 | 1 | 0.79333 | 6666.6667 | 11 |  | 170 | 602.9331 | Per Unit | GSLD | 1 | 1 | 1 | 1 | 1 | 1 | 1 | 1 | 1 | 1 | 1 | 1 | CheNgsld829 | CheN | gsld | 829 | 112.782 | 400 | [30 empty] | 0.00010932 | 1.6379e-05 | 1.2957e-05
829 | Refrigeration | Unit | Hospitals | Existing | Zero Energy Doors | 0.28196 | 0.22368 |  | 1879.7 | 1 | 0.79333 | 6666.6667 | 11 |  | 170 | 602.9331 | Per Unit | GSLD | 1 | 1 | 1 | 1 | 1 | 1 | 1 | 1 | 1 | 1 | 1 | 1 | ChoEgsld829 | ChoE | gsld | 829 | 112.782 | 400 | [30 empty] | 0.086856 | 0.013013 | 0.010294
829 | Refrigeration | Unit | Hospitals | New | Zero Energy Doors | 0.28196 | 0.22368 |  | 1879.7 | 1 | 0.79333 | 6666.6667 | 11 |  | 170 | 602.9331 | Per Unit | GSLD | 1 | 1 | 1 | 1 | 1 | 1 | 1 | 1 | 1 | 1 | 1 | 1 | ChoNgsld829 | ChoN | gsld | 829 | 112.782 | 400 | [30 empty] | 0.00095799 | 0.00014353 | 0.00011354
829 | Refrigeration | Unit | Institutional | Existing | Zero Energy Doors | 0.2688 | 0.21805 |  | 1879.7 | 1 | 0.81119 | 6993.007 | 11 |  | 170 | 632.4473 | Per Unit | GSLD | 1 | 1 | 1 | 1 | 1 | 1 | 1 | 1 | 1 | 1 | 1 | 1 | CinEgsld829 | CinE | gsld | 829 | 112.782 | 419.5804 | [30 empty] | 0 | 0 | 0
829 | Refrigeration | Unit | Institutional | New | Zero Energy Doors | 0.2688 | 0.21805 |  | 1879.7 | 1 | 0.81119 | 6993.007 | 11 |  | 170 | 632.4473 | Per Unit | GSLD | 1 | 1 | 1 | 1 | 1 | 1 | 1 | 1 | 1 | 1 | 1 | 1 | CinNgsld829 | CinN | gsld | 829 | 112.782 | 419.5804 | [30 empty] | 0 | 0 | 0
829 | Refrigeration | Unit | Lodging/Hospitality | Existing | Zero Energy Doors | 0.28196 | 0.22368 |  | 1879.7 | 1 | 0.79333 | 6666.6667 | 11 |  | 170 | 602.9331 | Per Unit | GSLD | 1 | 1 | 1 | 1 | 1 | 1 | 1 | 1 | 1 | 1 | 1 | 1 | CloEgsld829 | CloE | gsld | 829 | 112.782 | 400 | [30 empty] | 0.65064 | 0.097481 | 0.077113
829 | Refrigeration | Unit | Lodging/Hospitality | New | Zero Energy Doors | 0.28196 | 0.22368 |  | 1879.7 | 1 | 0.79333 | 6666.6667 | 11 |  | 170 | 602.9331 | Per Unit | GSLD | 1 | 1 | 1 | 1 | 1 | 1 | 1 | 1 | 1 | 1 | 1 | 1 | CloNgsld829 | CloN | gsld | 829 | 112.782 | 400 | [30 empty] | 0.0071763 | 0.0010752 | 0.00085053
829 | Refrigeration | Unit | Miscellaneous | Existing | Zero Energy Doors | 0.2688 | 0.21805 |  | 1879.7 | 1 | 0.81119 | 6993.007 | 11 |  | 170 | 632.4473 | Per Unit | GSLD | 1 | 1 | 1 | 1 | 1 | 1 | 1 | 1 | 1 | 1 | 1 | 1 | CmiEgsld829 | CmiE | gsld | 829 | 112.782 | 419.5804 | [30 empty] | 0 | 0 | 0
829 | Refrigeration | Unit | Miscellaneous | New | Zero Energy Doors | 0.2688 | 0.21805 |  | 1879.7 | 1 | 0.81119 | 6993.007 | 11 |  | 170 | 632.4473 | Per Unit | GSLD | 1 | 1 | 1 | 1 | 1 | 1 | 1 | 1 | 1 | 1 | 1 | 1 | CmiNgsld829 | CmiN | gsld | 829 | 112.782 | 419.5804 | [30 empty] | 0 | 0 | 0
829 | Refrigeration | Unit | Offices | Existing | Zero Energy Doors | 0.2688 | 0.21805 |  | 1879.7 | 1 | 0.81119 | 6993.007 | 11 |  | 170 | 632.4473 | Per Unit | GSLD | 1 | 1 | 1 | 1 | 1 | 1 | 1 | 1 | 1 | 1 | 1 | 1 | CofEgsld829 | CofE | gsld | 829 | 112.782 | 419.5804 | [30 empty] | 0 | 0 | 0
829 | Refrigeration | Unit | Offices | New | Zero Energy Doors | 0.2688 | 0.21805 |  | 1879.7 | 1 | 0.81119 | 6993.007 | 11 |  | 170 | 632.4473 | Per Unit | GSLD | 1 | 1 | 1 | 1 | 1 | 1 | 1 | 1 | 1 | 1 | 1 | 1 | CofNgsld829 | CofN | gsld | 829 | 112.782 | 419.5804 | [30 empty] | 0 | 0 | 0
829 | Refrigeration | Unit | Restaurants | Existing | Zero Energy Doors | 0.26504 | 0.21241 |  | 1879.7 | 1 | 0.80142 | 7092.1986 | 11 |  | 170 | 641.4182 | Per Unit | GSLD | 1 | 1 | 1 | 1 | 1 | 1 | 1 | 1 | 1 | 1 | 1 | 1 | CreEgsld829 | CreE | gsld | 829 | 112.782 | 425.5319 | [30 empty] | 20.1261 | 2.8444 | 2.278
829 | Refrigeration | Unit | Restaurants | New | Zero Energy Doors | 0.26504 | 0.21241 |  | 1879.7 | 1 | 0.80142 | 7092.1986 | 11 |  | 170 | 641.4182 | Per Unit | GSLD | 1 | 1 | 1 | 1 | 1 | 1 | 1 | 1 | 1 | 1 | 1 | 1 | CreNgsld829 | CreN | gsld | 829 | 112.782 | 425.5319 | [30 empty] | 0.22198 | 0.031372 | 0.025126
829 | Refrigeration | Unit | Retail | Existing | Zero Energy Doors | 0.28196 | 0.22368 |  | 1879.7 | 1 | 0.79333 | 6666.6667 | 11 |  | 170 | 602.9331 | Per Unit | GSLD | 1 | 1 | 1 | 1 | 1 | 1 | 1 | 1 | 1 | 1 | 1 | 1 | CrtEgsld829 | CrtE | gsld | 829 | 112.782 | 400 | [30 empty] | 13.1328 | 1.9676 | 1.5565
829 | Refrigeration | Unit | Retail | New | Zero Energy Doors | 0.28196 | 0.22368 |  | 1879.7 | 1 | 0.79333 | 6666.6667 | 11 |  | 170 | 602.9331 | Per Unit | GSLD | 1 | 1 | 1 | 1 | 1 | 1 | 1 | 1 | 1 | 1 | 1 | 1 | CrtNgsld829 | CrtN | gsld | 829 | 112.782 | 400 | [30 empty] | 0.14485 | 0.021702 | 0.017167
829 | Refrigeration | Unit | Schools K-12 | Existing | Zero Energy Doors | 0.2688 | 0.21805 |  | 1879.7 | 1 | 0.81119 | 6993.007 | 11 |  | 170 | 632.4473 | Per Unit | GSLD | 1 | 1 | 1 | 1 | 1 | 1 | 1 | 1 | 1 | 1 | 1 | 1 | CscEgsld829 | CscE | gsld | 829 | 112.782 | 419.5804 | [30 empty] | 0.015865 | 0.0022701 | 0.0018439
829 | Refrigeration | Unit | Schools K-12 | New | Zero Energy Doors | 0.2688 | 0.21805 |  | 1879.7 | 1 | 0.81119 | 6993.007 | 11 |  | 170 | 632.4473 | Per Unit | GSLD | 1 | 1 | 1 | 1 | 1 | 1 | 1 | 1 | 1 | 1 | 1 | 1 | CscNgsld829 | CscN | gsld | 829 | 112.782 | 419.5804 | [30 empty] | 0.00017499 | 2.5039e-05 | 2.0337e-05
829 | Refrigeration | Unit | Warehouse | Existing | Zero Energy Doors | 0.2688 | 0.21805 |  | 1879.7 | 1 | 0.81119 | 6993.007 | 11 |  | 170 | 632.4473 | Per Unit | GSLD | 1 | 1 | 1 | 1 | 1 | 1 | 1 | 1 | 1 | 1 | 1 | 1 | CwaEgsld829 | CwaE | gsld | 829 | 112.782 | 419.5804 | [30 empty] | 0.0075458 | 0.0010797 | 0.00087698
829 | Refrigeration | Unit | Warehouse | New | Zero Energy Doors | 0.2688 | 0.21805 |  | 1879.7 | 1 | 0.81119 | 6993.007 | 11 |  | 170 | 632.4473 | Per Unit | GSLD | 1 | 1 | 1 | 1 | 1 | 1 | 1 | 1 | 1 | 1 | 1 | 1 | CwaNgsld829 | CwaN | gsld | 829 | 112.782 | 419.5804 | [30 empty] | 8.3227e-05 | 1.1909e-05 | 9.6728e-06
901 | Water Heating | Ancillary | Assembly | Existing | Drain water heat recovery | 0.13488 | 0.20542 |  | 1084.79 | 1 | 1.523 | 8042.723 | 30 |  | 763.41 | 5659.985 | Per End Use Consumption | GSLD | 1.0063 | 0.98564 | 1.0265 | 1.0441 | 1.0994 | 1.0901 | 1.0679 | 1.0965 | 1.0642 | 1.0547 | 1.0277 | 1.0297 | CasEgsld901 | CasE | gsld | 901 | 54.5467 | 404.4139 | [30 empty] | 0 | 0 | 0
901 | Water Heating | Ancillary | Assembly | New | Drain water heat recovery | 0.13488 | 0.20542 |  | 1084.79 | 1 | 1.523 | 8042.723 | 30 |  | 763.41 | 5659.985 | Per End Use Consumption | GSLD | 1.0063 | 0.98564 | 1.0265 | 1.0441 | 1.0994 | 1.0901 | 1.0679 | 1.0965 | 1.0642 | 1.0547 | 1.0277 | 1.0297 | CasNgsld901 | CasN | gsld | 901 | 54.5467 | 404.4139 | [30 empty] | 0 | 0 | 0
901 | Water Heating | Ancillary | College and University | Existing | Drain water heat recovery | 2.2879 | 2.7786 |  | 24950.34 | 1 | 1.2145 | 10905.4227 | 30 |  | 7634.1 | 3336.7516 | Per End Use Consumption | GSLD | 1.0063 | 0.98564 | 1.0265 | 1.0441 | 1.0994 | 1.0901 | 1.0679 | 1.0965 | 1.0642 | 1.0547 | 1.0277 | 1.0297 | CcoEgsld901 | CcoE | gsld | 901 | 1254.583 | 548.3596 | [30 empty] | 0 | 0 | 0
901 | Water Heating | Ancillary | College and University | New | Drain water heat recovery | 2.2879 | 2.7786 |  | 24950.34 | 1 | 1.2145 | 10905.4227 | 30 |  | 7634.1 | 3336.7516 | Per End Use Consumption | GSLD | 1.0063 | 0.98564 | 1.0265 | 1.0441 | 1.0994 | 1.0901 | 1.0679 | 1.0965 | 1.0642 | 1.0547 | 1.0277 | 1.0297 | CcoNgsld901 | CcoN | gsld | 901 | 1254.583 | 548.3596 | [30 empty] | 0 | 0 | 0
901 | Water Heating | Ancillary | Data Center | Existing | Drain water heat recovery | 0.19895 | 0.24162 |  | 2169.6 | 1 | 1.2145 | 10905.4227 | 30 |  | 15268.2 | 76745.1029 | Per End Use Consumption | GSLD | 1.0063 | 0.98564 | 1.0265 | 1.0441 | 1.0994 | 1.0901 | 1.0679 | 1.0965 | 1.0642 | 1.0547 | 1.0277 | 1.0297 | CdaEgsld901 | CdaE | gsld | 901 | 109.0944 | 548.3596 | [30 empty] | 0 | 0 | 0
901 | Water Heating | Ancillary | Data Center | New | Drain water heat recovery | 0.19895 | 0.24162 |  | 2169.6 | 1 | 1.2145 | 10905.4227 | 30 |  | 15268.2 | 76745.1029 | Per End Use Consumption | GSLD | 1.0063 | 0.98564 | 1.0265 | 1.0441 | 1.0994 | 1.0901 | 1.0679 | 1.0965 | 1.0642 | 1.0547 | 1.0277 | 1.0297 | CdaNgsld901 | CdaN | gsld | 901 | 109.0944 | 548.3596 | [30 empty] | 0 | 0 | 0
901 | Water Heating | Ancillary | Grocery | Existing | Drain water heat recovery | 0.17984 | 0.2739 |  | 1446.4 | 1 | 1.523 | 8042.723 | 30 |  | 763.41 | 4244.9496 | Per End Use Consumption | GSLD | 1.0063 | 0.98564 | 1.0265 | 1.0441 | 1.0994 | 1.0901 | 1.0679 | 1.0965 | 1.0642 | 1.0547 | 1.0277 | 1.0297 | CgrEgsld901 | CgrE | gsld | 901 | 72.7296 | 404.4139 | [30 empty] | 0 | 0 | 0
901 | Water Heating | Ancillary | Grocery | New | Drain water heat recovery | 0.17984 | 0.2739 |  | 1446.4 | 1 | 1.523 | 8042.723 | 30 |  | 763.41 | 4244.9496 | Per End Use Consumption | GSLD | 1.0063 | 0.98564 | 1.0265 | 1.0441 | 1.0994 | 1.0901 | 1.0679 | 1.0965 | 1.0642 | 1.0547 | 1.0277 | 1.0297 | CgrNgsld901 | CgrN | gsld | 901 | 72.7296 | 404.4139 | [30 empty] | 0 | 0 | 0
901 | Water Heating | Ancillary | Healthcare | Existing | Drain water heat recovery | 4.0121 | 4.8726 |  | 43753.5 | 1 | 1.2145 | 10905.4227 | 30 |  | 763.41 | 190.2775 | Per End Use Consumption | GSLD | 1.0063 | 0.98564 | 1.0265 | 1.0441 | 1.0994 | 1.0901 | 1.0679 | 1.0965 | 1.0642 | 1.0547 | 1.0277 | 1.0297 | CheEgsld901 | CheE | gsld | 901 | 2200.066 | 548.3596 | [30 empty] | 0 | 0 | 0
901 | Water Heating | Ancillary | Healthcare | New | Drain water heat recovery | 4.0121 | 4.8726 |  | 43753.5 | 1 | 1.2145 | 10905.4227 | 30 |  | 763.41 | 190.2775 | Per End Use Consumption | GSLD | 1.0063 | 0.98564 | 1.0265 | 1.0441 | 1.0994 | 1.0901 | 1.0679 | 1.0965 | 1.0642 | 1.0547 | 1.0277 | 1.0297 | CheNgsld901 | CheN | gsld | 901 | 2200.066 | 548.3596 | [30 empty] | 0 | 0 | 0
901 | Water Heating | Ancillary | Hospitals | Existing | Drain water heat recovery | 7.9579 | 9.6647 |  | 86783.79 | 1 | 1.2145 | 10905.4227 | 30 |  | 11451.15 | 1438.9742 | Per End Use Consumption | GSLD | 1.0063 | 0.98564 | 1.0265 | 1.0441 | 1.0994 | 1.0901 | 1.0679 | 1.0965 | 1.0642 | 1.0547 | 1.0277 | 1.0297 | ChoEgsld901 | ChoE | gsld | 901 | 4363.7667 | 548.3596 | [30 empty] | 0 | 0 | 0
901 | Water Heating | Ancillary | Hospitals | New | Drain water heat recovery | 7.9579 | 9.6647 |  | 86783.79 | 1 | 1.2145 | 10905.4227 | 30 |  | 11451.15 | 1438.9742 | Per End Use Consumption | GSLD | 1.0063 | 0.98564 | 1.0265 | 1.0441 | 1.0994 | 1.0901 | 1.0679 | 1.0965 | 1.0642 | 1.0547 | 1.0277 | 1.0297 | ChoNgsld901 | ChoN | gsld | 901 | 4363.7667 | 548.3596 | [30 empty] | 0 | 0 | 0
901 | Water Heating | Ancillary | Institutional | Existing | Drain water heat recovery | 0.95494 | 1.1598 |  | 10414.06 | 1 | 1.2145 | 10905.4227 | 30 |  | 19085.25 | 19985.7423 | Per End Use Consumption | GSLD | 1.0063 | 0.98564 | 1.0265 | 1.0441 | 1.0994 | 1.0901 | 1.0679 | 1.0965 | 1.0642 | 1.0547 | 1.0277 | 1.0297 | CinEgsld901 | CinE | gsld | 901 | 523.6523 | 548.3596 | [30 empty] | 0 | 0 | 0
901 | Water Heating | Ancillary | Institutional | New | Drain water heat recovery | 0.95494 | 1.1598 |  | 10414.06 | 1 | 1.2145 | 10905.4227 | 30 |  | 19085.25 | 19985.7423 | Per End Use Consumption | GSLD | 1.0063 | 0.98564 | 1.0265 | 1.0441 | 1.0994 | 1.0901 | 1.0679 | 1.0965 | 1.0642 | 1.0547 | 1.0277 | 1.0297 | CinNgsld901 | CinN | gsld | 901 | 523.6523 | 548.3596 | [30 empty] | 0 | 0 | 0
901 | Water Heating | Ancillary | Lodging/Hospitality | Existing | Drain water heat recovery | 2.5611 | 10.2691 |  | 65087.85 | 1 | 4.0096 | 25413.8002 | 30 |  | 2290.23 | 894.2291 | Per End Use Consumption | GSLD | 1.0063 | 0.98564 | 1.0265 | 1.0441 | 1.0994 | 1.0901 | 1.0679 | 1.0965 | 1.0642 | 1.0547 | 1.0277 | 1.0297 | CloEgsld901 | CloE | gsld | 901 | 3272.8254 | 1277.8872 | [30 empty] | 0 | 0 | 0
901 | Water Heating | Ancillary | Lodging/Hospitality | New | Drain water heat recovery | 2.5611 | 10.2691 |  | 65087.85 | 1 | 4.0096 | 25413.8002 | 30 |  | 2290.23 | 894.2291 | Per End Use Consumption | GSLD | 1.0063 | 0.98564 | 1.0265 | 1.0441 | 1.0994 | 1.0901 | 1.0679 | 1.0965 | 1.0642 | 1.0547 | 1.0277 | 1.0297 | CloNgsld901 | CloN | gsld | 901 | 3272.8254 | 1277.8872 | [30 empty] | 0 | 0 | 0
901 | Water Heating | Ancillary | Miscellaneous | Existing | Drain water heat recovery | 1.124 | 1.7118 |  | 9039.98 | 1 | 1.523 | 8042.7229 | 30 |  | 15268.2 | 13583.8688 | Per End Use Consumption | GSLD | 1.0063 | 0.98564 | 1.0265 | 1.0441 | 1.0994 | 1.0901 | 1.0679 | 1.0965 | 1.0642 | 1.0547 | 1.0277 | 1.0297 | CmiEgsld901 | CmiE | gsld | 901 | 454.5591 | 404.4139 | [30 empty] | 0 | 0 | 0
901 | Water Heating | Ancillary | Miscellaneous | New | Drain water heat recovery | 1.124 | 1.7118 |  | 9039.98 | 1 | 1.523 | 8042.7229 | 30 |  | 15268.2 | 13583.8688 | Per End Use Consumption | GSLD | 1.0063 | 0.98564 | 1.0265 | 1.0441 | 1.0994 | 1.0901 | 1.0679 | 1.0965 | 1.0642 | 1.0547 | 1.0277 | 1.0297 | CmiNgsld901 | CmiN | gsld | 901 | 454.5591 | 404.4139 | [30 empty] | 0 | 0 | 0
901 | Water Heating | Ancillary | Offices | Existing | Drain water heat recovery | 0.4496 | 0.68474 |  | 3615.99 | 1 | 1.523 | 8042.7229 | 30 |  | 2290.23 | 5093.9536 | Per End Use Consumption | GSLD | 1.0063 | 0.98564 | 1.0265 | 1.0441 | 1.0994 | 1.0901 | 1.0679 | 1.0965 | 1.0642 | 1.0547 | 1.0277 | 1.0297 | CofEgsld901 | CofE | gsld | 901 | 181.8236 | 404.4139 | [30 empty] | 0 | 0 | 0
901 | Water Heating | Ancillary | Offices | New | Drain water heat recovery | 0.4496 | 0.68474 |  | 3615.99 | 1 | 1.523 | 8042.7229 | 30 |  | 2290.23 | 5093.9536 | Per End Use Consumption | GSLD | 1.0063 | 0.98564 | 1.0265 | 1.0441 | 1.0994 | 1.0901 | 1.0679 | 1.0965 | 1.0642 | 1.0547 | 1.0277 | 1.0297 | CofNgsld901 | CofN | gsld | 901 | 181.8236 | 404.4139 | [30 empty] | 0 | 0 | 0
901 | Water Heating | Ancillary | Restaurants | Existing | Drain water heat recovery | 0.80118 | 1.2202 |  | 6443.7 | 1 | 1.523 | 8042.7229 | 30 |  | 1526.82 | 1905.7048 | Per End Use Consumption | GSLD | 1.0063 | 0.98564 | 1.0265 | 1.0441 | 1.0994 | 1.0901 | 1.0679 | 1.0965 | 1.0642 | 1.0547 | 1.0277 | 1.0297 | CreEgsld901 | CreE | gsld | 901 | 324.0099 | 404.4139 | [30 empty] | 0 | 0 | 0
901 | Water Heating | Ancillary | Restaurants | New | Drain water heat recovery | 0.80118 | 1.2202 |  | 6443.7 | 1 | 1.523 | 8042.7229 | 30 |  | 1526.82 | 1905.7048 | Per End Use Consumption | GSLD | 1.0063 | 0.98564 | 1.0265 | 1.0441 | 1.0994 | 1.0901 | 1.0679 | 1.0965 | 1.0642 | 1.0547 | 1.0277 | 1.0297 | CreNgsld901 | CreN | gsld | 901 | 324.0099 | 404.4139 | [30 empty] | 0 | 0 | 0
901 | Water Heating | Ancillary | Retail | Existing | Drain water heat recovery | 0.056201 | 0.085594 |  | 452.01 | 1 | 1.523 | 8042.723 | 30 |  | 2290.23 | 40750.615 | Per End Use Consumption | GSLD | 1.0063 | 0.98564 | 1.0265 | 1.0441 | 1.0994 | 1.0901 | 1.0679 | 1.0965 | 1.0642 | 1.0547 | 1.0277 | 1.0297 | CrtEgsld901 | CrtE | gsld | 901 | 22.7285 | 404.4139 | [30 empty] | 0 | 0 | 0
901 | Water Heating | Ancillary | Retail | New | Drain water heat recovery | 0.056201 | 0.085594 |  | 452.01 | 1 | 1.523 | 8042.723 | 30 |  | 2290.23 | 40750.615 | Per End Use Consumption | GSLD | 1.0063 | 0.98564 | 1.0265 | 1.0441 | 1.0994 | 1.0901 | 1.0679 | 1.0965 | 1.0642 | 1.0547 | 1.0277 | 1.0297 | CrtNgsld901 | CrtN | gsld | 901 | 22.7285 | 404.4139 | [30 empty] | 0 | 0 | 0
901 | Water Heating | Ancillary | Schools K-12 | Existing | Drain water heat recovery | 0.26976 | 0.41084 |  | 2169.6 | 1 | 1.523 | 8042.7229 | 30 |  | 763.41 | 2829.9664 | Per End Use Consumption | GSLD | 1.0063 | 0.98564 | 1.0265 | 1.0441 | 1.0994 | 1.0901 | 1.0679 | 1.0965 | 1.0642 | 1.0547 | 1.0277 | 1.0297 | CscEgsld901 | CscE | gsld | 901 | 109.0944 | 404.4139 | [30 empty] | 0 | 0 | 0
901 | Water Heating | Ancillary | Schools K-12 | New | Drain water heat recovery | 0.26976 | 0.41084 |  | 2169.6 | 1 | 1.523 | 8042.7229 | 30 |  | 763.41 | 2829.9664 | Per End Use Consumption | GSLD | 1.0063 | 0.98564 | 1.0265 | 1.0441 | 1.0994 | 1.0901 | 1.0679 | 1.0965 | 1.0642 | 1.0547 | 1.0277 | 1.0297 | CscNgsld901 | CscN | gsld | 901 | 109.0944 | 404.4139 | [30 empty] | 0 | 0 | 0
901 | Water Heating | Ancillary | Warehouse | Existing | Drain water heat recovery | 0.08992 | 0.13695 |  | 723.2 | 1 | 1.523 | 8042.723 | 30 |  | 763.41 | 8489.8992 | Per End Use Consumption | GSLD | 1.0063 | 0.98564 | 1.0265 | 1.0441 | 1.0994 | 1.0901 | 1.0679 | 1.0965 | 1.0642 | 1.0547 | 1.0277 | 1.0297 | CwaEgsld901 | CwaE | gsld | 901 | 36.3648 | 404.4139 | [30 empty] | 0 | 0 | 0
901 | Water Heating | Ancillary | Warehouse | New | Drain water heat recovery | 0.08992 | 0.13695 |  | 723.2 | 1 | 1.523 | 8042.723 | 30 |  | 763.41 | 8489.8992 | Per End Use Consumption | GSLD | 1.0063 | 0.98564 | 1.0265 | 1.0441 | 1.0994 | 1.0901 | 1.0679 | 1.0965 | 1.0642 | 1.0547 | 1.0277 | 1.0297 | CwaNgsld901 | CwaN | gsld | 901 | 36.3648 | 404.4139 | [30 empty] | 0 | 0 | 0
902 | Water Heating | Ancillary | Assembly | Existing | Faucet Aerator | 0.032828 | 0.049998 |  | 264.03 | 1 | 1.523 | 8042.723 | 10 |  | 9.27 | 282.3772 | Per Unit | GSLD | 1.4643 | 1.391 | 1.4253 | 1.4319 | 1.4238 | 1.3901 | 1.2504 | 1.3782 | 1.4309 | 1.4735 | 1.4117 | 1.4938 | CasEgsld902 | CasE | gsld | 902 | 15.8418 | 482.5634 | [30 empty] | 2.4392 | 0.30328 | 0.4619
902 | Water Heating | Ancillary | Assembly | New | Faucet Aerator | 0.032828 | 0.049998 |  | 264.03 | 1 | 1.523 | 8042.723 | 10 |  | 9.27 | 282.3772 | Per Unit | GSLD | 1.4643 | 1.391 | 1.4253 | 1.4319 | 1.4238 | 1.3901 | 1.2504 | 1.3782 | 1.4309 | 1.4735 | 1.4117 | 1.4938 | CasNgsld902 | CasN | gsld | 902 | 15.8418 | 482.5634 | [30 empty] | 0.013564 | 0.0016865 | 0.0025686
902 | Water Heating | Ancillary | College and University | Existing | Faucet Aerator | 0.024211 | 0.029404 |  | 264.03 | 1 | 1.2145 | 10905.4227 | 10 |  | 105.06 | 4339.3694 | Per Unit | GSLD | 1.4643 | 1.391 | 1.4253 | 1.4319 | 1.4238 | 1.3901 | 1.2504 | 1.3782 | 1.4309 | 1.4735 | 1.4117 | 1.4938 | CcoEgsld902 | CcoE | gsld | 902 | 15.8418 | 654.3254 | [30 empty] | 2.0399 | 0.18705 | 0.22717
902 | Water Heating | Ancillary | College and University | New | Faucet Aerator | 0.024211 | 0.029404 |  | 264.03 | 1 | 1.2145 | 10905.4227 | 10 |  | 105.06 | 4339.3694 | Per Unit | GSLD | 1.4643 | 1.391 | 1.4253 | 1.4319 | 1.4238 | 1.3901 | 1.2504 | 1.3782 | 1.4309 | 1.4735 | 1.4117 | 1.4938 | CcoNgsld902 | CcoN | gsld | 902 | 15.8418 | 654.3254 | [30 empty] | 0.011344 | 0.0010402 | 0.0012633
902 | Water Heating | Ancillary | Data Center | Existing | Faucet Aerator | 0.024211 | 0.029404 |  | 264.03 | 1 | 1.2145 | 10905.4227 | 10 |  | 74.16 | 3063.0843 | Per Unit | GSLD | 1.4643 | 1.391 | 1.4253 | 1.4319 | 1.4238 | 1.3901 | 1.2504 | 1.3782 | 1.4309 | 1.4735 | 1.4117 | 1.4938 | CdaEgsld902 | CdaE | gsld | 902 | 15.8418 | 654.3254 | [30 empty] | 0.088433 | 0.0081091 | 0.0098484
902 | Water Heating | Ancillary | Data Center | New | Faucet Aerator | 0.024211 | 0.029404 |  | 264.03 | 1 | 1.2145 | 10905.4227 | 10 |  | 74.16 | 3063.0843 | Per Unit | GSLD | 1.4643 | 1.391 | 1.4253 | 1.4319 | 1.4238 | 1.3901 | 1.2504 | 1.3782 | 1.4309 | 1.4735 | 1.4117 | 1.4938 | CdaNgsld902 | CdaN | gsld | 902 | 15.8418 | 654.3254 | [30 empty] | 0.00049178 | 4.5095e-05 | 5.4767e-05
902 | Water Heating | Ancillary | Grocery | Existing | Faucet Aerator | 0.032828 | 0.049998 |  | 264.03 | 1 | 1.523 | 8042.723 | 10 |  | 9.27 | 282.3772 | Per Unit | GSLD | 1.4643 | 1.391 | 1.4253 | 1.4319 | 1.4238 | 1.3901 | 1.2504 | 1.3782 | 1.4309 | 1.4735 | 1.4117 | 1.4938 | CgrEgsld902 | CgrE | gsld | 902 | 15.8418 | 482.5634 | [30 empty] | 0.57463 | 0.071447 | 0.10881
902 | Water Heating | Ancillary | Grocery | New | Faucet Aerator | 0.032828 | 0.049998 |  | 264.03 | 1 | 1.523 | 8042.723 | 10 |  | 9.27 | 282.3772 | Per Unit | GSLD | 1.4643 | 1.391 | 1.4253 | 1.4319 | 1.4238 | 1.3901 | 1.2504 | 1.3782 | 1.4309 | 1.4735 | 1.4117 | 1.4938 | CgrNgsld902 | CgrN | gsld | 902 | 15.8418 | 482.5634 | [30 empty] | 0.0031955 | 0.00039732 | 0.00060512
902 | Water Heating | Ancillary | Healthcare | Existing | Faucet Aerator | 0.024211 | 0.029404 |  | 264.03 | 1 | 1.2145 | 10905.4227 | 10 |  | 9.27 | 382.8855 | Per Unit | GSLD | 1.4643 | 1.391 | 1.4253 | 1.4319 | 1.4238 | 1.3901 | 1.2504 | 1.3782 | 1.4309 | 1.4735 | 1.4117 | 1.4938 | CheEgsld902 | CheE | gsld | 902 | 15.8418 | 654.3254 | [30 empty] | 1.499 | 0.13746 | 0.16694
902 | Water Heating | Ancillary | Healthcare | New | Faucet Aerator | 0.024211 | 0.029404 |  | 264.03 | 1 | 1.2145 | 10905.4227 | 10 |  | 9.27 | 382.8855 | Per Unit | GSLD | 1.4643 | 1.391 | 1.4253 | 1.4319 | 1.4238 | 1.3901 | 1.2504 | 1.3782 | 1.4309 | 1.4735 | 1.4117 | 1.4938 | CheNgsld902 | CheN | gsld | 902 | 15.8418 | 654.3254 | [30 empty] | 0.008336 | 0.00076439 | 0.00092834
902 | Water Heating | Ancillary | Hospitals | Existing | Faucet Aerator | 0.024211 | 0.029404 |  | 264.03 | 1 | 1.2145 | 10905.4227 | 10 |  | 120.51 | 4977.512 | Per Unit | GSLD | 1.4643 | 1.391 | 1.4253 | 1.4319 | 1.4238 | 1.3901 | 1.2504 | 1.3782 | 1.4309 | 1.4735 | 1.4117 | 1.4938 | ChoEgsld902 | ChoE | gsld | 902 | 15.8418 | 654.3254 | [30 empty] | 1.1171 | 0.10243 | 0.1244
902 | Water Heating | Ancillary | Hospitals | New | Faucet Aerator | 0.024211 | 0.029404 |  | 264.03 | 1 | 1.2145 | 10905.4227 | 10 |  | 120.51 | 4977.512 | Per Unit | GSLD | 1.4643 | 1.391 | 1.4253 | 1.4319 | 1.4238 | 1.3901 | 1.2504 | 1.3782 | 1.4309 | 1.4735 | 1.4117 | 1.4938 | ChoNgsld902 | ChoN | gsld | 902 | 15.8418 | 654.3254 | [30 empty] | 0.006212 | 0.00056963 | 0.0006918
902 | Water Heating | Ancillary | Institutional | Existing | Faucet Aerator | 0.024211 | 0.029404 |  | 264.03 | 1 | 1.2145 | 10905.4227 | 10 |  | 500.58 | 20675.819 | Per Unit | GSLD | 1.4643 | 1.391 | 1.4253 | 1.4319 | 1.4238 | 1.3901 | 1.2504 | 1.3782 | 1.4309 | 1.4735 | 1.4117 | 1.4938 | CinEgsld902 | CinE | gsld | 902 | 15.8418 | 654.3254 | [30 empty] | 1.1459 | 0.10508 | 0.12761
902 | Water Heating | Ancillary | Institutional | New | Faucet Aerator | 0.024211 | 0.029404 |  | 264.03 | 1 | 1.2145 | 10905.4227 | 10 |  | 500.58 | 20675.819 | Per Unit | GSLD | 1.4643 | 1.391 | 1.4253 | 1.4319 | 1.4238 | 1.3901 | 1.2504 | 1.3782 | 1.4309 | 1.4735 | 1.4117 | 1.4938 | CinNgsld902 | CinN | gsld | 902 | 15.8418 | 654.3254 | [30 empty] | 0.0063723 | 0.00058433 | 0.00070965
902 | Water Heating | Ancillary | Lodging/Hospitality | Existing | Faucet Aerator | 0.010389 | 0.041657 |  | 264.03 | 1 | 4.0096 | 25413.8008 | 10 |  | 24.72 | 2379.3855 | Per Unit | GSLD | 1.4643 | 1.391 | 1.4253 | 1.4319 | 1.4238 | 1.3901 | 1.2504 | 1.3782 | 1.4309 | 1.4735 | 1.4117 | 1.4938 | CloEgsld902 | CloE | gsld | 902 | 15.8418 | 1524.8281 | [30 empty] | 22.7624 | 0.89567 | 3.5913
902 | Water Heating | Ancillary | Lodging/Hospitality | New | Faucet Aerator | 0.010389 | 0.041657 |  | 264.03 | 1 | 4.0096 | 25413.8008 | 10 |  | 24.72 | 2379.3855 | Per Unit | GSLD | 1.4643 | 1.391 | 1.4253 | 1.4319 | 1.4238 | 1.3901 | 1.2504 | 1.3782 | 1.4309 | 1.4735 | 1.4117 | 1.4938 | CloNgsld902 | CloN | gsld | 902 | 15.8418 | 1524.8281 | [30 empty] | 0.12658 | 0.0049808 | 0.019971
902 | Water Heating | Ancillary | Miscellaneous | Existing | Faucet Aerator | 0.032828 | 0.049998 |  | 264.03 | 1 | 1.523 | 8042.723 | 10 |  | 74.16 | 2259.0173 | Per Unit | GSLD | 1.4643 | 1.391 | 1.4253 | 1.4319 | 1.4238 | 1.3901 | 1.2504 | 1.3782 | 1.4309 | 1.4735 | 1.4117 | 1.4938 | CmiEgsld902 | CmiE | gsld | 902 | 15.8418 | 482.5634 | [30 empty] | 3.1736 | 0.39459 | 0.60097
902 | Water Heating | Ancillary | Miscellaneous | New | Faucet Aerator | 0.032828 | 0.049998 |  | 264.03 | 1 | 1.523 | 8042.723 | 10 |  | 74.16 | 2259.0173 | Per Unit | GSLD | 1.4643 | 1.391 | 1.4253 | 1.4319 | 1.4238 | 1.3901 | 1.2504 | 1.3782 | 1.4309 | 1.4735 | 1.4117 | 1.4938 | CmiNgsld902 | CmiN | gsld | 902 | 15.8418 | 482.5634 | [30 empty] | 0.017648 | 0.0021943 | 0.003342
902 | Water Heating | Ancillary | Offices | Existing | Faucet Aerator | 0.032828 | 0.049998 |  | 264.03 | 1 | 1.523 | 8042.723 | 10 |  | 9.27 | 282.3772 | Per Unit | GSLD | 1.4643 | 1.391 | 1.4253 | 1.4319 | 1.4238 | 1.3901 | 1.2504 | 1.3782 | 1.4309 | 1.4735 | 1.4117 | 1.4938 | CofEgsld902 | CofE | gsld | 902 | 15.8418 | 482.5634 | [30 empty] | 11.4815 | 1.4276 | 2.1742
902 | Water Heating | Ancillary | Offices | New | Faucet Aerator | 0.032828 | 0.049998 |  | 264.03 | 1 | 1.523 | 8042.723 | 10 |  | 9.27 | 282.3772 | Per Unit | GSLD | 1.4643 | 1.391 | 1.4253 | 1.4319 | 1.4238 | 1.3901 | 1.2504 | 1.3782 | 1.4309 | 1.4735 | 1.4117 | 1.4938 | CofNgsld902 | CofN | gsld | 902 | 15.8418 | 482.5634 | [30 empty] | 0.063849 | 0.0079387 | 0.012091
902 | Water Heating | Ancillary | Restaurants | Existing | Faucet Aerator | 0.032828 | 0.049998 |  | 264.03 | 1 | 1.523 | 8042.723 | 10 |  | 3.09 | 94.1257 | Per Unit | GSLD | 1.4643 | 1.391 | 1.4253 | 1.4319 | 1.4238 | 1.3901 | 1.2504 | 1.3782 | 1.4309 | 1.4735 | 1.4117 | 1.4938 | CreEgsld902 | CreE | gsld | 902 | 15.8418 | 482.5634 | [30 empty] | 30.4543 | 3.7866 | 5.767
902 | Water Heating | Ancillary | Restaurants | New | Faucet Aerator | 0.032828 | 0.049998 |  | 264.03 | 1 | 1.523 | 8042.723 | 10 |  | 3.09 | 94.1257 | Per Unit | GSLD | 1.4643 | 1.391 | 1.4253 | 1.4319 | 1.4238 | 1.3901 | 1.2504 | 1.3782 | 1.4309 | 1.4735 | 1.4117 | 1.4938 | CreNgsld902 | CreN | gsld | 902 | 15.8418 | 482.5634 | [30 empty] | 0.16936 | 0.021057 | 0.03207
902 | Water Heating | Ancillary | Retail | Existing | Faucet Aerator | 0.032828 | 0.049998 |  | 264.03 | 1 | 1.523 | 8042.723 | 10 |  | 6.18 | 188.2514 | Per Unit | GSLD | 1.4643 | 1.391 | 1.4253 | 1.4319 | 1.4238 | 1.3901 | 1.2504 | 1.3782 | 1.4309 | 1.4735 | 1.4117 | 1.4938 | CrtEgsld902 | CrtE | gsld | 902 | 15.8418 | 482.5634 | [30 empty] | 4.3369 | 0.53923 | 0.82125
902 | Water Heating | Ancillary | Retail | New | Faucet Aerator | 0.032828 | 0.049998 |  | 264.03 | 1 | 1.523 | 8042.723 | 10 |  | 6.18 | 188.2514 | Per Unit | GSLD | 1.4643 | 1.391 | 1.4253 | 1.4319 | 1.4238 | 1.3901 | 1.2504 | 1.3782 | 1.4309 | 1.4735 | 1.4117 | 1.4938 | CrtNgsld902 | CrtN | gsld | 902 | 15.8418 | 482.5634 | [30 empty] | 0.024117 | 0.0029987 | 0.004567
902 | Water Heating | Ancillary | Schools K-12 | Existing | Faucet Aerator | 0.032828 | 0.049998 |  | 264.03 | 1 | 1.523 | 8042.723 | 10 |  | 3.09 | 94.1257 | Per Unit | GSLD | 1.4643 | 1.391 | 1.4253 | 1.4319 | 1.4238 | 1.3901 | 1.2504 | 1.3782 | 1.4309 | 1.4735 | 1.4117 | 1.4938 | CscEgsld902 | CscE | gsld | 902 | 15.8418 | 482.5634 | [30 empty] | 5.9654 | 0.74171 | 1.1296
902 | Water Heating | Ancillary | Schools K-12 | New | Faucet Aerator | 0.032828 | 0.049998 |  | 264.03 | 1 | 1.523 | 8042.723 | 10 |  | 3.09 | 94.1257 | Per Unit | GSLD | 1.4643 | 1.391 | 1.4253 | 1.4319 | 1.4238 | 1.3901 | 1.2504 | 1.3782 | 1.4309 | 1.4735 | 1.4117 | 1.4938 | CscNgsld902 | CscN | gsld | 902 | 15.8418 | 482.5634 | [30 empty] | 0.033173 | 0.0041246 | 0.0062818
902 | Water Heating | Ancillary | Warehouse | Existing | Faucet Aerator | 0.032828 | 0.049998 |  | 264.03 | 1 | 1.523 | 8042.723 | 10 |  | 3.09 | 94.1257 | Per Unit | GSLD | 1.4643 | 1.391 | 1.4253 | 1.4319 | 1.4238 | 1.3901 | 1.2504 | 1.3782 | 1.4309 | 1.4735 | 1.4117 | 1.4938 | CwaEgsld902 | CwaE | gsld | 902 | 15.8418 | 482.5634 | [30 empty] | 0.93682 | 0.11648 | 0.1774
902 | Water Heating | Ancillary | Warehouse | New | Faucet Aerator | 0.032828 | 0.049998 |  | 264.03 | 1 | 1.523 | 8042.723 | 10 |  | 3.09 | 94.1257 | Per Unit | GSLD | 1.4643 | 1.391 | 1.4253 | 1.4319 | 1.4238 | 1.3901 | 1.2504 | 1.3782 | 1.4309 | 1.4735 | 1.4117 | 1.4938 | CwaNgsld902 | CwaN | gsld | 902 | 15.8418 | 482.5634 | [30 empty] | 0.0052097 | 0.00064775 | 0.00098652
903 | Water Heating | Ancillary | Assembly | Existing | Low Flow Shower Head | 0.0044574 | 0.0067887 |  | 35.85 | 1 | 1.523 | 8042.7222 | 10 |  | 12.34 | 2768.4015 | Per Unit | GSLD | 1 | 1 | 1 | 1 | 1 | 1 | 1 | 1 | 1 | 1 | 1 | 1 | CasEgsld903 | CasE | gsld | 903 | 2.151 | 482.5633 | [30 empty] | 0 | 0 | 0
903 | Water Heating | Ancillary | Assembly | New | Low Flow Shower Head | 0.0044574 | 0.0067887 |  | 35.85 | 1 | 1.523 | 8042.7222 | 10 |  | 12.34 | 2768.4015 | Per Unit | GSLD | 1 | 1 | 1 | 1 | 1 | 1 | 1 | 1 | 1 | 1 | 1 | 1 | CasNgsld903 | CasN | gsld | 903 | 2.151 | 482.5633 | [30 empty] | 0 | 0 | 0
903 | Water Heating | Ancillary | College and University | Existing | Low Flow Shower Head | 0.026293 | 0.031933 |  | 286.74 | 1 | 1.2145 | 10905.4228 | 10 |  | 481.26 | 18303.4936 | Per Unit | GSLD | 1 | 1 | 1 | 1 | 1 | 1 | 1 | 1 | 1 | 1 | 1 | 1 | CcoEgsld903 | CcoE | gsld | 903 | 17.2044 | 654.3254 | [30 empty] | 4.1119 | 0.37705 | 0.45792
903 | Water Heating | Ancillary | College and University | New | Low Flow Shower Head | 0.026293 | 0.031933 |  | 286.74 | 1 | 1.2145 | 10905.4228 | 10 |  | 481.26 | 18303.4936 | Per Unit | GSLD | 1 | 1 | 1 | 1 | 1 | 1 | 1 | 1 | 1 | 1 | 1 | 1 | CcoNgsld903 | CcoN | gsld | 903 | 17.2044 | 654.3254 | [30 empty] | 0.022866 | 0.0020968 | 0.0025465
903 | Water Heating | Ancillary | Data Center | Existing | Low Flow Shower Head | 0.0032874 | 0.0039924 |  | 35.85 | 1 | 1.2145 | 10905.424 | 10 |  | 209.78 | 63814.2215 | Per Unit | GSLD | 1 | 1 | 1 | 1 | 1 | 1 | 1 | 1 | 1 | 1 | 1 | 1 | CdaEgsld903 | CdaE | gsld | 903 | 2.151 | 654.3254 | [30 empty] | 0 | 0 | 0
903 | Water Heating | Ancillary | Data Center | New | Low Flow Shower Head | 0.0032874 | 0.0039924 |  | 35.85 | 1 | 1.2145 | 10905.424 | 10 |  | 209.78 | 63814.2215 | Per Unit | GSLD | 1 | 1 | 1 | 1 | 1 | 1 | 1 | 1 | 1 | 1 | 1 | 1 | CdaNgsld903 | CdaN | gsld | 903 | 2.151 | 654.3254 | [30 empty] | 0 | 0 | 0
903 | Water Heating | Ancillary | Grocery | Existing | Low Flow Shower Head | 0.0044574 | 0.0067887 |  | 35.85 | 1 | 1.523 | 8042.7222 | 10 |  | 12.34 | 2768.4015 | Per Unit | GSLD | 1 | 1 | 1 | 1 | 1 | 1 | 1 | 1 | 1 | 1 | 1 | 1 | CgrEgsld903 | CgrE | gsld | 903 | 2.151 | 482.5633 | [30 empty] | 0 | 0 | 0
903 | Water Heating | Ancillary | Grocery | New | Low Flow Shower Head | 0.0044574 | 0.0067887 |  | 35.85 | 1 | 1.523 | 8042.7222 | 10 |  | 12.34 | 2768.4015 | Per Unit | GSLD | 1 | 1 | 1 | 1 | 1 | 1 | 1 | 1 | 1 | 1 | 1 | 1 | CgrNgsld903 | CgrN | gsld | 903 | 2.151 | 482.5633 | [30 empty] | 0 | 0 | 0
903 | Water Heating | Ancillary | Healthcare | Existing | Low Flow Shower Head | 0.0032874 | 0.0039924 |  | 35.85 | 1 | 1.2145 | 10905.424 | 10 |  | 12.34 | 3753.7777 | Per Unit | GSLD | 1 | 1 | 1 | 1 | 1 | 1 | 1 | 1 | 1 | 1 | 1 | 1 | CheEgsld903 | CheE | gsld | 903 | 2.151 | 654.3254 | [30 empty] | 3.0222 | 0.27712 | 0.33656
903 | Water Heating | Ancillary | Healthcare | New | Low Flow Shower Head | 0.0032874 | 0.0039924 |  | 35.85 | 1 | 1.2145 | 10905.424 | 10 |  | 12.34 | 3753.7777 | Per Unit | GSLD | 1 | 1 | 1 | 1 | 1 | 1 | 1 | 1 | 1 | 1 | 1 | 1 | CheNgsld903 | CheN | gsld | 903 | 2.151 | 654.3254 | [30 empty] | 0.016806 | 0.0015411 | 0.0018716
903 | Water Heating | Ancillary | Hospitals | Existing | Low Flow Shower Head | 0.026293 | 0.031933 |  | 286.74 | 1 | 1.2145 | 10905.4228 | 10 |  | 320.84 | 12202.3291 | Per Unit | GSLD | 1 | 1 | 1 | 1 | 1 | 1 | 1 | 1 | 1 | 1 | 1 | 1 | ChoEgsld903 | ChoE | gsld | 903 | 17.2044 | 654.3254 | [30 empty] | 2.2518 | 0.20648 | 0.25077
903 | Water Heating | Ancillary | Hospitals | New | Low Flow Shower Head | 0.026293 | 0.031933 |  | 286.74 | 1 | 1.2145 | 10905.4228 | 10 |  | 320.84 | 12202.3291 | Per Unit | GSLD | 1 | 1 | 1 | 1 | 1 | 1 | 1 | 1 | 1 | 1 | 1 | 1 | ChoNgsld903 | ChoN | gsld | 903 | 17.2044 | 654.3254 | [30 empty] | 0.012522 | 0.0011482 | 0.0013945
903 | Water Heating | Ancillary | Institutional | Existing | Low Flow Shower Head | 0.0032874 | 0.0039924 |  | 35.85 | 1 | 1.2145 | 10905.424 | 10 |  | 271.48 | 82583.1101 | Per Unit | GSLD | 1 | 1 | 1 | 1 | 1 | 1 | 1 | 1 | 1 | 1 | 1 | 1 | CinEgsld903 | CinE | gsld | 903 | 2.151 | 654.3254 | [30 empty] | 0 | 0 | 0
903 | Water Heating | Ancillary | Institutional | New | Low Flow Shower Head | 0.0032874 | 0.0039924 |  | 35.85 | 1 | 1.2145 | 10905.424 | 10 |  | 271.48 | 82583.1101 | Per Unit | GSLD | 1 | 1 | 1 | 1 | 1 | 1 | 1 | 1 | 1 | 1 | 1 | 1 | CinNgsld903 | CinN | gsld | 903 | 2.151 | 654.3254 | [30 empty] | 0 | 0 | 0
903 | Water Heating | Ancillary | Lodging/Hospitality | Existing | Low Flow Shower Head | 0.018335 | 0.073514 |  | 465.95 | 1 | 4.0096 | 25413.7999 | 10 |  | 135.74 | 7403.518 | Per Unit | GSLD | 1 | 1 | 1 | 1 | 1 | 1 | 1 | 1 | 1 | 1 | 1 | 1 | CloEgsld903 | CloE | gsld | 903 | 27.957 | 1524.828 | [30 empty] | 45.8835 | 1.8055 | 7.2392
903 | Water Heating | Ancillary | Lodging/Hospitality | New | Low Flow Shower Head | 0.018335 | 0.073514 |  | 465.95 | 1 | 4.0096 | 25413.7999 | 10 |  | 135.74 | 7403.518 | Per Unit | GSLD | 1 | 1 | 1 | 1 | 1 | 1 | 1 | 1 | 1 | 1 | 1 | 1 | CloNgsld903 | CloN | gsld | 903 | 27.957 | 1524.828 | [30 empty] | 0.25516 | 0.01004 | 0.040257
903 | Water Heating | Ancillary | Miscellaneous | Existing | Low Flow Shower Head | 0.0044574 | 0.0067887 |  | 35.85 | 1 | 1.523 | 8042.7222 | 10 |  | 209.78 | 47062.8248 | Per Unit | GSLD | 1 | 1 | 1 | 1 | 1 | 1 | 1 | 1 | 1 | 1 | 1 | 1 | CmiEgsld903 | CmiE | gsld | 903 | 2.151 | 482.5633 | [30 empty] | 0 | 0 | 0
903 | Water Heating | Ancillary | Miscellaneous | New | Low Flow Shower Head | 0.0044574 | 0.0067887 |  | 35.85 | 1 | 1.523 | 8042.7222 | 10 |  | 209.78 | 47062.8248 | Per Unit | GSLD | 1 | 1 | 1 | 1 | 1 | 1 | 1 | 1 | 1 | 1 | 1 | 1 | CmiNgsld903 | CmiN | gsld | 903 | 2.151 | 482.5633 | [30 empty] | 0 | 0 | 0
903 | Water Heating | Ancillary | Offices | Existing | Low Flow Shower Head | 0.0044574 | 0.0067887 |  | 35.85 | 1 | 1.523 | 8042.7222 | 10 |  | 24.68 | 5536.8029 | Per Unit | GSLD | 1 | 1 | 1 | 1 | 1 | 1 | 1 | 1 | 1 | 1 | 1 | 1 | CofEgsld903 | CofE | gsld | 903 | 2.151 | 482.5633 | [30 empty] | 0 | 0 | 0
903 | Water Heating | Ancillary | Offices | New | Low Flow Shower Head | 0.0044574 | 0.0067887 |  | 35.85 | 1 | 1.523 | 8042.7222 | 10 |  | 24.68 | 5536.8029 | Per Unit | GSLD | 1 | 1 | 1 | 1 | 1 | 1 | 1 | 1 | 1 | 1 | 1 | 1 | CofNgsld903 | CofN | gsld | 903 | 2.151 | 482.5633 | [30 empty] | 0 | 0 | 0
903 | Water Heating | Ancillary | Restaurants | Existing | Low Flow Shower Head | 0.0044574 | 0.0067887 |  | 35.85 | 1 | 1.523 | 8042.7222 | 10 |  | 12.34 | 2768.4015 | Per Unit | GSLD | 1 | 1 | 1 | 1 | 1 | 1 | 1 | 1 | 1 | 1 | 1 | 1 | CreEgsld903 | CreE | gsld | 903 | 2.151 | 482.5633 | [30 empty] | 0 | 0 | 0
903 | Water Heating | Ancillary | Restaurants | New | Low Flow Shower Head | 0.0044574 | 0.0067887 |  | 35.85 | 1 | 1.523 | 8042.7222 | 10 |  | 12.34 | 2768.4015 | Per Unit | GSLD | 1 | 1 | 1 | 1 | 1 | 1 | 1 | 1 | 1 | 1 | 1 | 1 | CreNgsld903 | CreN | gsld | 903 | 2.151 | 482.5633 | [30 empty] | 0 | 0 | 0
903 | Water Heating | Ancillary | Retail | Existing | Low Flow Shower Head | 0.0044574 | 0.0067887 |  | 35.85 | 1 | 1.523 | 8042.7222 | 10 |  | 24.68 | 5536.8029 | Per Unit | GSLD | 1 | 1 | 1 | 1 | 1 | 1 | 1 | 1 | 1 | 1 | 1 | 1 | CrtEgsld903 | CrtE | gsld | 903 | 2.151 | 482.5633 | [30 empty] | 0 | 0 | 0
903 | Water Heating | Ancillary | Retail | New | Low Flow Shower Head | 0.0044574 | 0.0067887 |  | 35.85 | 1 | 1.523 | 8042.7222 | 10 |  | 24.68 | 5536.8029 | Per Unit | GSLD | 1 | 1 | 1 | 1 | 1 | 1 | 1 | 1 | 1 | 1 | 1 | 1 | CrtNgsld903 | CrtN | gsld | 903 | 2.151 | 482.5633 | [30 empty] | 0 | 0 | 0
903 | Water Heating | Ancillary | Schools K-12 | Existing | Low Flow Shower Head | 0.0044574 | 0.0067887 |  | 35.85 | 1 | 1.523 | 8042.7222 | 10 |  | 12.34 | 2768.4015 | Per Unit | GSLD | 1 | 1 | 1 | 1 | 1 | 1 | 1 | 1 | 1 | 1 | 1 | 1 | CscEgsld903 | CscE | gsld | 903 | 2.151 | 482.5633 | [30 empty] | 0 | 0 | 0
903 | Water Heating | Ancillary | Schools K-12 | New | Low Flow Shower Head | 0.0044574 | 0.0067887 |  | 35.85 | 1 | 1.523 | 8042.7222 | 10 |  | 12.34 | 2768.4015 | Per Unit | GSLD | 1 | 1 | 1 | 1 | 1 | 1 | 1 | 1 | 1 | 1 | 1 | 1 | CscNgsld903 | CscN | gsld | 903 | 2.151 | 482.5633 | [30 empty] | 0 | 0 | 0
903 | Water Heating | Ancillary | Warehouse | Existing | Low Flow Shower Head | 0.0044574 | 0.0067887 |  | 35.85 | 1 | 1.523 | 8042.7222 | 10 |  | 12.34 | 2768.4015 | Per Unit | GSLD | 1 | 1 | 1 | 1 | 1 | 1 | 1 | 1 | 1 | 1 | 1 | 1 | CwaEgsld903 | CwaE | gsld | 903 | 2.151 | 482.5633 | [30 empty] | 0 | 0 | 0
903 | Water Heating | Ancillary | Warehouse | New | Low Flow Shower Head | 0.0044574 | 0.0067887 |  | 35.85 | 1 | 1.523 | 8042.7222 | 10 |  | 12.34 | 2768.4015 | Per Unit | GSLD | 1 | 1 | 1 | 1 | 1 | 1 | 1 | 1 | 1 | 1 | 1 | 1 | CwaNgsld903 | CwaN | gsld | 903 | 2.151 | 482.5633 | [30 empty] | 0 | 0 | 0
904 | Water Heating | Controls | Assembly | Existing | Demand Controlled Circulating Systems | 0.046507 | 0.07083 |  | 374.04 | 1 | 1.523 | 8042.723 | 20 |  | 2274 | 48896.2468 | Per Hot Water Circulation Pump | GSLD | 1 | 1 | 1 | 1 | 1 | 1 | 1 | 1 | 1 | 1 | 1 | 1 | CasEgsld904 | CasE | gsld | 904 | 18.8079 | 404.4139 | [30 empty] | 0.92437 | 0.11493 | 0.17504
904 | Water Heating | Controls | Assembly | New | Demand Controlled Circulating Systems | 0.046507 | 0.07083 |  | 374.04 | 1 | 1.523 | 8042.723 | 20 |  | 2274 | 48896.2468 | Per Hot Water Circulation Pump | GSLD | 1 | 1 | 1 | 1 | 1 | 1 | 1 | 1 | 1 | 1 | 1 | 1 | CasNgsld904 | CasN | gsld | 904 | 18.8079 | 404.4139 | [30 empty] | 0.0051404 | 0.00063914 | 0.00097341
904 | Water Heating | Controls | College and University | Existing | Demand Controlled Circulating Systems | 0.15028 | 0.18251 |  | 1638.87 | 1 | 1.2145 | 10905.4227 | 20 |  | 6822 | 45395.177 | Per Hot Water Circulation Pump | GSLD | 1 | 1 | 1 | 1 | 1 | 1 | 1 | 1 | 1 | 1 | 1 | 1 | CcoEgsld904 | CcoE | gsld | 904 | 82.4076 | 548.3596 | [30 empty] | 0.48491 | 0.044465 | 0.054001
904 | Water Heating | Controls | College and University | New | Demand Controlled Circulating Systems | 0.15028 | 0.18251 |  | 1638.87 | 1 | 1.2145 | 10905.4227 | 20 |  | 6822 | 45395.177 | Per Hot Water Circulation Pump | GSLD | 1 | 1 | 1 | 1 | 1 | 1 | 1 | 1 | 1 | 1 | 1 | 1 | CcoNgsld904 | CcoN | gsld | 904 | 82.4076 | 548.3596 | [30 empty] | 0.0026966 | 0.00024727 | 0.0003003
904 | Water Heating | Controls | Data Center | Existing | Demand Controlled Circulating Systems | 4.7369 | 5.7529 |  | 51658.37 | 1 | 1.2145 | 10905.4227 | 20 |  | 4548 | 960.1128 | Per Hot Water Circulation Pump | GSLD | 1 | 1 | 1 | 1 | 1 | 1 | 1 | 1 | 1 | 1 | 1 | 1 | CdaEgsld904 | CdaE | gsld | 904 | 2597.5482 | 548.3596 | [30 empty] | 0.033513 | 0.0030731 | 0.0037322
904 | Water Heating | Controls | Data Center | New | Demand Controlled Circulating Systems | 4.7369 | 5.7529 |  | 51658.37 | 1 | 1.2145 | 10905.4227 | 20 |  | 4548 | 960.1128 | Per Hot Water Circulation Pump | GSLD | 1 | 1 | 1 | 1 | 1 | 1 | 1 | 1 | 1 | 1 | 1 | 1 | CdaNgsld904 | CdaN | gsld | 904 | 2597.5482 | 548.3596 | [30 empty] | 0.00018637 | 1.7089e-05 | 2.0755e-05
904 | Water Heating | Controls | Grocery | Existing | Demand Controlled Circulating Systems | 0.015098 | 0.022994 |  | 121.43 | 1 | 1.523 | 8042.7232 | 20 |  | 2274 | 150614.7785 | Per Hot Water Circulation Pump | GSLD | 1 | 1 | 1 | 1 | 1 | 1 | 1 | 1 | 1 | 1 | 1 | 1 | CgrEgsld904 | CgrE | gsld | 904 | 6.1059 | 404.4139 | [30 empty] | 0.19514 | 0.024262 | 0.036952
904 | Water Heating | Controls | Grocery | New | Demand Controlled Circulating Systems | 0.015098 | 0.022994 |  | 121.43 | 1 | 1.523 | 8042.7232 | 20 |  | 2274 | 150614.7785 | Per Hot Water Circulation Pump | GSLD | 1 | 1 | 1 | 1 | 1 | 1 | 1 | 1 | 1 | 1 | 1 | 1 | CgrNgsld904 | CgrN | gsld | 904 | 6.1059 | 404.4139 | [30 empty] | 0.0010851 | 0.00013492 | 0.00020549
904 | Water Heating | Controls | Healthcare | Existing | Demand Controlled Circulating Systems | 0.023073 | 0.028022 |  | 251.62 | 1 | 1.2145 | 10905.4227 | 20 |  | 2274 | 98557.075 | Per Hot Water Circulation Pump | GSLD | 1 | 1 | 1 | 1 | 1 | 1 | 1 | 1 | 1 | 1 | 1 | 1 | CheEgsld904 | CheE | gsld | 904 | 12.6523 | 548.3596 | [30 empty] | 0.39762 | 0.036461 | 0.044281
904 | Water Heating | Controls | Healthcare | New | Demand Controlled Circulating Systems | 0.023073 | 0.028022 |  | 251.62 | 1 | 1.2145 | 10905.4227 | 20 |  | 2274 | 98557.075 | Per Hot Water Circulation Pump | GSLD | 1 | 1 | 1 | 1 | 1 | 1 | 1 | 1 | 1 | 1 | 1 | 1 | CheNgsld904 | CheN | gsld | 904 | 12.6523 | 548.3596 | [30 empty] | 0.0022112 | 0.00020276 | 0.00024625
904 | Water Heating | Controls | Hospitals | Existing | Demand Controlled Circulating Systems | 4.8547 | 5.896 |  | 52942.87 | 1 | 1.2145 | 10905.4227 | 20 |  | 22740 | 4684.0927 | Per Hot Water Circulation Pump | GSLD | 1 | 1 | 1 | 1 | 1 | 1 | 1 | 1 | 1 | 1 | 1 | 1 | ChoEgsld904 | ChoE | gsld | 904 | 2662.137 | 548.3596 | [30 empty] | 0.26862 | 0.024632 | 0.029915
904 | Water Heating | Controls | Hospitals | New | Demand Controlled Circulating Systems | 4.8547 | 5.896 |  | 52942.87 | 1 | 1.2145 | 10905.4227 | 20 |  | 22740 | 4684.0927 | Per Hot Water Circulation Pump | GSLD | 1 | 1 | 1 | 1 | 1 | 1 | 1 | 1 | 1 | 1 | 1 | 1 | ChoNgsld904 | ChoN | gsld | 904 | 2662.137 | 548.3596 | [30 empty] | 0.0014938 | 0.00013698 | 0.00016636
904 | Water Heating | Controls | Institutional | Existing | Demand Controlled Circulating Systems | 0.019177 | 0.02329 |  | 209.13 | 1 | 1.2145 | 10905.4228 | 20 |  | 4548 | 237162.8317 | Per Hot Water Circulation Pump | GSLD | 1 | 1 | 1 | 1 | 1 | 1 | 1 | 1 | 1 | 1 | 1 | 1 | CinEgsld904 | CinE | gsld | 904 | 10.5157 | 548.3596 | [30 empty] | 0.43426 | 0.039821 | 0.048361
904 | Water Heating | Controls | Institutional | New | Demand Controlled Circulating Systems | 0.019177 | 0.02329 |  | 209.13 | 1 | 1.2145 | 10905.4228 | 20 |  | 4548 | 237162.8317 | Per Hot Water Circulation Pump | GSLD | 1 | 1 | 1 | 1 | 1 | 1 | 1 | 1 | 1 | 1 | 1 | 1 | CinNgsld904 | CinN | gsld | 904 | 10.5157 | 548.3596 | [30 empty] | 0.0024149 | 0.00022144 | 0.00026894
904 | Water Heating | Controls | Lodging/Hospitality | Existing | Demand Controlled Circulating Systems | 0.45528 | 1.8255 |  | 11570.28 | 1 | 4.0096 | 25413.8002 | 20 |  | 4548 | 9989.5563 | Per Hot Water Circulation Pump | GSLD | 1 | 1 | 1 | 1 | 1 | 1 | 1 | 1 | 1 | 1 | 1 | 1 | CloEgsld904 | CloE | gsld | 904 | 581.7907 | 1277.8872 | [30 empty] | 5.411 | 0.21291 | 0.85371
904 | Water Heating | Controls | Lodging/Hospitality | New | Demand Controlled Circulating Systems | 0.45528 | 1.8255 |  | 11570.28 | 1 | 4.0096 | 25413.8002 | 20 |  | 4548 | 9989.5563 | Per Hot Water Circulation Pump | GSLD | 1 | 1 | 1 | 1 | 1 | 1 | 1 | 1 | 1 | 1 | 1 | 1 | CloNgsld904 | CloN | gsld | 904 | 581.7907 | 1277.8872 | [30 empty] | 0.03009 | 0.001184 | 0.0047474
904 | Water Heating | Controls | Miscellaneous | Existing | Demand Controlled Circulating Systems | 0.050438 | 0.076817 |  | 405.66 | 1 | 1.523 | 8042.7229 | 20 |  | 6822 | 135254.784 | Per Hot Water Circulation Pump | GSLD | 1 | 1 | 1 | 1 | 1 | 1 | 1 | 1 | 1 | 1 | 1 | 1 | CmiEgsld904 | CmiE | gsld | 904 | 20.3979 | 404.4139 | [30 empty] | 1.2027 | 0.14954 | 0.22775
904 | Water Heating | Controls | Miscellaneous | New | Demand Controlled Circulating Systems | 0.050438 | 0.076817 |  | 405.66 | 1 | 1.523 | 8042.7229 | 20 |  | 6822 | 135254.784 | Per Hot Water Circulation Pump | GSLD | 1 | 1 | 1 | 1 | 1 | 1 | 1 | 1 | 1 | 1 | 1 | 1 | CmiNgsld904 | CmiN | gsld | 904 | 20.3979 | 404.4139 | [30 empty] | 0.0066881 | 0.00083157 | 0.0012665
904 | Water Heating | Controls | Offices | Existing | Demand Controlled Circulating Systems | 0.058178 | 0.088605 |  | 467.91 | 1 | 1.523 | 8042.7229 | 20 |  | 2274 | 39086.9011 | Per Hot Water Circulation Pump | GSLD | 1 | 1 | 1 | 1 | 1 | 1 | 1 | 1 | 1 | 1 | 1 | 1 | CofEgsld904 | CofE | gsld | 904 | 23.528 | 404.4139 | [30 empty] | 4.3511 | 0.54099 | 0.82393
904 | Water Heating | Controls | Offices | New | Demand Controlled Circulating Systems | 0.058178 | 0.088605 |  | 467.91 | 1 | 1.523 | 8042.7229 | 20 |  | 2274 | 39086.9011 | Per Hot Water Circulation Pump | GSLD | 1 | 1 | 1 | 1 | 1 | 1 | 1 | 1 | 1 | 1 | 1 | 1 | CofNgsld904 | CofN | gsld | 904 | 23.528 | 404.4139 | [30 empty] | 0.024196 | 0.0030084 | 0.0045819
904 | Water Heating | Controls | Restaurants | Existing | Demand Controlled Circulating Systems | 0.69539 | 1.0591 |  | 5592.79 | 1 | 1.523 | 8042.7229 | 20 |  | 2274 | 3270.1303 | Per Hot Water Circulation Pump | GSLD | 1 | 1 | 1 | 1 | 1 | 1 | 1 | 1 | 1 | 1 | 1 | 1 | CreEgsld904 | CreE | gsld | 904 | 281.2234 | 404.4139 | [30 empty] | 10.462 | 1.3008 | 1.9811
904 | Water Heating | Controls | Restaurants | New | Demand Controlled Circulating Systems | 0.69539 | 1.0591 |  | 5592.79 | 1 | 1.523 | 8042.7229 | 20 |  | 2274 | 3270.1303 | Per Hot Water Circulation Pump | GSLD | 1 | 1 | 1 | 1 | 1 | 1 | 1 | 1 | 1 | 1 | 1 | 1 | CreNgsld904 | CreN | gsld | 904 | 281.2234 | 404.4139 | [30 empty] | 0.058179 | 0.0072337 | 0.011017
904 | Water Heating | Controls | Retail | Existing | Demand Controlled Circulating Systems | 0.27156 | 0.41358 |  | 2184.06 | 1 | 1.523 | 8042.7229 | 20 |  | 2274 | 8373.9238 | Per Hot Water Circulation Pump | GSLD | 1 | 1 | 1 | 1 | 1 | 1 | 1 | 1 | 1 | 1 | 1 | 1 | CrtEgsld904 | CrtE | gsld | 904 | 109.8215 | 404.4139 | [30 empty] | 1.6435 | 0.20435 | 0.31122
904 | Water Heating | Controls | Retail | New | Demand Controlled Circulating Systems | 0.27156 | 0.41358 |  | 2184.06 | 1 | 1.523 | 8042.7229 | 20 |  | 2274 | 8373.9238 | Per Hot Water Circulation Pump | GSLD | 1 | 1 | 1 | 1 | 1 | 1 | 1 | 1 | 1 | 1 | 1 | 1 | CrtNgsld904 | CrtN | gsld | 904 | 109.8215 | 404.4139 | [30 empty] | 0.0091396 | 0.0011364 | 0.0017307
904 | Water Heating | Controls | Schools K-12 | Existing | Demand Controlled Circulating Systems | 0.76087 | 1.1588 |  | 6119.47 | 1 | 1.523 | 8042.7229 | 20 |  | 4548 | 5977.3647 | Per Hot Water Circulation Pump | GSLD | 1 | 1 | 1 | 1 | 1 | 1 | 1 | 1 | 1 | 1 | 1 | 1 | CscEgsld904 | CscE | gsld | 904 | 307.7065 | 404.4139 | [30 empty] | 2.2607 | 0.28108 | 0.42809
904 | Water Heating | Controls | Schools K-12 | New | Demand Controlled Circulating Systems | 0.76087 | 1.1588 |  | 6119.47 | 1 | 1.523 | 8042.7229 | 20 |  | 4548 | 5977.3647 | Per Hot Water Circulation Pump | GSLD | 1 | 1 | 1 | 1 | 1 | 1 | 1 | 1 | 1 | 1 | 1 | 1 | CscNgsld904 | CscN | gsld | 904 | 307.7065 | 404.4139 | [30 empty] | 0.012572 | 0.0015631 | 0.0023806
904 | Water Heating | Controls | Warehouse | Existing | Demand Controlled Circulating Systems | 0.023636 | 0.035998 |  | 190.1 | 1 | 1.523 | 8042.7228 | 20 |  | 2274 | 96208.0572 | Per Hot Water Circulation Pump | GSLD | 1 | 1 | 1 | 1 | 1 | 1 | 1 | 1 | 1 | 1 | 1 | 1 | CwaEgsld904 | CwaE | gsld | 904 | 9.5588 | 404.4138 | [30 empty] | 0.35502 | 0.044142 | 0.067229
904 | Water Heating | Controls | Warehouse | New | Demand Controlled Circulating Systems | 0.023636 | 0.035998 |  | 190.1 | 1 | 1.523 | 8042.7228 | 20 |  | 2274 | 96208.0572 | Per Hot Water Circulation Pump | GSLD | 1 | 1 | 1 | 1 | 1 | 1 | 1 | 1 | 1 | 1 | 1 | 1 | CwaNgsld904 | CwaN | gsld | 904 | 9.5588 | 404.4138 | [30 empty] | 0.0019743 | 0.00024547 | 0.00037386
905 | Water Heating | Controls | Assembly | Existing | Water Heater Setback | 0.010974 | 0.016713 |  | 88.26 | 1 | 1.523 | 8042.7232 | 2 |  | 5.14 | 468.3843 | Per End Use Consumption | GSLD | 1 | 1 | 1 | 1 | 1 | 1 | 1 | 1 | 1 | 1 | 1 | 1 | CasEgsld905 | CasE | gsld | 905 | 5.2956 | 482.5634 | [30 empty] | 0 | 0 | 0
905 | Water Heating | Controls | Assembly | New | Water Heater Setback | 0.010974 | 0.016713 |  | 88.26 | 1 | 1.523 | 8042.7232 | 2 |  | 5.14 | 468.3843 | Per End Use Consumption | GSLD | 1 | 1 | 1 | 1 | 1 | 1 | 1 | 1 | 1 | 1 | 1 | 1 | CasNgsld905 | CasN | gsld | 905 | 5.2956 | 482.5634 | [30 empty] | 0 | 0 | 0
905 | Water Heating | Controls | College and University | Existing | Water Heater Setback | 0.0080932 | 0.0098291 |  | 88.26 | 1 | 1.2145 | 10905.4232 | 2 |  | 5.14 | 635.0994 | Per End Use Consumption | GSLD | 1 | 1 | 1 | 1 | 1 | 1 | 1 | 1 | 1 | 1 | 1 | 1 | CcoEgsld905 | CcoE | gsld | 905 | 5.2956 | 654.3254 | [30 empty] | 0 | 0 | 0
905 | Water Heating | Controls | College and University | New | Water Heater Setback | 0.0080932 | 0.0098291 |  | 88.26 | 1 | 1.2145 | 10905.4232 | 2 |  | 5.14 | 635.0994 | Per End Use Consumption | GSLD | 1 | 1 | 1 | 1 | 1 | 1 | 1 | 1 | 1 | 1 | 1 | 1 | CcoNgsld905 | CcoN | gsld | 905 | 5.2956 | 654.3254 | [30 empty] | 0 | 0 | 0
905 | Water Heating | Controls | Data Center | Existing | Water Heater Setback | 0.0080932 | 0.0098291 |  | 88.26 | 1 | 1.2145 | 10905.4232 | 2 |  | 5.14 | 635.0994 | Per End Use Consumption | GSLD | 1 | 1 | 1 | 1 | 1 | 1 | 1 | 1 | 1 | 1 | 1 | 1 | CdaEgsld905 | CdaE | gsld | 905 | 5.2956 | 654.3254 | [30 empty] | 0 | 0 | 0
905 | Water Heating | Controls | Data Center | New | Water Heater Setback | 0.0080932 | 0.0098291 |  | 88.26 | 1 | 1.2145 | 10905.4232 | 2 |  | 5.14 | 635.0994 | Per End Use Consumption | GSLD | 1 | 1 | 1 | 1 | 1 | 1 | 1 | 1 | 1 | 1 | 1 | 1 | CdaNgsld905 | CdaN | gsld | 905 | 5.2956 | 654.3254 | [30 empty] | 0 | 0 | 0
905 | Water Heating | Controls | Grocery | Existing | Water Heater Setback | 0.010974 | 0.016713 |  | 88.26 | 1 | 1.523 | 8042.7232 | 2 |  | 5.14 | 468.3843 | Per End Use Consumption | GSLD | 1 | 1 | 1 | 1 | 1 | 1 | 1 | 1 | 1 | 1 | 1 | 1 | CgrEgsld905 | CgrE | gsld | 905 | 5.2956 | 482.5634 | [30 empty] | 0 | 0 | 0
905 | Water Heating | Controls | Grocery | New | Water Heater Setback | 0.010974 | 0.016713 |  | 88.26 | 1 | 1.523 | 8042.7232 | 2 |  | 5.14 | 468.3843 | Per End Use Consumption | GSLD | 1 | 1 | 1 | 1 | 1 | 1 | 1 | 1 | 1 | 1 | 1 | 1 | CgrNgsld905 | CgrN | gsld | 905 | 5.2956 | 482.5634 | [30 empty] | 0 | 0 | 0
905 | Water Heating | Controls | Healthcare | Existing | Water Heater Setback | 0.0080932 | 0.0098291 |  | 88.26 | 1 | 1.2145 | 10905.4232 | 2 |  | 5.14 | 635.0994 | Per End Use Consumption | GSLD | 1 | 1 | 1 | 1 | 1 | 1 | 1 | 1 | 1 | 1 | 1 | 1 | CheEgsld905 | CheE | gsld | 905 | 5.2956 | 654.3254 | [30 empty] | 0 | 0 | 0
905 | Water Heating | Controls | Healthcare | New | Water Heater Setback | 0.0080932 | 0.0098291 |  | 88.26 | 1 | 1.2145 | 10905.4232 | 2 |  | 5.14 | 635.0994 | Per End Use Consumption | GSLD | 1 | 1 | 1 | 1 | 1 | 1 | 1 | 1 | 1 | 1 | 1 | 1 | CheNgsld905 | CheN | gsld | 905 | 5.2956 | 654.3254 | [30 empty] | 0 | 0 | 0
905 | Water Heating | Controls | Hospitals | Existing | Water Heater Setback | 0.0080932 | 0.0098291 |  | 88.26 | 1 | 1.2145 | 10905.4232 | 2 |  | 5.14 | 635.0994 | Per End Use Consumption | GSLD | 1 | 1 | 1 | 1 | 1 | 1 | 1 | 1 | 1 | 1 | 1 | 1 | ChoEgsld905 | ChoE | gsld | 905 | 5.2956 | 654.3254 | [30 empty] | 0 | 0 | 0
905 | Water Heating | Controls | Hospitals | New | Water Heater Setback | 0.0080932 | 0.0098291 |  | 88.26 | 1 | 1.2145 | 10905.4232 | 2 |  | 5.14 | 635.0994 | Per End Use Consumption | GSLD | 1 | 1 | 1 | 1 | 1 | 1 | 1 | 1 | 1 | 1 | 1 | 1 | ChoNgsld905 | ChoN | gsld | 905 | 5.2956 | 654.3254 | [30 empty] | 0 | 0 | 0
905 | Water Heating | Controls | Institutional | Existing | Water Heater Setback | 0.0080932 | 0.0098291 |  | 88.26 | 1 | 1.2145 | 10905.4232 | 2 |  | 5.14 | 635.0994 | Per End Use Consumption | GSLD | 1 | 1 | 1 | 1 | 1 | 1 | 1 | 1 | 1 | 1 | 1 | 1 | CinEgsld905 | CinE | gsld | 905 | 5.2956 | 654.3254 | [30 empty] | 0 | 0 | 0
905 | Water Heating | Controls | Institutional | New | Water Heater Setback | 0.0080932 | 0.0098291 |  | 88.26 | 1 | 1.2145 | 10905.4232 | 2 |  | 5.14 | 635.0994 | Per End Use Consumption | GSLD | 1 | 1 | 1 | 1 | 1 | 1 | 1 | 1 | 1 | 1 | 1 | 1 | CinNgsld905 | CinN | gsld | 905 | 5.2956 | 654.3254 | [30 empty] | 0 | 0 | 0
905 | Water Heating | Controls | Lodging/Hospitality | Existing | Water Heater Setback | 0.0034729 | 0.013925 |  | 88.26 | 1 | 4.0096 | 25413.8021 | 2 |  | 5.14 | 1480.0243 | Per End Use Consumption | GSLD | 1 | 1 | 1 | 1 | 1 | 1 | 1 | 1 | 1 | 1 | 1 | 1 | CloEgsld905 | CloE | gsld | 905 | 5.2956 | 1524.8281 | [30 empty] | 0 | 0 | 0
905 | Water Heating | Controls | Lodging/Hospitality | New | Water Heater Setback | 0.0034729 | 0.013925 |  | 88.26 | 1 | 4.0096 | 25413.8021 | 2 |  | 5.14 | 1480.0243 | Per End Use Consumption | GSLD | 1 | 1 | 1 | 1 | 1 | 1 | 1 | 1 | 1 | 1 | 1 | 1 | CloNgsld905 | CloN | gsld | 905 | 5.2956 | 1524.8281 | [30 empty] | 0 | 0 | 0
905 | Water Heating | Controls | Miscellaneous | Existing | Water Heater Setback | 0.010974 | 0.016713 |  | 88.26 | 1 | 1.523 | 8042.7232 | 2 |  | 5.14 | 468.3843 | Per End Use Consumption | GSLD | 1 | 1 | 1 | 1 | 1 | 1 | 1 | 1 | 1 | 1 | 1 | 1 | CmiEgsld905 | CmiE | gsld | 905 | 5.2956 | 482.5634 | [30 empty] | 0 | 0 | 0
905 | Water Heating | Controls | Miscellaneous | New | Water Heater Setback | 0.010974 | 0.016713 |  | 88.26 | 1 | 1.523 | 8042.7232 | 2 |  | 5.14 | 468.3843 | Per End Use Consumption | GSLD | 1 | 1 | 1 | 1 | 1 | 1 | 1 | 1 | 1 | 1 | 1 | 1 | CmiNgsld905 | CmiN | gsld | 905 | 5.2956 | 482.5634 | [30 empty] | 0 | 0 | 0
905 | Water Heating | Controls | Offices | Existing | Water Heater Setback | 0.010974 | 0.016713 |  | 88.26 | 1 | 1.523 | 8042.7232 | 2 |  | 5.14 | 468.3843 | Per End Use Consumption | GSLD | 1 | 1 | 1 | 1 | 1 | 1 | 1 | 1 | 1 | 1 | 1 | 1 | CofEgsld905 | CofE | gsld | 905 | 5.2956 | 482.5634 | [30 empty] | 0 | 0 | 0
905 | Water Heating | Controls | Offices | New | Water Heater Setback | 0.010974 | 0.016713 |  | 88.26 | 1 | 1.523 | 8042.7232 | 2 |  | 5.14 | 468.3843 | Per End Use Consumption | GSLD | 1 | 1 | 1 | 1 | 1 | 1 | 1 | 1 | 1 | 1 | 1 | 1 | CofNgsld905 | CofN | gsld | 905 | 5.2956 | 482.5634 | [30 empty] | 0 | 0 | 0
905 | Water Heating | Controls | Restaurants | Existing | Water Heater Setback | 0.010974 | 0.016713 |  | 88.26 | 1 | 1.523 | 8042.7232 | 2 |  | 5.14 | 468.3843 | Per End Use Consumption | GSLD | 1 | 1 | 1 | 1 | 1 | 1 | 1 | 1 | 1 | 1 | 1 | 1 | CreEgsld905 | CreE | gsld | 905 | 5.2956 | 482.5634 | [30 empty] | 0 | 0 | 0
905 | Water Heating | Controls | Restaurants | New | Water Heater Setback | 0.010974 | 0.016713 |  | 88.26 | 1 | 1.523 | 8042.7232 | 2 |  | 5.14 | 468.3843 | Per End Use Consumption | GSLD | 1 | 1 | 1 | 1 | 1 | 1 | 1 | 1 | 1 | 1 | 1 | 1 | CreNgsld905 | CreN | gsld | 905 | 5.2956 | 482.5634 | [30 empty] | 0 | 0 | 0
905 | Water Heating | Controls | Retail | Existing | Water Heater Setback | 0.010974 | 0.016713 |  | 88.26 | 1 | 1.523 | 8042.7232 | 2 |  | 5.14 | 468.3843 | Per End Use Consumption | GSLD | 1 | 1 | 1 | 1 | 1 | 1 | 1 | 1 | 1 | 1 | 1 | 1 | CrtEgsld905 | CrtE | gsld | 905 | 5.2956 | 482.5634 | [30 empty] | 0 | 0 | 0
905 | Water Heating | Controls | Retail | New | Water Heater Setback | 0.010974 | 0.016713 |  | 88.26 | 1 | 1.523 | 8042.7232 | 2 |  | 5.14 | 468.3843 | Per End Use Consumption | GSLD | 1 | 1 | 1 | 1 | 1 | 1 | 1 | 1 | 1 | 1 | 1 | 1 | CrtNgsld905 | CrtN | gsld | 905 | 5.2956 | 482.5634 | [30 empty] | 0 | 0 | 0
905 | Water Heating | Controls | Schools K-12 | Existing | Water Heater Setback | 0.010974 | 0.016713 |  | 88.26 | 1 | 1.523 | 8042.7232 | 2 |  | 5.14 | 468.3843 | Per End Use Consumption | GSLD | 1 | 1 | 1 | 1 | 1 | 1 | 1 | 1 | 1 | 1 | 1 | 1 | CscEgsld905 | CscE | gsld | 905 | 5.2956 | 482.5634 | [30 empty] | 0 | 0 | 0
905 | Water Heating | Controls | Schools K-12 | New | Water Heater Setback | 0.010974 | 0.016713 |  | 88.26 | 1 | 1.523 | 8042.7232 | 2 |  | 5.14 | 468.3843 | Per End Use Consumption | GSLD | 1 | 1 | 1 | 1 | 1 | 1 | 1 | 1 | 1 | 1 | 1 | 1 | CscNgsld905 | CscN | gsld | 905 | 5.2956 | 482.5634 | [30 empty] | 0 | 0 | 0
905 | Water Heating | Controls | Warehouse | Existing | Water Heater Setback | 0.010974 | 0.016713 |  | 88.26 | 1 | 1.523 | 8042.7232 | 2 |  | 5.14 | 468.3843 | Per End Use Consumption | GSLD | 1 | 1 | 1 | 1 | 1 | 1 | 1 | 1 | 1 | 1 | 1 | 1 | CwaEgsld905 | CwaE | gsld | 905 | 5.2956 | 482.5634 | [30 empty] | 0 | 0 | 0
905 | Water Heating | Controls | Warehouse | New | Water Heater Setback | 0.010974 | 0.016713 |  | 88.26 | 1 | 1.523 | 8042.7232 | 2 |  | 5.14 | 468.3843 | Per End Use Consumption | GSLD | 1 | 1 | 1 | 1 | 1 | 1 | 1 | 1 | 1 | 1 | 1 | 1 | CwaNgsld905 | CwaN | gsld | 905 | 5.2956 | 482.5634 | [30 empty] | 0 | 0 | 0
906 | Water Heating | Insulation | Assembly | Existing | Hot water pipe insulation | 0.005814 | 0.0088547 |  | 46.76 | 1 | 1.523 | 8042.7234 | 15 |  | 1111.2 | 191126.4818 | Per End Use Consumption | GSLD | 1 | 1 | 1 | 1 | 1 | 1 | 1 | 1 | 1 | 1 | 1 | 1 | CasEgsld906 | CasE | gsld | 906 | 2.8056 | 482.5634 | [30 empty] | 0.22533 | 0.028017 | 0.04267
906 | Water Heating | Insulation | Assembly | New | Hot water pipe insulation | 0.005814 | 0.0088547 |  | 46.76 | 1 | 1.523 | 8042.7234 | 15 |  | 1111.2 | 191126.4818 | Per End Use Consumption | GSLD | 1 | 1 | 1 | 1 | 1 | 1 | 1 | 1 | 1 | 1 | 1 | 1 | CasNgsld906 | CasN | gsld | 906 | 2.8056 | 482.5634 | [30 empty] | 0.00050221 | 6.2443e-05 | 9.5101e-05
906 | Water Heating | Insulation | College and University | Existing | Hot water pipe insulation | 0.018785 | 0.022814 |  | 204.86 | 1 | 1.2145 | 10905.4226 | 15 |  | 11112 | 591531.0764 | Per End Use Consumption | GSLD | 1 | 1 | 1 | 1 | 1 | 1 | 1 | 1 | 1 | 1 | 1 | 1 | CcoEgsld906 | CcoE | gsld | 906 | 12.2916 | 654.3254 | [30 empty] | 0.12059 | 0.011058 | 0.013429
906 | Water Heating | Insulation | College and University | New | Hot water pipe insulation | 0.018785 | 0.022814 |  | 204.86 | 1 | 1.2145 | 10905.4226 | 15 |  | 11112 | 591531.0764 | Per End Use Consumption | GSLD | 1 | 1 | 1 | 1 | 1 | 1 | 1 | 1 | 1 | 1 | 1 | 1 | CcoNgsld906 | CcoN | gsld | 906 | 12.2916 | 654.3254 | [30 empty] | 0.00026876 | 2.4645e-05 | 2.9931e-05
906 | Water Heating | Insulation | Data Center | Existing | Hot water pipe insulation | 0.59212 | 0.71912 |  | 6457.3 | 1 | 1.2145 | 10905.4227 | 15 |  | 22224 | 37533.0424 | Per End Use Consumption | GSLD | 1 | 1 | 1 | 1 | 1 | 1 | 1 | 1 | 1 | 1 | 1 | 1 | CdaEgsld906 | CdaE | gsld | 906 | 387.438 | 654.3254 | [30 empty] | 0.0083341 | 0.00076422 | 0.00092813
906 | Water Heating | Insulation | Data Center | New | Hot water pipe insulation | 0.59212 | 0.71912 |  | 6457.3 | 1 | 1.2145 | 10905.4227 | 15 |  | 22224 | 37533.0424 | Per End Use Consumption | GSLD | 1 | 1 | 1 | 1 | 1 | 1 | 1 | 1 | 1 | 1 | 1 | 1 | CdaNgsld906 | CdaN | gsld | 906 | 387.438 | 654.3254 | [30 empty] | 1.8575e-05 | 1.7033e-06 | 2.0686e-06
906 | Water Heating | Insulation | Grocery | Existing | Hot water pipe insulation | 0.0018874 | 0.0028745 |  | 15.18 | 1 | 1.523 | 8042.725 | 15 |  | 1111.2 | 588740.185 | Per End Use Consumption | GSLD | 1 | 1 | 1 | 1 | 1 | 1 | 1 | 1 | 1 | 1 | 1 | 1 | CgrEgsld906 | CgrE | gsld | 906 | 0.9108 | 482.5635 | [30 empty] | 0.047567 | 0.0059142 | 0.0090074
906 | Water Heating | Insulation | Grocery | New | Hot water pipe insulation | 0.0018874 | 0.0028745 |  | 15.18 | 1 | 1.523 | 8042.725 | 15 |  | 1111.2 | 588740.185 | Per End Use Consumption | GSLD | 1 | 1 | 1 | 1 | 1 | 1 | 1 | 1 | 1 | 1 | 1 | 1 | CgrNgsld906 | CgrN | gsld | 906 | 0.9108 | 482.5635 | [30 empty] | 0.00010602 | 1.3181e-05 | 2.0075e-05
906 | Water Heating | Insulation | Healthcare | Existing | Hot water pipe insulation | 0.0028839 | 0.0035024 |  | 31.45 | 1 | 1.2145 | 10905.4241 | 15 |  | 1111.2 | 385313.4278 | Per End Use Consumption | GSLD | 1 | 1 | 1 | 1 | 1 | 1 | 1 | 1 | 1 | 1 | 1 | 1 | CheEgsld906 | CheE | gsld | 906 | 1.887 | 654.3254 | [30 empty] | 0.08398 | 0.0077008 | 0.0093524
906 | Water Heating | Insulation | Healthcare | New | Hot water pipe insulation | 0.0028839 | 0.0035024 |  | 31.45 | 1 | 1.2145 | 10905.4241 | 15 |  | 1111.2 | 385313.4278 | Per End Use Consumption | GSLD | 1 | 1 | 1 | 1 | 1 | 1 | 1 | 1 | 1 | 1 | 1 | 1 | CheNgsld906 | CheN | gsld | 906 | 1.887 | 654.3254 | [30 empty] | 0.00021599 | 1.9806e-05 | 2.4054e-05
906 | Water Heating | Insulation | Hospitals | Existing | Hot water pipe insulation | 0.60684 | 0.737 |  | 6617.86 | 1 | 1.2145 | 10905.4227 | 15 |  | 16668 | 27466.8225 | Per End Use Consumption | GSLD | 1 | 1 | 1 | 1 | 1 | 1 | 1 | 1 | 1 | 1 | 1 | 1 | ChoEgsld906 | ChoE | gsld | 906 | 397.0716 | 654.3254 | [30 empty] | 0.066802 | 0.0061256 | 0.0074394
906 | Water Heating | Insulation | Hospitals | New | Hot water pipe insulation | 0.60684 | 0.737 |  | 6617.86 | 1 | 1.2145 | 10905.4227 | 15 |  | 16668 | 27466.8225 | Per End Use Consumption | GSLD | 1 | 1 | 1 | 1 | 1 | 1 | 1 | 1 | 1 | 1 | 1 | 1 | ChoNgsld906 | ChoN | gsld | 906 | 397.0716 | 654.3254 | [30 empty] | 0.00014889 | 1.3652e-05 | 1.6581e-05
906 | Water Heating | Insulation | Institutional | Existing | Hot water pipe insulation | 0.002397 | 0.0029111 |  | 26.14 | 1 | 1.2145 | 10905.4211 | 15 |  | 27780 | 11589617.405 | Per End Use Consumption | GSLD | 1 | 1 | 1 | 1 | 1 | 1 | 1 | 1 | 1 | 1 | 1 | 1 | CinEgsld906 | CinE | gsld | 906 | 1.5684 | 654.3253 | [30 empty] | 0.087933 | 0.0080632 | 0.0097926
906 | Water Heating | Insulation | Institutional | New | Hot water pipe insulation | 0.002397 | 0.0029111 |  | 26.14 | 1 | 1.2145 | 10905.4211 | 15 |  | 27780 | 11589617.405 | Per End Use Consumption | GSLD | 1 | 1 | 1 | 1 | 1 | 1 | 1 | 1 | 1 | 1 | 1 | 1 | CinNgsld906 | CinN | gsld | 906 | 1.5684 | 654.3253 | [30 empty] | 0.00045729 | 4.1932e-05 | 5.0926e-05
906 | Water Heating | Insulation | Lodging/Hospitality | Existing | Hot water pipe insulation | 0.05691 | 0.22819 |  | 1446.29 | 1 | 4.0096 | 25413.8003 | 15 |  | 3333.6 | 58577.0799 | Per End Use Consumption | GSLD | 1 | 1 | 1 | 1 | 1 | 1 | 1 | 1 | 1 | 1 | 1 | 1 | CloEgsld906 | CloE | gsld | 906 | 86.7774 | 1524.828 | [30 empty] | 1.3189 | 0.051897 | 0.20809
906 | Water Heating | Insulation | Lodging/Hospitality | New | Hot water pipe insulation | 0.05691 | 0.22819 |  | 1446.29 | 1 | 4.0096 | 25413.8003 | 15 |  | 3333.6 | 58577.0799 | Per End Use Consumption | GSLD | 1 | 1 | 1 | 1 | 1 | 1 | 1 | 1 | 1 | 1 | 1 | 1 | CloNgsld906 | CloN | gsld | 906 | 86.7774 | 1524.828 | [30 empty] | 0.0029395 | 0.00011567 | 0.00046377
906 | Water Heating | Insulation | Miscellaneous | Existing | Hot water pipe insulation | 0.0063051 | 0.0096026 |  | 50.71 | 1 | 1.523 | 8042.7224 | 15 |  | 22224 | 3524777.4056 | Per End Use Consumption | GSLD | 1 | 1 | 1 | 1 | 1 | 1 | 1 | 1 | 1 | 1 | 1 | 1 | CmiEgsld906 | CmiE | gsld | 906 | 3.0426 | 482.5633 | [30 empty] | 0.23872 | 0.029681 | 0.045204
906 | Water Heating | Insulation | Miscellaneous | New | Hot water pipe insulation | 0.0063051 | 0.0096026 |  | 50.71 | 1 | 1.523 | 8042.7224 | 15 |  | 22224 | 3524777.4056 | Per End Use Consumption | GSLD | 1 | 1 | 1 | 1 | 1 | 1 | 1 | 1 | 1 | 1 | 1 | 1 | CmiNgsld906 | CmiN | gsld | 906 | 3.0426 | 482.5633 | [30 empty] | 0.0012414 | 0.00015436 | 0.00023508
906 | Water Heating | Insulation | Offices | Existing | Hot water pipe insulation | 0.0072724 | 0.011076 |  | 58.49 | 1 | 1.523 | 8042.7225 | 15 |  | 3333.6 | 458389.8082 | Per End Use Consumption | GSLD | 1 | 1 | 1 | 1 | 1 | 1 | 1 | 1 | 1 | 1 | 1 | 1 | CofEgsld906 | CofE | gsld | 906 | 3.5094 | 482.5634 | [30 empty] | 1.0821 | 0.13454 | 0.2049
906 | Water Heating | Insulation | Offices | New | Hot water pipe insulation | 0.0072724 | 0.011076 |  | 58.49 | 1 | 1.523 | 8042.7225 | 15 |  | 3333.6 | 458389.8082 | Per End Use Consumption | GSLD | 1 | 1 | 1 | 1 | 1 | 1 | 1 | 1 | 1 | 1 | 1 | 1 | CofNgsld906 | CofN | gsld | 906 | 3.5094 | 482.5634 | [30 empty] | 0.0024117 | 0.00029986 | 0.00045668
906 | Water Heating | Insulation | Restaurants | Existing | Hot water pipe insulation | 0.086923 | 0.13238 |  | 699.1 | 1 | 1.523 | 8042.7229 | 15 |  | 2222.4 | 25567.3686 | Per End Use Consumption | GSLD | 1 | 1 | 1 | 1 | 1 | 1 | 1 | 1 | 1 | 1 | 1 | 1 | CreEgsld906 | CreE | gsld | 906 | 41.946 | 482.5634 | [30 empty] | 2.55 | 0.31706 | 0.48288
906 | Water Heating | Insulation | Restaurants | New | Hot water pipe insulation | 0.086923 | 0.13238 |  | 699.1 | 1 | 1.523 | 8042.7229 | 15 |  | 2222.4 | 25567.3686 | Per End Use Consumption | GSLD | 1 | 1 | 1 | 1 | 1 | 1 | 1 | 1 | 1 | 1 | 1 | 1 | CreNgsld906 | CreN | gsld | 906 | 41.946 | 482.5634 | [30 empty] | 0.0056834 | 0.00070665 | 0.0010762
906 | Water Heating | Insulation | Retail | Existing | Hot water pipe insulation | 0.033945 | 0.051698 |  | 273.01 | 1 | 1.523 | 8042.723 | 15 |  | 3333.6 | 98206.0052 | Per End Use Consumption | GSLD | 1 | 1 | 1 | 1 | 1 | 1 | 1 | 1 | 1 | 1 | 1 | 1 | CrtEgsld906 | CrtE | gsld | 906 | 16.3806 | 482.5634 | [30 empty] | 0.4006 | 0.049809 | 0.075859
906 | Water Heating | Insulation | Retail | New | Hot water pipe insulation | 0.033945 | 0.051698 |  | 273.01 | 1 | 1.523 | 8042.723 | 15 |  | 3333.6 | 98206.0052 | Per End Use Consumption | GSLD | 1 | 1 | 1 | 1 | 1 | 1 | 1 | 1 | 1 | 1 | 1 | 1 | CrtNgsld906 | CrtN | gsld | 906 | 16.3806 | 482.5634 | [30 empty] | 0.00089284 | 0.00011101 | 0.00016907
906 | Water Heating | Insulation | Schools K-12 | Existing | Hot water pipe insulation | 0.095108 | 0.14485 |  | 764.93 | 1 | 1.523 | 8042.723 | 15 |  | 1111.2 | 11683.5185 | Per End Use Consumption | GSLD | 1 | 1 | 1 | 1 | 1 | 1 | 1 | 1 | 1 | 1 | 1 | 1 | CscEgsld906 | CscE | gsld | 906 | 45.8958 | 482.5634 | [30 empty] | 0.55102 | 0.068511 | 0.10434
906 | Water Heating | Insulation | Schools K-12 | New | Hot water pipe insulation | 0.095108 | 0.14485 |  | 764.93 | 1 | 1.523 | 8042.723 | 15 |  | 1111.2 | 11683.5185 | Per End Use Consumption | GSLD | 1 | 1 | 1 | 1 | 1 | 1 | 1 | 1 | 1 | 1 | 1 | 1 | CscNgsld906 | CscN | gsld | 906 | 45.8958 | 482.5634 | [30 empty] | 0.0012281 | 0.0001527 | 0.00023256
906 | Water Heating | Insulation | Warehouse | Existing | Hot water pipe insulation | 0.0029542 | 0.0044993 |  | 23.76 | 1 | 1.523 | 8042.7239 | 15 |  | 1111.2 | 376139.5128 | Per End Use Consumption | GSLD | 1 | 1 | 1 | 1 | 1 | 1 | 1 | 1 | 1 | 1 | 1 | 1 | CwaEgsld906 | CwaE | gsld | 906 | 1.4256 | 482.5634 | [30 empty] | 0.086525 | 0.010758 | 0.016385
906 | Water Heating | Insulation | Warehouse | New | Hot water pipe insulation | 0.0029542 | 0.0044993 |  | 23.76 | 1 | 1.523 | 8042.7239 | 15 |  | 1111.2 | 376139.5128 | Per End Use Consumption | GSLD | 1 | 1 | 1 | 1 | 1 | 1 | 1 | 1 | 1 | 1 | 1 | 1 | CwaNgsld906 | CwaN | gsld | 906 | 1.4256 | 482.5634 | [30 empty] | 0.00019284 | 2.3977e-05 | 3.6518e-05
907 | Water Heating | Insulation | Assembly | Existing | Thermostatic Shower Restriction Valve Commercial | 0.0097641 | 0.014871 |  | 78.53 | 1 | 1.523 | 8042.723 | 10 |  | 51.45 | 5269.2996 | Per Valve | GSLD | 1 | 1 | 1 | 1 | 1 | 1 | 1 | 1 | 1 | 1 | 1 | 1 | CasEgsld907 | CasE | gsld | 907 | 4.7118 | 482.5634 | [30 empty] | 0 | 0 | 0
907 | Water Heating | Insulation | Assembly | New | Thermostatic Shower Restriction Valve Commercial | 0.0097641 | 0.014871 |  | 78.53 | 1 | 1.523 | 8042.723 | 10 |  | 51.45 | 5269.2996 | Per Valve | GSLD | 1 | 1 | 1 | 1 | 1 | 1 | 1 | 1 | 1 | 1 | 1 | 1 | CasNgsld907 | CasN | gsld | 907 | 4.7118 | 482.5634 | [30 empty] | 0 | 0 | 0
907 | Water Heating | Insulation | College and University | Existing | Thermostatic Shower Restriction Valve Commercial | 0.002363 | 0.0028699 |  | 25.77 | 1 | 1.2145 | 10905.4208 | 10 |  | 2006.55 | 849137.4477 | Per Valve | GSLD | 1 | 1 | 1 | 1 | 1 | 1 | 1 | 1 | 1 | 1 | 1 | 1 | CcoEgsld907 | CcoE | gsld | 907 | 1.5462 | 654.3252 | [30 empty] | 0.021329 | 0.0019558 | 0.0023753
907 | Water Heating | Insulation | College and University | New | Thermostatic Shower Restriction Valve Commercial | 0.002363 | 0.0028699 |  | 25.77 | 1 | 1.2145 | 10905.4208 | 10 |  | 2006.55 | 849137.4477 | Per Valve | GSLD | 1 | 1 | 1 | 1 | 1 | 1 | 1 | 1 | 1 | 1 | 1 | 1 | CcoNgsld907 | CcoN | gsld | 907 | 1.5462 | 654.3252 | [30 empty] | 0 | 0 | 0
907 | Water Heating | Insulation | Data Center | Existing | Thermostatic Shower Restriction Valve Commercial | 0.12782 | 0.15523 |  | 1393.88 | 1 | 1.2145 | 10905.4227 | 10 |  | 874.65 | 6843.0769 | Per Valve | GSLD | 1 | 1 | 1 | 1 | 1 | 1 | 1 | 1 | 1 | 1 | 1 | 1 | CdaEgsld907 | CdaE | gsld | 907 | 83.6328 | 654.3254 | [30 empty] | 0 | 0 | 0
907 | Water Heating | Insulation | Data Center | New | Thermostatic Shower Restriction Valve Commercial | 0.12782 | 0.15523 |  | 1393.88 | 1 | 1.2145 | 10905.4227 | 10 |  | 874.65 | 6843.0769 | Per Valve | GSLD | 1 | 1 | 1 | 1 | 1 | 1 | 1 | 1 | 1 | 1 | 1 | 1 | CdaNgsld907 | CdaN | gsld | 907 | 83.6328 | 654.3254 | [30 empty] | 0 | 0 | 0
907 | Water Heating | Insulation | Grocery | Existing | Thermostatic Shower Restriction Valve Commercial | 0.0048814 | 0.0074344 |  | 39.26 | 1 | 1.523 | 8042.7235 | 10 |  | 51.45 | 10539.9421 | Per Valve | GSLD | 1 | 1 | 1 | 1 | 1 | 1 | 1 | 1 | 1 | 1 | 1 | 1 | CgrEgsld907 | CgrE | gsld | 907 | 2.3556 | 482.5634 | [30 empty] | 0 | 0 | 0
907 | Water Heating | Insulation | Grocery | New | Thermostatic Shower Restriction Valve Commercial | 0.0048814 | 0.0074344 |  | 39.26 | 1 | 1.523 | 8042.7235 | 10 |  | 51.45 | 10539.9421 | Per Valve | GSLD | 1 | 1 | 1 | 1 | 1 | 1 | 1 | 1 | 1 | 1 | 1 | 1 | CgrNgsld907 | CgrN | gsld | 907 | 2.3556 | 482.5634 | [30 empty] | 0 | 0 | 0
907 | Water Heating | Insulation | Healthcare | Existing | Thermostatic Shower Restriction Valve Commercial | 0.017103 | 0.020771 |  | 186.51 | 1 | 1.2145 | 10905.4225 | 10 |  | 51.45 | 3008.3319 | Per Valve | GSLD | 1 | 1 | 1 | 1 | 1 | 1 | 1 | 1 | 1 | 1 | 1 | 1 | CheEgsld907 | CheE | gsld | 907 | 11.1906 | 654.3254 | [30 empty] | 0.88759 | 0.08139 | 0.098846
907 | Water Heating | Insulation | Healthcare | New | Thermostatic Shower Restriction Valve Commercial | 0.017103 | 0.020771 |  | 186.51 | 1 | 1.2145 | 10905.4225 | 10 |  | 51.45 | 3008.3319 | Per Valve | GSLD | 1 | 1 | 1 | 1 | 1 | 1 | 1 | 1 | 1 | 1 | 1 | 1 | CheNgsld907 | CheN | gsld | 907 | 11.1906 | 654.3254 | [30 empty] | 0 | 0 | 0
907 | Water Heating | Insulation | Hospitals | Existing | Thermostatic Shower Restriction Valve Commercial | 0.037579 | 0.04564 |  | 409.82 | 1 | 1.2145 | 10905.4229 | 10 |  | 1337.7 | 35596.5647 | Per Valve | GSLD | 1 | 1 | 1 | 1 | 1 | 1 | 1 | 1 | 1 | 1 | 1 | 1 | ChoEgsld907 | ChoE | gsld | 907 | 24.5892 | 654.3254 | [30 empty] | 0.0058166 | 0.00053337 | 0.00064777
907 | Water Heating | Insulation | Hospitals | New | Thermostatic Shower Restriction Valve Commercial | 0.037579 | 0.04564 |  | 409.82 | 1 | 1.2145 | 10905.4229 | 10 |  | 1337.7 | 35596.5647 | Per Valve | GSLD | 1 | 1 | 1 | 1 | 1 | 1 | 1 | 1 | 1 | 1 | 1 | 1 | ChoNgsld907 | ChoN | gsld | 907 | 24.5892 | 654.3254 | [30 empty] | 0 | 0 | 0
907 | Water Heating | Insulation | Institutional | Existing | Thermostatic Shower Restriction Valve Commercial | 0.0045005 | 0.0054658 |  | 49.08 | 1 | 1.2145 | 10905.4234 | 10 |  | 1131.9 | 251504.6618 | Per Valve | GSLD | 1 | 1 | 1 | 1 | 1 | 1 | 1 | 1 | 1 | 1 | 1 | 1 | CinEgsld907 | CinE | gsld | 907 | 2.9448 | 654.3254 | [30 empty] | 0 | 0 | 0
907 | Water Heating | Insulation | Institutional | New | Thermostatic Shower Restriction Valve Commercial | 0.0045005 | 0.0054658 |  | 49.08 | 1 | 1.2145 | 10905.4234 | 10 |  | 1131.9 | 251504.6618 | Per Valve | GSLD | 1 | 1 | 1 | 1 | 1 | 1 | 1 | 1 | 1 | 1 | 1 | 1 | CinNgsld907 | CinN | gsld | 907 | 2.9448 | 654.3254 | [30 empty] | 0 | 0 | 0
907 | Water Heating | Insulation | Lodging/Hospitality | Existing | Thermostatic Shower Restriction Valve Commercial | 0.0003864 | 0.0015493 |  | 9.82 | 1 | 4.0096 | 25413.8156 | 10 |  | 565.95 | 1464658.7509 | Per Valve | GSLD | 1 | 1 | 1 | 1 | 1 | 1 | 1 | 1 | 1 | 1 | 1 | 1 | CloEgsld907 | CloE | gsld | 907 | 0.5892 | 1524.8289 | [30 empty] | 0.012591 | 0.00049545 | 0.0019866
907 | Water Heating | Insulation | Lodging/Hospitality | New | Thermostatic Shower Restriction Valve Commercial | 0.0003864 | 0.0015493 |  | 9.82 | 1 | 4.0096 | 25413.8156 | 10 |  | 565.95 | 1464658.7509 | Per Valve | GSLD | 1 | 1 | 1 | 1 | 1 | 1 | 1 | 1 | 1 | 1 | 1 | 1 | CloNgsld907 | CloN | gsld | 907 | 0.5892 | 1524.8289 | [30 empty] | 0 | 0 | 0
907 | Water Heating | Insulation | Miscellaneous | Existing | Thermostatic Shower Restriction Valve Commercial | 0.02441 | 0.037176 |  | 196.32 | 1 | 1.523 | 8042.7228 | 10 |  | 874.65 | 35832.149 | Per Valve | GSLD | 1 | 1 | 1 | 1 | 1 | 1 | 1 | 1 | 1 | 1 | 1 | 1 | CmiEgsld907 | CmiE | gsld | 907 | 11.7792 | 482.5634 | [30 empty] | 0 | 0 | 0
907 | Water Heating | Insulation | Miscellaneous | New | Thermostatic Shower Restriction Valve Commercial | 0.02441 | 0.037176 |  | 196.32 | 1 | 1.523 | 8042.7228 | 10 |  | 874.65 | 35832.149 | Per Valve | GSLD | 1 | 1 | 1 | 1 | 1 | 1 | 1 | 1 | 1 | 1 | 1 | 1 | CmiNgsld907 | CmiN | gsld | 907 | 11.7792 | 482.5634 | [30 empty] | 0 | 0 | 0
907 | Water Heating | Insulation | Offices | Existing | Thermostatic Shower Restriction Valve Commercial | 0.042717 | 0.065058 |  | 343.56 | 1 | 1.523 | 8042.723 | 10 |  | 102.9 | 2408.884 | Per Valve | GSLD | 1 | 1 | 1 | 1 | 1 | 1 | 1 | 1 | 1 | 1 | 1 | 1 | CofEgsld907 | CofE | gsld | 907 | 20.6136 | 482.5634 | [30 empty] | 0 | 0 | 0
907 | Water Heating | Insulation | Offices | New | Thermostatic Shower Restriction Valve Commercial | 0.042717 | 0.065058 |  | 343.56 | 1 | 1.523 | 8042.723 | 10 |  | 102.9 | 2408.884 | Per Valve | GSLD | 1 | 1 | 1 | 1 | 1 | 1 | 1 | 1 | 1 | 1 | 1 | 1 | CofNgsld907 | CofN | gsld | 907 | 20.6136 | 482.5634 | [30 empty] | 0 | 0 | 0
907 | Water Heating | Insulation | Restaurants | Existing | Thermostatic Shower Restriction Valve Commercial | 0.014646 | 0.022305 |  | 117.79 | 1 | 1.523 | 8042.7232 | 10 |  | 51.45 | 3513.0156 | Per Valve | GSLD | 1 | 1 | 1 | 1 | 1 | 1 | 1 | 1 | 1 | 1 | 1 | 1 | CreEgsld907 | CreE | gsld | 907 | 7.0674 | 482.5634 | [30 empty] | 0 | 0 | 0
907 | Water Heating | Insulation | Restaurants | New | Thermostatic Shower Restriction Valve Commercial | 0.014646 | 0.022305 |  | 117.79 | 1 | 1.523 | 8042.7232 | 10 |  | 51.45 | 3513.0156 | Per Valve | GSLD | 1 | 1 | 1 | 1 | 1 | 1 | 1 | 1 | 1 | 1 | 1 | 1 | CreNgsld907 | CreN | gsld | 907 | 7.0674 | 482.5634 | [30 empty] | 0 | 0 | 0
907 | Water Heating | Insulation | Retail | Existing | Thermostatic Shower Restriction Valve Commercial | 0.021969 | 0.033459 |  | 176.69 | 1 | 1.523 | 8042.7229 | 10 |  | 102.9 | 4683.8881 | Per Valve | GSLD | 1 | 1 | 1 | 1 | 1 | 1 | 1 | 1 | 1 | 1 | 1 | 1 | CrtEgsld907 | CrtE | gsld | 907 | 10.6014 | 482.5634 | [30 empty] | 0 | 0 | 0
907 | Water Heating | Insulation | Retail | New | Thermostatic Shower Restriction Valve Commercial | 0.021969 | 0.033459 |  | 176.69 | 1 | 1.523 | 8042.7229 | 10 |  | 102.9 | 4683.8881 | Per Valve | GSLD | 1 | 1 | 1 | 1 | 1 | 1 | 1 | 1 | 1 | 1 | 1 | 1 | CrtNgsld907 | CrtN | gsld | 907 | 10.6014 | 482.5634 | [30 empty] | 0 | 0 | 0
907 | Water Heating | Insulation | Schools K-12 | Existing | Thermostatic Shower Restriction Valve Commercial | 0.037835 | 0.057623 |  | 304.3 | 1 | 1.523 | 8042.7229 | 10 |  | 51.45 | 1359.836 | Per Valve | GSLD | 1 | 1 | 1 | 1 | 1 | 1 | 1 | 1 | 1 | 1 | 1 | 1 | CscEgsld907 | CscE | gsld | 907 | 18.258 | 482.5634 | [30 empty] | 0 | 0 | 0
907 | Water Heating | Insulation | Schools K-12 | New | Thermostatic Shower Restriction Valve Commercial | 0.037835 | 0.057623 |  | 304.3 | 1 | 1.523 | 8042.7229 | 10 |  | 51.45 | 1359.836 | Per Valve | GSLD | 1 | 1 | 1 | 1 | 1 | 1 | 1 | 1 | 1 | 1 | 1 | 1 | CscNgsld907 | CscN | gsld | 907 | 18.258 | 482.5634 | [30 empty] | 0 | 0 | 0
907 | Water Heating | Insulation | Warehouse | Existing | Thermostatic Shower Restriction Valve Commercial | 0.0085431 | 0.013011 |  | 68.71 | 1 | 1.523 | 8042.7225 | 10 |  | 51.45 | 6022.385 | Per Valve | GSLD | 1 | 1 | 1 | 1 | 1 | 1 | 1 | 1 | 1 | 1 | 1 | 1 | CwaEgsld907 | CwaE | gsld | 907 | 4.1226 | 482.5634 | [30 empty] | 0 | 0 | 0
907 | Water Heating | Insulation | Warehouse | New | Thermostatic Shower Restriction Valve Commercial | 0.0085431 | 0.013011 |  | 68.71 | 1 | 1.523 | 8042.7225 | 10 |  | 51.45 | 6022.385 | Per Valve | GSLD | 1 | 1 | 1 | 1 | 1 | 1 | 1 | 1 | 1 | 1 | 1 | 1 | CwaNgsld907 | CwaN | gsld | 907 | 4.1226 | 482.5634 | [30 empty] | 0 | 0 | 0
908 | Water Heating | Solar | Assembly | Turnover | Solar Pool Heater Commercial | 0.51964 | 0.22487 |  | 3038.82 | 1 | 0.43275 | 5847.9532 | 15 |  | 3266.72 | 6286.5276 | Per Unit | GSLD | 0.57723 | 0.60437 | 0.83705 | 1.097 | 1.2026 | 1.2026 | 1.289 | 1.2891 | 1.2453 | 1.1192 | 0.77553 | 0.85362 | CasTgsld908 | CasT | gsld | 908 | 182.3292 | 350.8772 | [30 empty] | 0.006362 | 0.0010867 | 0.00046919
908 | Water Heating | Solar | Assembly | New | Solar Pool Heater Commercial | 0.51964 | 0.22487 |  | 3038.82 | 1 | 0.43275 | 5847.9532 | 15 |  | 3266.72 | 6286.5276 | Per Unit | GSLD | 0.57723 | 0.60437 | 0.83705 | 1.097 | 1.2026 | 1.2026 | 1.289 | 1.2891 | 1.2453 | 1.1192 | 0.77553 | 0.85362 | CasNgsld908 | CasN | gsld | 908 | 182.3292 | 350.8772 | [30 empty] | 7.017e-05 | 1.1986e-05 | 5.175e-06
908 | Water Heating | Solar | College and University | Turnover | Solar Pool Heater Commercial | 0.30692 | 0.30996 |  | 3038.82 | 1 | 1.0099 | 9900.9901 | 15 |  | 3266.72 | 10643.5269 | Per Unit | GSLD | 0.57723 | 0.60437 | 0.83705 | 1.097 | 1.2026 | 1.2026 | 1.289 | 1.2891 | 1.2453 | 1.1192 | 0.77553 | 0.85362 | CcoTgsld908 | CcoT | gsld | 908 | 182.3292 | 594.0594 | [30 empty] | 0 | 0 | 0
908 | Water Heating | Solar | College and University | New | Solar Pool Heater Commercial | 0.30692 | 0.30996 |  | 3038.82 | 1 | 1.0099 | 9900.9901 | 15 |  | 3266.72 | 10643.5269 | Per Unit | GSLD | 0.57723 | 0.60437 | 0.83705 | 1.097 | 1.2026 | 1.2026 | 1.289 | 1.2891 | 1.2453 | 1.1192 | 0.77553 | 0.85362 | CcoNgsld908 | CcoN | gsld | 908 | 182.3292 | 594.0594 | [30 empty] | 0 | 0 | 0
908 | Water Heating | Solar | Data Center | Turnover | Solar Pool Heater Commercial | 0.33731 | 0.35858 |  | 3038.82 | 1 | 1.0631 | 9009.009 | 15 |  | 3266.72 | 9684.6506 | Per Unit | GSLD | 0.57723 | 0.60437 | 0.83705 | 1.097 | 1.2026 | 1.2026 | 1.289 | 1.2891 | 1.2453 | 1.1192 | 0.77553 | 0.85362 | CdaTgsld908 | CdaT | gsld | 908 | 182.3292 | 540.5405 | [30 empty] | 0 | 0 | 0
908 | Water Heating | Solar | Data Center | New | Solar Pool Heater Commercial | 0.33731 | 0.35858 |  | 3038.82 | 1 | 1.0631 | 9009.009 | 15 |  | 3266.72 | 9684.6506 | Per Unit | GSLD | 0.57723 | 0.60437 | 0.83705 | 1.097 | 1.2026 | 1.2026 | 1.289 | 1.2891 | 1.2453 | 1.1192 | 0.77553 | 0.85362 | CdaNgsld908 | CdaN | gsld | 908 | 182.3292 | 540.5405 | [30 empty] | 0 | 0 | 0
908 | Water Heating | Solar | Grocery | Turnover | Solar Pool Heater Commercial | 0.41024 | 0.24614 |  | 3038.82 | 1 | 0.6 | 7407.4074 | 15 |  | 3266.72 | 7962.9349 | Per Unit | GSLD | 0.57723 | 0.60437 | 0.83705 | 1.097 | 1.2026 | 1.2026 | 1.289 | 1.2891 | 1.2453 | 1.1192 | 0.77553 | 0.85362 | CgrTgsld908 | CgrT | gsld | 908 | 182.3292 | 444.4444 | [30 empty] | 0 | 0 | 0
908 | Water Heating | Solar | Grocery | New | Solar Pool Heater Commercial | 0.41024 | 0.24614 |  | 3038.82 | 1 | 0.6 | 7407.4074 | 15 |  | 3266.72 | 7962.9349 | Per Unit | GSLD | 0.57723 | 0.60437 | 0.83705 | 1.097 | 1.2026 | 1.2026 | 1.289 | 1.2891 | 1.2453 | 1.1192 | 0.77553 | 0.85362 | CgrNgsld908 | CgrN | gsld | 908 | 182.3292 | 444.4444 | [30 empty] | 0 | 0 | 0
908 | Water Heating | Solar | Healthcare | Turnover | Solar Pool Heater Commercial | 0.43759 | 0.45278 |  | 3038.82 | 1 | 1.0347 | 6944.4444 | 15 |  | 3266.72 | 7465.2515 | Per Unit | GSLD | 0.57723 | 0.60437 | 0.83705 | 1.097 | 1.2026 | 1.2026 | 1.289 | 1.2891 | 1.2453 | 1.1192 | 0.77553 | 0.85362 | CheTgsld908 | CheT | gsld | 908 | 182.3292 | 416.6667 | [30 empty] | 0 | 0 | 0
908 | Water Heating | Solar | Healthcare | New | Solar Pool Heater Commercial | 0.43759 | 0.45278 |  | 3038.82 | 1 | 1.0347 | 6944.4444 | 15 |  | 3266.72 | 7465.2515 | Per Unit | GSLD | 0.57723 | 0.60437 | 0.83705 | 1.097 | 1.2026 | 1.2026 | 1.289 | 1.2891 | 1.2453 | 1.1192 | 0.77553 | 0.85362 | CheNgsld908 | CheN | gsld | 908 | 182.3292 | 416.6667 | [30 empty] | 0 | 0 | 0
908 | Water Heating | Solar | Hospitals | Turnover | Solar Pool Heater Commercial | 0.30692 | 0.30996 |  | 3038.82 | 1 | 1.0099 | 9900.9901 | 15 |  | 3266.72 | 10643.5269 | Per Unit | GSLD | 0.57723 | 0.60437 | 0.83705 | 1.097 | 1.2026 | 1.2026 | 1.289 | 1.2891 | 1.2453 | 1.1192 | 0.77553 | 0.85362 | ChoTgsld908 | ChoT | gsld | 908 | 182.3292 | 594.0594 | [30 empty] | 0 | 0 | 0
908 | Water Heating | Solar | Hospitals | New | Solar Pool Heater Commercial | 0.30692 | 0.30996 |  | 3038.82 | 1 | 1.0099 | 9900.9901 | 15 |  | 3266.72 | 10643.5269 | Per Unit | GSLD | 0.57723 | 0.60437 | 0.83705 | 1.097 | 1.2026 | 1.2026 | 1.289 | 1.2891 | 1.2453 | 1.1192 | 0.77553 | 0.85362 | ChoNgsld908 | ChoN | gsld | 908 | 182.3292 | 594.0594 | [30 empty] | 0 | 0 | 0
908 | Water Heating | Solar | Institutional | Turnover | Solar Pool Heater Commercial | 0.33731 | 0.36466 |  | 3038.82 | 1 | 1.0811 | 9009.009 | 15 |  | 3266.72 | 9684.6506 | Per Unit | GSLD | 0.57723 | 0.60437 | 0.83705 | 1.097 | 1.2026 | 1.2026 | 1.289 | 1.2891 | 1.2453 | 1.1192 | 0.77553 | 0.85362 | CinTgsld908 | CinT | gsld | 908 | 182.3292 | 540.5405 | [30 empty] | 0 | 0 | 0
908 | Water Heating | Solar | Institutional | New | Solar Pool Heater Commercial | 0.33731 | 0.36466 |  | 3038.82 | 1 | 1.0811 | 9009.009 | 15 |  | 3266.72 | 9684.6506 | Per Unit | GSLD | 0.57723 | 0.60437 | 0.83705 | 1.097 | 1.2026 | 1.2026 | 1.289 | 1.2891 | 1.2453 | 1.1192 | 0.77553 | 0.85362 | CinNgsld908 | CinN | gsld | 908 | 182.3292 | 540.5405 | [30 empty] | 0 | 0 | 0
908 | Water Heating | Solar | Lodging/Hospitality | Turnover | Solar Pool Heater Commercial | 0.32515 | 0.37985 |  | 3038.82 | 1 | 1.1682 | 9345.7944 | 15 |  | 3266.72 | 10046.6936 | Per Unit | GSLD | 0.57723 | 0.60437 | 0.83705 | 1.097 | 1.2026 | 1.2026 | 1.289 | 1.2891 | 1.2453 | 1.1192 | 0.77553 | 0.85362 | CloTgsld908 | CloT | gsld | 908 | 182.3292 | 560.7477 | [30 empty] | 0.41156 | 0.044067 | 0.051243
908 | Water Heating | Solar | Lodging/Hospitality | New | Solar Pool Heater Commercial | 0.32515 | 0.37985 |  | 3038.82 | 1 | 1.1682 | 9345.7944 | 15 |  | 3266.72 | 10046.6936 | Per Unit | GSLD | 0.57723 | 0.60437 | 0.83705 | 1.097 | 1.2026 | 1.2026 | 1.289 | 1.2891 | 1.2453 | 1.1192 | 0.77553 | 0.85362 | CloNgsld908 | CloN | gsld | 908 | 182.3292 | 560.7477 | [30 empty] | 0.0045393 | 0.00048604 | 0.00056519
908 | Water Heating | Solar | Miscellaneous | Turnover | Solar Pool Heater Commercial | 0.33731 | 0.35858 |  | 3038.82 | 1 | 1.0631 | 9009.009 | 15 |  | 3266.72 | 9684.6506 | Per Unit | GSLD | 0.57723 | 0.60437 | 0.83705 | 1.097 | 1.2026 | 1.2026 | 1.289 | 1.2891 | 1.2453 | 1.1192 | 0.77553 | 0.85362 | CmiTgsld908 | CmiT | gsld | 908 | 182.3292 | 540.5405 | [30 empty] | 0 | 0 | 0
908 | Water Heating | Solar | Miscellaneous | New | Solar Pool Heater Commercial | 0.33731 | 0.35858 |  | 3038.82 | 1 | 1.0631 | 9009.009 | 15 |  | 3266.72 | 9684.6506 | Per Unit | GSLD | 0.57723 | 0.60437 | 0.83705 | 1.097 | 1.2026 | 1.2026 | 1.289 | 1.2891 | 1.2453 | 1.1192 | 0.77553 | 0.85362 | CmiNgsld908 | CmiN | gsld | 908 | 182.3292 | 540.5405 | [30 empty] | 0 | 0 | 0
908 | Water Heating | Solar | Offices | Turnover | Solar Pool Heater Commercial | 0.33731 | 0.35858 |  | 3038.82 | 1 | 1.0631 | 9009.009 | 15 |  | 3266.72 | 9684.6506 | Per Unit | GSLD | 0.57723 | 0.60437 | 0.83705 | 1.097 | 1.2026 | 1.2026 | 1.289 | 1.2891 | 1.2453 | 1.1192 | 0.77553 | 0.85362 | CofTgsld908 | CofT | gsld | 908 | 182.3292 | 540.5405 | [30 empty] | 0 | 0 | 0
908 | Water Heating | Solar | Offices | New | Solar Pool Heater Commercial | 0.33731 | 0.35858 |  | 3038.82 | 1 | 1.0631 | 9009.009 | 15 |  | 3266.72 | 9684.6506 | Per Unit | GSLD | 0.57723 | 0.60437 | 0.83705 | 1.097 | 1.2026 | 1.2026 | 1.289 | 1.2891 | 1.2453 | 1.1192 | 0.77553 | 0.85362 | CofNgsld908 | CofN | gsld | 908 | 182.3292 | 540.5405 | [30 empty] | 0 | 0 | 0
908 | Water Heating | Solar | Restaurants | Turnover | Solar Pool Heater Commercial | 0.4072 | 0.15194 |  | 3038.82 | 1 | 0.37313 | 7462.6866 | 15 |  | 3266.72 | 8022.3598 | Per Unit | GSLD | 0.57723 | 0.60437 | 0.83705 | 1.097 | 1.2026 | 1.2026 | 1.289 | 1.2891 | 1.2453 | 1.1192 | 0.77553 | 0.85362 | CreTgsld908 | CreT | gsld | 908 | 182.3292 | 447.7612 | [30 empty] | 0 | 0 | 0
908 | Water Heating | Solar | Restaurants | New | Solar Pool Heater Commercial | 0.4072 | 0.15194 |  | 3038.82 | 1 | 0.37313 | 7462.6866 | 15 |  | 3266.72 | 8022.3598 | Per Unit | GSLD | 0.57723 | 0.60437 | 0.83705 | 1.097 | 1.2026 | 1.2026 | 1.289 | 1.2891 | 1.2453 | 1.1192 | 0.77553 | 0.85362 | CreNgsld908 | CreN | gsld | 908 | 182.3292 | 447.7612 | [30 empty] | 0 | 0 | 0
908 | Water Heating | Solar | Retail | Turnover | Solar Pool Heater Commercial | 0.43455 | 0.24007 |  | 3038.82 | 1 | 0.55245 | 6993.007 | 15 |  | 3266.72 | 7517.4561 | Per Unit | GSLD | 0.57723 | 0.60437 | 0.83705 | 1.097 | 1.2026 | 1.2026 | 1.289 | 1.2891 | 1.2453 | 1.1192 | 0.77553 | 0.85362 | CrtTgsld908 | CrtT | gsld | 908 | 182.3292 | 419.5804 | [30 empty] | 0 | 0 | 0
908 | Water Heating | Solar | Retail | New | Solar Pool Heater Commercial | 0.43455 | 0.24007 |  | 3038.82 | 1 | 0.55245 | 6993.007 | 15 |  | 3266.72 | 7517.4561 | Per Unit | GSLD | 0.57723 | 0.60437 | 0.83705 | 1.097 | 1.2026 | 1.2026 | 1.289 | 1.2891 | 1.2453 | 1.1192 | 0.77553 | 0.85362 | CrtNgsld908 | CrtN | gsld | 908 | 182.3292 | 419.5804 | [30 empty] | 0 | 0 | 0
908 | Water Heating | Solar | Schools K-12 | Turnover | Solar Pool Heater Commercial | 0.313 | 0.32515 |  | 3038.82 | 1 | 1.0388 | 9708.7379 | 15 |  | 3266.72 | 10436.8565 | Per Unit | GSLD | 0.57723 | 0.60437 | 0.83705 | 1.097 | 1.2026 | 1.2026 | 1.289 | 1.2891 | 1.2453 | 1.1192 | 0.77553 | 0.85362 | CscTgsld908 | CscT | gsld | 908 | 182.3292 | 582.5243 | [30 empty] | 0 | 0 | 0
908 | Water Heating | Solar | Schools K-12 | New | Solar Pool Heater Commercial | 0.313 | 0.32515 |  | 3038.82 | 1 | 1.0388 | 9708.7379 | 15 |  | 3266.72 | 10436.8565 | Per Unit | GSLD | 0.57723 | 0.60437 | 0.83705 | 1.097 | 1.2026 | 1.2026 | 1.289 | 1.2891 | 1.2453 | 1.1192 | 0.77553 | 0.85362 | CscNgsld908 | CscN | gsld | 908 | 182.3292 | 582.5243 | [30 empty] | 0 | 0 | 0
908 | Water Heating | Solar | Warehouse | Turnover | Solar Pool Heater Commercial | 0.46494 | 0.33731 |  | 3038.82 | 1 | 0.72549 | 6535.9477 | 15 |  | 3266.72 | 7026.1191 | Per Unit | GSLD | 0.57723 | 0.60437 | 0.83705 | 1.097 | 1.2026 | 1.2026 | 1.289 | 1.2891 | 1.2453 | 1.1192 | 0.77553 | 0.85362 | CwaTgsld908 | CwaT | gsld | 908 | 182.3292 | 392.1569 | [30 empty] | 0 | 0 | 0
908 | Water Heating | Solar | Warehouse | New | Solar Pool Heater Commercial | 0.46494 | 0.33731 |  | 3038.82 | 1 | 0.72549 | 6535.9477 | 15 |  | 3266.72 | 7026.1191 | Per Unit | GSLD | 0.57723 | 0.60437 | 0.83705 | 1.097 | 1.2026 | 1.2026 | 1.289 | 1.2891 | 1.2453 | 1.1192 | 0.77553 | 0.85362 | CwaNgsld908 | CwaN | gsld | 908 | 182.3292 | 392.1569 | [30 empty] | 0 | 0 | 0
909 | Water Heating | Solar | Assembly | Turnover | Solar Thermal Water Heating System Commercial | 0.55934 | 0.85188 |  | 4498.63 | 1 | 1.523 | 8042.7229 | 20 |  | 8990.02 | 16072.5021 | Per Unit | GSLD | 1 | 1 | 1 | 1 | 1 | 1 | 1 | 1 | 1 | 1 | 1 | 1 | CasTgsld909 | CasT | gsld | 909 | 269.9178 | 482.5634 | [30 empty] | 4.2269 | 0.52555 | 0.80042
909 | Water Heating | Solar | Assembly | New | Solar Thermal Water Heating System Commercial | 0.55934 | 0.85188 |  | 4498.63 | 1 | 1.523 | 8042.7229 | 20 |  | 8990.02 | 16072.5021 | Per Unit | GSLD | 1 | 1 | 1 | 1 | 1 | 1 | 1 | 1 | 1 | 1 | 1 | 1 | CasNgsld909 | CasN | gsld | 909 | 269.9178 | 482.5634 | [30 empty] | 0.046621 | 0.0057966 | 0.0088283
909 | Water Heating | Solar | College and University | Turnover | Solar Thermal Water Heating System Commercial | 9.4878 | 11.5228 |  | 103468.58 | 1 | 1.2145 | 10905.4227 | 20 |  | 89900.2 | 9475.3372 | Per Unit | GSLD | 1 | 1 | 1 | 1 | 1 | 1 | 1 | 1 | 1 | 1 | 1 | 1 | CcoTgsld909 | CcoT | gsld | 909 | 6208.1148 | 654.3254 | [30 empty] | 3.5349 | 0.32414 | 0.39366
909 | Water Heating | Solar | College and University | New | Solar Thermal Water Heating System Commercial | 9.4878 | 11.5228 |  | 103468.58 | 1 | 1.2145 | 10905.4227 | 20 |  | 89900.2 | 9475.3372 | Per Unit | GSLD | 1 | 1 | 1 | 1 | 1 | 1 | 1 | 1 | 1 | 1 | 1 | 1 | CcoNgsld909 | CcoN | gsld | 909 | 6208.1148 | 654.3254 | [30 empty] | 0.038988 | 0.0035751 | 0.0043419
909 | Water Heating | Solar | Data Center | Turnover | Solar Thermal Water Heating System Commercial | 0.82503 | 1.002 |  | 8997.27 | 1 | 1.2145 | 10905.4227 | 20 |  | 179800.4 | 217932.7026 | Per Unit | GSLD | 1 | 1 | 1 | 1 | 1 | 1 | 1 | 1 | 1 | 1 | 1 | 1 | CdaTgsld909 | CdaT | gsld | 909 | 539.8362 | 654.3254 | [30 empty] | 0.15324 | 0.014052 | 0.017066
909 | Water Heating | Solar | Data Center | New | Solar Thermal Water Heating System Commercial | 0.82503 | 1.002 |  | 8997.27 | 1 | 1.2145 | 10905.4227 | 20 |  | 179800.4 | 217932.7026 | Per Unit | GSLD | 1 | 1 | 1 | 1 | 1 | 1 | 1 | 1 | 1 | 1 | 1 | 1 | CdaNgsld909 | CdaN | gsld | 909 | 539.8362 | 654.3254 | [30 empty] | 0.0016902 | 0.00015499 | 0.00018823
909 | Water Heating | Solar | Grocery | Turnover | Solar Thermal Water Heating System Commercial | 0.74579 | 1.1358 |  | 5998.18 | 1 | 1.523 | 8042.7229 | 20 |  | 8990.02 | 12054.3632 | Per Unit | GSLD | 1 | 1 | 1 | 1 | 1 | 1 | 1 | 1 | 1 | 1 | 1 | 1 | CgrTgsld909 | CgrT | gsld | 909 | 359.8908 | 482.5634 | [30 empty] | 0.99577 | 0.12381 | 0.18856
909 | Water Heating | Solar | Grocery | New | Solar Thermal Water Heating System Commercial | 0.74579 | 1.1358 |  | 5998.18 | 1 | 1.523 | 8042.7229 | 20 |  | 8990.02 | 12054.3632 | Per Unit | GSLD | 1 | 1 | 1 | 1 | 1 | 1 | 1 | 1 | 1 | 1 | 1 | 1 | CgrNgsld909 | CgrN | gsld | 909 | 359.8908 | 482.5634 | [30 empty] | 0.010983 | 0.0013656 | 0.0020798
909 | Water Heating | Solar | Healthcare | Turnover | Solar Thermal Water Heating System Commercial | 16.638 | 20.2066 |  | 181444.91 | 1 | 1.2145 | 10905.4227 | 20 |  | 8990.02 | 540.3291 | Per Unit | GSLD | 1 | 1 | 1 | 1 | 1 | 1 | 1 | 1 | 1 | 1 | 1 | 1 | CheTgsld909 | CheT | gsld | 909 | 10886.6946 | 654.3254 | [30 empty] | 2.5976 | 0.23819 | 0.28928
909 | Water Heating | Solar | Healthcare | New | Solar Thermal Water Heating System Commercial | 16.638 | 20.2066 |  | 181444.91 | 1 | 1.2145 | 10905.4227 | 20 |  | 8990.02 | 540.3291 | Per Unit | GSLD | 1 | 1 | 1 | 1 | 1 | 1 | 1 | 1 | 1 | 1 | 1 | 1 | CheNgsld909 | CheN | gsld | 909 | 10886.6946 | 654.3254 | [30 empty] | 0.028651 | 0.0026272 | 0.0031907
909 | Water Heating | Solar | Hospitals | Turnover | Solar Thermal Water Heating System Commercial | 33.0011 | 40.0792 |  | 359890.71 | 1 | 1.2145 | 10905.4227 | 20 |  | 134850.3 | 4086.2392 | Per Unit | GSLD | 1 | 1 | 1 | 1 | 1 | 1 | 1 | 1 | 1 | 1 | 1 | 1 | ChoTgsld909 | ChoT | gsld | 909 | 21593.4426 | 654.3254 | [30 empty] | 1.9358 | 0.1775 | 0.21557
909 | Water Heating | Solar | Hospitals | New | Solar Thermal Water Heating System Commercial | 33.0011 | 40.0792 |  | 359890.71 | 1 | 1.2145 | 10905.4227 | 20 |  | 134850.3 | 4086.2392 | Per Unit | GSLD | 1 | 1 | 1 | 1 | 1 | 1 | 1 | 1 | 1 | 1 | 1 | 1 | ChoNgsld909 | ChoN | gsld | 909 | 21593.4426 | 654.3254 | [30 empty] | 0.021351 | 0.0019578 | 0.0023777
909 | Water Heating | Solar | Institutional | Turnover | Solar Thermal Water Heating System Commercial | 3.9601 | 4.8095 |  | 43186.89 | 1 | 1.2145 | 10905.4227 | 20 |  | 224750.5 | 56753.3159 | Per Unit | GSLD | 1 | 1 | 1 | 1 | 1 | 1 | 1 | 1 | 1 | 1 | 1 | 1 | CinTgsld909 | CinT | gsld | 909 | 2591.2134 | 654.3254 | [30 empty] | 1.9857 | 0.18208 | 0.22114
909 | Water Heating | Solar | Institutional | New | Solar Thermal Water Heating System Commercial | 3.9601 | 4.8095 |  | 43186.89 | 1 | 1.2145 | 10905.4227 | 20 |  | 224750.5 | 56753.3159 | Per Unit | GSLD | 1 | 1 | 1 | 1 | 1 | 1 | 1 | 1 | 1 | 1 | 1 | 1 | CinNgsld909 | CinN | gsld | 909 | 2591.2134 | 654.3254 | [30 empty] | 0.021902 | 0.0020083 | 0.0024391
909 | Water Heating | Solar | Lodging/Hospitality | Turnover | Solar Thermal Water Heating System Commercial | 10.6209 | 42.5858 |  | 269918.04 | 1 | 4.0096 | 25413.8002 | 20 |  | 26970.06 | 2539.3327 | Per Unit | GSLD | 1 | 1 | 1 | 1 | 1 | 1 | 1 | 1 | 1 | 1 | 1 | 1 | CloTgsld909 | CloT | gsld | 909 | 16195.0824 | 1524.828 | [30 empty] | 39.4447 | 1.5521 | 6.2233
909 | Water Heating | Solar | Lodging/Hospitality | New | Solar Thermal Water Heating System Commercial | 10.6209 | 42.5858 |  | 269918.04 | 1 | 4.0096 | 25413.8002 | 20 |  | 26970.06 | 2539.3327 | Per Unit | GSLD | 1 | 1 | 1 | 1 | 1 | 1 | 1 | 1 | 1 | 1 | 1 | 1 | CloNgsld909 | CloN | gsld | 909 | 16195.0824 | 1524.828 | [30 empty] | 0.43506 | 0.017119 | 0.068641
909 | Water Heating | Solar | Miscellaneous | Turnover | Solar Thermal Water Heating System Commercial | 4.6612 | 7.099 |  | 37488.61 | 1 | 1.523 | 8042.7229 | 20 |  | 179800.4 | 38573.9776 | Per Unit | GSLD | 1 | 1 | 1 | 1 | 1 | 1 | 1 | 1 | 1 | 1 | 1 | 1 | CmiTgsld909 | CmiT | gsld | 909 | 2249.3166 | 482.5634 | [30 empty] | 5.4995 | 0.68379 | 1.0414
909 | Water Heating | Solar | Miscellaneous | New | Solar Thermal Water Heating System Commercial | 4.6612 | 7.099 |  | 37488.61 | 1 | 1.523 | 8042.7229 | 20 |  | 179800.4 | 38573.9776 | Per Unit | GSLD | 1 | 1 | 1 | 1 | 1 | 1 | 1 | 1 | 1 | 1 | 1 | 1 | CmiNgsld909 | CmiN | gsld | 909 | 2249.3166 | 482.5634 | [30 empty] | 0.060658 | 0.0075419 | 0.011486
909 | Water Heating | Solar | Offices | Turnover | Solar Thermal Water Heating System Commercial | 1.8645 | 2.8396 |  | 14995.45 | 1 | 1.523 | 8042.7229 | 20 |  | 26970.06 | 14465.2358 | Per Unit | GSLD | 1 | 1 | 1 | 1 | 1 | 1 | 1 | 1 | 1 | 1 | 1 | 1 | CofTgsld909 | CofT | gsld | 909 | 899.727 | 482.5634 | [30 empty] | 19.8962 | 2.4738 | 3.7676
909 | Water Heating | Solar | Offices | New | Solar Thermal Water Heating System Commercial | 1.8645 | 2.8396 |  | 14995.45 | 1 | 1.523 | 8042.7229 | 20 |  | 26970.06 | 14465.2358 | Per Unit | GSLD | 1 | 1 | 1 | 1 | 1 | 1 | 1 | 1 | 1 | 1 | 1 | 1 | CofNgsld909 | CofN | gsld | 909 | 899.727 | 482.5634 | [30 empty] | 0.21945 | 0.027285 | 0.041556
909 | Water Heating | Solar | Restaurants | Turnover | Solar Thermal Water Heating System Commercial | 3.3225 | 5.0602 |  | 26721.89 | 1 | 1.523 | 8042.7229 | 20 |  | 17980.04 | 5411.6112 | Per Unit | GSLD | 1 | 1 | 1 | 1 | 1 | 1 | 1 | 1 | 1 | 1 | 1 | 1 | CreTgsld909 | CreT | gsld | 909 | 1603.3134 | 482.5634 | [30 empty] | 52.7738 | 6.5617 | 9.9935
909 | Water Heating | Solar | Restaurants | New | Solar Thermal Water Heating System Commercial | 3.3225 | 5.0602 |  | 26721.89 | 1 | 1.523 | 8042.7229 | 20 |  | 17980.04 | 5411.6112 | Per Unit | GSLD | 1 | 1 | 1 | 1 | 1 | 1 | 1 | 1 | 1 | 1 | 1 | 1 | CreNgsld909 | CreN | gsld | 909 | 1603.3134 | 482.5634 | [30 empty] | 0.58208 | 0.072373 | 0.11022
909 | Water Heating | Solar | Retail | Turnover | Solar Thermal Water Heating System Commercial | 0.23306 | 0.35496 |  | 1874.47 | 1 | 1.523 | 8042.7229 | 20 |  | 26970.06 | 115719.4942 | Per Unit | GSLD | 1 | 1 | 1 | 1 | 1 | 1 | 1 | 1 | 1 | 1 | 1 | 1 | CrtTgsld909 | CrtT | gsld | 909 | 112.4682 | 482.5634 | [30 empty] | 7.5153 | 0.93442 | 1.4231
909 | Water Heating | Solar | Retail | New | Solar Thermal Water Heating System Commercial | 0.23306 | 0.35496 |  | 1874.47 | 1 | 1.523 | 8042.7229 | 20 |  | 26970.06 | 115719.4942 | Per Unit | GSLD | 1 | 1 | 1 | 1 | 1 | 1 | 1 | 1 | 1 | 1 | 1 | 1 | CrtNgsld909 | CrtN | gsld | 909 | 112.4682 | 482.5634 | [30 empty] | 0.082891 | 0.010306 | 0.015697
909 | Water Heating | Solar | Schools K-12 | Turnover | Solar Thermal Water Heating System Commercial | 1.1187 | 1.7038 |  | 8997.27 | 1 | 1.523 | 8042.7229 | 20 |  | 8990.02 | 8036.2421 | Per Unit | GSLD | 1 | 1 | 1 | 1 | 1 | 1 | 1 | 1 | 1 | 1 | 1 | 1 | CscTgsld909 | CscT | gsld | 909 | 539.8362 | 482.5634 | [30 empty] | 10.3373 | 1.2853 | 1.9575
909 | Water Heating | Solar | Schools K-12 | New | Solar Thermal Water Heating System Commercial | 1.1187 | 1.7038 |  | 8997.27 | 1 | 1.523 | 8042.7229 | 20 |  | 8990.02 | 8036.2421 | Per Unit | GSLD | 1 | 1 | 1 | 1 | 1 | 1 | 1 | 1 | 1 | 1 | 1 | 1 | CscNgsld909 | CscN | gsld | 909 | 539.8362 | 482.5634 | [30 empty] | 0.11402 | 0.014176 | 0.021591
909 | Water Heating | Solar | Warehouse | Turnover | Solar Thermal Water Heating System Commercial | 0.37289 | 0.56792 |  | 2999.09 | 1 | 1.523 | 8042.7229 | 20 |  | 8990.02 | 24108.7264 | Per Unit | GSLD | 1 | 1 | 1 | 1 | 1 | 1 | 1 | 1 | 1 | 1 | 1 | 1 | CwaTgsld909 | CwaT | gsld | 909 | 179.9454 | 482.5634 | [30 empty] | 1.6234 | 0.20185 | 0.30741
909 | Water Heating | Solar | Warehouse | New | Solar Thermal Water Heating System Commercial | 0.37289 | 0.56792 |  | 2999.09 | 1 | 1.523 | 8042.7229 | 20 |  | 8990.02 | 24108.7264 | Per Unit | GSLD | 1 | 1 | 1 | 1 | 1 | 1 | 1 | 1 | 1 | 1 | 1 | 1 | CwaNgsld909 | CwaN | gsld | 909 | 179.9454 | 482.5634 | [30 empty] | 0.017906 | 0.0022263 | 0.0033907
910 | Water Heating | Unit | Assembly | Turnover | Heat Pump Pool Heater Commercial | 0.48282 | 0.20894 |  | 2823.53 | 1 | 0.43275 | 5847.9532 | 15 |  | 3153.89 | 6532.1782 | Per Unit | GSLD | 0.57723 | 0.60437 | 0.83705 | 1.097 | 1.2026 | 1.2026 | 1.289 | 1.2891 | 1.2453 | 1.1192 | 0.77553 | 0.85362 | CasTgsld910 | CasT | gsld | 910 | 169.4118 | 350.8772 | [30 empty] | 0.036002 | 0.0061499 | 0.0026551
910 | Water Heating | Unit | Assembly | New | Heat Pump Pool Heater Commercial | 0.48282 | 0.20894 |  | 2823.53 | 1 | 0.43275 | 5847.9532 | 15 |  | 3153.89 | 6532.1782 | Per Unit | GSLD | 0.57723 | 0.60437 | 0.83705 | 1.097 | 1.2026 | 1.2026 | 1.289 | 1.2891 | 1.2453 | 1.1192 | 0.77553 | 0.85362 | CasNgsld910 | CasN | gsld | 910 | 169.4118 | 350.8772 | [30 empty] | 0.00039709 | 6.7831e-05 | 2.9285e-05
910 | Water Heating | Unit | College and University | Turnover | Heat Pump Pool Heater Commercial | 0.28518 | 0.288 |  | 2823.53 | 1 | 1.0099 | 9900.9901 | 15 |  | 3153.89 | 11059.4305 | Per Unit | GSLD | 0.57723 | 0.60437 | 0.83705 | 1.097 | 1.2026 | 1.2026 | 1.289 | 1.2891 | 1.2453 | 1.1192 | 0.77553 | 0.85362 | CcoTgsld910 | CcoT | gsld | 910 | 169.4118 | 594.0594 | [30 empty] | 0 | 0 | 0
910 | Water Heating | Unit | College and University | New | Heat Pump Pool Heater Commercial | 0.28518 | 0.288 |  | 2823.53 | 1 | 1.0099 | 9900.9901 | 15 |  | 3153.89 | 11059.4305 | Per Unit | GSLD | 0.57723 | 0.60437 | 0.83705 | 1.097 | 1.2026 | 1.2026 | 1.289 | 1.2891 | 1.2453 | 1.1192 | 0.77553 | 0.85362 | CcoNgsld910 | CcoN | gsld | 910 | 169.4118 | 594.0594 | [30 empty] | 0 | 0 | 0
910 | Water Heating | Unit | Data Center | Turnover | Heat Pump Pool Heater Commercial | 0.31341 | 0.33318 |  | 2823.53 | 1 | 1.0631 | 9009.009 | 15 |  | 3153.89 | 10063.0854 | Per Unit | GSLD | 0.57723 | 0.60437 | 0.83705 | 1.097 | 1.2026 | 1.2026 | 1.289 | 1.2891 | 1.2453 | 1.1192 | 0.77553 | 0.85362 | CdaTgsld910 | CdaT | gsld | 910 | 169.4118 | 540.5405 | [30 empty] | 0 | 0 | 0
910 | Water Heating | Unit | Data Center | New | Heat Pump Pool Heater Commercial | 0.31341 | 0.33318 |  | 2823.53 | 1 | 1.0631 | 9009.009 | 15 |  | 3153.89 | 10063.0854 | Per Unit | GSLD | 0.57723 | 0.60437 | 0.83705 | 1.097 | 1.2026 | 1.2026 | 1.289 | 1.2891 | 1.2453 | 1.1192 | 0.77553 | 0.85362 | CdaNgsld910 | CdaN | gsld | 910 | 169.4118 | 540.5405 | [30 empty] | 0 | 0 | 0
910 | Water Heating | Unit | Grocery | Turnover | Heat Pump Pool Heater Commercial | 0.38118 | 0.22871 |  | 2823.53 | 1 | 0.6 | 7407.4074 | 15 |  | 3153.89 | 8274.0924 | Per Unit | GSLD | 0.57723 | 0.60437 | 0.83705 | 1.097 | 1.2026 | 1.2026 | 1.289 | 1.2891 | 1.2453 | 1.1192 | 0.77553 | 0.85362 | CgrTgsld910 | CgrT | gsld | 910 | 169.4118 | 444.4444 | [30 empty] | 0 | 0 | 0
910 | Water Heating | Unit | Grocery | New | Heat Pump Pool Heater Commercial | 0.38118 | 0.22871 |  | 2823.53 | 1 | 0.6 | 7407.4074 | 15 |  | 3153.89 | 8274.0924 | Per Unit | GSLD | 0.57723 | 0.60437 | 0.83705 | 1.097 | 1.2026 | 1.2026 | 1.289 | 1.2891 | 1.2453 | 1.1192 | 0.77553 | 0.85362 | CgrNgsld910 | CgrN | gsld | 910 | 169.4118 | 444.4444 | [30 empty] | 0 | 0 | 0
910 | Water Heating | Unit | Healthcare | Turnover | Heat Pump Pool Heater Commercial | 0.40659 | 0.42071 |  | 2823.53 | 1 | 1.0347 | 6944.4444 | 15 |  | 3153.89 | 7756.9616 | Per Unit | GSLD | 0.57723 | 0.60437 | 0.83705 | 1.097 | 1.2026 | 1.2026 | 1.289 | 1.2891 | 1.2453 | 1.1192 | 0.77553 | 0.85362 | CheTgsld910 | CheT | gsld | 910 | 169.4118 | 416.6667 | [30 empty] | 0 | 0 | 0
910 | Water Heating | Unit | Healthcare | New | Heat Pump Pool Heater Commercial | 0.40659 | 0.42071 |  | 2823.53 | 1 | 1.0347 | 6944.4444 | 15 |  | 3153.89 | 7756.9616 | Per Unit | GSLD | 0.57723 | 0.60437 | 0.83705 | 1.097 | 1.2026 | 1.2026 | 1.289 | 1.2891 | 1.2453 | 1.1192 | 0.77553 | 0.85362 | CheNgsld910 | CheN | gsld | 910 | 169.4118 | 416.6667 | [30 empty] | 0 | 0 | 0
910 | Water Heating | Unit | Hospitals | Turnover | Heat Pump Pool Heater Commercial | 0.28518 | 0.288 |  | 2823.53 | 1 | 1.0099 | 9900.9901 | 15 |  | 3153.89 | 11059.4305 | Per Unit | GSLD | 0.57723 | 0.60437 | 0.83705 | 1.097 | 1.2026 | 1.2026 | 1.289 | 1.2891 | 1.2453 | 1.1192 | 0.77553 | 0.85362 | ChoTgsld910 | ChoT | gsld | 910 | 169.4118 | 594.0594 | [30 empty] | 0 | 0 | 0
910 | Water Heating | Unit | Hospitals | New | Heat Pump Pool Heater Commercial | 0.28518 | 0.288 |  | 2823.53 | 1 | 1.0099 | 9900.9901 | 15 |  | 3153.89 | 11059.4305 | Per Unit | GSLD | 0.57723 | 0.60437 | 0.83705 | 1.097 | 1.2026 | 1.2026 | 1.289 | 1.2891 | 1.2453 | 1.1192 | 0.77553 | 0.85362 | ChoNgsld910 | ChoN | gsld | 910 | 169.4118 | 594.0594 | [30 empty] | 0 | 0 | 0
910 | Water Heating | Unit | Institutional | Turnover | Heat Pump Pool Heater Commercial | 0.31341 | 0.33882 |  | 2823.53 | 1 | 1.0811 | 9009.009 | 15 |  | 3153.89 | 10063.0854 | Per Unit | GSLD | 0.57723 | 0.60437 | 0.83705 | 1.097 | 1.2026 | 1.2026 | 1.289 | 1.2891 | 1.2453 | 1.1192 | 0.77553 | 0.85362 | CinTgsld910 | CinT | gsld | 910 | 169.4118 | 540.5405 | [30 empty] | 0 | 0 | 0
910 | Water Heating | Unit | Institutional | New | Heat Pump Pool Heater Commercial | 0.31341 | 0.33882 |  | 2823.53 | 1 | 1.0811 | 9009.009 | 15 |  | 3153.89 | 10063.0854 | Per Unit | GSLD | 0.57723 | 0.60437 | 0.83705 | 1.097 | 1.2026 | 1.2026 | 1.289 | 1.2891 | 1.2453 | 1.1192 | 0.77553 | 0.85362 | CinNgsld910 | CinN | gsld | 910 | 169.4118 | 540.5405 | [30 empty] | 0 | 0 | 0
910 | Water Heating | Unit | Lodging/Hospitality | Turnover | Heat Pump Pool Heater Commercial | 0.30212 | 0.35294 |  | 2823.53 | 1 | 1.1682 | 9345.7944 | 15 |  | 3153.89 | 10439.2755 | Per Unit | GSLD | 0.57723 | 0.60437 | 0.83705 | 1.097 | 1.2026 | 1.2026 | 1.289 | 1.2891 | 1.2453 | 1.1192 | 0.77553 | 0.85362 | CloTgsld910 | CloT | gsld | 910 | 169.4118 | 560.7477 | [30 empty] | 5.7888 | 0.61983 | 0.72077
910 | Water Heating | Unit | Lodging/Hospitality | New | Heat Pump Pool Heater Commercial | 0.30212 | 0.35294 |  | 2823.53 | 1 | 1.1682 | 9345.7944 | 15 |  | 3153.89 | 10439.2755 | Per Unit | GSLD | 0.57723 | 0.60437 | 0.83705 | 1.097 | 1.2026 | 1.2026 | 1.289 | 1.2891 | 1.2453 | 1.1192 | 0.77553 | 0.85362 | CloNgsld910 | CloN | gsld | 910 | 169.4118 | 560.7477 | [30 empty] | 0.063848 | 0.0068365 | 0.0079498
910 | Water Heating | Unit | Miscellaneous | Turnover | Heat Pump Pool Heater Commercial | 0.31341 | 0.33318 |  | 2823.53 | 1 | 1.0631 | 9009.009 | 15 |  | 3153.89 | 10063.0854 | Per Unit | GSLD | 0.57723 | 0.60437 | 0.83705 | 1.097 | 1.2026 | 1.2026 | 1.289 | 1.2891 | 1.2453 | 1.1192 | 0.77553 | 0.85362 | CmiTgsld910 | CmiT | gsld | 910 | 169.4118 | 540.5405 | [30 empty] | 0 | 0 | 0
910 | Water Heating | Unit | Miscellaneous | New | Heat Pump Pool Heater Commercial | 0.31341 | 0.33318 |  | 2823.53 | 1 | 1.0631 | 9009.009 | 15 |  | 3153.89 | 10063.0854 | Per Unit | GSLD | 0.57723 | 0.60437 | 0.83705 | 1.097 | 1.2026 | 1.2026 | 1.289 | 1.2891 | 1.2453 | 1.1192 | 0.77553 | 0.85362 | CmiNgsld910 | CmiN | gsld | 910 | 169.4118 | 540.5405 | [30 empty] | 0 | 0 | 0
910 | Water Heating | Unit | Offices | Turnover | Heat Pump Pool Heater Commercial | 0.31341 | 0.33318 |  | 2823.53 | 1 | 1.0631 | 9009.009 | 15 |  | 3153.89 | 10063.0854 | Per Unit | GSLD | 0.57723 | 0.60437 | 0.83705 | 1.097 | 1.2026 | 1.2026 | 1.289 | 1.2891 | 1.2453 | 1.1192 | 0.77553 | 0.85362 | CofTgsld910 | CofT | gsld | 910 | 169.4118 | 540.5405 | [30 empty] | 0 | 0 | 0
910 | Water Heating | Unit | Offices | New | Heat Pump Pool Heater Commercial | 0.31341 | 0.33318 |  | 2823.53 | 1 | 1.0631 | 9009.009 | 15 |  | 3153.89 | 10063.0854 | Per Unit | GSLD | 0.57723 | 0.60437 | 0.83705 | 1.097 | 1.2026 | 1.2026 | 1.289 | 1.2891 | 1.2453 | 1.1192 | 0.77553 | 0.85362 | CofNgsld910 | CofN | gsld | 910 | 169.4118 | 540.5405 | [30 empty] | 0 | 0 | 0
910 | Water Heating | Unit | Restaurants | Turnover | Heat Pump Pool Heater Commercial | 0.37835 | 0.14118 |  | 2823.53 | 1 | 0.37313 | 7462.6866 | 15 |  | 3153.89 | 8335.8394 | Per Unit | GSLD | 0.57723 | 0.60437 | 0.83705 | 1.097 | 1.2026 | 1.2026 | 1.289 | 1.2891 | 1.2453 | 1.1192 | 0.77553 | 0.85362 | CreTgsld910 | CreT | gsld | 910 | 169.4118 | 447.7612 | [30 empty] | 0 | 0 | 0
910 | Water Heating | Unit | Restaurants | New | Heat Pump Pool Heater Commercial | 0.37835 | 0.14118 |  | 2823.53 | 1 | 0.37313 | 7462.6866 | 15 |  | 3153.89 | 8335.8394 | Per Unit | GSLD | 0.57723 | 0.60437 | 0.83705 | 1.097 | 1.2026 | 1.2026 | 1.289 | 1.2891 | 1.2453 | 1.1192 | 0.77553 | 0.85362 | CreNgsld910 | CreN | gsld | 910 | 169.4118 | 447.7612 | [30 empty] | 0 | 0 | 0
910 | Water Heating | Unit | Retail | Turnover | Heat Pump Pool Heater Commercial | 0.40376 | 0.22306 |  | 2823.53 | 1 | 0.55245 | 6993.007 | 15 |  | 3153.89 | 7811.2061 | Per Unit | GSLD | 0.57723 | 0.60437 | 0.83705 | 1.097 | 1.2026 | 1.2026 | 1.289 | 1.2891 | 1.2453 | 1.1192 | 0.77553 | 0.85362 | CrtTgsld910 | CrtT | gsld | 910 | 169.4118 | 419.5804 | [30 empty] | 0 | 0 | 0
910 | Water Heating | Unit | Retail | New | Heat Pump Pool Heater Commercial | 0.40376 | 0.22306 |  | 2823.53 | 1 | 0.55245 | 6993.007 | 15 |  | 3153.89 | 7811.2061 | Per Unit | GSLD | 0.57723 | 0.60437 | 0.83705 | 1.097 | 1.2026 | 1.2026 | 1.289 | 1.2891 | 1.2453 | 1.1192 | 0.77553 | 0.85362 | CrtNgsld910 | CrtN | gsld | 910 | 169.4118 | 419.5804 | [30 empty] | 0 | 0 | 0
910 | Water Heating | Unit | Schools K-12 | Turnover | Heat Pump Pool Heater Commercial | 0.29082 | 0.30212 |  | 2823.53 | 1 | 1.0388 | 9708.7379 | 15 |  | 3153.89 | 10844.6842 | Per Unit | GSLD | 0.57723 | 0.60437 | 0.83705 | 1.097 | 1.2026 | 1.2026 | 1.289 | 1.2891 | 1.2453 | 1.1192 | 0.77553 | 0.85362 | CscTgsld910 | CscT | gsld | 910 | 169.4118 | 582.5243 | [30 empty] | 0 | 0 | 0
910 | Water Heating | Unit | Schools K-12 | New | Heat Pump Pool Heater Commercial | 0.29082 | 0.30212 |  | 2823.53 | 1 | 1.0388 | 9708.7379 | 15 |  | 3153.89 | 10844.6842 | Per Unit | GSLD | 0.57723 | 0.60437 | 0.83705 | 1.097 | 1.2026 | 1.2026 | 1.289 | 1.2891 | 1.2453 | 1.1192 | 0.77553 | 0.85362 | CscNgsld910 | CscN | gsld | 910 | 169.4118 | 582.5243 | [30 empty] | 0 | 0 | 0
910 | Water Heating | Unit | Warehouse | Turnover | Heat Pump Pool Heater Commercial | 0.432 | 0.31341 |  | 2823.53 | 1 | 0.72549 | 6535.9477 | 15 |  | 3153.89 | 7300.6698 | Per Unit | GSLD | 0.57723 | 0.60437 | 0.83705 | 1.097 | 1.2026 | 1.2026 | 1.289 | 1.2891 | 1.2453 | 1.1192 | 0.77553 | 0.85362 | CwaTgsld910 | CwaT | gsld | 910 | 169.4118 | 392.1569 | [30 empty] | 0 | 0 | 0
910 | Water Heating | Unit | Warehouse | New | Heat Pump Pool Heater Commercial | 0.432 | 0.31341 |  | 2823.53 | 1 | 0.72549 | 6535.9477 | 15 |  | 3153.89 | 7300.6698 | Per Unit | GSLD | 0.57723 | 0.60437 | 0.83705 | 1.097 | 1.2026 | 1.2026 | 1.289 | 1.2891 | 1.2453 | 1.1192 | 0.77553 | 0.85362 | CwaNgsld910 | CwaN | gsld | 910 | 169.4118 | 392.1569 | [30 empty] | 0 | 0 | 0
911 | Water Heating | Unit | Assembly | Turnover | Heat Pump Water Heater | 0.57087 | 0.86944 |  | 4591.36 | 1 | 1.523 | 8042.7229 | 15 |  | 1389.5 | 2433.9985 | Per Water Heater | GSLD | 0.57723 | 0.60437 | 0.83705 | 1.097 | 1.2026 | 1.2026 | 1.289 | 1.2891 | 1.2453 | 1.1192 | 0.77553 | 0.85362 | CasTgsld911 | CasT | gsld | 911 | 275.4816 | 482.5634 | [30 empty] | 5.1087 | 0.6352 | 0.96741
911 | Water Heating | Unit | Assembly | New | Heat Pump Water Heater | 0.57087 | 0.86944 |  | 4591.36 | 1 | 1.523 | 8042.7229 | 15 |  | 1389.5 | 2433.9985 | Per Water Heater | GSLD | 0.57723 | 0.60437 | 0.83705 | 1.097 | 1.2026 | 1.2026 | 1.289 | 1.2891 | 1.2453 | 1.1192 | 0.77553 | 0.85362 | CasNgsld911 | CasN | gsld | 911 | 275.4816 | 482.5634 | [30 empty] | 0.056347 | 0.007006 | 0.01067
911 | Water Heating | Unit | College and University | Turnover | Heat Pump Water Heater | 1.1052 | 1.3422 |  | 12052.32 | 1 | 1.2145 | 10905.4227 | 15 |  | 13895 | 12572.7535 | Per Water Heater | GSLD | 0.57723 | 0.60437 | 0.83705 | 1.097 | 1.2026 | 1.2026 | 1.289 | 1.2891 | 1.2453 | 1.1192 | 0.77553 | 0.85362 | CcoTgsld911 | CcoT | gsld | 911 | 723.1392 | 654.3254 | [30 empty] | 4.2723 | 0.39176 | 0.47579
911 | Water Heating | Unit | College and University | New | Heat Pump Water Heater | 1.1052 | 1.3422 |  | 12052.32 | 1 | 1.2145 | 10905.4227 | 15 |  | 13895 | 12572.7535 | Per Water Heater | GSLD | 0.57723 | 0.60437 | 0.83705 | 1.097 | 1.2026 | 1.2026 | 1.289 | 1.2891 | 1.2453 | 1.1192 | 0.77553 | 0.85362 | CcoNgsld911 | CcoN | gsld | 911 | 723.1392 | 654.3254 | [30 empty] | 0.047122 | 0.004321 | 0.0052478
911 | Water Heating | Unit | Data Center | Turnover | Heat Pump Water Heater | 7.473 | 9.0759 |  | 81496.62 | 1 | 1.2145 | 10905.4227 | 15 |  | 27790 | 3718.7027 | Per Water Heater | GSLD | 0.57723 | 0.60437 | 0.83705 | 1.097 | 1.2026 | 1.2026 | 1.289 | 1.2891 | 1.2453 | 1.1192 | 0.77553 | 0.85362 | CdaTgsld911 | CdaT | gsld | 911 | 4889.7972 | 654.3254 | [30 empty] | 0.18522 | 0.016984 | 0.020627
911 | Water Heating | Unit | Data Center | New | Heat Pump Water Heater | 7.473 | 9.0759 |  | 81496.62 | 1 | 1.2145 | 10905.4227 | 15 |  | 27790 | 3718.7027 | Per Water Heater | GSLD | 0.57723 | 0.60437 | 0.83705 | 1.097 | 1.2026 | 1.2026 | 1.289 | 1.2891 | 1.2453 | 1.1192 | 0.77553 | 0.85362 | CdaNgsld911 | CdaN | gsld | 911 | 4889.7972 | 654.3254 | [30 empty] | 0.0020429 | 0.00018733 | 0.0002275
911 | Water Heating | Unit | Grocery | Turnover | Heat Pump Water Heater | 0.28544 | 0.43472 |  | 2295.68 | 1 | 1.523 | 8042.723 | 15 |  | 1389.5 | 4867.9971 | Per Water Heater | GSLD | 0.57723 | 0.60437 | 0.83705 | 1.097 | 1.2026 | 1.2026 | 1.289 | 1.2891 | 1.2453 | 1.1192 | 0.77553 | 0.85362 | CgrTgsld911 | CgrT | gsld | 911 | 137.7408 | 482.5634 | [30 empty] | 1.2035 | 0.14964 | 0.2279
911 | Water Heating | Unit | Grocery | New | Heat Pump Water Heater | 0.28544 | 0.43472 |  | 2295.68 | 1 | 1.523 | 8042.723 | 15 |  | 1389.5 | 4867.9971 | Per Water Heater | GSLD | 0.57723 | 0.60437 | 0.83705 | 1.097 | 1.2026 | 1.2026 | 1.289 | 1.2891 | 1.2453 | 1.1192 | 0.77553 | 0.85362 | CgrNgsld911 | CgrN | gsld | 911 | 137.7408 | 482.5634 | [30 empty] | 0.013274 | 0.0016505 | 0.0025137
911 | Water Heating | Unit | Healthcare | Turnover | Heat Pump Water Heater | 0.99991 | 1.2144 |  | 10904.48 | 1 | 1.2145 | 10905.4227 | 15 |  | 1389.5 | 1389.6201 | Per Water Heater | GSLD | 0.57723 | 0.60437 | 0.83705 | 1.097 | 1.2026 | 1.2026 | 1.289 | 1.2891 | 1.2453 | 1.1192 | 0.77553 | 0.85362 | CheTgsld911 | CheT | gsld | 911 | 654.2688 | 654.3254 | [30 empty] | 3.1396 | 0.28789 | 0.34964
911 | Water Heating | Unit | Healthcare | New | Heat Pump Water Heater | 0.99991 | 1.2144 |  | 10904.48 | 1 | 1.2145 | 10905.4227 | 15 |  | 1389.5 | 1389.6201 | Per Water Heater | GSLD | 0.57723 | 0.60437 | 0.83705 | 1.097 | 1.2026 | 1.2026 | 1.289 | 1.2891 | 1.2453 | 1.1192 | 0.77553 | 0.85362 | CheNgsld911 | CheN | gsld | 911 | 654.2688 | 654.3254 | [30 empty] | 0.034628 | 0.0031753 | 0.0038564
911 | Water Heating | Unit | Hospitals | Turnover | Heat Pump Water Heater | 17.5774 | 21.3475 |  | 191689.24 | 1 | 1.2145 | 10905.4227 | 15 |  | 20842.5 | 1185.7539 | Per Water Heater | GSLD | 0.57723 | 0.60437 | 0.83705 | 1.097 | 1.2026 | 1.2026 | 1.289 | 1.2891 | 1.2453 | 1.1192 | 0.77553 | 0.85362 | ChoTgsld911 | ChoT | gsld | 911 | 11501.3544 | 654.3254 | [30 empty] | 2.3396 | 0.21454 | 0.26055
911 | Water Heating | Unit | Hospitals | New | Heat Pump Water Heater | 17.5774 | 21.3475 |  | 191689.24 | 1 | 1.2145 | 10905.4227 | 15 |  | 20842.5 | 1185.7539 | Per Water Heater | GSLD | 0.57723 | 0.60437 | 0.83705 | 1.097 | 1.2026 | 1.2026 | 1.289 | 1.2891 | 1.2453 | 1.1192 | 0.77553 | 0.85362 | ChoNgsld911 | ChoN | gsld | 911 | 11501.3544 | 654.3254 | [30 empty] | 0.025805 | 0.0023663 | 0.0028738
911 | Water Heating | Unit | Institutional | Turnover | Heat Pump Water Heater | 0.26314 | 0.31957 |  | 2869.6 | 1 | 1.2145 | 10905.4227 | 15 |  | 34737.5 | 132013.912 | Per Water Heater | GSLD | 0.57723 | 0.60437 | 0.83705 | 1.097 | 1.2026 | 1.2026 | 1.289 | 1.2891 | 1.2453 | 1.1192 | 0.77553 | 0.85362 | CinTgsld911 | CinT | gsld | 911 | 172.176 | 654.3254 | [30 empty] | 2.4 | 0.22007 | 0.26727
911 | Water Heating | Unit | Institutional | New | Heat Pump Water Heater | 0.26314 | 0.31957 |  | 2869.6 | 1 | 1.2145 | 10905.4227 | 15 |  | 34737.5 | 132013.912 | Per Water Heater | GSLD | 0.57723 | 0.60437 | 0.83705 | 1.097 | 1.2026 | 1.2026 | 1.289 | 1.2891 | 1.2453 | 1.1192 | 0.77553 | 0.85362 | CinNgsld911 | CinN | gsld | 911 | 172.176 | 654.3254 | [30 empty] | 0.026471 | 0.0024273 | 0.0029479
911 | Water Heating | Unit | Lodging/Hospitality | Turnover | Heat Pump Water Heater | 0.29358 | 1.1771 |  | 7460.96 | 1 | 4.0096 | 25413.8002 | 15 |  | 4168.5 | 14198.9001 | Per Water Heater | GSLD | 0.57723 | 0.60437 | 0.83705 | 1.097 | 1.2026 | 1.2026 | 1.289 | 1.2891 | 1.2453 | 1.1192 | 0.77553 | 0.85362 | CloTgsld911 | CloT | gsld | 911 | 447.6576 | 1524.828 | [30 empty] | 47.6741 | 1.8759 | 7.5217
911 | Water Heating | Unit | Lodging/Hospitality | New | Heat Pump Water Heater | 0.29358 | 1.1771 |  | 7460.96 | 1 | 4.0096 | 25413.8002 | 15 |  | 4168.5 | 14198.9001 | Per Water Heater | GSLD | 0.57723 | 0.60437 | 0.83705 | 1.097 | 1.2026 | 1.2026 | 1.289 | 1.2891 | 1.2453 | 1.1192 | 0.77553 | 0.85362 | CloNgsld911 | CloN | gsld | 911 | 447.6576 | 1524.828 | [30 empty] | 0.52583 | 0.020691 | 0.082961
911 | Water Heating | Unit | Miscellaneous | Turnover | Heat Pump Water Heater | 1.4272 | 2.1736 |  | 11478.39 | 1 | 1.523 | 8042.7229 | 15 |  | 27790 | 19472.0053 | Per Water Heater | GSLD | 0.57723 | 0.60437 | 0.83705 | 1.097 | 1.2026 | 1.2026 | 1.289 | 1.2891 | 1.2453 | 1.1192 | 0.77553 | 0.85362 | CmiTgsld911 | CmiT | gsld | 911 | 688.7034 | 482.5634 | [30 empty] | 6.6469 | 0.82645 | 1.2587
911 | Water Heating | Unit | Miscellaneous | New | Heat Pump Water Heater | 1.4272 | 2.1736 |  | 11478.39 | 1 | 1.523 | 8042.7229 | 15 |  | 27790 | 19472.0053 | Per Water Heater | GSLD | 0.57723 | 0.60437 | 0.83705 | 1.097 | 1.2026 | 1.2026 | 1.289 | 1.2891 | 1.2453 | 1.1192 | 0.77553 | 0.85362 | CmiNgsld911 | CmiN | gsld | 911 | 688.7034 | 482.5634 | [30 empty] | 0.073313 | 0.0091154 | 0.013883
911 | Water Heating | Unit | Offices | Turnover | Heat Pump Water Heater | 2.4976 | 3.8038 |  | 20087.2 | 1 | 1.523 | 8042.7229 | 15 |  | 4168.5 | 1669.0276 | Per Water Heater | GSLD | 0.57723 | 0.60437 | 0.83705 | 1.097 | 1.2026 | 1.2026 | 1.289 | 1.2891 | 1.2453 | 1.1192 | 0.77553 | 0.85362 | CofTgsld911 | CofT | gsld | 911 | 1205.232 | 482.5634 | [30 empty] | 24.0472 | 2.9899 | 4.5537
911 | Water Heating | Unit | Offices | New | Heat Pump Water Heater | 2.4976 | 3.8038 |  | 20087.2 | 1 | 1.523 | 8042.7229 | 15 |  | 4168.5 | 1669.0276 | Per Water Heater | GSLD | 0.57723 | 0.60437 | 0.83705 | 1.097 | 1.2026 | 1.2026 | 1.289 | 1.2891 | 1.2453 | 1.1192 | 0.77553 | 0.85362 | CofNgsld911 | CofN | gsld | 911 | 1205.232 | 482.5634 | [30 empty] | 0.26523 | 0.032978 | 0.050225
911 | Water Heating | Unit | Restaurants | Turnover | Heat Pump Water Heater | 0.85631 | 1.3042 |  | 6887.04 | 1 | 1.523 | 8042.7229 | 15 |  | 2779 | 3245.3314 | Per Water Heater | GSLD | 0.57723 | 0.60437 | 0.83705 | 1.097 | 1.2026 | 1.2026 | 1.289 | 1.2891 | 1.2453 | 1.1192 | 0.77553 | 0.85362 | CreTgsld911 | CreT | gsld | 911 | 413.2224 | 482.5634 | [30 empty] | 63.7841 | 7.9306 | 12.0784
911 | Water Heating | Unit | Restaurants | New | Heat Pump Water Heater | 0.85631 | 1.3042 |  | 6887.04 | 1 | 1.523 | 8042.7229 | 15 |  | 2779 | 3245.3314 | Per Water Heater | GSLD | 0.57723 | 0.60437 | 0.83705 | 1.097 | 1.2026 | 1.2026 | 1.289 | 1.2891 | 1.2453 | 1.1192 | 0.77553 | 0.85362 | CreNgsld911 | CreN | gsld | 911 | 413.2224 | 482.5634 | [30 empty] | 0.70352 | 0.087472 | 0.13322
911 | Water Heating | Unit | Retail | Turnover | Heat Pump Water Heater | 1.2845 | 1.9562 |  | 10330.56 | 1 | 1.523 | 8042.7229 | 15 |  | 4168.5 | 3245.3314 | Per Water Heater | GSLD | 0.57723 | 0.60437 | 0.83705 | 1.097 | 1.2026 | 1.2026 | 1.289 | 1.2891 | 1.2453 | 1.1192 | 0.77553 | 0.85362 | CrtTgsld911 | CrtT | gsld | 911 | 619.8336 | 482.5634 | [30 empty] | 9.0833 | 1.1294 | 1.72
911 | Water Heating | Unit | Retail | New | Heat Pump Water Heater | 1.2845 | 1.9562 |  | 10330.56 | 1 | 1.523 | 8042.7229 | 15 |  | 4168.5 | 3245.3314 | Per Water Heater | GSLD | 0.57723 | 0.60437 | 0.83705 | 1.097 | 1.2026 | 1.2026 | 1.289 | 1.2891 | 1.2453 | 1.1192 | 0.77553 | 0.85362 | CrtNgsld911 | CrtN | gsld | 911 | 619.8336 | 482.5634 | [30 empty] | 0.10019 | 0.012457 | 0.018971
911 | Water Heating | Unit | Schools K-12 | Turnover | Heat Pump Water Heater | 2.2121 | 3.3691 |  | 17791.52 | 1 | 1.523 | 8042.7229 | 15 |  | 1389.5 | 628.1287 | Per Water Heater | GSLD | 0.57723 | 0.60437 | 0.83705 | 1.097 | 1.2026 | 1.2026 | 1.289 | 1.2891 | 1.2453 | 1.1192 | 0.77553 | 0.85362 | CscTgsld911 | CscT | gsld | 911 | 1067.4912 | 482.5634 | [30 empty] | 12.494 | 1.5535 | 2.3659
911 | Water Heating | Unit | Schools K-12 | New | Heat Pump Water Heater | 2.2121 | 3.3691 |  | 17791.52 | 1 | 1.523 | 8042.7229 | 15 |  | 1389.5 | 628.1287 | Per Water Heater | GSLD | 0.57723 | 0.60437 | 0.83705 | 1.097 | 1.2026 | 1.2026 | 1.289 | 1.2891 | 1.2453 | 1.1192 | 0.77553 | 0.85362 | CscNgsld911 | CscN | gsld | 911 | 1067.4912 | 482.5634 | [30 empty] | 0.1378 | 0.017134 | 0.026095
911 | Water Heating | Unit | Warehouse | Turnover | Heat Pump Water Heater | 0.49951 | 0.76076 |  | 4017.44 | 1 | 1.523 | 8042.7229 | 15 |  | 1389.5 | 2781.7126 | Per Water Heater | GSLD | 0.57723 | 0.60437 | 0.83705 | 1.097 | 1.2026 | 1.2026 | 1.289 | 1.2891 | 1.2453 | 1.1192 | 0.77553 | 0.85362 | CwaTgsld911 | CwaT | gsld | 911 | 241.0464 | 482.5634 | [30 empty] | 1.9621 | 0.24396 | 0.37155
911 | Water Heating | Unit | Warehouse | New | Heat Pump Water Heater | 0.49951 | 0.76076 |  | 4017.44 | 1 | 1.523 | 8042.7229 | 15 |  | 1389.5 | 2781.7126 | Per Water Heater | GSLD | 0.57723 | 0.60437 | 0.83705 | 1.097 | 1.2026 | 1.2026 | 1.289 | 1.2891 | 1.2453 | 1.1192 | 0.77553 | 0.85362 | CwaNgsld911 | CwaN | gsld | 911 | 241.0464 | 482.5634 | [30 empty] | 0.021641 | 0.0026908 | 0.0040981
912 | Water Heating | Unit | Assembly | Turnover | Instantaneous Hot Water System Commercial | 0.053989 | 0.082226 |  | 434.22 | 1 | 1.523 | 8042.7229 | 5 |  | 3118.5 | 57761.5758 | Per Water Heater | GSLD | 1.0063 | 0.98564 | 1.0265 | 1.0441 | 1.0994 | 1.0901 | 1.0679 | 1.0965 | 1.0642 | 1.0547 | 1.0277 | 1.0297 | CasTgsld912 | CasT | gsld | 912 | 26.0532 | 482.5634 | [30 empty] | 0.61547 | 0.076525 | 0.11655
912 | Water Heating | Unit | Assembly | New | Instantaneous Hot Water System Commercial | 0.053989 | 0.082226 |  | 434.22 | 1 | 1.523 | 8042.7229 | 5 |  | 3118.5 | 57761.5758 | Per Water Heater | GSLD | 1.0063 | 0.98564 | 1.0265 | 1.0441 | 1.0994 | 1.0901 | 1.0679 | 1.0965 | 1.0642 | 1.0547 | 1.0277 | 1.0297 | CasNgsld912 | CasN | gsld | 912 | 26.0532 | 482.5634 | [30 empty] | 0.0051576 | 0.00064127 | 0.00097666
912 | Water Heating | Unit | College and University | Turnover | Instantaneous Hot Water System Commercial | 0.10452 | 0.12693 |  | 1139.81 | 1 | 1.2145 | 10905.4228 | 5 |  | 31185 | 298370.4382 | Per Water Heater | GSLD | 1.0063 | 0.98564 | 1.0265 | 1.0441 | 1.0994 | 1.0901 | 1.0679 | 1.0965 | 1.0642 | 1.0547 | 1.0277 | 1.0297 | CcoTgsld912 | CcoT | gsld | 912 | 68.3886 | 654.3254 | [30 empty] | 0.5147 | 0.047197 | 0.057319
912 | Water Heating | Unit | College and University | New | Instantaneous Hot Water System Commercial | 0.10452 | 0.12693 |  | 1139.81 | 1 | 1.2145 | 10905.4228 | 5 |  | 31185 | 298370.4382 | Per Water Heater | GSLD | 1.0063 | 0.98564 | 1.0265 | 1.0441 | 1.0994 | 1.0901 | 1.0679 | 1.0965 | 1.0642 | 1.0547 | 1.0277 | 1.0297 | CcoNgsld912 | CcoN | gsld | 912 | 68.3886 | 654.3254 | [30 empty] | 0.0027603 | 0.00025312 | 0.00030741
912 | Water Heating | Unit | Data Center | Turnover | Instantaneous Hot Water System Commercial | 0.70674 | 0.85832 |  | 7707.26 | 1 | 1.2145 | 10905.4227 | 5 |  | 62370 | 88250.7162 | Per Water Heater | GSLD | 1.0063 | 0.98564 | 1.0265 | 1.0441 | 1.0994 | 1.0901 | 1.0679 | 1.0965 | 1.0642 | 1.0547 | 1.0277 | 1.0297 | CdaTgsld912 | CdaT | gsld | 912 | 462.4356 | 654.3254 | [30 empty] | 0.022313 | 0.0020461 | 0.0024849
912 | Water Heating | Unit | Data Center | New | Instantaneous Hot Water System Commercial | 0.70674 | 0.85832 |  | 7707.26 | 1 | 1.2145 | 10905.4227 | 5 |  | 62370 | 88250.7162 | Per Water Heater | GSLD | 1.0063 | 0.98564 | 1.0265 | 1.0441 | 1.0994 | 1.0901 | 1.0679 | 1.0965 | 1.0642 | 1.0547 | 1.0277 | 1.0297 | CdaNgsld912 | CdaN | gsld | 912 | 462.4356 | 654.3254 | [30 empty] | 0.00019077 | 1.7493e-05 | 2.1245e-05
912 | Water Heating | Unit | Grocery | Turnover | Instantaneous Hot Water System Commercial | 0.026993 | 0.041111 |  | 217.1 | 1 | 1.523 | 8042.7228 | 5 |  | 3118.5 | 115528.4713 | Per Water Heater | GSLD | 1.0063 | 0.98564 | 1.0265 | 1.0441 | 1.0994 | 1.0901 | 1.0679 | 1.0965 | 1.0642 | 1.0547 | 1.0277 | 1.0297 | CgrTgsld912 | CgrT | gsld | 912 | 13.026 | 482.5634 | [30 empty] | 0.14499 | 0.018027 | 0.027455
912 | Water Heating | Unit | Grocery | New | Instantaneous Hot Water System Commercial | 0.026993 | 0.041111 |  | 217.1 | 1 | 1.523 | 8042.7228 | 5 |  | 3118.5 | 115528.4713 | Per Water Heater | GSLD | 1.0063 | 0.98564 | 1.0265 | 1.0441 | 1.0994 | 1.0901 | 1.0679 | 1.0965 | 1.0642 | 1.0547 | 1.0277 | 1.0297 | CgrNgsld912 | CgrN | gsld | 912 | 13.026 | 482.5634 | [30 empty] | 0.0010887 | 0.00013537 | 0.00020617
912 | Water Heating | Unit | Healthcare | Turnover | Instantaneous Hot Water System Commercial | 0.094563 | 0.11485 |  | 1031.25 | 1 | 1.2145 | 10905.4227 | 5 |  | 3118.5 | 32977.9983 | Per Water Heater | GSLD | 1.0063 | 0.98564 | 1.0265 | 1.0441 | 1.0994 | 1.0901 | 1.0679 | 1.0965 | 1.0642 | 1.0547 | 1.0277 | 1.0297 | CheTgsld912 | CheT | gsld | 912 | 61.875 | 654.3254 | [30 empty] | 0.37823 | 0.034683 | 0.042121
912 | Water Heating | Unit | Healthcare | New | Instantaneous Hot Water System Commercial | 0.094563 | 0.11485 |  | 1031.25 | 1 | 1.2145 | 10905.4227 | 5 |  | 3118.5 | 32977.9983 | Per Water Heater | GSLD | 1.0063 | 0.98564 | 1.0265 | 1.0441 | 1.0994 | 1.0901 | 1.0679 | 1.0965 | 1.0642 | 1.0547 | 1.0277 | 1.0297 | CheNgsld912 | CheN | gsld | 912 | 61.875 | 654.3254 | [30 empty] | 0.0022185 | 0.00020343 | 0.00024706
912 | Water Heating | Unit | Hospitals | Turnover | Instantaneous Hot Water System Commercial | 1.6623 | 2.0189 |  | 18128.37 | 1 | 1.2145 | 10905.4227 | 5 |  | 46777.5 | 28139.7837 | Per Water Heater | GSLD | 1.0063 | 0.98564 | 1.0265 | 1.0441 | 1.0994 | 1.0901 | 1.0679 | 1.0965 | 1.0642 | 1.0547 | 1.0277 | 1.0297 | ChoTgsld912 | ChoT | gsld | 912 | 1087.7022 | 654.3254 | [30 empty] | 0.28186 | 0.025846 | 0.031389
912 | Water Heating | Unit | Hospitals | New | Instantaneous Hot Water System Commercial | 1.6623 | 2.0189 |  | 18128.37 | 1 | 1.2145 | 10905.4227 | 5 |  | 46777.5 | 28139.7837 | Per Water Heater | GSLD | 1.0063 | 0.98564 | 1.0265 | 1.0441 | 1.0994 | 1.0901 | 1.0679 | 1.0965 | 1.0642 | 1.0547 | 1.0277 | 1.0297 | ChoNgsld912 | ChoN | gsld | 912 | 1087.7022 | 654.3254 | [30 empty] | 0.0015291 | 0.00014022 | 0.00017029
912 | Water Heating | Unit | Institutional | Turnover | Instantaneous Hot Water System Commercial | 0.024886 | 0.030223 |  | 271.39 | 1 | 1.2145 | 10905.4225 | 5 |  | 77962.5 | 3132812.5675 | Per Water Heater | GSLD | 1.0063 | 0.98564 | 1.0265 | 1.0441 | 1.0994 | 1.0901 | 1.0679 | 1.0965 | 1.0642 | 1.0547 | 1.0277 | 1.0297 | CinTgsld912 | CinT | gsld | 912 | 16.2834 | 654.3254 | [30 empty] | 0.28914 | 0.026513 | 0.0322
912 | Water Heating | Unit | Institutional | New | Instantaneous Hot Water System Commercial | 0.024886 | 0.030223 |  | 271.39 | 1 | 1.2145 | 10905.4225 | 5 |  | 77962.5 | 3132812.5675 | Per Water Heater | GSLD | 1.0063 | 0.98564 | 1.0265 | 1.0441 | 1.0994 | 1.0901 | 1.0679 | 1.0965 | 1.0642 | 1.0547 | 1.0277 | 1.0297 | CinNgsld912 | CinN | gsld | 912 | 16.2834 | 654.3254 | [30 empty] | 0.0024721 | 0.00022668 | 0.0002753
912 | Water Heating | Unit | Lodging/Hospitality | Turnover | Instantaneous Hot Water System Commercial | 0.027764 | 0.11132 |  | 705.59 | 1 | 4.0096 | 25413.8004 | 5 |  | 9355.5 | 336964.54 | Per Water Heater | GSLD | 1.0063 | 0.98564 | 1.0265 | 1.0441 | 1.0994 | 1.0901 | 1.0679 | 1.0965 | 1.0642 | 1.0547 | 1.0277 | 1.0297 | CloTgsld912 | CloT | gsld | 912 | 42.3354 | 1524.828 | [30 empty] | 5.7434 | 0.22599 | 0.90615
912 | Water Heating | Unit | Lodging/Hospitality | New | Instantaneous Hot Water System Commercial | 0.027764 | 0.11132 |  | 705.59 | 1 | 4.0096 | 25413.8004 | 5 |  | 9355.5 | 336964.54 | Per Water Heater | GSLD | 1.0063 | 0.98564 | 1.0265 | 1.0441 | 1.0994 | 1.0901 | 1.0679 | 1.0965 | 1.0642 | 1.0547 | 1.0277 | 1.0297 | CloNgsld912 | CloN | gsld | 912 | 42.3354 | 1524.828 | [30 empty] | 0.03019 | 0.0011879 | 0.0047632
912 | Water Heating | Unit | Miscellaneous | Turnover | Instantaneous Hot Water System Commercial | 0.13497 | 0.20556 |  | 1085.53 | 1 | 1.523 | 8042.7229 | 5 |  | 62370 | 462101.1214 | Per Water Heater | GSLD | 1.0063 | 0.98564 | 1.0265 | 1.0441 | 1.0994 | 1.0901 | 1.0679 | 1.0965 | 1.0642 | 1.0547 | 1.0277 | 1.0297 | CmiTgsld912 | CmiT | gsld | 912 | 65.1318 | 482.5634 | [30 empty] | 0.80077 | 0.099564 | 0.15164
912 | Water Heating | Unit | Miscellaneous | New | Instantaneous Hot Water System Commercial | 0.13497 | 0.20556 |  | 1085.53 | 1 | 1.523 | 8042.7229 | 5 |  | 62370 | 462101.1214 | Per Water Heater | GSLD | 1.0063 | 0.98564 | 1.0265 | 1.0441 | 1.0994 | 1.0901 | 1.0679 | 1.0965 | 1.0642 | 1.0547 | 1.0277 | 1.0297 | CmiNgsld912 | CmiN | gsld | 912 | 65.1318 | 482.5634 | [30 empty] | 0.0067103 | 0.00083433 | 0.0012707
912 | Water Heating | Unit | Offices | Turnover | Instantaneous Hot Water System Commercial | 0.2362 | 0.35973 |  | 1899.68 | 1 | 1.523 | 8042.723 | 5 |  | 9355.5 | 39608.6155 | Per Water Heater | GSLD | 1.0063 | 0.98564 | 1.0265 | 1.0441 | 1.0994 | 1.0901 | 1.0679 | 1.0965 | 1.0642 | 1.0547 | 1.0277 | 1.0297 | CofTgsld912 | CofT | gsld | 912 | 113.9808 | 482.5634 | [30 empty] | 2.897 | 0.3602 | 0.54859
912 | Water Heating | Unit | Offices | New | Instantaneous Hot Water System Commercial | 0.2362 | 0.35973 |  | 1899.68 | 1 | 1.523 | 8042.723 | 5 |  | 9355.5 | 39608.6155 | Per Water Heater | GSLD | 1.0063 | 0.98564 | 1.0265 | 1.0441 | 1.0994 | 1.0901 | 1.0679 | 1.0965 | 1.0642 | 1.0547 | 1.0277 | 1.0297 | CofNgsld912 | CofN | gsld | 912 | 113.9808 | 482.5634 | [30 empty] | 0.024769 | 0.0030796 | 0.0046903
912 | Water Heating | Unit | Restaurants | Turnover | Instantaneous Hot Water System Commercial | 0.080983 | 0.12334 |  | 651.32 | 1 | 1.523 | 8042.7229 | 5 |  | 6237 | 77016.6166 | Per Water Heater | GSLD | 1.0063 | 0.98564 | 1.0265 | 1.0441 | 1.0994 | 1.0901 | 1.0679 | 1.0965 | 1.0642 | 1.0547 | 1.0277 | 1.0297 | CreTgsld912 | CreT | gsld | 912 | 39.0792 | 482.5634 | [30 empty] | 7.6842 | 0.95542 | 1.4551
912 | Water Heating | Unit | Restaurants | New | Instantaneous Hot Water System Commercial | 0.080983 | 0.12334 |  | 651.32 | 1 | 1.523 | 8042.7229 | 5 |  | 6237 | 77016.6166 | Per Water Heater | GSLD | 1.0063 | 0.98564 | 1.0265 | 1.0441 | 1.0994 | 1.0901 | 1.0679 | 1.0965 | 1.0642 | 1.0547 | 1.0277 | 1.0297 | CreNgsld912 | CreN | gsld | 912 | 39.0792 | 482.5634 | [30 empty] | 0.058372 | 0.0072577 | 0.011054
912 | Water Heating | Unit | Retail | Turnover | Instantaneous Hot Water System Commercial | 0.12147 | 0.185 |  | 976.98 | 1 | 1.523 | 8042.723 | 5 |  | 9355.5 | 77016.6172 | Per Water Heater | GSLD | 1.0063 | 0.98564 | 1.0265 | 1.0441 | 1.0994 | 1.0901 | 1.0679 | 1.0965 | 1.0642 | 1.0547 | 1.0277 | 1.0297 | CrtTgsld912 | CrtT | gsld | 912 | 58.6188 | 482.5634 | [30 empty] | 1.0943 | 0.13606 | 0.20722
912 | Water Heating | Unit | Retail | New | Instantaneous Hot Water System Commercial | 0.12147 | 0.185 |  | 976.98 | 1 | 1.523 | 8042.723 | 5 |  | 9355.5 | 77016.6172 | Per Water Heater | GSLD | 1.0063 | 0.98564 | 1.0265 | 1.0441 | 1.0994 | 1.0901 | 1.0679 | 1.0965 | 1.0642 | 1.0547 | 1.0277 | 1.0297 | CrtNgsld912 | CrtN | gsld | 912 | 58.6188 | 482.5634 | [30 empty] | 0.0091699 | 0.0011402 | 0.0017365
912 | Water Heating | Unit | Schools K-12 | Turnover | Instantaneous Hot Water System Commercial | 0.20921 | 0.31862 |  | 1682.58 | 1 | 1.523 | 8042.7229 | 5 |  | 3118.5 | 14906.4125 | Per Water Heater | GSLD | 1.0063 | 0.98564 | 1.0265 | 1.0441 | 1.0994 | 1.0901 | 1.0679 | 1.0965 | 1.0642 | 1.0547 | 1.0277 | 1.0297 | CscTgsld912 | CscT | gsld | 912 | 100.9548 | 482.5634 | [30 empty] | 1.5052 | 0.18715 | 0.28503
912 | Water Heating | Unit | Schools K-12 | New | Instantaneous Hot Water System Commercial | 0.20921 | 0.31862 |  | 1682.58 | 1 | 1.523 | 8042.7229 | 5 |  | 3118.5 | 14906.4125 | Per Water Heater | GSLD | 1.0063 | 0.98564 | 1.0265 | 1.0441 | 1.0994 | 1.0901 | 1.0679 | 1.0965 | 1.0642 | 1.0547 | 1.0277 | 1.0297 | CscNgsld912 | CscN | gsld | 912 | 100.9548 | 482.5634 | [30 empty] | 0.012613 | 0.0015683 | 0.0023885
912 | Water Heating | Unit | Warehouse | Turnover | Instantaneous Hot Water System Commercial | 0.047239 | 0.071945 |  | 379.93 | 1 | 1.523 | 8042.723 | 5 |  | 3118.5 | 66015.4022 | Per Water Heater | GSLD | 1.0063 | 0.98564 | 1.0265 | 1.0441 | 1.0994 | 1.0901 | 1.0679 | 1.0965 | 1.0642 | 1.0547 | 1.0277 | 1.0297 | CwaTgsld912 | CwaT | gsld | 912 | 22.7958 | 482.5634 | [30 empty] | 0.23637 | 0.02939 | 0.044761
912 | Water Heating | Unit | Warehouse | New | Instantaneous Hot Water System Commercial | 0.047239 | 0.071945 |  | 379.93 | 1 | 1.523 | 8042.723 | 5 |  | 3118.5 | 66015.4022 | Per Water Heater | GSLD | 1.0063 | 0.98564 | 1.0265 | 1.0441 | 1.0994 | 1.0901 | 1.0679 | 1.0965 | 1.0642 | 1.0547 | 1.0277 | 1.0297 | CwaNgsld912 | CwaN | gsld | 912 | 22.7958 | 482.5634 | [30 empty] | 0.0019808 | 0.00024628 | 0.00037509
1001 | Whole Building | Controls | Assembly | Existing | Commercial Strategic Energy Management | 0.93449 | 0.72217 |  | 3937.39 | 1 | 0.7728 | 4213.4043 | 10 |  | 15000 | 16051.5123 | per facility | GSLD | 1 | 1 | 1 | 1 | 1 | 1 | 1 | 1 | 1 | 1 | 1 | 1 | CasEgsld1001 | CasE | gsld | 1001 | 197.9846 | 211.8635 | [30 empty] | 0 | 0 | 0
1001 | Whole Building | Controls | Assembly | New | Commercial Strategic Energy Management | 0.93449 | 0.72217 |  | 3937.39 | 1 | 0.7728 | 4213.4043 | 10 |  | 15000 | 16051.5123 | per facility | GSLD | 1 | 1 | 1 | 1 | 1 | 1 | 1 | 1 | 1 | 1 | 1 | 1 | CasNgsld1001 | CasN | gsld | 1001 | 197.9846 | 211.8635 | [30 empty] | 0 | 0 | 0
1001 | Whole Building | Controls | College and University | Existing | Commercial Strategic Energy Management | 0.5021 | 0.35315 |  | 4113.2013 | 1 | 0.70334 | 8192.0077 | 10 |  | 15001.5 | 29877.5566 | per facility | GSLD | 1 | 1 | 1 | 1 | 1 | 1 | 1 | 1 | 1 | 1 | 1 | 1 | CcoEgsld1001 | CcoE | gsld | 1001 | 206.8249 | 411.9204 | [30 empty] | 0 | 0 | 0
1001 | Whole Building | Controls | College and University | New | Commercial Strategic Energy Management | 0.5021 | 0.35315 |  | 4113.2013 | 1 | 0.70334 | 8192.0077 | 10 |  | 15001.5 | 29877.5566 | per facility | GSLD | 1 | 1 | 1 | 1 | 1 | 1 | 1 | 1 | 1 | 1 | 1 | 1 | CcoNgsld1001 | CcoN | gsld | 1001 | 206.8249 | 411.9204 | [30 empty] | 0 | 0 | 0
1001 | Whole Building | Controls | Data Center | Existing | Commercial Strategic Energy Management | 2.7602 | 2.0453 |  | 20211.97 | 1 | 0.74099 | 7322.6205 | 10 |  | 15000 | 5434.3692 | per facility | GSLD | 1 | 1 | 1 | 1 | 1 | 1 | 1 | 1 | 1 | 1 | 1 | 1 | CdaEgsld1001 | CdaE | gsld | 1001 | 1016.3225 | 368.2048 | [30 empty] | 0 | 0 | 0
1001 | Whole Building | Controls | Data Center | New | Commercial Strategic Energy Management | 2.7602 | 2.0453 |  | 20211.97 | 1 | 0.74099 | 7322.6205 | 10 |  | 15000 | 5434.3692 | per facility | GSLD | 1 | 1 | 1 | 1 | 1 | 1 | 1 | 1 | 1 | 1 | 1 | 1 | CdaNgsld1001 | CdaN | gsld | 1001 | 1016.3225 | 368.2048 | [30 empty] | 0 | 0 | 0
1001 | Whole Building | Controls | Grocery | Existing | Commercial Strategic Energy Management | 0.37884 | 0.31498 |  | 2470.84 | 1 | 0.83144 | 6522.1439 | 10 |  | 15000 | 39594.6962 | per facility | GSLD | 1 | 1 | 1 | 1 | 1 | 1 | 1 | 1 | 1 | 1 | 1 | 1 | CgrEgsld1001 | CgrE | gsld | 1001 | 124.2417 | 327.9543 | [30 empty] | 0 | 0 | 0
1001 | Whole Building | Controls | Grocery | New | Commercial Strategic Energy Management | 0.37884 | 0.31498 |  | 2470.84 | 1 | 0.83144 | 6522.1439 | 10 |  | 15000 | 39594.6962 | per facility | GSLD | 1 | 1 | 1 | 1 | 1 | 1 | 1 | 1 | 1 | 1 | 1 | 1 | CgrNgsld1001 | CgrN | gsld | 1001 | 124.2417 | 327.9543 | [30 empty] | 0 | 0 | 0
1001 | Whole Building | Controls | Healthcare | Existing | Commercial Strategic Energy Management | 0.37328 | 0.31972 |  | 2635.13 | 1 | 0.85651 | 7059.3003 | 10 |  | 15000 | 40183.7876 | per facility | GSLD | 1 | 1 | 1 | 1 | 1 | 1 | 1 | 1 | 1 | 1 | 1 | 1 | CheEgsld1001 | CheE | gsld | 1001 | 132.5028 | 354.9642 | [30 empty] | 0 | 0 | 0
1001 | Whole Building | Controls | Healthcare | New | Commercial Strategic Energy Management | 0.37328 | 0.31972 |  | 2635.13 | 1 | 0.85651 | 7059.3003 | 10 |  | 15000 | 40183.7876 | per facility | GSLD | 1 | 1 | 1 | 1 | 1 | 1 | 1 | 1 | 1 | 1 | 1 | 1 | CheNgsld1001 | CheN | gsld | 1001 | 132.5028 | 354.9642 | [30 empty] | 0 | 0 | 0
1001 | Whole Building | Controls | Hospitals | Existing | Commercial Strategic Energy Management | 14.5136 | 8.6807 |  | 109815.6425 | 1 | 0.59811 | 7566.3978 | 10 |  | 14997 | 1033.307 | per facility | GSLD | 1 | 1 | 1 | 1 | 1 | 1 | 1 | 1 | 1 | 1 | 1 | 1 | ChoEgsld1001 | ChoE | gsld | 1001 | 5521.882 | 380.4627 | [30 empty] | 0 | 0 | 0
1001 | Whole Building | Controls | Hospitals | New | Commercial Strategic Energy Management | 14.5136 | 8.6807 |  | 109815.6425 | 1 | 0.59811 | 7566.3978 | 10 |  | 14997 | 1033.307 | per facility | GSLD | 1 | 1 | 1 | 1 | 1 | 1 | 1 | 1 | 1 | 1 | 1 | 1 | ChoNgsld1001 | ChoN | gsld | 1001 | 5521.882 | 380.4627 | [30 empty] | 0 | 0 | 0
1001 | Whole Building | Controls | Institutional | Existing | Commercial Strategic Energy Management | 0.16589 | 0.11475 |  | 1238.9439 | 1 | 0.69176 | 7468.5535 | 10 |  | 15001.5 | 90431.4605 | per facility | GSLD | 1 | 1 | 1 | 1 | 1 | 1 | 1 | 1 | 1 | 1 | 1 | 1 | CinEgsld1001 | CinE | gsld | 1001 | 62.2981 | 375.5428 | [30 empty] | 0 | 0 | 0
1001 | Whole Building | Controls | Institutional | New | Commercial Strategic Energy Management | 0.16589 | 0.11475 |  | 1238.9439 | 1 | 0.69176 | 7468.5535 | 10 |  | 15001.5 | 90431.4605 | per facility | GSLD | 1 | 1 | 1 | 1 | 1 | 1 | 1 | 1 | 1 | 1 | 1 | 1 | CinNgsld1001 | CinN | gsld | 1001 | 62.2981 | 375.5428 | [30 empty] | 0 | 0 | 0
1001 | Whole Building | Controls | Lodging/Hospitality | Existing | Commercial Strategic Energy Management | 1.694 | 1.3817 |  | 13044.8044 | 1 | 0.81563 | 7700.5006 | 10 |  | 15001.5 | 8855.561 | per facility | GSLD | 1 | 1 | 1 | 1 | 1 | 1 | 1 | 1 | 1 | 1 | 1 | 1 | CloEgsld1001 | CloE | gsld | 1001 | 655.9345 | 387.2058 | [30 empty] | 0 | 0 | 0
1001 | Whole Building | Controls | Lodging/Hospitality | New | Commercial Strategic Energy Management | 1.694 | 1.3817 |  | 13044.8044 | 1 | 0.81563 | 7700.5006 | 10 |  | 15001.5 | 8855.561 | per facility | GSLD | 1 | 1 | 1 | 1 | 1 | 1 | 1 | 1 | 1 | 1 | 1 | 1 | CloNgsld1001 | CloN | gsld | 1001 | 655.9345 | 387.2058 | [30 empty] | 0 | 0 | 0
1001 | Whole Building | Controls | Miscellaneous | Existing | Commercial Strategic Energy Management | 0.84075 | 1.5405 |  | 6354.0689 | 1 | 1.8323 | 7557.6125 | 10 |  | 14997 | 17837.6275 | per facility | GSLD | 1 | 1 | 1 | 1 | 1 | 1 | 1 | 1 | 1 | 1 | 1 | 1 | CmiEgsld1001 | CmiE | gsld | 1001 | 319.5029 | 380.0209 | [30 empty] | 0 | 0 | 0
1001 | Whole Building | Controls | Miscellaneous | New | Commercial Strategic Energy Management | 0.84075 | 1.5405 |  | 6354.0689 | 1 | 1.8323 | 7557.6125 | 10 |  | 14997 | 17837.6275 | per facility | GSLD | 1 | 1 | 1 | 1 | 1 | 1 | 1 | 1 | 1 | 1 | 1 | 1 | CmiNgsld1001 | CmiN | gsld | 1001 | 319.5029 | 380.0209 | [30 empty] | 0 | 0 | 0
1001 | Whole Building | Controls | Offices | Existing | Commercial Strategic Energy Management | 0.68752 | 1.4099 |  | 4321.3878 | 1 | 2.0506 | 6285.4714 | 10 |  | 14998.5 | 21815.3627 | per facility | GSLD | 1 | 1 | 1 | 1 | 1 | 1 | 1 | 1 | 1 | 1 | 1 | 1 | CofEgsld1001 | CofE | gsld | 1001 | 217.2932 | 316.0536 | [30 empty] | 0 | 0 | 0
1001 | Whole Building | Controls | Offices | New | Commercial Strategic Energy Management | 0.68752 | 1.4099 |  | 4321.3878 | 1 | 2.0506 | 6285.4714 | 10 |  | 14998.5 | 21815.3627 | per facility | GSLD | 1 | 1 | 1 | 1 | 1 | 1 | 1 | 1 | 1 | 1 | 1 | 1 | CofNgsld1001 | CofN | gsld | 1001 | 217.2932 | 316.0536 | [30 empty] | 0 | 0 | 0
1001 | Whole Building | Controls | Restaurants | Existing | Commercial Strategic Energy Management | 0.77848 | 0.60502 |  | 4775.23 | 1 | 0.77718 | 6134.0578 | 10 |  | 15000 | 19268.3636 | per facility | GSLD | 1 | 1 | 1 | 1 | 1 | 1 | 1 | 1 | 1 | 1 | 1 | 1 | CreEgsld1001 | CreE | gsld | 1001 | 240.1138 | 308.4401 | [30 empty] | 0 | 0 | 0
1001 | Whole Building | Controls | Restaurants | New | Commercial Strategic Energy Management | 0.77848 | 0.60502 |  | 4775.23 | 1 | 0.77718 | 6134.0578 | 10 |  | 15000 | 19268.3636 | per facility | GSLD | 1 | 1 | 1 | 1 | 1 | 1 | 1 | 1 | 1 | 1 | 1 | 1 | CreNgsld1001 | CreN | gsld | 1001 | 240.1138 | 308.4401 | [30 empty] | 0 | 0 | 0
1001 | Whole Building | Controls | Retail | Existing | Commercial Strategic Energy Management | 1.0489 | 1.3805 |  | 6223.64 | 1 | 1.3161 | 5933.2815 | 10 |  | 15000 | 14300.1881 | per facility | GSLD | 1 | 1 | 1 | 1 | 1 | 1 | 1 | 1 | 1 | 1 | 1 | 1 | CrtEgsld1001 | CrtE | gsld | 1001 | 312.9445 | 298.3444 | [30 empty] | 0 | 0 | 0
1001 | Whole Building | Controls | Retail | New | Commercial Strategic Energy Management | 1.0489 | 1.3805 |  | 6223.64 | 1 | 1.3161 | 5933.2815 | 10 |  | 15000 | 14300.1881 | per facility | GSLD | 1 | 1 | 1 | 1 | 1 | 1 | 1 | 1 | 1 | 1 | 1 | 1 | CrtNgsld1001 | CrtN | gsld | 1001 | 312.9445 | 298.3444 | [30 empty] | 0 | 0 | 0
1001 | Whole Building | Controls | Schools K-12 | Existing | Commercial Strategic Energy Management | 1.3551 | 2.3282 |  | 7565.89 | 1 | 1.7181 | 5583.3431 | 10 |  | 15000 | 11069.4374 | per facility | GSLD | 1 | 1 | 1 | 1 | 1 | 1 | 1 | 1 | 1 | 1 | 1 | 1 | CscEgsld1001 | CscE | gsld | 1001 | 380.4372 | 280.7484 | [30 empty] | 0 | 0 | 0
1001 | Whole Building | Controls | Schools K-12 | New | Commercial Strategic Energy Management | 1.3551 | 2.3282 |  | 7565.89 | 1 | 1.7181 | 5583.3431 | 10 |  | 15000 | 11069.4374 | per facility | GSLD | 1 | 1 | 1 | 1 | 1 | 1 | 1 | 1 | 1 | 1 | 1 | 1 | CscNgsld1001 | CscN | gsld | 1001 | 380.4372 | 280.7484 | [30 empty] | 0 | 0 | 0
1001 | Whole Building | Controls | Warehouse | Existing | Commercial Strategic Energy Management | 0.26504 | 0.4325 |  | 1485.94 | 1 | 1.6318 | 5606.3705 | 10 |  | 15000 | 56594.1812 | per facility | GSLD | 1 | 1 | 1 | 1 | 1 | 1 | 1 | 1 | 1 | 1 | 1 | 1 | CwaEgsld1001 | CwaE | gsld | 1001 | 74.7178 | 281.9063 | [30 empty] | 0 | 0 | 0
1001 | Whole Building | Controls | Warehouse | New | Commercial Strategic Energy Management | 0.26504 | 0.4325 |  | 1485.94 | 1 | 1.6318 | 5606.3705 | 10 |  | 15000 | 56594.1812 | per facility | GSLD | 1 | 1 | 1 | 1 | 1 | 1 | 1 | 1 | 1 | 1 | 1 | 1 | CwaNgsld1001 | CwaN | gsld | 1001 | 74.7178 | 281.9063 | [30 empty] | 0 | 0 | 0
1002 | Whole Building | Controls | Assembly | Existing | Retro-Commissioning (Existing Construction)_SC | 6.6525 | 0 |  | 19973.74 | 1 | 0 | 3002.444 | 5 |  | 5821.362 | 875.0646 | Per End Use Consumption | GSLD | 0.57723 | 0.60437 | 0.83705 | 1.097 | 1.2026 | 1.2026 | 1.289 | 1.2891 | 1.2453 | 1.1192 | 0.77553 | 0.85362 | CasEgsld1002 | CasE | gsld | 1002 | 1004.3436 | 150.9725 | [30 empty] | 1.5972 | 0.53198 | 0
1002 | Whole Building | Controls | College and University | Existing | Retro-Commissioning (Existing Construction)_SC | 1.6298 | 0 |  | 8038.28 | 1 | 0 | 4932.1338 | 5 |  | 6077.3276 | 3728.9312 | Per End Use Consumption | GSLD | 0.57723 | 0.60437 | 0.83705 | 1.097 | 1.2026 | 1.2026 | 1.289 | 1.2891 | 1.2453 | 1.1192 | 0.77553 | 0.85362 | CcoEgsld1002 | CcoE | gsld | 1002 | 404.1904 | 248.0035 | [30 empty] | 0.14403 | 0.029202 | 0
1002 | Whole Building | Controls | Data Center | Existing | Retro-Commissioning (Existing Construction)_SC | 7.9994 | 0 |  | 39454.29 | 1 | 0 | 4932.1338 | 5 |  | 22553.9023 | 2819.4365 | Per End Use Consumption | GSLD | 0.57723 | 0.60437 | 0.83705 | 1.097 | 1.2026 | 1.2026 | 1.289 | 1.2891 | 1.2453 | 1.1192 | 0.77553 | 0.85362 | CdaEgsld1002 | CdaE | gsld | 1002 | 1983.888 | 248.0035 | [30 empty] | 0.020511 | 0.0041586 | 0
1002 | Whole Building | Controls | Grocery | Existing | Retro-Commissioning (Existing Construction)_SC | 0.46035 | 0 |  | 1623.36 | 1 | 0 | 3526.3542 | 5 |  | 439.8555 | 955.479 | Per End Use Consumption | GSLD | 0.57723 | 0.60437 | 0.83705 | 1.097 | 1.2026 | 1.2026 | 1.289 | 1.2891 | 1.2453 | 1.1192 | 0.77553 | 0.85362 | CgrEgsld1002 | CgrE | gsld | 1002 | 81.6277 | 177.3164 | [30 empty] | 0.47686 | 0.13523 | 0
1002 | Whole Building | Controls | Healthcare | Existing | Retro-Commissioning (Existing Construction)_SC | 0.68331 | 0 |  | 3370.16 | 1 | 0 | 4932.1338 | 5 |  | 1312.8222 | 1921.2781 | Per End Use Consumption | GSLD | 0.57723 | 0.60437 | 0.83705 | 1.097 | 1.2026 | 1.2026 | 1.289 | 1.2891 | 1.2453 | 1.1192 | 0.77553 | 0.85362 | CheEgsld1002 | CheE | gsld | 1002 | 169.4624 | 248.0035 | [30 empty] | 0 | 0 | 0
1002 | Whole Building | Controls | Hospitals | Existing | Retro-Commissioning (Existing Construction)_SC | 60.1242 | 0 |  | 296540.43 | 1 | 0 | 4932.1338 | 5 |  | 45253.3889 | 752.6656 | Per End Use Consumption | GSLD | 0.57723 | 0.60437 | 0.83705 | 1.097 | 1.2026 | 1.2026 | 1.289 | 1.2891 | 1.2453 | 1.1192 | 0.77553 | 0.85362 | ChoEgsld1002 | ChoE | gsld | 1002 | 14911.002 | 248.0035 | [30 empty] | 0 | 0 | 0
1002 | Whole Building | Controls | Institutional | Existing | Retro-Commissioning (Existing Construction)_SC | 0.79956 | 0 |  | 3943.53 | 1 | 0 | 4932.1338 | 5 |  | 3509.8658 | 4389.7544 | Per End Use Consumption | GSLD | 0.57723 | 0.60437 | 0.83705 | 1.097 | 1.2026 | 1.2026 | 1.289 | 1.2891 | 1.2453 | 1.1192 | 0.77553 | 0.85362 | CinEgsld1002 | CinE | gsld | 1002 | 198.2933 | 248.0035 | [30 empty] | 0.96885 | 0.19644 | 0
1002 | Whole Building | Controls | Lodging/Hospitality | Existing | Retro-Commissioning (Existing Construction)_SC | 6.1484 | 0 |  | 32104.93 | 1 | 0 | 5221.6594 | 5 |  | 11286.8915 | 1835.74 | Per End Use Consumption | GSLD | 0.57723 | 0.60437 | 0.83705 | 1.097 | 1.2026 | 1.2026 | 1.289 | 1.2891 | 1.2453 | 1.1192 | 0.77553 | 0.85362 | CloEgsld1002 | CloE | gsld | 1002 | 1614.3386 | 262.5618 | [30 empty] | 1.0577 | 0.20255 | 0
1002 | Whole Building | Controls | Miscellaneous | Existing | Retro-Commissioning (Existing Construction)_SC | 2.3779 | 0 |  | 7139.62 | 1 | 0 | 3002.444 | 5 |  | 7464.7524 | 3139.1728 | Per End Use Consumption | GSLD | 0.57723 | 0.60437 | 0.83705 | 1.097 | 1.2026 | 1.2026 | 1.289 | 1.2891 | 1.2453 | 1.1192 | 0.77553 | 0.85362 | CmiEgsld1002 | CmiE | gsld | 1002 | 359.0029 | 150.9725 | [30 empty] | 0 | 0 | 0
1002 | Whole Building | Controls | Offices | Existing | Retro-Commissioning (Existing Construction)_SC | 3.013 | 0 |  | 9046.33 | 1 | 0 | 3002.444 | 5 |  | 3378.8591 | 1121.431 | Per End Use Consumption | GSLD | 0.57723 | 0.60437 | 0.83705 | 1.097 | 1.2026 | 1.2026 | 1.289 | 1.2891 | 1.2453 | 1.1192 | 0.77553 | 0.85362 | CofEgsld1002 | CofE | gsld | 1002 | 454.8784 | 150.9725 | [30 empty] | 8.432 | 2.8084 | 0
1002 | Whole Building | Controls | Restaurants | Existing | Retro-Commissioning (Existing Construction)_SC | 2.2007 | 0 |  | 7760.45 | 1 | 0 | 3526.3542 | 5 |  | 1157.8921 | 526.147 | Per End Use Consumption | GSLD | 0.57723 | 0.60437 | 0.83705 | 1.097 | 1.2026 | 1.2026 | 1.289 | 1.2891 | 1.2453 | 1.1192 | 0.77553 | 0.85362 | CreEgsld1002 | CreE | gsld | 1002 | 390.2203 | 177.3164 | [30 empty] | 0.78728 | 0.22325 | 0
1002 | Whole Building | Controls | Retail | Existing | Retro-Commissioning (Existing Construction)_SC | 3.8174 | 0 |  | 11461.66 | 1 | 0 | 3002.444 | 5 |  | 5060.5844 | 1325.6475 | Per End Use Consumption | GSLD | 0.57723 | 0.60437 | 0.83705 | 1.097 | 1.2026 | 1.2026 | 1.289 | 1.2891 | 1.2453 | 1.1192 | 0.77553 | 0.85362 | CrtEgsld1002 | CrtE | gsld | 1002 | 576.329 | 150.9725 | [30 empty] | 2.9299 | 0.97585 | 0
1002 | Whole Building | Controls | Schools K-12 | Existing | Retro-Commissioning (Existing Construction)_SC | 8.5585 | 0 |  | 25696.46 | 1 | 0 | 3002.444 | 5 |  | 9398.0889 | 1098.0982 | Per End Use Consumption | GSLD | 0.57723 | 0.60437 | 0.83705 | 1.097 | 1.2026 | 1.2026 | 1.289 | 1.2891 | 1.2453 | 1.1192 | 0.77553 | 0.85362 | CscEgsld1002 | CscE | gsld | 1002 | 1292.1003 | 150.9725 | [30 empty] | 0.44271 | 0.14745 | 0
1002 | Whole Building | Controls | Warehouse | Existing | Retro-Commissioning (Existing Construction)_SC | 1.0341 | 0 |  | 3104.95 | 1 | 0 | 3002.444 | 5 |  | 5292.5264 | 5117.8003 | Per End Use Consumption | GSLD | 0.57723 | 0.60437 | 0.83705 | 1.097 | 1.2026 | 1.2026 | 1.289 | 1.2891 | 1.2453 | 1.1192 | 0.77553 | 0.85362 | CwaEgsld1002 | CwaE | gsld | 1002 | 156.1268 | 150.9725 | [30 empty] | 0.014927 | 0.0049716 | 0
1003 | Whole Building | Controls | Assembly | Existing | Retro-Commissioning (Existing Construction)_SH | 0 | 5.7944 |  | 2543.47 | 0 | 5.7944 | 2543.47 | 5 |  | 741.2963 | 741.2963 | Per End Use Consumption | GSLD | 0.57723 | 0.60437 | 0.83705 | 1.097 | 1.2026 | 1.2026 | 1.289 | 1.2891 | 1.2453 | 1.1192 | 0.77553 | 0.85362 | CasEgsld1003 | CasE | gsld | 1003 | 127.8938 | 127.8938 | [30 empty] | 5.3499 | 0 | 12.1879
1003 | Whole Building | Controls | College and University | Existing | Retro-Commissioning (Existing Construction)_SH | 0 | 0.24023 |  | 1248.67 | 0 | 0.24023 | 1248.67 | 5 |  | 944.0548 | 944.0548 | Per End Use Consumption | GSLD | 0.57723 | 0.60437 | 0.83705 | 1.097 | 1.2026 | 1.2026 | 1.289 | 1.2891 | 1.2453 | 1.1192 | 0.77553 | 0.85362 | CcoEgsld1003 | CcoE | gsld | 1003 | 62.7871 | 62.7871 | [30 empty] | 0 | 0 | 0
1003 | Whole Building | Controls | Data Center | Existing | Retro-Commissioning (Existing Construction)_SH | 0 | 1.8333 |  | 9529.21 | 0 | 1.8333 | 9529.21 | 5 |  | 5447.3385 | 5447.3385 | Per End Use Consumption | GSLD | 0.57723 | 0.60437 | 0.83705 | 1.097 | 1.2026 | 1.2026 | 1.289 | 1.2891 | 1.2453 | 1.1192 | 0.77553 | 0.85362 | CdaEgsld1003 | CdaE | gsld | 1003 | 479.1592 | 479.1592 | [30 empty] | 0 | 0 | 0
1003 | Whole Building | Controls | Grocery | Existing | Retro-Commissioning (Existing Construction)_SH | 0 | 0.84812 |  | 1103.55 | 0 | 0.84812 | 1103.55 | 5 |  | 299.011 | 299.011 | Per End Use Consumption | GSLD | 0.57723 | 0.60437 | 0.83705 | 1.097 | 1.2026 | 1.2026 | 1.289 | 1.2891 | 1.2453 | 1.1192 | 0.77553 | 0.85362 | CgrEgsld1003 | CgrE | gsld | 1003 | 55.49 | 55.49 | [30 empty] | 0.47558 | 0 | 0.3655
1003 | Whole Building | Controls | Healthcare | Existing | Retro-Commissioning (Existing Construction)_SH | 0 | 0.32859 |  | 1707.96 | 0 | 0.32859 | 1707.96 | 5 |  | 665.3238 | 665.3238 | Per End Use Consumption | GSLD | 0.57723 | 0.60437 | 0.83705 | 1.097 | 1.2026 | 1.2026 | 1.289 | 1.2891 | 1.2453 | 1.1192 | 0.77553 | 0.85362 | CheEgsld1003 | CheE | gsld | 1003 | 85.8817 | 85.8817 | [30 empty] | 0.05914 | 0 | 0.011378
1003 | Whole Building | Controls | Hospitals | Existing | Retro-Commissioning (Existing Construction)_SH | 0 | 6.7324 |  | 34993.58 | 0 | 6.7324 | 34993.58 | 5 |  | 5340.176 | 5340.176 | Per End Use Consumption | GSLD | 0.57723 | 0.60437 | 0.83705 | 1.097 | 1.2026 | 1.2026 | 1.289 | 1.2891 | 1.2453 | 1.1192 | 0.77553 | 0.85362 | ChoEgsld1003 | ChoE | gsld | 1003 | 1759.5892 | 1759.5892 | [30 empty] | 0 | 0 | 0
1003 | Whole Building | Controls | Institutional | Existing | Retro-Commissioning (Existing Construction)_SH | 0 | 0.22608 |  | 1175.09 | 0 | 0.22608 | 1175.09 | 5 |  | 1045.8671 | 1045.8671 | Per End Use Consumption | GSLD | 0.57723 | 0.60437 | 0.83705 | 1.097 | 1.2026 | 1.2026 | 1.289 | 1.2891 | 1.2453 | 1.1192 | 0.77553 | 0.85362 | CinEgsld1003 | CinE | gsld | 1003 | 59.0873 | 59.0873 | [30 empty] | 0.28541 | 0 | 0.054909
1003 | Whole Building | Controls | Lodging/Hospitality | Existing | Retro-Commissioning (Existing Construction)_SH | 0 | 2.426 |  | 3683.03 | 0 | 2.426 | 3683.03 | 5 |  | 1294.8155 | 1294.8155 | Per End Use Consumption | GSLD | 0.57723 | 0.60437 | 0.83705 | 1.097 | 1.2026 | 1.2026 | 1.289 | 1.2891 | 1.2453 | 1.1192 | 0.77553 | 0.85362 | CloEgsld1003 | CloE | gsld | 1003 | 185.1945 | 185.1945 | [30 empty] | 0.0020491 | 0 | 0.0013497
1003 | Whole Building | Controls | Miscellaneous | Existing | Retro-Commissioning (Existing Construction)_SH | 0 | 9.1183 |  | 4002.51 | 0 | 9.1183 | 4002.51 | 5 |  | 4184.781 | 4184.781 | Per End Use Consumption | GSLD | 0.57723 | 0.60437 | 0.83705 | 1.097 | 1.2026 | 1.2026 | 1.289 | 1.2891 | 1.2453 | 1.1192 | 0.77553 | 0.85362 | CmiEgsld1003 | CmiE | gsld | 1003 | 201.259 | 201.259 | [30 empty] | 0 | 0 | 0
1003 | Whole Building | Controls | Offices | Existing | Retro-Commissioning (Existing Construction)_SH | 0 | 10.466 |  | 4594.06 | 0 | 10.466 | 4594.06 | 5 |  | 1715.9093 | 1715.9093 | Per End Use Consumption | GSLD | 0.57723 | 0.60437 | 0.83705 | 1.097 | 1.2026 | 1.2026 | 1.289 | 1.2891 | 1.2453 | 1.1192 | 0.77553 | 0.85362 | CofEgsld1003 | CofE | gsld | 1003 | 231.004 | 231.004 | [30 empty] | 4.2833 | 0 | 9.758
1003 | Whole Building | Controls | Restaurants | Existing | Retro-Commissioning (Existing Construction)_SH | 0 | 2.1783 |  | 2834.32 | 0 | 2.1783 | 2834.32 | 5 |  | 422.8926 | 422.8926 | Per End Use Consumption | GSLD | 0.57723 | 0.60437 | 0.83705 | 1.097 | 1.2026 | 1.2026 | 1.289 | 1.2891 | 1.2453 | 1.1192 | 0.77553 | 0.85362 | CreEgsld1003 | CreE | gsld | 1003 | 142.5187 | 142.5187 | [30 empty] | 0 | 0 | 0
1003 | Whole Building | Controls | Retail | Existing | Retro-Commissioning (Existing Construction)_SH | 0 | 9.2708 |  | 4069.45 | 0 | 9.2708 | 4069.45 | 5 |  | 1796.755 | 1796.755 | Per End Use Consumption | GSLD | 0.57723 | 0.60437 | 0.83705 | 1.097 | 1.2026 | 1.2026 | 1.289 | 1.2891 | 1.2453 | 1.1192 | 0.77553 | 0.85362 | CrtEgsld1003 | CrtE | gsld | 1003 | 204.625 | 204.625 | [30 empty] | 0 | 0 | 0
1003 | Whole Building | Controls | Schools K-12 | Existing | Retro-Commissioning (Existing Construction)_SH | 0 | 18.226 |  | 8000.34 | 0 | 18.226 | 8000.34 | 5 |  | 2926.0025 | 2926.0025 | Per End Use Consumption | GSLD | 0.57723 | 0.60437 | 0.83705 | 1.097 | 1.2026 | 1.2026 | 1.289 | 1.2891 | 1.2453 | 1.1192 | 0.77553 | 0.85362 | CscEgsld1003 | CscE | gsld | 1003 | 402.2827 | 402.2827 | [30 empty] | 1.487 | 0 | 3.3875
1003 | Whole Building | Controls | Warehouse | Existing | Retro-Commissioning (Existing Construction)_SH | 0 | 3.1037 |  | 1362.38 | 0 | 3.1037 | 1362.38 | 5 |  | 2322.2377 | 2322.2377 | Per End Use Consumption | GSLD | 0.57723 | 0.60437 | 0.83705 | 1.097 | 1.2026 | 1.2026 | 1.289 | 1.2891 | 1.2453 | 1.1192 | 0.77553 | 0.85362 | CwaEgsld1003 | CwaE | gsld | 1003 | 68.5048 | 68.5048 | [30 empty] | 0.21991 | 0 | 0.50098
1004 | Whole Building | Controls | Assembly | Existing | Retro-Commissioning (Existing Construction)_VT | 0.43605 | 0.31051 |  | 1546.03 | 1 | 0.7121 | 3545.5611 | 5 |  | 450.5916 | 1033.3565 | Per End Use Consumption | GSLD | 0.57723 | 0.60437 | 0.83705 | 1.097 | 1.2026 | 1.2026 | 1.289 | 1.2891 | 1.2453 | 1.1192 | 0.77553 | 0.85362 | CasEgsld1004 | CasE | gsld | 1004 | 77.7393 | 178.2822 | [30 empty] | 4.8932 | 1.3801 | 0.98276
1004 | Whole Building | Controls | College and University | Existing | Retro-Commissioning (Existing Construction)_VT | 0.76313 | 0.60257 |  | 5228.79 | 1 | 0.7896 | 6851.7404 | 5 |  | 3953.2176 | 5180.2465 | Per End Use Consumption | GSLD | 0.57723 | 0.60437 | 0.83705 | 1.097 | 1.2026 | 1.2026 | 1.289 | 1.2891 | 1.2453 | 1.1192 | 0.77553 | 0.85362 | CcoEgsld1004 | CcoE | gsld | 1004 | 262.9203 | 344.5274 | [30 empty] | 2.4071 | 0.35132 | 0.2774
1004 | Whole Building | Controls | Data Center | Existing | Retro-Commissioning (Existing Construction)_VT | 4.8555 | 3.8339 |  | 33268.66 | 1 | 0.7896 | 6851.7404 | 5 |  | 19017.9093 | 3916.7727 | Per End Use Consumption | GSLD | 0.57723 | 0.60437 | 0.83705 | 1.097 | 1.2026 | 1.2026 | 1.289 | 1.2891 | 1.2453 | 1.1192 | 0.77553 | 0.85362 | CdaEgsld1004 | CdaE | gsld | 1004 | 1672.8547 | 344.5274 | [30 empty] | 0.15641 | 0.022828 | 0.018025
1004 | Whole Building | Controls | Grocery | Existing | Retro-Commissioning (Existing Construction)_VT | 0.37628 | 0.28026 |  | 1695.8 | 1 | 0.74481 | 4506.7038 | 5 |  | 459.4834 | 1221.1084 | Per End Use Consumption | GSLD | 0.57723 | 0.60437 | 0.83705 | 1.097 | 1.2026 | 1.2026 | 1.289 | 1.2891 | 1.2453 | 1.1192 | 0.77553 | 0.85362 | CgrEgsld1004 | CgrE | gsld | 1004 | 85.2703 | 226.6115 | [30 empty] | 5.56 | 1.2337 | 0.9189
1004 | Whole Building | Controls | Healthcare | Existing | Retro-Commissioning (Existing Construction)_VT | 0.86578 | 0.68361 |  | 5932.09 | 1 | 0.7896 | 6851.7404 | 5 |  | 2310.804 | 2669.0474 | Per End Use Consumption | GSLD | 0.57723 | 0.60437 | 0.83705 | 1.097 | 1.2026 | 1.2026 | 1.289 | 1.2891 | 1.2453 | 1.1192 | 0.77553 | 0.85362 | CheEgsld1004 | CheE | gsld | 1004 | 298.2845 | 344.5274 | [30 empty] | 13.4172 | 1.9582 | 1.5462
1004 | Whole Building | Controls | Hospitals | Existing | Retro-Commissioning (Existing Construction)_VT | 32.7569 | 25.8647 |  | 224441.59 | 1 | 0.7896 | 6851.7404 | 5 |  | 34250.7851 | 1045.6061 | Per End Use Consumption | GSLD | 0.57723 | 0.60437 | 0.83705 | 1.097 | 1.2026 | 1.2026 | 1.289 | 1.2891 | 1.2453 | 1.1192 | 0.77553 | 0.85362 | ChoEgsld1004 | ChoE | gsld | 1004 | 11285.6415 | 344.5274 | [30 empty] | 7.2732 | 1.0615 | 0.83817
1004 | Whole Building | Controls | Institutional | Existing | Retro-Commissioning (Existing Construction)_VT | 0.1715 | 0.13542 |  | 1175.09 | 1 | 0.7896 | 6851.7404 | 5 |  | 1045.8671 | 6098.2647 | Per End Use Consumption | GSLD | 0.57723 | 0.60437 | 0.83705 | 1.097 | 1.2026 | 1.2026 | 1.289 | 1.2891 | 1.2453 | 1.1192 | 0.77553 | 0.85362 | CinEgsld1004 | CinE | gsld | 1004 | 59.0873 | 344.5274 | [30 empty] | 1.9206 | 0.28031 | 0.22134
1004 | Whole Building | Controls | Lodging/Hospitality | Existing | Retro-Commissioning (Existing Construction)_VT | 3.5861 | 1.4722 |  | 19804.99 | 1 | 0.41054 | 5522.7016 | 5 |  | 6962.693 | 1941.5751 | Per End Use Consumption | GSLD | 0.57723 | 0.60437 | 0.83705 | 1.097 | 1.2026 | 1.2026 | 1.289 | 1.2891 | 1.2453 | 1.1192 | 0.77553 | 0.85362 | CloEgsld1004 | CloE | gsld | 1004 | 995.8583 | 277.6991 | [30 empty] | 13.9574 | 2.5273 | 1.0375
1004 | Whole Building | Controls | Miscellaneous | Existing | Retro-Commissioning (Existing Construction)_VT | 0.96107 | 0.68438 |  | 3407.54 | 1 | 0.7121 | 3545.5611 | 5 |  | 3562.7166 | 3707.0231 | Per End Use Consumption | GSLD | 0.57723 | 0.60437 | 0.83705 | 1.097 | 1.2026 | 1.2026 | 1.289 | 1.2891 | 1.2453 | 1.1192 | 0.77553 | 0.85362 | CmiEgsld1004 | CmiE | gsld | 1004 | 171.342 | 178.2822 | [30 empty] | 8.6142 | 2.4296 | 1.7301
1004 | Whole Building | Controls | Offices | Existing | Retro-Commissioning (Existing Construction)_VT | 2.1755 | 1.5492 |  | 7713.48 | 1 | 0.7121 | 3545.5611 | 5 |  | 2881.0316 | 1324.2886 | Per End Use Consumption | GSLD | 0.57723 | 0.60437 | 0.83705 | 1.097 | 1.2026 | 1.2026 | 1.289 | 1.2891 | 1.2453 | 1.1192 | 0.77553 | 0.85362 | CofEgsld1004 | CofE | gsld | 1004 | 387.8585 | 178.2822 | [30 empty] | 91.8312 | 25.9003 | 18.4436
1004 | Whole Building | Controls | Restaurants | Existing | Retro-Commissioning (Existing Construction)_VT | 0.98854 | 0.73628 |  | 4455.07 | 1 | 0.74481 | 4506.7038 | 5 |  | 664.7154 | 672.4193 | Per End Use Consumption | GSLD | 0.57723 | 0.60437 | 0.83705 | 1.097 | 1.2026 | 1.2026 | 1.289 | 1.2891 | 1.2453 | 1.1192 | 0.77553 | 0.85362 | CreEgsld1004 | CreE | gsld | 1004 | 224.0152 | 226.6115 | [30 empty] | 11.1388 | 2.4716 | 1.8409
1004 | Whole Building | Controls | Retail | Existing | Retro-Commissioning (Existing Construction)_VT | 2.3271 | 1.6571 |  | 8250.9 | 1 | 0.7121 | 3545.5611 | 5 |  | 3642.9606 | 1565.4461 | Per End Use Consumption | GSLD | 0.57723 | 0.60437 | 0.83705 | 1.097 | 1.2026 | 1.2026 | 1.289 | 1.2891 | 1.2453 | 1.1192 | 0.77553 | 0.85362 | CrtEgsld1004 | CrtE | gsld | 1004 | 414.8817 | 178.2822 | [30 empty] | 25.16 | 7.0962 | 5.0532
1004 | Whole Building | Controls | Schools K-12 | Existing | Retro-Commissioning (Existing Construction)_VT | 1.9875 | 1.4153 |  | 7046.66 | 1 | 0.7121 | 3545.5611 | 5 |  | 2577.2086 | 1296.735 | Per End Use Consumption | GSLD | 0.57723 | 0.60437 | 0.83705 | 1.097 | 1.2026 | 1.2026 | 1.289 | 1.2891 | 1.2453 | 1.1192 | 0.77553 | 0.85362 | CscEgsld1004 | CscE | gsld | 1004 | 354.3286 | 178.2822 | [30 empty] | 2.4739 | 0.69776 | 0.49687
1004 | Whole Building | Controls | Warehouse | Existing | Retro-Commissioning (Existing Construction)_VT | 0.21447 | 0.15272 |  | 760.4 | 1 | 0.7121 | 3545.5611 | 5 |  | 1296.1359 | 6043.5678 | Per End Use Consumption | GSLD | 0.57723 | 0.60437 | 0.83705 | 1.097 | 1.2026 | 1.2026 | 1.289 | 1.2891 | 1.2453 | 1.1192 | 0.77553 | 0.85362 | CwaEgsld1004 | CwaE | gsld | 1004 | 38.2353 | 178.2822 | [30 empty] | 0.70136 | 0.19781 | 0.14086
1005 | Whole Building | LEED | Assembly | New | LEED New Construction Whole Building | 14.5523 | 12.6753 |  | 49256.39 | 1 | 0.87101 | 3384.7773 | 20 |  | 125734 | 8640.1296 | Per End Use Consumption | GSLD | 0.57723 | 0.60437 | 0.83705 | 1.097 | 1.2026 | 1.2026 | 1.289 | 1.2891 | 1.2453 | 1.1192 | 0.77553 | 0.85362 | CasNgsld1005 | CasN | gsld | 1005 | 2476.7689 | 170.1974 | [30 empty] | 0.89535 | 0.039155 | 1.7719
1005 | Whole Building | LEED | College and University | New | LEED New Construction Whole Building | 3.5651 | 0.52551 |  | 20315.21 | 1 | 0.1474 | 5698.2916 | 20 |  | 125734 | 35267.6145 | Per End Use Consumption | GSLD | 0.57723 | 0.60437 | 0.83705 | 1.097 | 1.2026 | 1.2026 | 1.289 | 1.2891 | 1.2453 | 1.1192 | 0.77553 | 0.85362 | CcoNgsld1005 | CcoN | gsld | 1005 | 1021.5138 | 286.5283 | [30 empty] | 0.02159 | 0.0029311 | 0.0013725
1005 | Whole Building | LEED | Data Center | New | LEED New Construction Whole Building | 17.4988 | 4.0104 |  | 107151.42 | 1 | 0.22918 | 6123.3698 | 20 |  | 125734 | 7185.3063 | Per End Use Consumption | GSLD | 0.57723 | 0.60437 | 0.83705 | 1.097 | 1.2026 | 1.2026 | 1.289 | 1.2891 | 1.2453 | 1.1192 | 0.77553 | 0.85362 | CdaNgsld1005 | CdaN | gsld | 1005 | 5387.9164 | 307.9026 | [30 empty] | 0.002588 | 0.00030896 | 0.00020474
1005 | Whole Building | LEED | Grocery | New | LEED New Construction Whole Building | 1.007 | 1.8553 |  | 5965.12 | 1 | 1.8423 | 5923.5355 | 20 |  | 125734 | 124857.4727 | Per End Use Consumption | GSLD | 0.57723 | 0.60437 | 0.83705 | 1.097 | 1.2026 | 1.2026 | 1.289 | 1.2891 | 1.2453 | 1.1192 | 0.77553 | 0.85362 | CgrNgsld1005 | CgrN | gsld | 1005 | 299.9453 | 297.8543 | [30 empty] | 0.15437 | 0.0099336 | 0.091718
1005 | Whole Building | LEED | Healthcare | New | LEED New Construction Whole Building | 1.4947 | 0.7188 |  | 11108.38 | 1 | 0.48089 | 7431.6749 | 20 |  | 125734 | 84117.9556 | Per End Use Consumption | GSLD | 0.57723 | 0.60437 | 0.83705 | 1.097 | 1.2026 | 1.2026 | 1.289 | 1.2891 | 1.2453 | 1.1192 | 0.77553 | 0.85362 | CheNgsld1005 | CheN | gsld | 1005 | 558.5649 | 373.6884 | [30 empty] | 0.13902 | 0 | 0.026745
1005 | Whole Building | LEED | Hospitals | New | LEED New Construction Whole Building | 131.5216 | 14.7272 |  | 725230.65 | 1 | 0.11198 | 5514.1558 | 20 |  | 125734 | 955.995 | Per End Use Consumption | GSLD | 0.57723 | 0.60437 | 0.83705 | 1.097 | 1.2026 | 1.2026 | 1.289 | 1.2891 | 1.2453 | 1.1192 | 0.77553 | 0.85362 | ChoNgsld1005 | ChoN | gsld | 1005 | 36466.9184 | 277.2694 | [30 empty] | 0.046416 | 0 | 0.0089301
1005 | Whole Building | LEED | Institutional | New | LEED New Construction Whole Building | 1.749 | 0.49454 |  | 11196.97 | 1 | 0.28275 | 6401.8096 | 20 |  | 125734 | 71887.7635 | Per End Use Consumption | GSLD | 0.57723 | 0.60437 | 0.83705 | 1.097 | 1.2026 | 1.2026 | 1.289 | 1.2891 | 1.2453 | 1.1192 | 0.77553 | 0.85362 | CinNgsld1005 | CinN | gsld | 1005 | 563.0195 | 321.9035 | [30 empty] | 0.19151 | 0.02075 | 0.017154
1005 | Whole Building | LEED | Lodging/Hospitality | New | LEED New Construction Whole Building | 13.4497 | 5.3069 |  | 78286.18 | 1 | 0.39458 | 5820.6813 | 20 |  | 125734 | 9348.4897 | Per End Use Consumption | GSLD | 0.57723 | 0.60437 | 0.83705 | 1.097 | 1.2026 | 1.2026 | 1.289 | 1.2891 | 1.2453 | 1.1192 | 0.77553 | 0.85362 | CloNgsld1005 | CloN | gsld | 1005 | 3936.4797 | 292.6825 | [30 empty] | 0.16243 | 0.014971 | 0.055501
1005 | Whole Building | LEED | Miscellaneous | New | LEED New Construction Whole Building | 5.2017 | 19.9463 |  | 24373.4 | 1 | 3.8346 | 4685.6313 | 20 |  | 125734 | 24171.5628 | Per End Use Consumption | GSLD | 0.57723 | 0.60437 | 0.83705 | 1.097 | 1.2026 | 1.2026 | 1.289 | 1.2891 | 1.2453 | 1.1192 | 0.77553 | 0.85362 | CmiNgsld1005 | CmiN | gsld | 1005 | 1225.5726 | 235.6085 | [30 empty] | 0.40437 | 0 | 0.92121
1005 | Whole Building | LEED | Offices | New | LEED New Construction Whole Building | 6.5909 | 22.8943 |  | 29838.36 | 1 | 3.4736 | 4527.1961 | 20 |  | 125734 | 19076.8687 | Per End Use Consumption | GSLD | 0.57723 | 0.60437 | 0.83705 | 1.097 | 1.2026 | 1.2026 | 1.289 | 1.2891 | 1.2453 | 1.1192 | 0.77553 | 0.85362 | CofNgsld1005 | CofN | gsld | 1005 | 1500.3682 | 227.6419 | [30 empty] | 2.544 | 0.26631 | 3.9741
1005 | Whole Building | LEED | Restaurants | New | LEED New Construction Whole Building | 4.814 | 4.765 |  | 23176.05 | 1 | 0.98981 | 4814.2706 | 20 |  | 125734 | 26118.2341 | Per End Use Consumption | GSLD | 0.57723 | 0.60437 | 0.83705 | 1.097 | 1.2026 | 1.2026 | 1.289 | 1.2891 | 1.2453 | 1.1192 | 0.77553 | 0.85362 | CreNgsld1005 | CreN | gsld | 1005 | 1165.366 | 242.0769 | [30 empty] | 0.48795 | 0.018775 | 0.32413
1005 | Whole Building | LEED | Retail | New | LEED New Construction Whole Building | 8.3507 | 20.2799 |  | 33974.3 | 1 | 2.4285 | 4068.4583 | 20 |  | 125734 | 15056.7793 | Per End Use Consumption | GSLD | 0.57723 | 0.60437 | 0.83705 | 1.097 | 1.2026 | 1.2026 | 1.289 | 1.2891 | 1.2453 | 1.1192 | 0.77553 | 0.85362 | CrtNgsld1005 | CrtN | gsld | 1005 | 1708.3365 | 204.5751 | [30 empty] | 0.90802 | 0.090392 | 1.4503
1005 | Whole Building | LEED | Schools K-12 | New | LEED New Construction Whole Building | 18.7218 | 39.8694 |  | 73711.77 | 1 | 2.1296 | 3937.2255 | 20 |  | 125734 | 6715.9303 | Per End Use Consumption | GSLD | 0.57723 | 0.60437 | 0.83705 | 1.097 | 1.2026 | 1.2026 | 1.289 | 1.2891 | 1.2453 | 1.1192 | 0.77553 | 0.85362 | CscNgsld1005 | CscN | gsld | 1005 | 3706.4637 | 197.9763 | [30 empty] | 0.068287 | 0.010898 | 0.081025
1005 | Whole Building | LEED | Warehouse | New | LEED New Construction Whole Building | 2.2622 | 6.7893 |  | 9772.29 | 1 | 3.0012 | 4319.8417 | 20 |  | 125734 | 55580.7259 | Per End Use Consumption | GSLD | 0.57723 | 0.60437 | 0.83705 | 1.097 | 1.2026 | 1.2026 | 1.289 | 1.2891 | 1.2453 | 1.1192 | 0.77553 | 0.85362 | CwaNgsld1005 | CwaN | gsld | 1005 | 491.382 | 217.2155 | [30 empty] | 0.018663 | 0.00036657 | 0.04001
[67 empty] | 42855.3188 | 8115.5794 | 7135.6999
[67 empty] | 14285.1063 | 2705.1931 | 2378.5666

## IRP
FPL 002630
20240012-EG
[7 empty] | Summer | Winter | Annual |  |  |  | Billing | Billing | Billing | Billing | Billing | Billing | Billing | Billing | Billing | Billing | Billing | Billing
[7 empty] | kW | kW | kWh |  |  | Life | kW | kW | kW | kW | kW | kW | kW | kW | kW | kW | kW | kW | Admin. | [5 empty] | Kwh pct | External
[7 empty] | Reduction | Reduction | Reduction |  |  | (Years) | per | per | per | per | per | per | per | per | per | per | per | per | Non- | Admin. | Part. | Part. | Rebate | Rebate | for rev | non rec
[6 empty] | Measure | at | at | at | Load | Rate | of | month | month | month | month | month | month | month | month | month | month | month | month | rec. | Rec. | Equip. | O&M | Non-rec. | Rec. | loss & bill | credit |  | Avg Bill Factor
# | Category | Type | Measure Name | Segment | Vintage | Name | Meter | Meter | Meter | Shifting % | Class | Measure | Jan. | Feb. | March | April | May | June | July | Aug. | Sep. | Oct. | Nov. | Dec. | Cost | Cost | Cost | Cost | Cost | Cost | savings | per part | Bill savs
101 | Appliances | Cooking | Efficient Exhaust Hood | Assembly | Existing | CasEgs101 | 1 | 0.3681 | 6134.9693 | 0 | GS | 20 | [12 empty] | 368.0982 | 0 | 2803.5415 | 0 | 0 | 0 | 1 | 0 | 0 | 1 | bar: Jan. to Dec.
101 | Appliances | Cooking | Efficient Exhaust Hood | Assembly | New | CasNgs101 | 1 | 0.3681 | 6134.9693 | 0 | GS | 20 | [12 empty] | 368.0982 | 0 | 2803.5415 | 0 | 0 | 0 | 1 | 0 | 0 | 1 | bar: Jan. to Dec.
101 | Appliances | Cooking | Efficient Exhaust Hood | College and University | Existing | CcoEgs101 | 1 | 0.3681 | 6134.9693 | 0 | GS | 20 | [12 empty] | 368.0982 | 0 | 2803.5415 | 0 | 0 | 0 | 1 | 0 | 0 | 1 | bar: Jan. to Dec.
101 | Appliances | Cooking | Efficient Exhaust Hood | College and University | New | CcoNgs101 | 1 | 0.3681 | 6134.9693 | 0 | GS | 20 | [12 empty] | 368.0982 | 0 | 2803.5415 | 0 | 0 | 0 | 1 | 0 | 0 | 1 | bar: Jan. to Dec.
101 | Appliances | Cooking | Efficient Exhaust Hood | Data Center | Existing | CdaEgs101 | 1 | 1.8136 | 16949.1525 | 0 | GS | 20 | [12 empty] | 1016.9492 | 0 | 7745.3773 | 0 | 0 | 0 | 1 | 0 | 0 | 1 | bar: Jan. to Dec.
101 | Appliances | Cooking | Efficient Exhaust Hood | Data Center | New | CdaNgs101 | 1 | 1.8136 | 16949.1525 | 0 | GS | 20 | [12 empty] | 1016.9492 | 0 | 7745.3773 | 0 | 0 | 0 | 1 | 0 | 0 | 1 | bar: Jan. to Dec.
101 | Appliances | Cooking | Efficient Exhaust Hood | Grocery | Existing | CgrEgs101 | 1 | 0.3681 | 6134.9693 | 0 | GS | 20 | [12 empty] | 368.0982 | 0 | 2803.5415 | 0 | 0 | 0 | 1 | 0 | 0 | 1 | bar: Jan. to Dec.
101 | Appliances | Cooking | Efficient Exhaust Hood | Grocery | New | CgrNgs101 | 1 | 0.3681 | 6134.9693 | 0 | GS | 20 | [12 empty] | 368.0982 | 0 | 2803.5415 | 0 | 0 | 0 | 1 | 0 | 0 | 1 | bar: Jan. to Dec.
101 | Appliances | Cooking | Efficient Exhaust Hood | Healthcare | Existing | CheEgs101 | 1 | 1.1186 | 8474.5763 | 0 | GS | 20 | [12 empty] | 508.4746 | 0 | 3872.6887 | 0 | 0 | 0 | 1 | 0 | 0 | 1 | bar: Jan. to Dec.
101 | Appliances | Cooking | Efficient Exhaust Hood | Healthcare | New | CheNgs101 | 1 | 1.1186 | 8474.5763 | 0 | GS | 20 | [12 empty] | 508.4746 | 0 | 3872.6887 | 0 | 0 | 0 | 1 | 0 | 0 | 1 | bar: Jan. to Dec.
101 | Appliances | Cooking | Efficient Exhaust Hood | Hospitals | Existing | ChoEgs101 | 1 | 0.3681 | 6134.9693 | 0 | GS | 20 | [12 empty] | 368.0982 | 0 | 2803.5415 | 0 | 0 | 0 | 1 | 0 | 0 | 1 | bar: Jan. to Dec.
101 | Appliances | Cooking | Efficient Exhaust Hood | Hospitals | New | ChoNgs101 | 1 | 0.3681 | 6134.9693 | 0 | GS | 20 | [12 empty] | 368.0982 | 0 | 2803.5415 | 0 | 0 | 0 | 1 | 0 | 0 | 1 | bar: Jan. to Dec.
101 | Appliances | Cooking | Efficient Exhaust Hood | Institutional | Existing | CinEgs101 | 1 | 1.8136 | 16949.1525 | 0 | GS | 20 | [12 empty] | 1016.9492 | 0 | 7745.3773 | 0 | 0 | 0 | 1 | 0 | 0 | 1 | bar: Jan. to Dec.
101 | Appliances | Cooking | Efficient Exhaust Hood | Institutional | New | CinNgs101 | 1 | 1.8136 | 16949.1525 | 0 | GS | 20 | [12 empty] | 1016.9492 | 0 | 7745.3773 | 0 | 0 | 0 | 1 | 0 | 0 | 1 | bar: Jan. to Dec.
101 | Appliances | Cooking | Efficient Exhaust Hood | Lodging/Hospitality | Existing | CloEgs101 | 1 | 0.44505 | 5494.5055 | 0 | GS | 20 | [12 empty] | 329.6703 | 0 | 2510.8641 | 0 | 0 | 0 | 1 | 0 | 0 | 1 | bar: Jan. to Dec.
101 | Appliances | Cooking | Efficient Exhaust Hood | Lodging/Hospitality | New | CloNgs101 | 1 | 0.44505 | 5494.5055 | 0 | GS | 20 | [12 empty] | 329.6703 | 0 | 2510.8641 | 0 | 0 | 0 | 1 | 0 | 0 | 1 | bar: Jan. to Dec.
101 | Appliances | Cooking | Efficient Exhaust Hood | Miscellaneous | Existing | CmiEgs101 | 1 | 1.8136 | 16949.1525 | 0 | GS | 20 | [12 empty] | 1016.9492 | 0 | 7745.3773 | 0 | 0 | 0 | 1 | 0 | 0 | 1 | bar: Jan. to Dec.
101 | Appliances | Cooking | Efficient Exhaust Hood | Miscellaneous | New | CmiNgs101 | 1 | 1.8136 | 16949.1525 | 0 | GS | 20 | [12 empty] | 1016.9492 | 0 | 7745.3773 | 0 | 0 | 0 | 1 | 0 | 0 | 1 | bar: Jan. to Dec.
101 | Appliances | Cooking | Efficient Exhaust Hood | Offices | Existing | CofEgs101 | 1 | 1.8136 | 16949.1525 | 0 | GS | 20 | [12 empty] | 1016.9492 | 0 | 7745.3773 | 0 | 0 | 0 | 1 | 0 | 0 | 1 | bar: Jan. to Dec.
101 | Appliances | Cooking | Efficient Exhaust Hood | Offices | New | CofNgs101 | 1 | 1.8136 | 16949.1525 | 0 | GS | 20 | [12 empty] | 1016.9492 | 0 | 7745.3773 | 0 | 0 | 0 | 1 | 0 | 0 | 1 | bar: Jan. to Dec.
101 | Appliances | Cooking | Efficient Exhaust Hood | Restaurants | Existing | CreEgs101 | 1 | 0.5288 | 5235.6021 | 0 | GS | 20 | [12 empty] | 314.1361 | 0 | 2392.5511 | 0 | 0 | 0 | 1 | 0 | 0 | 1 | bar: Jan. to Dec.
101 | Appliances | Cooking | Efficient Exhaust Hood | Restaurants | New | CreNgs101 | 1 | 0.5288 | 5235.6021 | 0 | GS | 20 | [12 empty] | 314.1361 | 0 | 2392.5511 | 0 | 0 | 0 | 1 | 0 | 0 | 1 | bar: Jan. to Dec.
101 | Appliances | Cooking | Efficient Exhaust Hood | Retail | Existing | CrtEgs101 | 1 | 0.3681 | 6134.9693 | 0 | GS | 20 | [12 empty] | 368.0982 | 0 | 2803.5415 | 0 | 0 | 0 | 1 | 0 | 0 | 1 | bar: Jan. to Dec.
101 | Appliances | Cooking | Efficient Exhaust Hood | Retail | New | CrtNgs101 | 1 | 0.3681 | 6134.9693 | 0 | GS | 20 | [12 empty] | 368.0982 | 0 | 2803.5415 | 0 | 0 | 0 | 1 | 0 | 0 | 1 | bar: Jan. to Dec.
101 | Appliances | Cooking | Efficient Exhaust Hood | Schools K-12 | Existing | CscEgs101 | 1 | 1.8136 | 16949.1525 | 0 | GS | 20 | [12 empty] | 1016.9492 | 0 | 7745.3773 | 0 | 0 | 0 | 1 | 0 | 0 | 1 | bar: Jan. to Dec.
101 | Appliances | Cooking | Efficient Exhaust Hood | Schools K-12 | New | CscNgs101 | 1 | 1.8136 | 16949.1525 | 0 | GS | 20 | [12 empty] | 1016.9492 | 0 | 7745.3773 | 0 | 0 | 0 | 1 | 0 | 0 | 1 | bar: Jan. to Dec.
101 | Appliances | Cooking | Efficient Exhaust Hood | Warehouse | Existing | CwaEgs101 | 1 | 1.8136 | 16949.1525 | 0 | GS | 20 | [12 empty] | 1016.9492 | 0 | 7745.3773 | 0 | 0 | 0 | 1 | 0 | 0 | 1 | bar: Jan. to Dec.
101 | Appliances | Cooking | Efficient Exhaust Hood | Warehouse | New | CwaNgs101 | 1 | 1.8136 | 16949.1525 | 0 | GS | 20 | [12 empty] | 1016.9492 | 0 | 7745.3773 | 0 | 0 | 0 | 1 | 0 | 0 | 1 | bar: Jan. to Dec.
102 | Appliances | Cooking | Energy Star Combination Oven | Assembly | Turnover | CasTgs102 | 1 | 0.3681 | 6134.9693 | 0 | GS | 12 | 0.57723 | 0.60437 | 0.83705 | 1.097 | 1.2026 | 1.2026 | 1.289 | 1.2891 | 1.2453 | 1.1192 | 0.77553 | 0.85362 | 368.0982 | 0 | 1522.1815 | 0 | 0 | 0 | 1 | 0 | 0 | 1.0077
102 | Appliances | Cooking | Energy Star Combination Oven | Assembly | New | CasNgs102 | 1 | 0.3681 | 6134.9693 | 0 | GS | 12 | 0.57723 | 0.60437 | 0.83705 | 1.097 | 1.2026 | 1.2026 | 1.289 | 1.2891 | 1.2453 | 1.1192 | 0.77553 | 0.85362 | 368.0982 | 0 | 1522.1815 | 0 | 0 | 0 | 1 | 0 | 0 | 1.0077
102 | Appliances | Cooking | Energy Star Combination Oven | College and University | Turnover | CcoTgs102 | 1 | 0.3681 | 6134.9693 | 0 | GS | 12 | 0.57723 | 0.60437 | 0.83705 | 1.097 | 1.2026 | 1.2026 | 1.289 | 1.2891 | 1.2453 | 1.1192 | 0.77553 | 0.85362 | 368.0982 | 0 | 1522.1815 | 0 | 0 | 0 | 1 | 0 | 0 | 1.0077
102 | Appliances | Cooking | Energy Star Combination Oven | College and University | New | CcoNgs102 | 1 | 0.3681 | 6134.9693 | 0 | GS | 12 | 0.57723 | 0.60437 | 0.83705 | 1.097 | 1.2026 | 1.2026 | 1.289 | 1.2891 | 1.2453 | 1.1192 | 0.77553 | 0.85362 | 368.0982 | 0 | 1522.1815 | 0 | 0 | 0 | 1 | 0 | 0 | 1.0077
102 | Appliances | Cooking | Energy Star Combination Oven | Data Center | Turnover | CdaTgs102 | 1 | 1.8136 | 16949.1525 | 0 | GS | 12 | 0.57723 | 0.60437 | 0.83705 | 1.097 | 1.2026 | 1.2026 | 1.289 | 1.2891 | 1.2453 | 1.1192 | 0.77553 | 0.85362 | 1016.9492 | 0 | 4205.3488 | 0 | 0 | 0 | 1 | 0 | 0 | 1.0077
102 | Appliances | Cooking | Energy Star Combination Oven | Data Center | New | CdaNgs102 | 1 | 1.8136 | 16949.1525 | 0 | GS | 12 | 0.57723 | 0.60437 | 0.83705 | 1.097 | 1.2026 | 1.2026 | 1.289 | 1.2891 | 1.2453 | 1.1192 | 0.77553 | 0.85362 | 1016.9492 | 0 | 4205.3488 | 0 | 0 | 0 | 1 | 0 | 0 | 1.0077
102 | Appliances | Cooking | Energy Star Combination Oven | Grocery | Turnover | CgrTgs102 | 1 | 0.3681 | 6134.9693 | 0 | GS | 12 | 0.57723 | 0.60437 | 0.83705 | 1.097 | 1.2026 | 1.2026 | 1.289 | 1.2891 | 1.2453 | 1.1192 | 0.77553 | 0.85362 | 368.0982 | 0 | 1522.1815 | 0 | 0 | 0 | 1 | 0 | 0 | 1.0077
102 | Appliances | Cooking | Energy Star Combination Oven | Grocery | New | CgrNgs102 | 1 | 0.3681 | 6134.9693 | 0 | GS | 12 | 0.57723 | 0.60437 | 0.83705 | 1.097 | 1.2026 | 1.2026 | 1.289 | 1.2891 | 1.2453 | 1.1192 | 0.77553 | 0.85362 | 368.0982 | 0 | 1522.1815 | 0 | 0 | 0 | 1 | 0 | 0 | 1.0077
102 | Appliances | Cooking | Energy Star Combination Oven | Healthcare | Turnover | CheTgs102 | 1 | 1.1186 | 8474.5763 | 0 | GS | 12 | 0.57723 | 0.60437 | 0.83705 | 1.097 | 1.2026 | 1.2026 | 1.289 | 1.2891 | 1.2453 | 1.1192 | 0.77553 | 0.85362 | 508.4746 | 0 | 2102.6744 | 0 | 0 | 0 | 1 | 0 | 0 | 1.0077
102 | Appliances | Cooking | Energy Star Combination Oven | Healthcare | New | CheNgs102 | 1 | 1.1186 | 8474.5763 | 0 | GS | 12 | 0.57723 | 0.60437 | 0.83705 | 1.097 | 1.2026 | 1.2026 | 1.289 | 1.2891 | 1.2453 | 1.1192 | 0.77553 | 0.85362 | 508.4746 | 0 | 2102.6744 | 0 | 0 | 0 | 1 | 0 | 0 | 1.0077
102 | Appliances | Cooking | Energy Star Combination Oven | Hospitals | Turnover | ChoTgs102 | 1 | 0.3681 | 6134.9693 | 0 | GS | 12 | 0.57723 | 0.60437 | 0.83705 | 1.097 | 1.2026 | 1.2026 | 1.289 | 1.2891 | 1.2453 | 1.1192 | 0.77553 | 0.85362 | 368.0982 | 0 | 1522.1815 | 0 | 0 | 0 | 1 | 0 | 0 | 1.0077
102 | Appliances | Cooking | Energy Star Combination Oven | Hospitals | New | ChoNgs102 | 1 | 0.3681 | 6134.9693 | 0 | GS | 12 | 0.57723 | 0.60437 | 0.83705 | 1.097 | 1.2026 | 1.2026 | 1.289 | 1.2891 | 1.2453 | 1.1192 | 0.77553 | 0.85362 | 368.0982 | 0 | 1522.1815 | 0 | 0 | 0 | 1 | 0 | 0 | 1.0077
102 | Appliances | Cooking | Energy Star Combination Oven | Institutional | Turnover | CinTgs102 | 1 | 1.8136 | 16949.1525 | 0 | GS | 12 | 0.57723 | 0.60437 | 0.83705 | 1.097 | 1.2026 | 1.2026 | 1.289 | 1.2891 | 1.2453 | 1.1192 | 0.77553 | 0.85362 | 1016.9492 | 0 | 4205.3488 | 0 | 0 | 0 | 1 | 0 | 0 | 1.0077
102 | Appliances | Cooking | Energy Star Combination Oven | Institutional | New | CinNgs102 | 1 | 1.8136 | 16949.1525 | 0 | GS | 12 | 0.57723 | 0.60437 | 0.83705 | 1.097 | 1.2026 | 1.2026 | 1.289 | 1.2891 | 1.2453 | 1.1192 | 0.77553 | 0.85362 | 1016.9492 | 0 | 4205.3488 | 0 | 0 | 0 | 1 | 0 | 0 | 1.0077
102 | Appliances | Cooking | Energy Star Combination Oven | Lodging/Hospitality | Turnover | CloTgs102 | 1 | 0.44505 | 5494.5055 | 0 | GS | 12 | 0.57723 | 0.60437 | 0.83705 | 1.097 | 1.2026 | 1.2026 | 1.289 | 1.2891 | 1.2453 | 1.1192 | 0.77553 | 0.85362 | 329.6703 | 0 | 1363.2724 | 0 | 0 | 0 | 1 | 0 | 0 | 1.0077
102 | Appliances | Cooking | Energy Star Combination Oven | Lodging/Hospitality | New | CloNgs102 | 1 | 0.44505 | 5494.5055 | 0 | GS | 12 | 0.57723 | 0.60437 | 0.83705 | 1.097 | 1.2026 | 1.2026 | 1.289 | 1.2891 | 1.2453 | 1.1192 | 0.77553 | 0.85362 | 329.6703 | 0 | 1363.2724 | 0 | 0 | 0 | 1 | 0 | 0 | 1.0077
102 | Appliances | Cooking | Energy Star Combination Oven | Miscellaneous | Turnover | CmiTgs102 | 1 | 1.8136 | 16949.1525 | 0 | GS | 12 | 0.57723 | 0.60437 | 0.83705 | 1.097 | 1.2026 | 1.2026 | 1.289 | 1.2891 | 1.2453 | 1.1192 | 0.77553 | 0.85362 | 1016.9492 | 0 | 4205.3488 | 0 | 0 | 0 | 1 | 0 | 0 | 1.0077
102 | Appliances | Cooking | Energy Star Combination Oven | Miscellaneous | New | CmiNgs102 | 1 | 1.8136 | 16949.1525 | 0 | GS | 12 | 0.57723 | 0.60437 | 0.83705 | 1.097 | 1.2026 | 1.2026 | 1.289 | 1.2891 | 1.2453 | 1.1192 | 0.77553 | 0.85362 | 1016.9492 | 0 | 4205.3488 | 0 | 0 | 0 | 1 | 0 | 0 | 1.0077
102 | Appliances | Cooking | Energy Star Combination Oven | Offices | Turnover | CofTgs102 | 1 | 1.8136 | 16949.1525 | 0 | GS | 12 | 0.57723 | 0.60437 | 0.83705 | 1.097 | 1.2026 | 1.2026 | 1.289 | 1.2891 | 1.2453 | 1.1192 | 0.77553 | 0.85362 | 1016.9492 | 0 | 4205.3488 | 0 | 0 | 0 | 1 | 0 | 0 | 1.0077
102 | Appliances | Cooking | Energy Star Combination Oven | Offices | New | CofNgs102 | 1 | 1.8136 | 16949.1525 | 0 | GS | 12 | 0.57723 | 0.60437 | 0.83705 | 1.097 | 1.2026 | 1.2026 | 1.289 | 1.2891 | 1.2453 | 1.1192 | 0.77553 | 0.85362 | 1016.9492 | 0 | 4205.3488 | 0 | 0 | 0 | 1 | 0 | 0 | 1.0077
102 | Appliances | Cooking | Energy Star Combination Oven | Restaurants | Turnover | CreTgs102 | 1 | 0.5288 | 5235.6021 | 0 | GS | 12 | 0.57723 | 0.60437 | 0.83705 | 1.097 | 1.2026 | 1.2026 | 1.289 | 1.2891 | 1.2453 | 1.1192 | 0.77553 | 0.85362 | 314.1361 | 0 | 1299.0344 | 0 | 0 | 0 | 1 | 0 | 0 | 1.0077
102 | Appliances | Cooking | Energy Star Combination Oven | Restaurants | New | CreNgs102 | 1 | 0.5288 | 5235.6021 | 0 | GS | 12 | 0.57723 | 0.60437 | 0.83705 | 1.097 | 1.2026 | 1.2026 | 1.289 | 1.2891 | 1.2453 | 1.1192 | 0.77553 | 0.85362 | 314.1361 | 0 | 1299.0344 | 0 | 0 | 0 | 1 | 0 | 0 | 1.0077
102 | Appliances | Cooking | Energy Star Combination Oven | Retail | Turnover | CrtTgs102 | 1 | 0.3681 | 6134.9693 | 0 | GS | 12 | 0.57723 | 0.60437 | 0.83705 | 1.097 | 1.2026 | 1.2026 | 1.289 | 1.2891 | 1.2453 | 1.1192 | 0.77553 | 0.85362 | 368.0982 | 0 | 1522.1815 | 0 | 0 | 0 | 1 | 0 | 0 | 1.0077
102 | Appliances | Cooking | Energy Star Combination Oven | Retail | New | CrtNgs102 | 1 | 0.3681 | 6134.9693 | 0 | GS | 12 | 0.57723 | 0.60437 | 0.83705 | 1.097 | 1.2026 | 1.2026 | 1.289 | 1.2891 | 1.2453 | 1.1192 | 0.77553 | 0.85362 | 368.0982 | 0 | 1522.1815 | 0 | 0 | 0 | 1 | 0 | 0 | 1.0077
102 | Appliances | Cooking | Energy Star Combination Oven | Schools K-12 | Turnover | CscTgs102 | 1 | 1.8136 | 16949.1525 | 0 | GS | 12 | 0.57723 | 0.60437 | 0.83705 | 1.097 | 1.2026 | 1.2026 | 1.289 | 1.2891 | 1.2453 | 1.1192 | 0.77553 | 0.85362 | 1016.9492 | 0 | 4205.3488 | 0 | 0 | 0 | 1 | 0 | 0 | 1.0077
102 | Appliances | Cooking | Energy Star Combination Oven | Schools K-12 | New | CscNgs102 | 1 | 1.8136 | 16949.1525 | 0 | GS | 12 | 0.57723 | 0.60437 | 0.83705 | 1.097 | 1.2026 | 1.2026 | 1.289 | 1.2891 | 1.2453 | 1.1192 | 0.77553 | 0.85362 | 1016.9492 | 0 | 4205.3488 | 0 | 0 | 0 | 1 | 0 | 0 | 1.0077
102 | Appliances | Cooking | Energy Star Combination Oven | Warehouse | Turnover | CwaTgs102 | 1 | 1.8136 | 16949.1525 | 0 | GS | 12 | 0.57723 | 0.60437 | 0.83705 | 1.097 | 1.2026 | 1.2026 | 1.289 | 1.2891 | 1.2453 | 1.1192 | 0.77553 | 0.85362 | 1016.9492 | 0 | 4205.3488 | 0 | 0 | 0 | 1 | 0 | 0 | 1.0077
102 | Appliances | Cooking | Energy Star Combination Oven | Warehouse | New | CwaNgs102 | 1 | 1.8136 | 16949.1525 | 0 | GS | 12 | 0.57723 | 0.60437 | 0.83705 | 1.097 | 1.2026 | 1.2026 | 1.289 | 1.2891 | 1.2453 | 1.1192 | 0.77553 | 0.85362 | 1016.9492 | 0 | 4205.3488 | 0 | 0 | 0 | 1 | 0 | 0 | 1.0077
103 | Appliances | Cooking | Energy Star Commercial Dishwasher | Assembly | Turnover | CasTgs103 | 1 | 1.523 | 8042.7229 | 0 | GS | 13 | 0.57723 | 0.60437 | 0.83705 | 1.097 | 1.2026 | 1.2026 | 1.289 | 1.2891 | 1.2453 | 1.1192 | 0.77553 | 0.85362 | 482.5634 | 0 | 745.5905 | 0 | 0 | 0 | 1 | 0 | 0 | 1.0077
103 | Appliances | Cooking | Energy Star Commercial Dishwasher | Assembly | New | CasNgs103 | 1 | 1.523 | 8042.7229 | 0 | GS | 13 | 0.57723 | 0.60437 | 0.83705 | 1.097 | 1.2026 | 1.2026 | 1.289 | 1.2891 | 1.2453 | 1.1192 | 0.77553 | 0.85362 | 482.5634 | 0 | 745.5905 | 0 | 0 | 0 | 1 | 0 | 0 | 1.0077
103 | Appliances | Cooking | Energy Star Commercial Dishwasher | College and University | Turnover | CcoTgs103 | 1 | 1.2145 | 10905.4227 | 0 | GS | 13 | 0.57723 | 0.60437 | 0.83705 | 1.097 | 1.2026 | 1.2026 | 1.289 | 1.2891 | 1.2453 | 1.1192 | 0.77553 | 0.85362 | 654.3254 | 0 | 1010.9734 | 0 | 0 | 0 | 1 | 0 | 0 | 1.0077
103 | Appliances | Cooking | Energy Star Commercial Dishwasher | College and University | New | CcoNgs103 | 1 | 1.2145 | 10905.4227 | 0 | GS | 13 | 0.57723 | 0.60437 | 0.83705 | 1.097 | 1.2026 | 1.2026 | 1.289 | 1.2891 | 1.2453 | 1.1192 | 0.77553 | 0.85362 | 654.3254 | 0 | 1010.9734 | 0 | 0 | 0 | 1 | 0 | 0 | 1.0077
103 | Appliances | Cooking | Energy Star Commercial Dishwasher | Data Center | Turnover | CdaTgs103 | 1 | 1.2145 | 10905.4227 | 0 | GS | 13 | 0.57723 | 0.60437 | 0.83705 | 1.097 | 1.2026 | 1.2026 | 1.289 | 1.2891 | 1.2453 | 1.1192 | 0.77553 | 0.85362 | 654.3254 | 0 | 1010.9734 | 0 | 0 | 0 | 1 | 0 | 0 | 1.0077
103 | Appliances | Cooking | Energy Star Commercial Dishwasher | Data Center | New | CdaNgs103 | 1 | 1.2145 | 10905.4227 | 0 | GS | 13 | 0.57723 | 0.60437 | 0.83705 | 1.097 | 1.2026 | 1.2026 | 1.289 | 1.2891 | 1.2453 | 1.1192 | 0.77553 | 0.85362 | 654.3254 | 0 | 1010.9734 | 0 | 0 | 0 | 1 | 0 | 0 | 1.0077
103 | Appliances | Cooking | Energy Star Commercial Dishwasher | Grocery | Turnover | CgrTgs103 | 1 | 1.523 | 8042.7229 | 0 | GS | 13 | 0.57723 | 0.60437 | 0.83705 | 1.097 | 1.2026 | 1.2026 | 1.289 | 1.2891 | 1.2453 | 1.1192 | 0.77553 | 0.85362 | 482.5634 | 0 | 745.5905 | 0 | 0 | 0 | 1 | 0 | 0 | 1.0077
103 | Appliances | Cooking | Energy Star Commercial Dishwasher | Grocery | New | CgrNgs103 | 1 | 1.523 | 8042.7229 | 0 | GS | 13 | 0.57723 | 0.60437 | 0.83705 | 1.097 | 1.2026 | 1.2026 | 1.289 | 1.2891 | 1.2453 | 1.1192 | 0.77553 | 0.85362 | 482.5634 | 0 | 745.5905 | 0 | 0 | 0 | 1 | 0 | 0 | 1.0077
103 | Appliances | Cooking | Energy Star Commercial Dishwasher | Healthcare | Turnover | CheTgs103 | 1 | 1.2145 | 10905.4227 | 0 | GS | 13 | 0.57723 | 0.60437 | 0.83705 | 1.097 | 1.2026 | 1.2026 | 1.289 | 1.2891 | 1.2453 | 1.1192 | 0.77553 | 0.85362 | 654.3254 | 0 | 1010.9734 | 0 | 0 | 0 | 1 | 0 | 0 | 1.0077
103 | Appliances | Cooking | Energy Star Commercial Dishwasher | Healthcare | New | CheNgs103 | 1 | 1.2145 | 10905.4227 | 0 | GS | 13 | 0.57723 | 0.60437 | 0.83705 | 1.097 | 1.2026 | 1.2026 | 1.289 | 1.2891 | 1.2453 | 1.1192 | 0.77553 | 0.85362 | 654.3254 | 0 | 1010.9734 | 0 | 0 | 0 | 1 | 0 | 0 | 1.0077
103 | Appliances | Cooking | Energy Star Commercial Dishwasher | Hospitals | Turnover | ChoTgs103 | 1 | 1.2145 | 10905.4227 | 0 | GS | 13 | 0.57723 | 0.60437 | 0.83705 | 1.097 | 1.2026 | 1.2026 | 1.289 | 1.2891 | 1.2453 | 1.1192 | 0.77553 | 0.85362 | 654.3254 | 0 | 1010.9734 | 0 | 0 | 0 | 1 | 0 | 0 | 1.0077
103 | Appliances | Cooking | Energy Star Commercial Dishwasher | Hospitals | New | ChoNgs103 | 1 | 1.2145 | 10905.4227 | 0 | GS | 13 | 0.57723 | 0.60437 | 0.83705 | 1.097 | 1.2026 | 1.2026 | 1.289 | 1.2891 | 1.2453 | 1.1192 | 0.77553 | 0.85362 | 654.3254 | 0 | 1010.9734 | 0 | 0 | 0 | 1 | 0 | 0 | 1.0077
103 | Appliances | Cooking | Energy Star Commercial Dishwasher | Institutional | Turnover | CinTgs103 | 1 | 1.2145 | 10905.4227 | 0 | GS | 13 | 0.57723 | 0.60437 | 0.83705 | 1.097 | 1.2026 | 1.2026 | 1.289 | 1.2891 | 1.2453 | 1.1192 | 0.77553 | 0.85362 | 654.3254 | 0 | 1010.9734 | 0 | 0 | 0 | 1 | 0 | 0 | 1.0077
103 | Appliances | Cooking | Energy Star Commercial Dishwasher | Institutional | New | CinNgs103 | 1 | 1.2145 | 10905.4227 | 0 | GS | 13 | 0.57723 | 0.60437 | 0.83705 | 1.097 | 1.2026 | 1.2026 | 1.289 | 1.2891 | 1.2453 | 1.1192 | 0.77553 | 0.85362 | 654.3254 | 0 | 1010.9734 | 0 | 0 | 0 | 1 | 0 | 0 | 1.0077
103 | Appliances | Cooking | Energy Star Commercial Dishwasher | Lodging/Hospitality | Turnover | CloTgs103 | 1 | 4.0096 | 25413.8002 | 0 | GS | 13 | 0.57723 | 0.60437 | 0.83705 | 1.097 | 1.2026 | 1.2026 | 1.289 | 1.2891 | 1.2453 | 1.1192 | 0.77553 | 0.85362 | 1524.828 | 0 | 2355.9542 | 0 | 0 | 0 | 1 | 0 | 0 | 1.0077
103 | Appliances | Cooking | Energy Star Commercial Dishwasher | Lodging/Hospitality | New | CloNgs103 | 1 | 4.0096 | 25413.8002 | 0 | GS | 13 | 0.57723 | 0.60437 | 0.83705 | 1.097 | 1.2026 | 1.2026 | 1.289 | 1.2891 | 1.2453 | 1.1192 | 0.77553 | 0.85362 | 1524.828 | 0 | 2355.9542 | 0 | 0 | 0 | 1 | 0 | 0 | 1.0077
103 | Appliances | Cooking | Energy Star Commercial Dishwasher | Miscellaneous | Turnover | CmiTgs103 | 1 | 1.523 | 8042.7229 | 0 | GS | 13 | 0.57723 | 0.60437 | 0.83705 | 1.097 | 1.2026 | 1.2026 | 1.289 | 1.2891 | 1.2453 | 1.1192 | 0.77553 | 0.85362 | 482.5634 | 0 | 745.5905 | 0 | 0 | 0 | 1 | 0 | 0 | 1.0077
103 | Appliances | Cooking | Energy Star Commercial Dishwasher | Miscellaneous | New | CmiNgs103 | 1 | 1.523 | 8042.7229 | 0 | GS | 13 | 0.57723 | 0.60437 | 0.83705 | 1.097 | 1.2026 | 1.2026 | 1.289 | 1.2891 | 1.2453 | 1.1192 | 0.77553 | 0.85362 | 482.5634 | 0 | 745.5905 | 0 | 0 | 0 | 1 | 0 | 0 | 1.0077
103 | Appliances | Cooking | Energy Star Commercial Dishwasher | Offices | Turnover | CofTgs103 | 1 | 1.523 | 8042.7229 | 0 | GS | 13 | 0.57723 | 0.60437 | 0.83705 | 1.097 | 1.2026 | 1.2026 | 1.289 | 1.2891 | 1.2453 | 1.1192 | 0.77553 | 0.85362 | 482.5634 | 0 | 745.5905 | 0 | 0 | 0 | 1 | 0 | 0 | 1.0077
103 | Appliances | Cooking | Energy Star Commercial Dishwasher | Offices | New | CofNgs103 | 1 | 1.523 | 8042.7229 | 0 | GS | 13 | 0.57723 | 0.60437 | 0.83705 | 1.097 | 1.2026 | 1.2026 | 1.289 | 1.2891 | 1.2453 | 1.1192 | 0.77553 | 0.85362 | 482.5634 | 0 | 745.5905 | 0 | 0 | 0 | 1 | 0 | 0 | 1.0077
103 | Appliances | Cooking | Energy Star Commercial Dishwasher | Restaurants | Turnover | CreTgs103 | 1 | 1.523 | 8042.7229 | 0 | GS | 13 | 0.57723 | 0.60437 | 0.83705 | 1.097 | 1.2026 | 1.2026 | 1.289 | 1.2891 | 1.2453 | 1.1192 | 0.77553 | 0.85362 | 482.5634 | 0 | 745.5905 | 0 | 0 | 0 | 1 | 0 | 0 | 1.0077
103 | Appliances | Cooking | Energy Star Commercial Dishwasher | Restaurants | New | CreNgs103 | 1 | 1.523 | 8042.7229 | 0 | GS | 13 | 0.57723 | 0.60437 | 0.83705 | 1.097 | 1.2026 | 1.2026 | 1.289 | 1.2891 | 1.2453 | 1.1192 | 0.77553 | 0.85362 | 482.5634 | 0 | 745.5905 | 0 | 0 | 0 | 1 | 0 | 0 | 1.0077
103 | Appliances | Cooking | Energy Star Commercial Dishwasher | Retail | Turnover | CrtTgs103 | 1 | 1.523 | 8042.7229 | 0 | GS | 13 | 0.57723 | 0.60437 | 0.83705 | 1.097 | 1.2026 | 1.2026 | 1.289 | 1.2891 | 1.2453 | 1.1192 | 0.77553 | 0.85362 | 482.5634 | 0 | 745.5905 | 0 | 0 | 0 | 1 | 0 | 0 | 1.0077
103 | Appliances | Cooking | Energy Star Commercial Dishwasher | Retail | New | CrtNgs103 | 1 | 1.523 | 8042.7229 | 0 | GS | 13 | 0.57723 | 0.60437 | 0.83705 | 1.097 | 1.2026 | 1.2026 | 1.289 | 1.2891 | 1.2453 | 1.1192 | 0.77553 | 0.85362 | 482.5634 | 0 | 745.5905 | 0 | 0 | 0 | 1 | 0 | 0 | 1.0077
103 | Appliances | Cooking | Energy Star Commercial Dishwasher | Schools K-12 | Turnover | CscTgs103 | 1 | 1.523 | 8042.7229 | 0 | GS | 13 | 0.57723 | 0.60437 | 0.83705 | 1.097 | 1.2026 | 1.2026 | 1.289 | 1.2891 | 1.2453 | 1.1192 | 0.77553 | 0.85362 | 482.5634 | 0 | 745.5905 | 0 | 0 | 0 | 1 | 0 | 0 | 1.0077
103 | Appliances | Cooking | Energy Star Commercial Dishwasher | Schools K-12 | New | CscNgs103 | 1 | 1.523 | 8042.7229 | 0 | GS | 13 | 0.57723 | 0.60437 | 0.83705 | 1.097 | 1.2026 | 1.2026 | 1.289 | 1.2891 | 1.2453 | 1.1192 | 0.77553 | 0.85362 | 482.5634 | 0 | 745.5905 | 0 | 0 | 0 | 1 | 0 | 0 | 1.0077
103 | Appliances | Cooking | Energy Star Commercial Dishwasher | Warehouse | Turnover | CwaTgs103 | 1 | 1.523 | 8042.7229 | 0 | GS | 13 | 0.57723 | 0.60437 | 0.83705 | 1.097 | 1.2026 | 1.2026 | 1.289 | 1.2891 | 1.2453 | 1.1192 | 0.77553 | 0.85362 | 482.5634 | 0 | 745.5905 | 0 | 0 | 0 | 1 | 0 | 0 | 1.0077
103 | Appliances | Cooking | Energy Star Commercial Dishwasher | Warehouse | New | CwaNgs103 | 1 | 1.523 | 8042.7229 | 0 | GS | 13 | 0.57723 | 0.60437 | 0.83705 | 1.097 | 1.2026 | 1.2026 | 1.289 | 1.2891 | 1.2453 | 1.1192 | 0.77553 | 0.85362 | 482.5634 | 0 | 745.5905 | 0 | 0 | 0 | 1 | 0 | 0 | 1.0077
104 | Appliances | Cooking | Energy Star convection oven | Assembly | Turnover | CasTgs104 | 1 | 0.3681 | 6134.9693 | 0 | GS | 17 | 0.57723 | 0.60437 | 0.83705 | 1.097 | 1.2026 | 1.2026 | 1.289 | 1.2891 | 1.2453 | 1.1192 | 0.77553 | 0.85362 | 368.0982 | 0 | 1999.7086 | 0 | 0 | 0 | 1 | 0 | 0 | 1.0077
104 | Appliances | Cooking | Energy Star convection oven | Assembly | New | CasNgs104 | 1 | 0.3681 | 6134.9693 | 0 | GS | 17 | 0.57723 | 0.60437 | 0.83705 | 1.097 | 1.2026 | 1.2026 | 1.289 | 1.2891 | 1.2453 | 1.1192 | 0.77553 | 0.85362 | 368.0982 | 0 | 1999.7086 | 0 | 0 | 0 | 1 | 0 | 0 | 1.0077
104 | Appliances | Cooking | Energy Star convection oven | College and University | Turnover | CcoTgs104 | 1 | 0.3681 | 6134.9693 | 0 | GS | 17 | 0.57723 | 0.60437 | 0.83705 | 1.097 | 1.2026 | 1.2026 | 1.289 | 1.2891 | 1.2453 | 1.1192 | 0.77553 | 0.85362 | 368.0982 | 0 | 1999.7086 | 0 | 0 | 0 | 1 | 0 | 0 | 1.0077
104 | Appliances | Cooking | Energy Star convection oven | College and University | New | CcoNgs104 | 1 | 0.3681 | 6134.9693 | 0 | GS | 17 | 0.57723 | 0.60437 | 0.83705 | 1.097 | 1.2026 | 1.2026 | 1.289 | 1.2891 | 1.2453 | 1.1192 | 0.77553 | 0.85362 | 368.0982 | 0 | 1999.7086 | 0 | 0 | 0 | 1 | 0 | 0 | 1.0077
104 | Appliances | Cooking | Energy Star convection oven | Data Center | Turnover | CdaTgs104 | 1 | 1.8136 | 16949.1525 | 0 | GS | 17 | 0.57723 | 0.60437 | 0.83705 | 1.097 | 1.2026 | 1.2026 | 1.289 | 1.2891 | 1.2453 | 1.1192 | 0.77553 | 0.85362 | 1016.9492 | 0 | 5524.6187 | 0 | 0 | 0 | 1 | 0 | 0 | 1.0077
104 | Appliances | Cooking | Energy Star convection oven | Data Center | New | CdaNgs104 | 1 | 1.8136 | 16949.1525 | 0 | GS | 17 | 0.57723 | 0.60437 | 0.83705 | 1.097 | 1.2026 | 1.2026 | 1.289 | 1.2891 | 1.2453 | 1.1192 | 0.77553 | 0.85362 | 1016.9492 | 0 | 5524.6187 | 0 | 0 | 0 | 1 | 0 | 0 | 1.0077
104 | Appliances | Cooking | Energy Star convection oven | Grocery | Turnover | CgrTgs104 | 1 | 0.3681 | 6134.9693 | 0 | GS | 17 | 0.57723 | 0.60437 | 0.83705 | 1.097 | 1.2026 | 1.2026 | 1.289 | 1.2891 | 1.2453 | 1.1192 | 0.77553 | 0.85362 | 368.0982 | 0 | 1999.7086 | 0 | 0 | 0 | 1 | 0 | 0 | 1.0077
104 | Appliances | Cooking | Energy Star convection oven | Grocery | New | CgrNgs104 | 1 | 0.3681 | 6134.9693 | 0 | GS | 17 | 0.57723 | 0.60437 | 0.83705 | 1.097 | 1.2026 | 1.2026 | 1.289 | 1.2891 | 1.2453 | 1.1192 | 0.77553 | 0.85362 | 368.0982 | 0 | 1999.7086 | 0 | 0 | 0 | 1 | 0 | 0 | 1.0077
104 | Appliances | Cooking | Energy Star convection oven | Healthcare | Turnover | CheTgs104 | 1 | 1.1186 | 8474.5763 | 0 | GS | 17 | 0.57723 | 0.60437 | 0.83705 | 1.097 | 1.2026 | 1.2026 | 1.289 | 1.2891 | 1.2453 | 1.1192 | 0.77553 | 0.85362 | 508.4746 | 0 | 2762.3094 | 0 | 0 | 0 | 1 | 0 | 0 | 1.0077
104 | Appliances | Cooking | Energy Star convection oven | Healthcare | New | CheNgs104 | 1 | 1.1186 | 8474.5763 | 0 | GS | 17 | 0.57723 | 0.60437 | 0.83705 | 1.097 | 1.2026 | 1.2026 | 1.289 | 1.2891 | 1.2453 | 1.1192 | 0.77553 | 0.85362 | 508.4746 | 0 | 2762.3094 | 0 | 0 | 0 | 1 | 0 | 0 | 1.0077
104 | Appliances | Cooking | Energy Star convection oven | Hospitals | Turnover | ChoTgs104 | 1 | 0.3681 | 6134.9693 | 0 | GS | 17 | 0.57723 | 0.60437 | 0.83705 | 1.097 | 1.2026 | 1.2026 | 1.289 | 1.2891 | 1.2453 | 1.1192 | 0.77553 | 0.85362 | 368.0982 | 0 | 1999.7086 | 0 | 0 | 0 | 1 | 0 | 0 | 1.0077
104 | Appliances | Cooking | Energy Star convection oven | Hospitals | New | ChoNgs104 | 1 | 0.3681 | 6134.9693 | 0 | GS | 17 | 0.57723 | 0.60437 | 0.83705 | 1.097 | 1.2026 | 1.2026 | 1.289 | 1.2891 | 1.2453 | 1.1192 | 0.77553 | 0.85362 | 368.0982 | 0 | 1999.7086 | 0 | 0 | 0 | 1 | 0 | 0 | 1.0077
104 | Appliances | Cooking | Energy Star convection oven | Institutional | Turnover | CinTgs104 | 1 | 1.8136 | 16949.1525 | 0 | GS | 17 | 0.57723 | 0.60437 | 0.83705 | 1.097 | 1.2026 | 1.2026 | 1.289 | 1.2891 | 1.2453 | 1.1192 | 0.77553 | 0.85362 | 1016.9492 | 0 | 5524.6187 | 0 | 0 | 0 | 1 | 0 | 0 | 1.0077
104 | Appliances | Cooking | Energy Star convection oven | Institutional | New | CinNgs104 | 1 | 1.8136 | 16949.1525 | 0 | GS | 17 | 0.57723 | 0.60437 | 0.83705 | 1.097 | 1.2026 | 1.2026 | 1.289 | 1.2891 | 1.2453 | 1.1192 | 0.77553 | 0.85362 | 1016.9492 | 0 | 5524.6187 | 0 | 0 | 0 | 1 | 0 | 0 | 1.0077
104 | Appliances | Cooking | Energy Star convection oven | Lodging/Hospitality | Turnover | CloTgs104 | 1 | 0.44505 | 5494.5055 | 0 | GS | 17 | 0.57723 | 0.60437 | 0.83705 | 1.097 | 1.2026 | 1.2026 | 1.289 | 1.2891 | 1.2453 | 1.1192 | 0.77553 | 0.85362 | 329.6703 | 0 | 1790.9478 | 0 | 0 | 0 | 1 | 0 | 0 | 1.0077
104 | Appliances | Cooking | Energy Star convection oven | Lodging/Hospitality | New | CloNgs104 | 1 | 0.44505 | 5494.5055 | 0 | GS | 17 | 0.57723 | 0.60437 | 0.83705 | 1.097 | 1.2026 | 1.2026 | 1.289 | 1.2891 | 1.2453 | 1.1192 | 0.77553 | 0.85362 | 329.6703 | 0 | 1790.9478 | 0 | 0 | 0 | 1 | 0 | 0 | 1.0077
104 | Appliances | Cooking | Energy Star convection oven | Miscellaneous | Turnover | CmiTgs104 | 1 | 1.8136 | 16949.1525 | 0 | GS | 17 | 0.57723 | 0.60437 | 0.83705 | 1.097 | 1.2026 | 1.2026 | 1.289 | 1.2891 | 1.2453 | 1.1192 | 0.77553 | 0.85362 | 1016.9492 | 0 | 5524.6187 | 0 | 0 | 0 | 1 | 0 | 0 | 1.0077
104 | Appliances | Cooking | Energy Star convection oven | Miscellaneous | New | CmiNgs104 | 1 | 1.8136 | 16949.1525 | 0 | GS | 17 | 0.57723 | 0.60437 | 0.83705 | 1.097 | 1.2026 | 1.2026 | 1.289 | 1.2891 | 1.2453 | 1.1192 | 0.77553 | 0.85362 | 1016.9492 | 0 | 5524.6187 | 0 | 0 | 0 | 1 | 0 | 0 | 1.0077
104 | Appliances | Cooking | Energy Star convection oven | Offices | Turnover | CofTgs104 | 1 | 1.8136 | 16949.1525 | 0 | GS | 17 | 0.57723 | 0.60437 | 0.83705 | 1.097 | 1.2026 | 1.2026 | 1.289 | 1.2891 | 1.2453 | 1.1192 | 0.77553 | 0.85362 | 1016.9492 | 0 | 5524.6187 | 0 | 0 | 0 | 1 | 0 | 0 | 1.0077
104 | Appliances | Cooking | Energy Star convection oven | Offices | New | CofNgs104 | 1 | 1.8136 | 16949.1525 | 0 | GS | 17 | 0.57723 | 0.60437 | 0.83705 | 1.097 | 1.2026 | 1.2026 | 1.289 | 1.2891 | 1.2453 | 1.1192 | 0.77553 | 0.85362 | 1016.9492 | 0 | 5524.6187 | 0 | 0 | 0 | 1 | 0 | 0 | 1.0077
104 | Appliances | Cooking | Energy Star convection oven | Restaurants | Turnover | CreTgs104 | 1 | 0.5288 | 5235.6021 | 0 | GS | 17 | 0.57723 | 0.60437 | 0.83705 | 1.097 | 1.2026 | 1.2026 | 1.289 | 1.2891 | 1.2453 | 1.1192 | 0.77553 | 0.85362 | 314.1361 | 0 | 1706.5576 | 0 | 0 | 0 | 1 | 0 | 0 | 1.0077
104 | Appliances | Cooking | Energy Star convection oven | Restaurants | New | CreNgs104 | 1 | 0.5288 | 5235.6021 | 0 | GS | 17 | 0.57723 | 0.60437 | 0.83705 | 1.097 | 1.2026 | 1.2026 | 1.289 | 1.2891 | 1.2453 | 1.1192 | 0.77553 | 0.85362 | 314.1361 | 0 | 1706.5576 | 0 | 0 | 0 | 1 | 0 | 0 | 1.0077
104 | Appliances | Cooking | Energy Star convection oven | Retail | Turnover | CrtTgs104 | 1 | 0.3681 | 6134.9693 | 0 | GS | 17 | 0.57723 | 0.60437 | 0.83705 | 1.097 | 1.2026 | 1.2026 | 1.289 | 1.2891 | 1.2453 | 1.1192 | 0.77553 | 0.85362 | 368.0982 | 0 | 1999.7086 | 0 | 0 | 0 | 1 | 0 | 0 | 1.0077
104 | Appliances | Cooking | Energy Star convection oven | Retail | New | CrtNgs104 | 1 | 0.3681 | 6134.9693 | 0 | GS | 17 | 0.57723 | 0.60437 | 0.83705 | 1.097 | 1.2026 | 1.2026 | 1.289 | 1.2891 | 1.2453 | 1.1192 | 0.77553 | 0.85362 | 368.0982 | 0 | 1999.7086 | 0 | 0 | 0 | 1 | 0 | 0 | 1.0077
104 | Appliances | Cooking | Energy Star convection oven | Schools K-12 | Turnover | CscTgs104 | 1 | 1.8136 | 16949.1525 | 0 | GS | 17 | 0.57723 | 0.60437 | 0.83705 | 1.097 | 1.2026 | 1.2026 | 1.289 | 1.2891 | 1.2453 | 1.1192 | 0.77553 | 0.85362 | 1016.9492 | 0 | 5524.6187 | 0 | 0 | 0 | 1 | 0 | 0 | 1.0077
104 | Appliances | Cooking | Energy Star convection oven | Schools K-12 | New | CscNgs104 | 1 | 1.8136 | 16949.1525 | 0 | GS | 17 | 0.57723 | 0.60437 | 0.83705 | 1.097 | 1.2026 | 1.2026 | 1.289 | 1.2891 | 1.2453 | 1.1192 | 0.77553 | 0.85362 | 1016.9492 | 0 | 5524.6187 | 0 | 0 | 0 | 1 | 0 | 0 | 1.0077
104 | Appliances | Cooking | Energy Star convection oven | Warehouse | Turnover | CwaTgs104 | 1 | 1.8136 | 16949.1525 | 0 | GS | 17 | 0.57723 | 0.60437 | 0.83705 | 1.097 | 1.2026 | 1.2026 | 1.289 | 1.2891 | 1.2453 | 1.1192 | 0.77553 | 0.85362 | 1016.9492 | 0 | 5524.6187 | 0 | 0 | 0 | 1 | 0 | 0 | 1.0077
104 | Appliances | Cooking | Energy Star convection oven | Warehouse | New | CwaNgs104 | 1 | 1.8136 | 16949.1525 | 0 | GS | 17 | 0.57723 | 0.60437 | 0.83705 | 1.097 | 1.2026 | 1.2026 | 1.289 | 1.2891 | 1.2453 | 1.1192 | 0.77553 | 0.85362 | 1016.9492 | 0 | 5524.6187 | 0 | 0 | 0 | 1 | 0 | 0 | 1.0077
105 | Appliances | Cooking | Energy Star Fryer | Assembly | Turnover | CasTgs105 | 1 | 0.3681 | 6134.9693 | 0 | GS | 12 | 1.0063 | 0.98564 | 1.0265 | 1.0441 | 1.0994 | 1.0901 | 1.0679 | 1.0965 | 1.0642 | 1.0547 | 1.0277 | 1.0297 | 368.0982 | 0 | 9954.0039 | 0 | 0 | 0 | 1 | 0 | 0 | 1.0494
105 | Appliances | Cooking | Energy Star Fryer | Assembly | New | CasNgs105 | 1 | 0.3681 | 6134.9693 | 0 | GS | 12 | 1.0063 | 0.98564 | 1.0265 | 1.0441 | 1.0994 | 1.0901 | 1.0679 | 1.0965 | 1.0642 | 1.0547 | 1.0277 | 1.0297 | 368.0982 | 0 | 9954.0039 | 0 | 0 | 0 | 1 | 0 | 0 | 1.0494
105 | Appliances | Cooking | Energy Star Fryer | College and University | Turnover | CcoTgs105 | 1 | 0.3681 | 6134.9693 | 0 | GS | 12 | 1.0063 | 0.98564 | 1.0265 | 1.0441 | 1.0994 | 1.0901 | 1.0679 | 1.0965 | 1.0642 | 1.0547 | 1.0277 | 1.0297 | 368.0982 | 0 | 9954.0039 | 0 | 0 | 0 | 1 | 0 | 0 | 1.0494
105 | Appliances | Cooking | Energy Star Fryer | College and University | New | CcoNgs105 | 1 | 0.3681 | 6134.9693 | 0 | GS | 12 | 1.0063 | 0.98564 | 1.0265 | 1.0441 | 1.0994 | 1.0901 | 1.0679 | 1.0965 | 1.0642 | 1.0547 | 1.0277 | 1.0297 | 368.0982 | 0 | 9954.0039 | 0 | 0 | 0 | 1 | 0 | 0 | 1.0494
105 | Appliances | Cooking | Energy Star Fryer | Data Center | Turnover | CdaTgs105 | 1 | 1.8136 | 16949.1525 | 0 | GS | 12 | 1.0063 | 0.98564 | 1.0265 | 1.0441 | 1.0994 | 1.0901 | 1.0679 | 1.0965 | 1.0642 | 1.0547 | 1.0277 | 1.0297 | 1016.9492 | 0 | 27500.0446 | 0 | 0 | 0 | 1 | 0 | 0 | 1.0494
105 | Appliances | Cooking | Energy Star Fryer | Data Center | New | CdaNgs105 | 1 | 1.8136 | 16949.1525 | 0 | GS | 12 | 1.0063 | 0.98564 | 1.0265 | 1.0441 | 1.0994 | 1.0901 | 1.0679 | 1.0965 | 1.0642 | 1.0547 | 1.0277 | 1.0297 | 1016.9492 | 0 | 27500.0446 | 0 | 0 | 0 | 1 | 0 | 0 | 1.0494
105 | Appliances | Cooking | Energy Star Fryer | Grocery | Turnover | CgrTgs105 | 1 | 0.3681 | 6134.9693 | 0 | GS | 12 | 1.0063 | 0.98564 | 1.0265 | 1.0441 | 1.0994 | 1.0901 | 1.0679 | 1.0965 | 1.0642 | 1.0547 | 1.0277 | 1.0297 | 368.0982 | 0 | 9954.0039 | 0 | 0 | 0 | 1 | 0 | 0 | 1.0494
105 | Appliances | Cooking | Energy Star Fryer | Grocery | New | CgrNgs105 | 1 | 0.3681 | 6134.9693 | 0 | GS | 12 | 1.0063 | 0.98564 | 1.0265 | 1.0441 | 1.0994 | 1.0901 | 1.0679 | 1.0965 | 1.0642 | 1.0547 | 1.0277 | 1.0297 | 368.0982 | 0 | 9954.0039 | 0 | 0 | 0 | 1 | 0 | 0 | 1.0494
105 | Appliances | Cooking | Energy Star Fryer | Healthcare | Turnover | CheTgs105 | 1 | 1.1186 | 8474.5763 | 0 | GS | 12 | 1.0063 | 0.98564 | 1.0265 | 1.0441 | 1.0994 | 1.0901 | 1.0679 | 1.0965 | 1.0642 | 1.0547 | 1.0277 | 1.0297 | 508.4746 | 0 | 13750.0223 | 0 | 0 | 0 | 1 | 0 | 0 | 1.0494
105 | Appliances | Cooking | Energy Star Fryer | Healthcare | New | CheNgs105 | 1 | 1.1186 | 8474.5763 | 0 | GS | 12 | 1.0063 | 0.98564 | 1.0265 | 1.0441 | 1.0994 | 1.0901 | 1.0679 | 1.0965 | 1.0642 | 1.0547 | 1.0277 | 1.0297 | 508.4746 | 0 | 13750.0223 | 0 | 0 | 0 | 1 | 0 | 0 | 1.0494
105 | Appliances | Cooking | Energy Star Fryer | Hospitals | Turnover | ChoTgs105 | 1 | 0.3681 | 6134.9693 | 0 | GS | 12 | 1.0063 | 0.98564 | 1.0265 | 1.0441 | 1.0994 | 1.0901 | 1.0679 | 1.0965 | 1.0642 | 1.0547 | 1.0277 | 1.0297 | 368.0982 | 0 | 9954.0039 | 0 | 0 | 0 | 1 | 0 | 0 | 1.0494
105 | Appliances | Cooking | Energy Star Fryer | Hospitals | New | ChoNgs105 | 1 | 0.3681 | 6134.9693 | 0 | GS | 12 | 1.0063 | 0.98564 | 1.0265 | 1.0441 | 1.0994 | 1.0901 | 1.0679 | 1.0965 | 1.0642 | 1.0547 | 1.0277 | 1.0297 | 368.0982 | 0 | 9954.0039 | 0 | 0 | 0 | 1 | 0 | 0 | 1.0494
105 | Appliances | Cooking | Energy Star Fryer | Institutional | Turnover | CinTgs105 | 1 | 1.8136 | 16949.1525 | 0 | GS | 12 | 1.0063 | 0.98564 | 1.0265 | 1.0441 | 1.0994 | 1.0901 | 1.0679 | 1.0965 | 1.0642 | 1.0547 | 1.0277 | 1.0297 | 1016.9492 | 0 | 27500.0446 | 0 | 0 | 0 | 1 | 0 | 0 | 1.0494
105 | Appliances | Cooking | Energy Star Fryer | Institutional | New | CinNgs105 | 1 | 1.8136 | 16949.1525 | 0 | GS | 12 | 1.0063 | 0.98564 | 1.0265 | 1.0441 | 1.0994 | 1.0901 | 1.0679 | 1.0965 | 1.0642 | 1.0547 | 1.0277 | 1.0297 | 1016.9492 | 0 | 27500.0446 | 0 | 0 | 0 | 1 | 0 | 0 | 1.0494
105 | Appliances | Cooking | Energy Star Fryer | Lodging/Hospitality | Turnover | CloTgs105 | 1 | 0.44505 | 5494.5055 | 0 | GS | 12 | 1.0063 | 0.98564 | 1.0265 | 1.0441 | 1.0994 | 1.0901 | 1.0679 | 1.0965 | 1.0642 | 1.0547 | 1.0277 | 1.0297 | 329.6703 | 0 | 8914.8496 | 0 | 0 | 0 | 1 | 0 | 0 | 1.0494
105 | Appliances | Cooking | Energy Star Fryer | Lodging/Hospitality | New | CloNgs105 | 1 | 0.44505 | 5494.5055 | 0 | GS | 12 | 1.0063 | 0.98564 | 1.0265 | 1.0441 | 1.0994 | 1.0901 | 1.0679 | 1.0965 | 1.0642 | 1.0547 | 1.0277 | 1.0297 | 329.6703 | 0 | 8914.8496 | 0 | 0 | 0 | 1 | 0 | 0 | 1.0494
105 | Appliances | Cooking | Energy Star Fryer | Miscellaneous | Turnover | CmiTgs105 | 1 | 1.8136 | 16949.1525 | 0 | GS | 12 | 1.0063 | 0.98564 | 1.0265 | 1.0441 | 1.0994 | 1.0901 | 1.0679 | 1.0965 | 1.0642 | 1.0547 | 1.0277 | 1.0297 | 1016.9492 | 0 | 27500.0446 | 0 | 0 | 0 | 1 | 0 | 0 | 1.0494
105 | Appliances | Cooking | Energy Star Fryer | Miscellaneous | New | CmiNgs105 | 1 | 1.8136 | 16949.1525 | 0 | GS | 12 | 1.0063 | 0.98564 | 1.0265 | 1.0441 | 1.0994 | 1.0901 | 1.0679 | 1.0965 | 1.0642 | 1.0547 | 1.0277 | 1.0297 | 1016.9492 | 0 | 27500.0446 | 0 | 0 | 0 | 1 | 0 | 0 | 1.0494
105 | Appliances | Cooking | Energy Star Fryer | Offices | Turnover | CofTgs105 | 1 | 1.8136 | 16949.1525 | 0 | GS | 12 | 1.0063 | 0.98564 | 1.0265 | 1.0441 | 1.0994 | 1.0901 | 1.0679 | 1.0965 | 1.0642 | 1.0547 | 1.0277 | 1.0297 | 1016.9492 | 0 | 27500.0446 | 0 | 0 | 0 | 1 | 0 | 0 | 1.0494
105 | Appliances | Cooking | Energy Star Fryer | Offices | New | CofNgs105 | 1 | 1.8136 | 16949.1525 | 0 | GS | 12 | 1.0063 | 0.98564 | 1.0265 | 1.0441 | 1.0994 | 1.0901 | 1.0679 | 1.0965 | 1.0642 | 1.0547 | 1.0277 | 1.0297 | 1016.9492 | 0 | 27500.0446 | 0 | 0 | 0 | 1 | 0 | 0 | 1.0494
105 | Appliances | Cooking | Energy Star Fryer | Restaurants | Turnover | CreTgs105 | 1 | 0.5288 | 5235.6021 | 0 | GS | 12 | 1.0063 | 0.98564 | 1.0265 | 1.0441 | 1.0994 | 1.0901 | 1.0679 | 1.0965 | 1.0642 | 1.0547 | 1.0277 | 1.0297 | 314.1361 | 0 | 8494.7782 | 0 | 0 | 0 | 1 | 0 | 0 | 1.0494
105 | Appliances | Cooking | Energy Star Fryer | Restaurants | New | CreNgs105 | 1 | 0.5288 | 5235.6021 | 0 | GS | 12 | 1.0063 | 0.98564 | 1.0265 | 1.0441 | 1.0994 | 1.0901 | 1.0679 | 1.0965 | 1.0642 | 1.0547 | 1.0277 | 1.0297 | 314.1361 | 0 | 8494.7782 | 0 | 0 | 0 | 1 | 0 | 0 | 1.0494
105 | Appliances | Cooking | Energy Star Fryer | Retail | Turnover | CrtTgs105 | 1 | 0.3681 | 6134.9693 | 0 | GS | 12 | 1.0063 | 0.98564 | 1.0265 | 1.0441 | 1.0994 | 1.0901 | 1.0679 | 1.0965 | 1.0642 | 1.0547 | 1.0277 | 1.0297 | 368.0982 | 0 | 9954.0039 | 0 | 0 | 0 | 1 | 0 | 0 | 1.0494
105 | Appliances | Cooking | Energy Star Fryer | Retail | New | CrtNgs105 | 1 | 0.3681 | 6134.9693 | 0 | GS | 12 | 1.0063 | 0.98564 | 1.0265 | 1.0441 | 1.0994 | 1.0901 | 1.0679 | 1.0965 | 1.0642 | 1.0547 | 1.0277 | 1.0297 | 368.0982 | 0 | 9954.0039 | 0 | 0 | 0 | 1 | 0 | 0 | 1.0494
105 | Appliances | Cooking | Energy Star Fryer | Schools K-12 | Turnover | CscTgs105 | 1 | 1.8136 | 16949.1525 | 0 | GS | 12 | 1.0063 | 0.98564 | 1.0265 | 1.0441 | 1.0994 | 1.0901 | 1.0679 | 1.0965 | 1.0642 | 1.0547 | 1.0277 | 1.0297 | 1016.9492 | 0 | 27500.0446 | 0 | 0 | 0 | 1 | 0 | 0 | 1.0494
105 | Appliances | Cooking | Energy Star Fryer | Schools K-12 | New | CscNgs105 | 1 | 1.8136 | 16949.1525 | 0 | GS | 12 | 1.0063 | 0.98564 | 1.0265 | 1.0441 | 1.0994 | 1.0901 | 1.0679 | 1.0965 | 1.0642 | 1.0547 | 1.0277 | 1.0297 | 1016.9492 | 0 | 27500.0446 | 0 | 0 | 0 | 1 | 0 | 0 | 1.0494
105 | Appliances | Cooking | Energy Star Fryer | Warehouse | Turnover | CwaTgs105 | 1 | 1.8136 | 16949.1525 | 0 | GS | 12 | 1.0063 | 0.98564 | 1.0265 | 1.0441 | 1.0994 | 1.0901 | 1.0679 | 1.0965 | 1.0642 | 1.0547 | 1.0277 | 1.0297 | 1016.9492 | 0 | 27500.0446 | 0 | 0 | 0 | 1 | 0 | 0 | 1.0494
105 | Appliances | Cooking | Energy Star Fryer | Warehouse | New | CwaNgs105 | 1 | 1.8136 | 16949.1525 | 0 | GS | 12 | 1.0063 | 0.98564 | 1.0265 | 1.0441 | 1.0994 | 1.0901 | 1.0679 | 1.0965 | 1.0642 | 1.0547 | 1.0277 | 1.0297 | 1016.9492 | 0 | 27500.0446 | 0 | 0 | 0 | 1 | 0 | 0 | 1.0494
106 | Appliances | Cooking | Energy Star Griddle | Assembly | Turnover | CasTgs106 | 1 | 0.3681 | 6134.9693 | 0 | GS | 12 | 1.0063 | 0.98564 | 1.0265 | 1.0441 | 1.0994 | 1.0901 | 1.0679 | 1.0965 | 1.0642 | 1.0547 | 1.0277 | 1.0297 | 368.0982 | 0 | 0.042549 | 0 | 0 | 0 | 1 | 0 | 0 | 1.0494
106 | Appliances | Cooking | Energy Star Griddle | Assembly | New | CasNgs106 | 1 | 0.3681 | 6134.9693 | 0 | GS | 12 | 1.0063 | 0.98564 | 1.0265 | 1.0441 | 1.0994 | 1.0901 | 1.0679 | 1.0965 | 1.0642 | 1.0547 | 1.0277 | 1.0297 | 368.0982 | 0 | 0.042549 | 0 | 0 | 0 | 1 | 0 | 0 | 1.0494
106 | Appliances | Cooking | Energy Star Griddle | College and University | Turnover | CcoTgs106 | 1 | 0.3681 | 6134.9693 | 0 | GS | 12 | 1.0063 | 0.98564 | 1.0265 | 1.0441 | 1.0994 | 1.0901 | 1.0679 | 1.0965 | 1.0642 | 1.0547 | 1.0277 | 1.0297 | 368.0982 | 0 | 0.042549 | 0 | 0 | 0 | 1 | 0 | 0 | 1.0494
106 | Appliances | Cooking | Energy Star Griddle | College and University | New | CcoNgs106 | 1 | 0.3681 | 6134.9693 | 0 | GS | 12 | 1.0063 | 0.98564 | 1.0265 | 1.0441 | 1.0994 | 1.0901 | 1.0679 | 1.0965 | 1.0642 | 1.0547 | 1.0277 | 1.0297 | 368.0982 | 0 | 0.042549 | 0 | 0 | 0 | 1 | 0 | 0 | 1.0494
106 | Appliances | Cooking | Energy Star Griddle | Data Center | Turnover | CdaTgs106 | 1 | 1.8136 | 16949.1525 | 0 | GS | 12 | 1.0063 | 0.98564 | 1.0265 | 1.0441 | 1.0994 | 1.0901 | 1.0679 | 1.0965 | 1.0642 | 1.0547 | 1.0277 | 1.0297 | 1016.9492 | 0 | 0.11755 | 0 | 0 | 0 | 1 | 0 | 0 | 1.0494
106 | Appliances | Cooking | Energy Star Griddle | Data Center | New | CdaNgs106 | 1 | 1.8136 | 16949.1525 | 0 | GS | 12 | 1.0063 | 0.98564 | 1.0265 | 1.0441 | 1.0994 | 1.0901 | 1.0679 | 1.0965 | 1.0642 | 1.0547 | 1.0277 | 1.0297 | 1016.9492 | 0 | 0.11755 | 0 | 0 | 0 | 1 | 0 | 0 | 1.0494
106 | Appliances | Cooking | Energy Star Griddle | Grocery | Turnover | CgrTgs106 | 1 | 0.3681 | 6134.9693 | 0 | GS | 12 | 1.0063 | 0.98564 | 1.0265 | 1.0441 | 1.0994 | 1.0901 | 1.0679 | 1.0965 | 1.0642 | 1.0547 | 1.0277 | 1.0297 | 368.0982 | 0 | 0.042549 | 0 | 0 | 0 | 1 | 0 | 0 | 1.0494
106 | Appliances | Cooking | Energy Star Griddle | Grocery | New | CgrNgs106 | 1 | 0.3681 | 6134.9693 | 0 | GS | 12 | 1.0063 | 0.98564 | 1.0265 | 1.0441 | 1.0994 | 1.0901 | 1.0679 | 1.0965 | 1.0642 | 1.0547 | 1.0277 | 1.0297 | 368.0982 | 0 | 0.042549 | 0 | 0 | 0 | 1 | 0 | 0 | 1.0494
106 | Appliances | Cooking | Energy Star Griddle | Healthcare | Turnover | CheTgs106 | 1 | 1.1186 | 8474.5763 | 0 | GS | 12 | 1.0063 | 0.98564 | 1.0265 | 1.0441 | 1.0994 | 1.0901 | 1.0679 | 1.0965 | 1.0642 | 1.0547 | 1.0277 | 1.0297 | 508.4746 | 0 | 0.058776 | 0 | 0 | 0 | 1 | 0 | 0 | 1.0494
106 | Appliances | Cooking | Energy Star Griddle | Healthcare | New | CheNgs106 | 1 | 1.1186 | 8474.5763 | 0 | GS | 12 | 1.0063 | 0.98564 | 1.0265 | 1.0441 | 1.0994 | 1.0901 | 1.0679 | 1.0965 | 1.0642 | 1.0547 | 1.0277 | 1.0297 | 508.4746 | 0 | 0.058776 | 0 | 0 | 0 | 1 | 0 | 0 | 1.0494
106 | Appliances | Cooking | Energy Star Griddle | Hospitals | Turnover | ChoTgs106 | 1 | 0.3681 | 6134.9693 | 0 | GS | 12 | 1.0063 | 0.98564 | 1.0265 | 1.0441 | 1.0994 | 1.0901 | 1.0679 | 1.0965 | 1.0642 | 1.0547 | 1.0277 | 1.0297 | 368.0982 | 0 | 0.042549 | 0 | 0 | 0 | 1 | 0 | 0 | 1.0494
106 | Appliances | Cooking | Energy Star Griddle | Hospitals | New | ChoNgs106 | 1 | 0.3681 | 6134.9693 | 0 | GS | 12 | 1.0063 | 0.98564 | 1.0265 | 1.0441 | 1.0994 | 1.0901 | 1.0679 | 1.0965 | 1.0642 | 1.0547 | 1.0277 | 1.0297 | 368.0982 | 0 | 0.042549 | 0 | 0 | 0 | 1 | 0 | 0 | 1.0494
106 | Appliances | Cooking | Energy Star Griddle | Institutional | Turnover | CinTgs106 | 1 | 1.8136 | 16949.1525 | 0 | GS | 12 | 1.0063 | 0.98564 | 1.0265 | 1.0441 | 1.0994 | 1.0901 | 1.0679 | 1.0965 | 1.0642 | 1.0547 | 1.0277 | 1.0297 | 1016.9492 | 0 | 0.11755 | 0 | 0 | 0 | 1 | 0 | 0 | 1.0494
106 | Appliances | Cooking | Energy Star Griddle | Institutional | New | CinNgs106 | 1 | 1.8136 | 16949.1525 | 0 | GS | 12 | 1.0063 | 0.98564 | 1.0265 | 1.0441 | 1.0994 | 1.0901 | 1.0679 | 1.0965 | 1.0642 | 1.0547 | 1.0277 | 1.0297 | 1016.9492 | 0 | 0.11755 | 0 | 0 | 0 | 1 | 0 | 0 | 1.0494
106 | Appliances | Cooking | Energy Star Griddle | Lodging/Hospitality | Turnover | CloTgs106 | 1 | 0.44505 | 5494.5055 | 0 | GS | 12 | 1.0063 | 0.98564 | 1.0265 | 1.0441 | 1.0994 | 1.0901 | 1.0679 | 1.0965 | 1.0642 | 1.0547 | 1.0277 | 1.0297 | 329.6703 | 0 | 0.038107 | 0 | 0 | 0 | 1 | 0 | 0 | 1.0494
106 | Appliances | Cooking | Energy Star Griddle | Lodging/Hospitality | New | CloNgs106 | 1 | 0.44505 | 5494.5055 | 0 | GS | 12 | 1.0063 | 0.98564 | 1.0265 | 1.0441 | 1.0994 | 1.0901 | 1.0679 | 1.0965 | 1.0642 | 1.0547 | 1.0277 | 1.0297 | 329.6703 | 0 | 0.038107 | 0 | 0 | 0 | 1 | 0 | 0 | 1.0494
106 | Appliances | Cooking | Energy Star Griddle | Miscellaneous | Turnover | CmiTgs106 | 1 | 1.8136 | 16949.1525 | 0 | GS | 12 | 1.0063 | 0.98564 | 1.0265 | 1.0441 | 1.0994 | 1.0901 | 1.0679 | 1.0965 | 1.0642 | 1.0547 | 1.0277 | 1.0297 | 1016.9492 | 0 | 0.11755 | 0 | 0 | 0 | 1 | 0 | 0 | 1.0494
106 | Appliances | Cooking | Energy Star Griddle | Miscellaneous | New | CmiNgs106 | 1 | 1.8136 | 16949.1525 | 0 | GS | 12 | 1.0063 | 0.98564 | 1.0265 | 1.0441 | 1.0994 | 1.0901 | 1.0679 | 1.0965 | 1.0642 | 1.0547 | 1.0277 | 1.0297 | 1016.9492 | 0 | 0.11755 | 0 | 0 | 0 | 1 | 0 | 0 | 1.0494
106 | Appliances | Cooking | Energy Star Griddle | Offices | Turnover | CofTgs106 | 1 | 1.8136 | 16949.1525 | 0 | GS | 12 | 1.0063 | 0.98564 | 1.0265 | 1.0441 | 1.0994 | 1.0901 | 1.0679 | 1.0965 | 1.0642 | 1.0547 | 1.0277 | 1.0297 | 1016.9492 | 0 | 0.11755 | 0 | 0 | 0 | 1 | 0 | 0 | 1.0494
106 | Appliances | Cooking | Energy Star Griddle | Offices | New | CofNgs106 | 1 | 1.8136 | 16949.1525 | 0 | GS | 12 | 1.0063 | 0.98564 | 1.0265 | 1.0441 | 1.0994 | 1.0901 | 1.0679 | 1.0965 | 1.0642 | 1.0547 | 1.0277 | 1.0297 | 1016.9492 | 0 | 0.11755 | 0 | 0 | 0 | 1 | 0 | 0 | 1.0494
106 | Appliances | Cooking | Energy Star Griddle | Restaurants | Turnover | CreTgs106 | 1 | 0.5288 | 5235.6021 | 0 | GS | 12 | 1.0063 | 0.98564 | 1.0265 | 1.0441 | 1.0994 | 1.0901 | 1.0679 | 1.0965 | 1.0642 | 1.0547 | 1.0277 | 1.0297 | 314.1361 | 0 | 0.036312 | 0 | 0 | 0 | 1 | 0 | 0 | 1.0494
106 | Appliances | Cooking | Energy Star Griddle | Restaurants | New | CreNgs106 | 1 | 0.5288 | 5235.6021 | 0 | GS | 12 | 1.0063 | 0.98564 | 1.0265 | 1.0441 | 1.0994 | 1.0901 | 1.0679 | 1.0965 | 1.0642 | 1.0547 | 1.0277 | 1.0297 | 314.1361 | 0 | 0.036312 | 0 | 0 | 0 | 1 | 0 | 0 | 1.0494
106 | Appliances | Cooking | Energy Star Griddle | Retail | Turnover | CrtTgs106 | 1 | 0.3681 | 6134.9693 | 0 | GS | 12 | 1.0063 | 0.98564 | 1.0265 | 1.0441 | 1.0994 | 1.0901 | 1.0679 | 1.0965 | 1.0642 | 1.0547 | 1.0277 | 1.0297 | 368.0982 | 0 | 0.042549 | 0 | 0 | 0 | 1 | 0 | 0 | 1.0494
106 | Appliances | Cooking | Energy Star Griddle | Retail | New | CrtNgs106 | 1 | 0.3681 | 6134.9693 | 0 | GS | 12 | 1.0063 | 0.98564 | 1.0265 | 1.0441 | 1.0994 | 1.0901 | 1.0679 | 1.0965 | 1.0642 | 1.0547 | 1.0277 | 1.0297 | 368.0982 | 0 | 0.042549 | 0 | 0 | 0 | 1 | 0 | 0 | 1.0494
106 | Appliances | Cooking | Energy Star Griddle | Schools K-12 | Turnover | CscTgs106 | 1 | 1.8136 | 16949.1525 | 0 | GS | 12 | 1.0063 | 0.98564 | 1.0265 | 1.0441 | 1.0994 | 1.0901 | 1.0679 | 1.0965 | 1.0642 | 1.0547 | 1.0277 | 1.0297 | 1016.9492 | 0 | 0.11755 | 0 | 0 | 0 | 1 | 0 | 0 | 1.0494
106 | Appliances | Cooking | Energy Star Griddle | Schools K-12 | New | CscNgs106 | 1 | 1.8136 | 16949.1525 | 0 | GS | 12 | 1.0063 | 0.98564 | 1.0265 | 1.0441 | 1.0994 | 1.0901 | 1.0679 | 1.0965 | 1.0642 | 1.0547 | 1.0277 | 1.0297 | 1016.9492 | 0 | 0.11755 | 0 | 0 | 0 | 1 | 0 | 0 | 1.0494
106 | Appliances | Cooking | Energy Star Griddle | Warehouse | Turnover | CwaTgs106 | 1 | 1.8136 | 16949.1525 | 0 | GS | 12 | 1.0063 | 0.98564 | 1.0265 | 1.0441 | 1.0994 | 1.0901 | 1.0679 | 1.0965 | 1.0642 | 1.0547 | 1.0277 | 1.0297 | 1016.9492 | 0 | 0.11755 | 0 | 0 | 0 | 1 | 0 | 0 | 1.0494
106 | Appliances | Cooking | Energy Star Griddle | Warehouse | New | CwaNgs106 | 1 | 1.8136 | 16949.1525 | 0 | GS | 12 | 1.0063 | 0.98564 | 1.0265 | 1.0441 | 1.0994 | 1.0901 | 1.0679 | 1.0965 | 1.0642 | 1.0547 | 1.0277 | 1.0297 | 1016.9492 | 0 | 0.11755 | 0 | 0 | 0 | 1 | 0 | 0 | 1.0494
107 | Appliances | Cooking | Energy Star Hot Food Holding Cabinet | Assembly | Turnover | CasTgs107 | 1 | 0.3681 | 6134.9693 | 0 | GS | 12 | [12 empty] | 368.0982 | 0 | 9886.304 | 0 | 0 | 0 | 1 | 0 | 0 | 1 | bar: Jan. to Dec.
107 | Appliances | Cooking | Energy Star Hot Food Holding Cabinet | Assembly | New | CasNgs107 | 1 | 0.3681 | 6134.9693 | 0 | GS | 12 | [12 empty] | 368.0982 | 0 | 9886.304 | 0 | 0 | 0 | 1 | 0 | 0 | 1 | bar: Jan. to Dec.
107 | Appliances | Cooking | Energy Star Hot Food Holding Cabinet | College and University | Turnover | CcoTgs107 | 1 | 0.3681 | 6134.9693 | 0 | GS | 12 | [12 empty] | 368.0982 | 0 | 9886.304 | 0 | 0 | 0 | 1 | 0 | 0 | 1 | bar: Jan. to Dec.
107 | Appliances | Cooking | Energy Star Hot Food Holding Cabinet | College and University | New | CcoNgs107 | 1 | 0.3681 | 6134.9693 | 0 | GS | 12 | [12 empty] | 368.0982 | 0 | 9886.304 | 0 | 0 | 0 | 1 | 0 | 0 | 1 | bar: Jan. to Dec.
107 | Appliances | Cooking | Energy Star Hot Food Holding Cabinet | Data Center | Turnover | CdaTgs107 | 1 | 1.8136 | 16949.1525 | 0 | GS | 12 | [12 empty] | 1016.9492 | 0 | 27313.0092 | 0 | 0 | 0 | 1 | 0 | 0 | 1 | bar: Jan. to Dec.
107 | Appliances | Cooking | Energy Star Hot Food Holding Cabinet | Data Center | New | CdaNgs107 | 1 | 1.8136 | 16949.1525 | 0 | GS | 12 | [12 empty] | 1016.9492 | 0 | 27313.0092 | 0 | 0 | 0 | 1 | 0 | 0 | 1 | bar: Jan. to Dec.
107 | Appliances | Cooking | Energy Star Hot Food Holding Cabinet | Grocery | Turnover | CgrTgs107 | 1 | 0.3681 | 6134.9693 | 0 | GS | 12 | [12 empty] | 368.0982 | 0 | 9886.304 | 0 | 0 | 0 | 1 | 0 | 0 | 1 | bar: Jan. to Dec.
107 | Appliances | Cooking | Energy Star Hot Food Holding Cabinet | Grocery | New | CgrNgs107 | 1 | 0.3681 | 6134.9693 | 0 | GS | 12 | [12 empty] | 368.0982 | 0 | 9886.304 | 0 | 0 | 0 | 1 | 0 | 0 | 1 | bar: Jan. to Dec.
107 | Appliances | Cooking | Energy Star Hot Food Holding Cabinet | Healthcare | Turnover | CheTgs107 | 1 | 1.1186 | 8474.5763 | 0 | GS | 12 | [12 empty] | 508.4746 | 0 | 13656.5046 | 0 | 0 | 0 | 1 | 0 | 0 | 1 | bar: Jan. to Dec.
107 | Appliances | Cooking | Energy Star Hot Food Holding Cabinet | Healthcare | New | CheNgs107 | 1 | 1.1186 | 8474.5763 | 0 | GS | 12 | [12 empty] | 508.4746 | 0 | 13656.5046 | 0 | 0 | 0 | 1 | 0 | 0 | 1 | bar: Jan. to Dec.
107 | Appliances | Cooking | Energy Star Hot Food Holding Cabinet | Hospitals | Turnover | ChoTgs107 | 1 | 0.3681 | 6134.9693 | 0 | GS | 12 | [12 empty] | 368.0982 | 0 | 9886.304 | 0 | 0 | 0 | 1 | 0 | 0 | 1 | bar: Jan. to Dec.
107 | Appliances | Cooking | Energy Star Hot Food Holding Cabinet | Hospitals | New | ChoNgs107 | 1 | 0.3681 | 6134.9693 | 0 | GS | 12 | [12 empty] | 368.0982 | 0 | 9886.304 | 0 | 0 | 0 | 1 | 0 | 0 | 1 | bar: Jan. to Dec.
107 | Appliances | Cooking | Energy Star Hot Food Holding Cabinet | Institutional | Turnover | CinTgs107 | 1 | 1.8136 | 16949.1525 | 0 | GS | 12 | [12 empty] | 1016.9492 | 0 | 27313.0092 | 0 | 0 | 0 | 1 | 0 | 0 | 1 | bar: Jan. to Dec.
107 | Appliances | Cooking | Energy Star Hot Food Holding Cabinet | Institutional | New | CinNgs107 | 1 | 1.8136 | 16949.1525 | 0 | GS | 12 | [12 empty] | 1016.9492 | 0 | 27313.0092 | 0 | 0 | 0 | 1 | 0 | 0 | 1 | bar: Jan. to Dec.
107 | Appliances | Cooking | Energy Star Hot Food Holding Cabinet | Lodging/Hospitality | Turnover | CloTgs107 | 1 | 0.44505 | 5494.5055 | 0 | GS | 12 | [12 empty] | 329.6703 | 0 | 8854.2173 | 0 | 0 | 0 | 1 | 0 | 0 | 1 | bar: Jan. to Dec.
107 | Appliances | Cooking | Energy Star Hot Food Holding Cabinet | Lodging/Hospitality | New | CloNgs107 | 1 | 0.44505 | 5494.5055 | 0 | GS | 12 | [12 empty] | 329.6703 | 0 | 8854.2173 | 0 | 0 | 0 | 1 | 0 | 0 | 1 | bar: Jan. to Dec.
107 | Appliances | Cooking | Energy Star Hot Food Holding Cabinet | Miscellaneous | Turnover | CmiTgs107 | 1 | 1.8136 | 16949.1525 | 0 | GS | 12 | [12 empty] | 1016.9492 | 0 | 27313.0092 | 0 | 0 | 0 | 1 | 0 | 0 | 1 | bar: Jan. to Dec.
107 | Appliances | Cooking | Energy Star Hot Food Holding Cabinet | Miscellaneous | New | CmiNgs107 | 1 | 1.8136 | 16949.1525 | 0 | GS | 12 | [12 empty] | 1016.9492 | 0 | 27313.0092 | 0 | 0 | 0 | 1 | 0 | 0 | 1 | bar: Jan. to Dec.
107 | Appliances | Cooking | Energy Star Hot Food Holding Cabinet | Offices | Turnover | CofTgs107 | 1 | 1.8136 | 16949.1525 | 0 | GS | 12 | [12 empty] | 1016.9492 | 0 | 27313.0092 | 0 | 0 | 0 | 1 | 0 | 0 | 1 | bar: Jan. to Dec.
107 | Appliances | Cooking | Energy Star Hot Food Holding Cabinet | Offices | New | CofNgs107 | 1 | 1.8136 | 16949.1525 | 0 | GS | 12 | [12 empty] | 1016.9492 | 0 | 27313.0092 | 0 | 0 | 0 | 1 | 0 | 0 | 1 | bar: Jan. to Dec.
107 | Appliances | Cooking | Energy Star Hot Food Holding Cabinet | Restaurants | Turnover | CreTgs107 | 1 | 0.5288 | 5235.6021 | 0 | GS | 12 | [12 empty] | 314.1361 | 0 | 8437.0029 | 0 | 0 | 0 | 1 | 0 | 0 | 1 | bar: Jan. to Dec.
107 | Appliances | Cooking | Energy Star Hot Food Holding Cabinet | Restaurants | New | CreNgs107 | 1 | 0.5288 | 5235.6021 | 0 | GS | 12 | [12 empty] | 314.1361 | 0 | 8437.0029 | 0 | 0 | 0 | 1 | 0 | 0 | 1 | bar: Jan. to Dec.
107 | Appliances | Cooking | Energy Star Hot Food Holding Cabinet | Retail | Turnover | CrtTgs107 | 1 | 0.3681 | 6134.9693 | 0 | GS | 12 | [12 empty] | 368.0982 | 0 | 9886.304 | 0 | 0 | 0 | 1 | 0 | 0 | 1 | bar: Jan. to Dec.
107 | Appliances | Cooking | Energy Star Hot Food Holding Cabinet | Retail | New | CrtNgs107 | 1 | 0.3681 | 6134.9693 | 0 | GS | 12 | [12 empty] | 368.0982 | 0 | 9886.304 | 0 | 0 | 0 | 1 | 0 | 0 | 1 | bar: Jan. to Dec.
107 | Appliances | Cooking | Energy Star Hot Food Holding Cabinet | Schools K-12 | Turnover | CscTgs107 | 1 | 1.8136 | 16949.1525 | 0 | GS | 12 | [12 empty] | 1016.9492 | 0 | 27313.0092 | 0 | 0 | 0 | 1 | 0 | 0 | 1 | bar: Jan. to Dec.
107 | Appliances | Cooking | Energy Star Hot Food Holding Cabinet | Schools K-12 | New | CscNgs107 | 1 | 1.8136 | 16949.1525 | 0 | GS | 12 | [12 empty] | 1016.9492 | 0 | 27313.0092 | 0 | 0 | 0 | 1 | 0 | 0 | 1 | bar: Jan. to Dec.
107 | Appliances | Cooking | Energy Star Hot Food Holding Cabinet | Warehouse | Turnover | CwaTgs107 | 1 | 1.8136 | 16949.1525 | 0 | GS | 12 | [12 empty] | 1016.9492 | 0 | 27313.0092 | 0 | 0 | 0 | 1 | 0 | 0 | 1 | bar: Jan. to Dec.
107 | Appliances | Cooking | Energy Star Hot Food Holding Cabinet | Warehouse | New | CwaNgs107 | 1 | 1.8136 | 16949.1525 | 0 | GS | 12 | [12 empty] | 1016.9492 | 0 | 27313.0092 | 0 | 0 | 0 | 1 | 0 | 0 | 1 | bar: Jan. to Dec.
108 | Appliances | Cooking | Energy Star Steamer | Assembly | Turnover | CasTgs108 | 1 | 0.3681 | 6134.9693 | 0 | GS | 12 | [12 empty] | 368.0982 | 0 | 1568.7117 | 0 | 0 | 0 | 1 | 0 | 0 | 1 | bar: Jan. to Dec.
108 | Appliances | Cooking | Energy Star Steamer | Assembly | New | CasNgs108 | 1 | 0.3681 | 6134.9693 | 0 | GS | 12 | [12 empty] | 368.0982 | 0 | 1568.7117 | 0 | 0 | 0 | 1 | 0 | 0 | 1 | bar: Jan. to Dec.
108 | Appliances | Cooking | Energy Star Steamer | College and University | Turnover | CcoTgs108 | 1 | 0.3681 | 6134.9693 | 0 | GS | 12 | [12 empty] | 368.0982 | 0 | 1568.7117 | 0 | 0 | 0 | 1 | 0 | 0 | 1 | bar: Jan. to Dec.
108 | Appliances | Cooking | Energy Star Steamer | College and University | New | CcoNgs108 | 1 | 0.3681 | 6134.9693 | 0 | GS | 12 | [12 empty] | 368.0982 | 0 | 1568.7117 | 0 | 0 | 0 | 1 | 0 | 0 | 1 | bar: Jan. to Dec.
108 | Appliances | Cooking | Energy Star Steamer | Data Center | Turnover | CdaTgs108 | 1 | 1.8136 | 16949.1525 | 0 | GS | 12 | [12 empty] | 1016.9492 | 0 | 4333.8985 | 0 | 0 | 0 | 1 | 0 | 0 | 1 | bar: Jan. to Dec.
108 | Appliances | Cooking | Energy Star Steamer | Data Center | New | CdaNgs108 | 1 | 1.8136 | 16949.1525 | 0 | GS | 12 | [12 empty] | 1016.9492 | 0 | 4333.8985 | 0 | 0 | 0 | 1 | 0 | 0 | 1 | bar: Jan. to Dec.
108 | Appliances | Cooking | Energy Star Steamer | Grocery | Turnover | CgrTgs108 | 1 | 0.3681 | 6134.9693 | 0 | GS | 12 | [12 empty] | 368.0982 | 0 | 1568.7117 | 0 | 0 | 0 | 1 | 0 | 0 | 1 | bar: Jan. to Dec.
108 | Appliances | Cooking | Energy Star Steamer | Grocery | New | CgrNgs108 | 1 | 0.3681 | 6134.9693 | 0 | GS | 12 | [12 empty] | 368.0982 | 0 | 1568.7117 | 0 | 0 | 0 | 1 | 0 | 0 | 1 | bar: Jan. to Dec.
108 | Appliances | Cooking | Energy Star Steamer | Healthcare | Turnover | CheTgs108 | 1 | 1.1186 | 8474.5763 | 0 | GS | 12 | [12 empty] | 508.4746 | 0 | 2166.9493 | 0 | 0 | 0 | 1 | 0 | 0 | 1 | bar: Jan. to Dec.
108 | Appliances | Cooking | Energy Star Steamer | Healthcare | New | CheNgs108 | 1 | 1.1186 | 8474.5763 | 0 | GS | 12 | [12 empty] | 508.4746 | 0 | 2166.9493 | 0 | 0 | 0 | 1 | 0 | 0 | 1 | bar: Jan. to Dec.
108 | Appliances | Cooking | Energy Star Steamer | Hospitals | Turnover | ChoTgs108 | 1 | 0.3681 | 6134.9693 | 0 | GS | 12 | [12 empty] | 368.0982 | 0 | 1568.7117 | 0 | 0 | 0 | 1 | 0 | 0 | 1 | bar: Jan. to Dec.
108 | Appliances | Cooking | Energy Star Steamer | Hospitals | New | ChoNgs108 | 1 | 0.3681 | 6134.9693 | 0 | GS | 12 | [12 empty] | 368.0982 | 0 | 1568.7117 | 0 | 0 | 0 | 1 | 0 | 0 | 1 | bar: Jan. to Dec.
108 | Appliances | Cooking | Energy Star Steamer | Institutional | Turnover | CinTgs108 | 1 | 1.8136 | 16949.1525 | 0 | GS | 12 | [12 empty] | 1016.9492 | 0 | 4333.8985 | 0 | 0 | 0 | 1 | 0 | 0 | 1 | bar: Jan. to Dec.
108 | Appliances | Cooking | Energy Star Steamer | Institutional | New | CinNgs108 | 1 | 1.8136 | 16949.1525 | 0 | GS | 12 | [12 empty] | 1016.9492 | 0 | 4333.8985 | 0 | 0 | 0 | 1 | 0 | 0 | 1 | bar: Jan. to Dec.
108 | Appliances | Cooking | Energy Star Steamer | Lodging/Hospitality | Turnover | CloTgs108 | 1 | 0.44505 | 5494.5055 | 0 | GS | 12 | [12 empty] | 329.6703 | 0 | 1404.9451 | 0 | 0 | 0 | 1 | 0 | 0 | 1 | bar: Jan. to Dec.
108 | Appliances | Cooking | Energy Star Steamer | Lodging/Hospitality | New | CloNgs108 | 1 | 0.44505 | 5494.5055 | 0 | GS | 12 | [12 empty] | 329.6703 | 0 | 1404.9451 | 0 | 0 | 0 | 1 | 0 | 0 | 1 | bar: Jan. to Dec.
108 | Appliances | Cooking | Energy Star Steamer | Miscellaneous | Turnover | CmiTgs108 | 1 | 1.8136 | 16949.1525 | 0 | GS | 12 | [12 empty] | 1016.9492 | 0 | 4333.8985 | 0 | 0 | 0 | 1 | 0 | 0 | 1 | bar: Jan. to Dec.
108 | Appliances | Cooking | Energy Star Steamer | Miscellaneous | New | CmiNgs108 | 1 | 1.8136 | 16949.1525 | 0 | GS | 12 | [12 empty] | 1016.9492 | 0 | 4333.8985 | 0 | 0 | 0 | 1 | 0 | 0 | 1 | bar: Jan. to Dec.
108 | Appliances | Cooking | Energy Star Steamer | Offices | Turnover | CofTgs108 | 1 | 1.8136 | 16949.1525 | 0 | GS | 12 | [12 empty] | 1016.9492 | 0 | 4333.8985 | 0 | 0 | 0 | 1 | 0 | 0 | 1 | bar: Jan. to Dec.
108 | Appliances | Cooking | Energy Star Steamer | Offices | New | CofNgs108 | 1 | 1.8136 | 16949.1525 | 0 | GS | 12 | [12 empty] | 1016.9492 | 0 | 4333.8985 | 0 | 0 | 0 | 1 | 0 | 0 | 1 | bar: Jan. to Dec.
108 | Appliances | Cooking | Energy Star Steamer | Restaurants | Turnover | CreTgs108 | 1 | 0.5288 | 5235.6021 | 0 | GS | 12 | [12 empty] | 314.1361 | 0 | 1338.7435 | 0 | 0 | 0 | 1 | 0 | 0 | 1 | bar: Jan. to Dec.
108 | Appliances | Cooking | Energy Star Steamer | Restaurants | New | CreNgs108 | 1 | 0.5288 | 5235.6021 | 0 | GS | 12 | [12 empty] | 314.1361 | 0 | 1338.7435 | 0 | 0 | 0 | 1 | 0 | 0 | 1 | bar: Jan. to Dec.
108 | Appliances | Cooking | Energy Star Steamer | Retail | Turnover | CrtTgs108 | 1 | 0.3681 | 6134.9693 | 0 | GS | 12 | [12 empty] | 368.0982 | 0 | 1568.7117 | 0 | 0 | 0 | 1 | 0 | 0 | 1 | bar: Jan. to Dec.
108 | Appliances | Cooking | Energy Star Steamer | Retail | New | CrtNgs108 | 1 | 0.3681 | 6134.9693 | 0 | GS | 12 | [12 empty] | 368.0982 | 0 | 1568.7117 | 0 | 0 | 0 | 1 | 0 | 0 | 1 | bar: Jan. to Dec.
108 | Appliances | Cooking | Energy Star Steamer | Schools K-12 | Turnover | CscTgs108 | 1 | 1.8136 | 16949.1525 | 0 | GS | 12 | [12 empty] | 1016.9492 | 0 | 4333.8985 | 0 | 0 | 0 | 1 | 0 | 0 | 1 | bar: Jan. to Dec.
108 | Appliances | Cooking | Energy Star Steamer | Schools K-12 | New | CscNgs108 | 1 | 1.8136 | 16949.1525 | 0 | GS | 12 | [12 empty] | 1016.9492 | 0 | 4333.8985 | 0 | 0 | 0 | 1 | 0 | 0 | 1 | bar: Jan. to Dec.
108 | Appliances | Cooking | Energy Star Steamer | Warehouse | Turnover | CwaTgs108 | 1 | 1.8136 | 16949.1525 | 0 | GS | 12 | [12 empty] | 1016.9492 | 0 | 4333.8985 | 0 | 0 | 0 | 1 | 0 | 0 | 1 | bar: Jan. to Dec.
108 | Appliances | Cooking | Energy Star Steamer | Warehouse | New | CwaNgs108 | 1 | 1.8136 | 16949.1525 | 0 | GS | 12 | [12 empty] | 1016.9492 | 0 | 4333.8985 | 0 | 0 | 0 | 1 | 0 | 0 | 1 | bar: Jan. to Dec.
109 | Appliances | Cooking | Induction Cooktops | Assembly | Turnover | CasTgs109 | 1 | 0.3681 | 6134.9693 | 0 | GS | 16 | 0.57723 | 0.60437 | 0.83705 | 1.097 | 1.2026 | 1.2026 | 1.289 | 1.2891 | 1.2453 | 1.1192 | 0.77553 | 0.85362 | 368.0982 | 0 | 798.3185 | 0 | 0 | 0 | 1 | 0 | 0 | 1.0077
109 | Appliances | Cooking | Induction Cooktops | Assembly | New | CasNgs109 | 1 | 0.3681 | 6134.9693 | 0 | GS | 16 | 0.57723 | 0.60437 | 0.83705 | 1.097 | 1.2026 | 1.2026 | 1.289 | 1.2891 | 1.2453 | 1.1192 | 0.77553 | 0.85362 | 368.0982 | 0 | 798.3185 | 0 | 0 | 0 | 1 | 0 | 0 | 1.0077
109 | Appliances | Cooking | Induction Cooktops | College and University | Turnover | CcoTgs109 | 1 | 0.3681 | 6134.9693 | 0 | GS | 16 | 0.57723 | 0.60437 | 0.83705 | 1.097 | 1.2026 | 1.2026 | 1.289 | 1.2891 | 1.2453 | 1.1192 | 0.77553 | 0.85362 | 368.0982 | 0 | 798.3185 | 0 | 0 | 0 | 1 | 0 | 0 | 1.0077
109 | Appliances | Cooking | Induction Cooktops | College and University | New | CcoNgs109 | 1 | 0.3681 | 6134.9693 | 0 | GS | 16 | 0.57723 | 0.60437 | 0.83705 | 1.097 | 1.2026 | 1.2026 | 1.289 | 1.2891 | 1.2453 | 1.1192 | 0.77553 | 0.85362 | 368.0982 | 0 | 798.3185 | 0 | 0 | 0 | 1 | 0 | 0 | 1.0077
109 | Appliances | Cooking | Induction Cooktops | Data Center | Turnover | CdaTgs109 | 1 | 1.8136 | 16949.1525 | 0 | GS | 16 | 0.57723 | 0.60437 | 0.83705 | 1.097 | 1.2026 | 1.2026 | 1.289 | 1.2891 | 1.2453 | 1.1192 | 0.77553 | 0.85362 | 1016.9492 | 0 | 2205.524 | 0 | 0 | 0 | 1 | 0 | 0 | 1.0077
109 | Appliances | Cooking | Induction Cooktops | Data Center | New | CdaNgs109 | 1 | 1.8136 | 16949.1525 | 0 | GS | 16 | 0.57723 | 0.60437 | 0.83705 | 1.097 | 1.2026 | 1.2026 | 1.289 | 1.2891 | 1.2453 | 1.1192 | 0.77553 | 0.85362 | 1016.9492 | 0 | 2205.524 | 0 | 0 | 0 | 1 | 0 | 0 | 1.0077
109 | Appliances | Cooking | Induction Cooktops | Grocery | Turnover | CgrTgs109 | 1 | 0.3681 | 6134.9693 | 0 | GS | 16 | 0.57723 | 0.60437 | 0.83705 | 1.097 | 1.2026 | 1.2026 | 1.289 | 1.2891 | 1.2453 | 1.1192 | 0.77553 | 0.85362 | 368.0982 | 0 | 798.3185 | 0 | 0 | 0 | 1 | 0 | 0 | 1.0077
109 | Appliances | Cooking | Induction Cooktops | Grocery | New | CgrNgs109 | 1 | 0.3681 | 6134.9693 | 0 | GS | 16 | 0.57723 | 0.60437 | 0.83705 | 1.097 | 1.2026 | 1.2026 | 1.289 | 1.2891 | 1.2453 | 1.1192 | 0.77553 | 0.85362 | 368.0982 | 0 | 798.3185 | 0 | 0 | 0 | 1 | 0 | 0 | 1.0077
109 | Appliances | Cooking | Induction Cooktops | Healthcare | Turnover | CheTgs109 | 1 | 1.1186 | 8474.5763 | 0 | GS | 16 | 0.57723 | 0.60437 | 0.83705 | 1.097 | 1.2026 | 1.2026 | 1.289 | 1.2891 | 1.2453 | 1.1192 | 0.77553 | 0.85362 | 508.4746 | 0 | 1102.762 | 0 | 0 | 0 | 1 | 0 | 0 | 1.0077
109 | Appliances | Cooking | Induction Cooktops | Healthcare | New | CheNgs109 | 1 | 1.1186 | 8474.5763 | 0 | GS | 16 | 0.57723 | 0.60437 | 0.83705 | 1.097 | 1.2026 | 1.2026 | 1.289 | 1.2891 | 1.2453 | 1.1192 | 0.77553 | 0.85362 | 508.4746 | 0 | 1102.762 | 0 | 0 | 0 | 1 | 0 | 0 | 1.0077
109 | Appliances | Cooking | Induction Cooktops | Hospitals | Turnover | ChoTgs109 | 1 | 0.3681 | 6134.9693 | 0 | GS | 16 | 0.57723 | 0.60437 | 0.83705 | 1.097 | 1.2026 | 1.2026 | 1.289 | 1.2891 | 1.2453 | 1.1192 | 0.77553 | 0.85362 | 368.0982 | 0 | 798.3185 | 0 | 0 | 0 | 1 | 0 | 0 | 1.0077
109 | Appliances | Cooking | Induction Cooktops | Hospitals | New | ChoNgs109 | 1 | 0.3681 | 6134.9693 | 0 | GS | 16 | 0.57723 | 0.60437 | 0.83705 | 1.097 | 1.2026 | 1.2026 | 1.289 | 1.2891 | 1.2453 | 1.1192 | 0.77553 | 0.85362 | 368.0982 | 0 | 798.3185 | 0 | 0 | 0 | 1 | 0 | 0 | 1.0077
109 | Appliances | Cooking | Induction Cooktops | Institutional | Turnover | CinTgs109 | 1 | 1.8136 | 16949.1525 | 0 | GS | 16 | 0.57723 | 0.60437 | 0.83705 | 1.097 | 1.2026 | 1.2026 | 1.289 | 1.2891 | 1.2453 | 1.1192 | 0.77553 | 0.85362 | 1016.9492 | 0 | 2205.524 | 0 | 0 | 0 | 1 | 0 | 0 | 1.0077
109 | Appliances | Cooking | Induction Cooktops | Institutional | New | CinNgs109 | 1 | 1.8136 | 16949.1525 | 0 | GS | 16 | 0.57723 | 0.60437 | 0.83705 | 1.097 | 1.2026 | 1.2026 | 1.289 | 1.2891 | 1.2453 | 1.1192 | 0.77553 | 0.85362 | 1016.9492 | 0 | 2205.524 | 0 | 0 | 0 | 1 | 0 | 0 | 1.0077
109 | Appliances | Cooking | Induction Cooktops | Lodging/Hospitality | Turnover | CloTgs109 | 1 | 0.44505 | 5494.5055 | 0 | GS | 16 | 0.57723 | 0.60437 | 0.83705 | 1.097 | 1.2026 | 1.2026 | 1.289 | 1.2891 | 1.2453 | 1.1192 | 0.77553 | 0.85362 | 329.6703 | 0 | 714.9776 | 0 | 0 | 0 | 1 | 0 | 0 | 1.0077
109 | Appliances | Cooking | Induction Cooktops | Lodging/Hospitality | New | CloNgs109 | 1 | 0.44505 | 5494.5055 | 0 | GS | 16 | 0.57723 | 0.60437 | 0.83705 | 1.097 | 1.2026 | 1.2026 | 1.289 | 1.2891 | 1.2453 | 1.1192 | 0.77553 | 0.85362 | 329.6703 | 0 | 714.9776 | 0 | 0 | 0 | 1 | 0 | 0 | 1.0077
109 | Appliances | Cooking | Induction Cooktops | Miscellaneous | Turnover | CmiTgs109 | 1 | 1.8136 | 16949.1525 | 0 | GS | 16 | 0.57723 | 0.60437 | 0.83705 | 1.097 | 1.2026 | 1.2026 | 1.289 | 1.2891 | 1.2453 | 1.1192 | 0.77553 | 0.85362 | 1016.9492 | 0 | 2205.524 | 0 | 0 | 0 | 1 | 0 | 0 | 1.0077
109 | Appliances | Cooking | Induction Cooktops | Miscellaneous | New | CmiNgs109 | 1 | 1.8136 | 16949.1525 | 0 | GS | 16 | 0.57723 | 0.60437 | 0.83705 | 1.097 | 1.2026 | 1.2026 | 1.289 | 1.2891 | 1.2453 | 1.1192 | 0.77553 | 0.85362 | 1016.9492 | 0 | 2205.524 | 0 | 0 | 0 | 1 | 0 | 0 | 1.0077
109 | Appliances | Cooking | Induction Cooktops | Offices | Turnover | CofTgs109 | 1 | 1.8136 | 16949.1525 | 0 | GS | 16 | 0.57723 | 0.60437 | 0.83705 | 1.097 | 1.2026 | 1.2026 | 1.289 | 1.2891 | 1.2453 | 1.1192 | 0.77553 | 0.85362 | 1016.9492 | 0 | 2205.524 | 0 | 0 | 0 | 1 | 0 | 0 | 1.0077
109 | Appliances | Cooking | Induction Cooktops | Offices | New | CofNgs109 | 1 | 1.8136 | 16949.1525 | 0 | GS | 16 | 0.57723 | 0.60437 | 0.83705 | 1.097 | 1.2026 | 1.2026 | 1.289 | 1.2891 | 1.2453 | 1.1192 | 0.77553 | 0.85362 | 1016.9492 | 0 | 2205.524 | 0 | 0 | 0 | 1 | 0 | 0 | 1.0077
109 | Appliances | Cooking | Induction Cooktops | Restaurants | Turnover | CreTgs109 | 1 | 0.5288 | 5235.6021 | 0 | GS | 16 | 0.57723 | 0.60437 | 0.83705 | 1.097 | 1.2026 | 1.2026 | 1.289 | 1.2891 | 1.2453 | 1.1192 | 0.77553 | 0.85362 | 314.1361 | 0 | 681.2875 | 0 | 0 | 0 | 1 | 0 | 0 | 1.0077
109 | Appliances | Cooking | Induction Cooktops | Restaurants | New | CreNgs109 | 1 | 0.5288 | 5235.6021 | 0 | GS | 16 | 0.57723 | 0.60437 | 0.83705 | 1.097 | 1.2026 | 1.2026 | 1.289 | 1.2891 | 1.2453 | 1.1192 | 0.77553 | 0.85362 | 314.1361 | 0 | 681.2875 | 0 | 0 | 0 | 1 | 0 | 0 | 1.0077
109 | Appliances | Cooking | Induction Cooktops | Retail | Turnover | CrtTgs109 | 1 | 0.3681 | 6134.9693 | 0 | GS | 16 | 0.57723 | 0.60437 | 0.83705 | 1.097 | 1.2026 | 1.2026 | 1.289 | 1.2891 | 1.2453 | 1.1192 | 0.77553 | 0.85362 | 368.0982 | 0 | 798.3185 | 0 | 0 | 0 | 1 | 0 | 0 | 1.0077
109 | Appliances | Cooking | Induction Cooktops | Retail | New | CrtNgs109 | 1 | 0.3681 | 6134.9693 | 0 | GS | 16 | 0.57723 | 0.60437 | 0.83705 | 1.097 | 1.2026 | 1.2026 | 1.289 | 1.2891 | 1.2453 | 1.1192 | 0.77553 | 0.85362 | 368.0982 | 0 | 798.3185 | 0 | 0 | 0 | 1 | 0 | 0 | 1.0077
109 | Appliances | Cooking | Induction Cooktops | Schools K-12 | Turnover | CscTgs109 | 1 | 1.8136 | 16949.1525 | 0 | GS | 16 | 0.57723 | 0.60437 | 0.83705 | 1.097 | 1.2026 | 1.2026 | 1.289 | 1.2891 | 1.2453 | 1.1192 | 0.77553 | 0.85362 | 1016.9492 | 0 | 2205.524 | 0 | 0 | 0 | 1 | 0 | 0 | 1.0077
109 | Appliances | Cooking | Induction Cooktops | Schools K-12 | New | CscNgs109 | 1 | 1.8136 | 16949.1525 | 0 | GS | 16 | 0.57723 | 0.60437 | 0.83705 | 1.097 | 1.2026 | 1.2026 | 1.289 | 1.2891 | 1.2453 | 1.1192 | 0.77553 | 0.85362 | 1016.9492 | 0 | 2205.524 | 0 | 0 | 0 | 1 | 0 | 0 | 1.0077
109 | Appliances | Cooking | Induction Cooktops | Warehouse | Turnover | CwaTgs109 | 1 | 1.8136 | 16949.1525 | 0 | GS | 16 | 0.57723 | 0.60437 | 0.83705 | 1.097 | 1.2026 | 1.2026 | 1.289 | 1.2891 | 1.2453 | 1.1192 | 0.77553 | 0.85362 | 1016.9492 | 0 | 2205.524 | 0 | 0 | 0 | 1 | 0 | 0 | 1.0077
109 | Appliances | Cooking | Induction Cooktops | Warehouse | New | CwaNgs109 | 1 | 1.8136 | 16949.1525 | 0 | GS | 16 | 0.57723 | 0.60437 | 0.83705 | 1.097 | 1.2026 | 1.2026 | 1.289 | 1.2891 | 1.2453 | 1.1192 | 0.77553 | 0.85362 | 1016.9492 | 0 | 2205.524 | 0 | 0 | 0 | 1 | 0 | 0 | 1.0077
110 | Appliances | Cooking | Low-Flow Pre-Rinse Sprayers | Assembly | Existing | CasEgs110 | 1 | 1.523 | 8042.7228 | 0 | GS | 5 | 0.57723 | 0.60437 | 0.83705 | 1.097 | 1.2026 | 1.2026 | 1.289 | 1.2891 | 1.2453 | 1.1192 | 0.77553 | 0.85362 | 482.5634 | 0 | 2273.9056 | 0 | 0 | 0 | 1 | 0 | 0 | 1.0077
110 | Appliances | Cooking | Low-Flow Pre-Rinse Sprayers | Assembly | New | CasNgs110 | 1 | 1.523 | 8042.7228 | 0 | GS | 5 | 0.57723 | 0.60437 | 0.83705 | 1.097 | 1.2026 | 1.2026 | 1.289 | 1.2891 | 1.2453 | 1.1192 | 0.77553 | 0.85362 | 482.5634 | 0 | 2273.9056 | 0 | 0 | 0 | 1 | 0 | 0 | 1.0077
110 | Appliances | Cooking | Low-Flow Pre-Rinse Sprayers | College and University | Existing | CcoEgs110 | 1 | 1.2145 | 10905.4226 | 0 | GS | 5 | 0.57723 | 0.60437 | 0.83705 | 1.097 | 1.2026 | 1.2026 | 1.289 | 1.2891 | 1.2453 | 1.1192 | 0.77553 | 0.85362 | 654.3254 | 0 | 3083.2719 | 0 | 0 | 0 | 1 | 0 | 0 | 1.0077
110 | Appliances | Cooking | Low-Flow Pre-Rinse Sprayers | College and University | New | CcoNgs110 | 1 | 1.2145 | 10905.4226 | 0 | GS | 5 | 0.57723 | 0.60437 | 0.83705 | 1.097 | 1.2026 | 1.2026 | 1.289 | 1.2891 | 1.2453 | 1.1192 | 0.77553 | 0.85362 | 654.3254 | 0 | 3083.2719 | 0 | 0 | 0 | 1 | 0 | 0 | 1.0077
110 | Appliances | Cooking | Low-Flow Pre-Rinse Sprayers | Data Center | Existing | CdaEgs110 | 1 | 1.2145 | 10905.4226 | 0 | GS | 5 | 0.57723 | 0.60437 | 0.83705 | 1.097 | 1.2026 | 1.2026 | 1.289 | 1.2891 | 1.2453 | 1.1192 | 0.77553 | 0.85362 | 654.3254 | 0 | 3083.2719 | 0 | 0 | 0 | 1 | 0 | 0 | 1.0077
110 | Appliances | Cooking | Low-Flow Pre-Rinse Sprayers | Data Center | New | CdaNgs110 | 1 | 1.2145 | 10905.4226 | 0 | GS | 5 | 0.57723 | 0.60437 | 0.83705 | 1.097 | 1.2026 | 1.2026 | 1.289 | 1.2891 | 1.2453 | 1.1192 | 0.77553 | 0.85362 | 654.3254 | 0 | 3083.2719 | 0 | 0 | 0 | 1 | 0 | 0 | 1.0077
110 | Appliances | Cooking | Low-Flow Pre-Rinse Sprayers | Grocery | Existing | CgrEgs110 | 1 | 1.523 | 8042.7228 | 0 | GS | 5 | 0.57723 | 0.60437 | 0.83705 | 1.097 | 1.2026 | 1.2026 | 1.289 | 1.2891 | 1.2453 | 1.1192 | 0.77553 | 0.85362 | 482.5634 | 0 | 2273.9056 | 0 | 0 | 0 | 1 | 0 | 0 | 1.0077
110 | Appliances | Cooking | Low-Flow Pre-Rinse Sprayers | Grocery | New | CgrNgs110 | 1 | 1.523 | 8042.7228 | 0 | GS | 5 | 0.57723 | 0.60437 | 0.83705 | 1.097 | 1.2026 | 1.2026 | 1.289 | 1.2891 | 1.2453 | 1.1192 | 0.77553 | 0.85362 | 482.5634 | 0 | 2273.9056 | 0 | 0 | 0 | 1 | 0 | 0 | 1.0077
110 | Appliances | Cooking | Low-Flow Pre-Rinse Sprayers | Healthcare | Existing | CheEgs110 | 1 | 1.2145 | 10905.4226 | 0 | GS | 5 | 0.57723 | 0.60437 | 0.83705 | 1.097 | 1.2026 | 1.2026 | 1.289 | 1.2891 | 1.2453 | 1.1192 | 0.77553 | 0.85362 | 654.3254 | 0 | 3083.2719 | 0 | 0 | 0 | 1 | 0 | 0 | 1.0077
110 | Appliances | Cooking | Low-Flow Pre-Rinse Sprayers | Healthcare | New | CheNgs110 | 1 | 1.2145 | 10905.4226 | 0 | GS | 5 | 0.57723 | 0.60437 | 0.83705 | 1.097 | 1.2026 | 1.2026 | 1.289 | 1.2891 | 1.2453 | 1.1192 | 0.77553 | 0.85362 | 654.3254 | 0 | 3083.2719 | 0 | 0 | 0 | 1 | 0 | 0 | 1.0077
110 | Appliances | Cooking | Low-Flow Pre-Rinse Sprayers | Hospitals | Existing | ChoEgs110 | 1 | 1.2145 | 10905.4226 | 0 | GS | 5 | 0.57723 | 0.60437 | 0.83705 | 1.097 | 1.2026 | 1.2026 | 1.289 | 1.2891 | 1.2453 | 1.1192 | 0.77553 | 0.85362 | 654.3254 | 0 | 3083.2719 | 0 | 0 | 0 | 1 | 0 | 0 | 1.0077
110 | Appliances | Cooking | Low-Flow Pre-Rinse Sprayers | Hospitals | New | ChoNgs110 | 1 | 1.2145 | 10905.4226 | 0 | GS | 5 | 0.57723 | 0.60437 | 0.83705 | 1.097 | 1.2026 | 1.2026 | 1.289 | 1.2891 | 1.2453 | 1.1192 | 0.77553 | 0.85362 | 654.3254 | 0 | 3083.2719 | 0 | 0 | 0 | 1 | 0 | 0 | 1.0077
110 | Appliances | Cooking | Low-Flow Pre-Rinse Sprayers | Institutional | Existing | CinEgs110 | 1 | 1.2145 | 10905.4226 | 0 | GS | 5 | 0.57723 | 0.60437 | 0.83705 | 1.097 | 1.2026 | 1.2026 | 1.289 | 1.2891 | 1.2453 | 1.1192 | 0.77553 | 0.85362 | 654.3254 | 0 | 3083.2719 | 0 | 0 | 0 | 1 | 0 | 0 | 1.0077
110 | Appliances | Cooking | Low-Flow Pre-Rinse Sprayers | Institutional | New | CinNgs110 | 1 | 1.2145 | 10905.4226 | 0 | GS | 5 | 0.57723 | 0.60437 | 0.83705 | 1.097 | 1.2026 | 1.2026 | 1.289 | 1.2891 | 1.2453 | 1.1192 | 0.77553 | 0.85362 | 654.3254 | 0 | 3083.2719 | 0 | 0 | 0 | 1 | 0 | 0 | 1.0077
110 | Appliances | Cooking | Low-Flow Pre-Rinse Sprayers | Lodging/Hospitality | Existing | CloEgs110 | 1 | 4.0096 | 25413.8002 | 0 | GS | 5 | 0.57723 | 0.60437 | 0.83705 | 1.097 | 1.2026 | 1.2026 | 1.289 | 1.2891 | 1.2453 | 1.1192 | 0.77553 | 0.85362 | 1524.828 | 0 | 7185.2013 | 0 | 0 | 0 | 1 | 0 | 0 | 1.0077
110 | Appliances | Cooking | Low-Flow Pre-Rinse Sprayers | Lodging/Hospitality | New | CloNgs110 | 1 | 4.0096 | 25413.8002 | 0 | GS | 5 | 0.57723 | 0.60437 | 0.83705 | 1.097 | 1.2026 | 1.2026 | 1.289 | 1.2891 | 1.2453 | 1.1192 | 0.77553 | 0.85362 | 1524.828 | 0 | 7185.2013 | 0 | 0 | 0 | 1 | 0 | 0 | 1.0077
110 | Appliances | Cooking | Low-Flow Pre-Rinse Sprayers | Miscellaneous | Existing | CmiEgs110 | 1 | 1.523 | 8042.7228 | 0 | GS | 5 | 0.57723 | 0.60437 | 0.83705 | 1.097 | 1.2026 | 1.2026 | 1.289 | 1.2891 | 1.2453 | 1.1192 | 0.77553 | 0.85362 | 482.5634 | 0 | 2273.9056 | 0 | 0 | 0 | 1 | 0 | 0 | 1.0077
110 | Appliances | Cooking | Low-Flow Pre-Rinse Sprayers | Miscellaneous | New | CmiNgs110 | 1 | 1.523 | 8042.7228 | 0 | GS | 5 | 0.57723 | 0.60437 | 0.83705 | 1.097 | 1.2026 | 1.2026 | 1.289 | 1.2891 | 1.2453 | 1.1192 | 0.77553 | 0.85362 | 482.5634 | 0 | 2273.9056 | 0 | 0 | 0 | 1 | 0 | 0 | 1.0077
110 | Appliances | Cooking | Low-Flow Pre-Rinse Sprayers | Offices | Existing | CofEgs110 | 1 | 1.523 | 8042.7228 | 0 | GS | 5 | 0.57723 | 0.60437 | 0.83705 | 1.097 | 1.2026 | 1.2026 | 1.289 | 1.2891 | 1.2453 | 1.1192 | 0.77553 | 0.85362 | 482.5634 | 0 | 2273.9056 | 0 | 0 | 0 | 1 | 0 | 0 | 1.0077
110 | Appliances | Cooking | Low-Flow Pre-Rinse Sprayers | Offices | New | CofNgs110 | 1 | 1.523 | 8042.7228 | 0 | GS | 5 | 0.57723 | 0.60437 | 0.83705 | 1.097 | 1.2026 | 1.2026 | 1.289 | 1.2891 | 1.2453 | 1.1192 | 0.77553 | 0.85362 | 482.5634 | 0 | 2273.9056 | 0 | 0 | 0 | 1 | 0 | 0 | 1.0077
110 | Appliances | Cooking | Low-Flow Pre-Rinse Sprayers | Restaurants | Existing | CreEgs110 | 1 | 1.523 | 8042.7228 | 0 | GS | 5 | 0.57723 | 0.60437 | 0.83705 | 1.097 | 1.2026 | 1.2026 | 1.289 | 1.2891 | 1.2453 | 1.1192 | 0.77553 | 0.85362 | 482.5634 | 0 | 2273.9056 | 0 | 0 | 0 | 1 | 0 | 0 | 1.0077
110 | Appliances | Cooking | Low-Flow Pre-Rinse Sprayers | Restaurants | New | CreNgs110 | 1 | 1.523 | 8042.7228 | 0 | GS | 5 | 0.57723 | 0.60437 | 0.83705 | 1.097 | 1.2026 | 1.2026 | 1.289 | 1.2891 | 1.2453 | 1.1192 | 0.77553 | 0.85362 | 482.5634 | 0 | 2273.9056 | 0 | 0 | 0 | 1 | 0 | 0 | 1.0077
110 | Appliances | Cooking | Low-Flow Pre-Rinse Sprayers | Retail | Existing | CrtEgs110 | 1 | 1.523 | 8042.7228 | 0 | GS | 5 | 0.57723 | 0.60437 | 0.83705 | 1.097 | 1.2026 | 1.2026 | 1.289 | 1.2891 | 1.2453 | 1.1192 | 0.77553 | 0.85362 | 482.5634 | 0 | 2273.9056 | 0 | 0 | 0 | 1 | 0 | 0 | 1.0077
110 | Appliances | Cooking | Low-Flow Pre-Rinse Sprayers | Retail | New | CrtNgs110 | 1 | 1.523 | 8042.7228 | 0 | GS | 5 | 0.57723 | 0.60437 | 0.83705 | 1.097 | 1.2026 | 1.2026 | 1.289 | 1.2891 | 1.2453 | 1.1192 | 0.77553 | 0.85362 | 482.5634 | 0 | 2273.9056 | 0 | 0 | 0 | 1 | 0 | 0 | 1.0077
110 | Appliances | Cooking | Low-Flow Pre-Rinse Sprayers | Schools K-12 | Existing | CscEgs110 | 1 | 1.523 | 8042.7228 | 0 | GS | 5 | 0.57723 | 0.60437 | 0.83705 | 1.097 | 1.2026 | 1.2026 | 1.289 | 1.2891 | 1.2453 | 1.1192 | 0.77553 | 0.85362 | 482.5634 | 0 | 2273.9056 | 0 | 0 | 0 | 1 | 0 | 0 | 1.0077
110 | Appliances | Cooking | Low-Flow Pre-Rinse Sprayers | Schools K-12 | New | CscNgs110 | 1 | 1.523 | 8042.7228 | 0 | GS | 5 | 0.57723 | 0.60437 | 0.83705 | 1.097 | 1.2026 | 1.2026 | 1.289 | 1.2891 | 1.2453 | 1.1192 | 0.77553 | 0.85362 | 482.5634 | 0 | 2273.9056 | 0 | 0 | 0 | 1 | 0 | 0 | 1.0077
110 | Appliances | Cooking | Low-Flow Pre-Rinse Sprayers | Warehouse | Existing | CwaEgs110 | 1 | 1.523 | 8042.7228 | 0 | GS | 5 | 0.57723 | 0.60437 | 0.83705 | 1.097 | 1.2026 | 1.2026 | 1.289 | 1.2891 | 1.2453 | 1.1192 | 0.77553 | 0.85362 | 482.5634 | 0 | 2273.9056 | 0 | 0 | 0 | 1 | 0 | 0 | 1.0077
110 | Appliances | Cooking | Low-Flow Pre-Rinse Sprayers | Warehouse | New | CwaNgs110 | 1 | 1.523 | 8042.7228 | 0 | GS | 5 | 0.57723 | 0.60437 | 0.83705 | 1.097 | 1.2026 | 1.2026 | 1.289 | 1.2891 | 1.2453 | 1.1192 | 0.77553 | 0.85362 | 482.5634 | 0 | 2273.9056 | 0 | 0 | 0 | 1 | 0 | 0 | 1.0077
111 | Appliances | Misc | Air Compressor Optimization | Assembly | Existing | CasEgs111 | 1 | 0.43275 | 5847.9532 | 0 | GS | 3 | [12 empty] | 294.0538 | 0 | 1982.4263 | 0 | 0 | 0 | 1 | 0 | 0 | 1 | bar: Jan. to Dec.
111 | Appliances | Misc | Air Compressor Optimization | Assembly | New | CasNgs111 | 1 | 0.43275 | 5847.9532 | 0 | GS | 3 | [12 empty] | 294.0538 | 0 | 1982.4263 | 0 | 0 | 0 | 1 | 0 | 0 | 1 | bar: Jan. to Dec.
111 | Appliances | Misc | Air Compressor Optimization | College and University | Existing | CcoEgs111 | 1 | 1.0099 | 9900.9901 | 0 | GS | 3 | [12 empty] | 497.8535 | 0 | 2475.3032 | 0 | 0 | 0 | 1 | 0 | 0 | 1 | bar: Jan. to Dec.
111 | Appliances | Misc | Air Compressor Optimization | College and University | New | CcoNgs111 | 1 | 1.0099 | 9900.9901 | 0 | GS | 3 | [12 empty] | 497.8535 | 0 | 2475.3032 | 0 | 0 | 0 | 1 | 0 | 0 | 1 | bar: Jan. to Dec.
111 | Appliances | Misc | Air Compressor Optimization | Data Center | Existing | CdaEgs111 | 1 | 1.0631 | 9009.009 | 0 | GS | 3 | [12 empty] | 453.0018 | 0 | 2155.8703 | 0 | 0 | 0 | 1 | 0 | 0 | 1 | bar: Jan. to Dec.
111 | Appliances | Misc | Air Compressor Optimization | Data Center | New | CdaNgs111 | 1 | 1.0631 | 9009.009 | 0 | GS | 3 | [12 empty] | 453.0018 | 0 | 2155.8703 | 0 | 0 | 0 | 1 | 0 | 0 | 1 | bar: Jan. to Dec.
111 | Appliances | Misc | Air Compressor Optimization | Grocery | Existing | CgrEgs111 | 1 | 0.6 | 7407.4074 | 0 | GS | 3 | [12 empty] | 372.4682 | 0 | 960.0316 | 0 | 0 | 0 | 1 | 0 | 0 | 1 | bar: Jan. to Dec.
111 | Appliances | Misc | Air Compressor Optimization | Grocery | New | CgrNgs111 | 1 | 0.6 | 7407.4074 | 0 | GS | 3 | [12 empty] | 372.4682 | 0 | 960.0316 | 0 | 0 | 0 | 1 | 0 | 0 | 1 | bar: Jan. to Dec.
111 | Appliances | Misc | Air Compressor Optimization | Healthcare | Existing | CheEgs111 | 1 | 1.0347 | 6944.4444 | 0 | GS | 3 | [12 empty] | 349.1889 | 0 | 1834.0835 | 0 | 0 | 0 | 1 | 0 | 0 | 1 | bar: Jan. to Dec.
111 | Appliances | Misc | Air Compressor Optimization | Healthcare | New | CheNgs111 | 1 | 1.0347 | 6944.4444 | 0 | GS | 3 | [12 empty] | 349.1889 | 0 | 1834.0835 | 0 | 0 | 0 | 1 | 0 | 0 | 1 | bar: Jan. to Dec.
111 | Appliances | Misc | Air Compressor Optimization | Hospitals | Existing | ChoEgs111 | 1 | 1.0099 | 9900.9901 | 0 | GS | 3 | [12 empty] | 497.8535 | 0 | 1545.2274 | 0 | 0 | 0 | 1 | 0 | 0 | 1 | bar: Jan. to Dec.
111 | Appliances | Misc | Air Compressor Optimization | Hospitals | New | ChoNgs111 | 1 | 1.0099 | 9900.9901 | 0 | GS | 3 | [12 empty] | 497.8535 | 0 | 1545.2274 | 0 | 0 | 0 | 1 | 0 | 0 | 1 | bar: Jan. to Dec.
111 | Appliances | Misc | Air Compressor Optimization | Institutional | Existing | CinEgs111 | 1 | 1.0811 | 9009.009 | 0 | GS | 3 | [12 empty] | 453.0018 | 0 | 2320.4169 | 0 | 0 | 0 | 1 | 0 | 0 | 1 | bar: Jan. to Dec.
111 | Appliances | Misc | Air Compressor Optimization | Institutional | New | CinNgs111 | 1 | 1.0811 | 9009.009 | 0 | GS | 3 | [12 empty] | 453.0018 | 0 | 2320.4169 | 0 | 0 | 0 | 1 | 0 | 0 | 1 | bar: Jan. to Dec.
111 | Appliances | Misc | Air Compressor Optimization | Lodging/Hospitality | Existing | CloEgs111 | 1 | 1.1682 | 9345.7944 | 0 | GS | 3 | [12 empty] | 469.9365 | 0 | 1726.0766 | 0 | 0 | 0 | 1 | 0 | 0 | 1 | bar: Jan. to Dec.
111 | Appliances | Misc | Air Compressor Optimization | Lodging/Hospitality | New | CloNgs111 | 1 | 1.1682 | 9345.7944 | 0 | GS | 3 | [12 empty] | 469.9365 | 0 | 1726.0766 | 0 | 0 | 0 | 1 | 0 | 0 | 1 | bar: Jan. to Dec.
111 | Appliances | Misc | Air Compressor Optimization | Miscellaneous | Existing | CmiEgs111 | 1 | 1.0631 | 9009.009 | 0 | GS | 3 | [12 empty] | 453.0018 | 0 | 1961.6476 | 0 | 0 | 0 | 1 | 0 | 0 | 1 | bar: Jan. to Dec.
111 | Appliances | Misc | Air Compressor Optimization | Miscellaneous | New | CmiNgs111 | 1 | 1.0631 | 9009.009 | 0 | GS | 3 | [12 empty] | 453.0018 | 0 | 1961.6476 | 0 | 0 | 0 | 1 | 0 | 0 | 1 | bar: Jan. to Dec.
111 | Appliances | Misc | Air Compressor Optimization | Offices | Existing | CofEgs111 | 1 | 1.0631 | 9009.009 | 0 | GS | 3 | [12 empty] | 453.0018 | 0 | 2154.1394 | 0 | 0 | 0 | 1 | 0 | 0 | 1 | bar: Jan. to Dec.
111 | Appliances | Misc | Air Compressor Optimization | Offices | New | CofNgs111 | 1 | 1.0631 | 9009.009 | 0 | GS | 3 | [12 empty] | 453.0018 | 0 | 2154.1394 | 0 | 0 | 0 | 1 | 0 | 0 | 1 | bar: Jan. to Dec.
111 | Appliances | Misc | Air Compressor Optimization | Restaurants | Existing | CreEgs111 | 1 | 0.37313 | 7462.6866 | 0 | GS | 3 | [12 empty] | 375.2478 | 0 | 1264.4276 | 0 | 0 | 0 | 1 | 0 | 0 | 1 | bar: Jan. to Dec.
111 | Appliances | Misc | Air Compressor Optimization | Restaurants | New | CreNgs111 | 1 | 0.37313 | 7462.6866 | 0 | GS | 3 | [12 empty] | 375.2478 | 0 | 1264.4276 | 0 | 0 | 0 | 1 | 0 | 0 | 1 | bar: Jan. to Dec.
111 | Appliances | Misc | Air Compressor Optimization | Retail | Existing | CrtEgs111 | 1 | 0.55245 | 6993.007 | 0 | GS | 3 | [12 empty] | 351.6308 | 0 | 1704.9149 | 0 | 0 | 0 | 1 | 0 | 0 | 1 | bar: Jan. to Dec.
111 | Appliances | Misc | Air Compressor Optimization | Retail | New | CrtNgs111 | 1 | 0.55245 | 6993.007 | 0 | GS | 3 | [12 empty] | 351.6308 | 0 | 1704.9149 | 0 | 0 | 0 | 1 | 0 | 0 | 1 | bar: Jan. to Dec.
111 | Appliances | Misc | Air Compressor Optimization | Schools K-12 | Existing | CscEgs111 | 1 | 1.0388 | 9708.7379 | 0 | GS | 3 | [12 empty] | 488.1864 | 0 | 3126.4803 | 0 | 0 | 0 | 1 | 0 | 0 | 1 | bar: Jan. to Dec.
111 | Appliances | Misc | Air Compressor Optimization | Schools K-12 | New | CscNgs111 | 1 | 1.0388 | 9708.7379 | 0 | GS | 3 | [12 empty] | 488.1864 | 0 | 3126.4803 | 0 | 0 | 0 | 1 | 0 | 0 | 1 | bar: Jan. to Dec.
111 | Appliances | Misc | Air Compressor Optimization | Warehouse | Existing | CwaEgs111 | 1 | 0.72549 | 6535.9477 | 0 | GS | 3 | [12 empty] | 328.6484 | 0 | 1601.7803 | 0 | 0 | 0 | 1 | 0 | 0 | 1 | bar: Jan. to Dec.
111 | Appliances | Misc | Air Compressor Optimization | Warehouse | New | CwaNgs111 | 1 | 0.72549 | 6535.9477 | 0 | GS | 3 | [12 empty] | 328.6484 | 0 | 1601.7803 | 0 | 0 | 0 | 1 | 0 | 0 | 1 | bar: Jan. to Dec.
112 | Appliances | Misc | Energy Star EV Chargers | Assembly | Turnover | CasTgs112 | 1 | 0.43275 | 5847.9532 | 0 | GS | 10 | [12 empty] | 350.8772 | 0 | 16275.4616 | 0 | 0 | 0 | 1 | 4882.6385 | 0 | 1 | bar: Jan. to Dec.
112 | Appliances | Misc | Energy Star EV Chargers | Assembly | New | CasNgs112 | 1 | 0.43275 | 5847.9532 | 0 | GS | 10 | [12 empty] | 350.8772 | 0 | 16275.4616 | 0 | 0 | 0 | 1 | 4882.6385 | 0 | 1 | bar: Jan. to Dec.
112 | Appliances | Misc | Energy Star EV Chargers | College and University | Turnover | CcoTgs112 | 1 | 1.0099 | 9900.9901 | 0 | GS | 10 | [12 empty] | 594.0594 | 0 | 27555.4845 | 0 | 0 | 0 | 1 | 8266.6454 | 0 | 1 | bar: Jan. to Dec.
112 | Appliances | Misc | Energy Star EV Chargers | College and University | New | CcoNgs112 | 1 | 1.0099 | 9900.9901 | 0 | GS | 10 | [12 empty] | 594.0594 | 0 | 27555.4845 | 0 | 0 | 0 | 1 | 8266.6454 | 0 | 1 | bar: Jan. to Dec.
112 | Appliances | Misc | Energy Star EV Chargers | Data Center | Turnover | CdaTgs112 | 1 | 1.0631 | 9009.009 | 0 | GS | 10 | [12 empty] | 540.5405 | 0 | 25073.0085 | 0 | 0 | 0 | 1 | 7521.9025 | 0 | 1 | bar: Jan. to Dec.
112 | Appliances | Misc | Energy Star EV Chargers | Data Center | New | CdaNgs112 | 1 | 1.0631 | 9009.009 | 0 | GS | 10 | [12 empty] | 540.5405 | 0 | 25073.0085 | 0 | 0 | 0 | 1 | 7521.9025 | 0 | 1 | bar: Jan. to Dec.
112 | Appliances | Misc | Energy Star EV Chargers | Grocery | Turnover | CgrTgs112 | 1 | 0.6 | 7407.4074 | 0 | GS | 10 | [12 empty] | 444.4444 | 0 | 20615.5847 | 0 | 0 | 0 | 1 | 6184.6754 | 0 | 1 | bar: Jan. to Dec.
112 | Appliances | Misc | Energy Star EV Chargers | Grocery | New | CgrNgs112 | 1 | 0.6 | 7407.4074 | 0 | GS | 10 | [12 empty] | 444.4444 | 0 | 20615.5847 | 0 | 0 | 0 | 1 | 6184.6754 | 0 | 1 | bar: Jan. to Dec.
112 | Appliances | Misc | Energy Star EV Chargers | Healthcare | Turnover | CheTgs112 | 1 | 1.0347 | 6944.4444 | 0 | GS | 10 | [12 empty] | 416.6667 | 0 | 19327.1107 | 0 | 0 | 0 | 1 | 5798.1332 | 0 | 1 | bar: Jan. to Dec.
112 | Appliances | Misc | Energy Star EV Chargers | Healthcare | New | CheNgs112 | 1 | 1.0347 | 6944.4444 | 0 | GS | 10 | [12 empty] | 416.6667 | 0 | 19327.1107 | 0 | 0 | 0 | 1 | 5798.1332 | 0 | 1 | bar: Jan. to Dec.
112 | Appliances | Misc | Energy Star EV Chargers | Hospitals | Turnover | ChoTgs112 | 1 | 1.0099 | 9900.9901 | 0 | GS | 10 | [12 empty] | 594.0594 | 0 | 27555.4845 | 0 | 0 | 0 | 1 | 8266.6454 | 0 | 1 | bar: Jan. to Dec.
112 | Appliances | Misc | Energy Star EV Chargers | Hospitals | New | ChoNgs112 | 1 | 1.0099 | 9900.9901 | 0 | GS | 10 | [12 empty] | 594.0594 | 0 | 27555.4845 | 0 | 0 | 0 | 1 | 8266.6454 | 0 | 1 | bar: Jan. to Dec.
112 | Appliances | Misc | Energy Star EV Chargers | Institutional | Turnover | CinTgs112 | 1 | 1.0811 | 9009.009 | 0 | GS | 10 | [12 empty] | 540.5405 | 0 | 25073.0085 | 0 | 0 | 0 | 1 | 7521.9025 | 0 | 1 | bar: Jan. to Dec.
112 | Appliances | Misc | Energy Star EV Chargers | Institutional | New | CinNgs112 | 1 | 1.0811 | 9009.009 | 0 | GS | 10 | [12 empty] | 540.5405 | 0 | 25073.0085 | 0 | 0 | 0 | 1 | 7521.9025 | 0 | 1 | bar: Jan. to Dec.
112 | Appliances | Misc | Energy Star EV Chargers | Lodging/Hospitality | Turnover | CloTgs112 | 1 | 1.1682 | 9345.7944 | 0 | GS | 10 | [12 empty] | 560.7477 | 0 | 26010.3172 | 0 | 0 | 0 | 1 | 7803.0952 | 0 | 1 | bar: Jan. to Dec.
112 | Appliances | Misc | Energy Star EV Chargers | Lodging/Hospitality | New | CloNgs112 | 1 | 1.1682 | 9345.7944 | 0 | GS | 10 | [12 empty] | 560.7477 | 0 | 26010.3172 | 0 | 0 | 0 | 1 | 7803.0952 | 0 | 1 | bar: Jan. to Dec.
112 | Appliances | Misc | Energy Star EV Chargers | Miscellaneous | Turnover | CmiTgs112 | 1 | 1.0631 | 9009.009 | 0 | GS | 10 | [12 empty] | 540.5405 | 0 | 25073.0085 | 0 | 0 | 0 | 1 | 7521.9025 | 0 | 1 | bar: Jan. to Dec.
112 | Appliances | Misc | Energy Star EV Chargers | Miscellaneous | New | CmiNgs112 | 1 | 1.0631 | 9009.009 | 0 | GS | 10 | [12 empty] | 540.5405 | 0 | 25073.0085 | 0 | 0 | 0 | 1 | 7521.9025 | 0 | 1 | bar: Jan. to Dec.
112 | Appliances | Misc | Energy Star EV Chargers | Offices | Turnover | CofTgs112 | 1 | 1.0631 | 9009.009 | 0 | GS | 10 | [12 empty] | 540.5405 | 0 | 25073.0085 | 0 | 0 | 0 | 1 | 7521.9025 | 0 | 1 | bar: Jan. to Dec.
112 | Appliances | Misc | Energy Star EV Chargers | Offices | New | CofNgs112 | 1 | 1.0631 | 9009.009 | 0 | GS | 10 | [12 empty] | 540.5405 | 0 | 25073.0085 | 0 | 0 | 0 | 1 | 7521.9025 | 0 | 1 | bar: Jan. to Dec.
112 | Appliances | Misc | Energy Star EV Chargers | Restaurants | Turnover | CreTgs112 | 1 | 0.37313 | 7462.6866 | 0 | GS | 10 | [12 empty] | 447.7612 | 0 | 20769.4324 | 0 | 0 | 0 | 1 | 6230.8297 | 0 | 1 | bar: Jan. to Dec.
112 | Appliances | Misc | Energy Star EV Chargers | Restaurants | New | CreNgs112 | 1 | 0.37313 | 7462.6866 | 0 | GS | 10 | [12 empty] | 447.7612 | 0 | 20769.4324 | 0 | 0 | 0 | 1 | 6230.8297 | 0 | 1 | bar: Jan. to Dec.
112 | Appliances | Misc | Energy Star EV Chargers | Retail | Turnover | CrtTgs112 | 1 | 0.55245 | 6993.007 | 0 | GS | 10 | [12 empty] | 419.5804 | 0 | 19462.2653 | 0 | 0 | 0 | 1 | 5838.6796 | 0 | 1 | bar: Jan. to Dec.
112 | Appliances | Misc | Energy Star EV Chargers | Retail | New | CrtNgs112 | 1 | 0.55245 | 6993.007 | 0 | GS | 10 | [12 empty] | 419.5804 | 0 | 19462.2653 | 0 | 0 | 0 | 1 | 5838.6796 | 0 | 1 | bar: Jan. to Dec.
112 | Appliances | Misc | Energy Star EV Chargers | Schools K-12 | Turnover | CscTgs112 | 1 | 1.0388 | 9708.7379 | 0 | GS | 10 | [12 empty] | 582.5243 | 0 | 27020.4266 | 0 | 0 | 0 | 1 | 8106.128 | 0 | 1 | bar: Jan. to Dec.
112 | Appliances | Misc | Energy Star EV Chargers | Schools K-12 | New | CscNgs112 | 1 | 1.0388 | 9708.7379 | 0 | GS | 10 | [12 empty] | 582.5243 | 0 | 27020.4266 | 0 | 0 | 0 | 1 | 8106.128 | 0 | 1 | bar: Jan. to Dec.
112 | Appliances | Misc | Energy Star EV Chargers | Warehouse | Turnover | CwaTgs112 | 1 | 0.72549 | 6535.9477 | 0 | GS | 10 | [12 empty] | 392.1569 | 0 | 18190.2218 | 0 | 0 | 0 | 1 | 5457.0665 | 0 | 1 | bar: Jan. to Dec.
112 | Appliances | Misc | Energy Star EV Chargers | Warehouse | New | CwaNgs112 | 1 | 0.72549 | 6535.9477 | 0 | GS | 10 | [12 empty] | 392.1569 | 0 | 18190.2218 | 0 | 0 | 0 | 1 | 5457.0665 | 0 | 1 | bar: Jan. to Dec.
113 | Appliances | Office Equipment | ENERGY STAR Imaging Equipment | Assembly | Turnover | CasTgs113 | 1 | 0.43275 | 5847.9532 | 0 | GS | 6 | 0.57723 | 0.60437 | 0.83705 | 1.097 | 1.2026 | 1.2026 | 1.289 | 1.2891 | 1.2453 | 1.1192 | 0.77553 | 0.85362 | 350.8772 | 0 | 2301.0181 | 0 | 0 | 0 | 1 | 0 | 0 | 1.0077
113 | Appliances | Office Equipment | ENERGY STAR Imaging Equipment | Assembly | New | CasNgs113 | 1 | 0.43275 | 5847.9532 | 0 | GS | 6 | 0.57723 | 0.60437 | 0.83705 | 1.097 | 1.2026 | 1.2026 | 1.289 | 1.2891 | 1.2453 | 1.1192 | 0.77553 | 0.85362 | 350.8772 | 0 | 2301.0181 | 0 | 0 | 0 | 1 | 0 | 0 | 1.0077
113 | Appliances | Office Equipment | ENERGY STAR Imaging Equipment | College and University | Turnover | CcoTgs113 | 1 | 1.0099 | 9900.9901 | 0 | GS | 6 | 0.57723 | 0.60437 | 0.83705 | 1.097 | 1.2026 | 1.2026 | 1.289 | 1.2891 | 1.2453 | 1.1192 | 0.77553 | 0.85362 | 594.0594 | 0 | 3895.7831 | 0 | 0 | 0 | 1 | 0 | 0 | 1.0077
113 | Appliances | Office Equipment | ENERGY STAR Imaging Equipment | College and University | New | CcoNgs113 | 1 | 1.0099 | 9900.9901 | 0 | GS | 6 | 0.57723 | 0.60437 | 0.83705 | 1.097 | 1.2026 | 1.2026 | 1.289 | 1.2891 | 1.2453 | 1.1192 | 0.77553 | 0.85362 | 594.0594 | 0 | 3895.7831 | 0 | 0 | 0 | 1 | 0 | 0 | 1.0077
113 | Appliances | Office Equipment | ENERGY STAR Imaging Equipment | Data Center | Turnover | CdaTgs113 | 1 | 1.0631 | 9009.009 | 0 | GS | 6 | 0.57723 | 0.60437 | 0.83705 | 1.097 | 1.2026 | 1.2026 | 1.289 | 1.2891 | 1.2453 | 1.1192 | 0.77553 | 0.85362 | 540.5405 | 0 | 3544.8116 | 0 | 0 | 0 | 1 | 0 | 0 | 1.0077
113 | Appliances | Office Equipment | ENERGY STAR Imaging Equipment | Data Center | New | CdaNgs113 | 1 | 1.0631 | 9009.009 | 0 | GS | 6 | 0.57723 | 0.60437 | 0.83705 | 1.097 | 1.2026 | 1.2026 | 1.289 | 1.2891 | 1.2453 | 1.1192 | 0.77553 | 0.85362 | 540.5405 | 0 | 3544.8116 | 0 | 0 | 0 | 1 | 0 | 0 | 1.0077
113 | Appliances | Office Equipment | ENERGY STAR Imaging Equipment | Grocery | Turnover | CgrTgs113 | 1 | 0.6 | 7407.4074 | 0 | GS | 6 | 0.57723 | 0.60437 | 0.83705 | 1.097 | 1.2026 | 1.2026 | 1.289 | 1.2891 | 1.2453 | 1.1192 | 0.77553 | 0.85362 | 444.4444 | 0 | 2914.6229 | 0 | 0 | 0 | 1 | 0 | 0 | 1.0077
113 | Appliances | Office Equipment | ENERGY STAR Imaging Equipment | Grocery | New | CgrNgs113 | 1 | 0.6 | 7407.4074 | 0 | GS | 6 | 0.57723 | 0.60437 | 0.83705 | 1.097 | 1.2026 | 1.2026 | 1.289 | 1.2891 | 1.2453 | 1.1192 | 0.77553 | 0.85362 | 444.4444 | 0 | 2914.6229 | 0 | 0 | 0 | 1 | 0 | 0 | 1.0077
113 | Appliances | Office Equipment | ENERGY STAR Imaging Equipment | Healthcare | Turnover | CheTgs113 | 1 | 1.0347 | 6944.4444 | 0 | GS | 6 | 0.57723 | 0.60437 | 0.83705 | 1.097 | 1.2026 | 1.2026 | 1.289 | 1.2891 | 1.2453 | 1.1192 | 0.77553 | 0.85362 | 416.6667 | 0 | 2732.4589 | 0 | 0 | 0 | 1 | 0 | 0 | 1.0077
113 | Appliances | Office Equipment | ENERGY STAR Imaging Equipment | Healthcare | New | CheNgs113 | 1 | 1.0347 | 6944.4444 | 0 | GS | 6 | 0.57723 | 0.60437 | 0.83705 | 1.097 | 1.2026 | 1.2026 | 1.289 | 1.2891 | 1.2453 | 1.1192 | 0.77553 | 0.85362 | 416.6667 | 0 | 2732.4589 | 0 | 0 | 0 | 1 | 0 | 0 | 1.0077
113 | Appliances | Office Equipment | ENERGY STAR Imaging Equipment | Hospitals | Turnover | ChoTgs113 | 1 | 1.0099 | 9900.9901 | 0 | GS | 6 | 0.57723 | 0.60437 | 0.83705 | 1.097 | 1.2026 | 1.2026 | 1.289 | 1.2891 | 1.2453 | 1.1192 | 0.77553 | 0.85362 | 594.0594 | 0 | 3895.7831 | 0 | 0 | 0 | 1 | 0 | 0 | 1.0077
113 | Appliances | Office Equipment | ENERGY STAR Imaging Equipment | Hospitals | New | ChoNgs113 | 1 | 1.0099 | 9900.9901 | 0 | GS | 6 | 0.57723 | 0.60437 | 0.83705 | 1.097 | 1.2026 | 1.2026 | 1.289 | 1.2891 | 1.2453 | 1.1192 | 0.77553 | 0.85362 | 594.0594 | 0 | 3895.7831 | 0 | 0 | 0 | 1 | 0 | 0 | 1.0077
113 | Appliances | Office Equipment | ENERGY STAR Imaging Equipment | Institutional | Turnover | CinTgs113 | 1 | 1.0811 | 9009.009 | 0 | GS | 6 | 0.57723 | 0.60437 | 0.83705 | 1.097 | 1.2026 | 1.2026 | 1.289 | 1.2891 | 1.2453 | 1.1192 | 0.77553 | 0.85362 | 540.5405 | 0 | 3544.8116 | 0 | 0 | 0 | 1 | 0 | 0 | 1.0077
113 | Appliances | Office Equipment | ENERGY STAR Imaging Equipment | Institutional | New | CinNgs113 | 1 | 1.0811 | 9009.009 | 0 | GS | 6 | 0.57723 | 0.60437 | 0.83705 | 1.097 | 1.2026 | 1.2026 | 1.289 | 1.2891 | 1.2453 | 1.1192 | 0.77553 | 0.85362 | 540.5405 | 0 | 3544.8116 | 0 | 0 | 0 | 1 | 0 | 0 | 1.0077
113 | Appliances | Office Equipment | ENERGY STAR Imaging Equipment | Lodging/Hospitality | Turnover | CloTgs113 | 1 | 1.1682 | 9345.7944 | 0 | GS | 6 | 0.57723 | 0.60437 | 0.83705 | 1.097 | 1.2026 | 1.2026 | 1.289 | 1.2891 | 1.2453 | 1.1192 | 0.77553 | 0.85362 | 560.7477 | 0 | 3677.3279 | 0 | 0 | 0 | 1 | 0 | 0 | 1.0077
113 | Appliances | Office Equipment | ENERGY STAR Imaging Equipment | Lodging/Hospitality | New | CloNgs113 | 1 | 1.1682 | 9345.7944 | 0 | GS | 6 | 0.57723 | 0.60437 | 0.83705 | 1.097 | 1.2026 | 1.2026 | 1.289 | 1.2891 | 1.2453 | 1.1192 | 0.77553 | 0.85362 | 560.7477 | 0 | 3677.3279 | 0 | 0 | 0 | 1 | 0 | 0 | 1.0077
113 | Appliances | Office Equipment | ENERGY STAR Imaging Equipment | Miscellaneous | Turnover | CmiTgs113 | 1 | 1.0631 | 9009.009 | 0 | GS | 6 | 0.57723 | 0.60437 | 0.83705 | 1.097 | 1.2026 | 1.2026 | 1.289 | 1.2891 | 1.2453 | 1.1192 | 0.77553 | 0.85362 | 540.5405 | 0 | 3544.8116 | 0 | 0 | 0 | 1 | 0 | 0 | 1.0077
113 | Appliances | Office Equipment | ENERGY STAR Imaging Equipment | Miscellaneous | New | CmiNgs113 | 1 | 1.0631 | 9009.009 | 0 | GS | 6 | 0.57723 | 0.60437 | 0.83705 | 1.097 | 1.2026 | 1.2026 | 1.289 | 1.2891 | 1.2453 | 1.1192 | 0.77553 | 0.85362 | 540.5405 | 0 | 3544.8116 | 0 | 0 | 0 | 1 | 0 | 0 | 1.0077
113 | Appliances | Office Equipment | ENERGY STAR Imaging Equipment | Offices | Turnover | CofTgs113 | 1 | 1.0631 | 9009.009 | 0 | GS | 6 | 0.57723 | 0.60437 | 0.83705 | 1.097 | 1.2026 | 1.2026 | 1.289 | 1.2891 | 1.2453 | 1.1192 | 0.77553 | 0.85362 | 540.5405 | 0 | 3544.8116 | 0 | 0 | 0 | 1 | 0 | 0 | 1.0077
113 | Appliances | Office Equipment | ENERGY STAR Imaging Equipment | Offices | New | CofNgs113 | 1 | 1.0631 | 9009.009 | 0 | GS | 6 | 0.57723 | 0.60437 | 0.83705 | 1.097 | 1.2026 | 1.2026 | 1.289 | 1.2891 | 1.2453 | 1.1192 | 0.77553 | 0.85362 | 540.5405 | 0 | 3544.8116 | 0 | 0 | 0 | 1 | 0 | 0 | 1.0077
113 | Appliances | Office Equipment | ENERGY STAR Imaging Equipment | Restaurants | Turnover | CreTgs113 | 1 | 0.37313 | 7462.6866 | 0 | GS | 6 | 0.57723 | 0.60437 | 0.83705 | 1.097 | 1.2026 | 1.2026 | 1.289 | 1.2891 | 1.2453 | 1.1192 | 0.77553 | 0.85362 | 447.7612 | 0 | 2936.3738 | 0 | 0 | 0 | 1 | 0 | 0 | 1.0077
113 | Appliances | Office Equipment | ENERGY STAR Imaging Equipment | Restaurants | New | CreNgs113 | 1 | 0.37313 | 7462.6866 | 0 | GS | 6 | 0.57723 | 0.60437 | 0.83705 | 1.097 | 1.2026 | 1.2026 | 1.289 | 1.2891 | 1.2453 | 1.1192 | 0.77553 | 0.85362 | 447.7612 | 0 | 2936.3738 | 0 | 0 | 0 | 1 | 0 | 0 | 1.0077
113 | Appliances | Office Equipment | ENERGY STAR Imaging Equipment | Retail | Turnover | CrtTgs113 | 1 | 0.55245 | 6993.007 | 0 | GS | 6 | 0.57723 | 0.60437 | 0.83705 | 1.097 | 1.2026 | 1.2026 | 1.289 | 1.2891 | 1.2453 | 1.1192 | 0.77553 | 0.85362 | 419.5804 | 0 | 2751.5671 | 0 | 0 | 0 | 1 | 0 | 0 | 1.0077
113 | Appliances | Office Equipment | ENERGY STAR Imaging Equipment | Retail | New | CrtNgs113 | 1 | 0.55245 | 6993.007 | 0 | GS | 6 | 0.57723 | 0.60437 | 0.83705 | 1.097 | 1.2026 | 1.2026 | 1.289 | 1.2891 | 1.2453 | 1.1192 | 0.77553 | 0.85362 | 419.5804 | 0 | 2751.5671 | 0 | 0 | 0 | 1 | 0 | 0 | 1.0077
113 | Appliances | Office Equipment | ENERGY STAR Imaging Equipment | Schools K-12 | Turnover | CscTgs113 | 1 | 1.0388 | 9708.7379 | 0 | GS | 6 | 0.57723 | 0.60437 | 0.83705 | 1.097 | 1.2026 | 1.2026 | 1.289 | 1.2891 | 1.2453 | 1.1192 | 0.77553 | 0.85362 | 582.5243 | 0 | 3820.1368 | 0 | 0 | 0 | 1 | 0 | 0 | 1.0077
113 | Appliances | Office Equipment | ENERGY STAR Imaging Equipment | Schools K-12 | New | CscNgs113 | 1 | 1.0388 | 9708.7379 | 0 | GS | 6 | 0.57723 | 0.60437 | 0.83705 | 1.097 | 1.2026 | 1.2026 | 1.289 | 1.2891 | 1.2453 | 1.1192 | 0.77553 | 0.85362 | 582.5243 | 0 | 3820.1368 | 0 | 0 | 0 | 1 | 0 | 0 | 1.0077
113 | Appliances | Office Equipment | ENERGY STAR Imaging Equipment | Warehouse | Turnover | CwaTgs113 | 1 | 0.72549 | 6535.9477 | 0 | GS | 6 | 0.57723 | 0.60437 | 0.83705 | 1.097 | 1.2026 | 1.2026 | 1.289 | 1.2891 | 1.2453 | 1.1192 | 0.77553 | 0.85362 | 392.1569 | 0 | 2571.7261 | 0 | 0 | 0 | 1 | 0 | 0 | 1.0077
113 | Appliances | Office Equipment | ENERGY STAR Imaging Equipment | Warehouse | New | CwaNgs113 | 1 | 0.72549 | 6535.9477 | 0 | GS | 6 | 0.57723 | 0.60437 | 0.83705 | 1.097 | 1.2026 | 1.2026 | 1.289 | 1.2891 | 1.2453 | 1.1192 | 0.77553 | 0.85362 | 392.1569 | 0 | 2571.7261 | 0 | 0 | 0 | 1 | 0 | 0 | 1.0077
114 | Appliances | Office Equipment | Energy Star Monitors | Assembly | Turnover | CasTgs114 | 1 | 0.43275 | 5847.9532 | 0 | GS | 4 | 0.57723 | 0.60437 | 0.83705 | 1.097 | 1.2026 | 1.2026 | 1.289 | 1.2891 | 1.2453 | 1.1192 | 0.77553 | 0.85362 | 350.8772 | 0 | 1637.4269 | 0 | 0 | 0 | 1 | 0 | 0 | 1.0077
114 | Appliances | Office Equipment | Energy Star Monitors | Assembly | New | CasNgs114 | 1 | 0.43275 | 5847.9532 | 0 | GS | 4 | 0.57723 | 0.60437 | 0.83705 | 1.097 | 1.2026 | 1.2026 | 1.289 | 1.2891 | 1.2453 | 1.1192 | 0.77553 | 0.85362 | 350.8772 | 0 | 1637.4269 | 0 | 0 | 0 | 1 | 0 | 0 | 1.0077
114 | Appliances | Office Equipment | Energy Star Monitors | College and University | Turnover | CcoTgs114 | 1 | 1.0099 | 9900.9901 | 0 | GS | 4 | 0.57723 | 0.60437 | 0.83705 | 1.097 | 1.2026 | 1.2026 | 1.289 | 1.2891 | 1.2453 | 1.1192 | 0.77553 | 0.85362 | 594.0594 | 0 | 2772.2772 | 0 | 0 | 0 | 1 | 0 | 0 | 1.0077
114 | Appliances | Office Equipment | Energy Star Monitors | College and University | New | CcoNgs114 | 1 | 1.0099 | 9900.9901 | 0 | GS | 4 | 0.57723 | 0.60437 | 0.83705 | 1.097 | 1.2026 | 1.2026 | 1.289 | 1.2891 | 1.2453 | 1.1192 | 0.77553 | 0.85362 | 594.0594 | 0 | 2772.2772 | 0 | 0 | 0 | 1 | 0 | 0 | 1.0077
114 | Appliances | Office Equipment | Energy Star Monitors | Data Center | Turnover | CdaTgs114 | 1 | 1.0631 | 9009.009 | 0 | GS | 4 | 0.57723 | 0.60437 | 0.83705 | 1.097 | 1.2026 | 1.2026 | 1.289 | 1.2891 | 1.2453 | 1.1192 | 0.77553 | 0.85362 | 540.5405 | 0 | 2522.5225 | 0 | 0 | 0 | 1 | 0 | 0 | 1.0077
114 | Appliances | Office Equipment | Energy Star Monitors | Data Center | New | CdaNgs114 | 1 | 1.0631 | 9009.009 | 0 | GS | 4 | 0.57723 | 0.60437 | 0.83705 | 1.097 | 1.2026 | 1.2026 | 1.289 | 1.2891 | 1.2453 | 1.1192 | 0.77553 | 0.85362 | 540.5405 | 0 | 2522.5225 | 0 | 0 | 0 | 1 | 0 | 0 | 1.0077
114 | Appliances | Office Equipment | Energy Star Monitors | Grocery | Turnover | CgrTgs114 | 1 | 0.6 | 7407.4074 | 0 | GS | 4 | 0.57723 | 0.60437 | 0.83705 | 1.097 | 1.2026 | 1.2026 | 1.289 | 1.2891 | 1.2453 | 1.1192 | 0.77553 | 0.85362 | 444.4444 | 0 | 2074.0741 | 0 | 0 | 0 | 1 | 0 | 0 | 1.0077
114 | Appliances | Office Equipment | Energy Star Monitors | Grocery | New | CgrNgs114 | 1 | 0.6 | 7407.4074 | 0 | GS | 4 | 0.57723 | 0.60437 | 0.83705 | 1.097 | 1.2026 | 1.2026 | 1.289 | 1.2891 | 1.2453 | 1.1192 | 0.77553 | 0.85362 | 444.4444 | 0 | 2074.0741 | 0 | 0 | 0 | 1 | 0 | 0 | 1.0077
114 | Appliances | Office Equipment | Energy Star Monitors | Healthcare | Turnover | CheTgs114 | 1 | 1.0347 | 6944.4444 | 0 | GS | 4 | 0.57723 | 0.60437 | 0.83705 | 1.097 | 1.2026 | 1.2026 | 1.289 | 1.2891 | 1.2453 | 1.1192 | 0.77553 | 0.85362 | 416.6667 | 0 | 1944.4444 | 0 | 0 | 0 | 1 | 0 | 0 | 1.0077
114 | Appliances | Office Equipment | Energy Star Monitors | Healthcare | New | CheNgs114 | 1 | 1.0347 | 6944.4444 | 0 | GS | 4 | 0.57723 | 0.60437 | 0.83705 | 1.097 | 1.2026 | 1.2026 | 1.289 | 1.2891 | 1.2453 | 1.1192 | 0.77553 | 0.85362 | 416.6667 | 0 | 1944.4444 | 0 | 0 | 0 | 1 | 0 | 0 | 1.0077
114 | Appliances | Office Equipment | Energy Star Monitors | Hospitals | Turnover | ChoTgs114 | 1 | 1.0099 | 9900.9901 | 0 | GS | 4 | 0.57723 | 0.60437 | 0.83705 | 1.097 | 1.2026 | 1.2026 | 1.289 | 1.2891 | 1.2453 | 1.1192 | 0.77553 | 0.85362 | 594.0594 | 0 | 2772.2772 | 0 | 0 | 0 | 1 | 0 | 0 | 1.0077
114 | Appliances | Office Equipment | Energy Star Monitors | Hospitals | New | ChoNgs114 | 1 | 1.0099 | 9900.9901 | 0 | GS | 4 | 0.57723 | 0.60437 | 0.83705 | 1.097 | 1.2026 | 1.2026 | 1.289 | 1.2891 | 1.2453 | 1.1192 | 0.77553 | 0.85362 | 594.0594 | 0 | 2772.2772 | 0 | 0 | 0 | 1 | 0 | 0 | 1.0077
114 | Appliances | Office Equipment | Energy Star Monitors | Institutional | Turnover | CinTgs114 | 1 | 1.0811 | 9009.009 | 0 | GS | 4 | 0.57723 | 0.60437 | 0.83705 | 1.097 | 1.2026 | 1.2026 | 1.289 | 1.2891 | 1.2453 | 1.1192 | 0.77553 | 0.85362 | 540.5405 | 0 | 2522.5225 | 0 | 0 | 0 | 1 | 0 | 0 | 1.0077
114 | Appliances | Office Equipment | Energy Star Monitors | Institutional | New | CinNgs114 | 1 | 1.0811 | 9009.009 | 0 | GS | 4 | 0.57723 | 0.60437 | 0.83705 | 1.097 | 1.2026 | 1.2026 | 1.289 | 1.2891 | 1.2453 | 1.1192 | 0.77553 | 0.85362 | 540.5405 | 0 | 2522.5225 | 0 | 0 | 0 | 1 | 0 | 0 | 1.0077
114 | Appliances | Office Equipment | Energy Star Monitors | Lodging/Hospitality | Turnover | CloTgs114 | 1 | 1.1682 | 9345.7944 | 0 | GS | 4 | 0.57723 | 0.60437 | 0.83705 | 1.097 | 1.2026 | 1.2026 | 1.289 | 1.2891 | 1.2453 | 1.1192 | 0.77553 | 0.85362 | 560.7477 | 0 | 2616.8224 | 0 | 0 | 0 | 1 | 0 | 0 | 1.0077
114 | Appliances | Office Equipment | Energy Star Monitors | Lodging/Hospitality | New | CloNgs114 | 1 | 1.1682 | 9345.7944 | 0 | GS | 4 | 0.57723 | 0.60437 | 0.83705 | 1.097 | 1.2026 | 1.2026 | 1.289 | 1.2891 | 1.2453 | 1.1192 | 0.77553 | 0.85362 | 560.7477 | 0 | 2616.8224 | 0 | 0 | 0 | 1 | 0 | 0 | 1.0077
114 | Appliances | Office Equipment | Energy Star Monitors | Miscellaneous | Turnover | CmiTgs114 | 1 | 1.0631 | 9009.009 | 0 | GS | 4 | 0.57723 | 0.60437 | 0.83705 | 1.097 | 1.2026 | 1.2026 | 1.289 | 1.2891 | 1.2453 | 1.1192 | 0.77553 | 0.85362 | 540.5405 | 0 | 2522.5225 | 0 | 0 | 0 | 1 | 0 | 0 | 1.0077
114 | Appliances | Office Equipment | Energy Star Monitors | Miscellaneous | New | CmiNgs114 | 1 | 1.0631 | 9009.009 | 0 | GS | 4 | 0.57723 | 0.60437 | 0.83705 | 1.097 | 1.2026 | 1.2026 | 1.289 | 1.2891 | 1.2453 | 1.1192 | 0.77553 | 0.85362 | 540.5405 | 0 | 2522.5225 | 0 | 0 | 0 | 1 | 0 | 0 | 1.0077
114 | Appliances | Office Equipment | Energy Star Monitors | Offices | Turnover | CofTgs114 | 1 | 1.0631 | 9009.009 | 0 | GS | 4 | 0.57723 | 0.60437 | 0.83705 | 1.097 | 1.2026 | 1.2026 | 1.289 | 1.2891 | 1.2453 | 1.1192 | 0.77553 | 0.85362 | 540.5405 | 0 | 2522.5225 | 0 | 0 | 0 | 1 | 0 | 0 | 1.0077
114 | Appliances | Office Equipment | Energy Star Monitors | Offices | New | CofNgs114 | 1 | 1.0631 | 9009.009 | 0 | GS | 4 | 0.57723 | 0.60437 | 0.83705 | 1.097 | 1.2026 | 1.2026 | 1.289 | 1.2891 | 1.2453 | 1.1192 | 0.77553 | 0.85362 | 540.5405 | 0 | 2522.5225 | 0 | 0 | 0 | 1 | 0 | 0 | 1.0077
114 | Appliances | Office Equipment | Energy Star Monitors | Restaurants | Turnover | CreTgs114 | 1 | 0.37313 | 7462.6866 | 0 | GS | 4 | 0.57723 | 0.60437 | 0.83705 | 1.097 | 1.2026 | 1.2026 | 1.289 | 1.2891 | 1.2453 | 1.1192 | 0.77553 | 0.85362 | 447.7612 | 0 | 2089.5522 | 0 | 0 | 0 | 1 | 0 | 0 | 1.0077
114 | Appliances | Office Equipment | Energy Star Monitors | Restaurants | New | CreNgs114 | 1 | 0.37313 | 7462.6866 | 0 | GS | 4 | 0.57723 | 0.60437 | 0.83705 | 1.097 | 1.2026 | 1.2026 | 1.289 | 1.2891 | 1.2453 | 1.1192 | 0.77553 | 0.85362 | 447.7612 | 0 | 2089.5522 | 0 | 0 | 0 | 1 | 0 | 0 | 1.0077
114 | Appliances | Office Equipment | Energy Star Monitors | Retail | Turnover | CrtTgs114 | 1 | 0.55245 | 6993.007 | 0 | GS | 4 | 0.57723 | 0.60437 | 0.83705 | 1.097 | 1.2026 | 1.2026 | 1.289 | 1.2891 | 1.2453 | 1.1192 | 0.77553 | 0.85362 | 419.5804 | 0 | 1958.042 | 0 | 0 | 0 | 1 | 0 | 0 | 1.0077
114 | Appliances | Office Equipment | Energy Star Monitors | Retail | New | CrtNgs114 | 1 | 0.55245 | 6993.007 | 0 | GS | 4 | 0.57723 | 0.60437 | 0.83705 | 1.097 | 1.2026 | 1.2026 | 1.289 | 1.2891 | 1.2453 | 1.1192 | 0.77553 | 0.85362 | 419.5804 | 0 | 1958.042 | 0 | 0 | 0 | 1 | 0 | 0 | 1.0077
114 | Appliances | Office Equipment | Energy Star Monitors | Schools K-12 | Turnover | CscTgs114 | 1 | 1.0388 | 9708.7379 | 0 | GS | 4 | 0.57723 | 0.60437 | 0.83705 | 1.097 | 1.2026 | 1.2026 | 1.289 | 1.2891 | 1.2453 | 1.1192 | 0.77553 | 0.85362 | 582.5243 | 0 | 2718.4466 | 0 | 0 | 0 | 1 | 0 | 0 | 1.0077
114 | Appliances | Office Equipment | Energy Star Monitors | Schools K-12 | New | CscNgs114 | 1 | 1.0388 | 9708.7379 | 0 | GS | 4 | 0.57723 | 0.60437 | 0.83705 | 1.097 | 1.2026 | 1.2026 | 1.289 | 1.2891 | 1.2453 | 1.1192 | 0.77553 | 0.85362 | 582.5243 | 0 | 2718.4466 | 0 | 0 | 0 | 1 | 0 | 0 | 1.0077
114 | Appliances | Office Equipment | Energy Star Monitors | Warehouse | Turnover | CwaTgs114 | 1 | 0.72549 | 6535.9477 | 0 | GS | 4 | 0.57723 | 0.60437 | 0.83705 | 1.097 | 1.2026 | 1.2026 | 1.289 | 1.2891 | 1.2453 | 1.1192 | 0.77553 | 0.85362 | 392.1569 | 0 | 1830.0654 | 0 | 0 | 0 | 1 | 0 | 0 | 1.0077
114 | Appliances | Office Equipment | Energy Star Monitors | Warehouse | New | CwaNgs114 | 1 | 0.72549 | 6535.9477 | 0 | GS | 4 | 0.57723 | 0.60437 | 0.83705 | 1.097 | 1.2026 | 1.2026 | 1.289 | 1.2891 | 1.2453 | 1.1192 | 0.77553 | 0.85362 | 392.1569 | 0 | 1830.0654 | 0 | 0 | 0 | 1 | 0 | 0 | 1.0077
115 | Appliances | Office Equipment | Energy Star PCs | Assembly | Turnover | CasTgs115 | 1 | 0.43275 | 5847.9532 | 0 | GS | 4 | 0.57723 | 0.60437 | 0.83705 | 1.097 | 1.2026 | 1.2026 | 1.289 | 1.2891 | 1.2453 | 1.1192 | 0.77553 | 0.85362 | 350.8772 | 0 | 994.2278 | 0 | 0 | 0 | 1 | 0 | 0 | 1.0077
115 | Appliances | Office Equipment | Energy Star PCs | Assembly | New | CasNgs115 | 1 | 0.43275 | 5847.9532 | 0 | GS | 4 | 0.57723 | 0.60437 | 0.83705 | 1.097 | 1.2026 | 1.2026 | 1.289 | 1.2891 | 1.2453 | 1.1192 | 0.77553 | 0.85362 | 350.8772 | 0 | 994.2278 | 0 | 0 | 0 | 1 | 0 | 0 | 1.0077
115 | Appliances | Office Equipment | Energy Star PCs | College and University | Turnover | CcoTgs115 | 1 | 1.0099 | 9900.9901 | 0 | GS | 4 | 0.57723 | 0.60437 | 0.83705 | 1.097 | 1.2026 | 1.2026 | 1.289 | 1.2891 | 1.2453 | 1.1192 | 0.77553 | 0.85362 | 594.0594 | 0 | 1683.2966 | 0 | 0 | 0 | 1 | 0 | 0 | 1.0077
115 | Appliances | Office Equipment | Energy Star PCs | College and University | New | CcoNgs115 | 1 | 1.0099 | 9900.9901 | 0 | GS | 4 | 0.57723 | 0.60437 | 0.83705 | 1.097 | 1.2026 | 1.2026 | 1.289 | 1.2891 | 1.2453 | 1.1192 | 0.77553 | 0.85362 | 594.0594 | 0 | 1683.2966 | 0 | 0 | 0 | 1 | 0 | 0 | 1.0077
115 | Appliances | Office Equipment | Energy Star PCs | Data Center | Turnover | CdaTgs115 | 1 | 1.0631 | 9009.009 | 0 | GS | 4 | 0.57723 | 0.60437 | 0.83705 | 1.097 | 1.2026 | 1.2026 | 1.289 | 1.2891 | 1.2453 | 1.1192 | 0.77553 | 0.85362 | 540.5405 | 0 | 1531.6482 | 0 | 0 | 0 | 1 | 0 | 0 | 1.0077
115 | Appliances | Office Equipment | Energy Star PCs | Data Center | New | CdaNgs115 | 1 | 1.0631 | 9009.009 | 0 | GS | 4 | 0.57723 | 0.60437 | 0.83705 | 1.097 | 1.2026 | 1.2026 | 1.289 | 1.2891 | 1.2453 | 1.1192 | 0.77553 | 0.85362 | 540.5405 | 0 | 1531.6482 | 0 | 0 | 0 | 1 | 0 | 0 | 1.0077
115 | Appliances | Office Equipment | Energy Star PCs | Grocery | Turnover | CgrTgs115 | 1 | 0.6 | 7407.4074 | 0 | GS | 4 | 0.57723 | 0.60437 | 0.83705 | 1.097 | 1.2026 | 1.2026 | 1.289 | 1.2891 | 1.2453 | 1.1192 | 0.77553 | 0.85362 | 444.4444 | 0 | 1259.3552 | 0 | 0 | 0 | 1 | 0 | 0 | 1.0077
115 | Appliances | Office Equipment | Energy Star PCs | Grocery | New | CgrNgs115 | 1 | 0.6 | 7407.4074 | 0 | GS | 4 | 0.57723 | 0.60437 | 0.83705 | 1.097 | 1.2026 | 1.2026 | 1.289 | 1.2891 | 1.2453 | 1.1192 | 0.77553 | 0.85362 | 444.4444 | 0 | 1259.3552 | 0 | 0 | 0 | 1 | 0 | 0 | 1.0077
115 | Appliances | Office Equipment | Energy Star PCs | Healthcare | Turnover | CheTgs115 | 1 | 1.0347 | 6944.4444 | 0 | GS | 4 | 0.57723 | 0.60437 | 0.83705 | 1.097 | 1.2026 | 1.2026 | 1.289 | 1.2891 | 1.2453 | 1.1192 | 0.77553 | 0.85362 | 416.6667 | 0 | 1180.6455 | 0 | 0 | 0 | 1 | 0 | 0 | 1.0077
115 | Appliances | Office Equipment | Energy Star PCs | Healthcare | New | CheNgs115 | 1 | 1.0347 | 6944.4444 | 0 | GS | 4 | 0.57723 | 0.60437 | 0.83705 | 1.097 | 1.2026 | 1.2026 | 1.289 | 1.2891 | 1.2453 | 1.1192 | 0.77553 | 0.85362 | 416.6667 | 0 | 1180.6455 | 0 | 0 | 0 | 1 | 0 | 0 | 1.0077
115 | Appliances | Office Equipment | Energy Star PCs | Hospitals | Turnover | ChoTgs115 | 1 | 1.0099 | 9900.9901 | 0 | GS | 4 | 0.57723 | 0.60437 | 0.83705 | 1.097 | 1.2026 | 1.2026 | 1.289 | 1.2891 | 1.2453 | 1.1192 | 0.77553 | 0.85362 | 594.0594 | 0 | 1683.2966 | 0 | 0 | 0 | 1 | 0 | 0 | 1.0077
115 | Appliances | Office Equipment | Energy Star PCs | Hospitals | New | ChoNgs115 | 1 | 1.0099 | 9900.9901 | 0 | GS | 4 | 0.57723 | 0.60437 | 0.83705 | 1.097 | 1.2026 | 1.2026 | 1.289 | 1.2891 | 1.2453 | 1.1192 | 0.77553 | 0.85362 | 594.0594 | 0 | 1683.2966 | 0 | 0 | 0 | 1 | 0 | 0 | 1.0077
115 | Appliances | Office Equipment | Energy Star PCs | Institutional | Turnover | CinTgs115 | 1 | 1.0811 | 9009.009 | 0 | GS | 4 | 0.57723 | 0.60437 | 0.83705 | 1.097 | 1.2026 | 1.2026 | 1.289 | 1.2891 | 1.2453 | 1.1192 | 0.77553 | 0.85362 | 540.5405 | 0 | 1531.6482 | 0 | 0 | 0 | 1 | 0 | 0 | 1.0077
115 | Appliances | Office Equipment | Energy Star PCs | Institutional | New | CinNgs115 | 1 | 1.0811 | 9009.009 | 0 | GS | 4 | 0.57723 | 0.60437 | 0.83705 | 1.097 | 1.2026 | 1.2026 | 1.289 | 1.2891 | 1.2453 | 1.1192 | 0.77553 | 0.85362 | 540.5405 | 0 | 1531.6482 | 0 | 0 | 0 | 1 | 0 | 0 | 1.0077
115 | Appliances | Office Equipment | Energy Star PCs | Lodging/Hospitality | Turnover | CloTgs115 | 1 | 1.1682 | 9345.7944 | 0 | GS | 4 | 0.57723 | 0.60437 | 0.83705 | 1.097 | 1.2026 | 1.2026 | 1.289 | 1.2891 | 1.2453 | 1.1192 | 0.77553 | 0.85362 | 560.7477 | 0 | 1588.9061 | 0 | 0 | 0 | 1 | 0 | 0 | 1.0077
115 | Appliances | Office Equipment | Energy Star PCs | Lodging/Hospitality | New | CloNgs115 | 1 | 1.1682 | 9345.7944 | 0 | GS | 4 | 0.57723 | 0.60437 | 0.83705 | 1.097 | 1.2026 | 1.2026 | 1.289 | 1.2891 | 1.2453 | 1.1192 | 0.77553 | 0.85362 | 560.7477 | 0 | 1588.9061 | 0 | 0 | 0 | 1 | 0 | 0 | 1.0077
115 | Appliances | Office Equipment | Energy Star PCs | Miscellaneous | Turnover | CmiTgs115 | 1 | 1.0631 | 9009.009 | 0 | GS | 4 | 0.57723 | 0.60437 | 0.83705 | 1.097 | 1.2026 | 1.2026 | 1.289 | 1.2891 | 1.2453 | 1.1192 | 0.77553 | 0.85362 | 540.5405 | 0 | 1531.6482 | 0 | 0 | 0 | 1 | 0 | 0 | 1.0077
115 | Appliances | Office Equipment | Energy Star PCs | Miscellaneous | New | CmiNgs115 | 1 | 1.0631 | 9009.009 | 0 | GS | 4 | 0.57723 | 0.60437 | 0.83705 | 1.097 | 1.2026 | 1.2026 | 1.289 | 1.2891 | 1.2453 | 1.1192 | 0.77553 | 0.85362 | 540.5405 | 0 | 1531.6482 | 0 | 0 | 0 | 1 | 0 | 0 | 1.0077
115 | Appliances | Office Equipment | Energy Star PCs | Offices | Turnover | CofTgs115 | 1 | 1.0631 | 9009.009 | 0 | GS | 4 | 0.57723 | 0.60437 | 0.83705 | 1.097 | 1.2026 | 1.2026 | 1.289 | 1.2891 | 1.2453 | 1.1192 | 0.77553 | 0.85362 | 540.5405 | 0 | 1531.6482 | 0 | 0 | 0 | 1 | 0 | 0 | 1.0077
115 | Appliances | Office Equipment | Energy Star PCs | Offices | New | CofNgs115 | 1 | 1.0631 | 9009.009 | 0 | GS | 4 | 0.57723 | 0.60437 | 0.83705 | 1.097 | 1.2026 | 1.2026 | 1.289 | 1.2891 | 1.2453 | 1.1192 | 0.77553 | 0.85362 | 540.5405 | 0 | 1531.6482 | 0 | 0 | 0 | 1 | 0 | 0 | 1.0077
115 | Appliances | Office Equipment | Energy Star PCs | Restaurants | Turnover | CreTgs115 | 1 | 0.37313 | 7462.6866 | 0 | GS | 4 | 0.57723 | 0.60437 | 0.83705 | 1.097 | 1.2026 | 1.2026 | 1.289 | 1.2891 | 1.2453 | 1.1192 | 0.77553 | 0.85362 | 447.7612 | 0 | 1268.7534 | 0 | 0 | 0 | 1 | 0 | 0 | 1.0077
115 | Appliances | Office Equipment | Energy Star PCs | Restaurants | New | CreNgs115 | 1 | 0.37313 | 7462.6866 | 0 | GS | 4 | 0.57723 | 0.60437 | 0.83705 | 1.097 | 1.2026 | 1.2026 | 1.289 | 1.2891 | 1.2453 | 1.1192 | 0.77553 | 0.85362 | 447.7612 | 0 | 1268.7534 | 0 | 0 | 0 | 1 | 0 | 0 | 1.0077
115 | Appliances | Office Equipment | Energy Star PCs | Retail | Turnover | CrtTgs115 | 1 | 0.55245 | 6993.007 | 0 | GS | 4 | 0.57723 | 0.60437 | 0.83705 | 1.097 | 1.2026 | 1.2026 | 1.289 | 1.2891 | 1.2453 | 1.1192 | 0.77553 | 0.85362 | 419.5804 | 0 | 1188.9018 | 0 | 0 | 0 | 1 | 0 | 0 | 1.0077
115 | Appliances | Office Equipment | Energy Star PCs | Retail | New | CrtNgs115 | 1 | 0.55245 | 6993.007 | 0 | GS | 4 | 0.57723 | 0.60437 | 0.83705 | 1.097 | 1.2026 | 1.2026 | 1.289 | 1.2891 | 1.2453 | 1.1192 | 0.77553 | 0.85362 | 419.5804 | 0 | 1188.9018 | 0 | 0 | 0 | 1 | 0 | 0 | 1.0077
115 | Appliances | Office Equipment | Energy Star PCs | Schools K-12 | Turnover | CscTgs115 | 1 | 1.0388 | 9708.7379 | 0 | GS | 4 | 0.57723 | 0.60437 | 0.83705 | 1.097 | 1.2026 | 1.2026 | 1.289 | 1.2891 | 1.2453 | 1.1192 | 0.77553 | 0.85362 | 582.5243 | 0 | 1650.6112 | 0 | 0 | 0 | 1 | 0 | 0 | 1.0077
115 | Appliances | Office Equipment | Energy Star PCs | Schools K-12 | New | CscNgs115 | 1 | 1.0388 | 9708.7379 | 0 | GS | 4 | 0.57723 | 0.60437 | 0.83705 | 1.097 | 1.2026 | 1.2026 | 1.289 | 1.2891 | 1.2453 | 1.1192 | 0.77553 | 0.85362 | 582.5243 | 0 | 1650.6112 | 0 | 0 | 0 | 1 | 0 | 0 | 1.0077
115 | Appliances | Office Equipment | Energy Star PCs | Warehouse | Turnover | CwaTgs115 | 1 | 0.72549 | 6535.9477 | 0 | GS | 4 | 0.57723 | 0.60437 | 0.83705 | 1.097 | 1.2026 | 1.2026 | 1.289 | 1.2891 | 1.2453 | 1.1192 | 0.77553 | 0.85362 | 392.1569 | 0 | 1111.1958 | 0 | 0 | 0 | 1 | 0 | 0 | 1.0077
115 | Appliances | Office Equipment | Energy Star PCs | Warehouse | New | CwaNgs115 | 1 | 0.72549 | 6535.9477 | 0 | GS | 4 | 0.57723 | 0.60437 | 0.83705 | 1.097 | 1.2026 | 1.2026 | 1.289 | 1.2891 | 1.2453 | 1.1192 | 0.77553 | 0.85362 | 392.1569 | 0 | 1111.1958 | 0 | 0 | 0 | 1 | 0 | 0 | 1.0077
116 | Appliances | Office Equipment | Energy Star Servers | Assembly | Turnover | CasTgs116 | 1 | 0.43275 | 5847.9532 | 0 | GS | 4 | [12 empty] | 350.8772 | 0 | 2112.0257 | 0 | 0 | 0 | 1 | 0 | 0 | 1 | bar: Jan. to Dec.
116 | Appliances | Office Equipment | Energy Star Servers | Assembly | New | CasNgs116 | 1 | 0.43275 | 5847.9532 | 0 | GS | 4 | [12 empty] | 350.8772 | 0 | 2112.0257 | 0 | 0 | 0 | 1 | 0 | 0 | 1 | bar: Jan. to Dec.
116 | Appliances | Office Equipment | Energy Star Servers | College and University | Turnover | CcoTgs116 | 1 | 1.0099 | 9900.9901 | 0 | GS | 4 | [12 empty] | 594.0594 | 0 | 3575.806 | 0 | 0 | 0 | 1 | 0 | 0 | 1 | bar: Jan. to Dec.
116 | Appliances | Office Equipment | Energy Star Servers | College and University | New | CcoNgs116 | 1 | 1.0099 | 9900.9901 | 0 | GS | 4 | [12 empty] | 594.0594 | 0 | 3575.806 | 0 | 0 | 0 | 1 | 0 | 0 | 1 | bar: Jan. to Dec.
116 | Appliances | Office Equipment | Energy Star Servers | Data Center | Turnover | CdaTgs116 | 1 | 1.0631 | 9009.009 | 0 | GS | 4 | [12 empty] | 540.5405 | 0 | 3253.6613 | 0 | 0 | 0 | 1 | 0 | 0 | 1 | bar: Jan. to Dec.
116 | Appliances | Office Equipment | Energy Star Servers | Data Center | New | CdaNgs116 | 1 | 1.0631 | 9009.009 | 0 | GS | 4 | [12 empty] | 540.5405 | 0 | 3253.6613 | 0 | 0 | 0 | 1 | 0 | 0 | 1 | bar: Jan. to Dec.
116 | Appliances | Office Equipment | Energy Star Servers | Grocery | Turnover | CgrTgs116 | 1 | 0.6 | 7407.4074 | 0 | GS | 4 | [12 empty] | 444.4444 | 0 | 2675.2326 | 0 | 0 | 0 | 1 | 0 | 0 | 1 | bar: Jan. to Dec.
116 | Appliances | Office Equipment | Energy Star Servers | Grocery | New | CgrNgs116 | 1 | 0.6 | 7407.4074 | 0 | GS | 4 | [12 empty] | 444.4444 | 0 | 2675.2326 | 0 | 0 | 0 | 1 | 0 | 0 | 1 | bar: Jan. to Dec.
116 | Appliances | Office Equipment | Energy Star Servers | Healthcare | Turnover | CheTgs116 | 1 | 1.0347 | 6944.4444 | 0 | GS | 4 | [12 empty] | 416.6667 | 0 | 2508.0306 | 0 | 0 | 0 | 1 | 0 | 0 | 1 | bar: Jan. to Dec.
116 | Appliances | Office Equipment | Energy Star Servers | Healthcare | New | CheNgs116 | 1 | 1.0347 | 6944.4444 | 0 | GS | 4 | [12 empty] | 416.6667 | 0 | 2508.0306 | 0 | 0 | 0 | 1 | 0 | 0 | 1 | bar: Jan. to Dec.
116 | Appliances | Office Equipment | Energy Star Servers | Hospitals | Turnover | ChoTgs116 | 1 | 1.0099 | 9900.9901 | 0 | GS | 4 | [12 empty] | 594.0594 | 0 | 3575.806 | 0 | 0 | 0 | 1 | 0 | 0 | 1 | bar: Jan. to Dec.
116 | Appliances | Office Equipment | Energy Star Servers | Hospitals | New | ChoNgs116 | 1 | 1.0099 | 9900.9901 | 0 | GS | 4 | [12 empty] | 594.0594 | 0 | 3575.806 | 0 | 0 | 0 | 1 | 0 | 0 | 1 | bar: Jan. to Dec.
116 | Appliances | Office Equipment | Energy Star Servers | Institutional | Turnover | CinTgs116 | 1 | 1.0811 | 9009.009 | 0 | GS | 4 | [12 empty] | 540.5405 | 0 | 3253.6613 | 0 | 0 | 0 | 1 | 0 | 0 | 1 | bar: Jan. to Dec.
116 | Appliances | Office Equipment | Energy Star Servers | Institutional | New | CinNgs116 | 1 | 1.0811 | 9009.009 | 0 | GS | 4 | [12 empty] | 540.5405 | 0 | 3253.6613 | 0 | 0 | 0 | 1 | 0 | 0 | 1 | bar: Jan. to Dec.
116 | Appliances | Office Equipment | Energy Star Servers | Lodging/Hospitality | Turnover | CloTgs116 | 1 | 1.1682 | 9345.7944 | 0 | GS | 4 | [12 empty] | 560.7477 | 0 | 3375.2935 | 0 | 0 | 0 | 1 | 0 | 0 | 1 | bar: Jan. to Dec.
116 | Appliances | Office Equipment | Energy Star Servers | Lodging/Hospitality | New | CloNgs116 | 1 | 1.1682 | 9345.7944 | 0 | GS | 4 | [12 empty] | 560.7477 | 0 | 3375.2935 | 0 | 0 | 0 | 1 | 0 | 0 | 1 | bar: Jan. to Dec.
116 | Appliances | Office Equipment | Energy Star Servers | Miscellaneous | Turnover | CmiTgs116 | 1 | 1.0631 | 9009.009 | 0 | GS | 4 | [12 empty] | 540.5405 | 0 | 3253.6613 | 0 | 0 | 0 | 1 | 0 | 0 | 1 | bar: Jan. to Dec.
116 | Appliances | Office Equipment | Energy Star Servers | Miscellaneous | New | CmiNgs116 | 1 | 1.0631 | 9009.009 | 0 | GS | 4 | [12 empty] | 540.5405 | 0 | 3253.6613 | 0 | 0 | 0 | 1 | 0 | 0 | 1 | bar: Jan. to Dec.
116 | Appliances | Office Equipment | Energy Star Servers | Offices | Turnover | CofTgs116 | 1 | 1.0631 | 9009.009 | 0 | GS | 4 | [12 empty] | 540.5405 | 0 | 3253.6613 | 0 | 0 | 0 | 1 | 0 | 0 | 1 | bar: Jan. to Dec.
116 | Appliances | Office Equipment | Energy Star Servers | Offices | New | CofNgs116 | 1 | 1.0631 | 9009.009 | 0 | GS | 4 | [12 empty] | 540.5405 | 0 | 3253.6613 | 0 | 0 | 0 | 1 | 0 | 0 | 1 | bar: Jan. to Dec.
116 | Appliances | Office Equipment | Energy Star Servers | Restaurants | Turnover | CreTgs116 | 1 | 0.37313 | 7462.6866 | 0 | GS | 4 | [12 empty] | 447.7612 | 0 | 2695.197 | 0 | 0 | 0 | 1 | 0 | 0 | 1 | bar: Jan. to Dec.
116 | Appliances | Office Equipment | Energy Star Servers | Restaurants | New | CreNgs116 | 1 | 0.37313 | 7462.6866 | 0 | GS | 4 | [12 empty] | 447.7612 | 0 | 2695.197 | 0 | 0 | 0 | 1 | 0 | 0 | 1 | bar: Jan. to Dec.
116 | Appliances | Office Equipment | Energy Star Servers | Retail | Turnover | CrtTgs116 | 1 | 0.55245 | 6993.007 | 0 | GS | 4 | [12 empty] | 419.5804 | 0 | 2525.5692 | 0 | 0 | 0 | 1 | 0 | 0 | 1 | bar: Jan. to Dec.
116 | Appliances | Office Equipment | Energy Star Servers | Retail | New | CrtNgs116 | 1 | 0.55245 | 6993.007 | 0 | GS | 4 | [12 empty] | 419.5804 | 0 | 2525.5692 | 0 | 0 | 0 | 1 | 0 | 0 | 1 | bar: Jan. to Dec.
116 | Appliances | Office Equipment | Energy Star Servers | Schools K-12 | Turnover | CscTgs116 | 1 | 1.0388 | 9708.7379 | 0 | GS | 4 | [12 empty] | 582.5243 | 0 | 3506.3728 | 0 | 0 | 0 | 1 | 0 | 0 | 1 | bar: Jan. to Dec.
116 | Appliances | Office Equipment | Energy Star Servers | Schools K-12 | New | CscNgs116 | 1 | 1.0388 | 9708.7379 | 0 | GS | 4 | [12 empty] | 582.5243 | 0 | 3506.3728 | 0 | 0 | 0 | 1 | 0 | 0 | 1 | bar: Jan. to Dec.
116 | Appliances | Office Equipment | Energy Star Servers | Warehouse | Turnover | CwaTgs116 | 1 | 0.72549 | 6535.9477 | 0 | GS | 4 | [12 empty] | 392.1569 | 0 | 2360.4994 | 0 | 0 | 0 | 1 | 0 | 0 | 1 | bar: Jan. to Dec.
116 | Appliances | Office Equipment | Energy Star Servers | Warehouse | New | CwaNgs116 | 1 | 0.72549 | 6535.9477 | 0 | GS | 4 | [12 empty] | 392.1569 | 0 | 2360.4994 | 0 | 0 | 0 | 1 | 0 | 0 | 1 | bar: Jan. to Dec.
117 | Appliances | Office Equipment | Energy Star Uninterruptable Power Supply | Assembly | Turnover | CasTgs117 | 1 | 0.43275 | 5847.9532 | 0 | GS | 15 | [12 empty] | 350.8772 | 0 | 62583.359 | 0 | 0 | 0 | 1 | 0 | 0 | 1 | bar: Jan. to Dec.
117 | Appliances | Office Equipment | Energy Star Uninterruptable Power Supply | Assembly | New | CasNgs117 | 1 | 0.43275 | 5847.9532 | 0 | GS | 15 | [12 empty] | 350.8772 | 0 | 62583.359 | 0 | 0 | 0 | 1 | 0 | 0 | 1 | bar: Jan. to Dec.
117 | Appliances | Office Equipment | Energy Star Uninterruptable Power Supply | College and University | Turnover | CcoTgs117 | 1 | 1.0099 | 9900.9901 | 0 | GS | 15 | [12 empty] | 594.0594 | 0 | 105957.9642 | 0 | 0 | 0 | 1 | 0 | 0 | 1 | bar: Jan. to Dec.
117 | Appliances | Office Equipment | Energy Star Uninterruptable Power Supply | College and University | New | CcoNgs117 | 1 | 1.0099 | 9900.9901 | 0 | GS | 15 | [12 empty] | 594.0594 | 0 | 105957.9642 | 0 | 0 | 0 | 1 | 0 | 0 | 1 | bar: Jan. to Dec.
117 | Appliances | Office Equipment | Energy Star Uninterruptable Power Supply | Data Center | Turnover | CdaTgs117 | 1 | 1.0631 | 9009.009 | 0 | GS | 15 | [12 empty] | 540.5405 | 0 | 96412.2017 | 0 | 0 | 0 | 1 | 0 | 0 | 1 | bar: Jan. to Dec.
117 | Appliances | Office Equipment | Energy Star Uninterruptable Power Supply | Data Center | New | CdaNgs117 | 1 | 1.0631 | 9009.009 | 0 | GS | 15 | [12 empty] | 540.5405 | 0 | 96412.2017 | 0 | 0 | 0 | 1 | 0 | 0 | 1 | bar: Jan. to Dec.
117 | Appliances | Office Equipment | Energy Star Uninterruptable Power Supply | Grocery | Turnover | CgrTgs117 | 1 | 0.6 | 7407.4074 | 0 | GS | 15 | [12 empty] | 444.4444 | 0 | 79272.2547 | 0 | 0 | 0 | 1 | 0 | 0 | 1 | bar: Jan. to Dec.
117 | Appliances | Office Equipment | Energy Star Uninterruptable Power Supply | Grocery | New | CgrNgs117 | 1 | 0.6 | 7407.4074 | 0 | GS | 15 | [12 empty] | 444.4444 | 0 | 79272.2547 | 0 | 0 | 0 | 1 | 0 | 0 | 1 | bar: Jan. to Dec.
117 | Appliances | Office Equipment | Energy Star Uninterruptable Power Supply | Healthcare | Turnover | CheTgs117 | 1 | 1.0347 | 6944.4444 | 0 | GS | 15 | [12 empty] | 416.6667 | 0 | 74317.7388 | 0 | 0 | 0 | 1 | 0 | 0 | 1 | bar: Jan. to Dec.
117 | Appliances | Office Equipment | Energy Star Uninterruptable Power Supply | Healthcare | New | CheNgs117 | 1 | 1.0347 | 6944.4444 | 0 | GS | 15 | [12 empty] | 416.6667 | 0 | 74317.7388 | 0 | 0 | 0 | 1 | 0 | 0 | 1 | bar: Jan. to Dec.
117 | Appliances | Office Equipment | Energy Star Uninterruptable Power Supply | Hospitals | Turnover | ChoTgs117 | 1 | 1.0099 | 9900.9901 | 0 | GS | 15 | [12 empty] | 594.0594 | 0 | 105957.9642 | 0 | 0 | 0 | 1 | 0 | 0 | 1 | bar: Jan. to Dec.
117 | Appliances | Office Equipment | Energy Star Uninterruptable Power Supply | Hospitals | New | ChoNgs117 | 1 | 1.0099 | 9900.9901 | 0 | GS | 15 | [12 empty] | 594.0594 | 0 | 105957.9642 | 0 | 0 | 0 | 1 | 0 | 0 | 1 | bar: Jan. to Dec.
117 | Appliances | Office Equipment | Energy Star Uninterruptable Power Supply | Institutional | Turnover | CinTgs117 | 1 | 1.0811 | 9009.009 | 0 | GS | 15 | [12 empty] | 540.5405 | 0 | 96412.2017 | 0 | 0 | 0 | 1 | 0 | 0 | 1 | bar: Jan. to Dec.
117 | Appliances | Office Equipment | Energy Star Uninterruptable Power Supply | Institutional | New | CinNgs117 | 1 | 1.0811 | 9009.009 | 0 | GS | 15 | [12 empty] | 540.5405 | 0 | 96412.2017 | 0 | 0 | 0 | 1 | 0 | 0 | 1 | bar: Jan. to Dec.
117 | Appliances | Office Equipment | Energy Star Uninterruptable Power Supply | Lodging/Hospitality | Turnover | CloTgs117 | 1 | 1.1682 | 9345.7944 | 0 | GS | 15 | [12 empty] | 560.7477 | 0 | 100016.3961 | 0 | 0 | 0 | 1 | 0 | 0 | 1 | bar: Jan. to Dec.
117 | Appliances | Office Equipment | Energy Star Uninterruptable Power Supply | Lodging/Hospitality | New | CloNgs117 | 1 | 1.1682 | 9345.7944 | 0 | GS | 15 | [12 empty] | 560.7477 | 0 | 100016.3961 | 0 | 0 | 0 | 1 | 0 | 0 | 1 | bar: Jan. to Dec.
117 | Appliances | Office Equipment | Energy Star Uninterruptable Power Supply | Miscellaneous | Turnover | CmiTgs117 | 1 | 1.0631 | 9009.009 | 0 | GS | 15 | [12 empty] | 540.5405 | 0 | 96412.2017 | 0 | 0 | 0 | 1 | 0 | 0 | 1 | bar: Jan. to Dec.
117 | Appliances | Office Equipment | Energy Star Uninterruptable Power Supply | Miscellaneous | New | CmiNgs117 | 1 | 1.0631 | 9009.009 | 0 | GS | 15 | [12 empty] | 540.5405 | 0 | 96412.2017 | 0 | 0 | 0 | 1 | 0 | 0 | 1 | bar: Jan. to Dec.
117 | Appliances | Office Equipment | Energy Star Uninterruptable Power Supply | Offices | Turnover | CofTgs117 | 1 | 1.0631 | 9009.009 | 0 | GS | 15 | [12 empty] | 540.5405 | 0 | 96412.2017 | 0 | 0 | 0 | 1 | 0 | 0 | 1 | bar: Jan. to Dec.
117 | Appliances | Office Equipment | Energy Star Uninterruptable Power Supply | Offices | New | CofNgs117 | 1 | 1.0631 | 9009.009 | 0 | GS | 15 | [12 empty] | 540.5405 | 0 | 96412.2017 | 0 | 0 | 0 | 1 | 0 | 0 | 1 | bar: Jan. to Dec.
117 | Appliances | Office Equipment | Energy Star Uninterruptable Power Supply | Restaurants | Turnover | CreTgs117 | 1 | 0.37313 | 7462.6866 | 0 | GS | 15 | [12 empty] | 447.7612 | 0 | 79863.8387 | 0 | 0 | 0 | 1 | 0 | 0 | 1 | bar: Jan. to Dec.
117 | Appliances | Office Equipment | Energy Star Uninterruptable Power Supply | Restaurants | New | CreNgs117 | 1 | 0.37313 | 7462.6866 | 0 | GS | 15 | [12 empty] | 447.7612 | 0 | 79863.8387 | 0 | 0 | 0 | 1 | 0 | 0 | 1 | bar: Jan. to Dec.
117 | Appliances | Office Equipment | Energy Star Uninterruptable Power Supply | Retail | Turnover | CrtTgs117 | 1 | 0.55245 | 6993.007 | 0 | GS | 15 | [12 empty] | 419.5804 | 0 | 74837.4433 | 0 | 0 | 0 | 1 | 0 | 0 | 1 | bar: Jan. to Dec.
117 | Appliances | Office Equipment | Energy Star Uninterruptable Power Supply | Retail | New | CrtNgs117 | 1 | 0.55245 | 6993.007 | 0 | GS | 15 | [12 empty] | 419.5804 | 0 | 74837.4433 | 0 | 0 | 0 | 1 | 0 | 0 | 1 | bar: Jan. to Dec.
117 | Appliances | Office Equipment | Energy Star Uninterruptable Power Supply | Schools K-12 | Turnover | CscTgs117 | 1 | 1.0388 | 9708.7379 | 0 | GS | 15 | [12 empty] | 582.5243 | 0 | 103900.528 | 0 | 0 | 0 | 1 | 0 | 0 | 1 | bar: Jan. to Dec.
117 | Appliances | Office Equipment | Energy Star Uninterruptable Power Supply | Schools K-12 | New | CscNgs117 | 1 | 1.0388 | 9708.7379 | 0 | GS | 15 | [12 empty] | 582.5243 | 0 | 103900.528 | 0 | 0 | 0 | 1 | 0 | 0 | 1 | bar: Jan. to Dec.
117 | Appliances | Office Equipment | Energy Star Uninterruptable Power Supply | Warehouse | Turnover | CwaTgs117 | 1 | 0.72549 | 6535.9477 | 0 | GS | 15 | [12 empty] | 392.1569 | 0 | 69946.1071 | 0 | 0 | 0 | 1 | 0 | 0 | 1 | bar: Jan. to Dec.
117 | Appliances | Office Equipment | Energy Star Uninterruptable Power Supply | Warehouse | New | CwaNgs117 | 1 | 0.72549 | 6535.9477 | 0 | GS | 15 | [12 empty] | 392.1569 | 0 | 69946.1071 | 0 | 0 | 0 | 1 | 0 | 0 | 1 | bar: Jan. to Dec.
118 | Appliances | Office Equipment | Network PC Power Management | Assembly | Existing | CasEgs118 | 1 | 0.43275 | 5847.9532 | 0 | GS | 5 | 0.57723 | 0.60437 | 0.83705 | 1.097 | 1.2026 | 1.2026 | 1.289 | 1.2891 | 1.2453 | 1.1192 | 0.77553 | 0.85362 | 294.0538 | 0 | 1089.6807 | 0 | 0 | 0 | 1 | 0 | 0 | 1.0077
118 | Appliances | Office Equipment | Network PC Power Management | Assembly | New | CasNgs118 | 1 | 0.43275 | 5847.9532 | 0 | GS | 5 | 0.57723 | 0.60437 | 0.83705 | 1.097 | 1.2026 | 1.2026 | 1.289 | 1.2891 | 1.2453 | 1.1192 | 0.77553 | 0.85362 | 294.0538 | 0 | 1089.6807 | 0 | 0 | 0 | 1 | 0 | 0 | 1.0077
118 | Appliances | Office Equipment | Network PC Power Management | College and University | Existing | CcoEgs118 | 1 | 1.0099 | 9900.9901 | 0 | GS | 5 | 0.57723 | 0.60437 | 0.83705 | 1.097 | 1.2026 | 1.2026 | 1.289 | 1.2891 | 1.2453 | 1.1192 | 0.77553 | 0.85362 | 497.8535 | 0 | 1844.905 | 0 | 0 | 0 | 1 | 0 | 0 | 1.0077
118 | Appliances | Office Equipment | Network PC Power Management | College and University | New | CcoNgs118 | 1 | 1.0099 | 9900.9901 | 0 | GS | 5 | 0.57723 | 0.60437 | 0.83705 | 1.097 | 1.2026 | 1.2026 | 1.289 | 1.2891 | 1.2453 | 1.1192 | 0.77553 | 0.85362 | 497.8535 | 0 | 1844.905 | 0 | 0 | 0 | 1 | 0 | 0 | 1.0077
118 | Appliances | Office Equipment | Network PC Power Management | Data Center | Existing | CdaEgs118 | 1 | 1.0631 | 9009.009 | 0 | GS | 5 | 0.57723 | 0.60437 | 0.83705 | 1.097 | 1.2026 | 1.2026 | 1.289 | 1.2891 | 1.2453 | 1.1192 | 0.77553 | 0.85362 | 453.0018 | 0 | 1678.6973 | 0 | 0 | 0 | 1 | 0 | 0 | 1.0077
118 | Appliances | Office Equipment | Network PC Power Management | Data Center | New | CdaNgs118 | 1 | 1.0631 | 9009.009 | 0 | GS | 5 | 0.57723 | 0.60437 | 0.83705 | 1.097 | 1.2026 | 1.2026 | 1.289 | 1.2891 | 1.2453 | 1.1192 | 0.77553 | 0.85362 | 453.0018 | 0 | 1678.6973 | 0 | 0 | 0 | 1 | 0 | 0 | 1.0077
118 | Appliances | Office Equipment | Network PC Power Management | Grocery | Existing | CgrEgs118 | 1 | 0.6 | 7407.4074 | 0 | GS | 5 | 0.57723 | 0.60437 | 0.83705 | 1.097 | 1.2026 | 1.2026 | 1.289 | 1.2891 | 1.2453 | 1.1192 | 0.77553 | 0.85362 | 372.4682 | 0 | 1380.2622 | 0 | 0 | 0 | 1 | 0 | 0 | 1.0077
118 | Appliances | Office Equipment | Network PC Power Management | Grocery | New | CgrNgs118 | 1 | 0.6 | 7407.4074 | 0 | GS | 5 | 0.57723 | 0.60437 | 0.83705 | 1.097 | 1.2026 | 1.2026 | 1.289 | 1.2891 | 1.2453 | 1.1192 | 0.77553 | 0.85362 | 372.4682 | 0 | 1380.2622 | 0 | 0 | 0 | 1 | 0 | 0 | 1.0077
118 | Appliances | Office Equipment | Network PC Power Management | Healthcare | Existing | CheEgs118 | 1 | 1.0347 | 6944.4444 | 0 | GS | 5 | 0.57723 | 0.60437 | 0.83705 | 1.097 | 1.2026 | 1.2026 | 1.289 | 1.2891 | 1.2453 | 1.1192 | 0.77553 | 0.85362 | 349.1889 | 0 | 1293.9959 | 0 | 0 | 0 | 1 | 0 | 0 | 1.0077
118 | Appliances | Office Equipment | Network PC Power Management | Healthcare | New | CheNgs118 | 1 | 1.0347 | 6944.4444 | 0 | GS | 5 | 0.57723 | 0.60437 | 0.83705 | 1.097 | 1.2026 | 1.2026 | 1.289 | 1.2891 | 1.2453 | 1.1192 | 0.77553 | 0.85362 | 349.1889 | 0 | 1293.9959 | 0 | 0 | 0 | 1 | 0 | 0 | 1.0077
118 | Appliances | Office Equipment | Network PC Power Management | Hospitals | Existing | ChoEgs118 | 1 | 1.0099 | 9900.9901 | 0 | GS | 5 | 0.57723 | 0.60437 | 0.83705 | 1.097 | 1.2026 | 1.2026 | 1.289 | 1.2891 | 1.2453 | 1.1192 | 0.77553 | 0.85362 | 497.8535 | 0 | 1844.905 | 0 | 0 | 0 | 1 | 0 | 0 | 1.0077
118 | Appliances | Office Equipment | Network PC Power Management | Hospitals | New | ChoNgs118 | 1 | 1.0099 | 9900.9901 | 0 | GS | 5 | 0.57723 | 0.60437 | 0.83705 | 1.097 | 1.2026 | 1.2026 | 1.289 | 1.2891 | 1.2453 | 1.1192 | 0.77553 | 0.85362 | 497.8535 | 0 | 1844.905 | 0 | 0 | 0 | 1 | 0 | 0 | 1.0077
118 | Appliances | Office Equipment | Network PC Power Management | Institutional | Existing | CinEgs118 | 1 | 1.0811 | 9009.009 | 0 | GS | 5 | 0.57723 | 0.60437 | 0.83705 | 1.097 | 1.2026 | 1.2026 | 1.289 | 1.2891 | 1.2453 | 1.1192 | 0.77553 | 0.85362 | 453.0018 | 0 | 1678.6973 | 0 | 0 | 0 | 1 | 0 | 0 | 1.0077
118 | Appliances | Office Equipment | Network PC Power Management | Institutional | New | CinNgs118 | 1 | 1.0811 | 9009.009 | 0 | GS | 5 | 0.57723 | 0.60437 | 0.83705 | 1.097 | 1.2026 | 1.2026 | 1.289 | 1.2891 | 1.2453 | 1.1192 | 0.77553 | 0.85362 | 453.0018 | 0 | 1678.6973 | 0 | 0 | 0 | 1 | 0 | 0 | 1.0077
118 | Appliances | Office Equipment | Network PC Power Management | Lodging/Hospitality | Existing | CloEgs118 | 1 | 1.1682 | 9345.7944 | 0 | GS | 5 | 0.57723 | 0.60437 | 0.83705 | 1.097 | 1.2026 | 1.2026 | 1.289 | 1.2891 | 1.2453 | 1.1192 | 0.77553 | 0.85362 | 469.9365 | 0 | 1741.4524 | 0 | 0 | 0 | 1 | 0 | 0 | 1.0077
118 | Appliances | Office Equipment | Network PC Power Management | Lodging/Hospitality | New | CloNgs118 | 1 | 1.1682 | 9345.7944 | 0 | GS | 5 | 0.57723 | 0.60437 | 0.83705 | 1.097 | 1.2026 | 1.2026 | 1.289 | 1.2891 | 1.2453 | 1.1192 | 0.77553 | 0.85362 | 469.9365 | 0 | 1741.4524 | 0 | 0 | 0 | 1 | 0 | 0 | 1.0077
118 | Appliances | Office Equipment | Network PC Power Management | Miscellaneous | Existing | CmiEgs118 | 1 | 1.0631 | 9009.009 | 0 | GS | 5 | 0.57723 | 0.60437 | 0.83705 | 1.097 | 1.2026 | 1.2026 | 1.289 | 1.2891 | 1.2453 | 1.1192 | 0.77553 | 0.85362 | 453.0018 | 0 | 1678.6973 | 0 | 0 | 0 | 1 | 0 | 0 | 1.0077
118 | Appliances | Office Equipment | Network PC Power Management | Miscellaneous | New | CmiNgs118 | 1 | 1.0631 | 9009.009 | 0 | GS | 5 | 0.57723 | 0.60437 | 0.83705 | 1.097 | 1.2026 | 1.2026 | 1.289 | 1.2891 | 1.2453 | 1.1192 | 0.77553 | 0.85362 | 453.0018 | 0 | 1678.6973 | 0 | 0 | 0 | 1 | 0 | 0 | 1.0077
118 | Appliances | Office Equipment | Network PC Power Management | Offices | Existing | CofEgs118 | 1 | 1.0631 | 9009.009 | 0 | GS | 5 | 0.57723 | 0.60437 | 0.83705 | 1.097 | 1.2026 | 1.2026 | 1.289 | 1.2891 | 1.2453 | 1.1192 | 0.77553 | 0.85362 | 453.0018 | 0 | 1678.6973 | 0 | 0 | 0 | 1 | 0 | 0 | 1.0077
118 | Appliances | Office Equipment | Network PC Power Management | Offices | New | CofNgs118 | 1 | 1.0631 | 9009.009 | 0 | GS | 5 | 0.57723 | 0.60437 | 0.83705 | 1.097 | 1.2026 | 1.2026 | 1.289 | 1.2891 | 1.2453 | 1.1192 | 0.77553 | 0.85362 | 453.0018 | 0 | 1678.6973 | 0 | 0 | 0 | 1 | 0 | 0 | 1.0077
118 | Appliances | Office Equipment | Network PC Power Management | Restaurants | Existing | CreEgs118 | 1 | 0.37313 | 7462.6866 | 0 | GS | 5 | 0.57723 | 0.60437 | 0.83705 | 1.097 | 1.2026 | 1.2026 | 1.289 | 1.2891 | 1.2453 | 1.1192 | 0.77553 | 0.85362 | 375.2478 | 0 | 1390.5627 | 0 | 0 | 0 | 1 | 0 | 0 | 1.0077
118 | Appliances | Office Equipment | Network PC Power Management | Restaurants | New | CreNgs118 | 1 | 0.37313 | 7462.6866 | 0 | GS | 5 | 0.57723 | 0.60437 | 0.83705 | 1.097 | 1.2026 | 1.2026 | 1.289 | 1.2891 | 1.2453 | 1.1192 | 0.77553 | 0.85362 | 375.2478 | 0 | 1390.5627 | 0 | 0 | 0 | 1 | 0 | 0 | 1.0077
118 | Appliances | Office Equipment | Network PC Power Management | Retail | Existing | CrtEgs118 | 1 | 0.55245 | 6993.007 | 0 | GS | 5 | 0.57723 | 0.60437 | 0.83705 | 1.097 | 1.2026 | 1.2026 | 1.289 | 1.2891 | 1.2453 | 1.1192 | 0.77553 | 0.85362 | 351.6308 | 0 | 1303.0448 | 0 | 0 | 0 | 1 | 0 | 0 | 1.0077
118 | Appliances | Office Equipment | Network PC Power Management | Retail | New | CrtNgs118 | 1 | 0.55245 | 6993.007 | 0 | GS | 5 | 0.57723 | 0.60437 | 0.83705 | 1.097 | 1.2026 | 1.2026 | 1.289 | 1.2891 | 1.2453 | 1.1192 | 0.77553 | 0.85362 | 351.6308 | 0 | 1303.0448 | 0 | 0 | 0 | 1 | 0 | 0 | 1.0077
118 | Appliances | Office Equipment | Network PC Power Management | Schools K-12 | Existing | CscEgs118 | 1 | 1.0388 | 9708.7379 | 0 | GS | 5 | 0.57723 | 0.60437 | 0.83705 | 1.097 | 1.2026 | 1.2026 | 1.289 | 1.2891 | 1.2453 | 1.1192 | 0.77553 | 0.85362 | 488.1864 | 0 | 1809.0816 | 0 | 0 | 0 | 1 | 0 | 0 | 1.0077
118 | Appliances | Office Equipment | Network PC Power Management | Schools K-12 | New | CscNgs118 | 1 | 1.0388 | 9708.7379 | 0 | GS | 5 | 0.57723 | 0.60437 | 0.83705 | 1.097 | 1.2026 | 1.2026 | 1.289 | 1.2891 | 1.2453 | 1.1192 | 0.77553 | 0.85362 | 488.1864 | 0 | 1809.0816 | 0 | 0 | 0 | 1 | 0 | 0 | 1.0077
118 | Appliances | Office Equipment | Network PC Power Management | Warehouse | Existing | CwaEgs118 | 1 | 0.72549 | 6535.9477 | 0 | GS | 5 | 0.57723 | 0.60437 | 0.83705 | 1.097 | 1.2026 | 1.2026 | 1.289 | 1.2891 | 1.2453 | 1.1192 | 0.77553 | 0.85362 | 328.6484 | 0 | 1217.8785 | 0 | 0 | 0 | 1 | 0 | 0 | 1.0077
118 | Appliances | Office Equipment | Network PC Power Management | Warehouse | New | CwaNgs118 | 1 | 0.72549 | 6535.9477 | 0 | GS | 5 | 0.57723 | 0.60437 | 0.83705 | 1.097 | 1.2026 | 1.2026 | 1.289 | 1.2891 | 1.2453 | 1.1192 | 0.77553 | 0.85362 | 328.6484 | 0 | 1217.8785 | 0 | 0 | 0 | 1 | 0 | 0 | 1.0077
119 | Appliances | Office Equipment | Server Virtualization | Assembly | Turnover | CasTgs119 | 1 | 0.43275 | 5847.9532 | 0 | GS | 5 | 0.57723 | 0.60437 | 0.83705 | 1.097 | 1.2026 | 1.2026 | 1.289 | 1.2891 | 1.2453 | 1.1192 | 0.77553 | 0.85362 | 350.8772 | 0 | 136.0183 | 0 | 0 | 0 | 1 | 0 | 0 | 1.0077
119 | Appliances | Office Equipment | Server Virtualization | Assembly | New | CasNgs119 | 1 | 0.43275 | 5847.9532 | 0 | GS | 5 | 0.57723 | 0.60437 | 0.83705 | 1.097 | 1.2026 | 1.2026 | 1.289 | 1.2891 | 1.2453 | 1.1192 | 0.77553 | 0.85362 | 350.8772 | 0 | 136.0183 | 0 | 0 | 0 | 1 | 0 | 0 | 1.0077
119 | Appliances | Office Equipment | Server Virtualization | College and University | Turnover | CcoTgs119 | 1 | 1.0099 | 9900.9901 | 0 | GS | 5 | 0.57723 | 0.60437 | 0.83705 | 1.097 | 1.2026 | 1.2026 | 1.289 | 1.2891 | 1.2453 | 1.1192 | 0.77553 | 0.85362 | 594.0594 | 0 | 230.2884 | 0 | 0 | 0 | 1 | 0 | 0 | 1.0077
119 | Appliances | Office Equipment | Server Virtualization | College and University | New | CcoNgs119 | 1 | 1.0099 | 9900.9901 | 0 | GS | 5 | 0.57723 | 0.60437 | 0.83705 | 1.097 | 1.2026 | 1.2026 | 1.289 | 1.2891 | 1.2453 | 1.1192 | 0.77553 | 0.85362 | 594.0594 | 0 | 230.2884 | 0 | 0 | 0 | 1 | 0 | 0 | 1.0077
119 | Appliances | Office Equipment | Server Virtualization | Data Center | Turnover | CdaTgs119 | 1 | 1.0631 | 9009.009 | 0 | GS | 5 | 0.57723 | 0.60437 | 0.83705 | 1.097 | 1.2026 | 1.2026 | 1.289 | 1.2891 | 1.2453 | 1.1192 | 0.77553 | 0.85362 | 540.5405 | 0 | 209.5417 | 0 | 0 | 0 | 1 | 0 | 0 | 1.0077
119 | Appliances | Office Equipment | Server Virtualization | Data Center | New | CdaNgs119 | 1 | 1.0631 | 9009.009 | 0 | GS | 5 | 0.57723 | 0.60437 | 0.83705 | 1.097 | 1.2026 | 1.2026 | 1.289 | 1.2891 | 1.2453 | 1.1192 | 0.77553 | 0.85362 | 540.5405 | 0 | 209.5417 | 0 | 0 | 0 | 1 | 0 | 0 | 1.0077
119 | Appliances | Office Equipment | Server Virtualization | Grocery | Turnover | CgrTgs119 | 1 | 0.6 | 7407.4074 | 0 | GS | 5 | 0.57723 | 0.60437 | 0.83705 | 1.097 | 1.2026 | 1.2026 | 1.289 | 1.2891 | 1.2453 | 1.1192 | 0.77553 | 0.85362 | 444.4444 | 0 | 172.2899 | 0 | 0 | 0 | 1 | 0 | 0 | 1.0077
119 | Appliances | Office Equipment | Server Virtualization | Grocery | New | CgrNgs119 | 1 | 0.6 | 7407.4074 | 0 | GS | 5 | 0.57723 | 0.60437 | 0.83705 | 1.097 | 1.2026 | 1.2026 | 1.289 | 1.2891 | 1.2453 | 1.1192 | 0.77553 | 0.85362 | 444.4444 | 0 | 172.2899 | 0 | 0 | 0 | 1 | 0 | 0 | 1.0077
119 | Appliances | Office Equipment | Server Virtualization | Healthcare | Turnover | CheTgs119 | 1 | 1.0347 | 6944.4444 | 0 | GS | 5 | 0.57723 | 0.60437 | 0.83705 | 1.097 | 1.2026 | 1.2026 | 1.289 | 1.2891 | 1.2453 | 1.1192 | 0.77553 | 0.85362 | 416.6667 | 0 | 161.5218 | 0 | 0 | 0 | 1 | 0 | 0 | 1.0077
119 | Appliances | Office Equipment | Server Virtualization | Healthcare | New | CheNgs119 | 1 | 1.0347 | 6944.4444 | 0 | GS | 5 | 0.57723 | 0.60437 | 0.83705 | 1.097 | 1.2026 | 1.2026 | 1.289 | 1.2891 | 1.2453 | 1.1192 | 0.77553 | 0.85362 | 416.6667 | 0 | 161.5218 | 0 | 0 | 0 | 1 | 0 | 0 | 1.0077
119 | Appliances | Office Equipment | Server Virtualization | Hospitals | Turnover | ChoTgs119 | 1 | 1.0099 | 9900.9901 | 0 | GS | 5 | 0.57723 | 0.60437 | 0.83705 | 1.097 | 1.2026 | 1.2026 | 1.289 | 1.2891 | 1.2453 | 1.1192 | 0.77553 | 0.85362 | 594.0594 | 0 | 230.2884 | 0 | 0 | 0 | 1 | 0 | 0 | 1.0077
119 | Appliances | Office Equipment | Server Virtualization | Hospitals | New | ChoNgs119 | 1 | 1.0099 | 9900.9901 | 0 | GS | 5 | 0.57723 | 0.60437 | 0.83705 | 1.097 | 1.2026 | 1.2026 | 1.289 | 1.2891 | 1.2453 | 1.1192 | 0.77553 | 0.85362 | 594.0594 | 0 | 230.2884 | 0 | 0 | 0 | 1 | 0 | 0 | 1.0077
119 | Appliances | Office Equipment | Server Virtualization | Institutional | Turnover | CinTgs119 | 1 | 1.0811 | 9009.009 | 0 | GS | 5 | 0.57723 | 0.60437 | 0.83705 | 1.097 | 1.2026 | 1.2026 | 1.289 | 1.2891 | 1.2453 | 1.1192 | 0.77553 | 0.85362 | 540.5405 | 0 | 209.5417 | 0 | 0 | 0 | 1 | 0 | 0 | 1.0077
119 | Appliances | Office Equipment | Server Virtualization | Institutional | New | CinNgs119 | 1 | 1.0811 | 9009.009 | 0 | GS | 5 | 0.57723 | 0.60437 | 0.83705 | 1.097 | 1.2026 | 1.2026 | 1.289 | 1.2891 | 1.2453 | 1.1192 | 0.77553 | 0.85362 | 540.5405 | 0 | 209.5417 | 0 | 0 | 0 | 1 | 0 | 0 | 1.0077
119 | Appliances | Office Equipment | Server Virtualization | Lodging/Hospitality | Turnover | CloTgs119 | 1 | 1.1682 | 9345.7944 | 0 | GS | 5 | 0.57723 | 0.60437 | 0.83705 | 1.097 | 1.2026 | 1.2026 | 1.289 | 1.2891 | 1.2453 | 1.1192 | 0.77553 | 0.85362 | 560.7477 | 0 | 217.3751 | 0 | 0 | 0 | 1 | 0 | 0 | 1.0077
119 | Appliances | Office Equipment | Server Virtualization | Lodging/Hospitality | New | CloNgs119 | 1 | 1.1682 | 9345.7944 | 0 | GS | 5 | 0.57723 | 0.60437 | 0.83705 | 1.097 | 1.2026 | 1.2026 | 1.289 | 1.2891 | 1.2453 | 1.1192 | 0.77553 | 0.85362 | 560.7477 | 0 | 217.3751 | 0 | 0 | 0 | 1 | 0 | 0 | 1.0077
119 | Appliances | Office Equipment | Server Virtualization | Miscellaneous | Turnover | CmiTgs119 | 1 | 1.0631 | 9009.009 | 0 | GS | 5 | 0.57723 | 0.60437 | 0.83705 | 1.097 | 1.2026 | 1.2026 | 1.289 | 1.2891 | 1.2453 | 1.1192 | 0.77553 | 0.85362 | 540.5405 | 0 | 209.5417 | 0 | 0 | 0 | 1 | 0 | 0 | 1.0077
119 | Appliances | Office Equipment | Server Virtualization | Miscellaneous | New | CmiNgs119 | 1 | 1.0631 | 9009.009 | 0 | GS | 5 | 0.57723 | 0.60437 | 0.83705 | 1.097 | 1.2026 | 1.2026 | 1.289 | 1.2891 | 1.2453 | 1.1192 | 0.77553 | 0.85362 | 540.5405 | 0 | 209.5417 | 0 | 0 | 0 | 1 | 0 | 0 | 1.0077
119 | Appliances | Office Equipment | Server Virtualization | Offices | Turnover | CofTgs119 | 1 | 1.0631 | 9009.009 | 0 | GS | 5 | 0.57723 | 0.60437 | 0.83705 | 1.097 | 1.2026 | 1.2026 | 1.289 | 1.2891 | 1.2453 | 1.1192 | 0.77553 | 0.85362 | 540.5405 | 0 | 209.5417 | 0 | 0 | 0 | 1 | 0 | 0 | 1.0077
119 | Appliances | Office Equipment | Server Virtualization | Offices | New | CofNgs119 | 1 | 1.0631 | 9009.009 | 0 | GS | 5 | 0.57723 | 0.60437 | 0.83705 | 1.097 | 1.2026 | 1.2026 | 1.289 | 1.2891 | 1.2453 | 1.1192 | 0.77553 | 0.85362 | 540.5405 | 0 | 209.5417 | 0 | 0 | 0 | 1 | 0 | 0 | 1.0077
119 | Appliances | Office Equipment | Server Virtualization | Restaurants | Turnover | CreTgs119 | 1 | 0.37313 | 7462.6866 | 0 | GS | 5 | 0.57723 | 0.60437 | 0.83705 | 1.097 | 1.2026 | 1.2026 | 1.289 | 1.2891 | 1.2453 | 1.1192 | 0.77553 | 0.85362 | 447.7612 | 0 | 173.5756 | 0 | 0 | 0 | 1 | 0 | 0 | 1.0077
119 | Appliances | Office Equipment | Server Virtualization | Restaurants | New | CreNgs119 | 1 | 0.37313 | 7462.6866 | 0 | GS | 5 | 0.57723 | 0.60437 | 0.83705 | 1.097 | 1.2026 | 1.2026 | 1.289 | 1.2891 | 1.2453 | 1.1192 | 0.77553 | 0.85362 | 447.7612 | 0 | 173.5756 | 0 | 0 | 0 | 1 | 0 | 0 | 1.0077
119 | Appliances | Office Equipment | Server Virtualization | Retail | Turnover | CrtTgs119 | 1 | 0.55245 | 6993.007 | 0 | GS | 5 | 0.57723 | 0.60437 | 0.83705 | 1.097 | 1.2026 | 1.2026 | 1.289 | 1.2891 | 1.2453 | 1.1192 | 0.77553 | 0.85362 | 419.5804 | 0 | 162.6513 | 0 | 0 | 0 | 1 | 0 | 0 | 1.0077
119 | Appliances | Office Equipment | Server Virtualization | Retail | New | CrtNgs119 | 1 | 0.55245 | 6993.007 | 0 | GS | 5 | 0.57723 | 0.60437 | 0.83705 | 1.097 | 1.2026 | 1.2026 | 1.289 | 1.2891 | 1.2453 | 1.1192 | 0.77553 | 0.85362 | 419.5804 | 0 | 162.6513 | 0 | 0 | 0 | 1 | 0 | 0 | 1.0077
119 | Appliances | Office Equipment | Server Virtualization | Schools K-12 | Turnover | CscTgs119 | 1 | 1.0388 | 9708.7379 | 0 | GS | 5 | 0.57723 | 0.60437 | 0.83705 | 1.097 | 1.2026 | 1.2026 | 1.289 | 1.2891 | 1.2453 | 1.1192 | 0.77553 | 0.85362 | 582.5243 | 0 | 225.8168 | 0 | 0 | 0 | 1 | 0 | 0 | 1.0077
119 | Appliances | Office Equipment | Server Virtualization | Schools K-12 | New | CscNgs119 | 1 | 1.0388 | 9708.7379 | 0 | GS | 5 | 0.57723 | 0.60437 | 0.83705 | 1.097 | 1.2026 | 1.2026 | 1.289 | 1.2891 | 1.2453 | 1.1192 | 0.77553 | 0.85362 | 582.5243 | 0 | 225.8168 | 0 | 0 | 0 | 1 | 0 | 0 | 1.0077
119 | Appliances | Office Equipment | Server Virtualization | Warehouse | Turnover | CwaTgs119 | 1 | 0.72549 | 6535.9477 | 0 | GS | 5 | 0.57723 | 0.60437 | 0.83705 | 1.097 | 1.2026 | 1.2026 | 1.289 | 1.2891 | 1.2453 | 1.1192 | 0.77553 | 0.85362 | 392.1569 | 0 | 152.0205 | 0 | 0 | 0 | 1 | 0 | 0 | 1.0077
119 | Appliances | Office Equipment | Server Virtualization | Warehouse | New | CwaNgs119 | 1 | 0.72549 | 6535.9477 | 0 | GS | 5 | 0.57723 | 0.60437 | 0.83705 | 1.097 | 1.2026 | 1.2026 | 1.289 | 1.2891 | 1.2453 | 1.1192 | 0.77553 | 0.85362 | 392.1569 | 0 | 152.0205 | 0 | 0 | 0 | 1 | 0 | 0 | 1.0077
120 | Appliances | Office Equipment | Smart Strip Plug Outlet | Assembly | Existing | CasEgs120 | 1 | 0.43275 | 5847.9532 | 0 | GS | 8 | [12 empty] | 350.8772 | 0 | 2528.8446 | 0 | 0 | 0 | 1 | 0 | 0 | 1 | bar: Jan. to Dec.
120 | Appliances | Office Equipment | Smart Strip Plug Outlet | Assembly | New | CasNgs120 | 1 | 0.43275 | 5847.9532 | 0 | GS | 8 | [12 empty] | 350.8772 | 0 | 2528.8446 | 0 | 0 | 0 | 1 | 0 | 0 | 1 | bar: Jan. to Dec.
120 | Appliances | Office Equipment | Smart Strip Plug Outlet | College and University | Existing | CcoEgs120 | 1 | 1.0099 | 9900.9901 | 0 | GS | 8 | [12 empty] | 594.0594 | 0 | 1318.7034 | 0 | 0 | 0 | 1 | 0 | 0 | 1 | bar: Jan. to Dec.
120 | Appliances | Office Equipment | Smart Strip Plug Outlet | College and University | New | CcoNgs120 | 1 | 1.0099 | 9900.9901 | 0 | GS | 8 | [12 empty] | 594.0594 | 0 | 1318.7034 | 0 | 0 | 0 | 1 | 0 | 0 | 1 | bar: Jan. to Dec.
120 | Appliances | Office Equipment | Smart Strip Plug Outlet | Data Center | Existing | CdaEgs120 | 1 | 1.0631 | 9009.009 | 0 | GS | 8 | [12 empty] | 540.5405 | 0 | 1241.26 | 0 | 0 | 0 | 1 | 0 | 0 | 1 | bar: Jan. to Dec.
120 | Appliances | Office Equipment | Smart Strip Plug Outlet | Data Center | New | CdaNgs120 | 1 | 1.0631 | 9009.009 | 0 | GS | 8 | [12 empty] | 540.5405 | 0 | 1241.26 | 0 | 0 | 0 | 1 | 0 | 0 | 1 | bar: Jan. to Dec.
120 | Appliances | Office Equipment | Smart Strip Plug Outlet | Grocery | Existing | CgrEgs120 | 1 | 0.6 | 7407.4074 | 0 | GS | 8 | [12 empty] | 444.4444 | 0 | 31271.3769 | 0 | 0 | 0 | 1 | 0 | 0 | 1 | bar: Jan. to Dec.
120 | Appliances | Office Equipment | Smart Strip Plug Outlet | Grocery | New | CgrNgs120 | 1 | 0.6 | 7407.4074 | 0 | GS | 8 | [12 empty] | 444.4444 | 0 | 31271.3769 | 0 | 0 | 0 | 1 | 0 | 0 | 1 | bar: Jan. to Dec.
120 | Appliances | Office Equipment | Smart Strip Plug Outlet | Healthcare | Existing | CheEgs120 | 1 | 1.0347 | 6944.4444 | 0 | GS | 8 | [12 empty] | 416.6667 | 0 | 972.441 | 0 | 0 | 0 | 1 | 0 | 0 | 1 | bar: Jan. to Dec.
120 | Appliances | Office Equipment | Smart Strip Plug Outlet | Healthcare | New | CheNgs120 | 1 | 1.0347 | 6944.4444 | 0 | GS | 8 | [12 empty] | 416.6667 | 0 | 972.441 | 0 | 0 | 0 | 1 | 0 | 0 | 1 | bar: Jan. to Dec.
120 | Appliances | Office Equipment | Smart Strip Plug Outlet | Hospitals | Existing | ChoEgs120 | 1 | 1.0099 | 9900.9901 | 0 | GS | 8 | [12 empty] | 594.0594 | 0 | 468.0213 | 0 | 0 | 0 | 1 | 0 | 0 | 1 | bar: Jan. to Dec.
120 | Appliances | Office Equipment | Smart Strip Plug Outlet | Hospitals | New | ChoNgs120 | 1 | 1.0099 | 9900.9901 | 0 | GS | 8 | [12 empty] | 594.0594 | 0 | 468.0213 | 0 | 0 | 0 | 1 | 0 | 0 | 1 | bar: Jan. to Dec.
120 | Appliances | Office Equipment | Smart Strip Plug Outlet | Institutional | Existing | CinEgs120 | 1 | 1.0811 | 9009.009 | 0 | GS | 8 | [12 empty] | 540.5405 | 0 | 10837.9056 | 0 | 0 | 0 | 1 | 0 | 0 | 1 | bar: Jan. to Dec.
120 | Appliances | Office Equipment | Smart Strip Plug Outlet | Institutional | New | CinNgs120 | 1 | 1.0811 | 9009.009 | 0 | GS | 8 | [12 empty] | 540.5405 | 0 | 10837.9056 | 0 | 0 | 0 | 1 | 0 | 0 | 1 | bar: Jan. to Dec.
120 | Appliances | Office Equipment | Smart Strip Plug Outlet | Lodging/Hospitality | Existing | CloEgs120 | 1 | 1.1682 | 9345.7944 | 0 | GS | 8 | [12 empty] | 560.7477 | 0 | 1318.5143 | 0 | 0 | 0 | 1 | 0 | 0 | 1 | bar: Jan. to Dec.
120 | Appliances | Office Equipment | Smart Strip Plug Outlet | Lodging/Hospitality | New | CloNgs120 | 1 | 1.1682 | 9345.7944 | 0 | GS | 8 | [12 empty] | 560.7477 | 0 | 1318.5143 | 0 | 0 | 0 | 1 | 0 | 0 | 1 | bar: Jan. to Dec.
120 | Appliances | Office Equipment | Smart Strip Plug Outlet | Miscellaneous | Existing | CmiEgs120 | 1 | 1.0631 | 9009.009 | 0 | GS | 8 | [12 empty] | 540.5405 | 0 | 5199.6641 | 0 | 0 | 0 | 1 | 0 | 0 | 1 | bar: Jan. to Dec.
120 | Appliances | Office Equipment | Smart Strip Plug Outlet | Miscellaneous | New | CmiNgs120 | 1 | 1.0631 | 9009.009 | 0 | GS | 8 | [12 empty] | 540.5405 | 0 | 5199.6641 | 0 | 0 | 0 | 1 | 0 | 0 | 1 | bar: Jan. to Dec.
120 | Appliances | Office Equipment | Smart Strip Plug Outlet | Offices | Existing | CofEgs120 | 1 | 1.0631 | 9009.009 | 0 | GS | 8 | [12 empty] | 540.5405 | 0 | 611.7653 | 0 | 0 | 0 | 1 | 0 | 0 | 1 | bar: Jan. to Dec.
120 | Appliances | Office Equipment | Smart Strip Plug Outlet | Offices | New | CofNgs120 | 1 | 1.0631 | 9009.009 | 0 | GS | 8 | [12 empty] | 540.5405 | 0 | 611.7653 | 0 | 0 | 0 | 1 | 0 | 0 | 1 | bar: Jan. to Dec.
120 | Appliances | Office Equipment | Smart Strip Plug Outlet | Restaurants | Existing | CreEgs120 | 1 | 0.37313 | 7462.6866 | 0 | GS | 8 | [12 empty] | 447.7612 | 0 | 6300.9491 | 0 | 0 | 0 | 1 | 0 | 0 | 1 | bar: Jan. to Dec.
120 | Appliances | Office Equipment | Smart Strip Plug Outlet | Restaurants | New | CreNgs120 | 1 | 0.37313 | 7462.6866 | 0 | GS | 8 | [12 empty] | 447.7612 | 0 | 6300.9491 | 0 | 0 | 0 | 1 | 0 | 0 | 1 | bar: Jan. to Dec.
120 | Appliances | Office Equipment | Smart Strip Plug Outlet | Retail | Existing | CrtEgs120 | 1 | 0.55245 | 6993.007 | 0 | GS | 8 | [12 empty] | 419.5804 | 0 | 621.5316 | 0 | 0 | 0 | 1 | 0 | 0 | 1 | bar: Jan. to Dec.
120 | Appliances | Office Equipment | Smart Strip Plug Outlet | Retail | New | CrtNgs120 | 1 | 0.55245 | 6993.007 | 0 | GS | 8 | [12 empty] | 419.5804 | 0 | 621.5316 | 0 | 0 | 0 | 1 | 0 | 0 | 1 | bar: Jan. to Dec.
120 | Appliances | Office Equipment | Smart Strip Plug Outlet | Schools K-12 | Existing | CscEgs120 | 1 | 1.0388 | 9708.7379 | 0 | GS | 8 | [12 empty] | 582.5243 | 0 | 859.1803 | 0 | 0 | 0 | 1 | 0 | 0 | 1 | bar: Jan. to Dec.
120 | Appliances | Office Equipment | Smart Strip Plug Outlet | Schools K-12 | New | CscNgs120 | 1 | 1.0388 | 9708.7379 | 0 | GS | 8 | [12 empty] | 582.5243 | 0 | 859.1803 | 0 | 0 | 0 | 1 | 0 | 0 | 1 | bar: Jan. to Dec.
120 | Appliances | Office Equipment | Smart Strip Plug Outlet | Warehouse | Existing | CwaEgs120 | 1 | 0.72549 | 6535.9477 | 0 | GS | 8 | [12 empty] | 392.1569 | 0 | 2118.6216 | 0 | 0 | 0 | 1 | 0 | 0 | 1 | bar: Jan. to Dec.
120 | Appliances | Office Equipment | Smart Strip Plug Outlet | Warehouse | New | CwaNgs120 | 1 | 0.72549 | 6535.9477 | 0 | GS | 8 | [12 empty] | 392.1569 | 0 | 2118.6216 | 0 | 0 | 0 | 1 | 0 | 0 | 1 | bar: Jan. to Dec.
121 | Appliances | Unit | Energy Star Commercial Clothes Washer | Assembly | Turnover | CasTgs121 | 1 | 0.43275 | 5847.9532 | 0 | GS | 7 | 0.536 | 0.638 | 0.811 | 0.882 | 1.033 | 1.022 | 1.038 | 1.051 | 1.035 | 1.017 | 0.878 | 0.562 | 350.8772 | 0 | 1617.0121 | 0 | 0 | 0 | 1 | 0 | 0 | 0.87525
121 | Appliances | Unit | Energy Star Commercial Clothes Washer | Assembly | New | CasNgs121 | 1 | 0.43275 | 5847.9532 | 0 | GS | 7 | 0.536 | 0.638 | 0.811 | 0.882 | 1.033 | 1.022 | 1.038 | 1.051 | 1.035 | 1.017 | 0.878 | 0.562 | 350.8772 | 0 | 1617.0121 | 0 | 0 | 0 | 1 | 0 | 0 | 0.87525
121 | Appliances | Unit | Energy Star Commercial Clothes Washer | College and University | Turnover | CcoTgs121 | 1 | 1.0099 | 9900.9901 | 0 | GS | 7 | 0.536 | 0.638 | 0.811 | 0.882 | 1.033 | 1.022 | 1.038 | 1.051 | 1.035 | 1.017 | 0.878 | 0.562 | 594.0594 | 0 | 2737.7136 | 0 | 0 | 0 | 1 | 0 | 0 | 0.87525
121 | Appliances | Unit | Energy Star Commercial Clothes Washer | College and University | New | CcoNgs121 | 1 | 1.0099 | 9900.9901 | 0 | GS | 7 | 0.536 | 0.638 | 0.811 | 0.882 | 1.033 | 1.022 | 1.038 | 1.051 | 1.035 | 1.017 | 0.878 | 0.562 | 594.0594 | 0 | 2737.7136 | 0 | 0 | 0 | 1 | 0 | 0 | 0.87525
121 | Appliances | Unit | Energy Star Commercial Clothes Washer | Data Center | Turnover | CdaTgs121 | 1 | 1.0631 | 9009.009 | 0 | GS | 7 | 0.536 | 0.638 | 0.811 | 0.882 | 1.033 | 1.022 | 1.038 | 1.051 | 1.035 | 1.017 | 0.878 | 0.562 | 540.5405 | 0 | 2491.0727 | 0 | 0 | 0 | 1 | 0 | 0 | 0.87525
121 | Appliances | Unit | Energy Star Commercial Clothes Washer | Data Center | New | CdaNgs121 | 1 | 1.0631 | 9009.009 | 0 | GS | 7 | 0.536 | 0.638 | 0.811 | 0.882 | 1.033 | 1.022 | 1.038 | 1.051 | 1.035 | 1.017 | 0.878 | 0.562 | 540.5405 | 0 | 2491.0727 | 0 | 0 | 0 | 1 | 0 | 0 | 0.87525
121 | Appliances | Unit | Energy Star Commercial Clothes Washer | Grocery | Turnover | CgrTgs121 | 1 | 0.6 | 7407.4074 | 0 | GS | 7 | 0.536 | 0.638 | 0.811 | 0.882 | 1.033 | 1.022 | 1.038 | 1.051 | 1.035 | 1.017 | 0.878 | 0.562 | 444.4444 | 0 | 2048.2154 | 0 | 0 | 0 | 1 | 0 | 0 | 0.87525
121 | Appliances | Unit | Energy Star Commercial Clothes Washer | Grocery | New | CgrNgs121 | 1 | 0.6 | 7407.4074 | 0 | GS | 7 | 0.536 | 0.638 | 0.811 | 0.882 | 1.033 | 1.022 | 1.038 | 1.051 | 1.035 | 1.017 | 0.878 | 0.562 | 444.4444 | 0 | 2048.2154 | 0 | 0 | 0 | 1 | 0 | 0 | 0.87525
121 | Appliances | Unit | Energy Star Commercial Clothes Washer | Healthcare | Turnover | CheTgs121 | 1 | 1.0347 | 6944.4444 | 0 | GS | 7 | 0.536 | 0.638 | 0.811 | 0.882 | 1.033 | 1.022 | 1.038 | 1.051 | 1.035 | 1.017 | 0.878 | 0.562 | 416.6667 | 0 | 1920.2019 | 0 | 0 | 0 | 1 | 0 | 0 | 0.87525
121 | Appliances | Unit | Energy Star Commercial Clothes Washer | Healthcare | New | CheNgs121 | 1 | 1.0347 | 6944.4444 | 0 | GS | 7 | 0.536 | 0.638 | 0.811 | 0.882 | 1.033 | 1.022 | 1.038 | 1.051 | 1.035 | 1.017 | 0.878 | 0.562 | 416.6667 | 0 | 1920.2019 | 0 | 0 | 0 | 1 | 0 | 0 | 0.87525
121 | Appliances | Unit | Energy Star Commercial Clothes Washer | Hospitals | Turnover | ChoTgs121 | 1 | 1.0099 | 9900.9901 | 0 | GS | 7 | 0.536 | 0.638 | 0.811 | 0.882 | 1.033 | 1.022 | 1.038 | 1.051 | 1.035 | 1.017 | 0.878 | 0.562 | 594.0594 | 0 | 2737.7136 | 0 | 0 | 0 | 1 | 0 | 0 | 0.87525
121 | Appliances | Unit | Energy Star Commercial Clothes Washer | Hospitals | New | ChoNgs121 | 1 | 1.0099 | 9900.9901 | 0 | GS | 7 | 0.536 | 0.638 | 0.811 | 0.882 | 1.033 | 1.022 | 1.038 | 1.051 | 1.035 | 1.017 | 0.878 | 0.562 | 594.0594 | 0 | 2737.7136 | 0 | 0 | 0 | 1 | 0 | 0 | 0.87525
121 | Appliances | Unit | Energy Star Commercial Clothes Washer | Institutional | Turnover | CinTgs121 | 1 | 1.0811 | 9009.009 | 0 | GS | 7 | 0.536 | 0.638 | 0.811 | 0.882 | 1.033 | 1.022 | 1.038 | 1.051 | 1.035 | 1.017 | 0.878 | 0.562 | 540.5405 | 0 | 2491.0727 | 0 | 0 | 0 | 1 | 0 | 0 | 0.87525
121 | Appliances | Unit | Energy Star Commercial Clothes Washer | Institutional | New | CinNgs121 | 1 | 1.0811 | 9009.009 | 0 | GS | 7 | 0.536 | 0.638 | 0.811 | 0.882 | 1.033 | 1.022 | 1.038 | 1.051 | 1.035 | 1.017 | 0.878 | 0.562 | 540.5405 | 0 | 2491.0727 | 0 | 0 | 0 | 1 | 0 | 0 | 0.87525
121 | Appliances | Unit | Energy Star Commercial Clothes Washer | Lodging/Hospitality | Turnover | CloTgs121 | 1 | 1.1682 | 9345.7944 | 0 | GS | 7 | 0.536 | 0.638 | 0.811 | 0.882 | 1.033 | 1.022 | 1.038 | 1.051 | 1.035 | 1.017 | 0.878 | 0.562 | 560.7477 | 0 | 2584.1969 | 0 | 0 | 0 | 1 | 0 | 0 | 0.87525
121 | Appliances | Unit | Energy Star Commercial Clothes Washer | Lodging/Hospitality | New | CloNgs121 | 1 | 1.1682 | 9345.7944 | 0 | GS | 7 | 0.536 | 0.638 | 0.811 | 0.882 | 1.033 | 1.022 | 1.038 | 1.051 | 1.035 | 1.017 | 0.878 | 0.562 | 560.7477 | 0 | 2584.1969 | 0 | 0 | 0 | 1 | 0 | 0 | 0.87525
121 | Appliances | Unit | Energy Star Commercial Clothes Washer | Miscellaneous | Turnover | CmiTgs121 | 1 | 1.0631 | 9009.009 | 0 | GS | 7 | 0.536 | 0.638 | 0.811 | 0.882 | 1.033 | 1.022 | 1.038 | 1.051 | 1.035 | 1.017 | 0.878 | 0.562 | 540.5405 | 0 | 2491.0727 | 0 | 0 | 0 | 1 | 0 | 0 | 0.87525
121 | Appliances | Unit | Energy Star Commercial Clothes Washer | Miscellaneous | New | CmiNgs121 | 1 | 1.0631 | 9009.009 | 0 | GS | 7 | 0.536 | 0.638 | 0.811 | 0.882 | 1.033 | 1.022 | 1.038 | 1.051 | 1.035 | 1.017 | 0.878 | 0.562 | 540.5405 | 0 | 2491.0727 | 0 | 0 | 0 | 1 | 0 | 0 | 0.87525
121 | Appliances | Unit | Energy Star Commercial Clothes Washer | Offices | Turnover | CofTgs121 | 1 | 1.0631 | 9009.009 | 0 | GS | 7 | 0.536 | 0.638 | 0.811 | 0.882 | 1.033 | 1.022 | 1.038 | 1.051 | 1.035 | 1.017 | 0.878 | 0.562 | 540.5405 | 0 | 2491.0727 | 0 | 0 | 0 | 1 | 0 | 0 | 0.87525
121 | Appliances | Unit | Energy Star Commercial Clothes Washer | Offices | New | CofNgs121 | 1 | 1.0631 | 9009.009 | 0 | GS | 7 | 0.536 | 0.638 | 0.811 | 0.882 | 1.033 | 1.022 | 1.038 | 1.051 | 1.035 | 1.017 | 0.878 | 0.562 | 540.5405 | 0 | 2491.0727 | 0 | 0 | 0 | 1 | 0 | 0 | 0.87525
121 | Appliances | Unit | Energy Star Commercial Clothes Washer | Restaurants | Turnover | CreTgs121 | 1 | 0.37313 | 7462.6866 | 0 | GS | 7 | 0.536 | 0.638 | 0.811 | 0.882 | 1.033 | 1.022 | 1.038 | 1.051 | 1.035 | 1.017 | 0.878 | 0.562 | 447.7612 | 0 | 2063.5005 | 0 | 0 | 0 | 1 | 0 | 0 | 0.87525
121 | Appliances | Unit | Energy Star Commercial Clothes Washer | Restaurants | New | CreNgs121 | 1 | 0.37313 | 7462.6866 | 0 | GS | 7 | 0.536 | 0.638 | 0.811 | 0.882 | 1.033 | 1.022 | 1.038 | 1.051 | 1.035 | 1.017 | 0.878 | 0.562 | 447.7612 | 0 | 2063.5005 | 0 | 0 | 0 | 1 | 0 | 0 | 0.87525
121 | Appliances | Unit | Energy Star Commercial Clothes Washer | Retail | Turnover | CrtTgs121 | 1 | 0.55245 | 6993.007 | 0 | GS | 7 | 0.536 | 0.638 | 0.811 | 0.882 | 1.033 | 1.022 | 1.038 | 1.051 | 1.035 | 1.017 | 0.878 | 0.562 | 419.5804 | 0 | 1933.6299 | 0 | 0 | 0 | 1 | 0 | 0 | 0.87525
121 | Appliances | Unit | Energy Star Commercial Clothes Washer | Retail | New | CrtNgs121 | 1 | 0.55245 | 6993.007 | 0 | GS | 7 | 0.536 | 0.638 | 0.811 | 0.882 | 1.033 | 1.022 | 1.038 | 1.051 | 1.035 | 1.017 | 0.878 | 0.562 | 419.5804 | 0 | 1933.6299 | 0 | 0 | 0 | 1 | 0 | 0 | 0.87525
121 | Appliances | Unit | Energy Star Commercial Clothes Washer | Schools K-12 | Turnover | CscTgs121 | 1 | 1.0388 | 9708.7379 | 0 | GS | 7 | 0.536 | 0.638 | 0.811 | 0.882 | 1.033 | 1.022 | 1.038 | 1.051 | 1.035 | 1.017 | 0.878 | 0.562 | 582.5243 | 0 | 2684.5541 | 0 | 0 | 0 | 1 | 0 | 0 | 0.87525
121 | Appliances | Unit | Energy Star Commercial Clothes Washer | Schools K-12 | New | CscNgs121 | 1 | 1.0388 | 9708.7379 | 0 | GS | 7 | 0.536 | 0.638 | 0.811 | 0.882 | 1.033 | 1.022 | 1.038 | 1.051 | 1.035 | 1.017 | 0.878 | 0.562 | 582.5243 | 0 | 2684.5541 | 0 | 0 | 0 | 1 | 0 | 0 | 0.87525
121 | Appliances | Unit | Energy Star Commercial Clothes Washer | Warehouse | Turnover | CwaTgs121 | 1 | 0.72549 | 6535.9477 | 0 | GS | 7 | 0.536 | 0.638 | 0.811 | 0.882 | 1.033 | 1.022 | 1.038 | 1.051 | 1.035 | 1.017 | 0.878 | 0.562 | 392.1569 | 0 | 1807.2488 | 0 | 0 | 0 | 1 | 0 | 0 | 0.87525
121 | Appliances | Unit | Energy Star Commercial Clothes Washer | Warehouse | New | CwaNgs121 | 1 | 0.72549 | 6535.9477 | 0 | GS | 7 | 0.536 | 0.638 | 0.811 | 0.882 | 1.033 | 1.022 | 1.038 | 1.051 | 1.035 | 1.017 | 0.878 | 0.562 | 392.1569 | 0 | 1807.2488 | 0 | 0 | 0 | 1 | 0 | 0 | 0.87525
122 | Appliances | Unit | Energy Star Vending Machine | Assembly | Turnover | CasTgs122 | 1 | 0.79333 | 6666.6667 | 0 | GS | 14 | 0.57723 | 0.60437 | 0.83705 | 1.097 | 1.2026 | 1.2026 | 1.289 | 1.2891 | 1.2453 | 1.1192 | 0.77553 | 0.85362 | 400 | 0 | 6517.7971 | 0 | 0 | 0 | 1 | 0 | 0 | 1.0077
122 | Appliances | Unit | Energy Star Vending Machine | Assembly | New | CasNgs122 | 1 | 0.79333 | 6666.6667 | 0 | GS | 14 | 0.57723 | 0.60437 | 0.83705 | 1.097 | 1.2026 | 1.2026 | 1.289 | 1.2891 | 1.2453 | 1.1192 | 0.77553 | 0.85362 | 400 | 0 | 6517.7971 | 0 | 0 | 0 | 1 | 0 | 0 | 1.0077
122 | Appliances | Unit | Energy Star Vending Machine | College and University | Turnover | CcoTgs122 | 1 | 0.79333 | 6666.6667 | 0 | GS | 14 | 0.57723 | 0.60437 | 0.83705 | 1.097 | 1.2026 | 1.2026 | 1.289 | 1.2891 | 1.2453 | 1.1192 | 0.77553 | 0.85362 | 400 | 0 | 6517.7971 | 0 | 0 | 0 | 1 | 0 | 0 | 1.0077
122 | Appliances | Unit | Energy Star Vending Machine | College and University | New | CcoNgs122 | 1 | 0.79333 | 6666.6667 | 0 | GS | 14 | 0.57723 | 0.60437 | 0.83705 | 1.097 | 1.2026 | 1.2026 | 1.289 | 1.2891 | 1.2453 | 1.1192 | 0.77553 | 0.85362 | 400 | 0 | 6517.7971 | 0 | 0 | 0 | 1 | 0 | 0 | 1.0077
122 | Appliances | Unit | Energy Star Vending Machine | Data Center | Turnover | CdaTgs122 | 1 | 0.81119 | 6993.007 | 0 | GS | 14 | 0.57723 | 0.60437 | 0.83705 | 1.097 | 1.2026 | 1.2026 | 1.289 | 1.2891 | 1.2453 | 1.1192 | 0.77553 | 0.85362 | 419.5804 | 0 | 6836.8501 | 0 | 0 | 0 | 1 | 0 | 0 | 1.0077
122 | Appliances | Unit | Energy Star Vending Machine | Data Center | New | CdaNgs122 | 1 | 0.81119 | 6993.007 | 0 | GS | 14 | 0.57723 | 0.60437 | 0.83705 | 1.097 | 1.2026 | 1.2026 | 1.289 | 1.2891 | 1.2453 | 1.1192 | 0.77553 | 0.85362 | 419.5804 | 0 | 6836.8501 | 0 | 0 | 0 | 1 | 0 | 0 | 1.0077
122 | Appliances | Unit | Energy Star Vending Machine | Grocery | Turnover | CgrTgs122 | 1 | 0.79333 | 6666.6667 | 0 | GS | 14 | 0.57723 | 0.60437 | 0.83705 | 1.097 | 1.2026 | 1.2026 | 1.289 | 1.2891 | 1.2453 | 1.1192 | 0.77553 | 0.85362 | 400 | 0 | 6517.7971 | 0 | 0 | 0 | 1 | 0 | 0 | 1.0077
122 | Appliances | Unit | Energy Star Vending Machine | Grocery | New | CgrNgs122 | 1 | 0.79333 | 6666.6667 | 0 | GS | 14 | 0.57723 | 0.60437 | 0.83705 | 1.097 | 1.2026 | 1.2026 | 1.289 | 1.2891 | 1.2453 | 1.1192 | 0.77553 | 0.85362 | 400 | 0 | 6517.7971 | 0 | 0 | 0 | 1 | 0 | 0 | 1.0077
122 | Appliances | Unit | Energy Star Vending Machine | Healthcare | Turnover | CheTgs122 | 1 | 0.79333 | 6666.6667 | 0 | GS | 14 | 0.57723 | 0.60437 | 0.83705 | 1.097 | 1.2026 | 1.2026 | 1.289 | 1.2891 | 1.2453 | 1.1192 | 0.77553 | 0.85362 | 400 | 0 | 6517.7971 | 0 | 0 | 0 | 1 | 0 | 0 | 1.0077
122 | Appliances | Unit | Energy Star Vending Machine | Healthcare | New | CheNgs122 | 1 | 0.79333 | 6666.6667 | 0 | GS | 14 | 0.57723 | 0.60437 | 0.83705 | 1.097 | 1.2026 | 1.2026 | 1.289 | 1.2891 | 1.2453 | 1.1192 | 0.77553 | 0.85362 | 400 | 0 | 6517.7971 | 0 | 0 | 0 | 1 | 0 | 0 | 1.0077
122 | Appliances | Unit | Energy Star Vending Machine | Hospitals | Turnover | ChoTgs122 | 1 | 0.79333 | 6666.6667 | 0 | GS | 14 | 0.57723 | 0.60437 | 0.83705 | 1.097 | 1.2026 | 1.2026 | 1.289 | 1.2891 | 1.2453 | 1.1192 | 0.77553 | 0.85362 | 400 | 0 | 6517.7971 | 0 | 0 | 0 | 1 | 0 | 0 | 1.0077
122 | Appliances | Unit | Energy Star Vending Machine | Hospitals | New | ChoNgs122 | 1 | 0.79333 | 6666.6667 | 0 | GS | 14 | 0.57723 | 0.60437 | 0.83705 | 1.097 | 1.2026 | 1.2026 | 1.289 | 1.2891 | 1.2453 | 1.1192 | 0.77553 | 0.85362 | 400 | 0 | 6517.7971 | 0 | 0 | 0 | 1 | 0 | 0 | 1.0077
122 | Appliances | Unit | Energy Star Vending Machine | Institutional | Turnover | CinTgs122 | 1 | 0.81119 | 6993.007 | 0 | GS | 14 | 0.57723 | 0.60437 | 0.83705 | 1.097 | 1.2026 | 1.2026 | 1.289 | 1.2891 | 1.2453 | 1.1192 | 0.77553 | 0.85362 | 419.5804 | 0 | 6836.8501 | 0 | 0 | 0 | 1 | 0 | 0 | 1.0077
122 | Appliances | Unit | Energy Star Vending Machine | Institutional | New | CinNgs122 | 1 | 0.81119 | 6993.007 | 0 | GS | 14 | 0.57723 | 0.60437 | 0.83705 | 1.097 | 1.2026 | 1.2026 | 1.289 | 1.2891 | 1.2453 | 1.1192 | 0.77553 | 0.85362 | 419.5804 | 0 | 6836.8501 | 0 | 0 | 0 | 1 | 0 | 0 | 1.0077
122 | Appliances | Unit | Energy Star Vending Machine | Lodging/Hospitality | Turnover | CloTgs122 | 1 | 0.79333 | 6666.6667 | 0 | GS | 14 | 0.57723 | 0.60437 | 0.83705 | 1.097 | 1.2026 | 1.2026 | 1.289 | 1.2891 | 1.2453 | 1.1192 | 0.77553 | 0.85362 | 400 | 0 | 6517.7971 | 0 | 0 | 0 | 1 | 0 | 0 | 1.0077
122 | Appliances | Unit | Energy Star Vending Machine | Lodging/Hospitality | New | CloNgs122 | 1 | 0.79333 | 6666.6667 | 0 | GS | 14 | 0.57723 | 0.60437 | 0.83705 | 1.097 | 1.2026 | 1.2026 | 1.289 | 1.2891 | 1.2453 | 1.1192 | 0.77553 | 0.85362 | 400 | 0 | 6517.7971 | 0 | 0 | 0 | 1 | 0 | 0 | 1.0077
122 | Appliances | Unit | Energy Star Vending Machine | Miscellaneous | Turnover | CmiTgs122 | 1 | 0.81119 | 6993.007 | 0 | GS | 14 | 0.57723 | 0.60437 | 0.83705 | 1.097 | 1.2026 | 1.2026 | 1.289 | 1.2891 | 1.2453 | 1.1192 | 0.77553 | 0.85362 | 419.5804 | 0 | 6836.8501 | 0 | 0 | 0 | 1 | 0 | 0 | 1.0077
122 | Appliances | Unit | Energy Star Vending Machine | Miscellaneous | New | CmiNgs122 | 1 | 0.81119 | 6993.007 | 0 | GS | 14 | 0.57723 | 0.60437 | 0.83705 | 1.097 | 1.2026 | 1.2026 | 1.289 | 1.2891 | 1.2453 | 1.1192 | 0.77553 | 0.85362 | 419.5804 | 0 | 6836.8501 | 0 | 0 | 0 | 1 | 0 | 0 | 1.0077
122 | Appliances | Unit | Energy Star Vending Machine | Offices | Turnover | CofTgs122 | 1 | 0.81119 | 6993.007 | 0 | GS | 14 | 0.57723 | 0.60437 | 0.83705 | 1.097 | 1.2026 | 1.2026 | 1.289 | 1.2891 | 1.2453 | 1.1192 | 0.77553 | 0.85362 | 419.5804 | 0 | 6836.8501 | 0 | 0 | 0 | 1 | 0 | 0 | 1.0077
122 | Appliances | Unit | Energy Star Vending Machine | Offices | New | CofNgs122 | 1 | 0.81119 | 6993.007 | 0 | GS | 14 | 0.57723 | 0.60437 | 0.83705 | 1.097 | 1.2026 | 1.2026 | 1.289 | 1.2891 | 1.2453 | 1.1192 | 0.77553 | 0.85362 | 419.5804 | 0 | 6836.8501 | 0 | 0 | 0 | 1 | 0 | 0 | 1.0077
122 | Appliances | Unit | Energy Star Vending Machine | Restaurants | Turnover | CreTgs122 | 1 | 0.80142 | 7092.1986 | 0 | GS | 14 | 0.57723 | 0.60437 | 0.83705 | 1.097 | 1.2026 | 1.2026 | 1.289 | 1.2891 | 1.2453 | 1.1192 | 0.77553 | 0.85362 | 425.5319 | 0 | 6933.8267 | 0 | 0 | 0 | 1 | 0 | 0 | 1.0077
122 | Appliances | Unit | Energy Star Vending Machine | Restaurants | New | CreNgs122 | 1 | 0.80142 | 7092.1986 | 0 | GS | 14 | 0.57723 | 0.60437 | 0.83705 | 1.097 | 1.2026 | 1.2026 | 1.289 | 1.2891 | 1.2453 | 1.1192 | 0.77553 | 0.85362 | 425.5319 | 0 | 6933.8267 | 0 | 0 | 0 | 1 | 0 | 0 | 1.0077
122 | Appliances | Unit | Energy Star Vending Machine | Retail | Turnover | CrtTgs122 | 1 | 0.79333 | 6666.6667 | 0 | GS | 14 | 0.57723 | 0.60437 | 0.83705 | 1.097 | 1.2026 | 1.2026 | 1.289 | 1.2891 | 1.2453 | 1.1192 | 0.77553 | 0.85362 | 400 | 0 | 6517.7971 | 0 | 0 | 0 | 1 | 0 | 0 | 1.0077
122 | Appliances | Unit | Energy Star Vending Machine | Retail | New | CrtNgs122 | 1 | 0.79333 | 6666.6667 | 0 | GS | 14 | 0.57723 | 0.60437 | 0.83705 | 1.097 | 1.2026 | 1.2026 | 1.289 | 1.2891 | 1.2453 | 1.1192 | 0.77553 | 0.85362 | 400 | 0 | 6517.7971 | 0 | 0 | 0 | 1 | 0 | 0 | 1.0077
122 | Appliances | Unit | Energy Star Vending Machine | Schools K-12 | Turnover | CscTgs122 | 1 | 0.81119 | 6993.007 | 0 | GS | 14 | 0.57723 | 0.60437 | 0.83705 | 1.097 | 1.2026 | 1.2026 | 1.289 | 1.2891 | 1.2453 | 1.1192 | 0.77553 | 0.85362 | 419.5804 | 0 | 6836.8501 | 0 | 0 | 0 | 1 | 0 | 0 | 1.0077
122 | Appliances | Unit | Energy Star Vending Machine | Schools K-12 | New | CscNgs122 | 1 | 0.81119 | 6993.007 | 0 | GS | 14 | 0.57723 | 0.60437 | 0.83705 | 1.097 | 1.2026 | 1.2026 | 1.289 | 1.2891 | 1.2453 | 1.1192 | 0.77553 | 0.85362 | 419.5804 | 0 | 6836.8501 | 0 | 0 | 0 | 1 | 0 | 0 | 1.0077
122 | Appliances | Unit | Energy Star Vending Machine | Warehouse | Turnover | CwaTgs122 | 1 | 0.81119 | 6993.007 | 0 | GS | 14 | 0.57723 | 0.60437 | 0.83705 | 1.097 | 1.2026 | 1.2026 | 1.289 | 1.2891 | 1.2453 | 1.1192 | 0.77553 | 0.85362 | 419.5804 | 0 | 6836.8501 | 0 | 0 | 0 | 1 | 0 | 0 | 1.0077
122 | Appliances | Unit | Energy Star Vending Machine | Warehouse | New | CwaNgs122 | 1 | 0.81119 | 6993.007 | 0 | GS | 14 | 0.57723 | 0.60437 | 0.83705 | 1.097 | 1.2026 | 1.2026 | 1.289 | 1.2891 | 1.2453 | 1.1192 | 0.77553 | 0.85362 | 419.5804 | 0 | 6836.8501 | 0 | 0 | 0 | 1 | 0 | 0 | 1.0077
123 | Appliances | Unit | ENERGY STAR Water Cooler | Assembly | Turnover | CasTgs123 | 1 | 0.43275 | 5847.9532 | 0 | GS | 10 | 0.57723 | 0.60437 | 0.83705 | 1.097 | 1.2026 | 1.2026 | 1.289 | 1.2891 | 1.2453 | 1.1192 | 0.77553 | 0.85362 | 350.8772 | 0 | 5085.1767 | 0 | 0 | 0 | 1 | 0 | 0 | 1.0077
123 | Appliances | Unit | ENERGY STAR Water Cooler | Assembly | New | CasNgs123 | 1 | 0.43275 | 5847.9532 | 0 | GS | 10 | 0.57723 | 0.60437 | 0.83705 | 1.097 | 1.2026 | 1.2026 | 1.289 | 1.2891 | 1.2453 | 1.1192 | 0.77553 | 0.85362 | 350.8772 | 0 | 5085.1767 | 0 | 0 | 0 | 1 | 0 | 0 | 1.0077
123 | Appliances | Unit | ENERGY STAR Water Cooler | College and University | Turnover | CcoTgs123 | 1 | 1.0099 | 9900.9901 | 0 | GS | 10 | 0.57723 | 0.60437 | 0.83705 | 1.097 | 1.2026 | 1.2026 | 1.289 | 1.2891 | 1.2453 | 1.1192 | 0.77553 | 0.85362 | 594.0594 | 0 | 8609.5566 | 0 | 0 | 0 | 1 | 0 | 0 | 1.0077
123 | Appliances | Unit | ENERGY STAR Water Cooler | College and University | New | CcoNgs123 | 1 | 1.0099 | 9900.9901 | 0 | GS | 10 | 0.57723 | 0.60437 | 0.83705 | 1.097 | 1.2026 | 1.2026 | 1.289 | 1.2891 | 1.2453 | 1.1192 | 0.77553 | 0.85362 | 594.0594 | 0 | 8609.5566 | 0 | 0 | 0 | 1 | 0 | 0 | 1.0077
123 | Appliances | Unit | ENERGY STAR Water Cooler | Data Center | Turnover | CdaTgs123 | 1 | 1.0631 | 9009.009 | 0 | GS | 10 | 0.57723 | 0.60437 | 0.83705 | 1.097 | 1.2026 | 1.2026 | 1.289 | 1.2891 | 1.2453 | 1.1192 | 0.77553 | 0.85362 | 540.5405 | 0 | 7833.9209 | 0 | 0 | 0 | 1 | 0 | 0 | 1.0077
123 | Appliances | Unit | ENERGY STAR Water Cooler | Data Center | New | CdaNgs123 | 1 | 1.0631 | 9009.009 | 0 | GS | 10 | 0.57723 | 0.60437 | 0.83705 | 1.097 | 1.2026 | 1.2026 | 1.289 | 1.2891 | 1.2453 | 1.1192 | 0.77553 | 0.85362 | 540.5405 | 0 | 7833.9209 | 0 | 0 | 0 | 1 | 0 | 0 | 1.0077
123 | Appliances | Unit | ENERGY STAR Water Cooler | Grocery | Turnover | CgrTgs123 | 1 | 0.6 | 7407.4074 | 0 | GS | 10 | 0.57723 | 0.60437 | 0.83705 | 1.097 | 1.2026 | 1.2026 | 1.289 | 1.2891 | 1.2453 | 1.1192 | 0.77553 | 0.85362 | 444.4444 | 0 | 6441.2238 | 0 | 0 | 0 | 1 | 0 | 0 | 1.0077
123 | Appliances | Unit | ENERGY STAR Water Cooler | Grocery | New | CgrNgs123 | 1 | 0.6 | 7407.4074 | 0 | GS | 10 | 0.57723 | 0.60437 | 0.83705 | 1.097 | 1.2026 | 1.2026 | 1.289 | 1.2891 | 1.2453 | 1.1192 | 0.77553 | 0.85362 | 444.4444 | 0 | 6441.2238 | 0 | 0 | 0 | 1 | 0 | 0 | 1.0077
123 | Appliances | Unit | ENERGY STAR Water Cooler | Healthcare | Turnover | CheTgs123 | 1 | 1.0347 | 6944.4444 | 0 | GS | 10 | 0.57723 | 0.60437 | 0.83705 | 1.097 | 1.2026 | 1.2026 | 1.289 | 1.2891 | 1.2453 | 1.1192 | 0.77553 | 0.85362 | 416.6667 | 0 | 6038.6473 | 0 | 0 | 0 | 1 | 0 | 0 | 1.0077
123 | Appliances | Unit | ENERGY STAR Water Cooler | Healthcare | New | CheNgs123 | 1 | 1.0347 | 6944.4444 | 0 | GS | 10 | 0.57723 | 0.60437 | 0.83705 | 1.097 | 1.2026 | 1.2026 | 1.289 | 1.2891 | 1.2453 | 1.1192 | 0.77553 | 0.85362 | 416.6667 | 0 | 6038.6473 | 0 | 0 | 0 | 1 | 0 | 0 | 1.0077
123 | Appliances | Unit | ENERGY STAR Water Cooler | Hospitals | Turnover | ChoTgs123 | 1 | 1.0099 | 9900.9901 | 0 | GS | 10 | 0.57723 | 0.60437 | 0.83705 | 1.097 | 1.2026 | 1.2026 | 1.289 | 1.2891 | 1.2453 | 1.1192 | 0.77553 | 0.85362 | 594.0594 | 0 | 8609.5566 | 0 | 0 | 0 | 1 | 0 | 0 | 1.0077
123 | Appliances | Unit | ENERGY STAR Water Cooler | Hospitals | New | ChoNgs123 | 1 | 1.0099 | 9900.9901 | 0 | GS | 10 | 0.57723 | 0.60437 | 0.83705 | 1.097 | 1.2026 | 1.2026 | 1.289 | 1.2891 | 1.2453 | 1.1192 | 0.77553 | 0.85362 | 594.0594 | 0 | 8609.5566 | 0 | 0 | 0 | 1 | 0 | 0 | 1.0077
123 | Appliances | Unit | ENERGY STAR Water Cooler | Institutional | Turnover | CinTgs123 | 1 | 1.0811 | 9009.009 | 0 | GS | 10 | 0.57723 | 0.60437 | 0.83705 | 1.097 | 1.2026 | 1.2026 | 1.289 | 1.2891 | 1.2453 | 1.1192 | 0.77553 | 0.85362 | 540.5405 | 0 | 7833.9209 | 0 | 0 | 0 | 1 | 0 | 0 | 1.0077
123 | Appliances | Unit | ENERGY STAR Water Cooler | Institutional | New | CinNgs123 | 1 | 1.0811 | 9009.009 | 0 | GS | 10 | 0.57723 | 0.60437 | 0.83705 | 1.097 | 1.2026 | 1.2026 | 1.289 | 1.2891 | 1.2453 | 1.1192 | 0.77553 | 0.85362 | 540.5405 | 0 | 7833.9209 | 0 | 0 | 0 | 1 | 0 | 0 | 1.0077
123 | Appliances | Unit | ENERGY STAR Water Cooler | Lodging/Hospitality | Turnover | CloTgs123 | 1 | 1.1682 | 9345.7944 | 0 | GS | 10 | 0.57723 | 0.60437 | 0.83705 | 1.097 | 1.2026 | 1.2026 | 1.289 | 1.2891 | 1.2453 | 1.1192 | 0.77553 | 0.85362 | 560.7477 | 0 | 8126.7777 | 0 | 0 | 0 | 1 | 0 | 0 | 1.0077
123 | Appliances | Unit | ENERGY STAR Water Cooler | Lodging/Hospitality | New | CloNgs123 | 1 | 1.1682 | 9345.7944 | 0 | GS | 10 | 0.57723 | 0.60437 | 0.83705 | 1.097 | 1.2026 | 1.2026 | 1.289 | 1.2891 | 1.2453 | 1.1192 | 0.77553 | 0.85362 | 560.7477 | 0 | 8126.7777 | 0 | 0 | 0 | 1 | 0 | 0 | 1.0077
123 | Appliances | Unit | ENERGY STAR Water Cooler | Miscellaneous | Turnover | CmiTgs123 | 1 | 1.0631 | 9009.009 | 0 | GS | 10 | 0.57723 | 0.60437 | 0.83705 | 1.097 | 1.2026 | 1.2026 | 1.289 | 1.2891 | 1.2453 | 1.1192 | 0.77553 | 0.85362 | 540.5405 | 0 | 7833.9209 | 0 | 0 | 0 | 1 | 0 | 0 | 1.0077
123 | Appliances | Unit | ENERGY STAR Water Cooler | Miscellaneous | New | CmiNgs123 | 1 | 1.0631 | 9009.009 | 0 | GS | 10 | 0.57723 | 0.60437 | 0.83705 | 1.097 | 1.2026 | 1.2026 | 1.289 | 1.2891 | 1.2453 | 1.1192 | 0.77553 | 0.85362 | 540.5405 | 0 | 7833.9209 | 0 | 0 | 0 | 1 | 0 | 0 | 1.0077
123 | Appliances | Unit | ENERGY STAR Water Cooler | Offices | Turnover | CofTgs123 | 1 | 1.0631 | 9009.009 | 0 | GS | 10 | 0.57723 | 0.60437 | 0.83705 | 1.097 | 1.2026 | 1.2026 | 1.289 | 1.2891 | 1.2453 | 1.1192 | 0.77553 | 0.85362 | 540.5405 | 0 | 7833.9209 | 0 | 0 | 0 | 1 | 0 | 0 | 1.0077
123 | Appliances | Unit | ENERGY STAR Water Cooler | Offices | New | CofNgs123 | 1 | 1.0631 | 9009.009 | 0 | GS | 10 | 0.57723 | 0.60437 | 0.83705 | 1.097 | 1.2026 | 1.2026 | 1.289 | 1.2891 | 1.2453 | 1.1192 | 0.77553 | 0.85362 | 540.5405 | 0 | 7833.9209 | 0 | 0 | 0 | 1 | 0 | 0 | 1.0077
123 | Appliances | Unit | ENERGY STAR Water Cooler | Restaurants | Turnover | CreTgs123 | 1 | 0.37313 | 7462.6866 | 0 | GS | 10 | 0.57723 | 0.60437 | 0.83705 | 1.097 | 1.2026 | 1.2026 | 1.289 | 1.2891 | 1.2453 | 1.1192 | 0.77553 | 0.85362 | 447.7612 | 0 | 6489.2927 | 0 | 0 | 0 | 1 | 0 | 0 | 1.0077