## Insulation
Projected Particpation
# | ID | Code | No | Category | Segment | Vintage | (1) Measure | (2) Summer Peak Per Cust (kW) | (3) Winter Peak Per Cust (kW) | Upfront Admin Per Participant | (4) Annual energy Per Cust (kWh) | (5) service Life(Yrs) | Tax Credit | (7) Measure incremental cost | Units | Load Shifting % | Rate Class | Blank Column | Blank Column | 2020 | 2021 | 2022 | 2023 | 2024 | 2025 | 2026 | 2027 | 2028 | 2029 | 2030 | 2031 | 2032 | 2033 | 2034 | 2035 | 2036 | 2037 | 2038 | 2039 | 2040 | 2041 | 2042 | 2043 | 2044 | 2045 | 2046 | 2047 | 2048 | 2049 | Technical Potential (kWh) | Summer Demand Savings (kW) | Winter Demand Savings (kW)
185 | RSFE203 | RSFE | 203 | Building Envelope | Single Family | Existing | Ceiling Insulation (R11 to R30) | 0.2641 | 0.022091 | 84.3221 | 445.49 | 30 | 171.4282 | 1267.53 | Per End Use Consumption | 0% | RS | [32 empty] | 3609094.3854 | 701.1686 | 1919.2727
186 | RSFN203 | RSFN | 203 | Building Envelope | Single Family | New | Ceiling Insulation (R11 to R30) | 0.2641 | 0.022091 | 84.3221 | 445.49 | 30 | 0 | 1267.53 | Per End Use Consumption | 0% | RS | [32 empty] | 0 | 0 | 0
191 | RSFE204 | RSFE | 204 | Building Envelope | Single Family | Existing | Ceiling Insulation (R11 to R38) | 0.25851 | 0.31653 | 155.3283 | 820.63 | 30 | 0 | 1191.17 | Per End Use Consumption | 0% | RS | [32 empty] | 21395.4176 | 8.9812 | 5.5409
192 | RSFN204 | RSFN | 204 | Building Envelope | Single Family | New | Ceiling Insulation (R11 to R38) | 0.25851 | 0.31653 | 155.3283 | 820.63 | 30 | 0 | 1191.17 | Per End Use Consumption | 0% | RS | [32 empty] | 0 | 0 | 0
197 | RSFE205 | RSFE | 205 | Building Envelope | Single Family | Existing | Ceiling Insulation (R11 to R49) | 0.32672 | 0.17306 | 140.2844 | 741.15 | 30 | 267.9904 | 1618.77 | Per End Use Consumption | 0% | RS | [32 empty] | 20980.4491 | 7.7355 | 6.7297
198 | RSFN205 | RSFN | 205 | Building Envelope | Single Family | New | Ceiling Insulation (R11 to R49) | 0.32672 | 0.17306 | 140.2844 | 741.15 | 30 | 0 | 1618.77 | Per End Use Consumption | 0% | RS | [32 empty] | 0 | 0 | 0
203 | RSFE206 | RSFE | 206 | Building Envelope | Single Family | Existing | Ceiling Insulation(R19 to R30) | 0.12276 | 0.0088119 | 38.8344 | 205.17 | 30 | 86.1765 | 870.47 | Per End Use Consumption | 0% | RS | [32 empty] | 2123330.656 | 432.0783 | 1105.4954
204 | RSFN206 | RSFN | 206 | Building Envelope | Single Family | New | Ceiling Insulation(R19 to R30) | 0.12276 | 0.0088119 | 38.8344 | 205.17 | 30 | 0 | 870.47 | Per End Use Consumption | 0% | RS | [32 empty] | 0 | 0 | 0
209 | RSFE207 | RSFE | 207 | Building Envelope | Single Family | Existing | Ceiling Insulation(R19 to R38) | 0.14135 | 0.1751 | 85.4312 | 451.35 | 30 | 0 | 1267.53 | Per End Use Consumption | 0% | RS | [32 empty] | 266213.8816 | 108.3621 | 73.0403
210 | RSFN207 | RSFN | 207 | Building Envelope | Single Family | New | Ceiling Insulation(R19 to R38) | 0.14135 | 0.1751 | 85.4312 | 451.35 | 30 | 0 | 1267.53 | Per End Use Consumption | 0% | RS | [32 empty] | 0 | 0 | 0
215 | RSFE208 | RSFE | 208 | Building Envelope | Single Family | Existing | Ceiling Insulation(R19 to R49) | 0.19577 | 0.10468 | 84.2994 | 445.37 | 30 | 217.4259 | 1313.34 | Per End Use Consumption | 0% | RS | [32 empty] | 4923.1729 | 1.6559 | 1.7718
216 | RSFN208 | RSFN | 208 | Building Envelope | Single Family | New | Ceiling Insulation(R19 to R49) | 0.19577 | 0.10468 | 84.2994 | 445.37 | 30 | 0 | 1313.34 | Per End Use Consumption | 0% | RS | [32 empty] | 0 | 0 | 0
221 | RSFE209 | RSFE | 209 | Building Envelope | Single Family | Existing | Ceiling Insulation(R2 to R30) | 1.7761 | 0.17501 | 573.6073 | 3030.48 | 30 | 195.9826 | 1221.71 | Per End Use Consumption | 0% | RS | [32 empty] | 240231.6591 | 83.115 | 83.6615
222 | RSFN209 | RSFN | 209 | Building Envelope | Single Family | New | Ceiling Insulation(R2 to R30) | 1.7761 | 0.17501 | 573.6073 | 3030.48 | 30 | 0 | 1221.71 | Per End Use Consumption | 0% | RS | [32 empty] | 0 | 0 | 0
227 | RSFE210 | RSFE | 210 | Building Envelope | Single Family | Existing | Ceiling Insulation(R2 to R38) | 1.4842 | 1.6767 | 857.0835 | 4528.14 | 30 | 0 | 1557.69 | Per End Use Consumption | 0% | RS | [32 empty] | 102708.6495 | 48.1672 | 20.4855
228 | RSFN210 | RSFN | 210 | Building Envelope | Single Family | New | Ceiling Insulation(R2 to R38) | 1.4842 | 1.6767 | 857.0835 | 4528.14 | 30 | 0 | 1557.69 | Per End Use Consumption | 0% | RS | [32 empty] | 0 | 0 | 0
233 | RSFE211 | RSFE | 211 | Building Envelope | Single Family | Existing | Ceiling Insulation(R2 to R49) | 1.7156 | 0.84511 | 720.931 | 3808.82 | 30 | 323.8288 | 1603.5 | Per End Use Consumption | 0% | RS | [32 empty] | 93125.2778 | 40.7939 | 22.0573
234 | RSFN211 | RSFN | 211 | Building Envelope | Single Family | New | Ceiling Insulation(R2 to R49) | 1.7156 | 0.84511 | 720.931 | 3808.82 | 30 | 0 | 1603.5 | Per End Use Consumption | 0% | RS | [32 empty] | 0 | 0 | 0
239 | RSFE212 | RSFE | 212 | Building Envelope | Single Family | Existing | Ceiling Insulation(R30 to R38) | 0.039058 | 0.04939 | 23.8549 | 126.03 | 30 | 0 | 717.76 | Per End Use Consumption | 0% | RS | [32 empty] | 3285114.6729 | 1328.6482 | 911.6777
240 | RSFN212 | RSFN | 212 | Building Envelope | Single Family | New | Ceiling Insulation(R30 to R38) | 0.039058 | 0.04939 | 23.8549 | 126.03 | 30 | 0 | 717.76 | Per End Use Consumption | 0% | RS | [32 empty] | 144395.6256 | 42.4164 | 59.4102
245 | RSFE213 | RSFE | 213 | Building Envelope | Single Family | Existing | Ceiling Insulation(R30 to R49) | 0.08181 | 0.045602 | 35.6867 | 188.54 | 30 | 203.3329 | 1267.53 | Per End Use Consumption | 0% | RS | [32 empty] | 1642432.1628 | 563.9083 | 577.2309
246 | RSFN213 | RSFN | 213 | Building Envelope | Single Family | New | Ceiling Insulation(R30 to R49) | 0.08181 | 0.045602 | 35.6867 | 188.54 | 30 | 0 | 1267.53 | Per End Use Consumption | 0% | RS | [32 empty] | 46392.8113 | 10.7774 | 22.5366
251 | RSFE214 | RSFE | 214 | Building Envelope | Single Family | Existing | Ceiling Insulation(R38 to R49) | 0.038512 | 0.02055 | 16.5733 | 87.56 | 30 | 139.6379 | 870.47 | Per End Use Consumption | 0% | RS | [32 empty] | 0 | 0 | 0
252 | RSFN214 | RSFN | 214 | Building Envelope | Single Family | New | Ceiling Insulation(R38 to R49) | 0.038512 | 0.02055 | 16.5733 | 87.56 | 30 | 0 | 870.47 | Per End Use Consumption | 0% | RS | [32 empty] | 0 | 0 | 0
[50 empty] | 22839068733.3254 | 5257050.0699 | 3982800.256
[6 empty] | Existing | Ceiling Insulation R2 to R10 | 1.512 | 0.15292 |  | 2584.99
LIW energy savings based upon 2023 actuals

## MeasureImpact
Measure Type | Name | Description | Baseline Description | Sector | LIW | Vintage | Segment | Zone | Unit | Baseline EUI (kWh) | Measure EUI (kWh) | Savings EUI (kWh) | Energy Savings % | Full Measure Life (yrs) | Summer Peak Savings (Kw) | Winter Peak Savings (Kw) | Incremental Cost per Measure | End Use | Equipment Type | Parent Category | Baseline Material Cost ($) | Efficient Case Material Cost ($) | Base Labor Cost ($) | Efficient Labor Cost ($) | Tax Credit - Base Material | Tax Credit - Efficient Material | Tax Credit - Base Labor | Tax Credit - Efficient Labor | Max | Tax Credit - Incremental Cost Benefit
NonEquipment | Bathroom Faucet Aerators | Low-Flow Faucet Aerator with Flow Rate of 1.5 gpm |  | Residential | y | Existing | Mobile Home | #VALUE! | Per End Use Consumption | 3481.89 | 3371.18 | 110.71 | 0.031796 | 10 | 0.012 | 0.03 | 3.09 | Residential Domestic Hot Water |  | Electric Water Heater | 0 | 3.09 | 0 | 0 | 0 | 0 | 0 | 0 | 0 | 0
NonEquipment | Bathroom Faucet Aerators | Low-Flow Faucet Aerator with Flow Rate of 1.5 gpm | Faucet Aerator with Federal Standard Flow Rate of 2.2 gpm | Residential | y | New | Mobile Home | #VALUE! | Per End Use Consumption | 3481.89 | 3371.18 | 110.71 | 0.031796 | 10 | 0.012 | 0.03 | 3.09 | Residential Domestic Hot Water |  | Electric Water Heater | 0 | 3.09 | 0 | 0 | 0 | 0 | 0 | 0 | 0 | 0
NonEquipment | Bathroom Faucet Aerators | Low-Flow Faucet Aerator with Flow Rate of 1.5 gpm |  | Residential | y | Existing | Multi-Family | #VALUE! | Per End Use Consumption | 1660.75 | 1568.49 | 92.26 | 0.055553 | 10 | 0.01 | 0.025 | 3.09 | Residential Domestic Hot Water |  | Electric Water Heater | 0 | 3.09 | 0 | 0 | 0 | 0 | 0 | 0 | 0 | 0
NonEquipment | Bathroom Faucet Aerators | Low-Flow Faucet Aerator with Flow Rate of 1.5 gpm | Faucet Aerator with Federal Standard Flow Rate of 2.2 gpm | Residential | y | New | Multi-Family | #VALUE! | Per End Use Consumption | 1660.75 | 1568.49 | 92.26 | 0.055553 | 10 | 0.01 | 0.025 | 3.09 | Residential Domestic Hot Water |  | Electric Water Heater | 0 | 3.09 | 0 | 0 | 0 | 0 | 0 | 0 | 0 | 0
NonEquipment | Bathroom Faucet Aerators | Low-Flow Faucet Aerator with Flow Rate of 1.5 gpm |  | Residential | y | Existing | Single Family | #VALUE! | Per End Use Consumption | 2993.2 | 2873.26 | 119.94 | 0.040071 | 10 | 0.013 | 0.032 | 3.09 | Residential Domestic Hot Water |  | Electric Water Heater | 0 | 3.09 | 0 | 0 | 0 | 0 | 0 | 0 | 0 | 0
NonEquipment | Bathroom Faucet Aerators | Low-Flow Faucet Aerator with Flow Rate of 1.5 gpm | Faucet Aerator with Federal Standard Flow Rate of 2.2 gpm | Residential | y | New | Single Family | #VALUE! | Per End Use Consumption | 2993.2 | 2873.26 | 119.94 | 0.040071 | 10 | 0.013 | 0.032 | 3.09 | Residential Domestic Hot Water |  | Electric Water Heater | 0 | 3.09 | 0 | 0 | 0 | 0 | 0 | 0 | 0 | 0
NonEquipment | Duct Repair | Duct Repair to eliminate/minimize leaks, includes testing and sealing |  | Residential | y | Existing | Mobile Home | #VALUE! | Per End Use Consumption | 4122.96 | 3628.2 | 494.76 | 0.12 | 20 | 0.206 | 0.001 | 484.2342 | Residential Space Cooling |  | AC central | 0 | 484.2342 | 0 | 0 | 0 | 0 | 0 | 0 | 0 | 0
NonEquipment | Duct Repair | Duct Repair to eliminate/minimize leaks, includes testing and sealing | Standard Electric Heating and Central AC with typical duct leakage | Residential | y | New | Mobile Home | #VALUE! | Per End Use Consumption | 4122.96 | 3628.2 | 494.76 | 0.12 | 20 | 0.206 | 0.001 | 484.2342 | Residential Space Cooling |  | AC central | 0 | 484.2342 | 0 | 0 | 0 | 0 | 0 | 0 | 0 | 0
NonEquipment | Duct Repair | Duct Repair to eliminate/minimize leaks, includes testing and sealing |  | Residential | y | Existing | Multi-Family | #VALUE! | Per End Use Consumption | 2543.32 | 2238.12 | 305.2 | 0.12 | 20 | 0.127 | 0.001 | 630.8731 | Residential Space Cooling |  | AC central | 0 | 630.8731 | 0 | 0 | 0 | 0 | 0 | 0 | 0 | 0
NonEquipment | Duct Repair | Duct Repair to eliminate/minimize leaks, includes testing and sealing | Standard Electric Heating and Central AC with typical duct leakage | Residential | y | New | Multi-Family | #VALUE! | Per End Use Consumption | 2543.32 | 2238.12 | 305.2 | 0.12 | 20 | 0.127 | 0.001 | 630.8731 | Residential Space Cooling |  | AC central | 0 | 630.8731 | 0 | 0 | 0 | 0 | 0 | 0 | 0 | 0
NonEquipment | Duct Repair | Duct Repair to eliminate/minimize leaks, includes testing and sealing |  | Residential | y | Existing | Single Family | #VALUE! | Per End Use Consumption | 6178.82 | 5437.36 | 741.46 | 0.12 | 20 | 0.308 | 0.001 | 542.3755 | Residential Space Cooling |  | AC central | 0 | 542.3755 | 0 | 0 | 0 | 0 | 0 | 0 | 0 | 0
NonEquipment | Duct Repair | Duct Repair to eliminate/minimize leaks, includes testing and sealing | Standard Electric Heating and Central AC with typical duct leakage | Residential | y | New | Single Family | #VALUE! | Per End Use Consumption | 6178.82 | 5437.36 | 741.46 | 0.12 | 20 | 0.308 | 0.001 | 542.3755 | Residential Space Cooling |  | AC central | 0 | 542.3755 | 0 | 0 | 0 | 0 | 0 | 0 | 0 | 0
NonEquipment | Duct Repair | Duct Repair to eliminate/minimize leaks, includes testing and sealing |  | Residential | y | Existing | Mobile Home | #VALUE! | Per End Use Consumption | 1709.52 | 1504.38 | 205.14 | 0.12 | 20 | 0 | 0.359 | 200.7758 | Residential Space Heating |  | Air-Source Heat Pump Heating | 0 | 200.7758 | 0 | 0 | 0 | 0 | 0 | 0 | 0 | 0
NonEquipment | Duct Repair | Duct Repair to eliminate/minimize leaks, includes testing and sealing | Standard Electric Heating and Central AC with typical duct leakage | Residential | y | New | Mobile Home | #VALUE! | Per End Use Consumption | 1709.52 | 1504.38 | 205.14 | 0.12 | 20 | 0 | 0.359 | 200.7758 | Residential Space Heating |  | Air-Source Heat Pump Heating | 0 | 200.7758 | 0 | 0 | 0 | 0 | 0 | 0 | 0 | 0
NonEquipment | Duct Repair | Duct Repair to eliminate/minimize leaks, includes testing and sealing |  | Residential | y | Existing | Multi-Family | #VALUE! | Per End Use Consumption | 218.27 | 192.08 | 26.19 | 0.11999 | 20 | 0 | 0.046 | 54.1369 | Residential Space Heating |  | Air-Source Heat Pump Heating | 0 | 54.1369 | 0 | 0 | 0 | 0 | 0 | 0 | 0 | 0
NonEquipment | Duct Repair | Duct Repair to eliminate/minimize leaks, includes testing and sealing | Standard Electric Heating and Central AC with typical duct leakage | Residential | y | New | Multi-Family | #VALUE! | Per End Use Consumption | 218.27 | 192.08 | 26.19 | 0.11999 | 20 | 0 | 0.046 | 54.1369 | Residential Space Heating |  | Air-Source Heat Pump Heating | 0 | 54.1369 | 0 | 0 | 0 | 0 | 0 | 0 | 0 | 0
NonEquipment | Duct Repair | Duct Repair to eliminate/minimize leaks, includes testing and sealing |  | Residential | y | Existing | Single Family | #VALUE! | Per End Use Consumption | 1624.88 | 1429.89 | 194.99 | 0.12 | 20 | 0 | 0.341 | 142.6345 | Residential Space Heating |  | Air-Source Heat Pump Heating | 0 | 142.6345 | 0 | 0 | 0 | 0 | 0 | 0 | 0 | 0
NonEquipment | Duct Repair | Duct Repair to eliminate/minimize leaks, includes testing and sealing | Standard Electric Heating and Central AC with typical duct leakage | Residential | y | New | Single Family | #VALUE! | Per End Use Consumption | 1624.88 | 1429.89 | 194.99 | 0.12 | 20 | 0 | 0.341 | 142.6345 | Residential Space Heating |  | Air-Source Heat Pump Heating | 0 | 142.6345 | 0 | 0 | 0 | 0 | 0 | 0 | 0 | 0
NonEquipment | Hot Water Pipe Insulation | 1' of Insulated Pipe in Unconditioned Spaces, Insulation of R-5 |  | Residential | y | Existing | Mobile Home | #VALUE! | Per End Use Consumption | 3481.89 | 3377.43 | 104.46 | 0.030001 | 15 | 0.012 | 0.028 | 18.52 | Residential Domestic Hot Water |  | Electric Water Heater | 0 | 18.52 | 0 | 0 | 0 | 0 | 0 | 0 | 0 | 0
NonEquipment | Hot Water Pipe Insulation | 1' of Insulated Pipe in Unconditioned Spaces, Insulation of R-5 | 1' of Pipe in Unconditioned Spaces with Code Minimum of 1"of Insulation | Residential | y | New | Mobile Home | #VALUE! | Per End Use Consumption | 3481.89 | 3377.43 | 104.46 | 0.030001 | 15 | 0.012 | 0.028 | 18.52 | Residential Domestic Hot Water |  | Electric Water Heater | 0 | 18.52 | 0 | 0 | 0 | 0 | 0 | 0 | 0 | 0
NonEquipment | Hot Water Pipe Insulation | 1' of Insulated Pipe in Unconditioned Spaces, Insulation of R-5 |  | Residential | y | Existing | Multi-Family | #VALUE! | Per End Use Consumption | 1660.75 | 1610.93 | 49.82 | 0.029998 | 15 | 0.006 | 0.013 | 18.52 | Residential Domestic Hot Water |  | Electric Water Heater | 0 | 18.52 | 0 | 0 | 0 | 0 | 0 | 0 | 0 | 0
NonEquipment | Hot Water Pipe Insulation | 1' of Insulated Pipe in Unconditioned Spaces, Insulation of R-5 | 1' of Pipe in Unconditioned Spaces with Code Minimum of 1"of Insulation | Residential | y | New | Multi-Family | #VALUE! | Per End Use Consumption | 1660.75 | 1610.93 | 49.82 | 0.029998 | 15 | 0.006 | 0.013 | 18.52 | Residential Domestic Hot Water |  | Electric Water Heater | 0 | 18.52 | 0 | 0 | 0 | 0 | 0 | 0 | 0 | 0
NonEquipment | Hot Water Pipe Insulation | 1' of Insulated Pipe in Unconditioned Spaces, Insulation of R-5 |  | Residential | y | Existing | Single Family | #VALUE! | Per End Use Consumption | 2993.2 | 2903.4 | 89.8 | 0.030001 | 15 | 0.01 | 0.024 | 18.52 | Residential Domestic Hot Water |  | Electric Water Heater | 0 | 18.52 | 0 | 0 | 0 | 0 | 0 | 0 | 0 | 0
NonEquipment | Hot Water Pipe Insulation | 1' of Insulated Pipe in Unconditioned Spaces, Insulation of R-5 | 1' of Pipe in Unconditioned Spaces with Code Minimum of 1"of Insulation | Residential | y | New | Single Family | #VALUE! | Per End Use Consumption | 2993.2 | 2903.4 | 89.8 | 0.030001 | 15 | 0.01 | 0.024 | 18.52 | Residential Domestic Hot Water |  | Electric Water Heater | 0 | 18.52 | 0 | 0 | 0 | 0 | 0 | 0 | 0 | 0
NonEquipment | Kitchen Faucet Aerators | Low-Flow Faucet Aerator with Flow Rate of 1.5 gpm |  | Residential | y | Existing | Mobile Home | #VALUE! | Per End Use Consumption | 3481.89 | 3260.46 | 221.43 | 0.063595 | 10 | 0.025 | 0.059 | 3.09 | Residential Domestic Hot Water |  | Electric Water Heater | 0 | 3.09 | 0 | 0 | 0 | 0 | 0 | 0 | 0 | 0
NonEquipment | Kitchen Faucet Aerators | Low-Flow Faucet Aerator with Flow Rate of 1.5 gpm | Faucet Aerator with Federal Standard Flow Rate of 2.2 gpm | Residential | y | New | Mobile Home | #VALUE! | Per End Use Consumption | 3481.89 | 3260.46 | 221.43 | 0.063595 | 10 | 0.025 | 0.059 | 3.09 | Residential Domestic Hot Water |  | Electric Water Heater | 0 | 3.09 | 0 | 0 | 0 | 0 | 0 | 0 | 0 | 0
NonEquipment | Kitchen Faucet Aerators | Low-Flow Faucet Aerator with Flow Rate of 1.5 gpm |  | Residential | y | Existing | Multi-Family | #VALUE! | Per End Use Consumption | 1660.75 | 1476.23 | 184.52 | 0.11111 | 10 | 0.021 | 0.049 | 3.09 | Residential Domestic Hot Water |  | Electric Water Heater | 0 | 3.09 | 0 | 0 | 0 | 0 | 0 | 0 | 0 | 0
NonEquipment | Kitchen Faucet Aerators | Low-Flow Faucet Aerator with Flow Rate of 1.5 gpm | Faucet Aerator with Federal Standard Flow Rate of 2.2 gpm | Residential | y | New | Multi-Family | #VALUE! | Per End Use Consumption | 1660.75 | 1476.23 | 184.52 | 0.11111 | 10 | 0.021 | 0.049 | 3.09 | Residential Domestic Hot Water |  | Electric Water Heater | 0 | 3.09 | 0 | 0 | 0 | 0 | 0 | 0 | 0 | 0
NonEquipment | Kitchen Faucet Aerators | Low-Flow Faucet Aerator with Flow Rate of 1.5 gpm |  | Residential | y | Existing | Single Family | #VALUE! | Per End Use Consumption | 2993.2 | 2753.32 | 239.88 | 0.080142 | 10 | 0.027 | 0.064 | 3.09 | Residential Domestic Hot Water |  | Electric Water Heater | 0 | 3.09 | 0 | 0 | 0 | 0 | 0 | 0 | 0 | 0
NonEquipment | Kitchen Faucet Aerators | Low-Flow Faucet Aerator with Flow Rate of 1.5 gpm | Faucet Aerator with Federal Standard Flow Rate of 2.2 gpm | Residential | y | New | Single Family | #VALUE! | Per End Use Consumption | 2993.2 | 2753.32 | 239.88 | 0.080142 | 10 | 0.027 | 0.064 | 3.09 | Residential Domestic Hot Water |  | Electric Water Heater | 0 | 3.09 | 0 | 0 | 0 | 0 | 0 | 0 | 0 | 0
NonEquipment | Low Flow Showerhead | Low-Flow Handheld Showerhead, Flow Rate: 1.60 gpm |  | Residential | y | Existing | Mobile Home | #VALUE! | Per End Use Consumption | 3481.89 | 3335.13 | 146.76 | 0.04215 | 10 | 0.016 | 0.039 | 12.34 | Residential Domestic Hot Water |  | Electric Water Heater | 0 | 7.2 | 0 | 5.14 | 0 | 0 | 0 | 0 | 0 | 0
NonEquipment | Low Flow Showerhead | Low-Flow Handheld Showerhead, Flow Rate: 1.60 gpm | Standard Handheld Showerhead, Flow Rate: 2.50 gpm | Residential | y | New | Mobile Home | #VALUE! | Per End Use Consumption | 3481.89 | 3335.13 | 146.76 | 0.04215 | 10 | 0.016 | 0.039 | 12.34 | Residential Domestic Hot Water |  | Electric Water Heater | 0 | 7.2 | 0 | 5.14 | 0 | 0 | 0 | 0 | 0 | 0
NonEquipment | Low Flow Showerhead | Low-Flow Handheld Showerhead, Flow Rate: 1.60 gpm |  | Residential | y | Existing | Multi-Family | #VALUE! | Per End Use Consumption | 1660.75 | 1538.45 | 122.3 | 0.073641 | 10 | 0.014 | 0.033 | 12.34 | Residential Domestic Hot Water |  | Electric Water Heater | 0 | 7.2 | 0 | 5.14 | 0 | 0 | 0 | 0 | 0 | 0
NonEquipment | Low Flow Showerhead | Low-Flow Handheld Showerhead, Flow Rate: 1.60 gpm | Standard Handheld Showerhead, Flow Rate: 2.50 gpm | Residential | y | New | Multi-Family | #VALUE! | Per End Use Consumption | 1660.75 | 1538.45 | 122.3 | 0.073641 | 10 | 0.014 | 0.033 | 12.34 | Residential Domestic Hot Water |  | Electric Water Heater | 0 | 7.2 | 0 | 5.14 | 0 | 0 | 0 | 0 | 0 | 0
NonEquipment | Low Flow Showerhead | Low-Flow Handheld Showerhead, Flow Rate: 1.60 gpm |  | Residential | y | Existing | Single Family | #VALUE! | Per End Use Consumption | 2993.2 | 2834.22 | 158.98 | 0.053114 | 10 | 0.018 | 0.042 | 12.34 | Residential Domestic Hot Water |  | Electric Water Heater | 0 | 7.2 | 0 | 5.14 | 0 | 0 | 0 | 0 | 0 | 0
NonEquipment | Low Flow Showerhead | Low-Flow Handheld Showerhead, Flow Rate: 1.60 gpm | Standard Handheld Showerhead, Flow Rate: 2.50 gpm | Residential | y | New | Single Family | #VALUE! | Per End Use Consumption | 2993.2 | 2834.22 | 158.98 | 0.053114 | 10 | 0.018 | 0.042 | 12.34 | Residential Domestic Hot Water |  | Electric Water Heater | 0 | 7.2 | 0 | 5.14 | 0 | 0 | 0 | 0 | 0 | 0
NonEquipment | Weather stripping | Specific quantity of weather stripping to seal |  | Residential | y | Existing | Mobile Home | #VALUE! | Per End Use Consumption | 4122.96 | 4109.67 | 13.29 | 0.0032234 | 10 | 0.006 | 0 | 7.6187 | Residential Space Cooling |  | AC central | 0 | 7.6187 | 0 | 0 | 0 | 0 | 0 | 0 | 0 | 0
NonEquipment | Weather stripping | Specific quantity of weather stripping to seal |  | Residential | y | New | Mobile Home | #VALUE! | Per End Use Consumption | 4122.96 | 4109.67 | 13.29 | 0.0032234 | 10 | 0.006 | 0 | 7.6187 | Residential Space Cooling |  | AC central | 0 | 7.6187 | 0 | 0 | 0 | 0 | 0 | 0 | 0 | 0
NonEquipment | Weather stripping | Specific quantity of weather stripping to seal |  | Residential | y | Existing | Multi-Family | #VALUE! | Per End Use Consumption | 2543.32 | 2530.03 | 13.29 | 0.0052255 | 10 | 0.006 | 0 | 7.6187 | Residential Space Cooling |  | AC central | 0 | 7.6187 | 0 | 0 | 0 | 0 | 0 | 0 | 0 | 0
NonEquipment | Weather stripping | Specific quantity of weather stripping to seal |  | Residential | y | New | Multi-Family | #VALUE! | Per End Use Consumption | 2543.32 | 2530.03 | 13.29 | 0.0052255 | 10 | 0.006 | 0 | 7.6187 | Residential Space Cooling |  | AC central | 0 | 7.6187 | 0 | 0 | 0 | 0 | 0 | 0 | 0 | 0
NonEquipment | Weather stripping | Specific quantity of weather stripping to seal |  | Residential | y | Existing | Single Family | #VALUE! | Per End Use Consumption | 6178.82 | 6165.53 | 13.29 | 0.0021509 | 10 | 0.006 | 0 | 7.6187 | Residential Space Cooling |  | AC central | 0 | 7.6187 | 0 | 0 | 0 | 0 | 0 | 0 | 0 | 0
NonEquipment | Weather stripping | Specific quantity of weather stripping to seal |  | Residential | y | New | Single Family | #VALUE! | Per End Use Consumption | 6178.82 | 6165.53 | 13.29 | 0.0021509 | 10 | 0.006 | 0 | 7.6187 | Residential Space Cooling |  | AC central | 0 | 7.6187 | 0 | 0 | 0 | 0 | 0 | 0 | 0 | 0
NonEquipment | Weather stripping | Specific quantity of weather stripping to seal |  | Residential | y | Existing | Mobile Home | #VALUE! | Per End Use Consumption | 1709.52 | 1693.26 | 16.26 | 0.0095114 | 10 | 0 | 0.028 | 9.3213 | Residential Space Heating |  | Air-Source Heat Pump Heating | 0 | 9.3213 | 0 | 0 | 0 | 0 | 0 | 0 | 0 | 0
NonEquipment | Weather stripping | Specific quantity of weather stripping to seal |  | Residential | y | New | Mobile Home | #VALUE! | Per End Use Consumption | 1709.52 | 1693.26 | 16.26 | 0.0095114 | 10 | 0 | 0.028 | 9.3213 | Residential Space Heating |  | Air-Source Heat Pump Heating | 0 | 9.3213 | 0 | 0 | 0 | 0 | 0 | 0 | 0 | 0
NonEquipment | Weather stripping | Specific quantity of weather stripping to seal |  | Residential | y | Existing | Multi-Family | #VALUE! | Per End Use Consumption | 218.27 | 202.01 | 16.26 | 0.074495 | 10 | 0 | 0.028 | 9.3213 | Residential Space Heating |  | Air-Source Heat Pump Heating | 0 | 9.3213 | 0 | 0 | 0 | 0 | 0 | 0 | 0 | 0
NonEquipment | Weather stripping | Specific quantity of weather stripping to seal |  | Residential | y | New | Multi-Family | #VALUE! | Per End Use Consumption | 218.27 | 202.01 | 16.26 | 0.074495 | 10 | 0 | 0.028 | 9.3213 | Residential Space Heating |  | Air-Source Heat Pump Heating | 0 | 9.3213 | 0 | 0 | 0 | 0 | 0 | 0 | 0 | 0
NonEquipment | Weather stripping | Specific quantity of weather stripping to seal |  | Residential | y | Existing | Single Family | #VALUE! | Per End Use Consumption | 1624.88 | 1608.62 | 16.26 | 0.010007 | 10 | 0 | 0.028 | 9.3213 | Residential Space Heating |  | Air-Source Heat Pump Heating | 0 | 9.3213 | 0 | 0 | 0 | 0 | 0 | 0 | 0 | 0
NonEquipment | Weather stripping | Specific quantity of weather stripping to seal |  | Residential | y | New | Single Family | #VALUE! | Per End Use Consumption | 1624.88 | 1608.62 | 16.26 | 0.010007 | 10 | 0 | 0.028 | 9.3213 | Residential Space Heating |  | Air-Source Heat Pump Heating | 0 | 9.3213 | 0 | 0 | 0 | 0 | 0 | 0 | 0 | 0
NonEquipment | Window Caulking | Window caulking |  | Residential | y | Existing | Mobile Home | #VALUE! | Per End Use Consumption | 4122.96 | 4109.67 | 13.29 | 0.0032234 | 10 | 0.006 | 0 | 1.9249 | Residential Space Cooling |  | AC central | 0 | 1.9249 | 0 | 0 | 0 | 0 | 0 | 0 | 0 | 0
NonEquipment | Window Caulking | Window caulking |  | Residential | y | New | Mobile Home | #VALUE! | Per End Use Consumption | 4122.96 | 4109.67 | 13.29 | 0.0032234 | 10 | 0.006 | 0 | 1.9249 | Residential Space Cooling |  | AC central | 0 | 1.9249 | 0 | 0 | 0 | 0 | 0 | 0 | 0 | 0
NonEquipment | Window Caulking | Window caulking |  | Residential | y | Existing | Multi-Family | #VALUE! | Per End Use Consumption | 2543.32 | 2530.03 | 13.29 | 0.0052255 | 10 | 0.006 | 0 | 1.9249 | Residential Space Cooling |  | AC central | 0 | 1.9249 | 0 | 0 | 0 | 0 | 0 | 0 | 0 | 0
NonEquipment | Window Caulking | Window caulking |  | Residential | y | New | Multi-Family | #VALUE! | Per End Use Consumption | 2543.32 | 2530.03 | 13.29 | 0.0052255 | 10 | 0.006 | 0 | 1.9249 | Residential Space Cooling |  | AC central | 0 | 1.9249 | 0 | 0 | 0 | 0 | 0 | 0 | 0 | 0
NonEquipment | Window Caulking | Window caulking |  | Residential | y | Existing | Single Family | #VALUE! | Per End Use Consumption | 6178.82 | 6165.53 | 13.29 | 0.0021509 | 10 | 0.006 | 0 | 1.9249 | Residential Space Cooling |  | AC central | 0 | 1.9249 | 0 | 0 | 0 | 0 | 0 | 0 | 0 | 0
NonEquipment | Window Caulking | Window caulking |  | Residential | y | New | Single Family | #VALUE! | Per End Use Consumption | 6178.82 | 6165.53 | 13.29 | 0.0021509 | 10 | 0.006 | 0 | 1.9249 | Residential Space Cooling |  | AC central | 0 | 1.9249 | 0 | 0 | 0 | 0 | 0 | 0 | 0 | 0
NonEquipment | Window Caulking | Window caulking |  | Residential | y | Existing | Mobile Home | #VALUE! | Per End Use Consumption | 1709.52 | 1693.26 | 16.26 | 0.0095114 | 10 | 0 | 0.028 | 2.3551 | Residential Space Heating |  | Air-Source Heat Pump Heating | 0 | 2.3551 | 0 | 0 | 0 | 0 | 0 | 0 | 0 | 0
NonEquipment | Window Caulking | Window caulking |  | Residential | y | New | Mobile Home | #VALUE! | Per End Use Consumption | 1709.52 | 1693.26 | 16.26 | 0.0095114 | 10 | 0 | 0.028 | 2.3551 | Residential Space Heating |  | Air-Source Heat Pump Heating | 0 | 2.3551 | 0 | 0 | 0 | 0 | 0 | 0 | 0 | 0
NonEquipment | Window Caulking | Window caulking |  | Residential | y | Existing | Multi-Family | #VALUE! | Per End Use Consumption | 218.27 | 202.01 | 16.26 | 0.074495 | 10 | 0 | 0.028 | 2.3551 | Residential Space Heating |  | Air-Source Heat Pump Heating | 0 | 2.3551 | 0 | 0 | 0 | 0 | 0 | 0 | 0 | 0
NonEquipment | Window Caulking | Window caulking |  | Residential | y | New | Multi-Family | #VALUE! | Per End Use Consumption | 218.27 | 202.01 | 16.26 | 0.074495 | 10 | 0 | 0.028 | 2.3551 | Residential Space Heating |  | Air-Source Heat Pump Heating | 0 | 2.3551 | 0 | 0 | 0 | 0 | 0 | 0 | 0 | 0
NonEquipment | Window Caulking | Window caulking |  | Residential | y | Existing | Single Family | #VALUE! | Per End Use Consumption | 1624.88 | 1608.62 | 16.26 | 0.010007 | 10 | 0 | 0.028 | 2.3551 | Residential Space Heating |  | Air-Source Heat Pump Heating | 0 | 2.3551 | 0 | 0 | 0 | 0 | 0 | 0 | 0 | 0
NonEquipment | Window Caulking | Window caulking |  | Residential | y | New | Single Family | #VALUE! | Per End Use Consumption | 1624.88 | 1608.62 | 16.26 | 0.010007 | 10 | 0 | 0.028 | 2.3551 | Residential Space Heating |  | Air-Source Heat Pump Heating | 0 | 2.3551 | 0 | 0 | 0 | 0 | 0 | 0 | 0 | 0
Equipment | LED - 9W_CFL Baseline | LED (assume 9W) replacing CFL baseline lamp | 14W CFL (60W equivalent) | Residential | y | Turnover | Mobile Home |  | Per Lamp | 12.53 | 8.05 | 4.48 | 0.35754 | 10 | 0 | 0 | 0.25 | Lighting |  | Screw-in Lamps | 1.99 | 2.24 | 0 | 0 | 0 | 0 | 0 | 0 | 0 | 0
Equipment | LED - 9W_CFL Baseline | LED (assume 9W) replacing CFL baseline lamp | 14W CFL (60W equivalent) | Residential | y | New | Mobile Home |  | Per Lamp | 12.53 | 8.05 | 4.48 | 0.35754 | 10 | 0 | 0 | 0.25 | Lighting |  | Screw-in Lamps | 1.99 | 2.24 | 0 | 0 | 0 | 0 | 0 | 0 | 0 | 0
Equipment | LED - 9W_CFL Baseline | LED (assume 9W) replacing CFL baseline lamp | 14W CFL (60W equivalent) | Residential | y | Turnover | Mobile Home |  | Per Lamp | 12.53 | 8.05 | 4.48 | 0.35754 | 10 | 0 | 0 | 0.25 | Lighting |  | Screw-in Lamps | 1.99 | 2.24 | 0 | 0 | 0 | 0 | 0 | 0 | 0 | 0
Equipment | LED - 9W_CFL Baseline | LED (assume 9W) replacing CFL baseline lamp | 14W CFL (60W equivalent) | Residential | y | New | Mobile Home |  | Per Lamp | 12.53 | 8.05 | 4.48 | 0.35754 | 10 | 0 | 0 | 0.25 | Lighting |  | Screw-in Lamps | 1.99 | 2.24 | 0 | 0 | 0 | 0 | 0 | 0 | 0 | 0
Equipment | LED - 9W_CFL Baseline | LED (assume 9W) replacing CFL baseline lamp | 14W CFL (60W equivalent) | Residential | y | Turnover | Mobile Home |  | Per Lamp | 12.53 | 8.05 | 4.48 | 0.35754 | 10 | 0 | 0 | 0.25 | Lighting |  | Screw-in Lamps | 1.99 | 2.24 | 0 | 0 | 0 | 0 | 0 | 0 | 0 | 0
Equipment | LED - 9W_CFL Baseline | LED (assume 9W) replacing CFL baseline lamp | 14W CFL (60W equivalent) | Residential | y | New | Mobile Home |  | Per Lamp | 12.53 | 8.05 | 4.48 | 0.35754 | 10 | 0 | 0 | 0.25 | Lighting |  | Screw-in Lamps | 1.99 | 2.24 | 0 | 0 | 0 | 0 | 0 | 0 | 0 | 0
Equipment | LED - 9W_Halogen Baseline | LED (assume 9W) replacing EISA-2020 compliant baseline lamp | EISA-2020 compliant baseline lamp (60W equivalent) | Residential | y | Turnover | Mobile Home |  | Per Lamp | 38.48 | 8.05 | 30.43 | 0.7908 | 10 | 0.003 | 0.003 | 0.4 | Lighting |  | Screw-in Lamps | 1.84 | 2.24 | 0 | 0 | 0 | 0 | 0 | 0 | 0 | 0
Equipment | LED - 9W_Halogen Baseline | LED (assume 9W) replacing EISA-2020 compliant baseline lamp | EISA-2020 compliant baseline lamp (60W equivalent) | Residential | y | New | Mobile Home |  | Per Lamp | 38.48 | 8.05 | 30.43 | 0.7908 | 10 | 0.003 | 0.003 | 0.4 | Lighting |  | Screw-in Lamps | 1.84 | 2.24 | 0 | 0 | 0 | 0 | 0 | 0 | 0 | 0
Equipment | LED - 9W_Halogen Baseline | LED (assume 9W) replacing EISA-2020 compliant baseline lamp | EISA-2020 compliant baseline lamp (60W equivalent) | Residential | y | Turnover | Mobile Home |  | Per Lamp | 38.48 | 8.05 | 30.43 | 0.7908 | 10 | 0.003 | 0.003 | 0.4 | Lighting |  | Screw-in Lamps | 1.84 | 2.24 | 0 | 0 | 0 | 0 | 0 | 0 | 0 | 0
Equipment | LED - 9W_Halogen Baseline | LED (assume 9W) replacing EISA-2020 compliant baseline lamp | EISA-2020 compliant baseline lamp (60W equivalent) | Residential | y | New | Mobile Home |  | Per Lamp | 38.48 | 8.05 | 30.43 | 0.7908 | 10 | 0.003 | 0.003 | 0.4 | Lighting |  | Screw-in Lamps | 1.84 | 2.24 | 0 | 0 | 0 | 0 | 0 | 0 | 0 | 0
Equipment | LED - 9W_Halogen Baseline | LED (assume 9W) replacing EISA-2020 compliant baseline lamp | EISA-2020 compliant baseline lamp (60W equivalent) | Residential | y | Turnover | Mobile Home |  | Per Lamp | 38.48 | 8.05 | 30.43 | 0.7908 | 10 | 0.003 | 0.003 | 0.4 | Lighting |  | Screw-in Lamps | 1.84 | 2.24 | 0 | 0 | 0 | 0 | 0 | 0 | 0 | 0
Equipment | LED - 9W_Halogen Baseline | LED (assume 9W) replacing EISA-2020 compliant baseline lamp | EISA-2020 compliant baseline lamp (60W equivalent) | Residential | y | New | Mobile Home |  | Per Lamp | 38.48 | 8.05 | 30.43 | 0.7908 | 10 | 0.003 | 0.003 | 0.4 | Lighting |  | Screw-in Lamps | 1.84 | 2.24 | 0 | 0 | 0 | 0 | 0 | 0 | 0 | 0

## 2023 LIW Summary
Row Labels | Sum of Summer kW | Sum of Winter kW | Sum of kWh | Sum of Count | % of Measures
Faucet Aerators | 24.76 | 145.55 | 840321.28 | 7030 | 14.25% | Kitchen and Bathroom
HVAC Inspection | 1380.03 | 8.29 | 2223829.14 | 8077 | 16.37%
LED Lights | 0 | 0 | 443593.2 | 9321 | 18.89%
LI - DUCT | 1498.8 | 449.64 | 2906784.01 | 3747 | 7.595%
Low Flow Showerhead | 331.55 | 766.25 | 3908049.3 | 7713 | 15.63%
Outdoor Coil Cleaning | 564 | 0 | 1551000 | 5640 | 11.43%
Pipe Wrap | 20.67 | 60.25 | 289449.25 | 2005 | 4.064%
Weather Strip/Caulk | 1453.75 | 521.82 | 2930349.1 | 5799 | 11.76%
(blank)
Grand Total | 5273.56 | 1951.8 | 15093375.28 | 49332 | 100%

## 2023 LIW Actuals
Program Name: Product Name | Measure Name | Rebate Amount | Summer kW | Winter kW | kWh | Count | Contractor / Installer: Account Name | Vouchered Date | Billing Account Number
Low Income - Power to Save | LED Lights | 0 | 0 | 0 | 47.6 | 1 |  | 2023-12-12 | redacted
Low Income - Power to Save | LED Lights | 0 | 0 | 0 | 47.6 | 1 |  | 2023-12-14 | redacted
Low Income - Power to Save | LED Lights | 0 | 0 | 0 | 47.6 | 1 |  | 2023-12-13 | redacted
Low Income - Power to Save | LED Lights | 0 | 0 | 0 | 47.6 | 1 |  | 2023-12-05 | redacted
Low Income - Power to Save | LED Lights | 0 | 0 | 0 | 47.6 | 1 |  | 2023-12-08 | redacted
Low Income - Power to Save | HVAC Inspection | 0 | 0.17 | 0 | 268.73 | 1 |  | 2023-12-08 | redacted
Low Income - Power to Save | Faucet Aerators | 0 | 0 | 0.02 | 110.58 | 1 |  | 2023-12-08 | redacted
Low Income - Power to Save | LED Lights | 0 | 0 | 0 | 47.6 | 1 |  | 2023-12-14 | redacted
Low Income - Power to Save | HVAC Inspection | 0 | 0.17 | 0 | 268.73 | 1 |  | 2023-12-14 | redacted
Low Income - Power to Save | LED Lights | 0 | 0 | 0 | 47.6 | 1 |  | 2023-12-11 | redacted
Low Income - Power to Save | HVAC Inspection | 0 | 0.17 | 0 | 268.73 | 1 |  | 2023-12-11 | redacted
Low Income - Power to Save | LED Lights | 0 | 0 | 0 | 47.6 | 1 |  | 2023-12-19 | redacted
Low Income - Power to Save | HVAC Inspection | 0 | 0.17 | 0 | 268.73 | 1 |  | 2023-12-19 | redacted
Low Income - Power to Save | Faucet Aerators | 0 | 0 | 0.02 | 110.58 | 1 |  | 2023-12-19 | redacted
Low Income - Power to Save | Low Flow Showerhead | 0 | 0.04 | 0.1 | 504.08 | 1 |  | 2023-12-12 | redacted
Low Income - Power to Save | LED Lights | 0 | 0 | 0 | 47.6 | 1 |  | 2023-12-12 | redacted
Low Income - Power to Save | HVAC Inspection | 0 | 0.17 | 0 | 268.73 | 1 |  | 2023-12-12 | redacted
Low Income - Power to Save | LED Lights | 0 | 0 | 0 | 47.6 | 1 |  | 2023-12-12 | redacted
Low Income - Power to Save | HVAC Inspection | 0 | 0.17 | 0 | 268.73 | 1 |  | 2023-12-12 | redacted
Low Income - Power to Save | LED Lights | 0 | 0 | 0 | 47.6 | 1 |  | 2023-12-04 | redacted
Low Income - Power to Save | HVAC Inspection | 0 | 0.17 | 0 | 268.73 | 1 |  | 2023-12-04 | redacted
Low Income - Power to Save | LED Lights | 0 | 0 | 0 | 47.6 | 1 |  | 2023-12-12 | redacted
Low Income - Power to Save | HVAC Inspection | 0 | 0.17 | 0 | 268.73 | 1 |  | 2023-12-12 | redacted
Low Income - Power to Save | LED Lights | 0 | 0 | 0 | 47.6 | 1 |  | 2023-12-22 | redacted
Low Income - Power to Save | Low Flow Showerhead | 0 | 0.04 | 0.1 | 504.08 | 1 |  | 2023-12-22 | redacted
Low Income - Power to Save | LED Lights | 0 | 0 | 0 | 47.6 | 1 |  | 2023-12-22 | redacted
Low Income - Power to Save | HVAC Inspection | 0 | 0.17 | 0 | 268.73 | 1 |  | 2023-12-22 | redacted
Low Income - Power to Save | LED Lights | 0 | 0 | 0 | 47.6 | 1 |  | 2023-12-20 | redacted
Low Income - Power to Save | HVAC Inspection | 0 | 0.17 | 0 | 268.73 | 1 |  | 2023-12-20 | redacted
Low Income - Power to Save | LED Lights | 0 | 0 | 0 | 47.6 | 1 |  | 2023-12-15 | redacted
Low Income - Power to Save | LED Lights | 0 | 0 | 0 | 47.6 | 1 |  | 2023-12-05 | redacted
Low Income - Power to Save | HVAC Inspection | 0 | 0.17 | 0 | 268.73 | 1 |  | 2023-12-05 | redacted
Low Income - Power to Save | Faucet Aerators | 0 | 0 | 0.02 | 110.58 | 1 |  | 2023-12-05 | redacted
Low Income - Power to Save | Low Flow Showerhead | 0 | 0.04 | 0.1 | 504.08 | 1 |  | 2023-12-15 | redacted
Low Income - Power to Save | LED Lights | 0 | 0 | 0 | 47.6 | 1 |  | 2023-12-15 | redacted
Low Income - Power to Save | HVAC Inspection | 0 | 0.17 | 0 | 268.73 | 1 |  | 2023-12-15 | redacted
Low Income - Power to Save | Faucet Aerators | 0 | 0 | 0.02 | 110.58 | 1 |  | 2023-12-15 | redacted
Low Income - Power to Save | LED Lights | 0 | 0 | 0 | 47.6 | 1 |  | 2023-12-04 | redacted
Low Income - Power to Save | HVAC Inspection | 0 | 0.17 | 0 | 268.73 | 1 |  | 2023-12-04 | redacted
Low Income - Power to Save | LED Lights | 0 | 0 | 0 | 47.6 | 1 |  | 2023-12-07 | redacted
Low Income - Power to Save | LED Lights | 0 | 0 | 0 | 47.6 | 1 |  | 2023-12-05 | redacted
Low Income - Power to Save | LED Lights | 0 | 0 | 0 | 47.6 | 1 |  | 2023-12-05 | redacted
Low Income - Power to Save | HVAC Inspection | 0 | 0.17 | 0 | 268.73 | 1 |  | 2023-12-05 | redacted
Low Income - Power to Save | LED Lights | 0 | 0 | 0 | 47.6 | 1 |  | 2023-12-08 | redacted
Low Income - Power to Save | HVAC Inspection | 0 | 0.17 | 0 | 268.73 | 1 |  | 2023-12-08 | redacted
Low Income - Power to Save | Faucet Aerators | 0 | 0 | 0.02 | 110.58 | 1 |  | 2023-12-08 | redacted
Low Income - Power to Save | LED Lights | 0 | 0 | 0 | 47.6 | 1 |  | 2023-12-12 | redacted
Low Income - Power to Save | LED Lights | 0 | 0 | 0 | 47.6 | 1 |  | 2023-12-01 | redacted
Low Income - Power to Save | LED Lights | 0 | 0 | 0 | 47.6 | 1 |  | 2023-12-08 | redacted
Low Income - Power to Save | HVAC Inspection | 0 | 0.17 | 0 | 268.73 | 1 |  | 2023-12-08 | redacted
Low Income - Power to Save | LED Lights | 0 | 0 | 0 | 47.6 | 1 |  | 2023-12-14 | redacted
Low Income - Power to Save | HVAC Inspection | 0 | 0.17 | 0 | 268.73 | 1 |  | 2023-12-14 | redacted
Low Income - Power to Save | LED Lights | 0 | 0 | 0 | 47.6 | 1 |  | 2023-12-18 | redacted
Low Income - Power to Save | HVAC Inspection | 0 | 0.17 | 0 | 268.73 | 1 |  | 2023-12-18 | redacted
Low Income - Power to Save | Low Flow Showerhead | 0 | 0.04 | 0.1 | 504.08 | 1 |  | 2023-12-12 | redacted
Low Income - Power to Save | LED Lights | 0 | 0 | 0 | 47.6 | 1 |  | 2023-12-12 | redacted
Low Income - Power to Save | HVAC Inspection | 0 | 0.17 | 0 | 268.73 | 1 |  | 2023-12-12 | redacted
Low Income - Power to Save | LED Lights | 0 | 0 | 0 | 47.6 | 1 |  | 2023-12-01 | redacted
Low Income - Power to Save | LED Lights | 0 | 0 | 0 | 47.6 | 1 |  | 2023-12-07 | redacted
Low Income - Power to Save | HVAC Inspection | 0 | 0.17 | 0 | 268.73 | 1 |  | 2023-12-07 | redacted
Low Income - Power to Save | LED Lights | 0 | 0 | 0 | 47.6 | 1 |  | 2023-12-04 | redacted
Low Income - Power to Save | Low Flow Showerhead | 0 | 0.04 | 0.1 | 504.08 | 1 |  | 2023-12-12 | redacted
Low Income - Power to Save | LED Lights | 0 | 0 | 0 | 47.6 | 1 |  | 2023-12-12 | redacted
Low Income - Power to Save | HVAC Inspection | 0 | 0.17 | 0 | 268.73 | 1 |  | 2023-12-12 | redacted
Low Income - Power to Save | Faucet Aerators | 0 | 0 | 0.02 | 110.58 | 1 |  | 2023-12-12 | redacted
Low Income - Power to Save | LED Lights | 0 | 0 | 0 | 47.6 | 1 |  | 2023-12-13 | redacted
Low Income - Power to Save | HVAC Inspection | 0 | 0.17 | 0 | 268.73 | 1 |  | 2023-12-13 | redacted
Low Income - Power to Save | LED Lights | 0 | 0 | 0 | 47.6 | 1 |  | 2023-12-07 | redacted
Low Income - Power to Save | HVAC Inspection | 0 | 0.17 | 0 | 268.73 | 1 |  | 2023-12-07 | redacted
Low Income - Power to Save | Faucet Aerators | 0 | 0 | 0.02 | 110.58 | 1 |  | 2023-12-07 | redacted
Low Income - Power to Save | LED Lights | 0 | 0 | 0 | 47.6 | 1 |  | 2023-12-11 | redacted
Low Income - Power to Save | HVAC Inspection | 0 | 0.17 | 0 | 268.73 | 1 |  | 2023-12-11 | redacted
Low Income - Power to Save | LED Lights | 0 | 0 | 0 | 47.6 | 1 |  | 2023-12-04 | redacted
Low Income - Power to Save | HVAC Inspection | 0 | 0.17 | 0 | 268.73 | 1 |  | 2023-12-04 | redacted
Low Income - Power to Save | LED Lights | 0 | 0 | 0 | 47.6 | 1 |  | 2023-12-21 | redacted
Low Income - Power to Save | HVAC Inspection | 0 | 0.17 | 0 | 268.73 | 1 |  | 2023-12-21 | redacted
Low Income - Power to Save | Low Flow Showerhead | 0 | 0.04 | 0.1 | 504.08 | 1 |  | 2023-12-08 | redacted
Low Income - Power to Save | HVAC Inspection | 0 | 0.17 | 0 | 268.73 | 1 |  | 2023-12-08 | redacted
Low Income - Power to Save | Faucet Aerators | 0 | 0 | 0.02 | 110.58 | 1 |  | 2023-12-08 | redacted
Low Income - Power to Save | LED Lights | 0 | 0 | 0 | 47.6 | 1 |  | 2023-12-05 | redacted
Low Income - Power to Save | HVAC Inspection | 0 | 0.17 | 0 | 268.73 | 1 |  | 2023-12-05 | redacted
Low Income - Power to Save | Low Flow Showerhead | 0 | 0.04 | 0.1 | 504.08 | 1 |  | 2023-12-12 | redacted
Low Income - Power to Save | LED Lights | 0 | 0 | 0 | 47.6 | 1 |  | 2023-12-12 | redacted
Low Income - Power to Save | HVAC Inspection | 0 | 0.17 | 0 | 268.73 | 1 |  | 2023-12-12 | redacted
Low Income - Power to Save | Faucet Aerators | 0 | 0 | 0.02 | 110.58 | 1 |  | 2023-12-12 | redacted
Low Income - Power to Save | LED Lights | 0 | 0 | 0 | 47.6 | 1 |  | 2023-12-05 | redacted
Low Income - Power to Save | LED Lights | 0 | 0 | 0 | 47.6 | 1 |  | 2023-12-05 | redacted
Low Income - Power to Save | HVAC Inspection | 0 | 0.17 | 0 | 268.73 | 1 |  | 2023-12-05 | redacted
Low Income - Power to Save | LED Lights | 0 | 0 | 0 | 47.6 | 1 |  | 2023-12-01 | redacted
Low Income - Power to Save | LED Lights | 0 | 0 | 0 | 47.6 | 1 |  | 2023-12-15 | redacted
Low Income - Power to Save | LED Lights | 0 | 0 | 0 | 47.6 | 1 |  | 2023-12-14 | redacted
Low Income - Power to Save | LED Lights | 0 | 0 | 0 | 47.6 | 1 |  | 2023-12-18 | redacted
Low Income - Power to Save | LED Lights | 0 | 0 | 0 | 47.6 | 1 |  | 2023-12-08 | redacted
Low Income - Power to Save | HVAC Inspection | 0 | 0.17 | 0 | 268.73 | 1 |  | 2023-12-08 | redacted
Low Income - Power to Save | Faucet Aerators | 0 | 0 | 0.02 | 110.58 | 1 |  | 2023-12-08 | redacted
Low Income - Power to Save | Low Flow Showerhead | 0 | 0.04 | 0.1 | 504.08 | 1 |  | 2023-12-21 | redacted
Low Income - Power to Save | LED Lights | 0 | 0 | 0 | 47.6 | 1 |  | 2023-12-21 | redacted
Low Income - Power to Save | HVAC Inspection | 0 | 0.17 | 0 | 268.73 | 1 |  | 2023-12-21 | redacted
Low Income - Power to Save | LED Lights | 0 | 0 | 0 | 47.6 | 1 |  | 2023-12-13 | redacted
Low Income - Power to Save | HVAC Inspection | 0 | 0.17 | 0 | 268.73 | 1 |  | 2023-12-13 | redacted
Low Income - Power to Save | Faucet Aerators | 0 | 0 | 0.02 | 110.58 | 1 |  | 2023-12-13 | redacted
Low Income - Power to Save | Low Flow Showerhead | 0 | 0.04 | 0.1 | 504.08 | 1 |  | 2023-12-15 | redacted
Low Income - Power to Save | LED Lights | 0 | 0 | 0 | 47.6 | 1 |  | 2023-12-15 | redacted
Low Income - Power to Save | HVAC Inspection | 0 | 0.17 | 0 | 268.73 | 1 |  | 2023-12-15 | redacted
Low Income - Power to Save | Faucet Aerators | 0 | 0 | 0.02 | 110.58 | 1 |  | 2023-12-15 | redacted
Low Income - Power to Save | LED Lights | 0 | 0 | 0 | 47.6 | 1 |  | 2023-12-04 | redacted
Low Income - Power to Save | LED Lights | 0 | 0 | 0 | 47.6 | 1 |  | 2023-12-20 | redacted
Low Income - Power to Save | LED Lights | 0 | 0 | 0 | 47.6 | 1 |  | 2023-12-04 | redacted
Low Income - Power to Save | HVAC Inspection | 0 | 0.17 | 0 | 268.73 | 1 |  | 2023-12-04 | redacted
Low Income - Power to Save | LED Lights | 0 | 0 | 0 | 47.6 | 1 |  | 2023-12-18 | redacted
Low Income - Power to Save | LED Lights | 0 | 0 | 0 | 47.6 | 1 |  | 2023-12-15 | redacted
Low Income - Power to Save | HVAC Inspection | 0 | 0.17 | 0 | 268.73 | 1 |  | 2023-12-15 | redacted
Low Income - Power to Save | LED Lights | 0 | 0 | 0 | 47.6 | 1 |  | 2023-12-12 | redacted
Low Income - Power to Save | HVAC Inspection | 0 | 0.17 | 0 | 268.73 | 1 |  | 2023-12-12 | redacted
Low Income - Power to Save | Faucet Aerators | 0 | 0 | 0.02 | 110.58 | 1 |  | 2023-12-12 | redacted
Low Income - Power to Save | Low Flow Showerhead | 0 | 0.04 | 0.1 | 504.08 | 1 |  | 2023-12-12 | redacted
Low Income - Power to Save | LED Lights | 0 | 0 | 0 | 47.6 | 1 |  | 2023-12-12 | redacted
Low Income - Power to Save | HVAC Inspection | 0 | 0.17 | 0 | 268.73 | 1 |  | 2023-12-12 | redacted
Low Income - Power to Save | LED Lights | 0 | 0 | 0 | 47.6 | 1 |  | 2023-12-13 | redacted
Low Income - Power to Save | HVAC Inspection | 0 | 0.17 | 0 | 268.73 | 1 |  | 2023-12-13 | redacted
Low Income - Power to Save | LED Lights | 0 | 0 | 0 | 47.6 | 1 |  | 2023-12-18 | redacted
Low Income - Power to Save | HVAC Inspection | 0 | 0.17 | 0 | 268.73 | 1 |  | 2023-12-18 | redacted
Low Income - Power to Save | LED Lights | 0 | 0 | 0 | 47.6 | 1 |  | 2023-12-20 | redacted
Low Income - Power to Save | LED Lights | 0 | 0 | 0 | 47.6 | 1 |  | 2023-12-07 | redacted
Low Income - Power to Save | LED Lights | 0 | 0 | 0 | 47.6 | 1 |  | 2023-12-15 | redacted
Low Income - Power to Save | LED Lights | 0 | 0 | 0 | 47.6 | 1 |  | 2023-12-06 | redacted
Low Income - Power to Save | LED Lights | 0 | 0 | 0 | 47.6 | 1 |  | 2023-12-01 | redacted
Low Income - Power to Save | LED Lights | 0 | 0 | 0 | 47.6 | 1 |  | 2023-12-13 | redacted
Low Income - Power to Save | LED Lights | 0 | 0 | 0 | 47.6 | 1 |  | 2023-12-12 | redacted
Low Income - Power to Save | HVAC Inspection | 0 | 0.17 | 0 | 268.73 | 1 |  | 2023-12-12 | redacted
Low Income - Power to Save | LED Lights | 0 | 0 | 0 | 47.6 | 1 |  | 2023-12-06 | redacted
Low Income - Power to Save | HVAC Inspection | 0 | 0.17 | 0 | 268.73 | 1 |  | 2023-12-06 | redacted
Low Income - Power to Save | Low Flow Showerhead | 0 | 0.04 | 0.1 | 504.08 | 1 |  | 2023-12-12 | redacted
Low Income - Power to Save | LED Lights | 0 | 0 | 0 | 47.6 | 1 |  | 2023-12-12 | redacted
Low Income - Power to Save | HVAC Inspection | 0 | 0.17 | 0 | 268.73 | 1 |  | 2023-12-12 | redacted
Low Income - Power to Save | Low Flow Showerhead | 0 | 0.04 | 0.1 | 504.08 | 1 |  | 2023-12-07 | redacted
Low Income - Power to Save | LED Lights | 0 | 0 | 0 | 47.6 | 1 |  | 2023-12-07 | redacted
Low Income - Power to Save | HVAC Inspection | 0 | 0.17 | 0 | 268.73 | 1 |  | 2023-12-07 | redacted
Low Income - Power to Save | Faucet Aerators | 0 | 0 | 0.02 | 110.58 | 1 |  | 2023-12-07 | redacted
Low Income - Power to Save | LED Lights | 0 | 0 | 0 | 47.6 | 1 |  | 2023-12-12 | redacted
Low Income - Power to Save | LED Lights | 0 | 0 | 0 | 47.6 | 1 |  | 2023-12-06 | redacted
Low Income - Power to Save | HVAC Inspection | 0 | 0.17 | 0 | 268.73 | 1 |  | 2023-12-06 | redacted
Low Income - Power to Save | LED Lights | 0 | 0 | 0 | 47.6 | 1 |  | 2023-12-11 | redacted
Low Income - Power to Save | HVAC Inspection | 0 | 0.17 | 0 | 268.73 | 1 |  | 2023-12-11 | redacted
Low Income - Power to Save | LED Lights | 0 | 0 | 0 | 47.6 | 1 |  | 2023-12-06 | redacted
Low Income - Power to Save | LED Lights | 0 | 0 | 0 | 47.6 | 1 |  | 2023-12-15 | redacted
Low Income - Power to Save | LED Lights | 0 | 0 | 0 | 47.6 | 1 |  | 2023-12-18 | redacted
Low Income - Power to Save | HVAC Inspection | 0 | 0.17 | 0 | 268.73 | 1 |  | 2023-12-18 | redacted
Low Income - Power to Save | Low Flow Showerhead | 0 | 0.04 | 0.1 | 504.08 | 1 |  | 2023-12-08 | redacted
Low Income - Power to Save | LED Lights | 0 | 0 | 0 | 47.6 | 1 |  | 2023-12-08 | redacted
Low Income - Power to Save | HVAC Inspection | 0 | 0.17 | 0 | 268.73 | 1 |  | 2023-12-08 | redacted
Low Income - Power to Save | Faucet Aerators | 0 | 0 | 0.02 | 110.58 | 1 |  | 2023-12-08 | redacted
Low Income - Power to Save | LED Lights | 0 | 0 | 0 | 47.6 | 1 |  | 2023-12-05 | redacted
Low Income - Power to Save | LED Lights | 0 | 0 | 0 | 47.6 | 1 |  | 2023-12-13 | redacted
Low Income - Power to Save | HVAC Inspection | 0 | 0.17 | 0 | 268.73 | 1 |  | 2023-12-13 | redacted
Low Income - Power to Save | LED Lights | 0 | 0 | 0 | 47.6 | 1 |  | 2023-12-04 | redacted
Low Income - Power to Save | LED Lights | 0 | 0 | 0 | 47.6 | 1 |  | 2023-12-14 | redacted
Low Income - Power to Save | HVAC Inspection | 0 | 0.17 | 0 | 268.73 | 1 |  | 2023-12-14 | redacted
Low Income - Power to Save | LED Lights | 0 | 0 | 0 | 47.6 | 1 |  | 2023-12-01 | redacted
Low Income - Power to Save | Low Flow Showerhead | 0 | 0.04 | 0.1 | 504.08 | 1 |  | 2023-12-07 | redacted
Low Income - Power to Save | LED Lights | 0 | 0 | 0 | 47.6 | 1 |  | 2023-12-07 | redacted
Low Income - Power to Save | HVAC Inspection | 0 | 0.17 | 0 | 268.73 | 1 |  | 2023-12-07 | redacted
Low Income - Power to Save | Faucet Aerators | 0 | 0 | 0.02 | 110.58 | 1 |  | 2023-12-07 | redacted
Low Income - Power to Save | LED Lights | 0 | 0 | 0 | 47.6 | 1 |  | 2023-12-11 | redacted
Low Income - Power to Save | HVAC Inspection | 0 | 0.17 | 0 | 268.73 | 1 |  | 2023-12-11 | redacted
Low Income - Power to Save | Faucet Aerators | 0 | 0 | 0.02 | 110.58 | 1 |  | 2023-12-11 | redacted
Low Income - Power to Save | LED Lights | 0 | 0 | 0 | 47.6 | 1 |  | 2023-12-14 | redacted
Low Income - Power to Save | HVAC Inspection | 0 | 0.17 | 0 | 268.73 | 1 |  | 2023-12-14 | redacted
Low Income - Power to Save | LED Lights | 0 | 0 | 0 | 47.6 | 1 |  | 2023-12-07 | redacted
Low Income - Power to Save | HVAC Inspection | 0 | 0.17 | 0 | 268.73 | 1 |  | 2023-12-07 | redacted
Low Income - Power to Save | LED Lights | 0 | 0 | 0 | 47.6 | 1 |  | 2023-12-04 | redacted
Low Income - Power to Save | Low Flow Showerhead | 0 | 0.04 | 0.1 | 504.08 | 1 |  | 2023-12-08 | redacted
Low Income - Power to Save | LED Lights | 0 | 0 | 0 | 47.6 | 1 |  | 2023-12-08 | redacted
Low Income - Power to Save | HVAC Inspection | 0 | 0.17 | 0 | 268.73 | 1 |  | 2023-12-08 | redacted
Low Income - Power to Save | Faucet Aerators | 0 | 0 | 0.02 | 110.58 | 1 |  | 2023-12-08 | redacted
Low Income - Power to Save | LED Lights | 0 | 0 | 0 | 47.6 | 1 |  | 2023-12-18 | redacted
Low Income - Power to Save | HVAC Inspection | 0 | 0.17 | 0 | 268.73 | 1 |  | 2023-12-18 | redacted
Low Income - Power to Save | LED Lights | 0 | 0 | 0 | 47.6 | 1 |  | 2023-12-14 | redacted
Low Income - Power to Save | Low Flow Showerhead | 0 | 0.04 | 0.1 | 504.08 | 1 |  | 2023-12-07 | redacted
Low Income - Power to Save | LED Lights | 0 | 0 | 0 | 47.6 | 1 |  | 2023-12-07 | redacted
Low Income - Power to Save | HVAC Inspection | 0 | 0.17 | 0 | 268.73 | 1 |  | 2023-12-07 | redacted
Low Income - Power to Save | Faucet Aerators | 0 | 0 | 0.02 | 110.58 | 1 |  | 2023-12-07 | redacted
Low Income - Power to Save | LED Lights | 0 | 0 | 0 | 47.6 | 1 |  | 2023-12-05 | redacted
Low Income - Power to Save | LED Lights | 0 | 0 | 0 | 47.6 | 1 |  | 2023-12-14 | redacted
Low Income - Power to Save | LED Lights | 0 | 0 | 0 | 47.6 | 1 |  | 2023-12-05 | redacted
Low Income - Power to Save | HVAC Inspection | 0 | 0.17 | 0 | 268.73 | 1 |  | 2023-12-05 | redacted
Low Income - Power to Save | LED Lights | 0 | 0 | 0 | 47.6 | 1 |  | 2023-12-04 | redacted
Low Income - Power to Save | HVAC Inspection | 0 | 0.17 | 0 | 268.73 | 1 |  | 2023-12-04 | redacted
Low Income - Power to Save | LED Lights | 0 | 0 | 0 | 47.6 | 1 |  | 2023-12-01 | redacted
Low Income - Power to Save | LED Lights | 0 | 0 | 0 | 47.6 | 1 |  | 2023-12-15 | redacted
Low Income - Power to Save | HVAC Inspection | 0 | 0.17 | 0 | 268.73 | 1 |  | 2023-12-15 | redacted
Low Income - Power to Save | LED Lights | 0 | 0 | 0 | 47.6 | 1 |  | 2023-12-04 | redacted
Low Income - Power to Save | LED Lights | 0 | 0 | 0 | 47.6 | 1 |  | 2023-12-04 | redacted
Low Income - Power to Save | LED Lights | 0 | 0 | 0 | 47.6 | 1 |  | 2023-12-07 | redacted
Low Income - Power to Save | LED Lights | 0 | 0 | 0 | 47.6 | 1 |  | 2023-12-04 | redacted
Low Income - Power to Save | LED Lights | 0 | 0 | 0 | 47.6 | 1 |  | 2023-12-07 | redacted
Low Income - Power to Save | HVAC Inspection | 0 | 0.17 | 0 | 268.73 | 1 |  | 2023-12-07 | redacted
Low Income - Power to Save | Faucet Aerators | 0 | 0 | 0.02 | 110.58 | 1 |  | 2023-12-07 | redacted
Low Income - Power to Save | LED Lights | 0 | 0 | 0 | 47.6 | 1 |  | 2023-12-08 | redacted
Low Income - Power to Save | HVAC Inspection | 0 | 0.17 | 0 | 268.73 | 1 |  | 2023-12-08 | redacted
Low Income - Power to Save | Faucet Aerators | 0 | 0 | 0.02 | 110.58 | 1 |  | 2023-12-08 | redacted
Low Income - Power to Save | LED Lights | 0 | 0 | 0 | 47.6 | 1 |  | 2023-12-01 | redacted
Low Income - Power to Save | LED Lights | 0 | 0 | 0 | 47.6 | 1 |  | 2023-12-06 | redacted
Low Income - Power to Save | HVAC Inspection | 0 | 0.17 | 0 | 268.73 | 1 |  | 2023-12-06 | redacted
Low Income - Power to Save | LED Lights | 0 | 0 | 0 | 47.6 | 1 |  | 2023-12-15 | redacted
Low Income - Power to Save | LED Lights | 0 | 0 | 0 | 47.6 | 1 |  | 2023-12-14 | redacted
Low Income - Power to Save | HVAC Inspection | 0 | 0.17 | 0 | 268.73 | 1 |  | 2023-12-14 | redacted
Low Income - Power to Save | Faucet Aerators | 0 | 0 | 0.02 | 110.58 | 1 |  | 2023-12-14 | redacted
Low Income - Power to Save | LED Lights | 0 | 0 | 0 | 47.6 | 1 |  | 2023-12-04 | redacted
Low Income - Power to Save | HVAC Inspection | 0 | 0.17 | 0 | 268.73 | 1 |  | 2023-12-04 | redacted
Low Income - Power to Save | LED Lights | 0 | 0 | 0 | 47.6 | 1 |  | 2023-12-04 | redacted
Low Income - Power to Save | LED Lights | 0 | 0 | 0 | 47.6 | 1 |  | 2023-12-14 | redacted
Low Income - Power to Save | HVAC Inspection | 0 | 0.17 | 0 | 268.73 | 1 |  | 2023-12-14 | redacted
Low Income - Power to Save | LED Lights | 0 | 0 | 0 | 47.6 | 1 |  | 2023-12-04 | redacted
Low Income - Power to Save | LED Lights | 0 | 0 | 0 | 47.6 | 1 |  | 2023-12-05 | redacted
Low Income - Power to Save | HVAC Inspection | 0 | 0.17 | 0 | 268.73 | 1 |  | 2023-12-05 | redacted
Low Income - Power to Save | LED Lights | 0 | 0 | 0 | 47.6 | 1 |  | 2023-12-11 | redacted
Low Income - Power to Save | HVAC Inspection | 0 | 0.17 | 0 | 268.73 | 1 |  | 2023-12-11 | redacted
Low Income - Power to Save | Low Flow Showerhead | 0 | 0.04 | 0.1 | 504.08 | 1 |  | 2023-12-07 | redacted
Low Income - Power to Save | LED Lights | 0 | 0 | 0 | 47.6 | 1 |  | 2023-12-07 | redacted
Low Income - Power to Save | HVAC Inspection | 0 | 0.17 | 0 | 268.73 | 1 |  | 2023-12-07 | redacted
Low Income - Power to Save | Faucet Aerators | 0 | 0 | 0.02 | 110.58 | 1 |  | 2023-12-07 | redacted
Low Income - Power to Save | Low Flow Showerhead | 0 | 0.04 | 0.1 | 504.08 | 1 |  | 2023-12-13 | redacted
Low Income - Power to Save | LED Lights | 0 | 0 | 0 | 47.6 | 1 |  | 2023-12-13 | redacted
Low Income - Power to Save | HVAC Inspection | 0 | 0.17 | 0 | 268.73 | 1 |  | 2023-12-13 | redacted
Low Income - Power to Save | Faucet Aerators | 0 | 0 | 0.02 | 110.58 | 1 |  | 2023-12-13 | redacted
Low Income - Power to Save | LED Lights | 0 | 0 | 0 | 47.6 | 1 |  | 2023-12-06 | redacted
Low Income - Power to Save | LED Lights | 0 | 0 | 0 | 47.6 | 1 |  | 2023-12-06 | redacted
Low Income - Power to Save | LED Lights | 0 | 0 | 0 | 47.6 | 1 |  | 2023-12-12 | redacted
Low Income - Power to Save | LED Lights | 0 | 0 | 0 | 47.6 | 1 |  | 2023-12-07 | redacted
Low Income - Power to Save | Low Flow Showerhead | 0 | 0.04 | 0.1 | 504.08 | 1 |  | 2023-12-07 | redacted
Low Income - Power to Save | LED Lights | 0 | 0 | 0 | 47.6 | 1 |  | 2023-12-07 | redacted
Low Income - Power to Save | HVAC Inspection | 0 | 0.17 | 0 | 268.73 | 1 |  | 2023-12-07 | redacted
Low Income - Power to Save | Faucet Aerators | 0 | 0 | 0.02 | 110.58 | 1 |  | 2023-12-07 | redacted
Low Income - Power to Save | LED Lights | 0 | 0 | 0 | 47.6 | 1 |  | 2023-12-14 | redacted
Low Income - Power to Save | HVAC Inspection | 0 | 0.17 | 0 | 268.73 | 1 |  | 2023-12-14 | redacted
Low Income - Power to Save | LED Lights | 0 | 0 | 0 | 47.6 | 1 |  | 2023-12-18 | redacted
Low Income - Power to Save | Low Flow Showerhead | 0 | 0.04 | 0.1 | 504.08 | 1 |  | 2023-12-05 | redacted
Low Income - Power to Save | LED Lights | 0 | 0 | 0 | 47.6 | 1 |  | 2023-12-05 | redacted
Low Income - Power to Save | HVAC Inspection | 0 | 0.17 | 0 | 268.73 | 1 |  | 2023-12-05 | redacted
Low Income - Power to Save | LED Lights | 0 | 0 | 0 | 47.6 | 1 |  | 2023-12-19 | redacted
Low Income - Power to Save | HVAC Inspection | 0 | 0.17 | 0 | 268.73 | 1 |  | 2023-12-19 | redacted
Low Income - Power to Save | LED Lights | 0 | 0 | 0 | 47.6 | 1 |  | 2023-12-14 | redacted
Low Income - Power to Save | HVAC Inspection | 0 | 0.17 | 0 | 268.73 | 1 |  | 2023-12-14 | redacted
Low Income - Power to Save | LED Lights | 0 | 0 | 0 | 47.6 | 1 |  | 2023-12-19 | redacted
Low Income - Power to Save | LED Lights | 0 | 0 | 0 | 47.6 | 1 |  | 2023-12-08 | redacted
Low Income - Power to Save | HVAC Inspection | 0 | 0.17 | 0 | 268.73 | 1 |  | 2023-12-08 | redacted
Low Income - Power to Save | LED Lights | 0 | 0 | 0 | 47.6 | 1 |  | 2023-12-14 | redacted
Low Income - Power to Save | HVAC Inspection | 0 | 0.17 | 0 | 268.73 | 1 |  | 2023-12-14 | redacted
Low Income - Power to Save | LED Lights | 0 | 0 | 0 | 47.6 | 1 |  | 2023-12-11 | redacted
Low Income - Power to Save | HVAC Inspection | 0 | 0.17 | 0 | 268.73 | 1 |  | 2023-12-11 | redacted
Low Income - Power to Save | Faucet Aerators | 0 | 0 | 0.02 | 110.58 | 1 |  | 2023-12-11 | redacted
Low Income - Power to Save | LED Lights | 0 | 0 | 0 | 47.6 | 1 |  | 2023-12-07 | redacted
Low Income - Power to Save | HVAC Inspection | 0 | 0.17 | 0 | 268.73 | 1 |  | 2023-12-07 | redacted
Low Income - Power to Save | Faucet Aerators | 0 | 0 | 0.02 | 110.58 | 1 |  | 2023-12-07 | redacted
Low Income - Power to Save | LED Lights | 0 | 0 | 0 | 47.6 | 1 |  | 2023-12-06 | redacted
Low Income - Power to Save | HVAC Inspection | 0 | 0.17 | 0 | 268.73 | 1 |  | 2023-12-06 | redacted
Low Income - Power to Save | Low Flow Showerhead | 0 | 0.04 | 0.1 | 504.08 | 1 |  | 2023-12-14 | redacted
Low Income - Power to Save | LED Lights | 0 | 0 | 0 | 47.6 | 1 |  | 2023-12-14 | redacted
Low Income - Power to Save | HVAC Inspection | 0 | 0.17 | 0 | 268.73 | 1 |  | 2023-12-14 | redacted
Low Income - Power to Save | LED Lights | 0 | 0 | 0 | 47.6 | 1 |  | 2023-12-14 | redacted
Low Income - Power to Save | LED Lights | 0 | 0 | 0 | 47.6 | 1 |  | 2023-12-15 | redacted
Low Income - Power to Save | HVAC Inspection | 0 | 0.17 | 0 | 268.73 | 1 |  | 2023-12-15 | redacted
Low Income - Power to Save | LED Lights | 0 | 0 | 0 | 47.6 | 1 |  | 2023-12-07 | redacted
Low Income - Power to Save | HVAC Inspection | 0 | 0.17 | 0 | 268.73 | 1 |  | 2023-12-07 | redacted
Low Income - Power to Save | LED Lights | 0 | 0 | 0 | 47.6 | 1 |  | 2023-12-14 | redacted
Low Income - Power to Save | LED Lights | 0 | 0 | 0 | 47.6 | 1 |  | 2023-12-15 | redacted
Low Income - Power to Save | LED Lights | 0 | 0 | 0 | 47.6 | 1 |  | 2023-12-14 | redacted
Low Income - Power to Save | HVAC Inspection | 0 | 0.17 | 0 | 268.73 | 1 |  | 2023-12-14 | redacted
Low Income - Power to Save | LED Lights | 0 | 0 | 0 | 47.6 | 1 |  | 2023-12-01 | redacted
Low Income - Power to Save | HVAC Inspection | 0 | 0.17 | 0 | 268.73 | 1 |  | 2023-12-01 | redacted
Low Income - Power to Save | LED Lights | 0 | 0 | 0 | 47.6 | 1 |  | 2023-12-07 | redacted
Low Income - Power to Save | HVAC Inspection | 0 | 0.17 | 0 | 268.73 | 1 |  | 2023-12-07 | redacted
Low Income - Power to Save | LED Lights | 0 | 0 | 0 | 47.6 | 1 |  | 2023-12-19 | redacted
Low Income - Power to Save | LED Lights | 0 | 0 | 0 | 47.6 | 1 |  | 2023-12-08 | redacted
Low Income - Power to Save | HVAC Inspection | 0 | 0.17 | 0 | 268.73 | 1 |  | 2023-12-08 | redacted
Low Income - Power to Save | LED Lights | 0 | 0 | 0 | 47.6 | 1 |  | 2023-12-08 | redacted
Low Income - Power to Save | HVAC Inspection | 0 | 0.17 | 0 | 268.73 | 1 |  | 2023-12-08 | redacted
Low Income - Power to Save | LED Lights | 0 | 0 | 0 | 47.6 | 1 |  | 2023-12-07 | redacted
Low Income - Power to Save | LED Lights | 0 | 0 | 0 | 47.6 | 1 |  | 2023-12-13 | redacted
Low Income - Power to Save | HVAC Inspection | 0 | 0.17 | 0 | 268.73 | 1 |  | 2023-12-13 | redacted
Low Income - Power to Save | Low Flow Showerhead | 0 | 0.04 | 0.1 | 504.08 | 1 |  | 2023-12-12 | redacted
Low Income - Power to Save | LED Lights | 0 | 0 | 0 | 47.6 | 1 |  | 2023-12-12 | redacted
Low Income - Power to Save | HVAC Inspection | 0 | 0.17 | 0 | 268.73 | 1 |  | 2023-12-12 | redacted
Low Income - Power to Save | Faucet Aerators | 0 | 0 | 0.02 | 110.58 | 1 |  | 2023-12-12 | redacted
Low Income - Power to Save | LED Lights | 0 | 0 | 0 | 47.6 | 1 |  | 2023-12-15 | redacted
Low Income - Power to Save | HVAC Inspection | 0 | 0.17 | 0 | 268.73 | 1 |  | 2023-12-14 | redacted
Low Income - Power to Save | LED Lights | 0 | 0 | 0 | 47.6 | 1 |  | 2023-12-14 | redacted
Low Income - Power to Save | Low Flow Showerhead | 0 | 0.04 | 0.1 | 504.08 | 1 |  | 2023-12-07 | redacted
Low Income - Power to Save | LED Lights | 0 | 0 | 0 | 47.6 | 1 |  | 2023-12-07 | redacted
Low Income - Power to Save | HVAC Inspection | 0 | 0.17 | 0 | 268.73 | 1 |  | 2023-12-07 | redacted
Low Income - Power to Save | Faucet Aerators | 0 | 0 | 0.02 | 110.58 | 1 |  | 2023-12-07 | redacted
Low Income - Power to Save | LED Lights | 0 | 0 | 0 | 47.6 | 1 |  | 2023-12-06 | redacted
Low Income - Power to Save | HVAC Inspection | 0 | 0.17 | 0 | 268.73 | 1 |  | 2023-12-06 | redacted
Low Income - Power to Save | LED Lights | 0 | 0 | 0 | 47.6 | 1 |  | 2023-12-15 | redacted
Low Income - Power to Save | Low Flow Showerhead | 0 | 0.04 | 0.1 | 504.08 | 1 |  | 2023-12-11 | redacted
Low Income - Power to Save | LED Lights | 0 | 0 | 0 | 47.6 | 1 |  | 2023-12-11 | redacted
Low Income - Power to Save | HVAC Inspection | 0 | 0.17 | 0 | 268.73 | 1 |  | 2023-12-11 | redacted
Low Income - Power to Save | Faucet Aerators | 0 | 0 | 0.02 | 110.58 | 1 |  | 2023-12-11 | redacted
Low Income - Power to Save | LED Lights | 0 | 0 | 0 | 47.6 | 1 |  | 2023-12-28 | redacted
Low Income - Power to Save | HVAC Inspection | 0 | 0.17 | 0 | 268.73 | 1 |  | 2023-12-28 | redacted
Low Income - Power to Save | LED Lights | 0 | 0 | 0 | 47.6 | 1 |  | 2023-12-07 | redacted
Low Income - Power to Save | Low Flow Showerhead | 0 | 0.04 | 0.1 | 504.08 | 1 |  | 2023-12-21 | redacted
Low Income - Power to Save | LED Lights | 0 | 0 | 0 | 47.6 | 1 |  | 2023-12-21 | redacted
Low Income - Power to Save | HVAC Inspection | 0 | 0.17 | 0 | 268.73 | 1 |  | 2023-12-21 | redacted
Low Income - Power to Save | Low Flow Showerhead | 0 | 0.04 | 0.1 | 504.08 | 1 |  | 2023-12-11 | redacted
Low Income - Power to Save | LED Lights | 0 | 0 | 0 | 47.6 | 1 |  | 2023-12-11 | redacted
Low Income - Power to Save | Pipe Wrap | 0 | 0.01 | 0.03 | 143.65 | 1 |  | 2023-12-11 | redacted
Low Income - Power to Save | HVAC Inspection | 0 | 0.17 | 0 | 268.73 | 1 |  | 2023-12-11 | redacted
Low Income - Power to Save | Faucet Aerators | 0 | 0 | 0.02 | 110.58 | 1 |  | 2023-12-11 | redacted
Low Income - Power to Save | Low Flow Showerhead | 0 | 0.04 | 0.1 | 504.08 | 1 |  | 2023-12-08 | redacted
Low Income - Power to Save | LED Lights | 0 | 0 | 0 | 47.6 | 1 |  | 2023-12-08 | redacted
Low Income - Power to Save | Faucet Aerators | 0 | 0 | 0.02 | 110.58 | 1 |  | 2023-12-08 | redacted
Low Income - Power to Save | Low Flow Showerhead | 0 | 0.04 | 0.1 | 504.08 | 1 |  | 2023-12-08 | redacted
Low Income - Power to Save | LED Lights | 0 | 0 | 0 | 47.6 | 1 |  | 2023-12-08 | redacted
Low Income - Power to Save | Pipe Wrap | 0 | 0.01 | 0.03 | 143.65 | 1 |  | 2023-12-08 | redacted
Low Income - Power to Save | HVAC Inspection | 0 | 0.17 | 0 | 268.73 | 1 |  | 2023-12-08 | redacted
Low Income - Power to Save | Faucet Aerators | 0 | 0 | 0.02 | 110.58 | 1 |  | 2023-12-08 | redacted
Low Income - Power to Save | Low Flow Showerhead | 0 | 0.04 | 0.1 | 504.08 | 1 |  | 2023-12-01 | redacted
Low Income - Power to Save | LED Lights | 0 | 0 | 0 | 47.6 | 1 |  | 2023-12-01 | redacted
Low Income - Power to Save | Pipe Wrap | 0 | 0.01 | 0.03 | 143.65 | 1 |  | 2023-12-01 | redacted
Low Income - Power to Save | HVAC Inspection | 0 | 0.17 | 0 | 268.73 | 1 |  | 2023-12-01 | redacted
Low Income - Power to Save | Faucet Aerators | 0 | 0 | 0.02 | 110.58 | 1 |  | 2023-12-01 | redacted
Low Income - Power to Save | Low Flow Showerhead | 0 | 0.04 | 0.1 | 504.08 | 1 |  | 2023-12-05 | redacted
Low Income - Power to Save | LED Lights | 0 | 0 | 0 | 47.6 | 1 |  | 2023-12-05 | redacted
Low Income - Power to Save | Pipe Wrap | 0 | 0.01 | 0.03 | 143.65 | 1 |  | 2023-12-05 | redacted
Low Income - Power to Save | HVAC Inspection | 0 | 0.17 | 0 | 268.73 | 1 |  | 2023-12-05 | redacted
Low Income - Power to Save | Faucet Aerators | 0 | 0 | 0.02 | 110.58 | 1 |  | 2023-12-05 | redacted
Low Income - Power to Save | Low Flow Showerhead | 0 | 0.04 | 0.1 | 504.08 | 1 |  | 2023-12-08 | redacted
Low Income - Power to Save | LED Lights | 0 | 0 | 0 | 47.6 | 1 |  | 2023-12-08 | redacted
Low Income - Power to Save | Faucet Aerators | 0 | 0 | 0.02 | 110.58 | 1 |  | 2023-12-08 | redacted
Low Income - Power to Save | Low Flow Showerhead | 0 | 0.04 | 0.1 | 504.08 | 1 |  | 2023-12-15 | redacted
Low Income - Power to Save | LED Lights | 0 | 0 | 0 | 47.6 | 1 |  | 2023-12-15 | redacted
Low Income - Power to Save | Pipe Wrap | 0 | 0.01 | 0.03 | 143.65 | 1 |  | 2023-12-15 | redacted
Low Income - Power to Save | HVAC Inspection | 0 | 0.17 | 0 | 268.73 | 1 |  | 2023-12-15 | redacted
Low Income - Power to Save | Faucet Aerators | 0 | 0 | 0.02 | 110.58 | 1 |  | 2023-12-15 | redacted
Low Income - Power to Save | Low Flow Showerhead | 0 | 0.04 | 0.1 | 504.08 | 1 |  | 2023-12-05 | redacted
Low Income - Power to Save | LED Lights | 0 | 0 | 0 | 47.6 | 1 |  | 2023-12-05 | redacted
Low Income - Power to Save | Pipe Wrap | 0 | 0.01 | 0.03 | 143.65 | 1 |  | 2023-12-05 | redacted
Low Income - Power to Save | HVAC Inspection | 0 | 0.17 | 0 | 268.73 | 1 |  | 2023-12-05 | redacted
Low Income - Power to Save | Faucet Aerators | 0 | 0 | 0.02 | 110.58 | 1 |  | 2023-12-05 | redacted
Low Income - Power to Save | Low Flow Showerhead | 0 | 0.04 | 0.1 | 504.08 | 1 |  | 2023-12-15 | redacted
Low Income - Power to Save | LED Lights | 0 | 0 | 0 | 47.6 | 1 |  | 2023-12-15 | redacted
Low Income - Power to Save | Pipe Wrap | 0 | 0.01 | 0.03 | 143.65 | 1 |  | 2023-12-15 | redacted
Low Income - Power to Save | HVAC Inspection | 0 | 0.17 | 0 | 268.73 | 1 |  | 2023-12-15 | redacted
Low Income - Power to Save | Faucet Aerators | 0 | 0 | 0.02 | 110.58 | 1 |  | 2023-12-15 | redacted
Low Income - Power to Save | Low Flow Showerhead | 0 | 0.04 | 0.1 | 504.08 | 1 |  | 2023-12-22 | redacted
Low Income - Power to Save | LED Lights | 0 | 0 | 0 | 47.6 | 1 |  | 2023-12-22 | redacted
Low Income - Power to Save | Pipe Wrap | 0 | 0.01 | 0.03 | 143.65 | 1 |  | 2023-12-22 | redacted
Low Income - Power to Save | HVAC Inspection | 0 | 0.17 | 0 | 268.73 | 1 |  | 2023-12-22 | redacted
Low Income - Power to Save | Faucet Aerators | 0 | 0 | 0.02 | 110.58 | 1 |  | 2023-12-22 | redacted
Low Income - Power to Save | Low Flow Showerhead | 0 | 0.04 | 0.1 | 504.08 | 1 |  | 2023-12-22 | redacted
Low Income - Power to Save | LED Lights | 0 | 0 | 0 | 47.6 | 1 |  | 2023-12-22 | redacted
Low Income - Power to Save | Pipe Wrap | 0 | 0.01 | 0.03 | 143.65 | 1 |  | 2023-12-22 | redacted
Low Income - Power to Save | Pipe Wrap | 0 | 0.01 | 0.03 | 143.65 | 1 |  | 2023-12-22 | redacted
Low Income - Power to Save | HVAC Inspection | 0 | 0.17 | 0 | 268.73 | 1 |  | 2023-12-22 | redacted
Low Income - Power to Save | Faucet Aerators | 0 | 0 | 0.02 | 110.58 | 1 |  | 2023-12-22 | redacted
Low Income - Power to Save | Low Flow Showerhead | 0 | 0.04 | 0.1 | 504.08 | 1 |  | 2023-12-22 | redacted
Low Income - Power to Save | LED Lights | 0 | 0 | 0 | 47.6 | 1 |  | 2023-12-22 | redacted
Low Income - Power to Save | HVAC Inspection | 0 | 0.17 | 0 | 268.73 | 1 |  | 2023-12-22 | redacted
Low Income - Power to Save | Faucet Aerators | 0 | 0 | 0.02 | 110.58 | 1 |  | 2023-12-22 | redacted
Low Income - Power to Save | Low Flow Showerhead | 0 | 0.04 | 0.1 | 504.08 | 1 |  | 2023-12-22 | redacted
Low Income - Power to Save | LED Lights | 0 | 0 | 0 | 47.6 | 1 |  | 2023-12-22 | redacted
Low Income - Power to Save | Pipe Wrap | 0 | 0.01 | 0.03 | 143.65 | 1 |  | 2023-12-22 | redacted
Low Income - Power to Save | HVAC Inspection | 0 | 0.17 | 0 | 268.73 | 1 |  | 2023-12-22 | redacted
Low Income - Power to Save | Faucet Aerators | 0 | 0 | 0.02 | 110.58 | 1 |  | 2023-12-22 | redacted
Low Income - Power to Save | LED Lights | 0 | 0 | 0 | 47.6 | 1 |  | 2023-12-22 | redacted
Low Income - Power to Save | HVAC Inspection | 0 | 0.17 | 0 | 268.73 | 1 |  | 2023-12-22 | redacted
Low Income - Power to Save | HVAC Inspection | 0 | 0.17 | 0 | 268.73 | 1 |  | 2023-12-05 | redacted
Low Income - Power to Save | Low Flow Showerhead | 0 | 0.04 | 0.1 | 504.08 | 1 |  | 2023-12-05 | redacted
Low Income - Power to Save | LED Lights | 0 | 0 | 0 | 47.6 | 1 |  | 2023-12-05 | redacted
Low Income - Power to Save | Pipe Wrap | 0 | 0.01 | 0.03 | 143.65 | 1 |  | 2023-12-05 | redacted
Low Income - Power to Save | Faucet Aerators | 0 | 0 | 0.02 | 110.58 | 1 |  | 2023-12-05 | redacted
Low Income - Power to Save | LED Lights | 0 | 0 | 0 | 47.6 | 1 |  | 2023-12-22 | redacted
Low Income - Power to Save | Pipe Wrap | 0 | 0.01 | 0.03 | 143.65 | 1 |  | 2023-12-22 | redacted
Low Income - Power to Save | HVAC Inspection | 0 | 0.17 | 0 | 268.73 | 1 |  | 2023-12-22 | redacted
Low Income - Power to Save | Faucet Aerators | 0 | 0 | 0.02 | 110.58 | 1 |  | 2023-12-22 | redacted
Low Income - Power to Save | Low Flow Showerhead | 0 | 0.04 | 0.1 | 504.08 | 1 |  | 2023-12-22 | redacted
Low Income - Power to Save | LED Lights | 0 | 0 | 0 | 47.6 | 1 |  | 2023-12-22 | redacted
Low Income - Power to Save | Pipe Wrap | 0 | 0.01 | 0.03 | 143.65 | 1 |  | 2023-12-22 | redacted
Low Income - Power to Save | HVAC Inspection | 0 | 0.17 | 0 | 268.73 | 1 |  | 2023-12-22 | redacted
Low Income - Power to Save | Faucet Aerators | 0 | 0 | 0.02 | 110.58 | 1 |  | 2023-12-22 | redacted
Low Income - Power to Save | Low Flow Showerhead | 0 | 0.04 | 0.1 | 504.08 | 1 |  | 2023-12-08 | redacted
Low Income - Power to Save | LED Lights | 0 | 0 | 0 | 47.6 | 1 |  | 2023-12-08 | redacted
Low Income - Power to Save | Pipe Wrap | 0 | 0.01 | 0.03 | 143.65 | 1 |  | 2023-12-08 | redacted
Low Income - Power to Save | HVAC Inspection | 0 | 0.17 | 0 | 268.73 | 1 |  | 2023-12-08 | redacted
Low Income - Power to Save | Faucet Aerators | 0 | 0 | 0.02 | 110.58 | 1 |  | 2023-12-08 | redacted
Low Income - Power to Save | Low Flow Showerhead | 0 | 0.04 | 0.1 | 504.08 | 1 |  | 2023-12-22 | redacted
Low Income - Power to Save | LED Lights | 0 | 0 | 0 | 47.6 | 1 |  | 2023-12-22 | redacted
Low Income - Power to Save | Pipe Wrap | 0 | 0.01 | 0.03 | 143.65 | 1 |  | 2023-12-22 | redacted
Low Income - Power to Save | HVAC Inspection | 0 | 0.17 | 0 | 268.73 | 1 |  | 2023-12-22 | redacted
Low Income - Power to Save | Faucet Aerators | 0 | 0 | 0.02 | 110.58 | 1 |  | 2023-12-22 | redacted
Low Income - Power to Save | Pipe Wrap | 0 | 0.01 | 0.03 | 143.65 | 1 |  | 2023-12-15 | redacted
Low Income - Power to Save | LED Lights | 0 | 0 | 0 | 47.6 | 1 |  | 2023-12-15 | redacted
Low Income - Power to Save | HVAC Inspection | 0 | 0.17 | 0 | 268.73 | 1 |  | 2023-12-15 | redacted
Low Income - Power to Save | Faucet Aerators | 0 | 0 | 0.02 | 110.58 | 1 |  | 2023-12-15 | redacted
Low Income - Power to Save | Low Flow Showerhead | 0 | 0.04 | 0.1 | 504.08 | 1 |  | 2023-12-15 | redacted
Low Income - Power to Save | LED Lights | 0 | 0 | 0 | 47.6 | 1 |  | 2023-12-15 | redacted
Low Income - Power to Save | Pipe Wrap | 0 | 0.01 | 0.03 | 143.65 | 1 |  | 2023-12-15 | redacted
Low Income - Power to Save | HVAC Inspection | 0 | 0.17 | 0 | 268.73 | 1 |  | 2023-12-15 | redacted
Low Income - Power to Save | Faucet Aerators | 0 | 0 | 0.02 | 110.58 | 1 |  | 2023-12-15 | redacted
Low Income - Power to Save | Low Flow Showerhead | 0 | 0.04 | 0.1 | 504.08 | 1 |  | 2023-12-22 | redacted
Low Income - Power to Save | LED Lights | 0 | 0 | 0 | 47.6 | 1 |  | 2023-12-22 | redacted
Low Income - Power to Save | Pipe Wrap | 0 | 0.01 | 0.03 | 143.65 | 1 |  | 2023-12-22 | redacted
Low Income - Power to Save | HVAC Inspection | 0 | 0.17 | 0 | 268.73 | 1 |  | 2023-12-22 | redacted
Low Income - Power to Save | Faucet Aerators | 0 | 0 | 0.02 | 110.58 | 1 |  | 2023-12-22 | redacted
Low Income - Power to Save | Low Flow Showerhead | 0 | 0.04 | 0.1 | 504.08 | 1 |  | 2023-12-01 | redacted
Low Income - Power to Save | LED Lights | 0 | 0 | 0 | 47.6 | 1 |  | 2023-12-01 | redacted
Low Income - Power to Save | Pipe Wrap | 0 | 0.01 | 0.03 | 143.65 | 1 |  | 2023-12-01 | redacted
Low Income - Power to Save | HVAC Inspection | 0 | 0.17 | 0 | 268.73 | 1 |  | 2023-12-01 | redacted
Low Income - Power to Save | Faucet Aerators | 0 | 0 | 0.02 | 110.58 | 1 |  | 2023-12-01 | redacted
Low Income - Power to Save | Low Flow Showerhead | 0 | 0.04 | 0.1 | 504.08 | 1 |  | 2023-12-22 | redacted
Low Income - Power to Save | LED Lights | 0 | 0 | 0 | 47.6 | 1 |  | 2023-12-22 | redacted
Low Income - Power to Save | Faucet Aerators | 0 | 0 | 0.02 | 110.58 | 1 |  | 2023-12-22 | redacted
Low Income - Power to Save | Low Flow Showerhead | 0 | 0.04 | 0.1 | 504.08 | 1 |  | 2023-12-22 | redacted
Low Income - Power to Save | LED Lights | 0 | 0 | 0 | 47.6 | 1 |  | 2023-12-22 | redacted
Low Income - Power to Save | Pipe Wrap | 0 | 0.01 | 0.03 | 143.65 | 1 |  | 2023-12-22 | redacted
Low Income - Power to Save | HVAC Inspection | 0 | 0.17 | 0 | 268.73 | 1 |  | 2023-12-22 | redacted
Low Income - Power to Save | Faucet Aerators | 0 | 0 | 0.02 | 110.58 | 1 |  | 2023-12-22 | redacted
Low Income - Power to Save | Low Flow Showerhead | 0 | 0.04 | 0.1 | 504.08 | 1 |  | 2023-12-22 | redacted
Low Income - Power to Save | LED Lights | 0 | 0 | 0 | 47.6 | 1 |  | 2023-12-22 | redacted
Low Income - Power to Save | Pipe Wrap | 0 | 0.01 | 0.03 | 143.65 | 1 |  | 2023-12-22 | redacted
Low Income - Power to Save | HVAC Inspection | 0 | 0.17 | 0 | 268.73 | 1 |  | 2023-12-22 | redacted
Low Income - Power to Save | Faucet Aerators | 0 | 0 | 0.02 | 110.58 | 1 |  | 2023-12-22 | redacted
Low Income - Power to Save | Low Flow Showerhead | 0 | 0.04 | 0.1 | 504.08 | 1 |  | 2023-12-01 | redacted
Low Income - Power to Save | LED Lights | 0 | 0 | 0 | 47.6 | 1 |  | 2023-12-01 | redacted
Low Income - Power to Save | Pipe Wrap | 0 | 0.01 | 0.03 | 143.65 | 1 |  | 2023-12-01 | redacted
Low Income - Power to Save | HVAC Inspection | 0 | 0.17 | 0 | 268.73 | 1 |  | 2023-12-01 | redacted
Low Income - Power to Save | Faucet Aerators | 0 | 0 | 0.02 | 110.58 | 1 |  | 2023-12-01 | redacted
Low Income - Power to Save | Low Flow Showerhead | 0 | 0.04 | 0.1 | 504.08 | 1 |  | 2023-12-22 | redacted
Low Income - Power to Save | LED Lights | 0 | 0 | 0 | 47.6 | 1 |  | 2023-12-22 | redacted
Low Income - Power to Save | Pipe Wrap | 0 | 0.01 | 0.03 | 143.65 | 1 |  | 2023-12-22 | redacted
Low Income - Power to Save | HVAC Inspection | 0 | 0.17 | 0 | 268.73 | 1 |  | 2023-12-22 | redacted
Low Income - Power to Save | Faucet Aerators | 0 | 0 | 0.02 | 110.58 | 1 |  | 2023-12-22 | redacted
Low Income - Power to Save | LED Lights | 0 | 0 | 0 | 47.6 | 1 |  | 2023-12-15 | redacted
Low Income - Power to Save | Pipe Wrap | 0 | 0.01 | 0.03 | 143.65 | 1 |  | 2023-12-15 | redacted
Low Income - Power to Save | HVAC Inspection | 0 | 0.17 | 0 | 268.73 | 1 |  | 2023-12-15 | redacted
Low Income - Power to Save | Faucet Aerators | 0 | 0 | 0.02 | 110.58 | 1 |  | 2023-12-15 | redacted
Low Income - Power to Save | HVAC Inspection | 0 | 0.17 | 0 | 268.73 | 1 |  | 2023-12-22 | redacted
Low Income - Power to Save | Low Flow Showerhead | 0 | 0.04 | 0.1 | 504.08 | 1 |  | 2023-12-08 | redacted
Low Income - Power to Save | LED Lights | 0 | 0 | 0 | 47.6 | 1 |  | 2023-12-08 | redacted
Low Income - Power to Save | Pipe Wrap | 0 | 0.01 | 0.03 | 143.65 | 1 |  | 2023-12-08 | redacted
Low Income - Power to Save | HVAC Inspection | 0 | 0.17 | 0 | 268.73 | 1 |  | 2023-12-08 | redacted
Low Income - Power to Save | Faucet Aerators | 0 | 0 | 0.02 | 110.58 | 1 |  | 2023-12-08 | redacted
Low Income - Power to Save | Low Flow Showerhead | 0 | 0.04 | 0.1 | 504.08 | 1 |  | 2023-12-15 | redacted
Low Income - Power to Save | LED Lights | 0 | 0 | 0 | 47.6 | 1 |  | 2023-12-15 | redacted
Low Income - Power to Save | Pipe Wrap | 0 | 0.01 | 0.03 | 143.65 | 1 |  | 2023-12-15 | redacted
Low Income - Power to Save | HVAC Inspection | 0 | 0.17 | 0 | 268.73 | 1 |  | 2023-12-15 | redacted
Low Income - Power to Save | Faucet Aerators | 0 | 0 | 0.02 | 110.58 | 1 |  | 2023-12-15 | redacted
Low Income - Power to Save | Low Flow Showerhead | 0 | 0.04 | 0.1 | 504.08 | 1 |  | 2023-12-01 | redacted
Low Income - Power to Save | LED Lights | 0 | 0 | 0 | 47.6 | 1 |  | 2023-12-01 | redacted
Low Income - Power to Save | Pipe Wrap | 0 | 0.01 | 0.03 | 143.65 | 1 |  | 2023-12-01 | redacted
Low Income - Power to Save | HVAC Inspection | 0 | 0.17 | 0 | 268.73 | 1 |  | 2023-12-01 | redacted
Low Income - Power to Save | Faucet Aerators | 0 | 0 | 0.02 | 110.58 | 1 |  | 2023-12-01 | redacted
Low Income - Power to Save | Low Flow Showerhead | 0 | 0.04 | 0.1 | 504.08 | 1 |  | 2023-12-15 | redacted
Low Income - Power to Save | LED Lights | 0 | 0 | 0 | 47.6 | 1 |  | 2023-12-15 | redacted
Low Income - Power to Save | Pipe Wrap | 0 | 0.01 | 0.03 | 143.65 | 1 |  | 2023-12-15 | redacted
Low Income - Power to Save | HVAC Inspection | 0 | 0.17 | 0 | 268.73 | 1 |  | 2023-12-15 | redacted
Low Income - Power to Save | Faucet Aerators | 0 | 0 | 0.02 | 110.58 | 1 |  | 2023-12-15 | redacted
Low Income - Power to Save | Low Flow Showerhead | 0 | 0.04 | 0.1 | 504.08 | 1 |  | 2023-12-15 | redacted
Low Income - Power to Save | LED Lights | 0 | 0 | 0 | 47.6 | 1 |  | 2023-12-15 | redacted
Low Income - Power to Save | Pipe Wrap | 0 | 0.01 | 0.03 | 143.65 | 1 |  | 2023-12-15 | redacted
Low Income - Power to Save | HVAC Inspection | 0 | 0.17 | 0 | 268.73 | 1 |  | 2023-12-15 | redacted
Low Income - Power to Save | Faucet Aerators | 0 | 0 | 0.02 | 110.58 | 1 |  | 2023-12-15 | redacted
Low Income - Power to Save | Low Flow Showerhead | 0 | 0.04 | 0.1 | 504.08 | 1 |  | 2023-12-08 | redacted
Low Income - Power to Save | LED Lights | 0 | 0 | 0 | 47.6 | 1 |  | 2023-12-08 | redacted
Low Income - Power to Save | Pipe Wrap | 0 | 0.01 | 0.03 | 143.65 | 1 |  | 2023-12-08 | redacted
Low Income - Power to Save | HVAC Inspection | 0 | 0.17 | 0 | 268.73 | 1 |  | 2023-12-08 | redacted
Low Income - Power to Save | Faucet Aerators | 0 | 0 | 0.02 | 110.58 | 1 |  | 2023-12-08 | redacted
Low Income - Power to Save | Low Flow Showerhead | 0 | 0.04 | 0.1 | 504.08 | 1 |  | 2023-12-05 | redacted
Low Income - Power to Save | LED Lights | 0 | 0 | 0 | 47.6 | 1 |  | 2023-12-05 | redacted
Low Income - Power to Save | Pipe Wrap | 0 | 0.01 | 0.03 | 143.65 | 1 |  | 2023-12-05 | redacted
Low Income - Power to Save | HVAC Inspection | 0 | 0.17 | 0 | 268.73 | 1 |  | 2023-12-05 | redacted
Low Income - Power to Save | Faucet Aerators | 0 | 0 | 0.02 | 110.58 | 1 |  | 2023-12-05 | redacted
Low Income - Power to Save | Low Flow Showerhead | 0 | 0.04 | 0.1 | 504.08 | 1 |  | 2023-12-15 | redacted
Low Income - Power to Save | LED Lights | 0 | 0 | 0 | 47.6 | 1 |  | 2023-12-15 | redacted
Low Income - Power to Save | Pipe Wrap | 0 | 0.01 | 0.03 | 143.65 | 1 |  | 2023-12-15 | redacted
Low Income - Power to Save | HVAC Inspection | 0 | 0.17 | 0 | 268.73 | 1 |  | 2023-12-15 | redacted
Low Income - Power to Save | Faucet Aerators | 0 | 0 | 0.02 | 110.58 | 1 |  | 2023-12-15 | redacted
Low Income - Power to Save | Low Flow Showerhead | 0 | 0.04 | 0.1 | 504.08 | 1 |  | 2023-12-01 | redacted
Low Income - Power to Save | LED Lights | 0 | 0 | 0 | 47.6 | 1 |  | 2023-12-01 | redacted
Low Income - Power to Save | Pipe Wrap | 0 | 0.01 | 0.03 | 143.65 | 1 |  | 2023-12-01 | redacted
Low Income - Power to Save | HVAC Inspection | 0 | 0.17 | 0 | 268.73 | 1 |  | 2023-12-01 | redacted
Low Income - Power to Save | Faucet Aerators | 0 | 0 | 0.02 | 110.58 | 1 |  | 2023-12-01 | redacted
Low Income - Power to Save | Low Flow Showerhead | 0 | 0.04 | 0.1 | 504.08 | 1 |  | 2023-12-08 | redacted
Low Income - Power to Save | LED Lights | 0 | 0 | 0 | 47.6 | 1 |  | 2023-12-08 | redacted
Low Income - Power to Save | Pipe Wrap | 0 | 0.01 | 0.03 | 143.65 | 1 |  | 2023-12-08 | redacted
Low Income - Power to Save | HVAC Inspection | 0 | 0.17 | 0 | 268.73 | 1 |  | 2023-12-08 | redacted
Low Income - Power to Save | Faucet Aerators | 0 | 0 | 0.02 | 110.58 | 1 |  | 2023-12-08 | redacted
Low Income - Power to Save | Low Flow Showerhead | 0 | 0.04 | 0.1 | 504.08 | 1 |  | 2023-12-11 | redacted
Low Income - Power to Save | LED Lights | 0 | 0 | 0 | 47.6 | 1 |  | 2023-12-11 | redacted
Low Income - Power to Save | Pipe Wrap | 0 | 0.01 | 0.03 | 143.65 | 1 |  | 2023-12-11 | redacted
Low Income - Power to Save | HVAC Inspection | 0 | 0.17 | 0 | 268.73 | 1 |  | 2023-12-11 | redacted
Low Income - Power to Save | Faucet Aerators | 0 | 0 | 0.02 | 110.58 | 1 |  | 2023-12-11 | redacted
Low Income - Power to Save | Low Flow Showerhead | 0 | 0.04 | 0.1 | 504.08 | 1 |  | 2023-12-15 | redacted
Low Income - Power to Save | LED Lights | 0 | 0 | 0 | 47.6 | 1 |  | 2023-12-15 | redacted
Low Income - Power to Save | Pipe Wrap | 0 | 0.01 | 0.03 | 143.65 | 1 |  | 2023-12-15 | redacted
Low Income - Power to Save | HVAC Inspection | 0 | 0.17 | 0 | 268.73 | 1 |  | 2023-12-15 | redacted
Low Income - Power to Save | Faucet Aerators | 0 | 0 | 0.02 | 110.58 | 1 |  | 2023-12-15 | redacted
Low Income - Power to Save | Low Flow Showerhead | 0 | 0.04 | 0.1 | 504.08 | 1 |  | 2023-12-01 | redacted
Low Income - Power to Save | LED Lights | 0 | 0 | 0 | 47.6 | 1 |  | 2023-12-01 | redacted
Low Income - Power to Save | Pipe Wrap | 0 | 0.01 | 0.03 | 143.65 | 1 |  | 2023-12-01 | redacted
Low Income - Power to Save | HVAC Inspection | 0 | 0.17 | 0 | 268.73 | 1 |  | 2023-12-01 | redacted
Low Income - Power to Save | Faucet Aerators | 0 | 0 | 0.02 | 110.58 | 1 |  | 2023-12-01 | redacted
Low Income - Power to Save | Low Flow Showerhead | 0 | 0.04 | 0.1 | 504.08 | 1 |  | 2023-12-08 | redacted
Low Income - Power to Save | LED Lights | 0 | 0 | 0 | 47.6 | 1 |  | 2023-12-08 | redacted
Low Income - Power to Save | Pipe Wrap | 0 | 0.01 | 0.03 | 143.65 | 1 |  | 2023-12-08 | redacted
Low Income - Power to Save | HVAC Inspection | 0 | 0.17 | 0 | 268.73 | 1 |  | 2023-12-08 | redacted
Low Income - Power to Save | Faucet Aerators | 0 | 0 | 0.02 | 110.58 | 1 |  | 2023-12-08 | redacted
Low Income - Power to Save | Low Flow Showerhead | 0 | 0.04 | 0.1 | 504.08 | 1 |  | 2023-12-22 | redacted
Low Income - Power to Save | LED Lights | 0 | 0 | 0 | 47.6 | 1 |  | 2023-12-22 | redacted
Low Income - Power to Save | Pipe Wrap | 0 | 0.01 | 0.03 | 143.65 | 1 |  | 2023-12-22 | redacted
Low Income - Power to Save | HVAC Inspection | 0 | 0.17 | 0 | 268.73 | 1 |  | 2023-12-22 | redacted
Low Income - Power to Save | Faucet Aerators | 0 | 0 | 0.02 | 110.58 | 1 |  | 2023-12-22 | redacted
Low Income - Power to Save | Low Flow Showerhead | 0 | 0.04 | 0.1 | 504.08 | 1 |  | 2023-12-08 | redacted
Low Income - Power to Save | LED Lights | 0 | 0 | 0 | 47.6 | 1 |  | 2023-12-08 | redacted
Low Income - Power to Save | Pipe Wrap | 0 | 0.01 | 0.03 | 143.65 | 1 |  | 2023-12-08 | redacted
Low Income - Power to Save | HVAC Inspection | 0 | 0.17 | 0 | 268.73 | 1 |  | 2023-12-08 | redacted
Low Income - Power to Save | Faucet Aerators | 0 | 0 | 0.02 | 110.58 | 1 |  | 2023-12-08 | redacted
Low Income - Power to Save | Low Flow Showerhead | 0 | 0.04 | 0.1 | 504.08 | 1 |  | 2023-12-05 | redacted
Low Income - Power to Save | LED Lights | 0 | 0 | 0 | 47.6 | 1 |  | 2023-12-05 | redacted
Low Income - Power to Save | Pipe Wrap | 0 | 0.01 | 0.03 | 143.65 | 1 |  | 2023-12-05 | redacted
Low Income - Power to Save | HVAC Inspection | 0 | 0.17 | 0 | 268.73 | 1 |  | 2023-12-05 | redacted
Low Income - Power to Save | Faucet Aerators | 0 | 0 | 0.02 | 110.58 | 1 |  | 2023-12-05 | redacted
Low Income - Power to Save | Low Flow Showerhead | 0 | 0.04 | 0.1 | 504.08 | 1 |  | 2023-12-11 | redacted
Low Income - Power to Save | LED Lights | 0 | 0 | 0 | 47.6 | 1 |  | 2023-12-11 | redacted
Low Income - Power to Save | Pipe Wrap | 0 | 0.01 | 0.03 | 143.65 | 1 |  | 2023-12-11 | redacted
Low Income - Power to Save | HVAC Inspection | 0 | 0.17 | 0 | 268.73 | 1 |  | 2023-12-11 | redacted
Low Income - Power to Save | Faucet Aerators | 0 | 0 | 0.02 | 110.58 | 1 |  | 2023-12-11 | redacted
Low Income - Power to Save | Low Flow Showerhead | 0 | 0.04 | 0.1 | 504.08 | 1 |  | 2023-12-22 | redacted
Low Income - Power to Save | LED Lights | 0 | 0 | 0 | 47.6 | 1 |  | 2023-12-22 | redacted
Low Income - Power to Save | Pipe Wrap | 0 | 0.01 | 0.03 | 143.65 | 1 |  | 2023-12-22 | redacted
Low Income - Power to Save | HVAC Inspection | 0 | 0.17 | 0 | 268.73 | 1 |  | 2023-12-22 | redacted
Low Income - Power to Save | Faucet Aerators | 0 | 0 | 0.02 | 110.58 | 1 |  | 2023-12-22 | redacted
Low Income - Power to Save | Low Flow Showerhead | 0 | 0.04 | 0.1 | 504.08 | 1 |  | 2023-12-15 | redacted
Low Income - Power to Save | LED Lights | 0 | 0 | 0 | 47.6 | 1 |  | 2023-12-15 | redacted
Low Income - Power to Save | Pipe Wrap | 0 | 0.01 | 0.03 | 143.65 | 1 |  | 2023-12-15 | redacted
Low Income - Power to Save | HVAC Inspection | 0 | 0.17 | 0 | 268.73 | 1 |  | 2023-12-15 | redacted
Low Income - Power to Save | Faucet Aerators | 0 | 0 | 0.02 | 110.58 | 1 |  | 2023-12-15 | redacted
Low Income - Power to Save | Low Flow Showerhead | 0 | 0.04 | 0.1 | 504.08 | 1 |  | 2023-12-15 | redacted
Low Income - Power to Save | LED Lights | 0 | 0 | 0 | 47.6 | 1 |  | 2023-12-15 | redacted
Low Income - Power to Save | Pipe Wrap | 0 | 0.01 | 0.03 | 143.65 | 1 |  | 2023-12-15 | redacted
Low Income - Power to Save | HVAC Inspection | 0 | 0.17 | 0 | 268.73 | 1 |  | 2023-12-15 | redacted
Low Income - Power to Save | Faucet Aerators | 0 | 0 | 0.02 | 110.58 | 1 |  | 2023-12-15 | redacted
Low Income - Power to Save | Low Flow Showerhead | 0 | 0.04 | 0.1 | 504.08 | 1 |  | 2023-12-15 | redacted
Low Income - Power to Save | LED Lights | 0 | 0 | 0 | 47.6 | 1 |  | 2023-12-15 | redacted
Low Income - Power to Save | Pipe Wrap | 0 | 0.01 | 0.03 | 143.65 | 1 |  | 2023-12-15 | redacted
Low Income - Power to Save | HVAC Inspection | 0 | 0.17 | 0 | 268.73 | 1 |  | 2023-12-15 | redacted
Low Income - Power to Save | Faucet Aerators | 0 | 0 | 0.02 | 110.58 | 1 |  | 2023-12-15 | redacted
Low Income - Power to Save | Low Flow Showerhead | 0 | 0.04 | 0.1 | 504.08 | 1 |  | 2023-12-05 | redacted
Low Income - Power to Save | LED Lights | 0 | 0 | 0 | 47.6 | 1 |  | 2023-12-05 | redacted
Low Income - Power to Save | Pipe Wrap | 0 | 0.01 | 0.03 | 143.65 | 1 |  | 2023-12-05 | redacted
Low Income - Power to Save | HVAC Inspection | 0 | 0.17 | 0 | 268.73 | 1 |  | 2023-12-05 | redacted
Low Income - Power to Save | Faucet Aerators | 0 | 0 | 0.02 | 110.58 | 1 |  | 2023-12-05 | redacted
Low Income - Power to Save | Low Flow Showerhead | 0 | 0.04 | 0.1 | 504.08 | 1 |  | 2023-12-05 | redacted
Low Income - Power to Save | LED Lights | 0 | 0 | 0 | 47.6 | 1 |  | 2023-12-05 | redacted
Low Income - Power to Save | Pipe Wrap | 0 | 0.01 | 0.03 | 143.65 | 1 |  | 2023-12-05 | redacted
Low Income - Power to Save | HVAC Inspection | 0 | 0.17 | 0 | 268.73 | 1 |  | 2023-12-05 | redacted
Low Income - Power to Save | Faucet Aerators | 0 | 0 | 0.02 | 110.58 | 1 |  | 2023-12-05 | redacted
Low Income - Power to Save | Low Flow Showerhead | 0 | 0.04 | 0.1 | 504.08 | 1 |  | 2023-12-05 | redacted
Low Income - Power to Save | LED Lights | 0 | 0 | 0 | 47.6 | 1 |  | 2023-12-05 | redacted
Low Income - Power to Save | Pipe Wrap | 0 | 0.01 | 0.03 | 143.65 | 1 |  | 2023-12-05 | redacted
Low Income - Power to Save | HVAC Inspection | 0 | 0.17 | 0 | 268.73 | 1 |  | 2023-12-05 | redacted
Low Income - Power to Save | Faucet Aerators | 0 | 0 | 0.02 | 110.58 | 1 |  | 2023-12-05 | redacted
Low Income - Power to Save | Low Flow Showerhead | 0 | 0.04 | 0.1 | 504.08 | 1 |  | 2023-12-15 | redacted
Low Income - Power to Save | LED Lights | 0 | 0 | 0 | 47.6 | 1 |  | 2023-12-15 | redacted
Low Income - Power to Save | Pipe Wrap | 0 | 0.01 | 0.03 | 143.65 | 1 |  | 2023-12-15 | redacted
Low Income - Power to Save | HVAC Inspection | 0 | 0.17 | 0 | 268.73 | 1 |  | 2023-12-15 | redacted
Low Income - Power to Save | Faucet Aerators | 0 | 0 | 0.02 | 110.58 | 1 |  | 2023-12-15 | redacted
Low Income - Power to Save | Low Flow Showerhead | 0 | 0.04 | 0.1 | 504.08 | 1 |  | 2023-12-15 | redacted
Low Income - Power to Save | LED Lights | 0 | 0 | 0 | 47.6 | 1 |  | 2023-12-15 | redacted
Low Income - Power to Save | Pipe Wrap | 0 | 0.01 | 0.03 | 143.65 | 1 |  | 2023-12-15 | redacted
Low Income - Power to Save | HVAC Inspection | 0 | 0.17 | 0 | 268.73 | 1 |  | 2023-12-15 | redacted
Low Income - Power to Save | Faucet Aerators | 0 | 0 | 0.02 | 110.58 | 1 |  | 2023-12-15 | redacted
Low Income - Power to Save | Low Flow Showerhead | 0 | 0.04 | 0.1 | 504.08 | 1 |  | 2023-12-01 | redacted
Low Income - Power to Save | LED Lights | 0 | 0 | 0 | 47.6 | 1 |  | 2023-12-01 | redacted
Low Income - Power to Save | Pipe Wrap | 0 | 0.01 | 0.03 | 143.65 | 1 |  | 2023-12-01 | redacted
Low Income - Power to Save | HVAC Inspection | 0 | 0.17 | 0 | 268.73 | 1 |  | 2023-12-01 | redacted
Low Income - Power to Save | Faucet Aerators | 0 | 0 | 0.02 | 110.58 | 1 |  | 2023-12-01 | redacted
Low Income - Power to Save | Low Flow Showerhead | 0 | 0.04 | 0.1 | 504.08 | 1 |  | 2023-12-01 | redacted
Low Income - Power to Save | LED Lights | 0 | 0 | 0 | 47.6 | 1 |  | 2023-12-01 | redacted
Low Income - Power to Save | Pipe Wrap | 0 | 0.01 | 0.03 | 143.65 | 1 |  | 2023-12-01 | redacted
Low Income - Power to Save | HVAC Inspection | 0 | 0.17 | 0 | 268.73 | 1 |  | 2023-12-01 | redacted
Low Income - Power to Save | Faucet Aerators | 0 | 0 | 0.02 | 110.58 | 1 |  | 2023-12-01 | redacted
Low Income - Power to Save | Low Flow Showerhead | 0 | 0.04 | 0.1 | 504.08 | 1 |  | 2023-12-01 | redacted
Low Income - Power to Save | LED Lights | 0 | 0 | 0 | 47.6 | 1 |  | 2023-12-01 | redacted
Low Income - Power to Save | Pipe Wrap | 0 | 0.01 | 0.03 | 143.65 | 1 |  | 2023-12-01 | redacted
Low Income - Power to Save | HVAC Inspection | 0 | 0.17 | 0 | 268.73 | 1 |  | 2023-12-01 | redacted
Low Income - Power to Save | Faucet Aerators | 0 | 0 | 0.02 | 110.58 | 1 |  | 2023-12-01 | redacted
Low Income - Power to Save | Low Flow Showerhead | 0 | 0.04 | 0.1 | 504.08 | 1 |  | 2023-12-22 | redacted
Low Income - Power to Save | LED Lights | 0 | 0 | 0 | 47.6 | 1 |  | 2023-12-22 | redacted
Low Income - Power to Save | Pipe Wrap | 0 | 0.01 | 0.03 | 143.65 | 1 |  | 2023-12-22 | redacted
Low Income - Power to Save | HVAC Inspection | 0 | 0.17 | 0 | 268.73 | 1 |  | 2023-12-22 | redacted
Low Income - Power to Save | Faucet Aerators | 0 | 0 | 0.02 | 110.58 | 1 |  | 2023-12-22 | redacted
Low Income - Power to Save | Low Flow Showerhead | 0 | 0.04 | 0.1 | 504.08 | 1 |  | 2023-12-15 | redacted
Low Income - Power to Save | LED Lights | 0 | 0 | 0 | 47.6 | 1 |  | 2023-12-15 | redacted
Low Income - Power to Save | Pipe Wrap | 0 | 0.01 | 0.03 | 143.65 | 1 |  | 2023-12-15 | redacted
Low Income - Power to Save | HVAC Inspection | 0 | 0.17 | 0 | 268.73 | 1 |  | 2023-12-15 | redacted
Low Income - Power to Save | Faucet Aerators | 0 | 0 | 0.02 | 110.58 | 1 |  | 2023-12-15 | redacted
Low Income - Power to Save | Low Flow Showerhead | 0 | 0.04 | 0.1 | 504.08 | 1 |  | 2023-12-15 | redacted
Low Income - Power to Save | LED Lights | 0 | 0 | 0 | 47.6 | 1 |  | 2023-12-15 | redacted
Low Income - Power to Save | Pipe Wrap | 0 | 0.01 | 0.03 | 143.65 | 1 |  | 2023-12-15 | redacted
Low Income - Power to Save | HVAC Inspection | 0 | 0.17 | 0 | 268.73 | 1 |  | 2023-12-15 | redacted
Low Income - Power to Save | Faucet Aerators | 0 | 0 | 0.02 | 110.58 | 1 |  | 2023-12-15 | redacted
Low Income - Power to Save | Low Flow Showerhead | 0 | 0.04 | 0.1 | 504.08 | 1 |  | 2023-12-05 | redacted
Low Income - Power to Save | LED Lights | 0 | 0 | 0 | 47.6 | 1 |  | 2023-12-05 | redacted
Low Income - Power to Save | Pipe Wrap | 0 | 0.01 | 0.03 | 143.65 | 1 |  | 2023-12-05 | redacted
Low Income - Power to Save | HVAC Inspection | 0 | 0.17 | 0 | 268.73 | 1 |  | 2023-12-05 | redacted
Low Income - Power to Save | Faucet Aerators | 0 | 0 | 0.02 | 110.58 | 1 |  | 2023-12-05 | redacted
Low Income - Power to Save | Low Flow Showerhead | 0 | 0.04 | 0.1 | 504.08 | 1 |  | 2023-12-22 | redacted
Low Income - Power to Save | LED Lights | 0 | 0 | 0 | 47.6 | 1 |  | 2023-12-22 | redacted
Low Income - Power to Save | Pipe Wrap | 0 | 0.01 | 0.03 | 143.65 | 1 |  | 2023-12-22 | redacted
Low Income - Power to Save | HVAC Inspection | 0 | 0.17 | 0 | 268.73 | 1 |  | 2023-12-22 | redacted
Low Income - Power to Save | Faucet Aerators | 0 | 0 | 0.02 | 110.58 | 1 |  | 2023-12-22 | redacted
Low Income - Power to Save | Low Flow Showerhead | 0 | 0.04 | 0.1 | 504.08 | 1 |  | 2023-12-22 | redacted
Low Income - Power to Save | LED Lights | 0 | 0 | 0 | 47.6 | 1 |  | 2023-12-22 | redacted
Low Income - Power to Save | Pipe Wrap | 0 | 0.01 | 0.03 | 143.65 | 1 |  | 2023-12-22 | redacted
Low Income - Power to Save | HVAC Inspection | 0 | 0.17 | 0 | 268.73 | 1 |  | 2023-12-22 | redacted
Low Income - Power to Save | Faucet Aerators | 0 | 0 | 0.02 | 110.58 | 1 |  | 2023-12-22 | redacted
Low Income - Power to Save | Low Flow Showerhead | 0 | 0.04 | 0.1 | 504.08 | 1 |  | 2023-12-15 | redacted
Low Income - Power to Save | LED Lights | 0 | 0 | 0 | 47.6 | 1 |  | 2023-12-15 | redacted
Low Income - Power to Save | Pipe Wrap | 0 | 0.01 | 0.03 | 143.65 | 1 |  | 2023-12-15 | redacted
Low Income - Power to Save | HVAC Inspection | 0 | 0.17 | 0 | 268.73 | 1 |  | 2023-12-15 | redacted
Low Income - Power to Save | Low Flow Showerhead | 0 | 0.04 | 0.1 | 504.08 | 1 |  | 2023-12-22 | redacted
Low Income - Power to Save | LED Lights | 0 | 0 | 0 | 47.6 | 1 |  | 2023-12-22 | redacted
Low Income - Power to Save | Pipe Wrap | 0 | 0.01 | 0.03 | 143.65 | 1 |  | 2023-12-22 | redacted
Low Income - Power to Save | HVAC Inspection | 0 | 0.17 | 0 | 268.73 | 1 |  | 2023-12-22 | redacted
Low Income - Power to Save | Faucet Aerators | 0 | 0 | 0.02 | 110.58 | 1 |  | 2023-12-22 | redacted
Low Income - Power to Save | Low Flow Showerhead | 0 | 0.04 | 0.1 | 504.08 | 1 |  | 2023-12-01 | redacted
Low Income - Power to Save | LED Lights | 0 | 0 | 0 | 47.6 | 1 |  | 2023-12-01 | redacted
Low Income - Power to Save | Pipe Wrap | 0 | 0.01 | 0.03 | 143.65 | 1 |  | 2023-12-01 | redacted
Low Income - Power to Save | HVAC Inspection | 0 | 0.17 | 0 | 268.73 | 1 |  | 2023-12-01 | redacted
Low Income - Power to Save | Faucet Aerators | 0 | 0 | 0.02 | 110.58 | 1 |  | 2023-12-01 | redacted
Low Income - Power to Save | Low Flow Showerhead | 0 | 0.04 | 0.1 | 504.08 | 1 |  | 2023-12-01 | redacted
Low Income - Power to Save | LED Lights | 0 | 0 | 0 | 47.6 | 1 |  | 2023-12-01 | redacted
Low Income - Power to Save | Pipe Wrap | 0 | 0.01 | 0.03 | 143.65 | 1 |  | 2023-12-01 | redacted
Low Income - Power to Save | HVAC Inspection | 0 | 0.17 | 0 | 268.73 | 1 |  | 2023-12-01 | redacted
Low Income - Power to Save | Faucet Aerators | 0 | 0 | 0.02 | 110.58 | 1 |  | 2023-12-01 | redacted
Low Income - Power to Save | Low Flow Showerhead | 0 | 0.04 | 0.1 | 504.08 | 1 |  | 2023-12-15 | redacted
Low Income - Power to Save | LED Lights | 0 | 0 | 0 | 47.6 | 1 |  | 2023-12-15 | redacted
Low Income - Power to Save | Pipe Wrap | 0 | 0.01 | 0.03 | 143.65 | 1 |  | 2023-12-15 | redacted
Low Income - Power to Save | HVAC Inspection | 0 | 0.17 | 0 | 268.73 | 1 |  | 2023-12-15 | redacted
Low Income - Power to Save | Faucet Aerators | 0 | 0 | 0.02 | 110.58 | 1 |  | 2023-12-15 | redacted
Low Income - Power to Save | Low Flow Showerhead | 0 | 0.04 | 0.1 | 504.08 | 1 |  | 2023-12-08 | redacted
Low Income - Power to Save | LED Lights | 0 | 0 | 0 | 47.6 | 1 |  | 2023-12-08 | redacted
Low Income - Power to Save | Pipe Wrap | 0 | 0.01 | 0.03 | 143.65 | 1 |  | 2023-12-08 | redacted
Low Income - Power to Save | HVAC Inspection | 0 | 0.17 | 0 | 268.73 | 1 |  | 2023-12-08 | redacted
Low Income - Power to Save | Faucet Aerators | 0 | 0 | 0.02 | 110.58 | 1 |  | 2023-12-08 | redacted
Low Income - Power to Save | Low Flow Showerhead | 0 | 0.04 | 0.1 | 504.08 | 1 |  | 2023-12-22 | redacted
Low Income - Power to Save | LED Lights | 0 | 0 | 0 | 47.6 | 1 |  | 2023-12-22 | redacted
Low Income - Power to Save | Pipe Wrap | 0 | 0.01 | 0.03 | 143.65 | 1 |  | 2023-12-22 | redacted
Low Income - Power to Save | HVAC Inspection | 0 | 0.17 | 0 | 268.73 | 1 |  | 2023-12-22 | redacted
Low Income - Power to Save | Faucet Aerators | 0 | 0 | 0.02 | 110.58 | 1 |  | 2023-12-22 | redacted
Low Income - Power to Save | Low Flow Showerhead | 0 | 0.04 | 0.1 | 504.08 | 1 |  | 2023-12-08 | redacted
Low Income - Power to Save | LED Lights | 0 | 0 | 0 | 47.6 | 1 |  | 2023-12-08 | redacted
Low Income - Power to Save | Pipe Wrap | 0 | 0.01 | 0.03 | 143.65 | 1 |  | 2023-12-08 | redacted
Low Income - Power to Save | HVAC Inspection | 0 | 0.17 | 0 | 268.73 | 1 |  | 2023-12-08 | redacted
Low Income - Power to Save | Faucet Aerators | 0 | 0 | 0.02 | 110.58 | 1 |  | 2023-12-08 | redacted
Low Income - Power to Save | Low Flow Showerhead | 0 | 0.04 | 0.1 | 504.08 | 1 |  | 2023-12-27 | redacted
Low Income - Power to Save | LED Lights | 0 | 0 | 0 | 47.6 | 1 |  | 2023-12-27 | redacted
Low Income - Power to Save | Pipe Wrap | 0 | 0.01 | 0.03 | 143.65 | 1 |  | 2023-12-27 | redacted
Low Income - Power to Save | HVAC Inspection | 0 | 0.17 | 0 | 268.73 | 1 |  | 2023-12-27 | redacted
Low Income - Power to Save | Faucet Aerators | 0 | 0 | 0.02 | 110.58 | 1 |  | 2023-12-27 | redacted
Low Income - Power to Save | Low Flow Showerhead | 0 | 0.04 | 0.1 | 504.08 | 1 |  | 2023-12-08 | redacted
Low Income - Power to Save | LED Lights | 0 | 0 | 0 | 47.6 | 1 |  | 2023-12-08 | redacted
Low Income - Power to Save | Pipe Wrap | 0 | 0.01 | 0.03 | 143.65 | 1 |  | 2023-12-08 | redacted
Low Income - Power to Save | HVAC Inspection | 0 | 0.17 | 0 | 268.73 | 1 |  | 2023-12-08 | redacted
Low Income - Power to Save | Faucet Aerators | 0 | 0 | 0.02 | 110.58 | 1 |  | 2023-12-08 | redacted
Low Income - Power to Save | Low Flow Showerhead | 0 | 0.04 | 0.1 | 504.08 | 1 |  | 2023-12-15 | redacted
Low Income - Power to Save | LED Lights | 0 | 0 | 0 | 47.6 | 1 |  | 2023-12-15 | redacted
Low Income - Power to Save | Pipe Wrap | 0 | 0.01 | 0.03 | 143.65 | 1 |  | 2023-12-15 | redacted
Low Income - Power to Save | HVAC Inspection | 0 | 0.17 | 0 | 268.73 | 1 |  | 2023-12-15 | redacted
Low Income - Power to Save | Faucet Aerators | 0 | 0 | 0.02 | 110.58 | 1 |  | 2023-12-15 | redacted
Low Income - Power to Save | Low Flow Showerhead | 0 | 0.04 | 0.1 | 504.08 | 1 |  | 2023-12-15 | redacted
Low Income - Power to Save | LED Lights | 0 | 0 | 0 | 47.6 | 1 |  | 2023-12-15 | redacted
Low Income - Power to Save | Pipe Wrap | 0 | 0.01 | 0.03 | 143.65 | 1 |  | 2023-12-15 | redacted
Low Income - Power to Save | HVAC Inspection | 0 | 0.17 | 0 | 268.73 | 1 |  | 2023-12-15 | redacted
Low Income - Power to Save | Faucet Aerators | 0 | 0 | 0.02 | 110.58 | 1 |  | 2023-12-15 | redacted
Low Income - Power to Save | Low Flow Showerhead | 0 | 0.04 | 0.1 | 504.08 | 1 |  | 2023-12-22 | redacted
Low Income - Power to Save | LED Lights | 0 | 0 | 0 | 47.6 | 1 |  | 2023-12-22 | redacted
Low Income - Power to Save | Pipe Wrap | 0 | 0.01 | 0.03 | 143.65 | 1 |  | 2023-12-22 | redacted
Low Income - Power to Save | HVAC Inspection | 0 | 0.17 | 0 | 268.73 | 1 |  | 2023-12-22 | redacted
Low Income - Power to Save | Faucet Aerators | 0 | 0 | 0.02 | 110.58 | 1 |  | 2023-12-22 | redacted
Low Income - Power to Save | Low Flow Showerhead | 0 | 0.04 | 0.1 | 504.08 | 1 |  | 2023-12-08 | redacted
Low Income - Power to Save | LED Lights | 0 | 0 | 0 | 47.6 | 1 |  | 2023-12-08 | redacted
Low Income - Power to Save | Pipe Wrap | 0 | 0.01 | 0.03 | 143.65 | 1 |  | 2023-12-08 | redacted
Low Income - Power to Save | HVAC Inspection | 0 | 0.17 | 0 | 268.73 | 1 |  | 2023-12-08 | redacted
Low Income - Power to Save | Faucet Aerators | 0 | 0 | 0.02 | 110.58 | 1 |  | 2023-12-08 | redacted
Low Income - Power to Save | Low Flow Showerhead | 0 | 0.04 | 0.1 | 504.08 | 1 |  | 2023-12-01 | redacted
Low Income - Power to Save | LED Lights | 0 | 0 | 0 | 47.6 | 1 |  | 2023-12-01 | redacted
Low Income - Power to Save | Pipe Wrap | 0 | 0.01 | 0.03 | 143.65 | 1 |  | 2023-12-01 | redacted
Low Income - Power to Save | HVAC Inspection | 0 | 0.17 | 0 | 268.73 | 1 |  | 2023-12-01 | redacted
Low Income - Power to Save | Faucet Aerators | 0 | 0 | 0.02 | 110.58 | 1 |  | 2023-12-01 | redacted
Low Income - Power to Save | Low Flow Showerhead | 0 | 0.04 | 0.1 | 504.08 | 1 |  | 2023-12-15 | redacted
Low Income - Power to Save | LED Lights | 0 | 0 | 0 | 47.6 | 1 |  | 2023-12-15 | redacted
Low Income - Power to Save | Pipe Wrap | 0 | 0.01 | 0.03 | 143.65 | 1 |  | 2023-12-15 | redacted
Low Income - Power to Save | HVAC Inspection | 0 | 0.17 | 0 | 268.73 | 1 |  | 2023-12-15 | redacted
Low Income - Power to Save | Low Flow Showerhead | 0 | 0.04 | 0.1 | 504.08 | 1 |  | 2023-12-15 | redacted
Low Income - Power to Save | LED Lights | 0 | 0 | 0 | 47.6 | 1 |  | 2023-12-15 | redacted
Low Income - Power to Save | Pipe Wrap | 0 | 0.01 | 0.03 | 143.65 | 1 |  | 2023-12-15 | redacted
Low Income - Power to Save | HVAC Inspection | 0 | 0.17 | 0 | 268.73 | 1 |  | 2023-12-15 | redacted
Low Income - Power to Save | Faucet Aerators | 0 | 0 | 0.02 | 110.58 | 1 |  | 2023-12-15 | redacted
Low Income - Power to Save | Low Flow Showerhead | 0 | 0.04 | 0.1 | 504.08 | 1 |  | 2023-12-05 | redacted
Low Income - Power to Save | LED Lights | 0 | 0 | 0 | 47.6 | 1 |  | 2023-12-05 | redacted
Low Income - Power to Save | Pipe Wrap | 0 | 0.01 | 0.03 | 143.65 | 1 |  | 2023-12-05 | redacted
Low Income - Power to Save | HVAC Inspection | 0 | 0.17 | 0 | 268.73 | 1 |  | 2023-12-05 | redacted
Low Income - Power to Save | Faucet Aerators | 0 | 0 | 0.02 | 110.58 | 1 |  | 2023-12-05 | redacted
Low Income - Power to Save | Low Flow Showerhead | 0 | 0.04 | 0.1 | 504.08 | 1 |  | 2023-12-15 | redacted
Low Income - Power to Save | LED Lights | 0 | 0 | 0 | 47.6 | 1 |  | 2023-12-15 | redacted
Low Income - Power to Save | Pipe Wrap | 0 | 0.01 | 0.03 | 143.65 | 1 |  | 2023-12-15 | redacted
Low Income - Power to Save | HVAC Inspection | 0 | 0.17 | 0 | 268.73 | 1 |  | 2023-12-15 | redacted
Low Income - Power to Save | Faucet Aerators | 0 | 0 | 0.02 | 110.58 | 1 |  | 2023-12-15 | redacted
Low Income - Power to Save | Low Flow Showerhead | 0 | 0.04 | 0.1 | 504.08 | 1 |  | 2023-12-15 | redacted
Low Income - Power to Save | LED Lights | 0 | 0 | 0 | 47.6 | 1 |  | 2023-12-15 | redacted
Low Income - Power to Save | Pipe Wrap | 0 | 0.01 | 0.03 | 143.65 | 1 |  | 2023-12-15 | redacted
Low Income - Power to Save | HVAC Inspection | 0 | 0.17 | 0 | 268.73 | 1 |  | 2023-12-15 | redacted
Low Income - Power to Save | Faucet Aerators | 0 | 0 | 0.02 | 110.58 | 1 |  | 2023-12-15 | redacted
Low Income - Power to Save | Low Flow Showerhead | 0 | 0.04 | 0.1 | 504.08 | 1 |  | 2023-12-15 | redacted
Low Income - Power to Save | LED Lights | 0 | 0 | 0 | 47.6 | 1 |  | 2023-12-15 | redacted
Low Income - Power to Save | Pipe Wrap | 0 | 0.01 | 0.03 | 143.65 | 1 |  | 2023-12-15 | redacted
Low Income - Power to Save | HVAC Inspection | 0 | 0.17 | 0 | 268.73 | 1 |  | 2023-12-15 | redacted
Low Income - Power to Save | Faucet Aerators | 0 | 0 | 0.02 | 110.58 | 1 |  | 2023-12-15 | redacted
Low Income - Power to Save | Low Flow Showerhead | 0 | 0.04 | 0.1 | 504.08 | 1 |  | 2023-12-22 | redacted
Low Income - Power to Save | LED Lights | 0 | 0 | 0 | 47.6 | 1 |  | 2023-12-22 | redacted
Low Income - Power to Save | Pipe Wrap | 0 | 0.01 | 0.03 | 143.65 | 1 |  | 2023-12-22 | redacted
Low Income - Power to Save | HVAC Inspection | 0 | 0.17 | 0 | 268.73 | 1 |  | 2023-12-22 | redacted
Low Income - Power to Save | Faucet Aerators | 0 | 0 | 0.02 | 110.58 | 1 |  | 2023-12-22 | redacted
Low Income - Power to Save | Low Flow Showerhead | 0 | 0.04 | 0.1 | 504.08 | 1 |  | 2023-12-15 | redacted
Low Income - Power to Save | LED Lights | 0 | 0 | 0 | 47.6 | 1 |  | 2023-12-15 | redacted
Low Income - Power to Save | Pipe Wrap | 0 | 0.01 | 0.03 | 143.65 | 1 |  | 2023-12-15 | redacted
Low Income - Power to Save | HVAC Inspection | 0 | 0.17 | 0 | 268.73 | 1 |  | 2023-12-15 | redacted
Low Income - Power to Save | Faucet Aerators | 0 | 0 | 0.02 | 110.58 | 1 |  | 2023-12-15 | redacted
Low Income - Power to Save | Low Flow Showerhead | 0 | 0.04 | 0.1 | 504.08 | 1 |  | 2023-12-15 | redacted
Low Income - Power to Save | LED Lights | 0 | 0 | 0 | 47.6 | 1 |  | 2023-12-15 | redacted
Low Income - Power to Save | Pipe Wrap | 0 | 0.01 | 0.03 | 143.65 | 1 |  | 2023-12-15 | redacted
Low Income - Power to Save | HVAC Inspection | 0 | 0.17 | 0 | 268.73 | 1 |  | 2023-12-15 | redacted
Low Income - Power to Save | Faucet Aerators | 0 | 0 | 0.02 | 110.58 | 1 |  | 2023-12-15 | redacted
Low Income - Power to Save | LED Lights | 0 | 0 | 0 | 47.6 | 1 |  | 2023-12-22 | redacted
Low Income - Power to Save | Pipe Wrap | 0 | 0.01 | 0.03 | 143.65 | 1 |  | 2023-12-22 | redacted
Low Income - Power to Save | HVAC Inspection | 0 | 0.17 | 0 | 268.73 | 1 |  | 2023-12-22 | redacted
Low Income - Power to Save | Faucet Aerators | 0 | 0 | 0.02 | 110.58 | 1 |  | 2023-12-22 | redacted
Low Income - Power to Save | Low Flow Showerhead | 0 | 0.04 | 0.1 | 504.08 | 1 |  | 2023-12-05 | redacted
Low Income - Power to Save | LED Lights | 0 | 0 | 0 | 47.6 | 1 |  | 2023-12-05 | redacted
Low Income - Power to Save | Pipe Wrap | 0 | 0.01 | 0.03 | 143.65 | 1 |  | 2023-12-05 | redacted
Low Income - Power to Save | HVAC Inspection | 0 | 0.17 | 0 | 268.73 | 1 |  | 2023-12-05 | redacted
Low Income - Power to Save | Faucet Aerators | 0 | 0 | 0.02 | 110.58 | 1 |  | 2023-12-05 | redacted
Low Income - Power to Save | Low Flow Showerhead | 0 | 0.04 | 0.1 | 504.08 | 1 |  | 2023-12-15 | redacted
Low Income - Power to Save | LED Lights | 0 | 0 | 0 | 47.6 | 1 |  | 2023-12-15 | redacted
Low Income - Power to Save | Pipe Wrap | 0 | 0.01 | 0.03 | 143.65 | 1 |  | 2023-12-15 | redacted
Low Income - Power to Save | HVAC Inspection | 0 | 0.17 | 0 | 268.73 | 1 |  | 2023-12-15 | redacted
Low Income - Power to Save | Faucet Aerators | 0 | 0 | 0.02 | 110.58 | 1 |  | 2023-12-15 | redacted
Low Income - Power to Save | Low Flow Showerhead | 0 | 0.04 | 0.1 | 504.08 | 1 |  | 2023-12-08 | redacted
Low Income - Power to Save | LED Lights | 0 | 0 | 0 | 47.6 | 1 |  | 2023-12-08 | redacted
Low Income - Power to Save | Pipe Wrap | 0 | 0.01 | 0.03 | 143.65 | 1 |  | 2023-12-08 | redacted
Low Income - Power to Save | HVAC Inspection | 0 | 0.17 | 0 | 268.73 | 1 |  | 2023-12-08 | redacted
Low Income - Power to Save | Faucet Aerators | 0 | 0 | 0.02 | 110.58 | 1 |  | 2023-12-08 | redacted
Low Income - Power to Save | Low Flow Showerhead | 0 | 0.04 | 0.1 | 504.08 | 1 |  | 2023-12-22 | redacted
Low Income - Power to Save | LED Lights | 0 | 0 | 0 | 47.6 | 1 |  | 2023-12-22 | redacted
Low Income - Power to Save | HVAC Inspection | 0 | 0.17 | 0 | 268.73 | 1 |  | 2023-12-22 | redacted
Low Income - Power to Save | Faucet Aerators | 0 | 0 | 0.02 | 110.58 | 1 |  | 2023-12-22 | redacted
Low Income - Power to Save | Low Flow Showerhead | 0 | 0.04 | 0.1 | 504.08 | 1 |  | 2023-12-22 | redacted
Low Income - Power to Save | LED Lights | 0 | 0 | 0 | 47.6 | 1 |  | 2023-12-22 | redacted
Low Income - Power to Save | Pipe Wrap | 0 | 0.01 | 0.03 | 143.65 | 1 |  | 2023-12-22 | redacted
Low Income - Power to Save | HVAC Inspection | 0 | 0.17 | 0 | 268.73 | 1 |  | 2023-12-22 | redacted
Low Income - Power to Save | Faucet Aerators | 0 | 0 | 0.02 | 110.58 | 1 |  | 2023-12-22 | redacted
Low Income - Power to Save | Low Flow Showerhead | 0 | 0.04 | 0.1 | 504.08 | 1 |  | 2023-12-15 | redacted
Low Income - Power to Save | LED Lights | 0 | 0 | 0 | 47.6 | 1 |  | 2023-12-15 | redacted
Low Income - Power to Save | Pipe Wrap | 0 | 0.01 | 0.03 | 143.65 | 1 |  | 2023-12-15 | redacted
Low Income - Power to Save | HVAC Inspection | 0 | 0.17 | 0 | 268.73 | 1 |  | 2023-12-15 | redacted
Low Income - Power to Save | Faucet Aerators | 0 | 0 | 0.02 | 110.58 | 1 |  | 2023-12-15 | redacted
Low Income - Power to Save | HVAC Inspection | 0 | 0.17 | 0 | 268.73 | 1 |  | 2023-12-22 | redacted
Low Income - Power to Save | Low Flow Showerhead | 0 | 0.04 | 0.1 | 504.08 | 1 |  | 2023-12-15 | redacted
Low Income - Power to Save | LED Lights | 0 | 0 | 0 | 47.6 | 1 |  | 2023-12-15 | redacted
Low Income - Power to Save | Pipe Wrap | 0 | 0.01 | 0.03 | 143.65 | 1 |  | 2023-12-15 | redacted
Low Income - Power to Save | HVAC Inspection | 0 | 0.17 | 0 | 268.73 | 1 |  | 2023-12-15 | redacted
Low Income - Power to Save | Faucet Aerators | 0 | 0 | 0.02 | 110.58 | 1 |  | 2023-12-15 | redacted
Low Income - Power to Save | Low Flow Showerhead | 0 | 0.04 | 0.1 | 504.08 | 1 |  | 2023-12-11 | redacted
Low Income - Power to Save | LED Lights | 0 | 0 | 0 | 47.6 | 1 |  | 2023-12-11 | redacted
Low Income - Power to Save | Pipe Wrap | 0 | 0.01 | 0.03 | 143.65 | 1 |  | 2023-12-11 | redacted
Low Income - Power to Save | HVAC Inspection | 0 | 0.17 | 0 | 268.73 | 1 |  | 2023-12-11 | redacted
Low Income - Power to Save | Faucet Aerators | 0 | 0 | 0.02 | 110.58 | 1 |  | 2023-12-11 | redacted
Low Income - Power to Save | Low Flow Showerhead | 0 | 0.04 | 0.1 | 504.08 | 1 |  | 2023-12-15 | redacted
Low Income - Power to Save | LED Lights | 0 | 0 | 0 | 47.6 | 1 |  | 2023-12-15 | redacted
Low Income - Power to Save | Pipe Wrap | 0 | 0.01 | 0.03 | 143.65 | 1 |  | 2023-12-15 | redacted
Low Income - Power to Save | HVAC Inspection | 0 | 0.17 | 0 | 268.73 | 1 |  | 2023-12-15 | redacted
Low Income - Power to Save | Faucet Aerators | 0 | 0 | 0.02 | 110.58 | 1 |  | 2023-12-15 | redacted
Low Income - Power to Save | Low Flow Showerhead | 0 | 0.04 | 0.1 | 504.08 | 1 |  | 2023-12-15 | redacted
Low Income - Power to Save | LED Lights | 0 | 0 | 0 | 47.6 | 1 |  | 2023-12-15 | redacted
Low Income - Power to Save | Pipe Wrap | 0 | 0.01 | 0.03 | 143.65 | 1 |  | 2023-12-15 | redacted
Low Income - Power to Save | HVAC Inspection | 0 | 0.17 | 0 | 268.73 | 1 |  | 2023-12-15 | redacted
Low Income - Power to Save | Faucet Aerators | 0 | 0 | 0.02 | 110.58 | 1 |  | 2023-12-15 | redacted
Low Income - Power to Save | LED Lights | 0 | 0 | 0 | 47.6 | 1 |  | 2023-12-15 | redacted
Low Income - Power to Save | Pipe Wrap | 0 | 0.01 | 0.03 | 143.65 | 1 |  | 2023-12-15 | redacted
Low Income - Power to Save | HVAC Inspection | 0 | 0.17 | 0 | 268.73 | 1 |  | 2023-12-15 | redacted
Low Income - Power to Save | Faucet Aerators | 0 | 0 | 0.02 | 110.58 | 1 |  | 2023-12-15 | redacted
Low Income - Power to Save | Low Flow Showerhead | 0 | 0.04 | 0.1 | 504.08 | 1 |  | 2023-12-15 | redacted
Low Income - Power to Save | LED Lights | 0 | 0 | 0 | 47.6 | 1 |  | 2023-12-15 | redacted
Low Income - Power to Save | Pipe Wrap | 0 | 0.01 | 0.03 | 143.65 | 1 |  | 2023-12-15 | redacted
Low Income - Power to Save | HVAC Inspection | 0 | 0.17 | 0 | 268.73 | 1 |  | 2023-12-15 | redacted
Low Income - Power to Save | Faucet Aerators | 0 | 0 | 0.02 | 110.58 | 1 |  | 2023-12-15 | redacted
Low Income - Power to Save | Low Flow Showerhead | 0 | 0.04 | 0.1 | 504.08 | 1 |  | 2023-12-15 | redacted
Low Income - Power to Save | LED Lights | 0 | 0 | 0 | 47.6 | 1 |  | 2023-12-15 | redacted
Low Income - Power to Save | Pipe Wrap | 0 | 0.01 | 0.03 | 143.65 | 1 |  | 2023-12-15 | redacted
Low Income - Power to Save | HVAC Inspection | 0 | 0.17 | 0 | 268.73 | 1 |  | 2023-12-15 | redacted
Low Income - Power to Save | Faucet Aerators | 0 | 0 | 0.02 | 110.58 | 1 |  | 2023-12-15 | redacted
Low Income - Power to Save | Low Flow Showerhead | 0 | 0.04 | 0.1 | 504.08 | 1 |  | 2023-12-15 | redacted
Low Income - Power to Save | LED Lights | 0 | 0 | 0 | 47.6 | 1 |  | 2023-12-15 | redacted
Low Income - Power to Save | Pipe Wrap | 0 | 0.01 | 0.03 | 143.65 | 1 |  | 2023-12-15 | redacted
Low Income - Power to Save | HVAC Inspection | 0 | 0.17 | 0 | 268.73 | 1 |  | 2023-12-15 | redacted
Low Income - Power to Save | Faucet Aerators | 0 | 0 | 0.02 | 110.58 | 1 |  | 2023-12-15 | redacted
Low Income - Power to Save | Low Flow Showerhead | 0 | 0.04 | 0.1 | 504.08 | 1 |  | 2023-12-15 | redacted
Low Income - Power to Save | LED Lights | 0 | 0 | 0 | 47.6 | 1 |  | 2023-12-15 | redacted
Low Income - Power to Save | Pipe Wrap | 0 | 0.01 | 0.03 | 143.65 | 1 |  | 2023-12-15 | redacted
Low Income - Power to Save | HVAC Inspection | 0 | 0.17 | 0 | 268.73 | 1 |  | 2023-12-15 | redacted
Low Income - Power to Save | Low Flow Showerhead | 0 | 0.04 | 0.1 | 504.08 | 1 |  | 2023-12-08 | redacted
Low Income - Power to Save | LED Lights | 0 | 0 | 0 | 47.6 | 1 |  | 2023-12-08 | redacted
Low Income - Power to Save | Pipe Wrap | 0 | 0.01 | 0.03 | 143.65 | 1 |  | 2023-12-08 | redacted
Low Income - Power to Save | HVAC Inspection | 0 | 0.17 | 0 | 268.73 | 1 |  | 2023-12-08 | redacted
Low Income - Power to Save | Faucet Aerators | 0 | 0 | 0.02 | 110.58 | 1 |  | 2023-12-08 | redacted
Low Income - Power to Save | Low Flow Showerhead | 0 | 0.04 | 0.1 | 504.08 | 1 |  | 2023-12-01 | redacted
Low Income - Power to Save | LED Lights | 0 | 0 | 0 | 47.6 | 1 |  | 2023-12-01 | redacted
Low Income - Power to Save | Pipe Wrap | 0 | 0.01 | 0.03 | 143.65 | 1 |  | 2023-12-01 | redacted
Low Income - Power to Save | HVAC Inspection | 0 | 0.17 | 0 | 268.73 | 1 |  | 2023-12-01 | redacted
Low Income - Power to Save | Faucet Aerators | 0 | 0 | 0.02 | 110.58 | 1 |  | 2023-12-01 | redacted
Low Income - Power to Save | Low Flow Showerhead | 0 | 0.04 | 0.1 | 504.08 | 1 |  | 2023-12-15 | redacted
Low Income - Power to Save | LED Lights | 0 | 0 | 0 | 47.6 | 1 |  | 2023-12-15 | redacted
Low Income - Power to Save | Pipe Wrap | 0 | 0.01 | 0.03 | 143.65 | 1 |  | 2023-12-15 | redacted
Low Income - Power to Save | HVAC Inspection | 0 | 0.17 | 0 | 268.73 | 1 |  | 2023-12-15 | redacted
Low Income - Power to Save | Faucet Aerators | 0 | 0 | 0.02 | 110.58 | 1 |  | 2023-12-15 | redacted
Low Income - Power to Save | Low Flow Showerhead | 0 | 0.04 | 0.1 | 504.08 | 1 |  | 2023-12-15 | redacted
Low Income - Power to Save | LED Lights | 0 | 0 | 0 | 47.6 | 1 |  | 2023-12-15 | redacted
Low Income - Power to Save | Pipe Wrap | 0 | 0.01 | 0.03 | 143.65 | 1 |  | 2023-12-15 | redacted
Low Income - Power to Save | HVAC Inspection | 0 | 0.17 | 0 | 268.73 | 1 |  | 2023-12-15 | redacted
Low Income - Power to Save | Faucet Aerators | 0 | 0 | 0.02 | 110.58 | 1 |  | 2023-12-15 | redacted
Low Income - Power to Save | Low Flow Showerhead | 0 | 0.04 | 0.1 | 504.08 | 1 |  | 2023-12-15 | redacted
Low Income - Power to Save | LED Lights | 0 | 0 | 0 | 47.6 | 1 |  | 2023-12-15 | redacted
Low Income - Power to Save | Pipe Wrap | 0 | 0.01 | 0.03 | 143.65 | 1 |  | 2023-12-15 | redacted
Low Income - Power to Save | HVAC Inspection | 0 | 0.17 | 0 | 268.73 | 1 |  | 2023-12-15 | redacted
Low Income - Power to Save | Faucet Aerators | 0 | 0 | 0.02 | 110.58 | 1 |  | 2023-12-15 | redacted
Low Income - Power to Save | Low Flow Showerhead | 0 | 0.04 | 0.1 | 504.08 | 1 |  | 2023-12-08 | redacted
Low Income - Power to Save | LED Lights | 0 | 0 | 0 | 47.6 | 1 |  | 2023-12-08 | redacted
Low Income - Power to Save | Pipe Wrap | 0 | 0.01 | 0.03 | 143.65 | 1 |  | 2023-12-08 | redacted
Low Income - Power to Save | HVAC Inspection | 0 | 0.17 | 0 | 268.73 | 1 |  | 2023-12-08 | redacted
Low Income - Power to Save | Faucet Aerators | 0 | 0 | 0.02 | 110.58 | 1 |  | 2023-12-08 | redacted
Low Income - Power to Save | Low Flow Showerhead | 0 | 0.04 | 0.1 | 504.08 | 1 |  | 2023-12-22 | redacted
Low Income - Power to Save | LED Lights | 0 | 0 | 0 | 47.6 | 1 |  | 2023-12-22 | redacted
Low Income - Power to Save | Pipe Wrap | 0 | 0.01 | 0.03 | 143.65 | 1 |  | 2023-12-22 | redacted
Low Income - Power to Save | HVAC Inspection | 0 | 0.17 | 0 | 268.73 | 1 |  | 2023-12-22 | redacted
Low Income - Power to Save | Faucet Aerators | 0 | 0 | 0.02 | 110.58 | 1 |  | 2023-12-22 | redacted
Low Income - Power to Save | Low Flow Showerhead | 0 | 0.04 | 0.1 | 504.08 | 1 |  | 2023-12-15 | redacted
Low Income - Power to Save | LED Lights | 0 | 0 | 0 | 47.6 | 1 |  | 2023-12-15 | redacted
Low Income - Power to Save | Pipe Wrap | 0 | 0.01 | 0.03 | 143.65 | 1 |  | 2023-12-15 | redacted
Low Income - Power to Save | HVAC Inspection | 0 | 0.17 | 0 | 268.73 | 1 |  | 2023-12-15 | redacted
Low Income - Power to Save | Faucet Aerators | 0 | 0 | 0.02 | 110.58 | 1 |  | 2023-12-15 | redacted
Low Income - Power to Save | Low Flow Showerhead | 0 | 0.04 | 0.1 | 504.08 | 1 |  | 2023-12-01 | redacted
Low Income - Power to Save | LED Lights | 0 | 0 | 0 | 47.6 | 1 |  | 2023-12-01 | redacted
Low Income - Power to Save | Pipe Wrap | 0 | 0.01 | 0.03 | 143.65 | 1 |  | 2023-12-01 | redacted
Low Income - Power to Save | HVAC Inspection | 0 | 0.17 | 0 | 268.73 | 1 |  | 2023-12-01 | redacted
Low Income - Power to Save | Faucet Aerators | 0 | 0 | 0.02 | 110.58 | 1 |  | 2023-12-01 | redacted
Low Income - Power to Save | Low Flow Showerhead | 0 | 0.04 | 0.1 | 504.08 | 1 |  | 2023-12-15 | redacted
Low Income - Power to Save | LED Lights | 0 | 0 | 0 | 47.6 | 1 |  | 2023-12-15 | redacted
Low Income - Power to Save | Pipe Wrap | 0 | 0.01 | 0.03 | 143.65 | 1 |  | 2023-12-15 | redacted
Low Income - Power to Save | HVAC Inspection | 0 | 0.17 | 0 | 268.73 | 1 |  | 2023-12-15 | redacted
Low Income - Power to Save | Faucet Aerators | 0 | 0 | 0.02 | 110.58 | 1 |  | 2023-12-15 | redacted
Low Income - Power to Save | Low Flow Showerhead | 0 | 0.04 | 0.1 | 504.08 | 1 |  | 2023-12-05 | redacted
Low Income - Power to Save | LED Lights | 0 | 0 | 0 | 47.6 | 1 |  | 2023-12-05 | redacted
Low Income - Power to Save | Pipe Wrap | 0 | 0.01 | 0.03 | 143.65 | 1 |  | 2023-12-05 | redacted
Low Income - Power to Save | HVAC Inspection | 0 | 0.17 | 0 | 268.73 | 1 |  | 2023-12-05 | redacted
Low Income - Power to Save | Faucet Aerators | 0 | 0 | 0.02 | 110.58 | 1 |  | 2023-12-05 | redacted
Low Income - Power to Save | Low Flow Showerhead | 0 | 0.04 | 0.1 | 504.08 | 1 |  | 2023-12-08 | redacted
Low Income - Power to Save | LED Lights | 0 | 0 | 0 | 47.6 | 1 |  | 2023-12-08 | redacted
Low Income - Power to Save | Pipe Wrap | 0 | 0.01 | 0.03 | 143.65 | 1 |  | 2023-12-08 | redacted
Low Income - Power to Save | HVAC Inspection | 0 | 0.17 | 0 | 268.73 | 1 |  | 2023-12-08 | redacted
Low Income - Power to Save | Faucet Aerators | 0 | 0 | 0.02 | 110.58 | 1 |  | 2023-12-08 | redacted
Low Income - Power to Save | Low Flow Showerhead | 0 | 0.04 | 0.1 | 504.08 | 1 |  | 2023-12-11 | redacted
Low Income - Power to Save | LED Lights | 0 | 0 | 0 | 47.6 | 1 |  | 2023-12-11 | redacted
Low Income - Power to Save | Pipe Wrap | 0 | 0.01 | 0.03 | 143.65 | 1 |  | 2023-12-11 | redacted
Low Income - Power to Save | HVAC Inspection | 0 | 0.17 | 0 | 268.73 | 1 |  | 2023-12-11 | redacted
Low Income - Power to Save | Faucet Aerators | 0 | 0 | 0.02 | 110.58 | 1 |  | 2023-12-11 | redacted
Low Income - Power to Save | Low Flow Showerhead | 0 | 0.04 | 0.1 | 504.08 | 1 |  | 2023-12-15 | redacted
Low Income - Power to Save | LED Lights | 0 | 0 | 0 | 47.6 | 1 |  | 2023-12-15 | redacted
Low Income - Power to Save | Pipe Wrap | 0 | 0.01 | 0.03 | 143.65 | 1 |  | 2023-12-15 | redacted
Low Income - Power to Save | HVAC Inspection | 0 | 0.17 | 0 | 268.73 | 1 |  | 2023-12-15 | redacted
Low Income - Power to Save | Faucet Aerators | 0 | 0 | 0.02 | 110.58 | 1 |  | 2023-12-15 | redacted
Low Income - Power to Save | Low Flow Showerhead | 0 | 0.04 | 0.1 | 504.08 | 1 |  | 2023-12-15 | redacted
Low Income - Power to Save | LED Lights | 0 | 0 | 0 | 47.6 | 1 |  | 2023-12-15 | redacted
Low Income - Power to Save | Pipe Wrap | 0 | 0.01 | 0.03 | 143.65 | 1 |  | 2023-12-15 | redacted
Low Income - Power to Save | HVAC Inspection | 0 | 0.17 | 0 | 268.73 | 1 |  | 2023-12-15 | redacted
Low Income - Power to Save | Faucet Aerators | 0 | 0 | 0.02 | 110.58 | 1 |  | 2023-12-15 | redacted
Low Income - Power to Save | LED Lights | 0 | 0 | 0 | 47.6 | 1 |  | 2023-12-15 | redacted
Low Income - Power to Save | HVAC Inspection | 0 | 0.17 | 0 | 268.73 | 1 |  | 2023-12-08 | redacted
Low Income - Power to Save | LED Lights | 0 | 0 | 0 | 47.6 | 1 |  | 2023-12-08 | redacted
Low Income - Power to Save | LED Lights | 0 | 0 | 0 | 47.6 | 1 |  | 2023-12-18 | redacted
Low Income - Power to Save | HVAC Inspection | 0 | 0.17 | 0 | 268.73 | 1 |  | 2023-12-18 | redacted
Low Income - Power to Save | Low Flow Showerhead | 0 | 0.04 | 0.1 | 504.08 | 1 |  | 2023-12-07 | redacted
Low Income - Power to Save | LED Lights | 0 | 0 | 0 | 47.6 | 1 |  | 2023-12-07 | redacted
Low Income - Power to Save | HVAC Inspection | 0 | 0.17 | 0 | 268.73 | 1 |  | 2023-12-07 | redacted
Low Income - Power to Save | LED Lights | 0 | 0 | 0 | 47.6 | 1 |  | 2023-12-07 | redacted
Low Income - Power to Save | LED Lights | 0 | 0 | 0 | 47.6 | 1 |  | 2023-12-01 | redacted
Low Income - Power to Save | Pipe Wrap | 0 | 0.01 | 0.03 | 143.65 | 1 |  | 2023-12-01 | redacted
Low Income - Power to Save | HVAC Inspection | 0 | 0.17 | 0 | 268.73 | 1 |  | 2023-12-01 | redacted
Low Income - Power to Save | LED Lights | 0 | 0 | 0 | 47.6 | 1 |  | 2023-12-12 | redacted
Low Income - Power to Save | LED Lights | 0 | 0 | 0 | 47.6 | 1 |  | 2023-12-04 | redacted
Low Income - Power to Save | Low Flow Showerhead | 0 | 0.04 | 0.1 | 504.08 | 1 |  | 2023-12-15 | redacted
Low Income - Power to Save | LED Lights | 0 | 0 | 0 | 47.6 | 1 |  | 2023-12-15 | redacted
Low Income - Power to Save | HVAC Inspection | 0 | 0.17 | 0 | 268.73 | 1 |  | 2023-12-15 | redacted
Low Income - Power to Save | Faucet Aerators | 0 | 0 | 0.02 | 110.58 | 1 |  | 2023-12-15 | redacted
Low Income - Power to Save | Low Flow Showerhead | 0 | 0.04 | 0.1 | 504.08 | 1 |  | 2023-12-12 | redacted
Low Income - Power to Save | LED Lights | 0 | 0 | 0 | 47.6 | 1 |  | 2023-12-12 | redacted
Low Income - Power to Save | HVAC Inspection | 0 | 0.17 | 0 | 268.73 | 1 |  | 2023-12-12 | redacted
Low Income - Power to Save | LED Lights | 0 | 0 | 0 | 47.6 | 1 |  | 2023-12-15 | redacted
Low Income - Power to Save | HVAC Inspection | 0 | 0.17 | 0 | 268.73 | 1 |  | 2023-12-15 | redacted
Low Income - Power to Save | Low Flow Showerhead | 0 | 0.04 | 0.1 | 504.08 | 1 |  | 2023-12-14 | redacted
Low Income - Power to Save | LED Lights | 0 | 0 | 0 | 47.6 | 1 |  | 2023-12-14 | redacted
Low Income - Power to Save | HVAC Inspection | 0 | 0.17 | 0 | 268.73 | 1 |  | 2023-12-14 | redacted
Low Income - Power to Save | LED Lights | 0 | 0 | 0 | 47.6 | 1 |  | 2023-12-06 | redacted
Low Income - Power to Save | HVAC Inspection | 0 | 0.17 | 0 | 268.73 | 1 |  | 2023-12-06 | redacted
Low Income - Power to Save | LED Lights | 0 | 0 | 0 | 47.6 | 1 |  | 2023-12-18 | redacted
Low Income - Power to Save | LED Lights | 0 | 0 | 0 | 47.6 | 1 |  | 2023-12-05 | redacted
Low Income - Power to Save | HVAC Inspection | 0 | 0.17 | 0 | 268.73 | 1 |  | 2023-12-05 | redacted
Low Income - Power to Save | LED Lights | 0 | 0 | 0 | 47.6 | 1 |  | 2023-12-28 | redacted
Low Income - Power to Save | HVAC Inspection | 0 | 0.17 | 0 | 268.73 | 1 |  | 2023-12-28 | redacted
Low Income - Power to Save | LED Lights | 0 | 0 | 0 | 47.6 | 1 |  | 2023-12-11 | redacted
Low Income - Power to Save | HVAC Inspection | 0 | 0.17 | 0 | 268.73 | 1 |  | 2023-12-11 | redacted
Low Income - Power to Save | LED Lights | 0 | 0 | 0 | 47.6 | 1 |  | 2023-12-13 | redacted
Low Income - Power to Save | LED Lights | 0 | 0 | 0 | 47.6 | 1 |  | 2023-12-04 | redacted
Low Income - Power to Save | HVAC Inspection | 0 | 0.17 | 0 | 268.73 | 1 |  | 2023-12-04 | redacted
Low Income - Power to Save | LED Lights | 0 | 0 | 0 | 47.6 | 1 |  | 2023-12-13 | redacted
Low Income - Power to Save | LED Lights | 0 | 0 | 0 | 47.6 | 1 |  | 2023-12-19 | redacted
Low Income - Power to Save | HVAC Inspection | 0 | 0.17 | 0 | 268.73 | 1 |  | 2023-12-19 | redacted
Low Income - Power to Save | Low Flow Showerhead | 0 | 0.04 | 0.1 | 504.08 | 1 |  | 2023-12-08 | redacted
Low Income - Power to Save | LED Lights | 0 | 0 | 0 | 47.6 | 1 |  | 2023-12-08 | redacted
Low Income - Power to Save | HVAC Inspection | 0 | 0.17 | 0 | 268.73 | 1 |  | 2023-12-08 | redacted
Low Income - Power to Save | LED Lights | 0 | 0 | 0 | 47.6 | 1 |  | 2023-12-20 | redacted
Low Income - Power to Save | HVAC Inspection | 0 | 0.17 | 0 | 268.73 | 1 |  | 2023-12-20 | redacted
Low Income - Power to Save | LED Lights | 0 | 0 | 0 | 47.6 | 1 |  | 2023-12-06 | redacted
Low Income - Power to Save | LED Lights | 0 | 0 | 0 | 47.6 | 1 |  | 2023-12-08 | redacted
Low Income - Power to Save | HVAC Inspection | 0 | 0.17 | 0 | 268.73 | 1 |  | 2023-12-08 | redacted
Low Income - Power to Save | LED Lights | 0 | 0 | 0 | 47.6 | 1 |  | 2023-12-14 | redacted
Low Income - Power to Save | HVAC Inspection | 0 | 0.17 | 0 | 268.73 | 1 |  | 2023-12-14 | redacted
Low Income - Power to Save | LED Lights | 0 | 0 | 0 | 47.6 | 1 |  | 2023-12-07 | redacted
Low Income - Power to Save | HVAC Inspection | 0 | 0.17 | 0 | 268.73 | 1 |  | 2023-12-07 | redacted
Low Income - Power to Save | LED Lights | 0 | 0 | 0 | 47.6 | 1 |  | 2023-12-13 | redacted
Low Income - Power to Save | LED Lights | 0 | 0 | 0 | 47.6 | 1 |  | 2023-12-05 | redacted
Low Income - Power to Save | HVAC Inspection | 0 | 0.17 | 0 | 268.73 | 1 |  | 2023-12-05 | redacted
Low Income - Power to Save | LED Lights | 0 | 0 | 0 | 47.6 | 1 |  | 2023-12-14 | redacted
Low Income - Power to Save | LED Lights | 0 | 0 | 0 | 47.6 | 1 |  | 2023-12-01 | redacted
Low Income - Power to Save | HVAC Inspection | 0 | 0.17 | 0 | 268.73 | 1 |  | 2023-12-01 | redacted
Low Income - Power to Save | LED Lights | 0 | 0 | 0 | 47.6 | 1 |  | 2023-12-12 | redacted
Low Income - Power to Save | LED Lights | 0 | 0 | 0 | 47.6 | 1 |  | 2023-12-07 | redacted
Low Income - Power to Save | HVAC Inspection | 0 | 0.17 | 0 | 268.73 | 1 |  | 2023-12-07 | redacted
Low Income - Power to Save | Faucet Aerators | 0 | 0 | 0.02 | 110.58 | 1 |  | 2023-12-07 | redacted
Low Income - Power to Save | LED Lights | 0 | 0 | 0 | 47.6 | 1 |  | 2023-12-11 | redacted
Low Income - Power to Save | HVAC Inspection | 0 | 0.17 | 0 | 268.73 | 1 |  | 2023-12-11 | redacted
Low Income - Power to Save | LED Lights | 0 | 0 | 0 | 47.6 | 1 |  | 2023-12-20 | redacted
Low Income - Power to Save | LED Lights | 0 | 0 | 0 | 47.6 | 1 |  | 2023-12-14 | redacted
Low Income - Power to Save | Low Flow Showerhead | 0 | 0.04 | 0.1 | 504.08 | 1 |  | 2023-12-08 | redacted
Low Income - Power to Save | LED Lights | 0 | 0 | 0 | 47.6 | 1 |  | 2023-12-08 | redacted
Low Income - Power to Save | HVAC Inspection | 0 | 0.17 | 0 | 268.73 | 1 |  | 2023-12-08 | redacted
Low Income - Power to Save | Low Flow Showerhead | 0 | 0.04 | 0.1 | 504.08 | 1 |  | 2023-12-08 | redacted
Low Income - Power to Save | LED Lights | 0 | 0 | 0 | 47.6 | 1 |  | 2023-12-08 | redacted
Low Income - Power to Save | HVAC Inspection | 0 | 0.17 | 0 | 268.73 | 1 |  | 2023-12-08 | redacted
Low Income - Power to Save | Faucet Aerators | 0 | 0 | 0.02 | 110.58 | 1 |  | 2023-12-08 | redacted
Low Income - Power to Save | LED Lights | 0 | 0 | 0 | 47.6 | 1 |  | 2023-12-18 | redacted
Low Income - Power to Save | LED Lights | 0 | 0 | 0 | 47.6 | 1 |  | 2023-12-07 | redacted
Low Income - Power to Save | HVAC Inspection | 0 | 0.17 | 0 | 268.73 | 1 |  | 2023-12-07 | redacted
Low Income - Power to Save | LED Lights | 0 | 0 | 0 | 47.6 | 1 |  | 2023-12-07 | redacted
Low Income - Power to Save | HVAC Inspection | 0 | 0.17 | 0 | 268.73 | 1 |  | 2023-12-07 | redacted
Low Income - Power to Save | LED Lights | 0 | 0 | 0 | 47.6 | 1 |  | 2023-12-13 | redacted
Low Income - Power to Save | LED Lights | 0 | 0 | 0 | 47.6 | 1 |  | 2023-12-15 | redacted
Low Income - Power to Save | LED Lights | 0 | 0 | 0 | 47.6 | 1 |  | 2023-12-13 | redacted
Low Income - Power to Save | LED Lights | 0 | 0 | 0 | 47.6 | 1 |  | 2023-12-08 | redacted
Low Income - Power to Save | HVAC Inspection | 0 | 0.17 | 0 | 268.73 | 1 |  | 2023-12-08 | redacted
Low Income - Power to Save | LED Lights | 0 | 0 | 0 | 47.6 | 1 |  | 2023-12-13 | redacted
Low Income - Power to Save | HVAC Inspection | 0 | 0.17 | 0 | 268.73 | 1 |  | 2023-12-13 | redacted
Low Income - Power to Save | Faucet Aerators | 0 | 0 | 0.02 | 110.58 | 1 |  | 2023-12-13 | redacted
Low Income - Power to Save | LED Lights | 0 | 0 | 0 | 47.6 | 1 |  | 2023-12-12 | redacted
Low Income - Power to Save | HVAC Inspection | 0 | 0.17 | 0 | 268.73 | 1 |  | 2023-12-12 | redacted
Low Income - Power to Save | Low Flow Showerhead | 0 | 0.04 | 0.1 | 504.08 | 1 |  | 2023-12-08 | redacted
Low Income - Power to Save | LED Lights | 0 | 0 | 0 | 47.6 | 1 |  | 2023-12-08 | redacted
Low Income - Power to Save | HVAC Inspection | 0 | 0.17 | 0 | 268.73 | 1 |  | 2023-12-08 | redacted
Low Income - Power to Save | LED Lights | 0 | 0 | 0 | 47.6 | 1 |  | 2023-12-14 | redacted
Low Income - Power to Save | HVAC Inspection | 0 | 0.17 | 0 | 268.73 | 1 |  | 2023-12-14 | redacted
Low Income - Power to Save | LED Lights | 0 | 0 | 0 | 47.6 | 1 |  | 2023-12-05 | redacted
Low Income - Power to Save | LED Lights | 0 | 0 | 0 | 47.6 | 1 |  | 2023-12-14 | redacted
Low Income - Power to Save | HVAC Inspection | 0 | 0.17 | 0 | 268.73 | 1 |  | 2023-12-14 | redacted
Low Income - Power to Save | LED Lights | 0 | 0 | 0 | 47.6 | 1 |  | 2023-12-06 | redacted
Low Income - Power to Save | HVAC Inspection | 0 | 0.17 | 0 | 268.73 | 1 |  | 2023-12-06 | redacted
Low Income - Power to Save | LED Lights | 0 | 0 | 0 | 47.6 | 1 |  | 2023-12-20 | redacted
Low Income - Power to Save | HVAC Inspection | 0 | 0.17 | 0 | 268.73 | 1 |  | 2023-12-20 | redacted
Low Income - Power to Save | LED Lights | 0 | 0 | 0 | 47.6 | 1 |  | 2023-12-19 | redacted
Low Income - Power to Save | LED Lights | 0 | 0 | 0 | 47.6 | 1 |  | 2023-12-06 | redacted
Low Income - Power to Save | HVAC Inspection | 0 | 0.17 | 0 | 268.73 | 1 |  | 2023-12-06 | redacted
Low Income - Power to Save | LED Lights | 0 | 0 | 0 | 47.6 | 1 |  | 2023-12-18 | redacted
Low Income - Power to Save | LED Lights | 0 | 0 | 0 | 47.6 | 1 |  | 2023-12-05 | redacted
Low Income - Power to Save | LED Lights | 0 | 0 | 0 | 47.6 | 1 |  | 2023-12-07 | redacted
Low Income - Power to Save | HVAC Inspection | 0 | 0.17 | 0 | 268.73 | 1 |  | 2023-12-07 | redacted
Low Income - Power to Save | LED Lights | 0 | 0 | 0 | 47.6 | 1 |  | 2023-12-06 | redacted
Low Income - Power to Save | LED Lights | 0 | 0 | 0 | 47.6 | 1 |  | 2023-12-04 | redacted
Low Income - Power to Save | HVAC Inspection | 0 | 0.17 | 0 | 268.73 | 1 |  | 2023-12-04 | redacted
Low Income - Power to Save | LED Lights | 0 | 0 | 0 | 47.6 | 1 |  | 2023-12-13 | redacted
Low Income - Power to Save | LED Lights | 0 | 0 | 0 | 47.6 | 1 |  | 2023-12-19 | redacted
Low Income - Power to Save | LED Lights | 0 | 0 | 0 | 47.6 | 1 |  | 2023-12-13 | redacted
Low Income - Power to Save | HVAC Inspection | 0 | 0.17 | 0 | 268.73 | 1 |  | 2023-12-13 | redacted
Low Income - Power to Save | Faucet Aerators | 0 | 0 | 0.02 | 110.58 | 1 |  | 2023-12-13 | redacted
Low Income - Power to Save | LED Lights | 0 | 0 | 0 | 47.6 | 1 |  | 2023-12-11 | redacted
Low Income - Power to Save | LED Lights | 0 | 0 | 0 | 47.6 | 1 |  | 2023-12-13 | redacted
Low Income - Power to Save | LED Lights | 0 | 0 | 0 | 47.6 | 1 |  | 2023-12-06 | redacted
Low Income - Power to Save | HVAC Inspection | 0 | 0.17 | 0 | 268.73 | 1 |  | 2023-12-06 | redacted
Low Income - Power to Save | LED Lights | 0 | 0 | 0 | 47.6 | 1 |  | 2023-12-11 | redacted
Low Income - Power to Save | HVAC Inspection | 0 | 0.17 | 0 | 268.73 | 1 |  | 2023-12-11 | redacted
Low Income - Power to Save | LED Lights | 0 | 0 | 0 | 47.6 | 1 |  | 2023-12-08 | redacted
Low Income - Power to Save | HVAC Inspection | 0 | 0.17 | 0 | 268.73 | 1 |  | 2023-12-08 | redacted
Low Income - Power to Save | LED Lights | 0 | 0 | 0 | 47.6 | 1 |  | 2023-12-05 | redacted
Low Income - Power to Save | HVAC Inspection | 0 | 0.17 | 0 | 268.73 | 1 |  | 2023-12-05 | redacted
Low Income - Power to Save | LED Lights | 0 | 0 | 0 | 47.6 | 1 |  | 2023-12-05 | redacted
Low Income - Power to Save | HVAC Inspection | 0 | 0.17 | 0 | 268.73 | 1 |  | 2023-12-05 | redacted
Low Income - Power to Save | LED Lights | 0 | 0 | 0 | 47.6 | 1 |  | 2023-12-20 | redacted
Low Income - Power to Save | HVAC Inspection | 0 | 0.17 | 0 | 268.73 | 1 |  | 2023-12-20 | redacted
Low Income - Power to Save | Low Flow Showerhead | 0 | 0.04 | 0.1 | 504.08 | 1 |  | 2023-12-15 | redacted
Low Income - Power to Save | LED Lights | 0 | 0 | 0 | 47.6 | 1 |  | 2023-12-15 | redacted
Low Income - Power to Save | HVAC Inspection | 0 | 0.17 | 0 | 268.73 | 1 |  | 2023-12-15 | redacted
Low Income - Power to Save | LED Lights | 0 | 0 | 0 | 47.6 | 1 |  | 2023-12-05 | redacted
Low Income - Power to Save | Low Flow Showerhead | 0 | 0.04 | 0.1 | 504.08 | 1 |  | 2023-12-29 | redacted
Low Income - Power to Save | LED Lights | 0 | 0 | 0 | 47.6 | 1 |  | 2023-12-29 | redacted
Low Income - Power to Save | HVAC Inspection | 0 | 0.17 | 0 | 268.73 | 1 |  | 2023-12-29 | redacted
Low Income - Power to Save | Faucet Aerators | 0 | 0 | 0.02 | 110.58 | 1 |  | 2023-12-29 | redacted
Low Income - Power to Save | LED Lights | 0 | 0 | 0 | 47.6 | 1 |  | 2023-12-12 | redacted
Low Income - Power to Save | LED Lights | 0 | 0 | 0 | 47.6 | 1 |  | 2023-12-18 | redacted
Low Income - Power to Save | HVAC Inspection | 0 | 0.17 | 0 | 268.73 | 1 |  | 2023-12-18 | redacted
Low Income - Power to Save | LED Lights | 0 | 0 | 0 | 47.6 | 1 |  | 2023-12-05 | redacted
Low Income - Power to Save | LED Lights | 0 | 0 | 0 | 47.6 | 1 |  | 2023-12-11 | redacted
Low Income - Power to Save | LED Lights | 0 | 0 | 0 | 47.6 | 1 |  | 2023-12-01 | redacted
Low Income - Power to Save | Low Flow Showerhead | 0 | 0.04 | 0.1 | 504.08 | 1 |  | 2023-12-12 | redacted
Low Income - Power to Save | LED Lights | 0 | 0 | 0 | 47.6 | 1 |  | 2023-12-12 | redacted
Low Income - Power to Save | HVAC Inspection | 0 | 0.17 | 0 | 268.73 | 1 |  | 2023-12-12 | redacted
Low Income - Power to Save | Low Flow Showerhead | 0 | 0.04 | 0.1 | 504.08 | 1 |  | 2023-12-15 | redacted
Low Income - Power to Save | LED Lights | 0 | 0 | 0 | 47.6 | 1 |  | 2023-12-15 | redacted
Low Income - Power to Save | HVAC Inspection | 0 | 0.17 | 0 | 268.73 | 1 |  | 2023-12-15 | redacted
Low Income - Power to Save | Faucet Aerators | 0 | 0 | 0.02 | 110.58 | 1 |  | 2023-12-15 | redacted
Low Income - Power to Save | Low Flow Showerhead | 0 | 0.04 | 0.1 | 504.08 | 1 |  | 2023-12-08 | redacted
Low Income - Power to Save | HVAC Inspection | 0 | 0.17 | 0 | 268.73 | 1 |  | 2023-12-08 | redacted
Low Income - Power to Save | Faucet Aerators | 0 | 0 | 0.02 | 110.58 | 1 |  | 2023-12-08 | redacted
Low Income - Power to Save | LED Lights | 0 | 0 | 0 | 47.6 | 1 |  | 2023-12-14 | redacted
Low Income - Power to Save | HVAC Inspection | 0 | 0.17 | 0 | 268.73 | 1 |  | 2023-12-14 | redacted
Low Income - Power to Save | Faucet Aerators | 0 | 0 | 0.02 | 110.58 | 1 |  | 2023-12-14 | redacted
Low Income - Power to Save | LED Lights | 0 | 0 | 0 | 47.6 | 1 |  | 2023-12-07 | redacted
Low Income - Power to Save | HVAC Inspection | 0 | 0.17 | 0 | 268.73 | 1 |  | 2023-12-07 | redacted
Low Income - Power to Save | Low Flow Showerhead | 0 | 0.04 | 0.1 | 504.08 | 1 |  | 2023-12-12 | redacted
Low Income - Power to Save | HVAC Inspection | 0 | 0.17 | 0 | 268.73 | 1 |  | 2023-12-12 | redacted
Low Income - Power to Save | Faucet Aerators | 0 | 0 | 0.02 | 110.58 | 1 |  | 2023-12-12 | redacted
Low Income - Power to Save | LED Lights | 0 | 0 | 0 | 47.6 | 1 |  | 2023-12-19 | redacted
Low Income - Power to Save | LED Lights | 0 | 0 | 0 | 47.6 | 1 |  | 2023-12-05 | redacted
Low Income - Power to Save | LED Lights | 0 | 0 | 0 | 47.6 | 1 |  | 2023-12-12 | redacted
Low Income - Power to Save | LED Lights | 0 | 0 | 0 | 47.6 | 1 |  | 2023-12-14 | redacted
Low Income - Power to Save | LED Lights | 0 | 0 | 0 | 47.6 | 1 |  | 2023-12-07 | redacted
Low Income - Power to Save | HVAC Inspection | 0 | 0.17 | 0 | 268.73 | 1 |  | 2023-12-07 | redacted
Low Income - Power to Save | LED Lights | 0 | 0 | 0 | 47.6 | 1 |  | 2023-12-06 | redacted
Low Income - Power to Save | LED Lights | 0 | 0 | 0 | 47.6 | 1 |  | 2023-12-14 | redacted
Low Income - Power to Save | LED Lights | 0 | 0 | 0 | 47.6 | 1 |  | 2023-12-06 | redacted
Low Income - Power to Save | HVAC Inspection | 0 | 0.17 | 0 | 268.73 | 1 |  | 2023-12-06 | redacted
Low Income - Power to Save | LED Lights | 0 | 0 | 0 | 47.6 | 1 |  | 2023-12-18 | redacted
Low Income - Power to Save | LED Lights | 0 | 0 | 0 | 47.6 | 1 |  | 2023-12-05 | redacted
Low Income - Power to Save | HVAC Inspection | 0 | 0.17 | 0 | 268.73 | 1 |  | 2023-12-05 | redacted
Low Income - Power to Save | LED Lights | 0 | 0 | 0 | 47.6 | 1 |  | 2023-12-01 | redacted
Low Income - Power to Save | LED Lights | 0 | 0 | 0 | 47.6 | 1 |  | 2023-12-14 | redacted
Low Income - Power to Save | HVAC Inspection | 0 | 0.17 | 0 | 268.73 | 1 |  | 2023-12-14 | redacted
Low Income - Power to Save | LED Lights | 0 | 0 | 0 | 47.6 | 1 |  | 2023-12-06 | redacted
Low Income - Power to Save | LED Lights | 0 | 0 | 0 | 47.6 | 1 |  | 2023-12-20 | redacted
Low Income - Power to Save | HVAC Inspection | 0 | 0.17 | 0 | 268.73 | 1 |  | 2023-12-20 | redacted
Low Income - Power to Save | LED Lights | 0 | 0 | 0 | 47.6 | 1 |  | 2023-12-08 | redacted
Low Income - Power to Save | HVAC Inspection | 0 | 0.17 | 0 | 268.73 | 1 |  | 2023-12-08 | redacted
Low Income - Power to Save | LED Lights | 0 | 0 | 0 | 47.6 | 1 |  | 2023-12-13 | redacted
Low Income - Power to Save | LED Lights | 0 | 0 | 0 | 47.6 | 1 |  | 2023-12-06 | redacted
Low Income - Power to Save | LED Lights | 0 | 0 | 0 | 47.6 | 1 |  | 2023-12-07 | redacted
Low Income - Power to Save | HVAC Inspection | 0 | 0.17 | 0 | 268.73 | 1 |  | 2023-12-13 | redacted
Low Income - Power to Save | LED Lights | 0 | 0 | 0 | 47.6 | 1 |  | 2023-12-13 | redacted
Low Income - Power to Save | LED Lights | 0 | 0 | 0 | 47.6 | 1 |  | 2023-12-14 | redacted
Low Income - Power to Save | HVAC Inspection | 0 | 0.17 | 0 | 268.73 | 1 |  | 2023-12-14 | redacted
Low Income - Power to Save | Faucet Aerators | 0 | 0 | 0.02 | 110.58 | 1 |  | 2023-12-14 | redacted
Low Income - Power to Save | LED Lights | 0 | 0 | 0 | 47.6 | 1 |  | 2023-12-14 | redacted
Low Income - Power to Save | Faucet Aerators | 0 | 0 | 0.02 | 110.58 | 1 |  | 2023-12-14 | redacted
Low Income - Power to Save | LED Lights | 0 | 0 | 0 | 47.6 | 1 |  | 2023-12-12 | redacted
Low Income - Power to Save | HVAC Inspection | 0 | 0.17 | 0 | 268.73 | 1 |  | 2023-12-12 | redacted
Low Income - Power to Save | LED Lights | 0 | 0 | 0 | 47.6 | 1 |  | 2023-12-14 | redacted
Low Income - Power to Save | HVAC Inspection | 0 | 0.17 | 0 | 268.73 | 1 |  | 2023-12-14 | redacted
Low Income - Power to Save | LED Lights | 0 | 0 | 0 | 47.6 | 1 |  | 2023-12-04 | redacted
Low Income - Power to Save | HVAC Inspection | 0 | 0.17 | 0 | 268.73 | 1 |  | 2023-12-04 | redacted
Low Income - Power to Save | LED Lights | 0 | 0 | 0 | 47.6 | 1 |  | 2023-12-14 | redacted
Low Income - Power to Save | LED Lights | 0 | 0 | 0 | 47.6 | 1 |  | 2023-12-04 | redacted
Low Income - Power to Save | Low Flow Showerhead | 0 | 0.04 | 0.1 | 504.08 | 1 |  | 2023-12-11 | redacted
Low Income - Power to Save | LED Lights | 0 | 0 | 0 | 47.6 | 1 |  | 2023-12-11 | redacted
Low Income - Power to Save | HVAC Inspection | 0 | 0.17 | 0 | 268.73 | 1 |  | 2023-12-11 | redacted
Low Income - Power to Save | Faucet Aerators | 0 | 0 | 0.02 | 110.58 | 1 |  | 2023-12-11 | redacted
Low Income - Power to Save | Low Flow Showerhead | 0 | 0.04 | 0.1 | 504.08 | 1 |  | 2023-12-11 | redacted
Low Income - Power to Save | LED Lights | 0 | 0 | 0 | 47.6 | 1 |  | 2023-12-11 | redacted
Low Income - Power to Save | HVAC Inspection | 0 | 0.17 | 0 | 268.73 | 1 |  | 2023-12-11 | redacted
Low Income - Power to Save | Faucet Aerators | 0 | 0 | 0.02 | 110.58 | 1 |  | 2023-12-11 | redacted
Low Income - Power to Save | LED Lights | 0 | 0 | 0 | 47.6 | 1 |  | 2023-12-13 | redacted
Low Income - Power to Save | Low Flow Showerhead | 0 | 0.04 | 0.1 | 504.08 | 1 |  | 2023-12-08 | redacted
Low Income - Power to Save | LED Lights | 0 | 0 | 0 | 47.6 | 1 |  | 2023-12-08 | redacted
Low Income - Power to Save | HVAC Inspection | 0 | 0.17 | 0 | 268.73 | 1 |  | 2023-12-08 | redacted
Low Income - Power to Save | Faucet Aerators | 0 | 0 | 0.02 | 110.58 | 1 |  | 2023-12-08 | redacted
Low Income - Power to Save | LED Lights | 0 | 0 | 0 | 47.6 | 1 |  | 2023-12-11 | redacted
Low Income - Power to Save | HVAC Inspection | 0 | 0.17 | 0 | 268.73 | 1 |  | 2023-12-11 | redacted
Low Income - Power to Save | LED Lights | 0 | 0 | 0 | 47.6 | 1 |  | 2023-12-08 | redacted
Low Income - Power to Save | HVAC Inspection | 0 | 0.17 | 0 | 268.73 | 1 |  | 2023-12-08 | redacted
Low Income - Power to Save | Faucet Aerators | 0 | 0 | 0.02 | 110.58 | 1 |  | 2023-12-08 | redacted
Low Income - Power to Save | LED Lights | 0 | 0 | 0 | 47.6 | 1 |  | 2023-12-12 | redacted
Low Income - Power to Save | HVAC Inspection | 0 | 0.17 | 0 | 268.73 | 1 |  | 2023-12-12 | redacted
Low Income - Power to Save | Faucet Aerators | 0 | 0 | 0.02 | 110.58 | 1 |  | 2023-12-12 | redacted
Low Income - Power to Save | LED Lights | 0 | 0 | 0 | 47.6 | 1 |  | 2023-12-15 | redacted
Low Income - Power to Save | LED Lights | 0 | 0 | 0 | 47.6 | 1 |  | 2023-12-05 | redacted
Low Income - Power to Save | HVAC Inspection | 0 | 0.17 | 0 | 268.73 | 1 |  | 2023-12-05 | redacted
Low Income - Power to Save | LED Lights | 0 | 0 | 0 | 47.6 | 1 |  | 2023-12-27 | redacted
Low Income - Power to Save | HVAC Inspection | 0 | 0.17 | 0 | 268.73 | 1 |  | 2023-12-27 | redacted
Low Income - Power to Save | LED Lights | 0 | 0 | 0 | 47.6 | 1 |  | 2023-12-15 | redacted
Low Income - Power to Save | HVAC Inspection | 0 | 0.17 | 0 | 268.73 | 1 |  | 2023-12-15 | redacted
Low Income - Power to Save | LED Lights | 0 | 0 | 0 | 47.6 | 1 |  | 2023-12-20 | redacted
Low Income - Power to Save | LED Lights | 0 | 0 | 0 | 47.6 | 1 |  | 2023-12-05 | redacted
Low Income - Power to Save | LED Lights | 0 | 0 | 0 | 47.6 | 1 |  | 2023-12-01 | redacted
Low Income - Power to Save | Pipe Wrap | 0 | 0.01 | 0.03 | 143.65 | 1 |  | 2023-12-01 | redacted
Low Income - Power to Save | HVAC Inspection | 0 | 0.17 | 0 | 268.73 | 1 |  | 2023-12-01 | redacted
Low Income - Power to Save | LED Lights | 0 | 0 | 0 | 47.6 | 1 |  | 2023-12-18 | redacted
Low Income - Power to Save | LED Lights | 0 | 0 | 0 | 47.6 | 1 |  | 2023-12-14 | redacted
Low Income - Power to Save | Low Flow Showerhead | 0 | 0.04 | 0.1 | 504.08 | 1 |  | 2023-12-08 | redacted
Low Income - Power to Save | LED Lights | 0 | 0 | 0 | 47.6 | 1 |  | 2023-12-08 | redacted
Low Income - Power to Save | HVAC Inspection | 0 | 0.17 | 0 | 268.73 | 1 |  | 2023-12-08 | redacted
Low Income - Power to Save | Faucet Aerators | 0 | 0 | 0.02 | 110.58 | 1 |  | 2023-12-08 | redacted
Low Income - Power to Save | LED Lights | 0 | 0 | 0 | 47.6 | 1 |  | 2023-12-08 | redacted
Low Income - Power to Save | HVAC Inspection | 0 | 0.17 | 0 | 268.73 | 1 |  | 2023-12-08 | redacted
Low Income - Power to Save | LED Lights | 0 | 0 | 0 | 47.6 | 1 |  | 2023-12-04 | redacted
Low Income - Power to Save | LED Lights | 0 | 0 | 0 | 47.6 | 1 |  | 2023-12-14 | redacted
Low Income - Power to Save | Low Flow Showerhead | 0 | 0.04 | 0.1 | 504.08 | 1 |  | 2023-12-15 | redacted
Low Income - Power to Save | LED Lights | 0 | 0 | 0 | 47.6 | 1 |  | 2023-12-15 | redacted
Low Income - Power to Save | HVAC Inspection | 0 | 0.17 | 0 | 268.73 | 1 |  | 2023-12-15 | redacted
Low Income - Power to Save | LED Lights | 0 | 0 | 0 | 47.6 | 1 |  | 2023-12-04 | redacted
Low Income - Power to Save | HVAC Inspection | 0 | 0.17 | 0 | 268.73 | 1 |  | 2023-12-04 | redacted
Low Income - Power to Save | LED Lights | 0 | 0 | 0 | 47.6 | 1 |  | 2023-12-18 | redacted
Low Income - Power to Save | Low Flow Showerhead | 0 | 0.04 | 0.1 | 504.08 | 1 |  | 2023-12-08 | redacted
Low Income - Power to Save | LED Lights | 0 | 0 | 0 | 47.6 | 1 |  | 2023-12-08 | redacted
Low Income - Power to Save | HVAC Inspection | 0 | 0.17 | 0 | 268.73 | 1 |  | 2023-12-08 | redacted
Low Income - Power to Save | Faucet Aerators | 0 | 0 | 0.02 | 110.58 | 1 |  | 2023-12-08 | redacted
Low Income - Power to Save | LED Lights | 0 | 0 | 0 | 47.6 | 1 |  | 2023-12-13 | redacted
Low Income - Power to Save | HVAC Inspection | 0 | 0.17 | 0 | 268.73 | 1 |  | 2023-12-13 | redacted
Low Income - Power to Save | Low Flow Showerhead | 0 | 0.04 | 0.1 | 504.08 | 1 |  | 2023-12-08 | redacted
Low Income - Power to Save | LED Lights | 0 | 0 | 0 | 47.6 | 1 |  | 2023-12-08 | redacted
Low Income - Power to Save | HVAC Inspection | 0 | 0.17 | 0 | 268.73 | 1 |  | 2023-12-08 | redacted
Low Income - Power to Save | LED Lights | 0 | 0 | 0 | 47.6 | 1 |  | 2023-12-05 | redacted
Low Income - Power to Save | HVAC Inspection | 0 | 0.17 | 0 | 268.73 | 1 |  | 2023-12-05 | redacted
Low Income - Power to Save | LED Lights | 0 | 0 | 0 | 47.6 | 1 |  | 2023-12-18 | redacted
Low Income - Power to Save | HVAC Inspection | 0 | 0.17 | 0 | 268.73 | 1 |  | 2023-12-18 | redacted
Low Income - Power to Save | Low Flow Showerhead | 0 | 0.04 | 0.1 | 504.08 | 1 |  | 2023-12-04 | redacted
Low Income - Power to Save | LED Lights | 0 | 0 | 0 | 47.6 | 1 |  | 2023-12-04 | redacted
Low Income - Power to Save | HVAC Inspection | 0 | 0.17 | 0 | 268.73 | 1 |  | 2023-12-04 | redacted
Low Income - Power to Save | Low Flow Showerhead | 0 | 0.04 | 0.1 | 504.08 | 1 |  | 2023-12-08 | redacted
Low Income - Power to Save | LED Lights | 0 | 0 | 0 | 47.6 | 1 |  | 2023-12-08 | redacted
Low Income - Power to Save | HVAC Inspection | 0 | 0.17 | 0 | 268.73 | 1 |  | 2023-12-08 | redacted
Low Income - Power to Save | LED Lights | 0 | 0 | 0 | 47.6 | 1 |  | 2023-12-04 | redacted
Low Income - Power to Save | Low Flow Showerhead | 0 | 0.04 | 0.1 | 504.08 | 1 |  | 2023-12-15 | redacted
Low Income - Power to Save | LED Lights | 0 | 0 | 0 | 47.6 | 1 |  | 2023-12-15 | redacted
Low Income - Power to Save | HVAC Inspection | 0 | 0.17 | 0 | 268.73 | 1 |  | 2023-12-15 | redacted
Low Income - Power to Save | Faucet Aerators | 0 | 0 | 0.02 | 110.58 | 1 |  | 2023-12-15 | redacted
Low Income - Power to Save | LED Lights | 0 | 0 | 0 | 47.6 | 1 |  | 2023-12-11 | redacted
Low Income - Power to Save | HVAC Inspection | 0 | 0.17 | 0 | 268.73 | 1 |  | 2023-12-11 | redacted
Low Income - Power to Save | LED Lights | 0 | 0 | 0 | 47.6 | 1 |  | 2023-12-18 | redacted
Low Income - Power to Save | HVAC Inspection | 0 | 0.17 | 0 | 268.73 | 1 |  | 2023-12-18 | redacted
Low Income - Power to Save | Low Flow Showerhead | 0 | 0.04 | 0.1 | 504.08 | 1 |  | 2023-12-15 | redacted
Low Income - Power to Save | LED Lights | 0 | 0 | 0 | 47.6 | 1 |  | 2023-12-15 | redacted
Low Income - Power to Save | HVAC Inspection | 0 | 0.17 | 0 | 268.73 | 1 |  | 2023-12-15 | redacted
Low Income - Power to Save | LED Lights | 0 | 0 | 0 | 47.6 | 1 |  | 2023-12-01 | redacted
Low Income - Power to Save | LED Lights | 0 | 0 | 0 | 47.6 | 1 |  | 2023-12-08 | redacted
Low Income - Power to Save | HVAC Inspection | 0 | 0.17 | 0 | 268.73 | 1 |  | 2023-12-08 | redacted
Low Income - Power to Save | LED Lights | 0 | 0 | 0 | 47.6 | 1 |  | 2023-12-07 | redacted
Low Income - Power to Save | Faucet Aerators | 0 | 0 | 0.02 | 110.58 | 1 |  | 2023-12-07 | redacted
Low Income - Power to Save | LED Lights | 0 | 0 | 0 | 47.6 | 1 |  | 2023-12-20 | redacted
Low Income - Power to Save | LED Lights | 0 | 0 | 0 | 47.6 | 1 |  | 2023-12-05 | redacted
Low Income - Power to Save | HVAC Inspection | 0 | 0.17 | 0 | 268.73 | 1 |  | 2023-12-05 | redacted
Low Income - Power to Save | Faucet Aerators | 0 | 0 | 0.02 | 110.58 | 1 |  | 2023-12-05 | redacted
Low Income - Power to Save | LED Lights | 0 | 0 | 0 | 47.6 | 1 |  | 2023-12-01 | redacted
Low Income - Power to Save | Low Flow Showerhead | 0 | 0.04 | 0.1 | 504.08 | 1 |  | 2023-12-20 | redacted
Low Income - Power to Save | LED Lights | 0 | 0 | 0 | 47.6 | 1 |  | 2023-12-20 | redacted
Low Income - Power to Save | HVAC Inspection | 0 | 0.17 | 0 | 268.73 | 1 |  | 2023-12-20 | redacted
Low Income - Power to Save | LED Lights | 0 | 0 | 0 | 47.6 | 1 |  | 2023-12-07 | redacted
Low Income - Power to Save | HVAC Inspection | 0 | 0.17 | 0 | 268.73 | 1 |  | 2023-12-07 | redacted
Low Income - Power to Save | Faucet Aerators | 0 | 0 | 0.02 | 110.58 | 1 |  | 2023-12-07 | redacted
Low Income - Power to Save | LED Lights | 0 | 0 | 0 | 47.6 | 1 |  | 2023-12-08 | redacted
Low Income - Power to Save | HVAC Inspection | 0 | 0.17 | 0 | 268.73 | 1 |  | 2023-12-08 | redacted
Low Income - Power to Save | LED Lights | 0 | 0 | 0 | 47.6 | 1 |  | 2023-12-14 | redacted
Low Income - Power to Save | HVAC Inspection | 0 | 0.17 | 0 | 268.73 | 1 |  | 2023-12-14 | redacted
Low Income - Power to Save | LED Lights | 0 | 0 | 0 | 47.6 | 1 |  | 2023-12-04 | redacted
Low Income - Power to Save | HVAC Inspection | 0 | 0.17 | 0 | 268.73 | 1 |  | 2023-12-04 | redacted
Low Income - Power to Save | LED Lights | 0 | 0 | 0 | 47.6 | 1 |  | 2023-12-07 | redacted
Low Income - Power to Save | HVAC Inspection | 0 | 0.17 | 0 | 268.73 | 1 |  | 2023-12-07 | redacted
Low Income - Power to Save | LED Lights | 0 | 0 | 0 | 47.6 | 1 |  | 2023-12-06 | redacted
Low Income - Power to Save | HVAC Inspection | 0 | 0.17 | 0 | 268.73 | 1 |  | 2023-12-06 | redacted
Low Income - Power to Save | LED Lights | 0 | 0 | 0 | 47.6 | 1 |  | 2023-12-01 | redacted
Low Income - Power to Save | Pipe Wrap | 0 | 0.01 | 0.03 | 143.65 | 1 |  | 2023-12-01 | redacted
Low Income - Power to Save | HVAC Inspection | 0 | 0.17 | 0 | 268.73 | 1 |  | 2023-12-01 | redacted
Low Income - Power to Save | Faucet Aerators | 0 | 0 | 0.02 | 110.58 | 1 |  | 2023-12-01 | redacted
Low Income - Power to Save | Low Flow Showerhead | 0 | 0.04 | 0.1 | 504.08 | 1 |  | 2023-12-12 | redacted
Low Income - Power to Save | LED Lights | 0 | 0 | 0 | 47.6 | 1 |  | 2023-12-12 | redacted
Low Income - Power to Save | HVAC Inspection | 0 | 0.17 | 0 | 268.73 | 1 |  | 2023-12-12 | redacted
Low Income - Power to Save | Faucet Aerators | 0 | 0 | 0.02 | 110.58 | 1 |  | 2023-12-12 | redacted
Low Income - Power to Save | LED Lights | 0 | 0 | 0 | 47.6 | 1 |  | 2023-12-04 | redacted
Low Income - Power to Save | LED Lights | 0 | 0 | 0 | 47.6 | 1 |  | 2023-12-19 | redacted
Low Income - Power to Save | HVAC Inspection | 0 | 0.17 | 0 | 268.73 | 1 |  | 2023-12-19 | redacted
Low Income - Power to Save | LED Lights | 0 | 0 | 0 | 47.6 | 1 |  | 2023-12-07 | redacted
Low Income - Power to Save | HVAC Inspection | 0 | 0.17 | 0 | 268.73 | 1 |  | 2023-12-07 | redacted
Low Income - Power to Save | LED Lights | 0 | 0 | 0 | 47.6 | 1 |  | 2023-12-14 | redacted
Low Income - Power to Save | LED Lights | 0 | 0 | 0 | 47.6 | 1 |  | 2023-12-05 | redacted
Low Income - Power to Save | LED Lights | 0 | 0 | 0 | 47.6 | 1 |  | 2023-12-08 | redacted
Low Income - Power to Save | HVAC Inspection | 0 | 0.17 | 0 | 268.73 | 1 |  | 2023-12-08 | redacted
Low Income - Power to Save | Faucet Aerators | 0 | 0 | 0.02 | 110.58 | 1 |  | 2023-12-08 | redacted
Low Income - Power to Save | LED Lights | 0 | 0 | 0 | 47.6 | 1 |  | 2023-12-01 | redacted
Low Income - Power to Save | HVAC Inspection | 0 | 0.17 | 0 | 268.73 | 1 |  | 2023-12-01 | redacted
Low Income - Power to Save | LED Lights | 0 | 0 | 0 | 47.6 | 1 |  | 2023-12-14 | redacted
Low Income - Power to Save | HVAC Inspection | 0 | 0.17 | 0 | 268.73 | 1 |  | 2023-12-14 | redacted
Low Income - Power to Save | Low Flow Showerhead | 0 | 0.04 | 0.1 | 504.08 | 1 |  | 2023-12-13 | redacted
Low Income - Power to Save | LED Lights | 0 | 0 | 0 | 47.6 | 1 |  | 2023-12-13 | redacted
Low Income - Power to Save | HVAC Inspection | 0 | 0.17 | 0 | 268.73 | 1 |  | 2023-12-13 | redacted
Low Income - Power to Save | LED Lights | 0 | 0 | 0 | 47.6 | 1 |  | 2023-12-12 | redacted
Low Income - Power to Save | HVAC Inspection | 0 | 0.17 | 0 | 268.73 | 1 |  | 2023-12-12 | redacted
Low Income - Power to Save | Low Flow Showerhead | 0 | 0.04 | 0.1 | 504.08 | 1 |  | 2023-12-08 | redacted
Low Income - Power to Save | LED Lights | 0 | 0 | 0 | 47.6 | 1 |  | 2023-12-08 | redacted
Low Income - Power to Save | HVAC Inspection | 0 | 0.17 | 0 | 268.73 | 1 |  | 2023-12-08 | redacted
Low Income - Power to Save | LED Lights | 0 | 0 | 0 | 47.6 | 1 |  | 2023-12-08 | redacted
Low Income - Power to Save | HVAC Inspection | 0 | 0.17 | 0 | 268.73 | 1 |  | 2023-12-08 | redacted
Low Income - Power to Save | LED Lights | 0 | 0 | 0 | 47.6 | 1 |  | 2023-12-07 | redacted
Low Income - Power to Save | HVAC Inspection | 0 | 0.17 | 0 | 268.73 | 1 |  | 2023-12-07 | redacted
Low Income - Power to Save | Faucet Aerators | 0 | 0 | 0.02 | 110.58 | 1 |  | 2023-12-07 | redacted
Low Income - Power to Save | LED Lights | 0 | 0 | 0 | 47.6 | 1 |  | 2023-12-13 | redacted
Low Income - Power to Save | HVAC Inspection | 0 | 0.17 | 0 | 268.73 | 1 |  | 2023-12-13 | redacted
Low Income - Power to Save | LED Lights | 0 | 0 | 0 | 47.6 | 1 |  | 2023-12-12 | redacted
Low Income - Power to Save | Low Flow Showerhead | 0 | 0.04 | 0.1 | 504.08 | 1 |  | 2023-12-11 | redacted
Low Income - Power to Save | LED Lights | 0 | 0 | 0 | 47.6 | 1 |  | 2023-12-11 | redacted
Low Income - Power to Save | HVAC Inspection | 0 | 0.17 | 0 | 268.73 | 1 |  | 2023-12-11 | redacted
Low Income - Power to Save | Faucet Aerators | 0 | 0 | 0.02 | 110.58 | 1 |  | 2023-12-11 | redacted
Low Income - Power to Save | LED Lights | 0 | 0 | 0 | 47.6 | 1 |  | 2023-12-08 | redacted
Low Income - Power to Save | HVAC Inspection | 0 | 0.17 | 0 | 268.73 | 1 |  | 2023-12-08 | redacted
Low Income - Power to Save | Faucet Aerators | 0 | 0 | 0.02 | 110.58 | 1 |  | 2023-12-08 | redacted
Low Income - Power to Save | LED Lights | 0 | 0 | 0 | 47.6 | 1 |  | 2023-12-19 | redacted
Low Income - Power to Save | LED Lights | 0 | 0 | 0 | 47.6 | 1 |  | 2023-12-19 | redacted
Low Income - Power to Save | HVAC Inspection | 0 | 0.17 | 0 | 268.73 | 1 |  | 2023-12-19 | redacted
Low Income - Power to Save | LED Lights | 0 | 0 | 0 | 47.6 | 1 |  | 2023-12-13 | redacted
Low Income - Power to Save | LED Lights | 0 | 0 | 0 | 47.6 | 1 |  | 2023-12-04 | redacted
Low Income - Power to Save | HVAC Inspection | 0 | 0.17 | 0 | 268.73 | 1 |  | 2023-12-04 | redacted
Low Income - Power to Save | Low Flow Showerhead | 0 | 0.04 | 0.1 | 504.08 | 1 |  | 2023-12-08 | redacted
Low Income - Power to Save | LED Lights | 0 | 0 | 0 | 47.6 | 1 |  | 2023-12-08 | redacted
Low Income - Power to Save | HVAC Inspection | 0 | 0.17 | 0 | 268.73 | 1 |  | 2023-12-08 | redacted
Low Income - Power to Save | LED Lights | 0 | 0 | 0 | 47.6 | 1 |  | 2023-12-05 | redacted
Low Income - Power to Save | HVAC Inspection | 0 | 0.17 | 0 | 268.73 | 1 |  | 2023-12-05 | redacted
Low Income - Power to Save | LED Lights | 0 | 0 | 0 | 47.6 | 1 |  | 2023-12-05 | redacted
Low Income - Power to Save | HVAC Inspection | 0 | 0.17 | 0 | 268.73 | 1 |  | 2023-12-05 | redacted
Low Income - Power to Save | LED Lights | 0 | 0 | 0 | 47.6 | 1 |  | 2023-12-06 | redacted
Low Income - Power to Save | HVAC Inspection | 0 | 0.17 | 0 | 268.73 | 1 |  | 2023-12-06 | redacted
Low Income - Power to Save | Faucet Aerators | 0 | 0 | 0.02 | 110.58 | 1 |  | 2023-12-06 | redacted
Low Income - Power to Save | LED Lights | 0 | 0 | 0 | 47.6 | 1 |  | 2023-12-04 | redacted
Low Income - Power to Save | HVAC Inspection | 0 | 0.17 | 0 | 268.73 | 1 |  | 2023-12-04 | redacted
Low Income - Power to Save | LED Lights | 0 | 0 | 0 | 47.6 | 1 |  | 2023-12-15 | redacted
Low Income - Power to Save | HVAC Inspection | 0 | 0.17 | 0 | 268.73 | 1 |  | 2023-12-15 | redacted
Low Income - Power to Save | Low Flow Showerhead | 0 | 0.04 | 0.1 | 504.08 | 1 |  | 2023-12-08 | redacted
Low Income - Power to Save | LED Lights | 0 | 0 | 0 | 47.6 | 1 |  | 2023-12-08 | redacted
Low Income - Power to Save | HVAC Inspection | 0 | 0.17 | 0 | 268.73 | 1 |  | 2023-12-08 | redacted
Low Income - Power to Save | Faucet Aerators | 0 | 0 | 0.02 | 110.58 | 1 |  | 2023-12-08 | redacted
Low Income - Power to Save | Low Flow Showerhead | 0 | 0.04 | 0.1 | 504.08 | 1 |  | 2023-12-12 | redacted
Low Income - Power to Save | LED Lights | 0 | 0 | 0 | 47.6 | 1 |  | 2023-12-12 | redacted
Low Income - Power to Save | HVAC Inspection | 0 | 0.17 | 0 | 268.73 | 1 |  | 2023-12-12 | redacted
Low Income - Power to Save | LED Lights | 0 | 0 | 0 | 47.6 | 1 |  | 2023-12-15 | redacted
Low Income - Power to Save | LED Lights | 0 | 0 | 0 | 47.6 | 1 |  | 2023-12-11 | redacted
Low Income - Power to Save | LED Lights | 0 | 0 | 0 | 47.6 | 1 |  | 2023-12-13 | redacted
Low Income - Power to Save | HVAC Inspection | 0 | 0.17 | 0 | 268.73 | 1 |  | 2023-12-13 | redacted
Low Income - Power to Save | LED Lights | 0 | 0 | 0 | 47.6 | 1 |  | 2023-12-14 | redacted
Low Income - Power to Save | LED Lights | 0 | 0 | 0 | 47.6 | 1 |  | 2023-12-05 | redacted
Low Income - Power to Save | HVAC Inspection | 0 | 0.17 | 0 | 268.73 | 1 |  | 2023-12-05 | redacted
Low Income - Power to Save | Low Flow Showerhead | 0 | 0.04 | 0.1 | 504.08 | 1 |  | 2023-12-08 | redacted
Low Income - Power to Save | LED Lights | 0 | 0 | 0 | 47.6 | 1 |  | 2023-12-08 | redacted
Low Income - Power to Save | HVAC Inspection | 0 | 0.17 | 0 | 268.73 | 1 |  | 2023-12-08 | redacted
Low Income - Power to Save | Faucet Aerators | 0 | 0 | 0.02 | 110.58 | 1 |  | 2023-12-08 | redacted
Low Income - Power to Save | LED Lights | 0 | 0 | 0 | 47.6 | 1 |  | 2023-12-04 | redacted
Low Income - Power to Save | LED Lights | 0 | 0 | 0 | 47.6 | 1 |  | 2023-12-12 | redacted
Low Income - Power to Save | HVAC Inspection | 0 | 0.17 | 0 | 268.73 | 1 |  | 2023-12-12 | redacted
Low Income - Power to Save | Faucet Aerators | 0 | 0 | 0.02 | 110.58 | 1 |  | 2023-12-12 | redacted
Low Income - Power to Save | LED Lights | 0 | 0 | 0 | 47.6 | 1 |  | 2023-12-08 | redacted
Low Income - Power to Save | HVAC Inspection | 0 | 0.17 | 0 | 268.73 | 1 |  | 2023-12-08 | redacted
Low Income - Power to Save | LED Lights | 0 | 0 | 0 | 47.6 | 1 |  | 2023-12-08 | redacted
Low Income - Power to Save | HVAC Inspection | 0 | 0.17 | 0 | 268.73 | 1 |  | 2023-12-08 | redacted
Low Income - Power to Save | LED Lights | 0 | 0 | 0 | 47.6 | 1 |  | 2023-12-18 | redacted
Low Income - Power to Save | HVAC Inspection | 0 | 0.17 | 0 | 268.73 | 1 |  | 2023-12-18 | redacted
Low Income - Power to Save | LED Lights | 0 | 0 | 0 | 47.6 | 1 |  | 2023-12-07 | redacted
Low Income - Power to Save | HVAC Inspection | 0 | 0.17 | 0 | 268.73 | 1 |  | 2023-12-07 | redacted
Low Income - Power to Save | Faucet Aerators | 0 | 0 | 0.02 | 110.58 | 1 |  | 2023-12-07 | redacted
Low Income - Power to Save | LED Lights | 0 | 0 | 0 | 47.6 | 1 |  | 2023-12-12 | redacted
Low Income - Power to Save | LED Lights | 0 | 0 | 0 | 47.6 | 1 |  | 2023-12-07 | redacted
Low Income - Power to Save | HVAC Inspection | 0 | 0.17 | 0 | 268.73 | 1 |  | 2023-12-07 | redacted
Low Income - Power to Save | LED Lights | 0 | 0 | 0 | 47.6 | 1 |  | 2023-12-11 | redacted
Low Income - Power to Save | HVAC Inspection | 0 | 0.17 | 0 | 268.73 | 1 |  | 2023-12-11 | redacted
Low Income - Power to Save | LED Lights | 0 | 0 | 0 | 47.6 | 1 |  | 2023-12-06 | redacted
Low Income - Power to Save | LED Lights | 0 | 0 | 0 | 47.6 | 1 |  | 2023-12-15 | redacted
Low Income - Power to Save | HVAC Inspection | 0 | 0.17 | 0 | 268.73 | 1 |  | 2023-12-15 | redacted
Low Income - Power to Save | LED Lights | 0 | 0 | 0 | 47.6 | 1 |  | 2023-12-11 | redacted
Low Income - Power to Save | LED Lights | 0 | 0 | 0 | 47.6 | 1 |  | 2023-12-27 | redacted
Low Income - Power to Save | HVAC Inspection | 0 | 0.17 | 0 | 268.73 | 1 |  | 2023-12-27 | redacted
Low Income - Power to Save | LED Lights | 0 | 0 | 0 | 47.6 | 1 |  | 2023-12-18 | redacted
Low Income - Power to Save | HVAC Inspection | 0 | 0.17 | 0 | 268.73 | 1 |  | 2023-12-18 | redacted
Low Income - Power to Save | Low Flow Showerhead | 0 | 0.04 | 0.1 | 504.08 | 1 |  | 2023-12-08 | redacted
Low Income - Power to Save | LED Lights | 0 | 0 | 0 | 47.6 | 1 |  | 2023-12-08 | redacted
Low Income - Power to Save | HVAC Inspection | 0 | 0.17 | 0 | 268.73 | 1 |  | 2023-12-08 | redacted
Low Income - Power to Save | Faucet Aerators | 0 | 0 | 0.02 | 110.58 | 1 |  | 2023-12-08 | redacted
Low Income - Power to Save | LED Lights | 0 | 0 | 0 | 47.6 | 1 |  | 2023-12-05 | redacted
Low Income - Power to Save | HVAC Inspection | 0 | 0.17 | 0 | 268.73 | 1 |  | 2023-12-05 | redacted
Low Income - Power to Save | LED Lights | 0 | 0 | 0 | 47.6 | 1 |  | 2023-12-29 | redacted
Low Income - Power to Save | HVAC Inspection | 0 | 0.17 | 0 | 268.73 | 1 |  | 2023-12-29 | redacted
Low Income - Power to Save | LED Lights | 0 | 0 | 0 | 47.6 | 1 |  | 2023-12-15 | redacted
Low Income - Power to Save | LED Lights | 0 | 0 | 0 | 47.6 | 1 |  | 2023-12-13 | redacted
Low Income - Power to Save | HVAC Inspection | 0 | 0.17 | 0 | 268.73 | 1 |  | 2023-12-13 | redacted
Low Income - Power to Save | Faucet Aerators | 0 | 0 | 0.02 | 110.58 | 1 |  | 2023-12-07 | redacted
Low Income - Power to Save | Low Flow Showerhead | 0 | 0.04 | 0.1 | 504.08 | 1 |  | 2023-12-07 | redacted
Low Income - Power to Save | LED Lights | 0 | 0 | 0 | 47.6 | 1 |  | 2023-12-07 | redacted
Low Income - Power to Save | HVAC Inspection | 0 | 0.17 | 0 | 268.73 | 1 |  | 2023-12-07 | redacted
Low Income - Power to Save | LED Lights | 0 | 0 | 0 | 47.6 | 1 |  | 2023-12-07 | redacted
Low Income - Power to Save | HVAC Inspection | 0 | 0.17 | 0 | 268.73 | 1 |  | 2023-12-07 | redacted
Low Income - Power to Save | Faucet Aerators | 0 | 0 | 0.02 | 110.58 | 1 |  | 2023-12-07 | redacted
Low Income - Power to Save | LED Lights | 0 | 0 | 0 | 47.6 | 1 |  | 2023-12-05 | redacted
Low Income - Power to Save | LED Lights | 0 | 0 | 0 | 47.6 | 1 |  | 2023-12-04 | redacted
Low Income - Power to Save | HVAC Inspection | 0 | 0.17 | 0 | 268.73 | 1 |  | 2023-12-04 | redacted
Low Income - Power to Save | LED Lights | 0 | 0 | 0 | 47.6 | 1 |  | 2023-12-06 | redacted
Low Income - Power to Save | HVAC Inspection | 0 | 0.17 | 0 | 268.73 | 1 |  | 2023-12-06 | redacted
Low Income - Power to Save | Low Flow Showerhead | 0 | 0.04 | 0.1 | 504.08 | 1 |  | 2023-12-08 | redacted
Low Income - Power to Save | LED Lights | 0 | 0 | 0 | 47.6 | 1 |  | 2023-12-08 | redacted
Low Income - Power to Save | HVAC Inspection | 0 | 0.17 | 0 | 268.73 | 1 |  | 2023-12-08 | redacted
Low Income - Power to Save | Faucet Aerators | 0 | 0 | 0.02 | 110.58 | 1 |  | 2023-12-08 | redacted
Low Income - Power to Save | LED Lights | 0 | 0 | 0 | 47.6 | 1 |  | 2023-12-04 | redacted
Low Income - Power to Save | HVAC Inspection | 0 | 0.17 | 0 | 268.73 | 1 |  | 2023-12-04 | redacted
Low Income - Power to Save | Low Flow Showerhead | 0 | 0.04 | 0.1 | 504.08 | 1 |  | 2023-12-08 | redacted
Low Income - Power to Save | LED Lights | 0 | 0 | 0 | 47.6 | 1 |  | 2023-12-08 | redacted
Low Income - Power to Save | HVAC Inspection | 0 | 0.17 | 0 | 268.73 | 1 |  | 2023-12-08 | redacted
Low Income - Power to Save | Faucet Aerators | 0 | 0 | 0.02 | 110.58 | 1 |  | 2023-12-08 | redacted
Low Income - Power to Save | LED Lights | 0 | 0 | 0 | 47.6 | 1 |  | 2023-12-08 | redacted
Low Income - Power to Save | HVAC Inspection | 0 | 0.17 | 0 | 268.73 | 1 |  | 2023-12-08 | redacted
Low Income - Power to Save | LED Lights | 0 | 0 | 0 | 47.6 | 1 |  | 2023-12-07 | redacted
Low Income - Power to Save | LED Lights | 0 | 0 | 0 | 47.6 | 1 |  | 2023-12-20 | redacted
Low Income - Power to Save | HVAC Inspection | 0 | 0.17 | 0 | 268.73 | 1 |  | 2023-12-20 | redacted
Low Income - Power to Save | LED Lights | 0 | 0 | 0 | 47.6 | 1 |  | 2023-12-06 | redacted
Low Income - Power to Save | HVAC Inspection | 0 | 0.17 | 0 | 268.73 | 1 |  | 2023-12-06 | redacted
Low Income - Power to Save | LED Lights | 0 | 0 | 0 | 47.6 | 1 |  | 2023-12-07 | redacted
Low Income - Power to Save | HVAC Inspection | 0 | 0.17 | 0 | 268.73 | 1 |  | 2023-12-07 | redacted
Low Income - Power to Save | Faucet Aerators | 0 | 0 | 0.02 | 110.58 | 1 |  | 2023-12-07 | redacted
Low Income - Power to Save | LED Lights | 0 | 0 | 0 | 47.6 | 1 |  | 2023-12-13 | redacted
Low Income - Power to Save | HVAC Inspection | 0 | 0.17 | 0 | 268.73 | 1 |  | 2023-12-13 | redacted
Low Income - Power to Save | LED Lights | 0 | 0 | 0 | 47.6 | 1 |  | 2023-12-05 | redacted
Low Income - Power to Save | HVAC Inspection | 0 | 0.17 | 0 | 268.73 | 1 |  | 2023-12-05 | redacted
Low Income - Power to Save | LED Lights | 0 | 0 | 0 | 47.6 | 1 |  | 2023-12-06 | redacted
Low Income - Power to Save | LED Lights | 0 | 0 | 0 | 47.6 | 1 |  | 2023-12-15 | redacted
Low Income - Power to Save | LED Lights | 0 | 0 | 0 | 47.6 | 1 |  | 2023-12-05 | redacted
Low Income - Power to Save | HVAC Inspection | 0 | 0.17 | 0 | 268.73 | 1 |  | 2023-12-05 | redacted
Low Income - Power to Save | LED Lights | 0 | 0 | 0 | 47.6 | 1 |  | 2023-12-08 | redacted
Low Income - Power to Save | LED Lights | 0 | 0 | 0 | 47.6 | 1 |  | 2023-12-04 | redacted
Low Income - Power to Save | LED Lights | 0 | 0 | 0 | 47.6 | 1 |  | 2023-12-18 | redacted
Low Income - Power to Save | LED Lights | 0 | 0 | 0 | 47.6 | 1 |  | 2023-12-14 | redacted
Low Income - Power to Save | HVAC Inspection | 0 | 0.17 | 0 | 268.73 | 1 |  | 2023-12-14 | redacted
Low Income - Power to Save | LED Lights | 0 | 0 | 0 | 47.6 | 1 |  | 2023-12-13 | redacted
Low Income - Power to Save | HVAC Inspection | 0 | 0.17 | 0 | 268.73 | 1 |  | 2023-12-13 | redacted
Low Income - Power to Save | LED Lights | 0 | 0 | 0 | 47.6 | 1 |  | 2023-12-05 | redacted
Low Income - Power to Save | LED Lights | 0 | 0 | 0 | 47.6 | 1 |  | 2023-12-01 | redacted
Low Income - Power to Save | LED Lights | 0 | 0 | 0 | 47.6 | 1 |  | 2023-12-14 | redacted
Low Income - Power to Save | LED Lights | 0 | 0 | 0 | 47.6 | 1 |  | 2023-12-11 | redacted
Low Income - Power to Save | HVAC Inspection | 0 | 0.17 | 0 | 268.73 | 1 |  | 2023-12-11 | redacted
Low Income - Power to Save | LED Lights | 0 | 0 | 0 | 47.6 | 1 |  | 2023-12-05 | redacted
Low Income - Power to Save | LED Lights | 0 | 0 | 0 | 47.6 | 1 |  | 2023-12-06 | redacted
Low Income - Power to Save | HVAC Inspection | 0 | 0.17 | 0 | 268.73 | 1 |  | 2023-12-06 | redacted
Low Income - Power to Save | LED Lights | 0 | 0 | 0 | 47.6 | 1 |  | 2023-12-11 | redacted
Low Income - Power to Save | HVAC Inspection | 0 | 0.17 | 0 | 268.73 | 1 |  | 2023-12-11 | redacted
Low Income - Power to Save | Faucet Aerators | 0 | 0 | 0.02 | 110.58 | 1 |  | 2023-12-11 | redacted
Low Income - Power to Save | LED Lights | 0 | 0 | 0 | 47.6 | 1 |  | 2023-12-18 | redacted
Low Income - Power to Save | HVAC Inspection | 0 | 0.17 | 0 | 268.73 | 1 |  | 2023-12-18 | redacted
Low Income - Power to Save | LED Lights | 0 | 0 | 0 | 47.6 | 1 |  | 2023-12-19 | redacted
Low Income - Power to Save | HVAC Inspection | 0 | 0.17 | 0 | 268.73 | 1 |  | 2023-12-19 | redacted
Low Income - Power to Save | LED Lights | 0 | 0 | 0 | 47.6 | 1 |  | 2023-12-08 | redacted
Low Income - Power to Save | HVAC Inspection | 0 | 0.17 | 0 | 268.73 | 1 |  | 2023-12-08 | redacted
Low Income - Power to Save | Faucet Aerators | 0 | 0 | 0.02 | 110.58 | 1 |  | 2023-12-08 | redacted
Low Income - Power to Save | LED Lights | 0 | 0 | 0 | 47.6 | 1 |  | 2023-12-19 | redacted
Low Income - Power to Save | LED Lights | 0 | 0 | 0 | 47.6 | 1 |  | 2023-12-29 | redacted
Low Income - Power to Save | HVAC Inspection | 0 | 0.17 | 0 | 268.73 | 1 |  | 2023-12-29 | redacted
Low Income - Power to Save | Faucet Aerators | 0 | 0 | 0.02 | 110.58 | 1 |  | 2023-12-29 | redacted
Low Income - Power to Save | LED Lights | 0 | 0 | 0 | 47.6 | 1 |  | 2023-12-27 | redacted
Low Income - Power to Save | LED Lights | 0 | 0 | 0 | 47.6 | 1 |  | 2023-12-27 | redacted
Low Income - Power to Save | LED Lights | 0 | 0 | 0 | 47.6 | 1 |  | 2023-12-20 | redacted
Low Income - Power to Save | LED Lights | 0 | 0 | 0 | 47.6 | 1 |  | 2023-12-01 | redacted
Low Income - Power to Save | Low Flow Showerhead | 0 | 0.04 | 0.1 | 504.08 | 1 |  | 2023-12-29 | redacted
Low Income - Power to Save | LED Lights | 0 | 0 | 0 | 47.6 | 1 |  | 2023-12-29 | redacted
Low Income - Power to Save | HVAC Inspection | 0 | 0.17 | 0 | 268.73 | 1 |  | 2023-12-29 | redacted
Low Income - Power to Save | LED Lights | 0 | 0 | 0 | 47.6 | 1 |  | 2023-12-06 | redacted
Low Income - Power to Save | LED Lights | 0 | 0 | 0 | 47.6 | 1 |  | 2023-12-11 | redacted
Low Income - Power to Save | LED Lights | 0 | 0 | 0 | 47.6 | 1 |  | 2023-12-13 | redacted
Low Income - Power to Save | HVAC Inspection | 0 | 0.17 | 0 | 268.73 | 1 |  | 2023-12-13 | redacted
Low Income - Power to Save | Low Flow Showerhead | 0 | 0.04 | 0.1 | 504.08 | 1 |  | 2023-12-07 | redacted
Low Income - Power to Save | LED Lights | 0 | 0 | 0 | 47.6 | 1 |  | 2023-12-07 | redacted
Low Income - Power to Save | HVAC Inspection | 0 | 0.17 | 0 | 268.73 | 1 |  | 2023-12-07 | redacted
Low Income - Power to Save | Faucet Aerators | 0 | 0 | 0.02 | 110.58 | 1 |  | 2023-12-07 | redacted
Low Income - Power to Save | LED Lights | 0 | 0 | 0 | 47.6 | 1 |  | 2023-12-13 | redacted
Low Income - Power to Save | HVAC Inspection | 0 | 0.17 | 0 | 268.73 | 1 |  | 2023-12-13 | redacted
Low Income - Power to Save | LED Lights | 0 | 0 | 0 | 47.6 | 1 |  | 2023-12-12 | redacted
Low Income - Power to Save | Low Flow Showerhead | 0 | 0.04 | 0.1 | 504.08 | 1 |  | 2023-12-15 | redacted
Low Income - Power to Save | HVAC Inspection | 0 | 0.17 | 0 | 268.73 | 1 |  | 2023-12-15 | redacted
Low Income - Power to Save | LED Lights | 0 | 0 | 0 | 47.6 | 1 |  | 2023-12-15 | redacted
Low Income - Power to Save | LED Lights | 0 | 0 | 0 | 47.6 | 1 |  | 2023-12-05 | redacted
Low Income - Power to Save | HVAC Inspection | 0 | 0.17 | 0 | 268.73 | 1 |  | 2023-12-05 | redacted
Low Income - Power to Save | LED Lights | 0 | 0 | 0 | 47.6 | 1 |  | 2023-12-05 | redacted
Low Income - Power to Save | HVAC Inspection | 0 | 0.17 | 0 | 268.73 | 1 |  | 2023-12-05 | redacted
Low Income - Power to Save | LED Lights | 0 | 0 | 0 | 47.6 | 1 |  | 2023-12-11 | redacted
Low Income - Power to Save | HVAC Inspection | 0 | 0.17 | 0 | 268.73 | 1 |  | 2023-12-11 | redacted
Low Income - Power to Save | LED Lights | 0 | 0 | 0 | 47.6 | 1 |  | 2023-12-15 | redacted
Low Income - Power to Save | LED Lights | 0 | 0 | 0 | 47.6 | 1 |  | 2023-12-06 | redacted
Low Income - Power to Save | LED Lights | 0 | 0 | 0 | 47.6 | 1 |  | 2023-12-05 | redacted
Low Income - Power to Save | Low Flow Showerhead | 0 | 0.04 | 0.1 | 504.08 | 1 |  | 2023-12-12 | redacted
Low Income - Power to Save | LED Lights | 0 | 0 | 0 | 47.6 | 1 |  | 2023-12-12 | redacted
Low Income - Power to Save | HVAC Inspection | 0 | 0.17 | 0 | 268.73 | 1 |  | 2023-12-12 | redacted
Low Income - Power to Save | Faucet Aerators | 0 | 0 | 0.02 | 110.58 | 1 |  | 2023-12-12 | redacted
Low Income - Power to Save | LED Lights | 0 | 0 | 0 | 47.6 | 1 |  | 2023-12-04 | redacted
Low Income - Power to Save | HVAC Inspection | 0 | 0.17 | 0 | 268.73 | 1 |  | 2023-12-04 | redacted
Low Income - Power to Save | LED Lights | 0 | 0 | 0 | 47.6 | 1 |  | 2023-12-14 | redacted
Low Income - Power to Save | HVAC Inspection | 0 | 0.17 | 0 | 268.73 | 1 |  | 2023-12-14 | redacted
Low Income - Power to Save | LED Lights | 0 | 0 | 0 | 47.6 | 1 |  | 2023-12-01 | redacted
Low Income - Power to Save | LED Lights | 0 | 0 | 0 | 47.6 | 1 |  | 2023-12-13 | redacted
Low Income - Power to Save | HVAC Inspection | 0 | 0.17 | 0 | 268.73 | 1 |  | 2023-12-13 | redacted
Low Income - Power to Save | LED Lights | 0 | 0 | 0 | 47.6 | 1 |  | 2023-12-05 | redacted
Low Income - Power to Save | LED Lights | 0 | 0 | 0 | 47.6 | 1 |  | 2023-12-14 | redacted
Low Income - Power to Save | Low Flow Showerhead | 0 | 0.04 | 0.1 | 504.08 | 1 |  | 2023-12-08 | redacted
Low Income - Power to Save | LED Lights | 0 | 0 | 0 | 47.6 | 1 |  | 2023-12-08 | redacted
Low Income - Power to Save | HVAC Inspection | 0 | 0.17 | 0 | 268.73 | 1 |  | 2023-12-08 | redacted
Low Income - Power to Save | Faucet Aerators | 0 | 0 | 0.02 | 110.58 | 1 |  | 2023-12-08 | redacted
Low Income - Power to Save | LED Lights | 0 | 0 | 0 | 47.6 | 1 |  | 2023-12-11 | redacted
Low Income - Power to Save | LED Lights | 0 | 0 | 0 | 47.6 | 1 |  | 2023-12-07 | redacted
Low Income - Power to Save | LED Lights | 0 | 0 | 0 | 47.6 | 1 |  | 2023-12-12 | redacted
Low Income - Power to Save | HVAC Inspection | 0 | 0.17 | 0 | 268.73 | 1 |  | 2023-12-12 | redacted
Low Income - Power to Save | Low Flow Showerhead | 0 | 0.04 | 0.1 | 504.08 | 1 |  | 2023-12-15 | redacted
Low Income - Power to Save | LED Lights | 0 | 0 | 0 | 47.6 | 1 |  | 2023-12-15 | redacted
Low Income - Power to Save | HVAC Inspection | 0 | 0.17 | 0 | 268.73 | 1 |  | 2023-12-15 | redacted
Low Income - Power to Save | Faucet Aerators | 0 | 0 | 0.02 | 110.58 | 1 |  | 2023-12-15 | redacted
Low Income - Power to Save | Low Flow Showerhead | 0 | 0.04 | 0.1 | 504.08 | 1 |  | 2023-12-11 | redacted
Low Income - Power to Save | LED Lights | 0 | 0 | 0 | 47.6 | 1 |  | 2023-12-11 | redacted
Low Income - Power to Save | HVAC Inspection | 0 | 0.17 | 0 | 268.73 | 1 |  | 2023-12-11 | redacted
Low Income - Power to Save | Faucet Aerators | 0 | 0 | 0.02 | 110.58 | 1 |  | 2023-12-11 | redacted
Low Income - Power to Save | LED Lights | 0 | 0 | 0 | 47.6 | 1 |  | 2023-12-05 | redacted
Low Income - Power to Save | LED Lights | 0 | 0 | 0 | 47.6 | 1 |  | 2023-12-07 | redacted
Low Income - Power to Save | HVAC Inspection | 0 | 0.17 | 0 | 268.73 | 1 |  | 2023-12-07 | redacted
Low Income - Power to Save | Low Flow Showerhead | 0 | 0.04 | 0.1 | 504.08 | 1 |  | 2023-12-12 | redacted
Low Income - Power to Save | LED Lights | 0 | 0 | 0 | 47.6 | 1 |  | 2023-12-12 | redacted
Low Income - Power to Save | HVAC Inspection | 0 | 0.17 | 0 | 268.73 | 1 |  | 2023-12-12 | redacted
Low Income - Power to Save | Faucet Aerators | 0 | 0 | 0.02 | 110.58 | 1 |  | 2023-12-12 | redacted
Low Income - Power to Save | LED Lights | 0 | 0 | 0 | 47.6 | 1 |  | 2023-12-11 | redacted
Low Income - Power to Save | LED Lights | 0 | 0 | 0 | 47.6 | 1 |  | 2023-12-08 | redacted
Low Income - Power to Save | HVAC Inspection | 0 | 0.17 | 0 | 268.73 | 1 |  | 2023-12-08 | redacted
Low Income - Power to Save | Faucet Aerators | 0 | 0 | 0.02 | 110.58 | 1 |  | 2023-12-08 | redacted
Low Income - Power to Save | LED Lights | 0 | 0 | 0 | 47.6 | 1 |  | 2023-12-14 | redacted
Low Income - Power to Save | LED Lights | 0 | 0 | 0 | 47.6 | 1 |  | 2023-12-12 | redacted
Low Income - Power to Save | HVAC Inspection | 0 | 0.17 | 0 | 268.73 | 1 |  | 2023-12-12 | redacted
Low Income - Power to Save | LED Lights | 0 | 0 | 0 | 47.6 | 1 |  | 2023-12-06 | redacted
Low Income - Power to Save | LED Lights | 0 | 0 | 0 | 47.6 | 1 |  | 2023-12-12 | redacted
Low Income - Power to Save | HVAC Inspection | 0 | 0.17 | 0 | 268.73 | 1 |  | 2023-12-12 | redacted
Low Income - Power to Save | Low Flow Showerhead | 0 | 0.04 | 0.1 | 504.08 | 1 |  | 2023-12-05 | redacted
Low Income - Power to Save | LED Lights | 0 | 0 | 0 | 47.6 | 1 |  | 2023-12-05 | redacted
Low Income - Power to Save | HVAC Inspection | 0 | 0.17 | 0 | 268.73 | 1 |  | 2023-12-05 | redacted
Low Income - Power to Save | LED Lights | 0 | 0 | 0 | 47.6 | 1 |  | 2023-12-06 | redacted
Low Income - Power to Save | HVAC Inspection | 0 | 0.17 | 0 | 268.73 | 1 |  | 2023-12-06 | redacted
Low Income - Power to Save | LED Lights | 0 | 0 | 0 | 47.6 | 1 |  | 2023-12-07 | redacted
Low Income - Power to Save | Low Flow Showerhead | 0 | 0.04 | 0.1 | 504.08 | 1 |  | 2023-12-13 | redacted
Low Income - Power to Save | LED Lights | 0 | 0 | 0 | 47.6 | 1 |  | 2023-12-13 | redacted
Low Income - Power to Save | HVAC Inspection | 0 | 0.17 | 0 | 268.73 | 1 |  | 2023-12-13 | redacted
Low Income - Power to Save | HVAC Inspection | 0 | 0.17 | 0 | 268.73 | 1 |  | 2023-12-06 | redacted
Low Income - Power to Save | LED Lights | 0 | 0 | 0 | 47.6 | 1 |  | 2023-12-06 | redacted
Low Income - Power to Save | Faucet Aerators | 0 | 0 | 0.02 | 110.58 | 1 |  | 2023-12-06 | redacted
Low Income - Power to Save | LED Lights | 0 | 0 | 0 | 47.6 | 1 |  | 2023-12-13 | redacted
Low Income - Power to Save | HVAC Inspection | 0 | 0.17 | 0 | 268.73 | 1 |  | 2023-12-13 | redacted
Low Income - Power to Save | LED Lights | 0 | 0 | 0 | 47.6 | 1 |  | 2023-12-01 | redacted
Low Income - Power to Save | LED Lights | 0 | 0 | 0 | 47.6 | 1 |  | 2023-12-14 | redacted
Low Income - Power to Save | LED Lights | 0 | 0 | 0 | 47.6 | 1 |  | 2023-12-20 | redacted
Low Income - Power to Save | LED Lights | 0 | 0 | 0 | 47.6 | 1 |  | 2023-12-13 | redacted
Low Income - Power to Save | LED Lights | 0 | 0 | 0 | 47.6 | 1 |  | 2023-12-07 | redacted
Low Income - Power to Save | HVAC Inspection | 0 | 0.17 | 0 | 268.73 | 1 |  | 2023-12-07 | redacted
Low Income - Power to Save | Faucet Aerators | 0 | 0 | 0.02 | 110.58 | 1 |  | 2023-12-07 | redacted
Low Income - Power to Save | Low Flow Showerhead | 0 | 0.04 | 0.1 | 504.08 | 1 |  | 2023-12-07 | redacted
Low Income - Power to Save | LED Lights | 0 | 0 | 0 | 47.6 | 1 |  | 2023-12-07 | redacted
Low Income - Power to Save | HVAC Inspection | 0 | 0.17 | 0 | 268.73 | 1 |  | 2023-12-07 | redacted
Low Income - Power to Save | LED Lights | 0 | 0 | 0 | 47.6 | 1 |  | 2023-12-15 | redacted
Low Income - Power to Save | LED Lights | 0 | 0 | 0 | 47.6 | 1 |  | 2023-12-04 | redacted
Low Income - Power to Save | LED Lights | 0 | 0 | 0 | 47.6 | 1 |  | 2023-12-18 | redacted
Low Income - Power to Save | HVAC Inspection | 0 | 0.17 | 0 | 268.73 | 1 |  | 2023-12-18 | redacted
Low Income - Power to Save | Low Flow Showerhead | 0 | 0.04 | 0.1 | 504.08 | 1 |  | 2023-12-15 | redacted
Low Income - Power to Save | LED Lights | 0 | 0 | 0 | 47.6 | 1 |  | 2023-12-15 | redacted
Low Income - Power to Save | HVAC Inspection | 0 | 0.17 | 0 | 268.73 | 1 |  | 2023-12-15 | redacted
Low Income - Power to Save | LED Lights | 0 | 0 | 0 | 47.6 | 1 |  | 2023-12-12 | redacted
Low Income - Power to Save | HVAC Inspection | 0 | 0.17 | 0 | 268.73 | 1 |  | 2023-12-12 | redacted
Low Income - Power to Save | LED Lights | 0 | 0 | 0 | 47.6 | 1 |  | 2023-12-18 | redacted
Low Income - Power to Save | Low Flow Showerhead | 0 | 0.04 | 0.1 | 504.08 | 1 |  | 2023-12-06 | redacted
Low Income - Power to Save | LED Lights | 0 | 0 | 0 | 47.6 | 1 |  | 2023-12-06 | redacted
Low Income - Power to Save | HVAC Inspection | 0 | 0.17 | 0 | 268.73 | 1 |  | 2023-12-06 | redacted
Low Income - Power to Save | Faucet Aerators | 0 | 0 | 0.02 | 110.58 | 1 |  | 2023-12-06 | redacted
Low Income - Power to Save | LED Lights | 0 | 0 | 0 | 47.6 | 1 |  | 2023-12-04 | redacted
Low Income - Power to Save | Faucet Aerators | 0 | 0 | 0.02 | 110.58 | 1 |  | 2023-12-04 | redacted
Low Income - Power to Save | LED Lights | 0 | 0 | 0 | 47.6 | 1 |  | 2023-12-05 | redacted
Low Income - Power to Save | HVAC Inspection | 0 | 0.17 | 0 | 268.73 | 1 |  | 2023-12-05 | redacted
Low Income - Power to Save | Low Flow Showerhead | 0 | 0.04 | 0.1 | 504.08 | 1 |  | 2023-12-08 | redacted
Low Income - Power to Save | LED Lights | 0 | 0 | 0 | 47.6 | 1 |  | 2023-12-08 | redacted
Low Income - Power to Save | HVAC Inspection | 0 | 0.17 | 0 | 268.73 | 1 |  | 2023-12-08 | redacted
Low Income - Power to Save | Faucet Aerators | 0 | 0 | 0.02 | 110.58 | 1 |  | 2023-12-08 | redacted
Low Income - Power to Save | Low Flow Showerhead | 0 | 0.04 | 0.1 | 504.08 | 1 |  | 2023-12-08 | redacted
Low Income - Power to Save | LED Lights | 0 | 0 | 0 | 47.6 | 1 |  | 2023-12-08 | redacted
Low Income - Power to Save | HVAC Inspection | 0 | 0.17 | 0 | 268.73 | 1 |  | 2023-12-08 | redacted
Low Income - Power to Save | Faucet Aerators | 0 | 0 | 0.02 | 110.58 | 1 |  | 2023-12-08 | redacted
Low Income - Power to Save | LED Lights | 0 | 0 | 0 | 47.6 | 1 |  | 2023-12-11 | redacted
Low Income - Power to Save | LED Lights | 0 | 0 | 0 | 47.6 | 1 |  | 2023-12-07 | redacted
Low Income - Power to Save | HVAC Inspection | 0 | 0.17 | 0 | 268.73 | 1 |  | 2023-12-07 | redacted
Low Income - Power to Save | Faucet Aerators | 0 | 0 | 0.02 | 110.58 | 1 |  | 2023-12-07 | redacted
Low Income - Power to Save | Low Flow Showerhead | 0 | 0.04 | 0.1 | 504.08 | 1 |  | 2023-12-14 | redacted
Low Income - Power to Save | HVAC Inspection | 0 | 0.17 | 0 | 268.73 | 1 |  | 2023-12-14 | redacted
Low Income - Power to Save | Faucet Aerators | 0 | 0 | 0.02 | 110.58 | 1 |  | 2023-12-14 | redacted
Low Income - Power to Save | LED Lights | 0 | 0 | 0 | 47.6 | 1 |  | 2023-12-07 | redacted
Low Income - Power to Save | HVAC Inspection | 0 | 0.17 | 0 | 268.73 | 1 |  | 2023-12-07 | redacted
Low Income - Power to Save | Low Flow Showerhead | 0 | 0.04 | 0.1 | 504.08 | 1 |  | 2023-12-07 | redacted
Low Income - Power to Save | LED Lights | 0 | 0 | 0 | 47.6 | 1 |  | 2023-12-07 | redacted
Low Income - Power to Save | HVAC Inspection | 0 | 0.17 | 0 | 268.73 | 1 |  | 2023-12-07 | redacted
Low Income - Power to Save | LED Lights | 0 | 0 | 0 | 47.6 | 1 |  | 2023-12-11 | redacted
Low Income - Power to Save | HVAC Inspection | 0 | 0.17 | 0 | 268.73 | 1 |  | 2023-12-11 | redacted
Low Income - Power to Save | LED Lights | 0 | 0 | 0 | 47.6 | 1 |  | 2023-12-05 | redacted
Low Income - Power to Save | LED Lights | 0 | 0 | 0 | 47.6 | 1 |  | 2023-12-01 | redacted
Low Income - Power to Save | Low Flow Showerhead | 0 | 0.04 | 0.1 | 504.08 | 1 |  | 2023-12-28 | redacted
Low Income - Power to Save | LED Lights | 0 | 0 | 0 | 47.6 | 1 |  | 2023-12-28 | redacted
Low Income - Power to Save | HVAC Inspection | 0 | 0.17 | 0 | 268.73 | 1 |  | 2023-12-28 | redacted
Low Income - Power to Save | LED Lights | 0 | 0 | 0 | 47.6 | 1 |  | 2023-12-14 | redacted
Low Income - Power to Save | LED Lights | 0 | 0 | 0 | 47.6 | 1 |  | 2023-12-14 | redacted
Low Income - Power to Save | Low Flow Showerhead | 0 | 0.04 | 0.1 | 504.08 | 1 |  | 2023-12-08 | redacted
Low Income - Power to Save | LED Lights | 0 | 0 | 0 | 47.6 | 1 |  | 2023-12-08 | redacted
Low Income - Power to Save | HVAC Inspection | 0 | 0.17 | 0 | 268.73 | 1 |  | 2023-12-08 | redacted
Low Income - Power to Save | Faucet Aerators | 0 | 0 | 0.02 | 110.58 | 1 |  | 2023-12-08 | redacted
Low Income - Power to Save | LED Lights | 0 | 0 | 0 | 47.6 | 1 |  | 2023-12-08 | redacted
Low Income - Power to Save | HVAC Inspection | 0 | 0.17 | 0 | 268.73 | 1 |  | 2023-12-08 | redacted
Low Income - Power to Save | Faucet Aerators | 0 | 0 | 0.02 | 110.58 | 1 |  | 2023-12-08 | redacted
Low Income - Power to Save | LED Lights | 0 | 0 | 0 | 47.6 | 1 |  | 2023-12-04 | redacted
Low Income - Power to Save | LED Lights | 0 | 0 | 0 | 47.6 | 1 |  | 2023-12-13 | redacted
Low Income - Power to Save | Low Flow Showerhead | 0 | 0.04 | 0.1 | 504.08 | 1 |  | 2023-12-20 | redacted
Low Income - Power to Save | LED Lights | 0 | 0 | 0 | 47.6 | 1 |  | 2023-12-20 | redacted
Low Income - Power to Save | HVAC Inspection | 0 | 0.17 | 0 | 268.73 | 1 |  | 2023-12-20 | redacted
Low Income - Power to Save | LED Lights | 0 | 0 | 0 | 47.6 | 1 |  | 2023-12-07 | redacted
Low Income - Power to Save | HVAC Inspection | 0 | 0.17 | 0 | 268.73 | 1 |  | 2023-12-07 | redacted
Low Income - Power to Save | LED Lights | 0 | 0 | 0 | 47.6 | 1 |  | 2023-12-05 | redacted
Low Income - Power to Save | LED Lights | 0 | 0 | 0 | 47.6 | 1 |  | 2023-12-01 | redacted
Low Income - Power to Save | LED Lights | 0 | 0 | 0 | 47.6 | 1 |  | 2023-12-07 | redacted
Low Income - Power to Save | HVAC Inspection | 0 | 0.17 | 0 | 268.73 | 1 |  | 2023-12-07 | redacted
Low Income - Power to Save | LED Lights | 0 | 0 | 0 | 47.6 | 1 |  | 2023-12-15 | redacted
Low Income - Power to Save | LED Lights | 0 | 0 | 0 | 47.6 | 1 |  | 2023-12-18 | redacted
Low Income - Power to Save | HVAC Inspection | 0 | 0.17 | 0 | 268.73 | 1 |  | 2023-12-18 | redacted
Low Income - Power to Save | Low Flow Showerhead | 0 | 0.04 | 0.1 | 504.08 | 1 |  | 2023-12-06 | redacted
Low Income - Power to Save | LED Lights | 0 | 0 | 0 | 47.6 | 1 |  | 2023-12-06 | redacted
Low Income - Power to Save | HVAC Inspection | 0 | 0.17 | 0 | 268.73 | 1 |  | 2023-12-06 | redacted
Low Income - Power to Save | Faucet Aerators | 0 | 0 | 0.02 | 110.58 | 1 |  | 2023-12-06 | redacted
Low Income - Power to Save | LED Lights | 0 | 0 | 0 | 47.6 | 1 |  | 2023-12-13 | redacted
Low Income - Power to Save | LED Lights | 0 | 0 | 0 | 47.6 | 1 |  | 2023-12-14 | redacted
Low Income - Power to Save | HVAC Inspection | 0 | 0.17 | 0 | 268.73 | 1 |  | 2023-12-14 | redacted
Low Income - Power to Save | LED Lights | 0 | 0 | 0 | 47.6 | 1 |  | 2023-12-07 | redacted
Low Income - Power to Save | HVAC Inspection | 0 | 0.17 | 0 | 268.73 | 1 |  | 2023-12-07 | redacted
Low Income - Power to Save | Faucet Aerators | 0 | 0 | 0.02 | 110.58 | 1 |  | 2023-12-07 | redacted
Low Income - Power to Save | LED Lights | 0 | 0 | 0 | 47.6 | 1 |  | 2023-12-12 | redacted
Low Income - Power to Save | LED Lights | 0 | 0 | 0 | 47.6 | 1 |  | 2023-12-15 | redacted
Low Income - Power to Save | HVAC Inspection | 0 | 0.17 | 0 | 268.73 | 1 |  | 2023-12-15 | redacted
Low Income - Power to Save | LED Lights | 0 | 0 | 0 | 47.6 | 1 |  | 2023-12-20 | redacted
Low Income - Power to Save | HVAC Inspection | 0 | 0.17 | 0 | 268.73 | 1 |  | 2023-12-20 | redacted
Low Income - Power to Save | LED Lights | 0 | 0 | 0 | 47.6 | 1 |  | 2023-12-01 | redacted
Low Income - Power to Save | Low Flow Showerhead | 0 | 0.04 | 0.1 | 504.08 | 1 |  | 2023-12-15 | redacted
Low Income - Power to Save | LED Lights | 0 | 0 | 0 | 47.6 | 1 |  | 2023-12-15 | redacted
Low Income - Power to Save | HVAC Inspection | 0 | 0.17 | 0 | 268.73 | 1 |  | 2023-12-15 | redacted
Low Income - Power to Save | Faucet Aerators | 0 | 0 | 0.02 | 110.58 | 1 |  | 2023-12-15 | redacted
Low Income - Power to Save | LED Lights | 0 | 0 | 0 | 47.6 | 1 |  | 2023-12-06 | redacted
Low Income - Power to Save | HVAC Inspection | 0 | 0.17 | 0 | 268.73 | 1 |  | 2023-12-06 | redacted
Low Income - Power to Save | LED Lights | 0 | 0 | 0 | 47.6 | 1 |  | 2023-12-07 | redacted
Low Income - Power to Save | LED Lights | 0 | 0 | 0 | 47.6 | 1 |  | 2023-12-12 | redacted
Low Income - Power to Save | LED Lights | 0 | 0 | 0 | 47.6 | 1 |  | 2023-12-04 | redacted
Low Income - Power to Save | HVAC Inspection | 0 | 0.17 | 0 | 268.73 | 1 |  | 2023-12-04 | redacted
Low Income - Power to Save | LED Lights | 0 | 0 | 0 | 47.6 | 1 |  | 2023-12-14 | redacted
Low Income - Power to Save | HVAC Inspection | 0 | 0.17 | 0 | 268.73 | 1 |  | 2023-12-14 | redacted
Low Income - Power to Save | Low Flow Showerhead | 0 | 0.04 | 0.1 | 504.08 | 1 |  | 2023-12-08 | redacted
Low Income - Power to Save | LED Lights | 0 | 0 | 0 | 47.6 | 1 |  | 2023-12-08 | redacted
Low Income - Power to Save | HVAC Inspection | 0 | 0.17 | 0 | 268.73 | 1 |  | 2023-12-08 | redacted
Low Income - Power to Save | Faucet Aerators | 0 | 0 | 0.02 | 110.58 | 1 |  | 2023-12-08 | redacted
Low Income - Power to Save | LED Lights | 0 | 0 | 0 | 47.6 | 1 |  | 2023-12-07 | redacted
Low Income - Power to Save | Low Flow Showerhead | 0 | 0.04 | 0.1 | 504.08 | 1 |  | 2023-12-15 | redacted
Low Income - Power to Save | LED Lights | 0 | 0 | 0 | 47.6 | 1 |  | 2023-12-15 | redacted
Low Income - Power to Save | HVAC Inspection | 0 | 0.17 | 0 | 268.73 | 1 |  | 2023-12-15 | redacted
Low Income - Power to Save | Faucet Aerators | 0 | 0 | 0.02 | 110.58 | 1 |  | 2023-12-15 | redacted
Low Income - Power to Save | LED Lights | 0 | 0 | 0 | 47.6 | 1 |  | 2023-12-14 | redacted
Low Income - Power to Save | Low Flow Showerhead | 0 | 0.04 | 0.1 | 504.08 | 1 |  | 2023-12-15 | redacted
Low Income - Power to Save | LED Lights | 0 | 0 | 0 | 47.6 | 1 |  | 2023-12-15 | redacted
Low Income - Power to Save | HVAC Inspection | 0 | 0.17 | 0 | 268.73 | 1 |  | 2023-12-15 | redacted
Low Income - Power to Save | LED Lights | 0 | 0 | 0 | 47.6 | 1 |  | 2023-12-06 | redacted
Low Income - Power to Save | HVAC Inspection | 0 | 0.17 | 0 | 268.73 | 1 |  | 2023-12-06 | redacted
Low Income - Power to Save | LED Lights | 0 | 0 | 0 | 47.6 | 1 |  | 2023-12-13 | redacted
Low Income - Power to Save | LED Lights | 0 | 0 | 0 | 47.6 | 1 |  | 2023-12-14 | redacted
Low Income - Power to Save | HVAC Inspection | 0 | 0.17 | 0 | 268.73 | 1 |  | 2023-12-14 | redacted
Low Income - Power to Save | LED Lights | 0 | 0 | 0 | 47.6 | 1 |  | 2023-12-06 | redacted
Low Income - Power to Save | LED Lights | 0 | 0 | 0 | 47.6 | 1 |  | 2023-12-14 | redacted
Low Income - Power to Save | HVAC Inspection | 0 | 0.17 | 0 | 268.73 | 1 |  | 2023-12-14 | redacted
Low Income - Power to Save | Low Flow Showerhead | 0 | 0.04 | 0.1 | 504.08 | 1 |  | 2023-12-08 | redacted
Low Income - Power to Save | LED Lights | 0 | 0 | 0 | 47.6 | 1 |  | 2023-12-08 | redacted
Low Income - Power to Save | HVAC Inspection | 0 | 0.17 | 0 | 268.73 | 1 |  | 2023-12-08 | redacted
Low Income - Power to Save | LED Lights | 0 | 0 | 0 | 47.6 | 1 |  | 2023-12-06 | redacted
Low Income - Power to Save | HVAC Inspection | 0 | 0.17 | 0 | 268.73 | 1 |  | 2023-12-06 | redacted
Low Income - Power to Save | LED Lights | 0 | 0 | 0 | 47.6 | 1 |  | 2023-12-14 | redacted
Low Income - Power to Save | Low Flow Showerhead | 0 | 0.04 | 0.1 | 504.08 | 1 |  | 2023-12-05 | redacted
Low Income - Power to Save | LED Lights | 0 | 0 | 0 | 47.6 | 1 |  | 2023-12-05 | redacted
Low Income - Power to Save | HVAC Inspection | 0 | 0.17 | 0 | 268.73 | 1 |  | 2023-12-05 | redacted
Low Income - Power to Save | LED Lights | 0 | 0 | 0 | 47.6 | 1 |  | 2023-12-08 | redacted
Low Income - Power to Save | HVAC Inspection | 0 | 0.17 | 0 | 268.73 | 1 |  | 2023-12-08 | redacted
Low Income - Power to Save | HVAC Inspection | 0 | 0.17 | 0 | 268.73 | 1 |  | 2023-12-08 | redacted
Low Income - Power to Save | Low Flow Showerhead | 0 | 0.04 | 0.1 | 504.08 | 1 |  | 2023-12-08 | redacted
Low Income - Power to Save | LED Lights | 0 | 0 | 0 | 47.6 | 1 |  | 2023-12-08 | redacted
Low Income - Power to Save | LED Lights | 0 | 0 | 0 | 47.6 | 1 |  | 2023-12-07 | redacted
Low Income - Power to Save | LED Lights | 0 | 0 | 0 | 47.6 | 1 |  | 2023-12-07 | redacted
Low Income - Power to Save | HVAC Inspection | 0 | 0.17 | 0 | 268.73 | 1 |  | 2023-12-07 | redacted
Low Income - Power to Save | LED Lights | 0 | 0 | 0 | 47.6 | 1 |  | 2023-12-14 | redacted
Low Income - Power to Save | LED Lights | 0 | 0 | 0 | 47.6 | 1 |  | 2023-12-14 | redacted
Low Income - Power to Save | Low Flow Showerhead | 0 | 0.04 | 0.1 | 504.08 | 1 |  | 2023-12-20 | redacted
Low Income - Power to Save | LED Lights | 0 | 0 | 0 | 47.6 | 1 |  | 2023-12-20 | redacted
Low Income - Power to Save | HVAC Inspection | 0 | 0.17 | 0 | 268.73 | 1 |  | 2023-12-20 | redacted
Low Income - Power to Save | Low Flow Showerhead | 0 | 0.04 | 0.1 | 504.08 | 1 |  | 2023-12-01 | redacted
Low Income - Power to Save | LED Lights | 0 | 0 | 0 | 47.6 | 1 |  | 2023-12-01 | redacted
Low Income - Power to Save | HVAC Inspection | 0 | 0.17 | 0 | 268.73 | 1 |  | 2023-12-01 | redacted
Low Income - Power to Save | LED Lights | 0 | 0 | 0 | 47.6 | 1 |  | 2023-12-05 | redacted
Low Income - Power to Save | HVAC Inspection | 0 | 0.17 | 0 | 268.73 | 1 |  | 2023-12-05 | redacted
Low Income - Power to Save | LED Lights | 0 | 0 | 0 | 47.6 | 1 |  | 2023-12-21 | redacted
Low Income - Power to Save | HVAC Inspection | 0 | 0.17 | 0 | 268.73 | 1 |  | 2023-12-21 | redacted
Low Income - Power to Save | Low Flow Showerhead | 0 | 0.04 | 0.1 | 504.08 | 1 |  | 2023-12-20 | redacted
Low Income - Power to Save | LED Lights | 0 | 0 | 0 | 47.6 | 1 |  | 2023-12-20 | redacted
Low Income - Power to Save | HVAC Inspection | 0 | 0.17 | 0 | 268.73 | 1 |  | 2023-12-20 | redacted
Low Income - Power to Save | LED Lights | 0 | 0 | 0 | 47.6 | 1 |  | 2023-12-11 | redacted
Low Income - Power to Save | HVAC Inspection | 0 | 0.17 | 0 | 268.73 | 1 |  | 2023-12-11 | redacted
Low Income - Power to Save | LED Lights | 0 | 0 | 0 | 47.6 | 1 |  | 2023-12-04 | redacted
Low Income - Power to Save | LED Lights | 0 | 0 | 0 | 47.6 | 1 |  | 2023-12-20 | redacted
Low Income - Power to Save | LED Lights | 0 | 0 | 0 | 47.6 | 1 |  | 2023-12-14 | redacted
Low Income - Power to Save | HVAC Inspection | 0 | 0.17 | 0 | 268.73 | 1 |  | 2023-12-14 | redacted
Low Income - Power to Save | LED Lights | 0 | 0 | 0 | 47.6 | 1 |  | 2023-12-12 | redacted
Low Income - Power to Save | HVAC Inspection | 0 | 0.17 | 0 | 268.73 | 1 |  | 2023-12-12 | redacted
Low Income - Power to Save | Faucet Aerators | 0 | 0 | 0.02 | 110.58 | 1 |  | 2023-12-12 | redacted
Low Income - Power to Save | LED Lights | 0 | 0 | 0 | 47.6 | 1 |  | 2023-12-04 | redacted
Low Income - Power to Save | HVAC Inspection | 0 | 0.17 | 0 | 268.73 | 1 |  | 2023-12-04 | redacted
Low Income - Power to Save | LED Lights | 0 | 0 | 0 | 47.6 | 1 |  | 2023-12-15 | redacted
Low Income - Power to Save | HVAC Inspection | 0 | 0.17 | 0 | 268.73 | 1 |  | 2023-12-15 | redacted
Low Income - Power to Save | Faucet Aerators | 0 | 0 | 0.02 | 110.58 | 1 |  | 2023-12-15 | redacted
Low Income - Power to Save | Low Flow Showerhead | 0 | 0.04 | 0.1 | 504.08 | 1 |  | 2023-12-05 | redacted
Low Income - Power to Save | LED Lights | 0 | 0 | 0 | 47.6 | 1 |  | 2023-12-05 | redacted
Low Income - Power to Save | HVAC Inspection | 0 | 0.17 | 0 | 268.73 | 1 |  | 2023-12-05 | redacted
Low Income - Power to Save | LED Lights | 0 | 0 | 0 | 47.6 | 1 |  | 2023-12-07 | redacted
Low Income - Power to Save | HVAC Inspection | 0 | 0.17 | 0 | 268.73 | 1 |  | 2023-12-07 | redacted
Low Income - Power to Save | LED Lights | 0 | 0 | 0 | 47.6 | 1 |  | 2023-12-15 | redacted
Low Income - Power to Save | HVAC Inspection | 0 | 0.17 | 0 | 268.73 | 1 |  | 2023-12-15 | redacted
Low Income - Power to Save | Low Flow Showerhead | 0 | 0.04 | 0.1 | 504.08 | 1 |  | 2023-12-08 | redacted
Low Income - Power to Save | LED Lights | 0 | 0 | 0 | 47.6 | 1 |  | 2023-12-08 | redacted
Low Income - Power to Save | HVAC Inspection | 0 | 0.17 | 0 | 268.73 | 1 |  | 2023-12-08 | redacted
Low Income - Power to Save | Faucet Aerators | 0 | 0 | 0.02 | 110.58 | 1 |  | 2023-12-08 | redacted
Low Income - Power to Save | LED Lights | 0 | 0 | 0 | 47.6 | 1 |  | 2023-12-20 | redacted
Low Income - Power to Save | HVAC Inspection | 0 | 0.17 | 0 | 268.73 | 1 |  | 2023-12-20 | redacted
Low Income - Power to Save | LED Lights | 0 | 0 | 0 | 47.6 | 1 |  | 2023-12-19 | redacted
Low Income - Power to Save | LED Lights | 0 | 0 | 0 | 47.6 | 1 |  | 2023-12-08 | redacted
Low Income - Power to Save | HVAC Inspection | 0 | 0.17 | 0 | 268.73 | 1 |  | 2023-12-08 | redacted
Low Income - Power to Save | LED Lights | 0 | 0 | 0 | 47.6 | 1 |  | 2023-12-15 | redacted
Low Income - Power to Save | HVAC Inspection | 0 | 0.17 | 0 | 268.73 | 1 |  | 2023-12-15 | redacted
Low Income - Power to Save | LED Lights | 0 | 0 | 0 | 47.6 | 1 |  | 2023-12-12 | redacted
Low Income - Power to Save | HVAC Inspection | 0 | 0.17 | 0 | 268.73 | 1 |  | 2023-12-12 | redacted
Low Income - Power to Save | Low Flow Showerhead | 0 | 0.04 | 0.1 | 504.08 | 1 |  | 2023-12-11 | redacted
Low Income - Power to Save | LED Lights | 0 | 0 | 0 | 47.6 | 1 |  | 2023-12-11 | redacted
Low Income - Power to Save | HVAC Inspection | 0 | 0.17 | 0 | 268.73 | 1 |  | 2023-12-11 | redacted
Low Income - Power to Save | Faucet Aerators | 0 | 0 | 0.02 | 110.58 | 1 |  | 2023-12-11 | redacted
Low Income - Power to Save | LED Lights | 0 | 0 | 0 | 47.6 | 1 |  | 2023-12-11 | redacted
Low Income - Power to Save | Low Flow Showerhead | 0 | 0.04 | 0.1 | 504.08 | 1 |  | 2023-12-07 | redacted
Low Income - Power to Save | LED Lights | 0 | 0 | 0 | 47.6 | 1 |  | 2023-12-07 | redacted
Low Income - Power to Save | HVAC Inspection | 0 | 0.17 | 0 | 268.73 | 1 |  | 2023-12-07 | redacted
Low Income - Power to Save | Faucet Aerators | 0 | 0 | 0.02 | 110.58 | 1 |  | 2023-12-07 | redacted
Low Income - Power to Save | LED Lights | 0 | 0 | 0 | 47.6 | 1 |  | 2023-12-11 | redacted
Low Income - Power to Save | HVAC Inspection | 0 | 0.17 | 0 | 268.73 | 1 |  | 2023-12-11 | redacted
Low Income - Power to Save | LED Lights | 0 | 0 | 0 | 47.6 | 1 |  | 2023-12-07 | redacted
Low Income - Power to Save | HVAC Inspection | 0 | 0.17 | 0 | 268.73 | 1 |  | 2023-12-07 | redacted
Low Income - Power to Save | LED Lights | 0 | 0 | 0 | 47.6 | 1 |  | 2023-12-12 | redacted
Low Income - Power to Save | LED Lights | 0 | 0 | 0 | 47.6 | 1 |  | 2023-12-07 | redacted
Low Income - Power to Save | HVAC Inspection | 0 | 0.17 | 0 | 268.73 | 1 |  | 2023-12-07 | redacted
Low Income - Power to Save | Faucet Aerators | 0 | 0 | 0.02 | 110.58 | 1 |  | 2023-12-07 | redacted
Low Income - Power to Save | LED Lights | 0 | 0 | 0 | 47.6 | 1 |  | 2023-12-14 | redacted
Low Income - Power to Save | LED Lights | 0 | 0 | 0 | 47.6 | 1 |  | 2023-12-04 | redacted
Low Income - Power to Save | Faucet Aerators | 0 | 0 | 0.02 | 110.58 | 1 |  | 2023-12-04 | redacted
Low Income - Power to Save | LED Lights | 0 | 0 | 0 | 47.6 | 1 |  | 2023-12-11 | redacted
Low Income - Power to Save | Low Flow Showerhead | 0 | 0.04 | 0.1 | 504.08 | 1 |  | 2023-12-08 | redacted
Low Income - Power to Save | LED Lights | 0 | 0 | 0 | 47.6 | 1 |  | 2023-12-08 | redacted
Low Income - Power to Save | HVAC Inspection | 0 | 0.17 | 0 | 268.73 | 1 |  | 2023-12-08 | redacted
Low Income - Power to Save | LED Lights | 0 | 0 | 0 | 47.6 | 1 |  | 2023-12-13 | redacted
Low Income - Power to Save | LED Lights | 0 | 0 | 0 | 47.6 | 1 |  | 2023-12-14 | redacted
Low Income - Power to Save | HVAC Inspection | 0 | 0.17 | 0 | 268.73 | 1 |  | 2023-12-14 | redacted
Low Income - Power to Save | LED Lights | 0 | 0 | 0 | 47.6 | 1 |  | 2023-12-15 | redacted
Low Income - Power to Save | LED Lights | 0 | 0 | 0 | 47.6 | 1 |  | 2023-12-06 | redacted
Low Income - Power to Save | HVAC Inspection | 0 | 0.17 | 0 | 268.73 | 1 |  | 2023-12-06 | redacted
Low Income - Power to Save | LED Lights | 0 | 0 | 0 | 47.6 | 1 |  | 2023-12-15 | redacted
Low Income - Power to Save | Low Flow Showerhead | 0 | 0.04 | 0.1 | 504.08 | 1 |  | 2023-12-08 | redacted
Low Income - Power to Save | LED Lights | 0 | 0 | 0 | 47.6 | 1 |  | 2023-12-08 | redacted
Low Income - Power to Save | HVAC Inspection | 0 | 0.17 | 0 | 268.73 | 1 |  | 2023-12-08 | redacted
Low Income - Power to Save | Faucet Aerators | 0 | 0 | 0.02 | 110.58 | 1 |  | 2023-12-08 | redacted
Low Income - Power to Save | LED Lights | 0 | 0 | 0 | 47.6 | 1 |  | 2023-12-11 | redacted
Low Income - Power to Save | LED Lights | 0 | 0 | 0 | 47.6 | 1 |  | 2023-12-06 | redacted
Low Income - Power to Save | HVAC Inspection | 0 | 0.17 | 0 | 268.73 | 1 |  | 2023-12-06 | redacted
Low Income - Power to Save | LED Lights | 0 | 0 | 0 | 47.6 | 1 |  | 2023-12-01 | redacted
Low Income - Power to Save | Pipe Wrap | 0 | 0.01 | 0.03 | 143.65 | 1 |  | 2023-12-01 | redacted
Low Income - Power to Save | HVAC Inspection | 0 | 0.17 | 0 | 268.73 | 1 |  | 2023-12-01 | redacted
Low Income - Power to Save | Faucet Aerators | 0 | 0 | 0.02 | 110.58 | 1 |  | 2023-12-01 | redacted
Low Income - Power to Save | LED Lights | 0 | 0 | 0 | 47.6 | 1 |  | 2023-12-08 | redacted
Low Income - Power to Save | HVAC Inspection | 0 | 0.17 | 0 | 268.73 | 1 |  | 2023-12-08 | redacted
Low Income - Power to Save | LED Lights | 0 | 0 | 0 | 47.6 | 1 |  | 2023-12-11 | redacted
Low Income - Power to Save | LED Lights | 0 | 0 | 0 | 47.6 | 1 |  | 2023-12-14 | redacted
Low Income - Power to Save | HVAC Inspection | 0 | 0.17 | 0 | 268.73 | 1 |  | 2023-12-14 | redacted
Low Income - Power to Save | LED Lights | 0 | 0 | 0 | 47.6 | 1 |  | 2023-12-27 | redacted
Low Income - Power to Save | LED Lights | 0 | 0 | 0 | 47.6 | 1 |  | 2023-12-14 | redacted
Low Income - Power to Save | HVAC Inspection | 0 | 0.17 | 0 | 268.73 | 1 |  | 2023-12-14 | redacted
Low Income - Power to Save | Faucet Aerators | 0 | 0 | 0.02 | 110.58 | 1 |  | 2023-12-14 | redacted
Low Income - Power to Save | Low Flow Showerhead | 0 | 0.04 | 0.1 | 504.08 | 1 |  | 2023-12-14 | redacted
Low Income - Power to Save | LED Lights | 0 | 0 | 0 | 47.6 | 1 |  | 2023-12-14 | redacted
Low Income - Power to Save | HVAC Inspection | 0 | 0.17 | 0 | 268.73 | 1 |  | 2023-12-14 | redacted
Low Income - Power to Save | LED Lights | 0 | 0 | 0 | 47.6 | 1 |  | 2023-12-20 | redacted
Low Income - Power to Save | LED Lights | 0 | 0 | 0 | 47.6 | 1 |  | 2023-12-06 | redacted
Low Income - Power to Save | LED Lights | 0 | 0 | 0 | 47.6 | 1 |  | 2023-12-07 | redacted
Low Income - Power to Save | LED Lights | 0 | 0 | 0 | 47.6 | 1 |  | 2023-12-05 | redacted
Low Income - Power to Save | HVAC Inspection | 0 | 0.17 | 0 | 268.73 | 1 |  | 2023-12-05 | redacted
Low Income - Power to Save | LED Lights | 0 | 0 | 0 | 47.6 | 1 |  | 2023-12-04 | redacted
Low Income - Power to Save | HVAC Inspection | 0 | 0.17 | 0 | 268.73 | 1 |  | 2023-12-04 | redacted
Low Income - Power to Save | Low Flow Showerhead | 0 | 0.04 | 0.1 | 504.08 | 1 |  | 2023-12-14 | redacted
Low Income - Power to Save | LED Lights | 0 | 0 | 0 | 47.6 | 1 |  | 2023-12-14 | redacted
Low Income - Power to Save | LED Lights | 0 | 0 | 0 | 47.6 | 1 |  | 2023-12-15 | redacted
Low Income - Power to Save | HVAC Inspection | 0 | 0.17 | 0 | 268.73 | 1 |  | 2023-12-15 | redacted
Low Income - Power to Save | Low Flow Showerhead | 0 | 0.04 | 0.1 | 504.08 | 1 |  | 2023-12-08 | redacted
Low Income - Power to Save | LED Lights | 0 | 0 | 0 | 47.6 | 1 |  | 2023-12-08 | redacted
Low Income - Power to Save | LED Lights | 0 | 0 | 0 | 47.6 | 1 |  | 2023-12-07 | redacted
Low Income - Power to Save | HVAC Inspection | 0 | 0.17 | 0 | 268.73 | 1 |  | 2023-12-07 | redacted
Low Income - Power to Save | LED Lights | 0 | 0 | 0 | 47.6 | 1 |  | 2023-12-18 | redacted
Low Income - Power to Save | LED Lights | 0 | 0 | 0 | 47.6 | 1 |  | 2023-12-07 | redacted
Low Income - Power to Save | HVAC Inspection | 0 | 0.17 | 0 | 268.73 | 1 |  | 2023-12-07 | redacted
Low Income - Power to Save | Faucet Aerators | 0 | 0 | 0.02 | 110.58 | 1 |  | 2023-12-07 | redacted
Low Income - Power to Save | LED Lights | 0 | 0 | 0 | 47.6 | 1 |  | 2023-12-19 | redacted
Low Income - Power to Save | HVAC Inspection | 0 | 0.17 | 0 | 268.73 | 1 |  | 2023-12-19 | redacted
Low Income - Power to Save | LED Lights | 0 | 0 | 0 | 47.6 | 1 |  | 2023-12-04 | redacted
Low Income - Power to Save | HVAC Inspection | 0 | 0.17 | 0 | 268.73 | 1 |  | 2023-12-04 | redacted
Low Income - Power to Save | LED Lights | 0 | 0 | 0 | 47.6 | 1 |  | 2023-12-29 | redacted
Low Income - Power to Save | LED Lights | 0 | 0 | 0 | 47.6 | 1 |  | 2023-12-12 | redacted
Low Income - Power to Save | HVAC Inspection | 0 | 0.17 | 0 | 268.73 | 1 |  | 2023-12-12 | redacted
Low Income - Power to Save | LED Lights | 0 | 0 | 0 | 47.6 | 1 |  | 2023-12-07 | redacted
Low Income - Power to Save | HVAC Inspection | 0 | 0.17 | 0 | 268.73 | 1 |  | 2023-12-07 | redacted
Low Income - Power to Save | LED Lights | 0 | 0 | 0 | 47.6 | 1 |  | 2023-12-01 | redacted
Low Income - Power to Save | Pipe Wrap | 0 | 0.01 | 0.03 | 143.65 | 1 |  | 2023-12-01 | redacted
Low Income - Power to Save | HVAC Inspection | 0 | 0.17 | 0 | 268.73 | 1 |  | 2023-12-01 | redacted
Low Income - Power to Save | LED Lights | 0 | 0 | 0 | 47.6 | 1 |  | 2023-12-07 | redacted
Low Income - Power to Save | HVAC Inspection | 0 | 0.17 | 0 | 268.73 | 1 |  | 2023-12-07 | redacted
Low Income - Power to Save | LED Lights | 0 | 0 | 0 | 47.6 | 1 |  | 2023-12-18 | redacted
Low Income - Power to Save | HVAC Inspection | 0 | 0.17 | 0 | 268.73 | 1 |  | 2023-12-18 | redacted
Low Income - Power to Save | LED Lights | 0 | 0 | 0 | 47.6 | 1 |  | 2023-12-01 | redacted
Low Income - Power to Save | LED Lights | 0 | 0 | 0 | 47.6 | 1 |  | 2023-12-08 | redacted
Low Income - Power to Save | HVAC Inspection | 0 | 0.17 | 0 | 268.73 | 1 |  | 2023-12-08 | redacted
Low Income - Power to Save | Faucet Aerators | 0 | 0 | 0.02 | 110.58 | 1 |  | 2023-12-08 | redacted
Low Income - Power to Save | Low Flow Showerhead | 0 | 0.04 | 0.1 | 504.08 | 1 |  | 2023-12-05 | redacted
Low Income - Power to Save | LED Lights | 0 | 0 | 0 | 47.6 | 1 |  | 2023-12-05 | redacted
Low Income - Power to Save | HVAC Inspection | 0 | 0.17 | 0 | 268.73 | 1 |  | 2023-12-05 | redacted
Low Income - Power to Save | Faucet Aerators | 0 | 0 | 0.02 | 110.58 | 1 |  | 2023-12-05 | redacted
Low Income - Power to Save | LED Lights | 0 | 0 | 0 | 47.6 | 1 |  | 2023-12-07 | redacted
Low Income - Power to Save | LED Lights | 0 | 0 | 0 | 47.6 | 1 |  | 2023-12-06 | redacted
Low Income - Power to Save | HVAC Inspection | 0 | 0.17 | 0 | 268.73 | 1 |  | 2023-12-06 | redacted
Low Income - Power to Save | LED Lights | 0 | 0 | 0 | 47.6 | 1 |  | 2023-12-11 | redacted
Low Income - Power to Save | LED Lights | 0 | 0 | 0 | 47.6 | 1 |  | 2023-12-14 | redacted
Low Income - Power to Save | HVAC Inspection | 0 | 0.17 | 0 | 268.73 | 1 |  | 2023-12-14 | redacted
Low Income - Power to Save | LED Lights | 0 | 0 | 0 | 47.6 | 1 |  | 2023-12-04 | redacted
Low Income - Power to Save | LED Lights | 0 | 0 | 0 | 47.6 | 1 |  | 2023-12-11 | redacted
Low Income - Power to Save | HVAC Inspection | 0 | 0.17 | 0 | 268.73 | 1 |  | 2023-12-11 | redacted
Low Income - Power to Save | Faucet Aerators | 0 | 0 | 0.02 | 110.58 | 1 |  | 2023-12-11 | redacted
Low Income - Power to Save | LED Lights | 0 | 0 | 0 | 47.6 | 1 |  | 2023-12-08 | redacted
Low Income - Power to Save | HVAC Inspection | 0 | 0.17 | 0 | 268.73 | 1 |  | 2023-12-08 | redacted
Low Income - Power to Save | Faucet Aerators | 0 | 0 | 0.02 | 110.58 | 1 |  | 2023-12-08 | redacted
Low Income - Power to Save | LED Lights | 0 | 0 | 0 | 47.6 | 1 |  | 2023-12-07 | redacted
Low Income - Power to Save | HVAC Inspection | 0 | 0.17 | 0 | 268.73 | 1 |  | 2023-12-07 | redacted
Low Income - Power to Save | LED Lights | 0 | 0 | 0 | 47.6 | 1 |  | 2023-12-04 | redacted
Low Income - Power to Save | HVAC Inspection | 0 | 0.17 | 0 | 268.73 | 1 |  | 2023-12-04 | redacted
Low Income - Power to Save | Low Flow Showerhead | 0 | 0.04 | 0.1 | 504.08 | 1 |  | 2023-12-07 | redacted
Low Income - Power to Save | LED Lights | 0 | 0 | 0 | 47.6 | 1 |  | 2023-12-07 | redacted
Low Income - Power to Save | HVAC Inspection | 0 | 0.17 | 0 | 268.73 | 1 |  | 2023-12-07 | redacted
Low Income - Power to Save | Faucet Aerators | 0 | 0 | 0.02 | 110.58 | 1 |  | 2023-12-07 | redacted
Low Income - Power to Save | LED Lights | 0 | 0 | 0 | 47.6 | 1 |  | 2023-12-01 | redacted
Low Income - Power to Save | LED Lights | 0 | 0 | 0 | 47.6 | 1 |  | 2023-12-18 | redacted
Low Income - Power to Save | LED Lights | 0 | 0 | 0 | 47.6 | 1 |  | 2023-12-11 | redacted
Low Income - Power to Save | HVAC Inspection | 0 | 0.17 | 0 | 268.73 | 1 |  | 2023-12-11 | redacted
Low Income - Power to Save | LED Lights | 0 | 0 | 0 | 47.6 | 1 |  | 2023-12-06 | redacted
Low Income - Power to Save | HVAC Inspection | 0 | 0.17 | 0 | 268.73 | 1 |  | 2023-12-06 | redacted
Low Income - Power to Save | LED Lights | 0 | 0 | 0 | 47.6 | 1 |  | 2023-12-05 | redacted
Low Income - Power to Save | LED Lights | 0 | 0 | 0 | 47.6 | 1 |  | 2023-12-14 | redacted
Low Income - Power to Save | LED Lights | 0 | 0 | 0 | 47.6 | 1 |  | 2023-12-07 | redacted
Low Income - Power to Save | HVAC Inspection | 0 | 0.17 | 0 | 268.73 | 1 |  | 2023-12-07 | redacted
Low Income - Power to Save | Low Flow Showerhead | 0 | 0.04 | 0.1 | 504.08 | 1 |  | 2023-12-08 | redacted
Low Income - Power to Save | LED Lights | 0 | 0 | 0 | 47.6 | 1 |  | 2023-12-08 | redacted
Low Income - Power to Save | HVAC Inspection | 0 | 0.17 | 0 | 268.73 | 1 |  | 2023-12-08 | redacted
Low Income - Power to Save | Faucet Aerators | 0 | 0 | 0.02 | 110.58 | 1 |  | 2023-12-08 | redacted
Low Income - Power to Save | Low Flow Showerhead | 0 | 0.04 | 0.1 | 504.08 | 1 |  | 2023-12-28 | redacted
Low Income - Power to Save | LED Lights | 0 | 0 | 0 | 47.6 | 1 |  | 2023-12-28 | redacted
Low Income - Power to Save | HVAC Inspection | 0 | 0.17 | 0 | 268.73 | 1 |  | 2023-12-28 | redacted
Low Income - Power to Save | LED Lights | 0 | 0 | 0 | 47.6 | 1 |  | 2023-12-19 | redacted
Low Income - Power to Save | HVAC Inspection | 0 | 0.17 | 0 | 268.73 | 1 |  | 2023-12-19 | redacted
Low Income - Power to Save | LED Lights | 0 | 0 | 0 | 47.6 | 1 |  | 2023-12-05 | redacted
Low Income - Power to Save | HVAC Inspection | 0 | 0.17 | 0 | 268.73 | 1 |  | 2023-12-05 | redacted
Low Income - Power to Save | Low Flow Showerhead | 0 | 0.04 | 0.1 | 504.08 | 1 |  | 2023-12-21 | redacted
Low Income - Power to Save | LED Lights | 0 | 0 | 0 | 47.6 | 1 |  | 2023-12-21 | redacted
Low Income - Power to Save | HVAC Inspection | 0 | 0.17 | 0 | 268.73 | 1 |  | 2023-12-21 | redacted
Low Income - Power to Save | LED Lights | 0 | 0 | 0 | 47.6 | 1 |  | 2023-12-20 | redacted
Low Income - Power to Save | HVAC Inspection | 0 | 0.17 | 0 | 268.73 | 1 |  | 2023-12-20 | redacted
Low Income - Power to Save | LED Lights | 0 | 0 | 0 | 47.6 | 1 |  | 2023-12-06 | redacted
Low Income - Power to Save | Low Flow Showerhead | 0 | 0.04 | 0.1 | 504.08 | 1 |  | 2023-12-07 | redacted
Low Income - Power to Save | LED Lights | 0 | 0 | 0 | 47.6 | 1 |  | 2023-12-07 | redacted
Low Income - Power to Save | HVAC Inspection | 0 | 0.17 | 0 | 268.73 | 1 |  | 2023-12-07 | redacted
Low Income - Power to Save | Faucet Aerators | 0 | 0 | 0.02 | 110.58 | 1 |  | 2023-12-07 | redacted
Low Income - Power to Save | LED Lights | 0 | 0 | 0 | 47.6 | 1 |  | 2023-12-04 | redacted
Low Income - Power to Save | Low Flow Showerhead | 0 | 0.04 | 0.1 | 504.08 | 1 |  | 2023-12-08 | redacted
Low Income - Power to Save | LED Lights | 0 | 0 | 0 | 47.6 | 1 |  | 2023-12-08 | redacted
Low Income - Power to Save | HVAC Inspection | 0 | 0.17 | 0 | 268.73 | 1 |  | 2023-12-08 | redacted
Low Income - Power to Save | LED Lights | 0 | 0 | 0 | 47.6 | 1 |  | 2023-12-18 | redacted
Low Income - Power to Save | HVAC Inspection | 0 | 0.17 | 0 | 268.73 | 1 |  | 2023-12-18 | redacted
Low Income - Power to Save | Low Flow Showerhead | 0 | 0.04 | 0.1 | 504.08 | 1 |  | 2023-12-07 | redacted
Low Income - Power to Save | LED Lights | 0 | 0 | 0 | 47.6 | 1 |  | 2023-12-07 | redacted
Low Income - Power to Save | HVAC Inspection | 0 | 0.17 | 0 | 268.73 | 1 |  | 2023-12-07 | redacted
Low Income - Power to Save | LED Lights | 0 | 0 | 0 | 47.6 | 1 |  | 2023-12-07 | redacted
Low Income - Power to Save | HVAC Inspection | 0 | 0.17 | 0 | 268.73 | 1 |  | 2023-12-07 | redacted
Low Income - Power to Save | LED Lights | 0 | 0 | 0 | 47.6 | 1 |  | 2023-12-05 | redacted
Low Income - Power to Save | HVAC Inspection | 0 | 0.17 | 0 | 268.73 | 1 |  | 2023-12-05 | redacted
Low Income - Power to Save | Faucet Aerators | 0 | 0 | 0.02 | 110.58 | 1 |  | 2023-12-05 | redacted
Low Income - Power to Save | LED Lights | 0 | 0 | 0 | 47.6 | 1 |  | 2023-12-06 | redacted
Low Income - Power to Save | HVAC Inspection | 0 | 0.17 | 0 | 268.73 | 1 |  | 2023-12-06 | redacted
Low Income - Power to Save | Faucet Aerators | 0 | 0 | 0.02 | 110.58 | 1 |  | 2023-12-06 | redacted
Low Income - Power to Save | Low Flow Showerhead | 0 | 0.04 | 0.1 | 504.08 | 1 |  | 2023-12-08 | redacted
Low Income - Power to Save | LED Lights | 0 | 0 | 0 | 47.6 | 1 |  | 2023-12-08 | redacted
Low Income - Power to Save | HVAC Inspection | 0 | 0.17 | 0 | 268.73 | 1 |  | 2023-12-08 | redacted
Low Income - Power to Save | LED Lights | 0 | 0 | 0 | 47.6 | 1 |  | 2023-12-05 | redacted
Low Income - Power to Save | LED Lights | 0 | 0 | 0 | 47.6 | 1 |  | 2023-12-14 | redacted
Low Income - Power to Save | LED Lights | 0 | 0 | 0 | 47.6 | 1 |  | 2023-12-19 | redacted
Low Income - Power to Save | HVAC Inspection | 0 | 0.17 | 0 | 268.73 | 1 |  | 2023-12-19 | redacted
Low Income - Power to Save | LED Lights | 0 | 0 | 0 | 47.6 | 1 |  | 2023-12-14 | redacted
Low Income - Power to Save | HVAC Inspection | 0 | 0.17 | 0 | 268.73 | 1 |  | 2023-12-14 | redacted
Low Income - Power to Save | LED Lights | 0 | 0 | 0 | 47.6 | 1 |  | 2023-12-06 | redacted
Low Income - Power to Save | HVAC Inspection | 0 | 0.17 | 0 | 268.73 | 1 |  | 2023-12-06 | redacted
Low Income - Power to Save | LED Lights | 0 | 0 | 0 | 47.6 | 1 |  | 2023-12-01 | redacted
Low Income - Power to Save | Pipe Wrap | 0 | 0.01 | 0.03 | 143.65 | 1 |  | 2023-12-01 | redacted
Low Income - Power to Save | HVAC Inspection | 0 | 0.17 | 0 | 268.73 | 1 |  | 2023-12-01 | redacted
Low Income - Power to Save | Low Flow Showerhead | 0 | 0.04 | 0.1 | 504.08 | 1 |  | 2023-12-07 | redacted
Low Income - Power to Save | LED Lights | 0 | 0 | 0 | 47.6 | 1 |  | 2023-12-07 | redacted
Low Income - Power to Save | HVAC Inspection | 0 | 0.17 | 0 | 268.73 | 1 |  | 2023-12-07 | redacted
Low Income - Power to Save | Faucet Aerators | 0 | 0 | 0.02 | 110.58 | 1 |  | 2023-12-07 | redacted
Low Income - Power to Save | LED Lights | 0 | 0 | 0 | 47.6 | 1 |  | 2023-12-14 | redacted
Low Income - Power to Save | LED Lights | 0 | 0 | 0 | 47.6 | 1 |  | 2023-12-04 | redacted
Low Income - Power to Save | HVAC Inspection | 0 | 0.17 | 0 | 268.73 | 1 |  | 2023-12-04 | redacted
Low Income - Power to Save | Low Flow Showerhead | 0 | 0.04 | 0.1 | 504.08 | 1 |  | 2023-12-08 | redacted
Low Income - Power to Save | LED Lights | 0 | 0 | 0 | 47.6 | 1 |  | 2023-12-08 | redacted
Low Income - Power to Save | HVAC Inspection | 0 | 0.17 | 0 | 268.73 | 1 |  | 2023-12-08 | redacted
Low Income - Power to Save | Faucet Aerators | 0 | 0 | 0.02 | 110.58 | 1 |  | 2023-12-08 | redacted
Low Income - Power to Save | LED Lights | 0 | 0 | 0 | 47.6 | 1 |  | 2023-12-15 | redacted
Low Income - Power to Save | LED Lights | 0 | 0 | 0 | 47.6 | 1 |  | 2023-12-11 | redacted
Low Income - Power to Save | HVAC Inspection | 0 | 0.17 | 0 | 268.73 | 1 |  | 2023-12-11 | redacted
Low Income - Power to Save | LED Lights | 0 | 0 | 0 | 47.6 | 1 |  | 2023-12-12 | redacted
Low Income - Power to Save | LED Lights | 0 | 0 | 0 | 47.6 | 1 |  | 2023-12-15 | redacted
Low Income - Power to Save | LED Lights | 0 | 0 | 0 | 47.6 | 1 |  | 2023-12-20 | redacted
Low Income - Power to Save | HVAC Inspection | 0 | 0.17 | 0 | 268.73 | 1 |  | 2023-12-20 | redacted
Low Income - Power to Save | LED Lights | 0 | 0 | 0 | 47.6 | 1 |  | 2023-12-04 | redacted
Low Income - Power to Save | HVAC Inspection | 0 | 0.17 | 0 | 268.73 | 1 |  | 2023-12-04 | redacted
Low Income - Power to Save | LED Lights | 0 | 0 | 0 | 47.6 | 1 |  | 2023-12-07 | redacted
Low Income - Power to Save | HVAC Inspection | 0 | 0.17 | 0 | 268.73 | 1 |  | 2023-12-07 | redacted
Low Income - Power to Save | LED Lights | 0 | 0 | 0 | 47.6 | 1 |  | 2023-12-13 | redacted
Low Income - Power to Save | HVAC Inspection | 0 | 0.17 | 0 | 268.73 | 1 |  | 2023-12-13 | redacted
Low Income - Power to Save | LED Lights | 0 | 0 | 0 | 47.6 | 1 |  | 2023-12-11 | redacted
Low Income - Power to Save | LED Lights | 0 | 0 | 0 | 47.6 | 1 |  | 2023-12-01 | redacted
Low Income - Power to Save | Pipe Wrap | 0 | 0.01 | 0.03 | 143.65 | 1 |  | 2023-12-01 | redacted
Low Income - Power to Save | HVAC Inspection | 0 | 0.17 | 0 | 268.73 | 1 |  | 2023-12-01 | redacted
Low Income - Power to Save | LED Lights | 0 | 0 | 0 | 47.6 | 1 |  | 2023-12-18 | redacted
Low Income - Power to Save | HVAC Inspection | 0 | 0.17 | 0 | 268.73 | 1 |  | 2023-12-18 | redacted
Low Income - Power to Save | LED Lights | 0 | 0 | 0 | 47.6 | 1 |  | 2023-12-08 | redacted
Low Income - Power to Save | HVAC Inspection | 0 | 0.17 | 0 | 268.73 | 1 |  | 2023-12-08 | redacted
Low Income - Power to Save | LED Lights | 0 | 0 | 0 | 47.6 | 1 |  | 2023-12-18 | redacted
Low Income - Power to Save | LED Lights | 0 | 0 | 0 | 47.6 | 1 |  | 2023-12-04 | redacted
Low Income - Power to Save | HVAC Inspection | 0 | 0.17 | 0 | 268.73 | 1 |  | 2023-12-04 | redacted
Low Income - Power to Save | Faucet Aerators | 0 | 0 | 0.02 | 110.58 | 1 |  | 2023-12-04 | redacted
Low Income - Power to Save | LED Lights | 0 | 0 | 0 | 47.6 | 1 |  | 2023-12-18 | redacted
Low Income - Power to Save | HVAC Inspection | 0 | 0.17 | 0 | 268.73 | 1 |  | 2023-12-18 | redacted
Low Income - Power to Save | LED Lights | 0 | 0 | 0 | 47.6 | 1 |  | 2023-12-20 | redacted
Low Income - Power to Save | HVAC Inspection | 0 | 0.17 | 0 | 268.73 | 1 |  | 2023-12-20 | redacted
Low Income - Power to Save | Faucet Aerators | 0 | 0 | 0.02 | 110.58 | 1 |  | 2023-12-20 | redacted
Low Income - Power to Save | LED Lights | 0 | 0 | 0 | 47.6 | 1 |  | 2023-12-12 | redacted
Low Income - Power to Save | HVAC Inspection | 0 | 0.17 | 0 | 268.73 | 1 |  | 2023-12-12 | redacted
Low Income - Power to Save | Faucet Aerators | 0 | 0 | 0.02 | 110.58 | 1 |  | 2023-12-12 | redacted
Low Income - Power to Save | LED Lights | 0 | 0 | 0 | 47.6 | 1 |  | 2023-12-07 | redacted
Low Income - Power to Save | LED Lights | 0 | 0 | 0 | 47.6 | 1 |  | 2023-12-22 | redacted
Low Income - Power to Save | HVAC Inspection | 0 | 0.17 | 0 | 268.73 | 1 |  | 2023-12-22 | redacted
Low Income - Power to Save | LED Lights | 0 | 0 | 0 | 47.6 | 1 |  | 2023-12-08 | redacted
Low Income - Power to Save | HVAC Inspection | 0 | 0.17 | 0 | 268.73 | 1 |  | 2023-12-08 | redacted
Low Income - Power to Save | Faucet Aerators | 0 | 0 | 0.02 | 110.58 | 1 |  | 2023-12-08 | redacted
Low Income - Power to Save | LED Lights | 0 | 0 | 0 | 47.6 | 1 |  | 2023-12-27 | redacted
Low Income - Power to Save | LED Lights | 0 | 0 | 0 | 47.6 | 1 |  | 2023-12-13 | redacted
Low Income - Power to Save | HVAC Inspection | 0 | 0.17 | 0 | 268.73 | 1 |  | 2023-12-13 | redacted
Low Income - Power to Save | LED Lights | 0 | 0 | 0 | 47.6 | 1 |  | 2023-12-06 | redacted
Low Income - Power to Save | HVAC Inspection | 0 | 0.17 | 0 | 268.73 | 1 |  | 2023-12-06 | redacted
Low Income - Power to Save | LED Lights | 0 | 0 | 0 | 47.6 | 1 |  | 2023-12-05 | redacted
Low Income - Power to Save | HVAC Inspection | 0 | 0.17 | 0 | 268.73 | 1 |  | 2023-12-05 | redacted
Low Income - Power to Save | LED Lights | 0 | 0 | 0 | 47.6 | 1 |  | 2023-12-14 | redacted
Low Income - Power to Save | HVAC Inspection | 0 | 0.17 | 0 | 268.73 | 1 |  | 2023-12-14 | redacted
Low Income - Power to Save | LED Lights | 0 | 0 | 0 | 47.6 | 1 |  | 2023-12-08 | redacted
Low Income - Power to Save | HVAC Inspection | 0 | 0.17 | 0 | 268.73 | 1 |  | 2023-12-08 | redacted
Low Income - Power to Save | Faucet Aerators | 0 | 0 | 0.02 | 110.58 | 1 |  | 2023-12-08 | redacted
Low Income - Power to Save | LED Lights | 0 | 0 | 0 | 47.6 | 1 |  | 2023-12-08 | redacted
Low Income - Power to Save | HVAC Inspection | 0 | 0.17 | 0 | 268.73 | 1 |  | 2023-12-08 | redacted
Low Income - Power to Save | Faucet Aerators | 0 | 0 | 0.02 | 110.58 | 1 |  | 2023-12-08 | redacted
Low Income - Power to Save | Low Flow Showerhead | 0 | 0.04 | 0.1 | 504.08 | 1 |  | 2023-12-15 | redacted
Low Income - Power to Save | LED Lights | 0 | 0 | 0 | 47.6 | 1 |  | 2023-12-15 | redacted
Low Income - Power to Save | HVAC Inspection | 0 | 0.17 | 0 | 268.73 | 1 |  | 2023-12-15 | redacted
Low Income - Power to Save | Faucet Aerators | 0 | 0 | 0.02 | 110.58 | 1 |  | 2023-12-15 | redacted
Low Income - Power to Save | LED Lights | 0 | 0 | 0 | 47.6 | 1 |  | 2023-12-27 | redacted
Low Income - Power to Save | LED Lights | 0 | 0 | 0 | 47.6 | 1 |  | 2023-12-08 | redacted
Low Income - Power to Save | Pipe Wrap | 0 | 0.01 | 0.03 | 143.65 | 1 |  | 2023-12-08 | redacted
Low Income - Power to Save | HVAC Inspection | 0 | 0.17 | 0 | 268.73 | 1 |  | 2023-12-08 | redacted
Low Income - Power to Save | Faucet Aerators | 0 | 0 | 0.02 | 110.58 | 1 |  | 2023-12-08 | redacted
Low Income - Power to Save | LED Lights | 0 | 0 | 0 | 47.6 | 1 |  | 2023-12-14 | redacted
Low Income - Power to Save | HVAC Inspection | 0 | 0.17 | 0 | 268.73 | 1 |  | 2023-12-14 | redacted
Low Income - Power to Save | LED Lights | 0 | 0 | 0 | 47.6 | 1 |  | 2023-12-01 | redacted
Low Income - Power to Save | LED Lights | 0 | 0 | 0 | 47.6 | 1 |  | 2023-12-04 | redacted
Low Income - Power to Save | LED Lights | 0 | 0 | 0 | 47.6 | 1 |  | 2023-12-18 | redacted
Low Income - Power to Save | HVAC Inspection | 0 | 0.17 | 0 | 268.73 | 1 |  | 2023-12-18 | redacted
Low Income - Power to Save | LED Lights | 0 | 0 | 0 | 47.6 | 1 |  | 2023-12-05 | redacted
Low Income - Power to Save | HVAC Inspection | 0 | 0.17 | 0 | 268.73 | 1 |  | 2023-12-05 | redacted
Low Income - Power to Save | LED Lights | 0 | 0 | 0 | 47.6 | 1 |  | 2023-12-20 | redacted
Low Income - Power to Save | Low Flow Showerhead | 0 | 0.04 | 0.1 | 504.08 | 1 |  | 2023-11-27 | redacted
Low Income - Power to Save | LED Lights | 0 | 0 | 0 | 47.6 | 1 |  | 2023-11-27 | redacted
Low Income - Power to Save | HVAC Inspection | 0 | 0.17 | 0 | 268.73 | 1 |  | 2023-11-27 | redacted
Low Income - Power to Save | Faucet Aerators | 0 | 0 | 0.02 | 110.58 | 1 |  | 2023-11-27 | redacted
Low Income - Power to Save | LED Lights | 0 | 0 | 0 | 47.6 | 1 |  | 2023-11-28 | redacted
Low Income - Power to Save | HVAC Inspection | 0 | 0.17 | 0 | 268.73 | 1 |  | 2023-11-28 | redacted
Low Income - Power to Save | Faucet Aerators | 0 | 0 | 0.02 | 110.58 | 1 |  | 2023-11-28 | redacted
Low Income - Power to Save | LED Lights | 0 | 0 | 0 | 47.6 | 1 |  | 2023-11-20 | redacted
Low Income - Power to Save | HVAC Inspection | 0 | 0.17 | 0 | 268.73 | 1 |  | 2023-11-20 | redacted
Low Income - Power to Save | LED Lights | 0 | 0 | 0 | 47.6 | 1 |  | 2023-11-08 | redacted
Low Income - Power to Save | HVAC Inspection | 0 | 0.17 | 0 | 268.73 | 1 |  | 2023-11-08 | redacted
Low Income - Power to Save | LED Lights | 0 | 0 | 0 | 47.6 | 1 |  | 2023-11-29 | redacted
Low Income - Power to Save | HVAC Inspection | 0 | 0.17 | 0 | 268.73 | 1 |  | 2023-11-29 | redacted
Low Income - Power to Save | LED Lights | 0 | 0 | 0 | 47.6 | 1 |  | 2023-11-13 | redacted
Low Income - Power to Save | LED Lights | 0 | 0 | 0 | 47.6 | 1 |  | 2023-11-29 | redacted
Low Income - Power to Save | HVAC Inspection | 0 | 0.17 | 0 | 268.73 | 1 |  | 2023-11-29 | redacted
Low Income - Power to Save | Faucet Aerators | 0 | 0 | 0.02 | 110.58 | 1 |  | 2023-11-29 | redacted
Low Income - Power to Save | LED Lights | 0 | 0 | 0 | 47.6 | 1 |  | 2023-11-20 | redacted
Low Income - Power to Save | HVAC Inspection | 0 | 0.17 | 0 | 268.73 | 1 |  | 2023-11-20 | redacted
Low Income - Power to Save | Low Flow Showerhead | 0 | 0.04 | 0.1 | 504.08 | 1 |  | 2023-11-21 | redacted
Low Income - Power to Save | LED Lights | 0 | 0 | 0 | 47.6 | 1 |  | 2023-11-21 | redacted
Low Income - Power to Save | HVAC Inspection | 0 | 0.17 | 0 | 268.73 | 1 |  | 2023-11-21 | redacted
Low Income - Power to Save | LED Lights | 0 | 0 | 0 | 47.6 | 1 |  | 2023-11-28 | redacted
Low Income - Power to Save | Pipe Wrap | 0 | 0.01 | 0.03 | 143.65 | 1 |  | 2023-11-28 | redacted
Low Income - Power to Save | HVAC Inspection | 0 | 0.17 | 0 | 268.73 | 1 |  | 2023-11-28 | redacted
Low Income - Power to Save | LED Lights | 0 | 0 | 0 | 47.6 | 1 |  | 2023-11-14 | redacted
Low Income - Power to Save | Pipe Wrap | 0 | 0.01 | 0.03 | 143.65 | 1 |  | 2023-11-14 | redacted
Low Income - Power to Save | Pipe Wrap | 0 | 0.01 | 0.03 | 143.65 | 1 |  | 2023-11-14 | redacted
Low Income - Power to Save | LED Lights | 0 | 0 | 0 | 47.6 | 1 |  | 2023-11-14 | redacted
Low Income - Power to Save | Low Flow Showerhead | 0 | 0.04 | 0.1 | 504.08 | 1 |  | 2023-11-08 | redacted
Low Income - Power to Save | LED Lights | 0 | 0 | 0 | 47.6 | 1 |  | 2023-11-08 | redacted
Low Income - Power to Save | HVAC Inspection | 0 | 0.17 | 0 | 268.73 | 1 |  | 2023-11-08 | redacted
Low Income - Power to Save | LED Lights | 0 | 0 | 0 | 47.6 | 1 |  | 2023-11-16 | redacted
Low Income - Power to Save | HVAC Inspection | 0 | 0.17 | 0 | 268.73 | 1 |  | 2023-11-16 | redacted
Low Income - Power to Save | LED Lights | 0 | 0 | 0 | 47.6 | 1 |  | 2023-11-14 | redacted
Low Income - Power to Save | Pipe Wrap | 0 | 0.01 | 0.03 | 143.65 | 1 |  | 2023-11-14 | redacted
Low Income - Power to Save | LED Lights | 0 | 0 | 0 | 47.6 | 1 |  | 2023-11-27 | redacted
Low Income - Power to Save | Pipe Wrap | 0 | 0.01 | 0.03 | 143.65 | 1 |  | 2023-11-27 | redacted
Low Income - Power to Save | HVAC Inspection | 0 | 0.17 | 0 | 268.73 | 1 |  | 2023-11-27 | redacted
Low Income - Power to Save | Low Flow Showerhead | 0 | 0.04 | 0.1 | 504.08 | 1 |  | 2023-11-14 | redacted
Low Income - Power to Save | LED Lights | 0 | 0 | 0 | 47.6 | 1 |  | 2023-11-14 | redacted
Low Income - Power to Save | HVAC Inspection | 0 | 0.17 | 0 | 268.73 | 1 |  | 2023-11-14 | redacted
Low Income - Power to Save | Faucet Aerators | 0 | 0 | 0.02 | 110.58 | 1 |  | 2023-11-14 | redacted
Low Income - Power to Save | LED Lights | 0 | 0 | 0 | 47.6 | 1 |  | 2023-11-08 | redacted
Low Income - Power to Save | HVAC Inspection | 0 | 0.17 | 0 | 268.73 | 1 |  | 2023-11-08 | redacted
Low Income - Power to Save | LED Lights | 0 | 0 | 0 | 47.6 | 1 |  | 2023-11-07 | redacted
Low Income - Power to Save | HVAC Inspection | 0 | 0.17 | 0 | 268.73 | 1 |  | 2023-11-07 | redacted
Low Income - Power to Save | LED Lights | 0 | 0 | 0 | 47.6 | 1 |  | 2023-11-20 | redacted
Low Income - Power to Save | LED Lights | 0 | 0 | 0 | 47.6 | 1 |  | 2023-11-17 | redacted
Low Income - Power to Save | LED Lights | 0 | 0 | 0 | 47.6 | 1 |  | 2023-11-21 | redacted
Low Income - Power to Save | HVAC Inspection | 0 | 0.17 | 0 | 268.73 | 1 |  | 2023-11-21 | redacted
Low Income - Power to Save | Low Flow Showerhead | 0 | 0.04 | 0.1 | 504.08 | 1 |  | 2023-11-27 | redacted
Low Income - Power to Save | LED Lights | 0 | 0 | 0 | 47.6 | 1 |  | 2023-11-27 | redacted
Low Income - Power to Save | LED Lights | 0 | 0 | 0 | 47.6 | 1 |  | 2023-11-27 | redacted
Low Income - Power to Save | LED Lights | 0 | 0 | 0 | 47.6 | 1 |  | 2023-11-07 | redacted
Low Income - Power to Save | HVAC Inspection | 0 | 0.17 | 0 | 268.73 | 1 |  | 2023-11-07 | redacted
Low Income - Power to Save | LED Lights | 0 | 0 | 0 | 47.6 | 1 |  | 2023-11-28 | redacted
Low Income - Power to Save | Pipe Wrap | 0 | 0.01 | 0.03 | 143.65 | 1 |  | 2023-11-28 | redacted
Low Income - Power to Save | HVAC Inspection | 0 | 0.17 | 0 | 268.73 | 1 |  | 2023-11-28 | redacted
Low Income - Power to Save | LED Lights | 0 | 0 | 0 | 47.6 | 1 |  | 2023-11-06 | redacted
Low Income - Power to Save | HVAC Inspection | 0 | 0.17 | 0 | 268.73 | 1 |  | 2023-11-06 | redacted
Low Income - Power to Save | Faucet Aerators | 0 | 0 | 0.02 | 110.58 | 1 |  | 2023-11-06 | redacted
Low Income - Power to Save | LED Lights | 0 | 0 | 0 | 47.6 | 1 |  | 2023-11-15 | redacted
Low Income - Power to Save | LED Lights | 0 | 0 | 0 | 47.6 | 1 |  | 2023-11-07 | redacted
Low Income - Power to Save | HVAC Inspection | 0 | 0.17 | 0 | 268.73 | 1 |  | 2023-11-07 | redacted
Low Income - Power to Save | Faucet Aerators | 0 | 0 | 0.02 | 110.58 | 1 |  | 2023-11-07 | redacted
Low Income - Power to Save | Low Flow Showerhead | 0 | 0.04 | 0.1 | 504.08 | 1 |  | 2023-11-13 | redacted
Low Income - Power to Save | LED Lights | 0 | 0 | 0 | 47.6 | 1 |  | 2023-11-13 | redacted
Low Income - Power to Save | HVAC Inspection | 0 | 0.17 | 0 | 268.73 | 1 |  | 2023-11-13 | redacted
Low Income - Power to Save | Faucet Aerators | 0 | 0 | 0.02 | 110.58 | 1 |  | 2023-11-13 | redacted
Low Income - Power to Save | LED Lights | 0 | 0 | 0 | 47.6 | 1 |  | 2023-11-10 | redacted
Low Income - Power to Save | LED Lights | 0 | 0 | 0 | 47.6 | 1 |  | 2023-11-09 | redacted
Low Income - Power to Save | LED Lights | 0 | 0 | 0 | 47.6 | 1 |  | 2023-11-07 | redacted
Low Income - Power to Save | HVAC Inspection | 0 | 0.17 | 0 | 268.73 | 1 |  | 2023-11-07 | redacted
Low Income - Power to Save | LED Lights | 0 | 0 | 0 | 47.6 | 1 |  | 2023-11-08 | redacted
Low Income - Power to Save | HVAC Inspection | 0 | 0.17 | 0 | 268.73 | 1 |  | 2023-11-08 | redacted
Low Income - Power to Save | LED Lights | 0 | 0 | 0 | 47.6 | 1 |  | 2023-11-27 | redacted
Low Income - Power to Save | LED Lights | 0 | 0 | 0 | 47.6 | 1 |  | 2023-11-09 | redacted
Low Income - Power to Save | Pipe Wrap | 0 | 0.01 | 0.03 | 143.65 | 1 |  | 2023-11-09 | redacted
Low Income - Power to Save | Faucet Aerators | 0 | 0 | 0.02 | 110.58 | 1 |  | 2023-11-09 | redacted
Low Income - Power to Save | LED Lights | 0 | 0 | 0 | 47.6 | 1 |  | 2023-11-27 | redacted
Low Income - Power to Save | Pipe Wrap | 0 | 0.01 | 0.03 | 143.65 | 1 |  | 2023-11-27 | redacted
Low Income - Power to Save | Low Flow Showerhead | 0 | 0.04 | 0.1 | 504.08 | 1 |  | 2023-11-06 | redacted
Low Income - Power to Save | LED Lights | 0 | 0 | 0 | 47.6 | 1 |  | 2023-11-06 | redacted
Low Income - Power to Save | HVAC Inspection | 0 | 0.17 | 0 | 268.73 | 1 |  | 2023-11-06 | redacted
Low Income - Power to Save | LED Lights | 0 | 0 | 0 | 47.6 | 1 |  | 2023-11-21 | redacted
Low Income - Power to Save | HVAC Inspection | 0 | 0.17 | 0 | 268.73 | 1 |  | 2023-11-21 | redacted
Low Income - Power to Save | LED Lights | 0 | 0 | 0 | 47.6 | 1 |  | 2023-11-30 | redacted
Low Income - Power to Save | Pipe Wrap | 0 | 0.01 | 0.03 | 143.65 | 1 |  | 2023-11-30 | redacted
Low Income - Power to Save | HVAC Inspection | 0 | 0.17 | 0 | 268.73 | 1 |  | 2023-11-30 | redacted
Low Income - Power to Save | HVAC Inspection | 0 | 0.17 | 0 | 268.73 | 1 |  | 2023-11-20 | redacted
Low Income - Power to Save | LED Lights | 0 | 0 | 0 | 47.6 | 1 |  | 2023-11-20 | redacted
Low Income - Power to Save | LED Lights | 0 | 0 | 0 | 47.6 | 1 |  | 2023-11-21 | redacted
Low Income - Power to Save | LED Lights | 0 | 0 | 0 | 47.6 | 1 |  | 2023-11-10 | redacted
Low Income - Power to Save | HVAC Inspection | 0 | 0.17 | 0 | 268.73 | 1 |  | 2023-11-10 | redacted
Low Income - Power to Save | Faucet Aerators | 0 | 0 | 0.02 | 110.58 | 1 |  | 2023-11-10 | redacted
Low Income - Power to Save | LED Lights | 0 | 0 | 0 | 47.6 | 1 |  | 2023-11-13 | redacted
Low Income - Power to Save | HVAC Inspection | 0 | 0.17 | 0 | 268.73 | 1 |  | 2023-11-13 | redacted
Low Income - Power to Save | LED Lights | 0 | 0 | 0 | 47.6 | 1 |  | 2023-11-14 | redacted
Low Income - Power to Save | HVAC Inspection | 0 | 0.17 | 0 | 268.73 | 1 |  | 2023-11-14 | redacted
Low Income - Power to Save | LED Lights | 0 | 0 | 0 | 47.6 | 1 |  | 2023-11-10 | redacted
Low Income - Power to Save | LED Lights | 0 | 0 | 0 | 47.6 | 1 |  | 2023-11-21 | redacted
Low Income - Power to Save | HVAC Inspection | 0 | 0.17 | 0 | 268.73 | 1 |  | 2023-11-21 | redacted
Low Income - Power to Save | LED Lights | 0 | 0 | 0 | 47.6 | 1 |  | 2023-11-08 | redacted
Low Income - Power to Save | HVAC Inspection | 0 | 0.17 | 0 | 268.73 | 1 |  | 2023-11-08 | redacted
Low Income - Power to Save | Faucet Aerators | 0 | 0 | 0.02 | 110.58 | 1 |  | 2023-11-08 | redacted
Low Income - Power to Save | LED Lights | 0 | 0 | 0 | 47.6 | 1 |  | 2023-11-28 | redacted
Low Income - Power to Save | Pipe Wrap | 0 | 0.01 | 0.03 | 143.65 | 1 |  | 2023-11-28 | redacted
Low Income - Power to Save | HVAC Inspection | 0 | 0.17 | 0 | 268.73 | 1 |  | 2023-11-28 | redacted
Low Income - Power to Save | LED Lights | 0 | 0 | 0 | 47.6 | 1 |  | 2023-11-30 | redacted
Low Income - Power to Save | Pipe Wrap | 0 | 0.01 | 0.03 | 143.65 | 1 |  | 2023-11-30 | redacted
Low Income - Power to Save | HVAC Inspection | 0 | 0.17 | 0 | 268.73 | 1 |  | 2023-11-30 | redacted
Low Income - Power to Save | LED Lights | 0 | 0 | 0 | 47.6 | 1 |  | 2023-11-21 | redacted
Low Income - Power to Save | HVAC Inspection | 0 | 0.17 | 0 | 268.73 | 1 |  | 2023-11-21 | redacted
Low Income - Power to Save | LED Lights | 0 | 0 | 0 | 47.6 | 1 |  | 2023-11-07 | redacted
Low Income - Power to Save | HVAC Inspection | 0 | 0.17 | 0 | 268.73 | 1 |  | 2023-11-07 | redacted
Low Income - Power to Save | Faucet Aerators | 0 | 0 | 0.02 | 110.58 | 1 |  | 2023-11-07 | redacted
Low Income - Power to Save | LED Lights | 0 | 0 | 0 | 47.6 | 1 |  | 2023-11-14 | redacted
Low Income - Power to Save | HVAC Inspection | 0 | 0.17 | 0 | 268.73 | 1 |  | 2023-11-14 | redacted
Low Income - Power to Save | LED Lights | 0 | 0 | 0 | 47.6 | 1 |  | 2023-11-30 | redacted
Low Income - Power to Save | LED Lights | 0 | 0 | 0 | 47.6 | 1 |  | 2023-11-29 | redacted
Low Income - Power to Save | LED Lights | 0 | 0 | 0 | 47.6 | 1 |  | 2023-11-10 | redacted
Low Income - Power to Save | LED Lights | 0 | 0 | 0 | 47.6 | 1 |  | 2023-11-08 | redacted
Low Income - Power to Save | HVAC Inspection | 0 | 0.17 | 0 | 268.73 | 1 |  | 2023-11-08 | redacted
Low Income - Power to Save | LED Lights | 0 | 0 | 0 | 47.6 | 1 |  | 2023-11-09 | redacted
Low Income - Power to Save | LED Lights | 0 | 0 | 0 | 47.6 | 1 |  | 2023-11-08 | redacted
Low Income - Power to Save | HVAC Inspection | 0 | 0.17 | 0 | 268.73 | 1 |  | 2023-11-08 | redacted
Low Income - Power to Save | LED Lights | 0 | 0 | 0 | 47.6 | 1 |  | 2023-11-13 | redacted
Low Income - Power to Save | HVAC Inspection | 0 | 0.17 | 0 | 268.73 | 1 |  | 2023-11-13 | redacted
Low Income - Power to Save | LED Lights | 0 | 0 | 0 | 47.6 | 1 |  | 2023-11-27 | redacted
Low Income - Power to Save | HVAC Inspection | 0 | 0.17 | 0 | 268.73 | 1 |  | 2023-11-29 | redacted
Low Income - Power to Save | LED Lights | 0 | 0 | 0 | 47.6 | 1 |  | 2023-11-29 | redacted
Low Income - Power to Save | LED Lights | 0 | 0 | 0 | 47.6 | 1 |  | 2023-11-27 | redacted
Low Income - Power to Save | HVAC Inspection | 0 | 0.17 | 0 | 268.73 | 1 |  | 2023-11-27 | redacted
Low Income - Power to Save | LED Lights | 0 | 0 | 0 | 47.6 | 1 |  | 2023-11-21 | redacted
Low Income - Power to Save | LED Lights | 0 | 0 | 0 | 47.6 | 1 |  | 2023-11-10 | redacted
Low Income - Power to Save | HVAC Inspection | 0 | 0.17 | 0 | 268.73 | 1 |  | 2023-11-10 | redacted
Low Income - Power to Save | LED Lights | 0 | 0 | 0 | 47.6 | 1 |  | 2023-11-14 | redacted
Low Income - Power to Save | HVAC Inspection | 0 | 0.17 | 0 | 268.73 | 1 |  | 2023-11-14 | redacted
Low Income - Power to Save | LED Lights | 0 | 0 | 0 | 47.6 | 1 |  | 2023-11-06 | redacted
Low Income - Power to Save | HVAC Inspection | 0 | 0.17 | 0 | 268.73 | 1 |  | 2023-11-06 | redacted
Low Income - Power to Save | LED Lights | 0 | 0 | 0 | 47.6 | 1 |  | 2023-11-07 | redacted
Low Income - Power to Save | HVAC Inspection | 0 | 0.17 | 0 | 268.73 | 1 |  | 2023-11-07 | redacted
Low Income - Power to Save | LED Lights | 0 | 0 | 0 | 47.6 | 1 |  | 2023-11-07 | redacted
Low Income - Power to Save | HVAC Inspection | 0 | 0.17 | 0 | 268.73 | 1 |  | 2023-11-07 | redacted
Low Income - Power to Save | Faucet Aerators | 0 | 0 | 0.02 | 110.58 | 1 |  | 2023-11-07 | redacted
Low Income - Power to Save | LED Lights | 0 | 0 | 0 | 47.6 | 1 |  | 2023-11-16 | redacted
Low Income - Power to Save | HVAC Inspection | 0 | 0.17 | 0 | 268.73 | 1 |  | 2023-11-16 | redacted
Low Income - Power to Save | LED Lights | 0 | 0 | 0 | 47.6 | 1 |  | 2023-11-15 | redacted
Low Income - Power to Save | HVAC Inspection | 0 | 0.17 | 0 | 268.73 | 1 |  | 2023-11-15 | redacted
Low Income - Power to Save | LED Lights | 0 | 0 | 0 | 47.6 | 1 |  | 2023-11-21 | redacted
Low Income - Power to Save | HVAC Inspection | 0 | 0.17 | 0 | 268.73 | 1 |  | 2023-11-21 | redacted
Low Income - Power to Save | LED Lights | 0 | 0 | 0 | 47.6 | 1 |  | 2023-11-30 | redacted
Low Income - Power to Save | LED Lights | 0 | 0 | 0 | 47.6 | 1 |  | 2023-11-08 | redacted
Low Income - Power to Save | Faucet Aerators | 0 | 0 | 0.02 | 110.58 | 1 |  | 2023-11-08 | redacted
Low Income - Power to Save | LED Lights | 0 | 0 | 0 | 47.6 | 1 |  | 2023-11-28 | redacted
Low Income - Power to Save | LED Lights | 0 | 0 | 0 | 47.6 | 1 |  | 2023-11-08 | redacted
Low Income - Power to Save | LED Lights | 0 | 0 | 0 | 47.6 | 1 |  | 2023-11-13 | redacted
Low Income - Power to Save | HVAC Inspection | 0 | 0.17 | 0 | 268.73 | 1 |  | 2023-11-13 | redacted
Low Income - Power to Save | LED Lights | 0 | 0 | 0 | 47.6 | 1 |  | 2023-11-17 | redacted
Low Income - Power to Save | HVAC Inspection | 0 | 0.17 | 0 | 268.73 | 1 |  | 2023-11-17 | redacted
Low Income - Power to Save | LED Lights | 0 | 0 | 0 | 47.6 | 1 |  | 2023-11-07 | redacted
Low Income - Power to Save | HVAC Inspection | 0 | 0.17 | 0 | 268.73 | 1 |  | 2023-11-07 | redacted
Low Income - Power to Save | LED Lights | 0 | 0 | 0 | 47.6 | 1 |  | 2023-11-08 | redacted
Low Income - Power to Save | HVAC Inspection | 0 | 0.17 | 0 | 268.73 | 1 |  | 2023-11-08 | redacted
Low Income - Power to Save | LED Lights | 0 | 0 | 0 | 47.6 | 1 |  | 2023-11-13 | redacted
Low Income - Power to Save | HVAC Inspection | 0 | 0.17 | 0 | 268.73 | 1 |  | 2023-11-13 | redacted
Low Income - Power to Save | LED Lights | 0 | 0 | 0 | 47.6 | 1 |  | 2023-11-16 | redacted
Low Income - Power to Save | HVAC Inspection | 0 | 0.17 | 0 | 268.73 | 1 |  | 2023-11-16 | redacted
Low Income - Power to Save | LED Lights | 0 | 0 | 0 | 47.6 | 1 |  | 2023-11-16 | redacted
Low Income - Power to Save | HVAC Inspection | 0 | 0.17 | 0 | 268.73 | 1 |  | 2023-11-16 | redacted
Low Income - Power to Save | LED Lights | 0 | 0 | 0 | 47.6 | 1 |  | 2023-11-16 | redacted
Low Income - Power to Save | HVAC Inspection | 0 | 0.17 | 0 | 268.73 | 1 |  | 2023-11-16 | redacted
Low Income - Power to Save | Faucet Aerators | 0 | 0 | 0.02 | 110.58 | 1 |  | 2023-11-16 | redacted
Low Income - Power to Save | LED Lights | 0 | 0 | 0 | 47.6 | 1 |  | 2023-11-16 | redacted
Low Income - Power to Save | LED Lights | 0 | 0 | 0 | 47.6 | 1 |  | 2023-11-08 | redacted
Low Income - Power to Save | HVAC Inspection | 0 | 0.17 | 0 | 268.73 | 1 |  | 2023-11-08 | redacted
Low Income - Power to Save | LED Lights | 0 | 0 | 0 | 47.6 | 1 |  | 2023-11-28 | redacted
Low Income - Power to Save | HVAC Inspection | 0 | 0.17 | 0 | 268.73 | 1 |  | 2023-11-17 | redacted
Low Income - Power to Save | Faucet Aerators | 0 | 0 | 0.02 | 110.58 | 1 |  | 2023-11-17 | redacted
Low Income - Power to Save | LED Lights | 0 | 0 | 0 | 47.6 | 1 |  | 2023-11-14 | redacted
Low Income - Power to Save | HVAC Inspection | 0 | 0.17 | 0 | 268.73 | 1 |  | 2023-11-14 | redacted
Low Income - Power to Save | LED Lights | 0 | 0 | 0 | 47.6 | 1 |  | 2023-11-20 | redacted
Low Income - Power to Save | LED Lights | 0 | 0 | 0 | 47.6 | 1 |  | 2023-11-17 | redacted
Low Income - Power to Save | LED Lights | 0 | 0 | 0 | 47.6 | 1 |  | 2023-11-08 | redacted
Low Income - Power to Save | Faucet Aerators | 0 | 0 | 0.02 | 110.58 | 1 |  | 2023-11-08 | redacted
Low Income - Power to Save | LED Lights | 0 | 0 | 0 | 47.6 | 1 |  | 2023-11-16 | redacted
Low Income - Power to Save | HVAC Inspection | 0 | 0.17 | 0 | 268.73 | 1 |  | 2023-11-16 | redacted
Low Income - Power to Save | LED Lights | 0 | 0 | 0 | 47.6 | 1 |  | 2023-11-13 | redacted
Low Income - Power to Save | HVAC Inspection | 0 | 0.17 | 0 | 268.73 | 1 |  | 2023-11-13 | redacted
Low Income - Power to Save | LED Lights | 0 | 0 | 0 | 47.6 | 1 |  | 2023-11-21 | redacted
Low Income - Power to Save | HVAC Inspection | 0 | 0.17 | 0 | 268.73 | 1 |  | 2023-11-21 | redacted
Low Income - Power to Save | LED Lights | 0 | 0 | 0 | 47.6 | 1 |  | 2023-11-14 | redacted
Low Income - Power to Save | HVAC Inspection | 0 | 0.17 | 0 | 268.73 | 1 |  | 2023-11-14 | redacted
Low Income - Power to Save | LED Lights | 0 | 0 | 0 | 47.6 | 1 |  | 2023-11-17 | redacted
Low Income - Power to Save | HVAC Inspection | 0 | 0.17 | 0 | 268.73 | 1 |  | 2023-11-17 | redacted
Low Income - Power to Save | LED Lights | 0 | 0 | 0 | 47.6 | 1 |  | 2023-11-29 | redacted
Low Income - Power to Save | Pipe Wrap | 0 | 0.01 | 0.03 | 143.65 | 1 |  | 2023-11-29 | redacted
Low Income - Power to Save | HVAC Inspection | 0 | 0.17 | 0 | 268.73 | 1 |  | 2023-11-29 | redacted
Low Income - Power to Save | Low Flow Showerhead | 0 | 0.04 | 0.1 | 504.08 | 1 |  | 2023-11-07 | redacted
Low Income - Power to Save | LED Lights | 0 | 0 | 0 | 47.6 | 1 |  | 2023-11-07 | redacted
Low Income - Power to Save | HVAC Inspection | 0 | 0.17 | 0 | 268.73 | 1 |  | 2023-11-07 | redacted
Low Income - Power to Save | Faucet Aerators | 0 | 0 | 0.02 | 110.58 | 1 |  | 2023-11-07 | redacted
Low Income - Power to Save | LED Lights | 0 | 0 | 0 | 47.6 | 1 |  | 2023-11-27 | redacted
Low Income - Power to Save | Pipe Wrap | 0 | 0.01 | 0.03 | 143.65 | 1 |  | 2023-11-27 | redacted
Low Income - Power to Save | HVAC Inspection | 0 | 0.17 | 0 | 268.73 | 1 |  | 2023-11-27 | redacted
Low Income - Power to Save | Faucet Aerators | 0 | 0 | 0.02 | 110.58 | 1 |  | 2023-11-27 | redacted
Low Income - Power to Save | LED Lights | 0 | 0 | 0 | 47.6 | 1 |  | 2023-11-16 | redacted
Low Income - Power to Save | HVAC Inspection | 0 | 0.17 | 0 | 268.73 | 1 |  | 2023-11-16 | redacted
Low Income - Power to Save | LED Lights | 0 | 0 | 0 | 47.6 | 1 |  | 2023-11-20 | redacted
Low Income - Power to Save | LED Lights | 0 | 0 | 0 | 47.6 | 1 |  | 2023-11-15 | redacted
Low Income - Power to Save | HVAC Inspection | 0 | 0.17 | 0 | 268.73 | 1 |  | 2023-11-15 | redacted
Low Income - Power to Save | LED Lights | 0 | 0 | 0 | 47.6 | 1 |  | 2023-11-08 | redacted
Low Income - Power to Save | Faucet Aerators | 0 | 0 | 0.02 | 110.58 | 1 |  | 2023-11-08 | redacted
Low Income - Power to Save | LED Lights | 0 | 0 | 0 | 47.6 | 1 |  | 2023-11-02 | redacted
Low Income - Power to Save | HVAC Inspection | 0 | 0.17 | 0 | 268.73 | 1 |  | 2023-11-02 | redacted
Low Income - Power to Save | LED Lights | 0 | 0 | 0 | 47.6 | 1 |  | 2023-11-08 | redacted
Low Income - Power to Save | LED Lights | 0 | 0 | 0 | 47.6 | 1 |  | 2023-11-27 | redacted
Low Income - Power to Save | LED Lights | 0 | 0 | 0 | 47.6 | 1 |  | 2023-11-09 | redacted
Low Income - Power to Save | HVAC Inspection | 0 | 0.17 | 0 | 268.73 | 1 |  | 2023-11-09 | redacted
Low Income - Power to Save | Faucet Aerators | 0 | 0 | 0.02 | 110.58 | 1 |  | 2023-11-09 | redacted
Low Income - Power to Save | LED Lights | 0 | 0 | 0 | 47.6 | 1 |  | 2023-11-20 | redacted
Low Income - Power to Save | HVAC Inspection | 0 | 0.17 | 0 | 268.73 | 1 |  | 2023-11-20 | redacted
Low Income - Power to Save | LED Lights | 0 | 0 | 0 | 47.6 | 1 |  | 2023-11-06 | redacted
Low Income - Power to Save | HVAC Inspection | 0 | 0.17 | 0 | 268.73 | 1 |  | 2023-11-06 | redacted
Low Income - Power to Save | Faucet Aerators | 0 | 0 | 0.02 | 110.58 | 1 |  | 2023-11-06 | redacted
Low Income - Power to Save | LED Lights | 0 | 0 | 0 | 47.6 | 1 |  | 2023-11-29 | redacted
Low Income - Power to Save | HVAC Inspection | 0 | 0.17 | 0 | 268.73 | 1 |  | 2023-11-29 | redacted
Low Income - Power to Save | LED Lights | 0 | 0 | 0 | 47.6 | 1 |  | 2023-11-10 | redacted
Low Income - Power to Save | HVAC Inspection | 0 | 0.17 | 0 | 268.73 | 1 |  | 2023-11-10 | redacted
Low Income - Power to Save | LED Lights | 0 | 0 | 0 | 47.6 | 1 |  | 2023-11-27 | redacted
Low Income - Power to Save | LED Lights | 0 | 0 | 0 | 47.6 | 1 |  | 2023-11-14 | redacted
Low Income - Power to Save | HVAC Inspection | 0 | 0.17 | 0 | 268.73 | 1 |  | 2023-11-14 | redacted
Low Income - Power to Save | LED Lights | 0 | 0 | 0 | 47.6 | 1 |  | 2023-11-10 | redacted
Low Income - Power to Save | HVAC Inspection | 0 | 0.17 | 0 | 268.73 | 1 |  | 2023-11-10 | redacted
Low Income - Power to Save | LED Lights | 0 | 0 | 0 | 47.6 | 1 |  | 2023-11-30 | redacted
Low Income - Power to Save | Pipe Wrap | 0 | 0.01 | 0.03 | 143.65 | 1 |  | 2023-11-30 | redacted
Low Income - Power to Save | HVAC Inspection | 0 | 0.17 | 0 | 268.73 | 1 |  | 2023-11-30 | redacted
Low Income - Power to Save | Faucet Aerators | 0 | 0 | 0.02 | 110.58 | 1 |  | 2023-11-30 | redacted
Low Income - Power to Save | LED Lights | 0 | 0 | 0 | 47.6 | 1 |  | 2023-11-27 | redacted
Low Income - Power to Save | LED Lights | 0 | 0 | 0 | 47.6 | 1 |  | 2023-11-17 | redacted
Low Income - Power to Save | HVAC Inspection | 0 | 0.17 | 0 | 268.73 | 1 |  | 2023-11-17 | redacted
Low Income - Power to Save | LED Lights | 0 | 0 | 0 | 47.6 | 1 |  | 2023-11-29 | redacted
Low Income - Power to Save | Pipe Wrap | 0 | 0.01 | 0.03 | 143.65 | 1 |  | 2023-11-29 | redacted
Low Income - Power to Save | HVAC Inspection | 0 | 0.17 | 0 | 268.73 | 1 |  | 2023-11-29 | redacted
Low Income - Power to Save | Low Flow Showerhead | 0 | 0.04 | 0.1 | 504.08 | 1 |  | 2023-11-21 | redacted
Low Income - Power to Save | LED Lights | 0 | 0 | 0 | 47.6 | 1 |  | 2023-11-21 | redacted
Low Income - Power to Save | HVAC Inspection | 0 | 0.17 | 0 | 268.73 | 1 |  | 2023-11-21 | redacted
Low Income - Power to Save | LED Lights | 0 | 0 | 0 | 47.6 | 1 |  | 2023-11-20 | redacted
Low Income - Power to Save | LED Lights | 0 | 0 | 0 | 47.6 | 1 |  | 2023-11-07 | redacted
Low Income - Power to Save | HVAC Inspection | 0 | 0.17 | 0 | 268.73 | 1 |  | 2023-11-07 | redacted
Low Income - Power to Save | LED Lights | 0 | 0 | 0 | 47.6 | 1 |  | 2023-11-16 | redacted
Low Income - Power to Save | HVAC Inspection | 0 | 0.17 | 0 | 268.73 | 1 |  | 2023-11-16 | redacted
Low Income - Power to Save | LED Lights | 0 | 0 | 0 | 47.6 | 1 |  | 2023-11-16 | redacted
Low Income - Power to Save | HVAC Inspection | 0 | 0.17 | 0 | 268.73 | 1 |  | 2023-11-16 | redacted
Low Income - Power to Save | LED Lights | 0 | 0 | 0 | 47.6 | 1 |  | 2023-11-27 | redacted
Low Income - Power to Save | LED Lights | 0 | 0 | 0 | 47.6 | 1 |  | 2023-11-30 | redacted
Low Income - Power to Save | Pipe Wrap | 0 | 0.01 | 0.03 | 143.65 | 1 |  | 2023-11-30 | redacted
Low Income - Power to Save | HVAC Inspection | 0 | 0.17 | 0 | 268.73 | 1 |  | 2023-11-30 | redacted
Low Income - Power to Save | Faucet Aerators | 0 | 0 | 0.02 | 110.58 | 1 |  | 2023-11-30 | redacted
Low Income - Power to Save | LED Lights | 0 | 0 | 0 | 47.6 | 1 |  | 2023-11-10 | redacted
Low Income - Power to Save | LED Lights | 0 | 0 | 0 | 47.6 | 1 |  | 2023-11-16 | redacted
Low Income - Power to Save | Low Flow Showerhead | 0 | 0.04 | 0.1 | 504.08 | 1 |  | 2023-11-10 | redacted
Low Income - Power to Save | LED Lights | 0 | 0 | 0 | 47.6 | 1 |  | 2023-11-10 | redacted
Low Income - Power to Save | HVAC Inspection | 0 | 0.17 | 0 | 268.73 | 1 |  | 2023-11-10 | redacted
Low Income - Power to Save | Low Flow Showerhead | 0 | 0.04 | 0.1 | 504.08 | 1 |  | 2023-11-28 | redacted
Low Income - Power to Save | LED Lights | 0 | 0 | 0 | 47.6 | 1 |  | 2023-11-28 | redacted
Low Income - Power to Save | Pipe Wrap | 0 | 0.01 | 0.03 | 143.65 | 1 |  | 2023-11-28 | redacted
Low Income - Power to Save | HVAC Inspection | 0 | 0.17 | 0 | 268.73 | 1 |  | 2023-11-28 | redacted
Low Income - Power to Save | Faucet Aerators | 0 | 0 | 0.02 | 110.58 | 1 |  | 2023-11-28 | redacted
Low Income - Power to Save | Low Flow Showerhead | 0 | 0.04 | 0.1 | 504.08 | 1 |  | 2023-11-28 | redacted
Low Income - Power to Save | LED Lights | 0 | 0 | 0 | 47.6 | 1 |  | 2023-11-28 | redacted
Low Income - Power to Save | Pipe Wrap | 0 | 0.01 | 0.03 | 143.65 | 1 |  | 2023-11-28 | redacted
Low Income - Power to Save | HVAC Inspection | 0 | 0.17 | 0 | 268.73 | 1 |  | 2023-11-28 | redacted
Low Income - Power to Save | Faucet Aerators | 0 | 0 | 0.02 | 110.58 | 1 |  | 2023-11-28 | redacted
Low Income - Power to Save | Low Flow Showerhead | 0 | 0.04 | 0.1 | 504.08 | 1 |  | 2023-11-28 | redacted
Low Income - Power to Save | LED Lights | 0 | 0 | 0 | 47.6 | 1 |  | 2023-11-28 | redacted
Low Income - Power to Save | Pipe Wrap | 0 | 0.01 | 0.03 | 143.65 | 1 |  | 2023-11-28 | redacted
Low Income - Power to Save | HVAC Inspection | 0 | 0.17 | 0 | 268.73 | 1 |  | 2023-11-28 | redacted
Low Income - Power to Save | Faucet Aerators | 0 | 0 | 0.02 | 110.58 | 1 |  | 2023-11-28 | redacted
Low Income - Power to Save | Low Flow Showerhead | 0 | 0.04 | 0.1 | 504.08 | 1 |  | 2023-11-28 | redacted
Low Income - Power to Save | LED Lights | 0 | 0 | 0 | 47.6 | 1 |  | 2023-11-28 | redacted
Low Income - Power to Save | Pipe Wrap | 0 | 0.01 | 0.03 | 143.65 | 1 |  | 2023-11-28 | redacted
Low Income - Power to Save | HVAC Inspection | 0 | 0.17 | 0 | 268.73 | 1 |  | 2023-11-28 | redacted
Low Income - Power to Save | Low Flow Showerhead | 0 | 0.04 | 0.1 | 504.08 | 1 |  | 2023-11-28 | redacted
Low Income - Power to Save | LED Lights | 0 | 0 | 0 | 47.6 | 1 |  | 2023-11-28 | redacted
Low Income - Power to Save | Pipe Wrap | 0 | 0.01 | 0.03 | 143.65 | 1 |  | 2023-11-28 | redacted
Low Income - Power to Save | HVAC Inspection | 0 | 0.17 | 0 | 268.73 | 1 |  | 2023-11-28 | redacted
Low Income - Power to Save | Faucet Aerators | 0 | 0 | 0.02 | 110.58 | 1 |  | 2023-11-28 | redacted
Low Income - Power to Save | Low Flow Showerhead | 0 | 0.04 | 0.1 | 504.08 | 1 |  | 2023-11-29 | redacted
Low Income - Power to Save | LED Lights | 0 | 0 | 0 | 47.6 | 1 |  | 2023-11-29 | redacted
Low Income - Power to Save | Pipe Wrap | 0 | 0.01 | 0.03 | 143.65 | 1 |  | 2023-11-29 | redacted
Low Income - Power to Save | HVAC Inspection | 0 | 0.17 | 0 | 268.73 | 1 |  | 2023-11-29 | redacted
Low Income - Power to Save | Faucet Aerators | 0 | 0 | 0.02 | 110.58 | 1 |  | 2023-11-29 | redacted
Low Income - Power to Save | Low Flow Showerhead | 0 | 0.04 | 0.1 | 504.08 | 1 |  | 2023-11-28 | redacted
Low Income - Power to Save | LED Lights | 0 | 0 | 0 | 47.6 | 1 |  | 2023-11-28 | redacted
Low Income - Power to Save | Pipe Wrap | 0 | 0.01 | 0.03 | 143.65 | 1 |  | 2023-11-28 | redacted
Low Income - Power to Save | HVAC Inspection | 0 | 0.17 | 0 | 268.73 | 1 |  | 2023-11-28 | redacted
Low Income - Power to Save | Faucet Aerators | 0 | 0 | 0.02 | 110.58 | 1 |  | 2023-11-28 | redacted
Low Income - Power to Save | LED Lights | 0 | 0 | 0 | 47.6 | 1 |  | 2023-11-28 | redacted
Low Income - Power to Save | Pipe Wrap | 0 | 0.01 | 0.03 | 143.65 | 1 |  | 2023-11-28 | redacted
Low Income - Power to Save | HVAC Inspection | 0 | 0.17 | 0 | 268.73 | 1 |  | 2023-11-28 | redacted
Low Income - Power to Save | Faucet Aerators | 0 | 0 | 0.02 | 110.58 | 1 |  | 2023-11-28 | redacted
Low Income - Power to Save | Low Flow Showerhead | 0 | 0.04 | 0.1 | 504.08 | 1 |  | 2023-11-28 | redacted
Low Income - Power to Save | LED Lights | 0 | 0 | 0 | 47.6 | 1 |  | 2023-11-28 | redacted
Low Income - Power to Save | Pipe Wrap | 0 | 0.01 | 0.03 | 143.65 | 1 |  | 2023-11-28 | redacted
Low Income - Power to Save | HVAC Inspection | 0 | 0.17 | 0 | 268.73 | 1 |  | 2023-11-28 | redacted
Low Income - Power to Save | Faucet Aerators | 0 | 0 | 0.02 | 110.58 | 1 |  | 2023-11-28 | redacted
Low Income - Power to Save | Low Flow Showerhead | 0 | 0.04 | 0.1 | 504.08 | 1 |  | 2023-11-30 | redacted
Low Income - Power to Save | LED Lights | 0 | 0 | 0 | 47.6 | 1 |  | 2023-11-30 | redacted
Low Income - Power to Save | Pipe Wrap | 0 | 0.01 | 0.03 | 143.65 | 1 |  | 2023-11-30 | redacted
Low Income - Power to Save | HVAC Inspection | 0 | 0.17 | 0 | 268.73 | 1 |  | 2023-11-30 | redacted
Low Income - Power to Save | Faucet Aerators | 0 | 0 | 0.02 | 110.58 | 1 |  | 2023-11-30 | redacted
Low Income - Power to Save | Low Flow Showerhead | 0 | 0.04 | 0.1 | 504.08 | 1 |  | 2023-11-30 | redacted
Low Income - Power to Save | LED Lights | 0 | 0 | 0 | 47.6 | 1 |  | 2023-11-30 | redacted
Low Income - Power to Save | Pipe Wrap | 0 | 0.01 | 0.03 | 143.65 | 1 |  | 2023-11-30 | redacted
Low Income - Power to Save | HVAC Inspection | 0 | 0.17 | 0 | 268.73 | 1 |  | 2023-11-30 | redacted
Low Income - Power to Save | Low Flow Showerhead | 0 | 0.04 | 0.1 | 504.08 | 1 |  | 2023-11-28 | redacted
Low Income - Power to Save | LED Lights | 0 | 0 | 0 | 47.6 | 1 |  | 2023-11-28 | redacted
Low Income - Power to Save | Pipe Wrap | 0 | 0.01 | 0.03 | 143.65 | 1 |  | 2023-11-28 | redacted
Low Income - Power to Save | HVAC Inspection | 0 | 0.17 | 0 | 268.73 | 1 |  | 2023-11-28 | redacted
Low Income - Power to Save | Faucet Aerators | 0 | 0 | 0.02 | 110.58 | 1 |  | 2023-11-28 | redacted
Low Income - Power to Save | Low Flow Showerhead | 0 | 0.04 | 0.1 | 504.08 | 1 |  | 2023-11-29 | redacted
Low Income - Power to Save | LED Lights | 0 | 0 | 0 | 47.6 | 1 |  | 2023-11-29 | redacted
Low Income - Power to Save | Pipe Wrap | 0 | 0.01 | 0.03 | 143.65 | 1 |  | 2023-11-29 | redacted
Low Income - Power to Save | HVAC Inspection | 0 | 0.17 | 0 | 268.73 | 1 |  | 2023-11-29 | redacted
Low Income - Power to Save | Faucet Aerators | 0 | 0 | 0.02 | 110.58 | 1 |  | 2023-11-29 | redacted
Low Income - Power to Save | Low Flow Showerhead | 0 | 0.04 | 0.1 | 504.08 | 1 |  | 2023-11-21 | redacted
Low Income - Power to Save | LI - DUCT | 0 | 0.4 | 0.12 | 775.77 | 1 |  | 2023-11-21 | redacted
Low Income - Power to Save | LED Lights | 0 | 0 | 0 | 47.6 | 1 |  | 2023-11-21 | redacted
Low Income - Power to Save | Outdoor Coil Cleaning | 0 | 0.1 | 0 | 275 | 1 |  | 2023-11-21 | redacted
Low Income - Power to Save | HVAC Inspection | 0 | 0.17 | 0 | 268.73 | 1 |  | 2023-11-21 | redacted
Low Income - Power to Save | Faucet Aerators | 0 | 0 | 0.02 | 110.58 | 1 |  | 2023-11-21 | redacted
Low Income - Power to Save | Low Flow Showerhead | 0 | 0.04 | 0.1 | 504.08 | 1 |  | 2023-11-21 | redacted
Low Income - Power to Save | LI - DUCT | 0 | 0.4 | 0.12 | 775.77 | 1 |  | 2023-11-21 | redacted
Low Income - Power to Save | LED Lights | 0 | 0 | 0 | 47.6 | 1 |  | 2023-11-21 | redacted
Low Income - Power to Save | Pipe Wrap | 0 | 0.01 | 0.03 | 143.65 | 1 |  | 2023-11-21 | redacted
Low Income - Power to Save | HVAC Inspection | 0 | 0.17 | 0 | 268.73 | 1 |  | 2023-11-21 | redacted
Low Income - Power to Save | Faucet Aerators | 0 | 0 | 0.02 | 110.58 | 1 |  | 2023-11-21 | redacted
Low Income - Power to Save | Low Flow Showerhead | 0 | 0.04 | 0.1 | 504.08 | 1 |  | 2023-11-28 | redacted
Low Income - Power to Save | LED Lights | 0 | 0 | 0 | 47.6 | 1 |  | 2023-11-28 | redacted
Low Income - Power to Save | Pipe Wrap | 0 | 0.01 | 0.03 | 143.65 | 1 |  | 2023-11-28 | redacted
Low Income - Power to Save | HVAC Inspection | 0 | 0.17 | 0 | 268.73 | 1 |  | 2023-11-28 | redacted
Low Income - Power to Save | Faucet Aerators | 0 | 0 | 0.02 | 110.58 | 1 |  | 2023-11-28 | redacted
Low Income - Power to Save | Low Flow Showerhead | 0 | 0.04 | 0.1 | 504.08 | 1 |  | 2023-11-21 | redacted
Low Income - Power to Save | LI - DUCT | 0 | 0.4 | 0.12 | 775.77 | 1 |  | 2023-11-21 | redacted
Low Income - Power to Save | LED Lights | 0 | 0 | 0 | 47.6 | 1 |  | 2023-11-21 | redacted
Low Income - Power to Save | Pipe Wrap | 0 | 0.01 | 0.03 | 143.65 | 1 |  | 2023-11-21 | redacted
Low Income - Power to Save | HVAC Inspection | 0 | 0.17 | 0 | 268.73 | 1 |  | 2023-11-21 | redacted
Low Income - Power to Save | Faucet Aerators | 0 | 0 | 0.02 | 110.58 | 1 |  | 2023-11-21 | redacted
Low Income - Power to Save | Low Flow Showerhead | 0 | 0.04 | 0.1 | 504.08 | 1 |  | 2023-11-28 | redacted
Low Income - Power to Save | LED Lights | 0 | 0 | 0 | 47.6 | 1 |  | 2023-11-28 | redacted
Low Income - Power to Save | Pipe Wrap | 0 | 0.01 | 0.03 | 143.65 | 1 |  | 2023-11-28 | redacted
Low Income - Power to Save | HVAC Inspection | 0 | 0.17 | 0 | 268.73 | 1 |  | 2023-11-28 | redacted
Low Income - Power to Save | Faucet Aerators | 0 | 0 | 0.02 | 110.58 | 1 |  | 2023-11-28 | redacted
Low Income - Power to Save | Low Flow Showerhead | 0 | 0.04 | 0.1 | 504.08 | 1 |  | 2023-11-28 | redacted
Low Income - Power to Save | LED Lights | 0 | 0 | 0 | 47.6 | 1 |  | 2023-11-28 | redacted
Low Income - Power to Save | Pipe Wrap | 0 | 0.01 | 0.03 | 143.65 | 1 |  | 2023-11-28 | redacted
Low Income - Power to Save | HVAC Inspection | 0 | 0.17 | 0 | 268.73 | 1 |  | 2023-11-28 | redacted
Low Income - Power to Save | Faucet Aerators | 0 | 0 | 0.02 | 110.58 | 1 |  | 2023-11-28 | redacted
Low Income - Power to Save | LED Lights | 0 | 0 | 0 | 47.6 | 1 |  | 2023-11-29 | redacted
Low Income - Power to Save | Pipe Wrap | 0 | 0.01 | 0.03 | 143.65 | 1 |  | 2023-11-29 | redacted
Low Income - Power to Save | HVAC Inspection | 0 | 0.17 | 0 | 268.73 | 1 |  | 2023-11-29 | redacted
Low Income - Power to Save | Faucet Aerators | 0 | 0 | 0.02 | 110.58 | 1 |  | 2023-11-29 | redacted
Low Income - Power to Save | Low Flow Showerhead | 0 | 0.04 | 0.1 | 504.08 | 1 |  | 2023-11-15 | redacted
Low Income - Power to Save | LI - DUCT | 0 | 0.4 | 0.12 | 775.77 | 1 |  | 2023-11-15 | redacted
Low Income - Power to Save | LED Lights | 0 | 0 | 0 | 47.6 | 1 |  | 2023-11-15 | redacted
Low Income - Power to Save | Pipe Wrap | 0 | 0.01 | 0.03 | 143.65 | 1 |  | 2023-11-15 | redacted
Low Income - Power to Save | Outdoor Coil Cleaning | 0 | 0.1 | 0 | 275 | 1 |  | 2023-11-15 | redacted
Low Income - Power to Save | HVAC Inspection | 0 | 0.17 | 0 | 268.73 | 1 |  | 2023-11-15 | redacted
Low Income - Power to Save | Faucet Aerators | 0 | 0 | 0.02 | 110.58 | 1 |  | 2023-11-15 | redacted
Low Income - Power to Save | Low Flow Showerhead | 0 | 0.04 | 0.1 | 504.08 | 1 |  | 2023-11-15 | redacted
Low Income - Power to Save | LI - DUCT | 0 | 0.4 | 0.12 | 775.77 | 1 |  | 2023-11-15 | redacted
Low Income - Power to Save | LED Lights | 0 | 0 | 0 | 47.6 | 1 |  | 2023-11-15 | redacted
Low Income - Power to Save | Pipe Wrap | 0 | 0.01 | 0.03 | 143.65 | 1 |  | 2023-11-15 | redacted
Low Income - Power to Save | Outdoor Coil Cleaning | 0 | 0.1 | 0 | 275 | 1 |  | 2023-11-15 | redacted
Low Income - Power to Save | HVAC Inspection | 0 | 0.17 | 0 | 268.73 | 1 |  | 2023-11-15 | redacted
Low Income - Power to Save | Faucet Aerators | 0 | 0 | 0.02 | 110.58 | 1 |  | 2023-11-15 | redacted
Low Income - Power to Save | Low Flow Showerhead | 0 | 0.04 | 0.1 | 504.08 | 1 |  | 2023-11-15 | redacted
Low Income - Power to Save | LI - DUCT | 0 | 0.4 | 0.12 | 775.77 | 1 |  | 2023-11-15 | redacted
Low Income - Power to Save | LED Lights | 0 | 0 | 0 | 47.6 | 1 |  | 2023-11-15 | redacted
Low Income - Power to Save | Pipe Wrap | 0 | 0.01 | 0.03 | 143.65 | 1 |  | 2023-11-15 | redacted
Low Income - Power to Save | Outdoor Coil Cleaning | 0 | 0.1 | 0 | 275 | 1 |  | 2023-11-15 | redacted
Low Income - Power to Save | HVAC Inspection | 0 | 0.17 | 0 | 268.73 | 1 |  | 2023-11-15 | redacted
Low Income - Power to Save | Faucet Aerators | 0 | 0 | 0.02 | 110.58 | 1 |  | 2023-11-15 | redacted
Low Income - Power to Save | Low Flow Showerhead | 0 | 0.04 | 0.1 | 504.08 | 1 |  | 2023-11-15 | redacted
Low Income - Power to Save | LI - DUCT | 0 | 0.4 | 0.12 | 775.77 | 1 |  | 2023-11-15 | redacted
Low Income - Power to Save | LED Lights | 0 | 0 | 0 | 47.6 | 1 |  | 2023-11-15 | redacted
Low Income - Power to Save | Pipe Wrap | 0 | 0.01 | 0.03 | 143.65 | 1 |  | 2023-11-15 | redacted
Low Income - Power to Save | Outdoor Coil Cleaning | 0 | 0.1 | 0 | 275 | 1 |  | 2023-11-15 | redacted
Low Income - Power to Save | HVAC Inspection | 0 | 0.17 | 0 | 268.73 | 1 |  | 2023-11-15 | redacted
Low Income - Power to Save | Faucet Aerators | 0 | 0 | 0.02 | 110.58 | 1 |  | 2023-11-15 | redacted
Low Income - Power to Save | Low Flow Showerhead | 0 | 0.04 | 0.1 | 504.08 | 1 |  | 2023-11-30 | redacted
Low Income - Power to Save | LED Lights | 0 | 0 | 0 | 47.6 | 1 |  | 2023-11-30 | redacted
Low Income - Power to Save | Pipe Wrap | 0 | 0.01 | 0.03 | 143.65 | 1 |  | 2023-11-30 | redacted
Low Income - Power to Save | HVAC Inspection | 0 | 0.17 | 0 | 268.73 | 1 |  | 2023-11-30 | redacted
Low Income - Power to Save | Faucet Aerators | 0 | 0 | 0.02 | 110.58 | 1 |  | 2023-11-30 | redacted
Low Income - Power to Save | Low Flow Showerhead | 0 | 0.04 | 0.1 | 504.08 | 1 |  | 2023-11-15 | redacted
Low Income - Power to Save | LI - DUCT | 0 | 0.4 | 0.12 | 775.77 | 1 |  | 2023-11-15 | redacted
Low Income - Power to Save | LED Lights | 0 | 0 | 0 | 47.6 | 1 |  | 2023-11-15 | redacted
Low Income - Power to Save | Pipe Wrap | 0 | 0.01 | 0.03 | 143.65 | 1 |  | 2023-11-15 | redacted
Low Income - Power to Save | Outdoor Coil Cleaning | 0 | 0.1 | 0 | 275 | 1 |  | 2023-11-15 | redacted
Low Income - Power to Save | HVAC Inspection | 0 | 0.17 | 0 | 268.73 | 1 |  | 2023-11-15 | redacted
Low Income - Power to Save | Faucet Aerators | 0 | 0 | 0.02 | 110.58 | 1 |  | 2023-11-15 | redacted
Low Income - Power to Save | LED Lights | 0 | 0 | 0 | 47.6 | 1 |  | 2023-11-28 | redacted
Low Income - Power to Save | Pipe Wrap | 0 | 0.01 | 0.03 | 143.65 | 1 |  | 2023-11-28 | redacted
Low Income - Power to Save | HVAC Inspection | 0 | 0.17 | 0 | 268.73 | 1 |  | 2023-11-28 | redacted
Low Income - Power to Save | Low Flow Showerhead | 0 | 0.04 | 0.1 | 504.08 | 1 |  | 2023-11-29 | redacted
Low Income - Power to Save | LED Lights | 0 | 0 | 0 | 47.6 | 1 |  | 2023-11-29 | redacted
Low Income - Power to Save | Pipe Wrap | 0 | 0.01 | 0.03 | 143.65 | 1 |  | 2023-11-29 | redacted
Low Income - Power to Save | HVAC Inspection | 0 | 0.17 | 0 | 268.73 | 1 |  | 2023-11-29 | redacted
Low Income - Power to Save | Faucet Aerators | 0 | 0 | 0.02 | 110.58 | 1 |  | 2023-11-29 | redacted
Low Income - Power to Save | Low Flow Showerhead | 0 | 0.04 | 0.1 | 504.08 | 1 |  | 2023-11-21 | redacted
Low Income - Power to Save | LI - DUCT | 0 | 0.4 | 0.12 | 775.77 | 1 |  | 2023-11-21 | redacted
Low Income - Power to Save | LED Lights | 0 | 0 | 0 | 47.6 | 1 |  | 2023-11-21 | redacted
Low Income - Power to Save | Pipe Wrap | 0 | 0.01 | 0.03 | 143.65 | 1 |  | 2023-11-21 | redacted
Low Income - Power to Save | HVAC Inspection | 0 | 0.17 | 0 | 268.73 | 1 |  | 2023-11-21 | redacted
Low Income - Power to Save | Faucet Aerators | 0 | 0 | 0.02 | 110.58 | 1 |  | 2023-11-21 | redacted
Low Income - Power to Save | Low Flow Showerhead | 0 | 0.04 | 0.1 | 504.08 | 1 |  | 2023-11-21 | redacted
Low Income - Power to Save | LI - DUCT | 0 | 0.4 | 0.12 | 775.77 | 1 |  | 2023-11-21 | redacted
Low Income - Power to Save | LED Lights | 0 | 0 | 0 | 47.6 | 1 |  | 2023-11-21 | redacted
Low Income - Power to Save | Pipe Wrap | 0 | 0.01 | 0.03 | 143.65 | 1 |  | 2023-11-21 | redacted
Low Income - Power to Save | HVAC Inspection | 0 | 0.17 | 0 | 268.73 | 1 |  | 2023-11-21 | redacted
Low Income - Power to Save | Faucet Aerators | 0 | 0 | 0.02 | 110.58 | 1 |  | 2023-11-21 | redacted
Low Income - Power to Save | Low Flow Showerhead | 0 | 0.04 | 0.1 | 504.08 | 1 |  | 2023-11-30 | redacted
Low Income - Power to Save | LED Lights | 0 | 0 | 0 | 47.6 | 1 |  | 2023-11-30 | redacted
Low Income - Power to Save | Pipe Wrap | 0 | 0.01 | 0.03 | 143.65 | 1 |  | 2023-11-30 | redacted
Low Income - Power to Save | HVAC Inspection | 0 | 0.17 | 0 | 268.73 | 1 |  | 2023-11-30 | redacted
Low Income - Power to Save | Faucet Aerators | 0 | 0 | 0.02 | 110.58 | 1 |  | 2023-11-30 | redacted
Low Income - Power to Save | Low Flow Showerhead | 0 | 0.04 | 0.1 | 504.08 | 1 |  | 2023-11-28 | redacted
Low Income - Power to Save | LED Lights | 0 | 0 | 0 | 47.6 | 1 |  | 2023-11-28 | redacted
Low Income - Power to Save | Pipe Wrap | 0 | 0.01 | 0.03 | 143.65 | 1 |  | 2023-11-28 | redacted
Low Income - Power to Save | HVAC Inspection | 0 | 0.17 | 0 | 268.73 | 1 |  | 2023-11-28 | redacted
Low Income - Power to Save | Faucet Aerators | 0 | 0 | 0.02 | 110.58 | 1 |  | 2023-11-28 | redacted
Low Income - Power to Save | LED Lights | 0 | 0 | 0 | 47.6 | 1 |  | 2023-11-28 | redacted
Low Income - Power to Save | Pipe Wrap | 0 | 0.01 | 0.03 | 143.65 | 1 |  | 2023-11-28 | redacted
Low Income - Power to Save | HVAC Inspection | 0 | 0.17 | 0 | 268.73 | 1 |  | 2023-11-28 | redacted
Low Income - Power to Save | Faucet Aerators | 0 | 0 | 0.02 | 110.58 | 1 |  | 2023-11-28 | redacted
Low Income - Power to Save | Low Flow Showerhead | 0 | 0.04 | 0.1 | 504.08 | 1 |  | 2023-11-28 | redacted
Low Income - Power to Save | LED Lights | 0 | 0 | 0 | 47.6 | 1 |  | 2023-11-28 | redacted
Low Income - Power to Save | Pipe Wrap | 0 | 0.01 | 0.03 | 143.65 | 1 |  | 2023-11-28 | redacted
Low Income - Power to Save | HVAC Inspection | 0 | 0.17 | 0 | 268.73 | 1 |  | 2023-11-28 | redacted
Low Income - Power to Save | Faucet Aerators | 0 | 0 | 0.02 | 110.58 | 1 |  | 2023-11-28 | redacted
Low Income - Power to Save | Low Flow Showerhead | 0 | 0.04 | 0.1 | 504.08 | 1 |  | 2023-11-29 | redacted
Low Income - Power to Save | LED Lights | 0 | 0 | 0 | 47.6 | 1 |  | 2023-11-29 | redacted
Low Income - Power to Save | Pipe Wrap | 0 | 0.01 | 0.03 | 143.65 | 1 |  | 2023-11-29 | redacted
Low Income - Power to Save | HVAC Inspection | 0 | 0.17 | 0 | 268.73 | 1 |  | 2023-11-29 | redacted
Low Income - Power to Save | Faucet Aerators | 0 | 0 | 0.02 | 110.58 | 1 |  | 2023-11-29 | redacted
Low Income - Power to Save | Low Flow Showerhead | 0 | 0.04 | 0.1 | 504.08 | 1 |  | 2023-11-21 | redacted
Low Income - Power to Save | LI - DUCT | 0 | 0.4 | 0.12 | 775.77 | 1 |  | 2023-11-21 | redacted
Low Income - Power to Save | LED Lights | 0 | 0 | 0 | 47.6 | 1 |  | 2023-11-21 | redacted
Low Income - Power to Save | Pipe Wrap | 0 | 0.01 | 0.03 | 143.65 | 1 |  | 2023-11-21 | redacted
Low Income - Power to Save | HVAC Inspection | 0 | 0.17 | 0 | 268.73 | 1 |  | 2023-11-21 | redacted
Low Income - Power to Save | Faucet Aerators | 0 | 0 | 0.02 | 110.58 | 1 |  | 2023-11-21 | redacted
Low Income - Power to Save | Low Flow Showerhead | 0 | 0.04 | 0.1 | 504.08 | 1 |  | 2023-11-21 | redacted
Low Income - Power to Save | LI - DUCT | 0 | 0.4 | 0.12 | 775.77 | 1 |  | 2023-11-21 | redacted
Low Income - Power to Save | LED Lights | 0 | 0 | 0 | 47.6 | 1 |  | 2023-11-21 | redacted
Low Income - Power to Save | Pipe Wrap | 0 | 0.01 | 0.03 | 143.65 | 1 |  | 2023-11-21 | redacted
Low Income - Power to Save | HVAC Inspection | 0 | 0.17 | 0 | 268.73 | 1 |  | 2023-11-21 | redacted
Low Income - Power to Save | Faucet Aerators | 0 | 0 | 0.02 | 110.58 | 1 |  | 2023-11-21 | redacted
Low Income - Power to Save | Low Flow Showerhead | 0 | 0.04 | 0.1 | 504.08 | 1 |  | 2023-11-30 | redacted
Low Income - Power to Save | LED Lights | 0 | 0 | 0 | 47.6 | 1 |  | 2023-11-30 | redacted
Low Income - Power to Save | Pipe Wrap | 0 | 0.01 | 0.03 | 143.65 | 1 |  | 2023-11-30 | redacted
Low Income - Power to Save | HVAC Inspection | 0 | 0.17 | 0 | 268.73 | 1 |  | 2023-11-30 | redacted
Low Income - Power to Save | Faucet Aerators | 0 | 0 | 0.02 | 110.58 | 1 |  | 2023-11-30 | redacted
Low Income - Power to Save | Low Flow Showerhead | 0 | 0.04 | 0.1 | 504.08 | 1 |  | 2023-11-28 | redacted
Low Income - Power to Save | LED Lights | 0 | 0 | 0 | 47.6 | 1 |  | 2023-11-28 | redacted
Low Income - Power to Save | Pipe Wrap | 0 | 0.01 | 0.03 | 143.65 | 1 |  | 2023-11-28 | redacted
Low Income - Power to Save | HVAC Inspection | 0 | 0.17 | 0 | 268.73 | 1 |  | 2023-11-28 | redacted
Low Income - Power to Save | Faucet Aerators | 0 | 0 | 0.02 | 110.58 | 1 |  | 2023-11-28 | redacted
Low Income - Power to Save | Low Flow Showerhead | 0 | 0.04 | 0.1 | 504.08 | 1 |  | 2023-11-28 | redacted
Low Income - Power to Save | LED Lights | 0 | 0 | 0 | 47.6 | 1 |  | 2023-11-28 | redacted
Low Income - Power to Save | Pipe Wrap | 0 | 0.01 | 0.03 | 143.65 | 1 |  | 2023-11-28 | redacted
Low Income - Power to Save | HVAC Inspection | 0 | 0.17 | 0 | 268.73 | 1 |  | 2023-11-28 | redacted
Low Income - Power to Save | Faucet Aerators | 0 | 0 | 0.02 | 110.58 | 1 |  | 2023-11-28 | redacted
Low Income - Power to Save | Low Flow Showerhead | 0 | 0.04 | 0.1 | 504.08 | 1 |  | 2023-11-28 | redacted
Low Income - Power to Save | LED Lights | 0 | 0 | 0 | 47.6 | 1 |  | 2023-11-28 | redacted
Low Income - Power to Save | Pipe Wrap | 0 | 0.01 | 0.03 | 143.65 | 1 |  | 2023-11-28 | redacted
Low Income - Power to Save | HVAC Inspection | 0 | 0.17 | 0 | 268.73 | 1 |  | 2023-11-28 | redacted
Low Income - Power to Save | Faucet Aerators | 0 | 0 | 0.02 | 110.58 | 1 |  | 2023-11-28 | redacted
Low Income - Power to Save | Low Flow Showerhead | 0 | 0.04 | 0.1 | 504.08 | 1 |  | 2023-11-28 | redacted
Low Income - Power to Save | LED Lights | 0 | 0 | 0 | 47.6 | 1 |  | 2023-11-28 | redacted
Low Income - Power to Save | Pipe Wrap | 0 | 0.01 | 0.03 | 143.65 | 1 |  | 2023-11-28 | redacted
Low Income - Power to Save | HVAC Inspection | 0 | 0.17 | 0 | 268.73 | 1 |  | 2023-11-28 | redacted
Low Income - Power to Save | Faucet Aerators | 0 | 0 | 0.02 | 110.58 | 1 |  | 2023-11-28 | redacted
Low Income - Power to Save | Low Flow Showerhead | 0 | 0.04 | 0.1 | 504.08 | 1 |  | 2023-11-28 | redacted
Low Income - Power to Save | LED Lights | 0 | 0 | 0 | 47.6 | 1 |  | 2023-11-28 | redacted
Low Income - Power to Save | Pipe Wrap | 0 | 0.01 | 0.03 | 143.65 | 1 |  | 2023-11-28 | redacted
Low Income - Power to Save | HVAC Inspection | 0 | 0.17 | 0 | 268.73 | 1 |  | 2023-11-28 | redacted
Low Income - Power to Save | Faucet Aerators | 0 | 0 | 0.02 | 110.58 | 1 |  | 2023-11-28 | redacted
Low Income - Power to Save | Low Flow Showerhead | 0 | 0.04 | 0.1 | 504.08 | 1 |  | 2023-11-28 | redacted
Low Income - Power to Save | LED Lights | 0 | 0 | 0 | 47.6 | 1 |  | 2023-11-28 | redacted
Low Income - Power to Save | Pipe Wrap | 0 | 0.01 | 0.03 | 143.65 | 1 |  | 2023-11-28 | redacted
Low Income - Power to Save | HVAC Inspection | 0 | 0.17 | 0 | 268.73 | 1 |  | 2023-11-28 | redacted
Low Income - Power to Save | Faucet Aerators | 0 | 0 | 0.02 | 110.58 | 1 |  | 2023-11-28 | redacted
Low Income - Power to Save | Low Flow Showerhead | 0 | 0.04 | 0.1 | 504.08 | 1 |  | 2023-11-30 | redacted
Low Income - Power to Save | LED Lights | 0 | 0 | 0 | 47.6 | 1 |  | 2023-11-30 | redacted
Low Income - Power to Save | Pipe Wrap | 0 | 0.01 | 0.03 | 143.65 | 1 |  | 2023-11-30 | redacted
Low Income - Power to Save | HVAC Inspection | 0 | 0.17 | 0 | 268.73 | 1 |  | 2023-11-30 | redacted
Low Income - Power to Save | Faucet Aerators | 0 | 0 | 0.02 | 110.58 | 1 |  | 2023-11-30 | redacted
Low Income - Power to Save | Low Flow Showerhead | 0 | 0.04 | 0.1 | 504.08 | 1 |  | 2023-11-28 | redacted
Low Income - Power to Save | LED Lights | 0 | 0 | 0 | 47.6 | 1 |  | 2023-11-28 | redacted
Low Income - Power to Save | Pipe Wrap | 0 | 0.01 | 0.03 | 143.65 | 1 |  | 2023-11-28 | redacted
Low Income - Power to Save | HVAC Inspection | 0 | 0.17 | 0 | 268.73 | 1 |  | 2023-11-28 | redacted
Low Income - Power to Save | Faucet Aerators | 0 | 0 | 0.02 | 110.58 | 1 |  | 2023-11-28 | redacted
Low Income - Power to Save | Low Flow Showerhead | 0 | 0.04 | 0.1 | 504.08 | 1 |  | 2023-11-21 | redacted
Low Income - Power to Save | LI - DUCT | 0 | 0.4 | 0.12 | 775.77 | 1 |  | 2023-11-21 | redacted
Low Income - Power to Save | LED Lights | 0 | 0 | 0 | 47.6 | 1 |  | 2023-11-21 | redacted
Low Income - Power to Save | Pipe Wrap | 0 | 0.01 | 0.03 | 143.65 | 1 |  | 2023-11-21 | redacted
Low Income - Power to Save | HVAC Inspection | 0 | 0.17 | 0 | 268.73 | 1 |  | 2023-11-21 | redacted
Low Income - Power to Save | Faucet Aerators | 0 | 0 | 0.02 | 110.58 | 1 |  | 2023-11-21 | redacted
Low Income - Power to Save | Low Flow Showerhead | 0 | 0.04 | 0.1 | 504.08 | 1 |  | 2023-11-21 | redacted
Low Income - Power to Save | LI - DUCT | 0 | 0.4 | 0.12 | 775.77 | 1 |  | 2023-11-21 | redacted
Low Income - Power to Save | LED Lights | 0 | 0 | 0 | 47.6 | 1 |  | 2023-11-21 | redacted
Low Income - Power to Save | Pipe Wrap | 0 | 0.01 | 0.03 | 143.65 | 1 |  | 2023-11-21 | redacted
Low Income - Power to Save | HVAC Inspection | 0 | 0.17 | 0 | 268.73 | 1 |  | 2023-11-21 | redacted
Low Income - Power to Save | Faucet Aerators | 0 | 0 | 0.02 | 110.58 | 1 |  | 2023-11-21 | redacted
Low Income - Power to Save | Low Flow Showerhead | 0 | 0.04 | 0.1 | 504.08 | 1 |  | 2023-11-21 | redacted
Low Income - Power to Save | LI - DUCT | 0 | 0.4 | 0.12 | 775.77 | 1 |  | 2023-11-21 | redacted
Low Income - Power to Save | LED Lights | 0 | 0 | 0 | 47.6 | 1 |  | 2023-11-21 | redacted
Low Income - Power to Save | Pipe Wrap | 0 | 0.01 | 0.03 | 143.65 | 1 |  | 2023-11-21 | redacted
Low Income - Power to Save | HVAC Inspection | 0 | 0.17 | 0 | 268.73 | 1 |  | 2023-11-21 | redacted
Low Income - Power to Save | Faucet Aerators | 0 | 0 | 0.02 | 110.58 | 1 |  | 2023-11-21 | redacted
Low Income - Power to Save | Low Flow Showerhead | 0 | 0.04 | 0.1 | 504.08 | 1 |  | 2023-11-21 | redacted
Low Income - Power to Save | LI - DUCT | 0 | 0.4 | 0.12 | 775.77 | 1 |  | 2023-11-21 | redacted
Low Income - Power to Save | LED Lights | 0 | 0 | 0 | 47.6 | 1 |  | 2023-11-21 | redacted
Low Income - Power to Save | Pipe Wrap | 0 | 0.01 | 0.03 | 143.65 | 1 |  | 2023-11-21 | redacted
Low Income - Power to Save | HVAC Inspection | 0 | 0.17 | 0 | 268.73 | 1 |  | 2023-11-21 | redacted
Low Income - Power to Save | Faucet Aerators | 0 | 0 | 0.02 | 110.58 | 1 |  | 2023-11-21 | redacted
Low Income - Power to Save | Low Flow Showerhead | 0 | 0.04 | 0.1 | 504.08 | 1 |  | 2023-11-21 | redacted
Low Income - Power to Save | LI - DUCT | 0 | 0.4 | 0.12 | 775.77 | 1 |  | 2023-11-21 | redacted
Low Income - Power to Save | LED Lights | 0 | 0 | 0 | 47.6 | 1 |  | 2023-11-21 | redacted
Low Income - Power to Save | Pipe Wrap | 0 | 0.01 | 0.03 | 143.65 | 1 |  | 2023-11-21 | redacted
Low Income - Power to Save | HVAC Inspection | 0 | 0.17 | 0 | 268.73 | 1 |  | 2023-11-21 | redacted
Low Income - Power to Save | Faucet Aerators | 0 | 0 | 0.02 | 110.58 | 1 |  | 2023-11-21 | redacted
Low Income - Power to Save | Low Flow Showerhead | 0 | 0.04 | 0.1 | 504.08 | 1 |  | 2023-11-28 | redacted
Low Income - Power to Save | LED Lights | 0 | 0 | 0 | 47.6 | 1 |  | 2023-11-28 | redacted
Low Income - Power to Save | Pipe Wrap | 0 | 0.01 | 0.03 | 143.65 | 1 |  | 2023-11-28 | redacted
Low Income - Power to Save | HVAC Inspection | 0 | 0.17 | 0 | 268.73 | 1 |  | 2023-11-28 | redacted
Low Income - Power to Save | Faucet Aerators | 0 | 0 | 0.02 | 110.58 | 1 |  | 2023-11-28 | redacted
Low Income - Power to Save | Low Flow Showerhead | 0 | 0.04 | 0.1 | 504.08 | 1 |  | 2023-11-29 | redacted
Low Income - Power to Save | LED Lights | 0 | 0 | 0 | 47.6 | 1 |  | 2023-11-29 | redacted
Low Income - Power to Save | Pipe Wrap | 0 | 0.01 | 0.03 | 143.65 | 1 |  | 2023-11-29 | redacted
Low Income - Power to Save | HVAC Inspection | 0 | 0.17 | 0 | 268.73 | 1 |  | 2023-11-29 | redacted
Low Income - Power to Save | Faucet Aerators | 0 | 0 | 0.02 | 110.58 | 1 |  | 2023-11-29 | redacted
Low Income - Power to Save | Low Flow Showerhead | 0 | 0.04 | 0.1 | 504.08 | 1 |  | 2023-11-28 | redacted
Low Income - Power to Save | LED Lights | 0 | 0 | 0 | 47.6 | 1 |  | 2023-11-28 | redacted
Low Income - Power to Save | Pipe Wrap | 0 | 0.01 | 0.03 | 143.65 | 1 |  | 2023-11-28 | redacted
Low Income - Power to Save | HVAC Inspection | 0 | 0.17 | 0 | 268.73 | 1 |  | 2023-11-28 | redacted
Low Income - Power to Save | Faucet Aerators | 0 | 0 | 0.02 | 110.58 | 1 |  | 2023-11-28 | redacted
Low Income - Power to Save | Low Flow Showerhead | 0 | 0.04 | 0.1 | 504.08 | 1 |  | 2023-11-21 | redacted
Low Income - Power to Save | LI - DUCT | 0 | 0.4 | 0.12 | 775.77 | 1 |  | 2023-11-21 | redacted
Low Income - Power to Save | LED Lights | 0 | 0 | 0 | 47.6 | 1 |  | 2023-11-21 | redacted
Low Income - Power to Save | Pipe Wrap | 0 | 0.01 | 0.03 | 143.65 | 1 |  | 2023-11-21 | redacted
Low Income - Power to Save | HVAC Inspection | 0 | 0.17 | 0 | 268.73 | 1 |  | 2023-11-21 | redacted
Low Income - Power to Save | Faucet Aerators | 0 | 0 | 0.02 | 110.58 | 1 |  | 2023-11-21 | redacted
Low Income - Power to Save | Low Flow Showerhead | 0 | 0.04 | 0.1 | 504.08 | 1 |  | 2023-11-28 | redacted
Low Income - Power to Save | LED Lights | 0 | 0 | 0 | 47.6 | 1 |  | 2023-11-28 | redacted
Low Income - Power to Save | Pipe Wrap | 0 | 0.01 | 0.03 | 143.65 | 1 |  | 2023-11-28 | redacted
Low Income - Power to Save | HVAC Inspection | 0 | 0.17 | 0 | 268.73 | 1 |  | 2023-11-28 | redacted
Low Income - Power to Save | Faucet Aerators | 0 | 0 | 0.02 | 110.58 | 1 |  | 2023-11-28 | redacted
Low Income - Power to Save | Low Flow Showerhead | 0 | 0.04 | 0.1 | 504.08 | 1 |  | 2023-11-21 | redacted
Low Income - Power to Save | LI - DUCT | 0 | 0.4 | 0.12 | 775.77 | 1 |  | 2023-11-21 | redacted
Low Income - Power to Save | LED Lights | 0 | 0 | 0 | 47.6 | 1 |  | 2023-11-21 | redacted
Low Income - Power to Save | Pipe Wrap | 0 | 0.01 | 0.03 | 143.65 | 1 |  | 2023-11-21 | redacted
Low Income - Power to Save | HVAC Inspection | 0 | 0.17 | 0 | 268.73 | 1 |  | 2023-11-21 | redacted
Low Income - Power to Save | Faucet Aerators | 0 | 0 | 0.02 | 110.58 | 1 |  | 2023-11-21 | redacted
Low Income - Power to Save | Low Flow Showerhead | 0 | 0.04 | 0.1 | 504.08 | 1 |  | 2023-11-28 | redacted
Low Income - Power to Save | LED Lights | 0 | 0 | 0 | 47.6 | 1 |  | 2023-11-28 | redacted
Low Income - Power to Save | Pipe Wrap | 0 | 0.01 | 0.03 | 143.65 | 1 |  | 2023-11-28 | redacted
Low Income - Power to Save | HVAC Inspection | 0 | 0.17 | 0 | 268.73 | 1 |  | 2023-11-28 | redacted
Low Income - Power to Save | Faucet Aerators | 0 | 0 | 0.02 | 110.58 | 1 |  | 2023-11-28 | redacted
Low Income - Power to Save | Low Flow Showerhead | 0 | 0.04 | 0.1 | 504.08 | 1 |  | 2023-11-28 | redacted
Low Income - Power to Save | LED Lights | 0 | 0 | 0 | 47.6 | 1 |  | 2023-11-28 | redacted
Low Income - Power to Save | Pipe Wrap | 0 | 0.01 | 0.03 | 143.65 | 1 |  | 2023-11-28 | redacted
Low Income - Power to Save | HVAC Inspection | 0 | 0.17 | 0 | 268.73 | 1 |  | 2023-11-28 | redacted
Low Income - Power to Save | Faucet Aerators | 0 | 0 | 0.02 | 110.58 | 1 |  | 2023-11-28 | redacted
Low Income - Power to Save | Low Flow Showerhead | 0 | 0.04 | 0.1 | 504.08 | 1 |  | 2023-11-21 | redacted
Low Income - Power to Save | LI - DUCT | 0 | 0.4 | 0.12 | 775.77 | 1 |  | 2023-11-21 | redacted
Low Income - Power to Save | LED Lights | 0 | 0 | 0 | 47.6 | 1 |  | 2023-11-21 | redacted
Low Income - Power to Save | Pipe Wrap | 0 | 0.01 | 0.03 | 143.65 | 1 |  | 2023-11-21 | redacted
Low Income - Power to Save | HVAC Inspection | 0 | 0.17 | 0 | 268.73 | 1 |  | 2023-11-21 | redacted
Low Income - Power to Save | Faucet Aerators | 0 | 0 | 0.02 | 110.58 | 1 |  | 2023-11-21 | redacted
Low Income - Power to Save | Low Flow Showerhead | 0 | 0.04 | 0.1 | 504.08 | 1 |  | 2023-11-21 | redacted
Low Income - Power to Save | LI - DUCT | 0 | 0.4 | 0.12 | 775.77 | 1 |  | 2023-11-21 | redacted
Low Income - Power to Save | LED Lights | 0 | 0 | 0 | 47.6 | 1 |  | 2023-11-21 | redacted
Low Income - Power to Save | Pipe Wrap | 0 | 0.01 | 0.03 | 143.65 | 1 |  | 2023-11-21 | redacted
Low Income - Power to Save | HVAC Inspection | 0 | 0.17 | 0 | 268.73 | 1 |  | 2023-11-21 | redacted
Low Income - Power to Save | Faucet Aerators | 0 | 0 | 0.02 | 110.58 | 1 |  | 2023-11-21 | redacted
Low Income - Power to Save | Low Flow Showerhead | 0 | 0.04 | 0.1 | 504.08 | 1 |  | 2023-11-28 | redacted
Low Income - Power to Save | LED Lights | 0 | 0 | 0 | 47.6 | 1 |  | 2023-11-28 | redacted
Low Income - Power to Save | Pipe Wrap | 0 | 0.01 | 0.03 | 143.65 | 1 |  | 2023-11-28 | redacted
Low Income - Power to Save | HVAC Inspection | 0 | 0.17 | 0 | 268.73 | 1 |  | 2023-11-28 | redacted
Low Income - Power to Save | Faucet Aerators | 0 | 0 | 0.02 | 110.58 | 1 |  | 2023-11-28 | redacted
Low Income - Power to Save | Low Flow Showerhead | 0 | 0.04 | 0.1 | 504.08 | 1 |  | 2023-11-28 | redacted
Low Income - Power to Save | LED Lights | 0 | 0 | 0 | 47.6 | 1 |  | 2023-11-28 | redacted
Low Income - Power to Save | Pipe Wrap | 0 | 0.01 | 0.03 | 143.65 | 1 |  | 2023-11-28 | redacted
Low Income - Power to Save | HVAC Inspection | 0 | 0.17 | 0 | 268.73 | 1 |  | 2023-11-28 | redacted
Low Income - Power to Save | Faucet Aerators | 0 | 0 | 0.02 | 110.58 | 1 |  | 2023-11-28 | redacted
Low Income - Power to Save | Low Flow Showerhead | 0 | 0.04 | 0.1 | 504.08 | 1 |  | 2023-11-28 | redacted
Low Income - Power to Save | LED Lights | 0 | 0 | 0 | 47.6 | 1 |  | 2023-11-28 | redacted
Low Income - Power to Save | Pipe Wrap | 0 | 0.01 | 0.03 | 143.65 | 1 |  | 2023-11-28 | redacted
Low Income - Power to Save | HVAC Inspection | 0 | 0.17 | 0 | 268.73 | 1 |  | 2023-11-28 | redacted
Low Income - Power to Save | Faucet Aerators | 0 | 0 | 0.02 | 110.58 | 1 |  | 2023-11-28 | redacted
Low Income - Power to Save | Low Flow Showerhead | 0 | 0.04 | 0.1 | 504.08 | 1 |  | 2023-11-29 | redacted
Low Income - Power to Save | LED Lights | 0 | 0 | 0 | 47.6 | 1 |  | 2023-11-29 | redacted
Low Income - Power to Save | Pipe Wrap | 0 | 0.01 | 0.03 | 143.65 | 1 |  | 2023-11-29 | redacted
Low Income - Power to Save | HVAC Inspection | 0 | 0.17 | 0 | 268.73 | 1 |  | 2023-11-29 | redacted
Low Income - Power to Save | Faucet Aerators | 0 | 0 | 0.02 | 110.58 | 1 |  | 2023-11-29 | redacted
Low Income - Power to Save | Low Flow Showerhead | 0 | 0.04 | 0.1 | 504.08 | 1 |  | 2023-11-30 | redacted
Low Income - Power to Save | LED Lights | 0 | 0 | 0 | 47.6 | 1 |  | 2023-11-30 | redacted
Low Income - Power to Save | Pipe Wrap | 0 | 0.01 | 0.03 | 143.65 | 1 |  | 2023-11-30 | redacted
Low Income - Power to Save | HVAC Inspection | 0 | 0.17 | 0 | 268.73 | 1 |  | 2023-11-30 | redacted
Low Income - Power to Save | Faucet Aerators | 0 | 0 | 0.02 | 110.58 | 1 |  | 2023-11-30 | redacted
Low Income - Power to Save | LED Lights | 0 | 0 | 0 | 47.6 | 1 |  | 2023-11-30 | redacted
Low Income - Power to Save | Pipe Wrap | 0 | 0.01 | 0.03 | 143.65 | 1 |  | 2023-11-30 | redacted
Low Income - Power to Save | HVAC Inspection | 0 | 0.17 | 0 | 268.73 | 1 |  | 2023-11-30 | redacted
Low Income - Power to Save | Faucet Aerators | 0 | 0 | 0.02 | 110.58 | 1 |  | 2023-11-30 | redacted
Low Income - Power to Save | Low Flow Showerhead | 0 | 0.04 | 0.1 | 504.08 | 1 |  | 2023-11-29 | redacted
Low Income - Power to Save | LED Lights | 0 | 0 | 0 | 47.6 | 1 |  | 2023-11-29 | redacted
Low Income - Power to Save | Pipe Wrap | 0 | 0.01 | 0.03 | 143.65 | 1 |  | 2023-11-29 | redacted
Low Income - Power to Save | HVAC Inspection | 0 | 0.17 | 0 | 268.73 | 1 |  | 2023-11-29 | redacted
Low Income - Power to Save | Faucet Aerators | 0 | 0 | 0.02 | 110.58 | 1 |  | 2023-11-29 | redacted
Low Income - Power to Save | Low Flow Showerhead | 0 | 0.04 | 0.1 | 504.08 | 1 |  | 2023-11-28 | redacted
Low Income - Power to Save | LED Lights | 0 | 0 | 0 | 47.6 | 1 |  | 2023-11-28 | redacted
Low Income - Power to Save | Pipe Wrap | 0 | 0.01 | 0.03 | 143.65 | 1 |  | 2023-11-28 | redacted
Low Income - Power to Save | HVAC Inspection | 0 | 0.17 | 0 | 268.73 | 1 |  | 2023-11-28 | redacted
Low Income - Power to Save | Faucet Aerators | 0 | 0 | 0.02 | 110.58 | 1 |  | 2023-11-28 | redacted
Low Income - Power to Save | Low Flow Showerhead | 0 | 0.04 | 0.1 | 504.08 | 1 |  | 2023-11-28 | redacted
Low Income - Power to Save | LED Lights | 0 | 0 | 0 | 47.6 | 1 |  | 2023-11-28 | redacted
Low Income - Power to Save | Pipe Wrap | 0 | 0.01 | 0.03 | 143.65 | 1 |  | 2023-11-28 | redacted
Low Income - Power to Save | HVAC Inspection | 0 | 0.17 | 0 | 268.73 | 1 |  | 2023-11-28 | redacted
Low Income - Power to Save | Faucet Aerators | 0 | 0 | 0.02 | 110.58 | 1 |  | 2023-11-28 | redacted
Low Income - Power to Save | Low Flow Showerhead | 0 | 0.04 | 0.1 | 504.08 | 1 |  | 2023-11-15 | redacted
Low Income - Power to Save | LI - DUCT | 0 | 0.4 | 0.12 | 775.77 | 1 |  | 2023-11-15 | redacted
Low Income - Power to Save | LED Lights | 0 | 0 | 0 | 47.6 | 1 |  | 2023-11-15 | redacted
Low Income - Power to Save | Pipe Wrap | 0 | 0.01 | 0.03 | 143.65 | 1 |  | 2023-11-15 | redacted
Low Income - Power to Save | Faucet Aerators | 0 | 0 | 0.02 | 110.58 | 1 |  | 2023-11-15 | redacted
Low Income - Power to Save | Low Flow Showerhead | 0 | 0.04 | 0.1 | 504.08 | 1 |  | 2023-11-15 | redacted
Low Income - Power to Save | LI - DUCT | 0 | 0.4 | 0.12 | 775.77 | 1 |  | 2023-11-15 | redacted
Low Income - Power to Save | LED Lights | 0 | 0 | 0 | 47.6 | 1 |  | 2023-11-15 | redacted
Low Income - Power to Save | Pipe Wrap | 0 | 0.01 | 0.03 | 143.65 | 1 |  | 2023-11-15 | redacted
Low Income - Power to Save | Faucet Aerators | 0 | 0 | 0.02 | 110.58 | 1 |  | 2023-11-15 | redacted
Low Income - Power to Save | Low Flow Showerhead | 0 | 0.04 | 0.1 | 504.08 | 1 |  | 2023-11-15 | redacted
Low Income - Power to Save | LI - DUCT | 0 | 0.4 | 0.12 | 775.77 | 1 |  | 2023-11-15 | redacted
Low Income - Power to Save | LED Lights | 0 | 0 | 0 | 47.6 | 1 |  | 2023-11-15 | redacted
Low Income - Power to Save | Pipe Wrap | 0 | 0.01 | 0.03 | 143.65 | 1 |  | 2023-11-15 | redacted
Low Income - Power to Save | Faucet Aerators | 0 | 0 | 0.02 | 110.58 | 1 |  | 2023-11-15 | redacted
Low Income - Power to Save | Low Flow Showerhead | 0 | 0.04 | 0.1 | 504.08 | 1 |  | 2023-11-15 | redacted
Low Income - Power to Save | LI - DUCT | 0 | 0.4 | 0.12 | 775.77 | 1 |  | 2023-11-15 | redacted
Low Income - Power to Save | LED Lights | 0 | 0 | 0 | 47.6 | 1 |  | 2023-11-15 | redacted
Low Income - Power to Save | Pipe Wrap | 0 | 0.01 | 0.03 | 143.65 | 1 |  | 2023-11-15 | redacted
Low Income - Power to Save | Faucet Aerators | 0 | 0 | 0.02 | 110.58 | 1 |  | 2023-11-15 | redacted
Low Income - Power to Save | Low Flow Showerhead | 0 | 0.04 | 0.1 | 504.08 | 1 |  | 2023-11-15 | redacted
Low Income - Power to Save | LI - DUCT | 0 | 0.4 | 0.12 | 775.77 | 1 |  | 2023-11-15 | redacted
Low Income - Power to Save | LED Lights | 0 | 0 | 0 | 47.6 | 1 |  | 2023-11-15 | redacted
Low Income - Power to Save | Pipe Wrap | 0 | 0.01 | 0.03 | 143.65 | 1 |  | 2023-11-15 | redacted
Low Income - Power to Save | Faucet Aerators | 0 | 0 | 0.02 | 110.58 | 1 |  | 2023-11-15 | redacted
Low Income - Power to Save | Low Flow Showerhead | 0 | 0.04 | 0.1 | 504.08 | 1 |  | 2023-11-15 | redacted
Low Income - Power to Save | LI - DUCT | 0 | 0.4 | 0.12 | 775.77 | 1 |  | 2023-11-15 | redacted
Low Income - Power to Save | LED Lights | 0 | 0 | 0 | 47.6 | 1 |  | 2023-11-15 | redacted
Low Income - Power to Save | Pipe Wrap | 0 | 0.01 | 0.03 | 143.65 | 1 |  | 2023-11-15 | redacted
Low Income - Power to Save | Low Flow Showerhead | 0 | 0.04 | 0.1 | 504.08 | 1 |  | 2023-11-15 | redacted
Low Income - Power to Save | LI - DUCT | 0 | 0.4 | 0.12 | 775.77 | 1 |  | 2023-11-15 | redacted
Low Income - Power to Save | LED Lights | 0 | 0 | 0 | 47.6 | 1 |  | 2023-11-15 | redacted
Low Income - Power to Save | Pipe Wrap | 0 | 0.01 | 0.03 | 143.65 | 1 |  | 2023-11-15 | redacted
Low Income - Power to Save | Faucet Aerators | 0 | 0 | 0.02 | 110.58 | 1 |  | 2023-11-15 | redacted
Low Income - Power to Save | Low Flow Showerhead | 0 | 0.04 | 0.1 | 504.08 | 1 |  | 2023-11-15 | redacted
Low Income - Power to Save | LI - DUCT | 0 | 0.4 | 0.12 | 775.77 | 1 |  | 2023-11-15 | redacted
Low Income - Power to Save | LED Lights | 0 | 0 | 0 | 47.6 | 1 |  | 2023-11-15 | redacted
Low Income - Power to Save | Pipe Wrap | 0 | 0.01 | 0.03 | 143.65 | 1 |  | 2023-11-15 | redacted
Low Income - Power to Save | Faucet Aerators | 0 | 0 | 0.02 | 110.58 | 1 |  | 2023-11-15 | redacted
Low Income - Power to Save | Low Flow Showerhead | 0 | 0.04 | 0.1 | 504.08 | 1 |  | 2023-11-15 | redacted
Low Income - Power to Save | LI - DUCT | 0 | 0.4 | 0.12 | 775.77 | 1 |  | 2023-11-15 | redacted
Low Income - Power to Save | LED Lights | 0 | 0 | 0 | 47.6 | 1 |  | 2023-11-15 | redacted
Low Income - Power to Save | Pipe Wrap | 0 | 0.01 | 0.03 | 143.65 | 1 |  | 2023-11-15 | redacted
Low Income - Power to Save | Faucet Aerators | 0 | 0 | 0.02 | 110.58 | 1 |  | 2023-11-15 | redacted
Low Income - Power to Save | Low Flow Showerhead | 0 | 0.04 | 0.1 | 504.08 | 1 |  | 2023-11-15 | redacted
Low Income - Power to Save | LI - DUCT | 0 | 0.4 | 0.12 | 775.77 | 1 |  | 2023-11-15 | redacted
Low Income - Power to Save | LED Lights | 0 | 0 | 0 | 47.6 | 1 |  | 2023-11-15 | redacted
Low Income - Power to Save | Pipe Wrap | 0 | 0.01 | 0.03 | 143.65 | 1 |  | 2023-11-15 | redacted
Low Income - Power to Save | Faucet Aerators | 0 | 0 | 0.02 | 110.58 | 1 |  | 2023-11-15 | redacted
Low Income - Power to Save | Low Flow Showerhead | 0 | 0.04 | 0.1 | 504.08 | 1 |  | 2023-11-15 | redacted
Low Income - Power to Save | LI - DUCT | 0 | 0.4 | 0.12 | 775.77 | 1 |  | 2023-11-15 | redacted
Low Income - Power to Save | LED Lights | 0 | 0 | 0 | 47.6 | 1 |  | 2023-11-15 | redacted
Low Income - Power to Save | Pipe Wrap | 0 | 0.01 | 0.03 | 143.65 | 1 |  | 2023-11-15 | redacted
Low Income - Power to Save | Faucet Aerators | 0 | 0 | 0.02 | 110.58 | 1 |  | 2023-11-15 | redacted
Low Income - Power to Save | Low Flow Showerhead | 0 | 0.04 | 0.1 | 504.08 | 1 |  | 2023-11-15 | redacted
Low Income - Power to Save | LI - DUCT | 0 | 0.4 | 0.12 | 775.77 | 1 |  | 2023-11-15 | redacted
Low Income - Power to Save | LED Lights | 0 | 0 | 0 | 47.6 | 1 |  | 2023-11-15 | redacted
Low Income - Power to Save | Pipe Wrap | 0 | 0.01 | 0.03 | 143.65 | 1 |  | 2023-11-15 | redacted
Low Income - Power to Save | Faucet Aerators | 0 | 0 | 0.02 | 110.58 | 1 |  | 2023-11-15 | redacted
Low Income - Power to Save | Low Flow Showerhead | 0 | 0.04 | 0.1 | 504.08 | 1 |  | 2023-11-15 | redacted
Low Income - Power to Save | LI - DUCT | 0 | 0.4 | 0.12 | 775.77 | 1 |  | 2023-11-15 | redacted
Low Income - Power to Save | LED Lights | 0 | 0 | 0 | 47.6 | 1 |  | 2023-11-15 | redacted
Low Income - Power to Save | Pipe Wrap | 0 | 0.01 | 0.03 | 143.65 | 1 |  | 2023-11-15 | redacted
Low Income - Power to Save | Faucet Aerators | 0 | 0 | 0.02 | 110.58 | 1 |  | 2023-11-15 | redacted
Low Income - Power to Save | Low Flow Showerhead | 0 | 0.04 | 0.1 | 504.08 | 1 |  | 2023-11-15 | redacted
Low Income - Power to Save | LI - DUCT | 0 | 0.4 | 0.12 | 775.77 | 1 |  | 2023-11-15 | redacted
Low Income - Power to Save | LED Lights | 0 | 0 | 0 | 47.6 | 1 |  | 2023-11-15 | redacted
Low Income - Power to Save | Pipe Wrap | 0 | 0.01 | 0.03 | 143.65 | 1 |  | 2023-11-15 | redacted
Low Income - Power to Save | Faucet Aerators | 0 | 0 | 0.02 | 110.58 | 1 |  | 2023-11-15 | redacted
Low Income - Power to Save | Low Flow Showerhead | 0 | 0.04 | 0.1 | 504.08 | 1 |  | 2023-11-15 | redacted
Low Income - Power to Save | LI - DUCT | 0 | 0.4 | 0.12 | 775.77 | 1 |  | 2023-11-15 | redacted
Low Income - Power to Save | LED Lights | 0 | 0 | 0 | 47.6 | 1 |  | 2023-11-15 | redacted
Low Income - Power to Save | Pipe Wrap | 0 | 0.01 | 0.03 | 143.65 | 1 |  | 2023-11-15 | redacted
Low Income - Power to Save | Faucet Aerators | 0 | 0 | 0.02 | 110.58 | 1 |  | 2023-11-15 | redacted
Low Income - Power to Save | Low Flow Showerhead | 0 | 0.04 | 0.1 | 504.08 | 1 |  | 2023-11-15 | redacted
Low Income - Power to Save | LI - DUCT | 0 | 0.4 | 0.12 | 775.77 | 1 |  | 2023-11-15 | redacted
Low Income - Power to Save | LED Lights | 0 | 0 | 0 | 47.6 | 1 |  | 2023-11-15 | redacted
Low Income - Power to Save | Pipe Wrap | 0 | 0.01 | 0.03 | 143.65 | 1 |  | 2023-11-15 | redacted
Low Income - Power to Save | Faucet Aerators | 0 | 0 | 0.02 | 110.58 | 1 |  | 2023-11-15 | redacted
Low Income - Power to Save | Low Flow Showerhead | 0 | 0.04 | 0.1 | 504.08 | 1 |  | 2023-11-15 | redacted
Low Income - Power to Save | LI - DUCT | 0 | 0.4 | 0.12 | 775.77 | 1 |  | 2023-11-15 | redacted
Low Income - Power to Save | LED Lights | 0 | 0 | 0 | 47.6 | 1 |  | 2023-11-15 | redacted
Low Income - Power to Save | Pipe Wrap | 0 | 0.01 | 0.03 | 143.65 | 1 |  | 2023-11-15 | redacted
Low Income - Power to Save | Faucet Aerators | 0 | 0 | 0.02 | 110.58 | 1 |  | 2023-11-15 | redacted
Low Income - Power to Save | Low Flow Showerhead | 0 | 0.04 | 0.1 | 504.08 | 1 |  | 2023-11-15 | redacted
Low Income - Power to Save | LI - DUCT | 0 | 0.4 | 0.12 | 775.77 | 1 |  | 2023-11-15 | redacted
Low Income - Power to Save | LED Lights | 0 | 0 | 0 | 47.6 | 1 |  | 2023-11-15 | redacted
Low Income - Power to Save | Pipe Wrap | 0 | 0.01 | 0.03 | 143.65 | 1 |  | 2023-11-15 | redacted
Low Income - Power to Save | Faucet Aerators | 0 | 0 | 0.02 | 110.58 | 1 |  | 2023-11-15 | redacted
Low Income - Power to Save | Low Flow Showerhead | 0 | 0.04 | 0.1 | 504.08 | 1 |  | 2023-11-10 | redacted
Low Income - Power to Save | LI - DUCT | 0 | 0.4 | 0.12 | 775.77 | 1 |  | 2023-11-10 | redacted
Low Income - Power to Save | LED Lights | 0 | 0 | 0 | 47.6 | 1 |  | 2023-11-10 | redacted
Low Income - Power to Save | Pipe Wrap | 0 | 0.01 | 0.03 | 143.65 | 1 |  | 2023-11-10 | redacted
Low Income - Power to Save | Faucet Aerators | 0 | 0 | 0.02 | 110.58 | 1 |  | 2023-11-10 | redacted
Low Income - Power to Save | Low Flow Showerhead | 0 | 0.04 | 0.1 | 504.08 | 1 |  | 2023-11-28 | redacted
Low Income - Power to Save | LED Lights | 0 | 0 | 0 | 47.6 | 1 |  | 2023-11-28 | redacted
Low Income - Power to Save | Pipe Wrap | 0 | 0.01 | 0.03 | 143.65 | 1 |  | 2023-11-28 | redacted
Low Income - Power to Save | HVAC Inspection | 0 | 0.17 | 0 | 268.73 | 1 |  | 2023-11-28 | redacted
Low Income - Power to Save | Faucet Aerators | 0 | 0 | 0.02 | 110.58 | 1 |  | 2023-11-28 | redacted
Low Income - Power to Save | Low Flow Showerhead | 0 | 0.04 | 0.1 | 504.08 | 1 |  | 2023-11-28 | redacted
Low Income - Power to Save | LED Lights | 0 | 0 | 0 | 47.6 | 1 |  | 2023-11-28 | redacted
Low Income - Power to Save | Pipe Wrap | 0 | 0.01 | 0.03 | 143.65 | 1 |  | 2023-11-28 | redacted
Low Income - Power to Save | HVAC Inspection | 0 | 0.17 | 0 | 268.73 | 1 |  | 2023-11-28 | redacted
Low Income - Power to Save | Faucet Aerators | 0 | 0 | 0.02 | 110.58 | 1 |  | 2023-11-28 | redacted
Low Income - Power to Save | Low Flow Showerhead | 0 | 0.04 | 0.1 | 504.08 | 1 |  | 2023-11-21 | redacted
Low Income - Power to Save | LI - DUCT | 0 | 0.4 | 0.12 | 775.77 | 1 |  | 2023-11-21 | redacted
Low Income - Power to Save | LED Lights | 0 | 0 | 0 | 47.6 | 1 |  | 2023-11-21 | redacted
Low Income - Power to Save | Outdoor Coil Cleaning | 0 | 0.1 | 0 | 275 | 1 |  | 2023-11-21 | redacted
Low Income - Power to Save | HVAC Inspection | 0 | 0.17 | 0 | 268.73 | 1 |  | 2023-11-21 | redacted
Low Income - Power to Save | Faucet Aerators | 0 | 0 | 0.02 | 110.58 | 1 |  | 2023-11-21 | redacted
Low Income - Power to Save | Low Flow Showerhead | 0 | 0.04 | 0.1 | 504.08 | 1 |  | 2023-11-21 | redacted
Low Income - Power to Save | LI - DUCT | 0 | 0.4 | 0.12 | 775.77 | 1 |  | 2023-11-21 | redacted
Low Income - Power to Save | LED Lights | 0 | 0 | 0 | 47.6 | 1 |  | 2023-11-21 | redacted
Low Income - Power to Save | Pipe Wrap | 0 | 0.01 | 0.03 | 143.65 | 1 |  | 2023-11-21 | redacted
Low Income - Power to Save | HVAC Inspection | 0 | 0.17 | 0 | 268.73 | 1 |  | 2023-11-21 | redacted
Low Income - Power to Save | Faucet Aerators | 0 | 0 | 0.02 | 110.58 | 1 |  | 2023-11-21 | redacted
Low Income - Power to Save | HVAC Inspection | 0 | 0.17 | 0 | 268.73 | 1 |  | 2023-11-27 | redacted
Low Income - Power to Save | Low Flow Showerhead | 0 | 0.04 | 0.1 | 504.08 | 1 |  | 2023-11-27 | redacted
Low Income - Power to Save | LED Lights | 0 | 0 | 0 | 47.6 | 1 |  | 2023-11-27 | redacted
Low Income - Power to Save | Pipe Wrap | 0 | 0.01 | 0.03 | 143.65 | 1 |  | 2023-11-27 | redacted
Low Income - Power to Save | Faucet Aerators | 0 | 0 | 0.02 | 110.58 | 1 |  | 2023-11-27 | redacted
Low Income - Power to Save | Low Flow Showerhead | 0 | 0.04 | 0.1 | 504.08 | 1 |  | 2023-11-21 | redacted
Low Income - Power to Save | LI - DUCT | 0 | 0.4 | 0.12 | 775.77 | 1 |  | 2023-11-21 | redacted
Low Income - Power to Save | LED Lights | 0 | 0 | 0 | 47.6 | 1 |  | 2023-11-21 | redacted
Low Income - Power to Save | Pipe Wrap | 0 | 0.01 | 0.03 | 143.65 | 1 |  | 2023-11-21 | redacted
Low Income - Power to Save | HVAC Inspection | 0 | 0.17 | 0 | 268.73 | 1 |  | 2023-11-21 | redacted
Low Income - Power to Save | Faucet Aerators | 0 | 0 | 0.02 | 110.58 | 1 |  | 2023-11-21 | redacted
Low Income - Power to Save | Low Flow Showerhead | 0 | 0.04 | 0.1 | 504.08 | 1 |  | 2023-11-21 | redacted
Low Income - Power to Save | LI - DUCT | 0 | 0.4 | 0.12 | 775.77 | 1 |  | 2023-11-21 | redacted
Low Income - Power to Save | LED Lights | 0 | 0 | 0 | 47.6 | 1 |  | 2023-11-21 | redacted
Low Income - Power to Save | Outdoor Coil Cleaning | 0 | 0.1 | 0 | 275 | 1 |  | 2023-11-21 | redacted
Low Income - Power to Save | HVAC Inspection | 0 | 0.17 | 0 | 268.73 | 1 |  | 2023-11-21 | redacted
Low Income - Power to Save | Faucet Aerators | 0 | 0 | 0.02 | 110.58 | 1 |  | 2023-11-21 | redacted
Low Income - Power to Save | Low Flow Showerhead | 0 | 0.04 | 0.1 | 504.08 | 1 |  | 2023-11-21 | redacted
Low Income - Power to Save | LI - DUCT | 0 | 0.4 | 0.12 | 775.77 | 1 |  | 2023-11-21 | redacted
Low Income - Power to Save | LED Lights | 0 | 0 | 0 | 47.6 | 1 |  | 2023-11-21 | redacted
Low Income - Power to Save | Pipe Wrap | 0 | 0.01 | 0.03 | 143.65 | 1 |  | 2023-11-21 | redacted
Low Income - Power to Save | HVAC Inspection | 0 | 0.17 | 0 | 268.73 | 1 |  | 2023-11-21 | redacted
Low Income - Power to Save | Faucet Aerators | 0 | 0 | 0.02 | 110.58 | 1 |  | 2023-11-21 | redacted
Low Income - Power to Save | Low Flow Showerhead | 0 | 0.04 | 0.1 | 504.08 | 1 |  | 2023-11-21 | redacted
Low Income - Power to Save | LI - DUCT | 0 | 0.4 | 0.12 | 775.77 | 1 |  | 2023-11-21 | redacted
Low Income - Power to Save | LED Lights | 0 | 0 | 0 | 47.6 | 1 |  | 2023-11-21 | redacted
Low Income - Power to Save | Pipe Wrap | 0 | 0.01 | 0.03 | 143.65 | 1 |  | 2023-11-21 | redacted
Low Income - Power to Save | HVAC Inspection | 0 | 0.17 | 0 | 268.73 | 1 |  | 2023-11-21 | redacted
Low Income - Power to Save | Faucet Aerators | 0 | 0 | 0.02 | 110.58 | 1 |  | 2023-11-21 | redacted
Low Income - Power to Save | Low Flow Showerhead | 0 | 0.04 | 0.1 | 504.08 | 1 |  | 2023-11-30 | redacted
Low Income - Power to Save | LED Lights | 0 | 0 | 0 | 47.6 | 1 |  | 2023-11-30 | redacted
Low Income - Power to Save | Pipe Wrap | 0 | 0.01 | 0.03 | 143.65 | 1 |  | 2023-11-30 | redacted
Low Income - Power to Save | HVAC Inspection | 0 | 0.17 | 0 | 268.73 | 1 |  | 2023-11-30 | redacted
Low Income - Power to Save | Faucet Aerators | 0 | 0 | 0.02 | 110.58 | 1 |  | 2023-11-30 | redacted
Low Income - Power to Save | Low Flow Showerhead | 0 | 0.04 | 0.1 | 504.08 | 1 |  | 2023-11-15 | redacted
Low Income - Power to Save | LI - DUCT | 0 | 0.4 | 0.12 | 775.77 | 1 |  | 2023-11-15 | redacted
Low Income - Power to Save | LED Lights | 0 | 0 | 0 | 47.6 | 1 |  | 2023-11-15 | redacted
Low Income - Power to Save | Pipe Wrap | 0 | 0.01 | 0.03 | 143.65 | 1 |  | 2023-11-15 | redacted
Low Income - Power to Save | Outdoor Coil Cleaning | 0 | 0.1 | 0 | 275 | 1 |  | 2023-11-15 | redacted
Low Income - Power to Save | HVAC Inspection | 0 | 0.17 | 0 | 268.73 | 1 |  | 2023-11-15 | redacted
Low Income - Power to Save | Faucet Aerators | 0 | 0 | 0.02 | 110.58 | 1 |  | 2023-11-15 | redacted
Low Income - Power to Save | Low Flow Showerhead | 0 | 0.04 | 0.1 | 504.08 | 1 |  | 2023-11-28 | redacted
Low Income - Power to Save | LED Lights | 0 | 0 | 0 | 47.6 | 1 |  | 2023-11-28 | redacted
Low Income - Power to Save | Pipe Wrap | 0 | 0.01 | 0.03 | 143.65 | 1 |  | 2023-11-28 | redacted
Low Income - Power to Save | HVAC Inspection | 0 | 0.17 | 0 | 268.73 | 1 |  | 2023-11-28 | redacted
Low Income - Power to Save | Low Flow Showerhead | 0 | 0.04 | 0.1 | 504.08 | 1 |  | 2023-11-15 | redacted
Low Income - Power to Save | LI - DUCT | 0 | 0.4 | 0.12 | 775.77 | 1 |  | 2023-11-15 | redacted
Low Income - Power to Save | LED Lights | 0 | 0 | 0 | 47.6 | 1 |  | 2023-11-15 | redacted
Low Income - Power to Save | Pipe Wrap | 0 | 0.01 | 0.03 | 143.65 | 1 |  | 2023-11-15 | redacted
Low Income - Power to Save | Outdoor Coil Cleaning | 0 | 0.1 | 0 | 275 | 1 |  | 2023-11-15 | redacted
Low Income - Power to Save | HVAC Inspection | 0 | 0.17 | 0 | 268.73 | 1 |  | 2023-11-15 | redacted
Low Income - Power to Save | Faucet Aerators | 0 | 0 | 0.02 | 110.58 | 1 |  | 2023-11-15 | redacted
Low Income - Power to Save | Low Flow Showerhead | 0 | 0.04 | 0.1 | 504.08 | 1 |  | 2023-11-15 | redacted
Low Income - Power to Save | LI - DUCT | 0 | 0.4 | 0.12 | 775.77 | 1 |  | 2023-11-15 | redacted
Low Income - Power to Save | LED Lights | 0 | 0 | 0 | 47.6 | 1 |  | 2023-11-15 | redacted
Low Income - Power to Save | Pipe Wrap | 0 | 0.01 | 0.03 | 143.65 | 1 |  | 2023-11-15 | redacted
Low Income - Power to Save | Outdoor Coil Cleaning | 0 | 0.1 | 0 | 275 | 1 |  | 2023-11-15 | redacted
Low Income - Power to Save | HVAC Inspection | 0 | 0.17 | 0 | 268.73 | 1 |  | 2023-11-15 | redacted
Low Income - Power to Save | Faucet Aerators | 0 | 0 | 0.02 | 110.58 | 1 |  | 2023-11-15 | redacted
Low Income - Power to Save | Low Flow Showerhead | 0 | 0.04 | 0.1 | 504.08 | 1 |  | 2023-11-15 | redacted
Low Income - Power to Save | LI - DUCT | 0 | 0.4 | 0.12 | 775.77 | 1 |  | 2023-11-15 | redacted
Low Income - Power to Save | LED Lights | 0 | 0 | 0 | 47.6 | 1 |  | 2023-11-15 | redacted
Low Income - Power to Save | Pipe Wrap | 0 | 0.01 | 0.03 | 143.65 | 1 |  | 2023-11-15 | redacted
Low Income - Power to Save | Outdoor Coil Cleaning | 0 | 0.1 | 0 | 275 | 1 |  | 2023-11-15 | redacted
Low Income - Power to Save | HVAC Inspection | 0 | 0.17 | 0 | 268.73 | 1 |  | 2023-11-15 | redacted
Low Income - Power to Save | Faucet Aerators | 0 | 0 | 0.02 | 110.58 | 1 |  | 2023-11-15 | redacted
Low Income - Power to Save | Low Flow Showerhead | 0 | 0.04 | 0.1 | 504.08 | 1 |  | 2023-11-15 | redacted
Low Income - Power to Save | LI - DUCT | 0 | 0.4 | 0.12 | 775.77 | 1 |  | 2023-11-15 | redacted
Low Income - Power to Save | LED Lights | 0 | 0 | 0 | 47.6 | 1 |  | 2023-11-15 | redacted
Low Income - Power to Save | Pipe Wrap | 0 | 0.01 | 0.03 | 143.65 | 1 |  | 2023-11-15 | redacted
Low Income - Power to Save | Outdoor Coil Cleaning | 0 | 0.1 | 0 | 275 | 1 |  | 2023-11-15 | redacted
Low Income - Power to Save | HVAC Inspection | 0 | 0.17 | 0 | 268.73 | 1 |  | 2023-11-15 | redacted
Low Income - Power to Save | Faucet Aerators | 0 | 0 | 0.02 | 110.58 | 1 |  | 2023-11-15 | redacted
Low Income - Power to Save | Low Flow Showerhead | 0 | 0.04 | 0.1 | 504.08 | 1 |  | 2023-11-15 | redacted
Low Income - Power to Save | LI - DUCT | 0 | 0.4 | 0.12 | 775.77 | 1 |  | 2023-11-15 | redacted
Low Income - Power to Save | LED Lights | 0 | 0 | 0 | 47.6 | 1 |  | 2023-11-15 | redacted
Low Income - Power to Save | Pipe Wrap | 0 | 0.01 | 0.03 | 143.65 | 1 |  | 2023-11-15 | redacted
Low Income - Power to Save | Outdoor Coil Cleaning | 0 | 0.1 | 0 | 275 | 1 |  | 2023-11-15 | redacted
Low Income - Power to Save | HVAC Inspection | 0 | 0.17 | 0 | 268.73 | 1 |  | 2023-11-15 | redacted
Low Income - Power to Save | Faucet Aerators | 0 | 0 | 0.02 | 110.58 | 1 |  | 2023-11-15 | redacted
Low Income - Power to Save | Low Flow Showerhead | 0 | 0.04 | 0.1 | 504.08 | 1 |  | 2023-11-15 | redacted
Low Income - Power to Save | LI - DUCT | 0 | 0.4 | 0.12 | 775.77 | 1 |  | 2023-11-15 | redacted
Low Income - Power to Save | LED Lights | 0 | 0 | 0 | 47.6 | 1 |  | 2023-11-15 | redacted
Low Income - Power to Save | Pipe Wrap | 0 | 0.01 | 0.03 | 143.65 | 1 |  | 2023-11-15 | redacted
Low Income - Power to Save | Outdoor Coil Cleaning | 0 | 0.1 | 0 | 275 | 1 |  | 2023-11-15 | redacted
Low Income - Power to Save | HVAC Inspection | 0 | 0.17 | 0 | 268.73 | 1 |  | 2023-11-15 | redacted
Low Income - Power to Save | Faucet Aerators | 0 | 0 | 0.02 | 110.58 | 1 |  | 2023-11-15 | redacted
Low Income - Power to Save | Low Flow Showerhead | 0 | 0.04 | 0.1 | 504.08 | 1 |  | 2023-11-15 | redacted
Low Income - Power to Save | LI - DUCT | 0 | 0.4 | 0.12 | 775.77 | 1 |  | 2023-11-15 | redacted
Low Income - Power to Save | LED Lights | 0 | 0 | 0 | 47.6 | 1 |  | 2023-11-15 | redacted
Low Income - Power to Save | Pipe Wrap | 0 | 0.01 | 0.03 | 143.65 | 1 |  | 2023-11-15 | redacted
Low Income - Power to Save | Outdoor Coil Cleaning | 0 | 0.1 | 0 | 275 | 1 |  | 2023-11-15 | redacted
Low Income - Power to Save | HVAC Inspection | 0 | 0.17 | 0 | 268.73 | 1 |  | 2023-11-15 | redacted
Low Income - Power to Save | Faucet Aerators | 0 | 0 | 0.02 | 110.58 | 1 |  | 2023-11-15 | redacted
Low Income - Power to Save | Low Flow Showerhead | 0 | 0.04 | 0.1 | 504.08 | 1 |  | 2023-11-15 | redacted
Low Income - Power to Save | LI - DUCT | 0 | 0.4 | 0.12 | 775.77 | 1 |  | 2023-11-15 | redacted
Low Income - Power to Save | LED Lights | 0 | 0 | 0 | 47.6 | 1 |  | 2023-11-15 | redacted
Low Income - Power to Save | Pipe Wrap | 0 | 0.01 | 0.03 | 143.65 | 1 |  | 2023-11-15 | redacted
Low Income - Power to Save | Outdoor Coil Cleaning | 0 | 0.1 | 0 | 275 | 1 |  | 2023-11-15 | redacted
Low Income - Power to Save | HVAC Inspection | 0 | 0.17 | 0 | 268.73 | 1 |  | 2023-11-15 | redacted
Low Income - Power to Save | Faucet Aerators | 0 | 0 | 0.02 | 110.58 | 1 |  | 2023-11-15 | redacted
Low Income - Power to Save | Low Flow Showerhead | 0 | 0.04 | 0.1 | 504.08 | 1 |  | 2023-11-15 | redacted
Low Income - Power to Save | LI - DUCT | 0 | 0.4 | 0.12 | 775.77 | 1 |  | 2023-11-15 | redacted
Low Income - Power to Save | LED Lights | 0 | 0 | 0 | 47.6 | 1 |  | 2023-11-15 | redacted
Low Income - Power to Save | Pipe Wrap | 0 | 0.01 | 0.03 | 143.65 | 1 |  | 2023-11-15 | redacted
Low Income - Power to Save | Outdoor Coil Cleaning | 0 | 0.1 | 0 | 275 | 1 |  | 2023-11-15 | redacted
Low Income - Power to Save | HVAC Inspection | 0 | 0.17 | 0 | 268.73 | 1 |  | 2023-11-15 | redacted
Low Income - Power to Save | Faucet Aerators | 0 | 0 | 0.02 | 110.58 | 1 |  | 2023-11-15 | redacted
Low Income - Power to Save | Low Flow Showerhead | 0 | 0.04 | 0.1 | 504.08 | 1 |  | 2023-11-15 | redacted
Low Income - Power to Save | LI - DUCT | 0 | 0.4 | 0.12 | 775.77 | 1 |  | 2023-11-15 | redacted
Low Income - Power to Save | LED Lights | 0 | 0 | 0 | 47.6 | 1 |  | 2023-11-15 | redacted
Low Income - Power to Save | Pipe Wrap | 0 | 0.01 | 0.03 | 143.65 | 1 |  | 2023-11-15 | redacted
Low Income - Power to Save | Outdoor Coil Cleaning | 0 | 0.1 | 0 | 275 | 1 |  | 2023-11-15 | redacted
Low Income - Power to Save | HVAC Inspection | 0 | 0.17 | 0 | 268.73 | 1 |  | 2023-11-15 | redacted
Low Income - Power to Save | Faucet Aerators | 0 | 0 | 0.02 | 110.58 | 1 |  | 2023-11-15 | redacted
Low Income - Power to Save | Low Flow Showerhead | 0 | 0.04 | 0.1 | 504.08 | 1 |  | 2023-11-28 | redacted
Low Income - Power to Save | LED Lights | 0 | 0 | 0 | 47.6 | 1 |  | 2023-11-28 | redacted
Low Income - Power to Save | Pipe Wrap | 0 | 0.01 | 0.03 | 143.65 | 1 |  | 2023-11-28 | redacted
Low Income - Power to Save | HVAC Inspection | 0 | 0.17 | 0 | 268.73 | 1 |  | 2023-11-28 | redacted
Low Income - Power to Save | Faucet Aerators | 0 | 0 | 0.02 | 110.58 | 1 |  | 2023-11-28 | redacted
Low Income - Power to Save | Low Flow Showerhead | 0 | 0.04 | 0.1 | 504.08 | 1 |  | 2023-11-28 | redacted
Low Income - Power to Save | LED Lights | 0 | 0 | 0 | 47.6 | 1 |  | 2023-11-28 | redacted
Low Income - Power to Save | Pipe Wrap | 0 | 0.01 | 0.03 | 143.65 | 1 |  | 2023-11-28 | redacted
Low Income - Power to Save | HVAC Inspection | 0 | 0.17 | 0 | 268.73 | 1 |  | 2023-11-28 | redacted
Low Income - Power to Save | Faucet Aerators | 0 | 0 | 0.02 | 110.58 | 1 |  | 2023-11-28 | redacted
Low Income - Power to Save | Low Flow Showerhead | 0 | 0.04 | 0.1 | 504.08 | 1 |  | 2023-11-28 | redacted
Low Income - Power to Save | LED Lights | 0 | 0 | 0 | 47.6 | 1 |  | 2023-11-28 | redacted
Low Income - Power to Save | Pipe Wrap | 0 | 0.01 | 0.03 | 143.65 | 1 |  | 2023-11-28 | redacted
Low Income - Power to Save | HVAC Inspection | 0 | 0.17 | 0 | 268.73 | 1 |  | 2023-11-28 | redacted
Low Income - Power to Save | Faucet Aerators | 0 | 0 | 0.02 | 110.58 | 1 |  | 2023-11-28 | redacted
Low Income - Power to Save | LED Lights | 0 | 0 | 0 | 47.6 | 1 |  | 2023-11-28 | redacted
Low Income - Power to Save | Pipe Wrap | 0 | 0.01 | 0.03 | 143.65 | 1 |  | 2023-11-28 | redacted
Low Income - Power to Save | HVAC Inspection | 0 | 0.17 | 0 | 268.73 | 1 |  | 2023-11-28 | redacted
Low Income - Power to Save | Low Flow Showerhead | 0 | 0.04 | 0.1 | 504.08 | 1 |  | 2023-11-21 | redacted
Low Income - Power to Save | LI - DUCT | 0 | 0.4 | 0.12 | 775.77 | 1 |  | 2023-11-21 | redacted
Low Income - Power to Save | LED Lights | 0 | 0 | 0 | 47.6 | 1 |  | 2023-11-21 | redacted
Low Income - Power to Save | Pipe Wrap | 0 | 0.01 | 0.03 | 143.65 | 1 |  | 2023-11-21 | redacted
Low Income - Power to Save | HVAC Inspection | 0 | 0.17 | 0 | 268.73 | 1 |  | 2023-11-21 | redacted
Low Income - Power to Save | Faucet Aerators | 0 | 0 | 0.02 | 110.58 | 1 |  | 2023-11-21 | redacted
Low Income - Power to Save | Low Flow Showerhead | 0 | 0.04 | 0.1 | 504.08 | 1 |  | 2023-11-28 | redacted
Low Income - Power to Save | LED Lights | 0 | 0 | 0 | 47.6 | 1 |  | 2023-11-28 | redacted
Low Income - Power to Save | Pipe Wrap | 0 | 0.01 | 0.03 | 143.65 | 1 |  | 2023-11-28 | redacted
Low Income - Power to Save | HVAC Inspection | 0 | 0.17 | 0 | 268.73 | 1 |  | 2023-11-28 | redacted
Low Income - Power to Save | Faucet Aerators | 0 | 0 | 0.02 | 110.58 | 1 |  | 2023-11-28 | redacted
Low Income - Power to Save | Low Flow Showerhead | 0 | 0.04 | 0.1 | 504.08 | 1 |  | 2023-11-28 | redacted
Low Income - Power to Save | LED Lights | 0 | 0 | 0 | 47.6 | 1 |  | 2023-11-28 | redacted
Low Income - Power to Save | Pipe Wrap | 0 | 0.01 | 0.03 | 143.65 | 1 |  | 2023-11-28 | redacted
Low Income - Power to Save | HVAC Inspection | 0 | 0.17 | 0 | 268.73 | 1 |  | 2023-11-28 | redacted
Low Income - Power to Save | Faucet Aerators | 0 | 0 | 0.02 | 110.58 | 1 |  | 2023-11-28 | redacted
Low Income - Power to Save | Low Flow Showerhead | 0 | 0.04 | 0.1 | 504.08 | 1 |  | 2023-11-28 | redacted
Low Income - Power to Save | LED Lights | 0 | 0 | 0 | 47.6 | 1 |  | 2023-11-28 | redacted
Low Income - Power to Save | Pipe Wrap | 0 | 0.01 | 0.03 | 143.65 | 1 |  | 2023-11-28 | redacted
Low Income - Power to Save | HVAC Inspection | 0 | 0.17 | 0 | 268.73 | 1 |  | 2023-11-28 | redacted
Low Income - Power to Save | Faucet Aerators | 0 | 0 | 0.02 | 110.58 | 1 |  | 2023-11-28 | redacted
Low Income - Power to Save | Low Flow Showerhead | 0 | 0.04 | 0.1 | 504.08 | 1 |  | 2023-11-28 | redacted
Low Income - Power to Save | LED Lights | 0 | 0 | 0 | 47.6 | 1 |  | 2023-11-28 | redacted
Low Income - Power to Save | Pipe Wrap | 0 | 0.01 | 0.03 | 143.65 | 1 |  | 2023-11-28 | redacted
Low Income - Power to Save | HVAC Inspection | 0 | 0.17 | 0 | 268.73 | 1 |  | 2023-11-28 | redacted
Low Income - Power to Save | Faucet Aerators | 0 | 0 | 0.02 | 110.58 | 1 |  | 2023-11-28 | redacted
Low Income - Power to Save | Pipe Wrap | 0 | 0.01 | 0.03 | 143.65 | 1 |  | 2023-11-30 | redacted
Low Income - Power to Save | Low Flow Showerhead | 0 | 0.04 | 0.1 | 504.08 | 1 |  | 2023-11-30 | redacted
Low Income - Power to Save | LED Lights | 0 | 0 | 0 | 47.6 | 1 |  | 2023-11-30 | redacted
Low Income - Power to Save | HVAC Inspection | 0 | 0.17 | 0 | 268.73 | 1 |  | 2023-11-30 | redacted
Low Income - Power to Save | Faucet Aerators | 0 | 0 | 0.02 | 110.58 | 1 |  | 2023-11-30 | redacted
Low Income - Power to Save | Low Flow Showerhead | 0 | 0.04 | 0.1 | 504.08 | 1 |  | 2023-11-29 | redacted
Low Income - Power to Save | LED Lights | 0 | 0 | 0 | 47.6 | 1 |  | 2023-11-29 | redacted
Low Income - Power to Save | Pipe Wrap | 0 | 0.01 | 0.03 | 143.65 | 1 |  | 2023-11-29 | redacted
Low Income - Power to Save | HVAC Inspection | 0 | 0.17 | 0 | 268.73 | 1 |  | 2023-11-29 | redacted
Low Income - Power to Save | Low Flow Showerhead | 0 | 0.04 | 0.1 | 504.08 | 1 |  | 2023-11-29 | redacted
Low Income - Power to Save | LED Lights | 0 | 0 | 0 | 47.6 | 1 |  | 2023-11-29 | redacted
Low Income - Power to Save | Pipe Wrap | 0 | 0.01 | 0.03 | 143.65 | 1 |  | 2023-11-29 | redacted
Low Income - Power to Save | HVAC Inspection | 0 | 0.17 | 0 | 268.73 | 1 |  | 2023-11-29 | redacted
Low Income - Power to Save | Faucet Aerators | 0 | 0 | 0.02 | 110.58 | 1 |  | 2023-11-29 | redacted
Low Income - Power to Save | Low Flow Showerhead | 0 | 0.04 | 0.1 | 504.08 | 1 |  | 2023-11-15 | redacted
Low Income - Power to Save | LI - DUCT | 0 | 0.4 | 0.12 | 775.77 | 1 |  | 2023-11-15 | redacted
Low Income - Power to Save | LED Lights | 0 | 0 | 0 | 47.6 | 1 |  | 2023-11-15 | redacted
Low Income - Power to Save | Pipe Wrap | 0 | 0.01 | 0.03 | 143.65 | 1 |  | 2023-11-15 | redacted
Low Income - Power to Save | Faucet Aerators | 0 | 0 | 0.02 | 110.58 | 1 |  | 2023-11-15 | redacted
Low Income - Power to Save | Low Flow Showerhead | 0 | 0.04 | 0.1 | 504.08 | 1 |  | 2023-11-30 | redacted
Low Income - Power to Save | LED Lights | 0 | 0 | 0 | 47.6 | 1 |  | 2023-11-30 | redacted
Low Income - Power to Save | Pipe Wrap | 0 | 0.01 | 0.03 | 143.65 | 1 |  | 2023-11-30 | redacted
Low Income - Power to Save | HVAC Inspection | 0 | 0.17 | 0 | 268.73 | 1 |  | 2023-11-30 | redacted
Low Income - Power to Save | Faucet Aerators | 0 | 0 | 0.02 | 110.58 | 1 |  | 2023-11-30 | redacted
Low Income - Power to Save | Low Flow Showerhead | 0 | 0.04 | 0.1 | 504.08 | 1 |  | 2023-11-28 | redacted
Low Income - Power to Save | LED Lights | 0 | 0 | 0 | 47.6 | 1 |  | 2023-11-28 | redacted
Low Income - Power to Save | Pipe Wrap | 0 | 0.01 | 0.03 | 143.65 | 1 |  | 2023-11-28 | redacted
Low Income - Power to Save | HVAC Inspection | 0 | 0.17 | 0 | 268.73 | 1 |  | 2023-11-28 | redacted
Low Income - Power to Save | Faucet Aerators | 0 | 0 | 0.02 | 110.58 | 1 |  | 2023-11-28 | redacted
Low Income - Power to Save | Low Flow Showerhead | 0 | 0.04 | 0.1 | 504.08 | 1 |  | 2023-11-28 | redacted
Low Income - Power to Save | LED Lights | 0 | 0 | 0 | 47.6 | 1 |  | 2023-11-28 | redacted
Low Income - Power to Save | Pipe Wrap | 0 | 0.01 | 0.03 | 143.65 | 1 |  | 2023-11-28 | redacted
Low Income - Power to Save | HVAC Inspection | 0 | 0.17 | 0 | 268.73 | 1 |  | 2023-11-28 | redacted
Low Income - Power to Save | Low Flow Showerhead | 0 | 0.04 | 0.1 | 504.08 | 1 |  | 2023-11-21 | redacted
Low Income - Power to Save | LI - DUCT | 0 | 0.4 | 0.12 | 775.77 | 1 |  | 2023-11-21 | redacted
Low Income - Power to Save | LED Lights | 0 | 0 | 0 | 47.6 | 1 |  | 2023-11-21 | redacted
Low Income - Power to Save | Pipe Wrap | 0 | 0.01 | 0.03 | 143.65 | 1 |  | 2023-11-21 | redacted
Low Income - Power to Save | HVAC Inspection | 0 | 0.17 | 0 | 268.73 | 1 |  | 2023-11-21 | redacted
Low Income - Power to Save | Faucet Aerators | 0 | 0 | 0.02 | 110.58 | 1 |  | 2023-11-21 | redacted
Low Income - Power to Save | Low Flow Showerhead | 0 | 0.04 | 0.1 | 504.08 | 1 |  | 2023-11-30 | redacted
Low Income - Power to Save | LED Lights | 0 | 0 | 0 | 47.6 | 1 |  | 2023-11-30 | redacted
Low Income - Power to Save | Pipe Wrap | 0 | 0.01 | 0.03 | 143.65 | 1 |  | 2023-11-30 | redacted
Low Income - Power to Save | HVAC Inspection | 0 | 0.17 | 0 | 268.73 | 1 |  | 2023-11-30 | redacted
Low Income - Power to Save | Faucet Aerators | 0 | 0 | 0.02 | 110.58 | 1 |  | 2023-11-30 | redacted
Low Income - Power to Save | Low Flow Showerhead | 0 | 0.04 | 0.1 | 504.08 | 1 |  | 2023-11-30 | redacted
Low Income - Power to Save | LED Lights | 0 | 0 | 0 | 47.6 | 1 |  | 2023-11-30 | redacted
Low Income - Power to Save | Pipe Wrap | 0 | 0.01 | 0.03 | 143.65 | 1 |  | 2023-11-30 | redacted
Low Income - Power to Save | HVAC Inspection | 0 | 0.17 | 0 | 268.73 | 1 |  | 2023-11-30 | redacted
Low Income - Power to Save | Faucet Aerators | 0 | 0 | 0.02 | 110.58 | 1 |  | 2023-11-30 | redacted
Low Income - Power to Save | LED Lights | 0 | 0 | 0 | 47.6 | 1 |  | 2023-11-28 | redacted
Low Income - Power to Save | Pipe Wrap | 0 | 0.01 | 0.03 | 143.65 | 1 |  | 2023-11-28 | redacted
Low Income - Power to Save | HVAC Inspection | 0 | 0.17 | 0 | 268.73 | 1 |  | 2023-11-28 | redacted
Low Income - Power to Save | Faucet Aerators | 0 | 0 | 0.02 | 110.58 | 1 |  | 2023-11-28 | redacted
Low Income - Power to Save | Low Flow Showerhead | 0 | 0.04 | 0.1 | 504.08 | 1 |  | 2023-11-15 | redacted
Low Income - Power to Save | LI - DUCT | 0 | 0.4 | 0.12 | 775.77 | 1 |  | 2023-11-15 | redacted
Low Income - Power to Save | LED Lights | 0 | 0 | 0 | 47.6 | 1 |  | 2023-11-15 | redacted
Low Income - Power to Save | Pipe Wrap | 0 | 0.01 | 0.03 | 143.65 | 1 |  | 2023-11-15 | redacted
Low Income - Power to Save | Outdoor Coil Cleaning | 0 | 0.1 | 0 | 275 | 1 |  | 2023-11-15 | redacted
Low Income - Power to Save | HVAC Inspection | 0 | 0.17 | 0 | 268.73 | 1 |  | 2023-11-15 | redacted
Low Income - Power to Save | Faucet Aerators | 0 | 0 | 0.02 | 110.58 | 1 |  | 2023-11-15 | redacted
Low Income - Power to Save | Low Flow Showerhead | 0 | 0.04 | 0.1 | 504.08 | 1 |  | 2023-11-10 | redacted
Low Income - Power to Save | LI - DUCT | 0 | 0.4 | 0.12 | 775.77 | 1 |  | 2023-11-10 | redacted
Low Income - Power to Save | LED Lights | 0 | 0 | 0 | 47.6 | 1 |  | 2023-11-10 | redacted
Low Income - Power to Save | Pipe Wrap | 0 | 0.01 | 0.03 | 143.65 | 1 |  | 2023-11-10 | redacted
Low Income - Power to Save | Faucet Aerators | 0 | 0 | 0.02 | 110.58 | 1 |  | 2023-11-10 | redacted
Low Income - Power to Save | Low Flow Showerhead | 0 | 0.04 | 0.1 | 504.08 | 1 |  | 2023-11-30 | redacted
Low Income - Power to Save | LED Lights | 0 | 0 | 0 | 47.6 | 1 |  | 2023-11-30 | redacted
Low Income - Power to Save | Pipe Wrap | 0 | 0.01 | 0.03 | 143.65 | 1 |  | 2023-11-30 | redacted
Low Income - Power to Save | HVAC Inspection | 0 | 0.17 | 0 | 268.73 | 1 |  | 2023-11-30 | redacted
Low Income - Power to Save | Faucet Aerators | 0 | 0 | 0.02 | 110.58 | 1 |  | 2023-11-30 | redacted
Low Income - Power to Save | Low Flow Showerhead | 0 | 0.04 | 0.1 | 504.08 | 1 |  | 2023-11-28 | redacted
Low Income - Power to Save | LED Lights | 0 | 0 | 0 | 47.6 | 1 |  | 2023-11-28 | redacted
Low Income - Power to Save | Pipe Wrap | 0 | 0.01 | 0.03 | 143.65 | 1 |  | 2023-11-28 | redacted
Low Income - Power to Save | HVAC Inspection | 0 | 0.17 | 0 | 268.73 | 1 |  | 2023-11-28 | redacted
Low Income - Power to Save | Faucet Aerators | 0 | 0 | 0.02 | 110.58 | 1 |  | 2023-11-28 | redacted
Low Income - Power to Save | Low Flow Showerhead | 0 | 0.04 | 0.1 | 504.08 | 1 |  | 2023-11-28 | redacted
Low Income - Power to Save | LED Lights | 0 | 0 | 0 | 47.6 | 1 |  | 2023-11-28 | redacted
Low Income - Power to Save | Pipe Wrap | 0 | 0.01 | 0.03 | 143.65 | 1 |  | 2023-11-28 | redacted
Low Income - Power to Save | HVAC Inspection | 0 | 0.17 | 0 | 268.73 | 1 |  | 2023-11-28 | redacted
Low Income - Power to Save | Faucet Aerators | 0 | 0 | 0.02 | 110.58 | 1 |  | 2023-11-28 | redacted
Low Income - Power to Save | Low Flow Showerhead | 0 | 0.04 | 0.1 | 504.08 | 1 |  | 2023-11-30 | redacted
Low Income - Power to Save | LED Lights | 0 | 0 | 0 | 47.6 | 1 |  | 2023-11-30 | redacted
Low Income - Power to Save | Pipe Wrap | 0 | 0.01 | 0.03 | 143.65 | 1 |  | 2023-11-30 | redacted
Low Income - Power to Save | HVAC Inspection | 0 | 0.17 | 0 | 268.73 | 1 |  | 2023-11-30 | redacted
Low Income - Power to Save | Faucet Aerators | 0 | 0 | 0.02 | 110.58 | 1 |  | 2023-11-30 | redacted
Low Income - Power to Save | Low Flow Showerhead | 0 | 0.04 | 0.1 | 504.08 | 1 |  | 2023-11-15 | redacted
Low Income - Power to Save | LI - DUCT | 0 | 0.4 | 0.12 | 775.77 | 1 |  | 2023-11-15 | redacted
Low Income - Power to Save | LED Lights | 0 | 0 | 0 | 47.6 | 1 |  | 2023-11-15 | redacted
Low Income - Power to Save | Pipe Wrap | 0 | 0.01 | 0.03 | 143.65 | 1 |  | 2023-11-15 | redacted
Low Income - Power to Save | Faucet Aerators | 0 | 0 | 0.02 | 110.58 | 1 |  | 2023-11-15 | redacted
Low Income - Power to Save | Low Flow Showerhead | 0 | 0.04 | 0.1 | 504.08 | 1 |  | 2023-11-15 | redacted
Low Income - Power to Save | LI - DUCT | 0 | 0.4 | 0.12 | 775.77 | 1 |  | 2023-11-15 | redacted
Low Income - Power to Save | LED Lights | 0 | 0 | 0 | 47.6 | 1 |  | 2023-11-15 | redacted
Low Income - Power to Save | Pipe Wrap | 0 | 0.01 | 0.03 | 143.65 | 1 |  | 2023-11-15 | redacted
Low Income - Power to Save | Faucet Aerators | 0 | 0 | 0.02 | 110.58 | 1 |  | 2023-11-15 | redacted
Low Income - Power to Save | Low Flow Showerhead | 0 | 0.04 | 0.1 | 504.08 | 1 |  | 2023-11-15 | redacted
Low Income - Power to Save | LI - DUCT | 0 | 0.4 | 0.12 | 775.77 | 1 |  | 2023-11-15 | redacted
Low Income - Power to Save | LED Lights | 0 | 0 | 0 | 47.6 | 1 |  | 2023-11-15 | redacted
Low Income - Power to Save | Pipe Wrap | 0 | 0.01 | 0.03 | 143.65 | 1 |  | 2023-11-15 | redacted
Low Income - Power to Save | Outdoor Coil Cleaning | 0 | 0.1 | 0 | 275 | 1 |  | 2023-11-15 | redacted
Low Income - Power to Save | HVAC Inspection | 0 | 0.17 | 0 | 268.73 | 1 |  | 2023-11-15 | redacted
Low Income - Power to Save | Faucet Aerators | 0 | 0 | 0.02 | 110.58 | 1 |  | 2023-11-15 | redacted
Low Income - Power to Save | Low Flow Showerhead | 0 | 0.04 | 0.1 | 504.08 | 1 |  | 2023-11-15 | redacted
Low Income - Power to Save | LI - DUCT | 0 | 0.4 | 0.12 | 775.77 | 1 |  | 2023-11-15 | redacted
Low Income - Power to Save | LED Lights | 0 | 0 | 0 | 47.6 | 1 |  | 2023-11-15 | redacted
Low Income - Power to Save | Pipe Wrap | 0 | 0.01 | 0.03 | 143.65 | 1 |  | 2023-11-15 | redacted
Low Income - Power to Save | Faucet Aerators | 0 | 0 | 0.02 | 110.58 | 1 |  | 2023-11-15 | redacted
Low Income - Power to Save | Low Flow Showerhead | 0 | 0.04 | 0.1 | 504.08 | 1 |  | 2023-11-30 | redacted
Low Income - Power to Save | LED Lights | 0 | 0 | 0 | 47.6 | 1 |  | 2023-11-30 | redacted
Low Income - Power to Save | Pipe Wrap | 0 | 0.01 | 0.03 | 143.65 | 1 |  | 2023-11-30 | redacted
Low Income - Power to Save | HVAC Inspection | 0 | 0.17 | 0 | 268.73 | 1 |  | 2023-11-30 | redacted
Low Income - Power to Save | Faucet Aerators | 0 | 0 | 0.02 | 110.58 | 1 |  | 2023-11-30 | redacted
Low Income - Power to Save | LED Lights | 0 | 0 | 0 | 47.6 | 1 |  | 2023-11-30 | redacted
Low Income - Power to Save | Pipe Wrap | 0 | 0.01 | 0.03 | 143.65 | 1 |  | 2023-11-30 | redacted
Low Income - Power to Save | HVAC Inspection | 0 | 0.17 | 0 | 268.73 | 1 |  | 2023-11-30 | redacted
Low Income - Power to Save | LED Lights | 0 | 0 | 0 | 47.6 | 1 |  | 2023-11-30 | redacted
Low Income - Power to Save | Pipe Wrap | 0 | 0.01 | 0.03 | 143.65 | 1 |  | 2023-11-30 | redacted
Low Income - Power to Save | HVAC Inspection | 0 | 0.17 | 0 | 268.73 | 1 |  | 2023-11-30 | redacted
Low Income - Power to Save | Faucet Aerators | 0 | 0 | 0.02 | 110.58 | 1 |  | 2023-11-30 | redacted
Low Income - Power to Save | Low Flow Showerhead | 0 | 0.04 | 0.1 | 504.08 | 1 |  | 2023-11-28 | redacted
Low Income - Power to Save | LED Lights | 0 | 0 | 0 | 47.6 | 1 |  | 2023-11-28 | redacted
Low Income - Power to Save | Pipe Wrap | 0 | 0.01 | 0.03 | 143.65 | 1 |  | 2023-11-28 | redacted
Low Income - Power to Save | HVAC Inspection | 0 | 0.17 | 0 | 268.73 | 1 |  | 2023-11-28 | redacted
Low Income - Power to Save | Faucet Aerators | 0 | 0 | 0.02 | 110.58 | 1 |  | 2023-11-28 | redacted
Low Income - Power to Save | Low Flow Showerhead | 0 | 0.04 | 0.1 | 504.08 | 1 |  | 2023-11-15 | redacted
Low Income - Power to Save | LI - DUCT | 0 | 0.4 | 0.12 | 775.77 | 1 |  | 2023-11-15 | redacted
Low Income - Power to Save | LED Lights | 0 | 0 | 0 | 47.6 | 1 |  | 2023-11-15 | redacted
Low Income - Power to Save | Pipe Wrap | 0 | 0.01 | 0.03 | 143.65 | 1 |  | 2023-11-15 | redacted
Low Income - Power to Save | Faucet Aerators | 0 | 0 | 0.02 | 110.58 | 1 |  | 2023-11-15 | redacted
Low Income - Power to Save | Low Flow Showerhead | 0 | 0.04 | 0.1 | 504.08 | 1 |  | 2023-11-28 | redacted
Low Income - Power to Save | LED Lights | 0 | 0 | 0 | 47.6 | 1 |  | 2023-11-28 | redacted
Low Income - Power to Save | Pipe Wrap | 0 | 0.01 | 0.03 | 143.65 | 1 |  | 2023-11-28 | redacted
Low Income - Power to Save | HVAC Inspection | 0 | 0.17 | 0 | 268.73 | 1 |  | 2023-11-28 | redacted
Low Income - Power to Save | Faucet Aerators | 0 | 0 | 0.02 | 110.58 | 1 |  | 2023-11-28 | redacted
Low Income - Power to Save | Low Flow Showerhead | 0 | 0.04 | 0.1 | 504.08 | 1 |  | 2023-11-21 | redacted
Low Income - Power to Save | LI - DUCT | 0 | 0.4 | 0.12 | 775.77 | 1 |  | 2023-11-21 | redacted
Low Income - Power to Save | LED Lights | 0 | 0 | 0 | 47.6 | 1 |  | 2023-11-21 | redacted
Low Income - Power to Save | Pipe Wrap | 0 | 0.01 | 0.03 | 143.65 | 1 |  | 2023-11-21 | redacted
Low Income - Power to Save | HVAC Inspection | 0 | 0.17 | 0 | 268.73 | 1 |  | 2023-11-21 | redacted
Low Income - Power to Save | Faucet Aerators | 0 | 0 | 0.02 | 110.58 | 1 |  | 2023-11-21 | redacted
Low Income - Power to Save | Low Flow Showerhead | 0 | 0.04 | 0.1 | 504.08 | 1 |  | 2023-11-28 | redacted
Low Income - Power to Save | LED Lights | 0 | 0 | 0 | 47.6 | 1 |  | 2023-11-28 | redacted
Low Income - Power to Save | Pipe Wrap | 0 | 0.01 | 0.03 | 143.65 | 1 |  | 2023-11-28 | redacted
Low Income - Power to Save | HVAC Inspection | 0 | 0.17 | 0 | 268.73 | 1 |  | 2023-11-28 | redacted
Low Income - Power to Save | Faucet Aerators | 0 | 0 | 0.02 | 110.58 | 1 |  | 2023-11-28 | redacted
Low Income - Power to Save | Low Flow Showerhead | 0 | 0.04 | 0.1 | 504.08 | 1 |  | 2023-11-15 | redacted
Low Income - Power to Save | LI - DUCT | 0 | 0.4 | 0.12 | 775.77 | 1 |  | 2023-11-15 | redacted
Low Income - Power to Save | LED Lights | 0 | 0 | 0 | 47.6 | 1 |  | 2023-11-15 | redacted
Low Income - Power to Save | Pipe Wrap | 0 | 0.01 | 0.03 | 143.65 | 1 |  | 2023-11-15 | redacted
Low Income - Power to Save | Faucet Aerators | 0 | 0 | 0.02 | 110.58 | 1 |  | 2023-11-15 | redacted
Low Income - Power to Save | Low Flow Showerhead | 0 | 0.04 | 0.1 | 504.08 | 1 |  | 2023-11-28 | redacted
Low Income - Power to Save | LED Lights | 0 | 0 | 0 | 47.6 | 1 |  | 2023-11-28 | redacted
Low Income - Power to Save | Pipe Wrap | 0 | 0.01 | 0.03 | 143.65 | 1 |  | 2023-11-28 | redacted
Low Income - Power to Save | HVAC Inspection | 0 | 0.17 | 0 | 268.73 | 1 |  | 2023-11-28 | redacted
Low Income - Power to Save | Faucet Aerators | 0 | 0 | 0.02 | 110.58 | 1 |  | 2023-11-28 | redacted
Low Income - Power to Save | Low Flow Showerhead | 0 | 0.04 | 0.1 | 504.08 | 1 |  | 2023-11-30 | redacted
Low Income - Power to Save | LED Lights | 0 | 0 | 0 | 47.6 | 1 |  | 2023-11-30 | redacted
Low Income - Power to Save | Pipe Wrap | 0 | 0.01 | 0.03 | 143.65 | 1 |  | 2023-11-30 | redacted
Low Income - Power to Save | HVAC Inspection | 0 | 0.17 | 0 | 268.73 | 1 |  | 2023-11-30 | redacted
Low Income - Power to Save | Faucet Aerators | 0 | 0 | 0.02 | 110.58 | 1 |  | 2023-11-30 | redacted
Low Income - Power to Save | LED Lights | 0 | 0 | 0 | 47.6 | 1 |  | 2023-11-30 | redacted
Low Income - Power to Save | Pipe Wrap | 0 | 0.01 | 0.03 | 143.65 | 1 |  | 2023-11-30 | redacted
Low Income - Power to Save | HVAC Inspection | 0 | 0.17 | 0 | 268.73 | 1 |  | 2023-11-30 | redacted
Low Income - Power to Save | Faucet Aerators | 0 | 0 | 0.02 | 110.58 | 1 |  | 2023-11-30 | redacted
Low Income - Power to Save | Low Flow Showerhead | 0 | 0.04 | 0.1 | 504.08 | 1 |  | 2023-11-28 | redacted
Low Income - Power to Save | LED Lights | 0 | 0 | 0 | 47.6 | 1 |  | 2023-11-28 | redacted
Low Income - Power to Save | Pipe Wrap | 0 | 0.01 | 0.03 | 143.65 | 1 |  | 2023-11-28 | redacted
Low Income - Power to Save | HVAC Inspection | 0 | 0.17 | 0 | 268.73 | 1 |  | 2023-11-28 | redacted
Low Income - Power to Save | Low Flow Showerhead | 0 | 0.04 | 0.1 | 504.08 | 1 |  | 2023-11-15 | redacted
Low Income - Power to Save | LI - DUCT | 0 | 0.4 | 0.12 | 775.77 | 1 |  | 2023-11-15 | redacted
Low Income - Power to Save | LED Lights | 0 | 0 | 0 | 47.6 | 1 |  | 2023-11-15 | redacted
Low Income - Power to Save | Pipe Wrap | 0 | 0.01 | 0.03 | 143.65 | 1 |  | 2023-11-15 | redacted
Low Income - Power to Save | Outdoor Coil Cleaning | 0 | 0.1 | 0 | 275 | 1 |  | 2023-11-15 | redacted
Low Income - Power to Save | HVAC Inspection | 0 | 0.17 | 0 | 268.73 | 1 |  | 2023-11-15 | redacted
Low Income - Power to Save | Faucet Aerators | 0 | 0 | 0.02 | 110.58 | 1 |  | 2023-11-15 | redacted
Low Income - Power to Save | Low Flow Showerhead | 0 | 0.04 | 0.1 | 504.08 | 1 |  | 2023-11-21 | redacted
Low Income - Power to Save | LI - DUCT | 0 | 0.4 | 0.12 | 775.77 | 1 |  | 2023-11-21 | redacted
Low Income - Power to Save | LED Lights | 0 | 0 | 0 | 47.6 | 1 |  | 2023-11-21 | redacted
Low Income - Power to Save | Outdoor Coil Cleaning | 0 | 0.1 | 0 | 275 | 1 |  | 2023-11-21 | redacted
Low Income - Power to Save | HVAC Inspection | 0 | 0.17 | 0 | 268.73 | 1 |  | 2023-11-21 | redacted
Low Income - Power to Save | Faucet Aerators | 0 | 0 | 0.02 | 110.58 | 1 |  | 2023-11-21 | redacted
Low Income - Power to Save | Low Flow Showerhead | 0 | 0.04 | 0.1 | 504.08 | 1 |  | 2023-11-28 | redacted
Low Income - Power to Save | LED Lights | 0 | 0 | 0 | 47.6 | 1 |  | 2023-11-28 | redacted
Low Income - Power to Save | Pipe Wrap | 0 | 0.01 | 0.03 | 143.65 | 1 |  | 2023-11-28 | redacted
Low Income - Power to Save | HVAC Inspection | 0 | 0.17 | 0 | 268.73 | 1 |  | 2023-11-28 | redacted
Low Income - Power to Save | Faucet Aerators | 0 | 0 | 0.02 | 110.58 | 1 |  | 2023-11-28 | redacted
Low Income - Power to Save | Low Flow Showerhead | 0 | 0.04 | 0.1 | 504.08 | 1 |  | 2023-11-30 | redacted
Low Income - Power to Save | LED Lights | 0 | 0 | 0 | 47.6 | 1 |  | 2023-11-30 | redacted
Low Income - Power to Save | Pipe Wrap | 0 | 0.01 | 0.03 | 143.65 | 1 |  | 2023-11-30 | redacted
Low Income - Power to Save | HVAC Inspection | 0 | 0.17 | 0 | 268.73 | 1 |  | 2023-11-30 | redacted
Low Income - Power to Save | Faucet Aerators | 0 | 0 | 0.02 | 110.58 | 1 |  | 2023-11-30 | redacted
Low Income - Power to Save | Low Flow Showerhead | 0 | 0.04 | 0.1 | 504.08 | 1 |  | 2023-11-30 | redacted
Low Income - Power to Save | LED Lights | 0 | 0 | 0 | 47.6 | 1 |  | 2023-11-30 | redacted
Low Income - Power to Save | Pipe Wrap | 0 | 0.01 | 0.03 | 143.65 | 1 |  | 2023-11-30 | redacted
Low Income - Power to Save | HVAC Inspection | 0 | 0.17 | 0 | 268.73 | 1 |  | 2023-11-30 | redacted
Low Income - Power to Save | Faucet Aerators | 0 | 0 | 0.02 | 110.58 | 1 |  | 2023-11-30 | redacted
Low Income - Power to Save | Low Flow Showerhead | 0 | 0.04 | 0.1 | 504.08 | 1 |  | 2023-11-15 | redacted
Low Income - Power to Save | LI - DUCT | 0 | 0.4 | 0.12 | 775.77 | 1 |  | 2023-11-15 | redacted
Low Income - Power to Save | LED Lights | 0 | 0 | 0 | 47.6 | 1 |  | 2023-11-15 | redacted
Low Income - Power to Save | Pipe Wrap | 0 | 0.01 | 0.03 | 143.65 | 1 |  | 2023-11-15 | redacted
Low Income - Power to Save | Outdoor Coil Cleaning | 0 | 0.1 | 0 | 275 | 1 |  | 2023-11-15 | redacted
Low Income - Power to Save | HVAC Inspection | 0 | 0.17 | 0 | 268.73 | 1 |  | 2023-11-15 | redacted
Low Income - Power to Save | Faucet Aerators | 0 | 0 | 0.02 | 110.58 | 1 |  | 2023-11-15 | redacted
Low Income - Power to Save | Low Flow Showerhead | 0 | 0.04 | 0.1 | 504.08 | 1 |  | 2023-11-21 | redacted
Low Income - Power to Save | LI - DUCT | 0 | 0.4 | 0.12 | 775.77 | 1 |  | 2023-11-21 | redacted
Low Income - Power to Save | LED Lights | 0 | 0 | 0 | 47.6 | 1 |  | 2023-11-21 | redacted
Low Income - Power to Save | Pipe Wrap | 0 | 0.01 | 0.03 | 143.65 | 1 |  | 2023-11-21 | redacted
Low Income - Power to Save | HVAC Inspection | 0 | 0.17 | 0 | 268.73 | 1 |  | 2023-11-21 | redacted
Low Income - Power to Save | Faucet Aerators | 0 | 0 | 0.02 | 110.58 | 1 |  | 2023-11-21 | redacted
Low Income - Power to Save | Low Flow Showerhead | 0 | 0.04 | 0.1 | 504.08 | 1 |  | 2023-11-28 | redacted
Low Income - Power to Save | LED Lights | 0 | 0 | 0 | 47.6 | 1 |  | 2023-11-28 | redacted
Low Income - Power to Save | Pipe Wrap | 0 | 0.01 | 0.03 | 143.65 | 1 |  | 2023-11-28 | redacted
Low Income - Power to Save | HVAC Inspection | 0 | 0.17 | 0 | 268.73 | 1 |  | 2023-11-28 | redacted
Low Income - Power to Save | Faucet Aerators | 0 | 0 | 0.02 | 110.58 | 1 |  | 2023-11-28 | redacted
Low Income - Power to Save | Low Flow Showerhead | 0 | 0.04 | 0.1 | 504.08 | 1 |  | 2023-11-30 | redacted
Low Income - Power to Save | LED Lights | 0 | 0 | 0 | 47.6 | 1 |  | 2023-11-30 | redacted
Low Income - Power to Save | Pipe Wrap | 0 | 0.01 | 0.03 | 143.65 | 1 |  | 2023-11-30 | redacted
Low Income - Power to Save | HVAC Inspection | 0 | 0.17 | 0 | 268.73 | 1 |  | 2023-11-30 | redacted
Low Income - Power to Save | Faucet Aerators | 0 | 0 | 0.02 | 110.58 | 1 |  | 2023-11-30 | redacted
Low Income - Power to Save | Low Flow Showerhead | 0 | 0.04 | 0.1 | 504.08 | 1 |  | 2023-11-30 | redacted
Low Income - Power to Save | LED Lights | 0 | 0 | 0 | 47.6 | 1 |  | 2023-11-30 | redacted
Low Income - Power to Save | Pipe Wrap | 0 | 0.01 | 0.03 | 143.65 | 1 |  | 2023-11-30 | redacted
Low Income - Power to Save | HVAC Inspection | 0 | 0.17 | 0 | 268.73 | 1 |  | 2023-11-30 | redacted
Low Income - Power to Save | Faucet Aerators | 0 | 0 | 0.02 | 110.58 | 1 |  | 2023-11-30 | redacted
Low Income - Power to Save | Low Flow Showerhead | 0 | 0.04 | 0.1 | 504.08 | 1 |  | 2023-11-28 | redacted
Low Income - Power to Save | LED Lights | 0 | 0 | 0 | 47.6 | 1 |  | 2023-11-28 | redacted
Low Income - Power to Save | Pipe Wrap | 0 | 0.01 | 0.03 | 143.65 | 1 |  | 2023-11-28 | redacted
Low Income - Power to Save | HVAC Inspection | 0 | 0.17 | 0 | 268.73 | 1 |  | 2023-11-28 | redacted
Low Income - Power to Save | Faucet Aerators | 0 | 0 | 0.02 | 110.58 | 1 |  | 2023-11-28 | redacted
Low Income - Power to Save | Low Flow Showerhead | 0 | 0.04 | 0.1 | 504.08 | 1 |  | 2023-11-30 | redacted
Low Income - Power to Save | LED Lights | 0 | 0 | 0 | 47.6 | 1 |  | 2023-11-30 | redacted
Low Income - Power to Save | Pipe Wrap | 0 | 0.01 | 0.03 | 143.65 | 1 |  | 2023-11-30 | redacted
Low Income - Power to Save | HVAC Inspection | 0 | 0.17 | 0 | 268.73 | 1 |  | 2023-11-30 | redacted
Low Income - Power to Save | Faucet Aerators | 0 | 0 | 0.02 | 110.58 | 1 |  | 2023-11-30 | redacted
Low Income - Power to Save | Low Flow Showerhead | 0 | 0.04 | 0.1 | 504.08 | 1 |  | 2023-11-30 | redacted
Low Income - Power to Save | LED Lights | 0 | 0 | 0 | 47.6 | 1 |  | 2023-11-30 | redacted
Low Income - Power to Save | Pipe Wrap | 0 | 0.01 | 0.03 | 143.65 | 1 |  | 2023-11-30 | redacted
Low Income - Power to Save | HVAC Inspection | 0 | 0.17 | 0 | 268.73 | 1 |  | 2023-11-30 | redacted
Low Income - Power to Save | Faucet Aerators | 0 | 0 | 0.02 | 110.58 | 1 |  | 2023-11-30 | redacted
Low Income - Power to Save | Low Flow Showerhead | 0 | 0.04 | 0.1 | 504.08 | 1 |  | 2023-11-28 | redacted
Low Income - Power to Save | LED Lights | 0 | 0 | 0 | 47.6 | 1 |  | 2023-11-28 | redacted
Low Income - Power to Save | Pipe Wrap | 0 | 0.01 | 0.03 | 143.65 | 1 |  | 2023-11-28 | redacted
Low Income - Power to Save | HVAC Inspection | 0 | 0.17 | 0 | 268.73 | 1 |  | 2023-11-28 | redacted
Low Income - Power to Save | Faucet Aerators | 0 | 0 | 0.02 | 110.58 | 1 |  | 2023-11-28 | redacted
Low Income - Power to Save | Low Flow Showerhead | 0 | 0.04 | 0.1 | 504.08 | 1 |  | 2023-11-15 | redacted
Low Income - Power to Save | LI - DUCT | 0 | 0.4 | 0.12 | 775.77 | 1 |  | 2023-11-15 | redacted
Low Income - Power to Save | LED Lights | 0 | 0 | 0 | 47.6 | 1 |  | 2023-11-15 | redacted
Low Income - Power to Save | Pipe Wrap | 0 | 0.01 | 0.03 | 143.65 | 1 |  | 2023-11-15 | redacted
Low Income - Power to Save | Faucet Aerators | 0 | 0 | 0.02 | 110.58 | 1 |  | 2023-11-15 | redacted
Low Income - Power to Save | Low Flow Showerhead | 0 | 0.04 | 0.1 | 504.08 | 1 |  | 2023-11-28 | redacted
Low Income - Power to Save | LED Lights | 0 | 0 | 0 | 47.6 | 1 |  | 2023-11-28 | redacted
Low Income - Power to Save | Pipe Wrap | 0 | 0.01 | 0.03 | 143.65 | 1 |  | 2023-11-28 | redacted
Low Income - Power to Save | HVAC Inspection | 0 | 0.17 | 0 | 268.73 | 1 |  | 2023-11-28 | redacted
Low Income - Power to Save | Faucet Aerators | 0 | 0 | 0.02 | 110.58 | 1 |  | 2023-11-28 | redacted
Low Income - Power to Save | Low Flow Showerhead | 0 | 0.04 | 0.1 | 504.08 | 1 |  | 2023-11-15 | redacted
Low Income - Power to Save | LI - DUCT | 0 | 0.4 | 0.12 | 775.77 | 1 |  | 2023-11-15 | redacted
Low Income - Power to Save | LED Lights | 0 | 0 | 0 | 47.6 | 1 |  | 2023-11-15 | redacted
Low Income - Power to Save | Pipe Wrap | 0 | 0.01 | 0.03 | 143.65 | 1 |  | 2023-11-15 | redacted
Low Income - Power to Save | Outdoor Coil Cleaning | 0 | 0.1 | 0 | 275 | 1 |  | 2023-11-15 | redacted
Low Income - Power to Save | HVAC Inspection | 0 | 0.17 | 0 | 268.73 | 1 |  | 2023-11-15 | redacted
Low Income - Power to Save | Faucet Aerators | 0 | 0 | 0.02 | 110.58 | 1 |  | 2023-11-15 | redacted
Low Income - Power to Save | Low Flow Showerhead | 0 | 0.04 | 0.1 | 504.08 | 1 |  | 2023-11-29 | redacted
Low Income - Power to Save | LED Lights | 0 | 0 | 0 | 47.6 | 1 |  | 2023-11-29 | redacted
Low Income - Power to Save | Pipe Wrap | 0 | 0.01 | 0.03 | 143.65 | 1 |  | 2023-11-29 | redacted
Low Income - Power to Save | HVAC Inspection | 0 | 0.17 | 0 | 268.73 | 1 |  | 2023-11-29 | redacted
Low Income - Power to Save | Faucet Aerators | 0 | 0 | 0.02 | 110.58 | 1 |  | 2023-11-29 | redacted
Low Income - Power to Save | Low Flow Showerhead | 0 | 0.04 | 0.1 | 504.08 | 1 |  | 2023-11-28 | redacted
Low Income - Power to Save | LED Lights | 0 | 0 | 0 | 47.6 | 1 |  | 2023-11-28 | redacted
Low Income - Power to Save | Pipe Wrap | 0 | 0.01 | 0.03 | 143.65 | 1 |  | 2023-11-28 | redacted
Low Income - Power to Save | HVAC Inspection | 0 | 0.17 | 0 | 268.73 | 1 |  | 2023-11-28 | redacted
Low Income - Power to Save | Faucet Aerators | 0 | 0 | 0.02 | 110.58 | 1 |  | 2023-11-28 | redacted
Low Income - Power to Save | Low Flow Showerhead | 0 | 0.04 | 0.1 | 504.08 | 1 |  | 2023-11-30 | redacted
Low Income - Power to Save | LED Lights | 0 | 0 | 0 | 47.6 | 1 |  | 2023-11-30 | redacted
Low Income - Power to Save | Pipe Wrap | 0 | 0.01 | 0.03 | 143.65 | 1 |  | 2023-11-30 | redacted
Low Income - Power to Save | HVAC Inspection | 0 | 0.17 | 0 | 268.73 | 1 |  | 2023-11-30 | redacted
Low Income - Power to Save | Faucet Aerators | 0 | 0 | 0.02 | 110.58 | 1 |  | 2023-11-30 | redacted
Low Income - Power to Save | Low Flow Showerhead | 0 | 0.04 | 0.1 | 504.08 | 1 |  | 2023-11-30 | redacted
Low Income - Power to Save | LED Lights | 0 | 0 | 0 | 47.6 | 1 |  | 2023-11-30 | redacted
Low Income - Power to Save | Pipe Wrap | 0 | 0.01 | 0.03 | 143.65 | 1 |  | 2023-11-30 | redacted
Low Income - Power to Save | HVAC Inspection | 0 | 0.17 | 0 | 268.73 | 1 |  | 2023-11-30 | redacted
Low Income - Power to Save | Faucet Aerators | 0 | 0 | 0.02 | 110.58 | 1 |  | 2023-11-30 | redacted
Low Income - Power to Save | Low Flow Showerhead | 0 | 0.04 | 0.1 | 504.08 | 1 |  | 2023-11-28 | redacted
Low Income - Power to Save | LED Lights | 0 | 0 | 0 | 47.6 | 1 |  | 2023-11-28 | redacted
Low Income - Power to Save | Pipe Wrap | 0 | 0.01 | 0.03 | 143.65 | 1 |  | 2023-11-28 | redacted
Low Income - Power to Save | HVAC Inspection | 0 | 0.17 | 0 | 268.73 | 1 |  | 2023-11-28 | redacted
Low Income - Power to Save | Faucet Aerators | 0 | 0 | 0.02 | 110.58 | 1 |  | 2023-11-28 | redacted
Low Income - Power to Save | Low Flow Showerhead | 0 | 0.04 | 0.1 | 504.08 | 1 |  | 2023-11-28 | redacted
Low Income - Power to Save | LED Lights | 0 | 0 | 0 | 47.6 | 1 |  | 2023-11-28 | redacted
Low Income - Power to Save | Pipe Wrap | 0 | 0.01 | 0.03 | 143.65 | 1 |  | 2023-11-28 | redacted
Low Income - Power to Save | HVAC Inspection | 0 | 0.17 | 0 | 268.73 | 1 |  | 2023-11-28 | redacted
Low Income - Power to Save | Faucet Aerators | 0 | 0 | 0.02 | 110.58 | 1 |  | 2023-11-28 | redacted
Low Income - Power to Save | Low Flow Showerhead | 0 | 0.04 | 0.1 | 504.08 | 1 |  | 2023-11-15 | redacted
Low Income - Power to Save | LI - DUCT | 0 | 0.4 | 0.12 | 775.77 | 1 |  | 2023-11-15 | redacted
Low Income - Power to Save | LED Lights | 0 | 0 | 0 | 47.6 | 1 |  | 2023-11-15 | redacted
Low Income - Power to Save | Pipe Wrap | 0 | 0.01 | 0.03 | 143.65 | 1 |  | 2023-11-15 | redacted
Low Income - Power to Save | Faucet Aerators | 0 | 0 | 0.02 | 110.58 | 1 |  | 2023-11-15 | redacted
Low Income - Power to Save | Low Flow Showerhead | 0 | 0.04 | 0.1 | 504.08 | 1 |  | 2023-11-28 | redacted
Low Income - Power to Save | LED Lights | 0 | 0 | 0 | 47.6 | 1 |  | 2023-11-28 | redacted
Low Income - Power to Save | Pipe Wrap | 0 | 0.01 | 0.03 | 143.65 | 1 |  | 2023-11-28 | redacted
Low Income - Power to Save | HVAC Inspection | 0 | 0.17 | 0 | 268.73 | 1 |  | 2023-11-28 | redacted
Low Income - Power to Save | Faucet Aerators | 0 | 0 | 0.02 | 110.58 | 1 |  | 2023-11-28 | redacted
Low Income - Power to Save | Low Flow Showerhead | 0 | 0.04 | 0.1 | 504.08 | 1 |  | 2023-11-30 | redacted
Low Income - Power to Save | LED Lights | 0 | 0 | 0 | 47.6 | 1 |  | 2023-11-30 | redacted
Low Income - Power to Save | Pipe Wrap | 0 | 0.01 | 0.03 | 143.65 | 1 |  | 2023-11-30 | redacted
Low Income - Power to Save | HVAC Inspection | 0 | 0.17 | 0 | 268.73 | 1 |  | 2023-11-30 | redacted
Low Income - Power to Save | Faucet Aerators | 0 | 0 | 0.02 | 110.58 | 1 |  | 2023-11-30 | redacted
Low Income - Power to Save | Low Flow Showerhead | 0 | 0.04 | 0.1 | 504.08 | 1 |  | 2023-11-15 | redacted
Low Income - Power to Save | LI - DUCT | 0 | 0.4 | 0.12 | 775.77 | 1 |  | 2023-11-15 | redacted
Low Income - Power to Save | LED Lights | 0 | 0 | 0 | 47.6 | 1 |  | 2023-11-15 | redacted
Low Income - Power to Save | Pipe Wrap | 0 | 0.01 | 0.03 | 143.65 | 1 |  | 2023-11-15 | redacted
Low Income - Power to Save | HVAC Inspection | 0 | 0.17 | 0 | 268.73 | 1 |  | 2023-11-15 | redacted
Low Income - Power to Save | Faucet Aerators | 0 | 0 | 0.02 | 110.58 | 1 |  | 2023-11-15 | redacted
Low Income - Power to Save | LED Lights | 0 | 0 | 0 | 47.6 | 1 |  | 2023-11-30 | redacted
Low Income - Power to Save | Pipe Wrap | 0 | 0.01 | 0.03 | 143.65 | 1 |  | 2023-11-30 | redacted
Low Income - Power to Save | HVAC Inspection | 0 | 0.17 | 0 | 268.73 | 1 |  | 2023-11-30 | redacted
Low Income - Power to Save | Faucet Aerators | 0 | 0 | 0.02 | 110.58 | 1 |  | 2023-11-30 | redacted
Low Income - Power to Save | Low Flow Showerhead | 0 | 0.04 | 0.1 | 504.08 | 1 |  | 2023-11-28 | redacted
Low Income - Power to Save | LED Lights | 0 | 0 | 0 | 47.6 | 1 |  | 2023-11-28 | redacted
Low Income - Power to Save | Pipe Wrap | 0 | 0.01 | 0.03 | 143.65 | 1 |  | 2023-11-28 | redacted
Low Income - Power to Save | HVAC Inspection | 0 | 0.17 | 0 | 268.73 | 1 |  | 2023-11-28 | redacted
Low Income - Power to Save | Faucet Aerators | 0 | 0 | 0.02 | 110.58 | 1 |  | 2023-11-28 | redacted
Low Income - Power to Save | Low Flow Showerhead | 0 | 0.04 | 0.1 | 504.08 | 1 |  | 2023-11-29 | redacted
Low Income - Power to Save | LED Lights | 0 | 0 | 0 | 47.6 | 1 |  | 2023-11-29 | redacted
Low Income - Power to Save | Pipe Wrap | 0 | 0.01 | 0.03 | 143.65 | 1 |  | 2023-11-29 | redacted
Low Income - Power to Save | HVAC Inspection | 0 | 0.17 | 0 | 268.73 | 1 |  | 2023-11-29 | redacted
Low Income - Power to Save | Faucet Aerators | 0 | 0 | 0.02 | 110.58 | 1 |  | 2023-11-29 | redacted
Low Income - Power to Save | Low Flow Showerhead | 0 | 0.04 | 0.1 | 504.08 | 1 |  | 2023-11-15 | redacted
Low Income - Power to Save | LI - DUCT | 0 | 0.4 | 0.12 | 775.77 | 1 |  | 2023-11-15 | redacted
Low Income - Power to Save | LED Lights | 0 | 0 | 0 | 47.6 | 1 |  | 2023-11-15 | redacted
Low Income - Power to Save | Pipe Wrap | 0 | 0.01 | 0.03 | 143.65 | 1 |  | 2023-11-15 | redacted
Low Income - Power to Save | Faucet Aerators | 0 | 0 | 0.02 | 110.58 | 1 |  | 2023-11-15 | redacted
Low Income - Power to Save | Low Flow Showerhead | 0 | 0.04 | 0.1 | 504.08 | 1 |  | 2023-11-15 | redacted
Low Income - Power to Save | LI - DUCT | 0 | 0.4 | 0.12 | 775.77 | 1 |  | 2023-11-15 | redacted
Low Income - Power to Save | LED Lights | 0 | 0 | 0 | 47.6 | 1 |  | 2023-11-15 | redacted
Low Income - Power to Save | Pipe Wrap | 0 | 0.01 | 0.03 | 143.65 | 1 |  | 2023-11-15 | redacted
Low Income - Power to Save | Outdoor Coil Cleaning | 0 | 0.1 | 0 | 275 | 1 |  | 2023-11-15 | redacted
Low Income - Power to Save | HVAC Inspection | 0 | 0.17 | 0 | 268.73 | 1 |  | 2023-11-15 | redacted
Low Income - Power to Save | Faucet Aerators | 0 | 0 | 0.02 | 110.58 | 1 |  | 2023-11-15 | redacted
Low Income - Power to Save | LED Lights | 0 | 0 | 0 | 47.6 | 1 |  | 2023-11-30 | redacted
Low Income - Power to Save | Pipe Wrap | 0 | 0.01 | 0.03 | 143.65 | 1 |  | 2023-11-30 | redacted
Low Income - Power to Save | HVAC Inspection | 0 | 0.17 | 0 | 268.73 | 1 |  | 2023-11-30 | redacted
Low Income - Power to Save | Faucet Aerators | 0 | 0 | 0.02 | 110.58 | 1 |  | 2023-11-30 | redacted
Low Income - Power to Save | Low Flow Showerhead | 0 | 0.04 | 0.1 | 504.08 | 1 |  | 2023-11-30 | redacted
Low Income - Power to Save | LED Lights | 0 | 0 | 0 | 47.6 | 1 |  | 2023-11-30 | redacted
Low Income - Power to Save | Pipe Wrap | 0 | 0.01 | 0.03 | 143.65 | 1 |  | 2023-11-30 | redacted
Low Income - Power to Save | HVAC Inspection | 0 | 0.17 | 0 | 268.73 | 1 |  | 2023-11-30 | redacted
Low Income - Power to Save | Faucet Aerators | 0 | 0 | 0.02 | 110.58 | 1 |  | 2023-11-30 | redacted
Low Income - Power to Save | Low Flow Showerhead | 0 | 0.04 | 0.1 | 504.08 | 1 |  | 2023-11-30 | redacted
Low Income - Power to Save | LED Lights | 0 | 0 | 0 | 47.6 | 1 |  | 2023-11-30 | redacted
Low Income - Power to Save | Pipe Wrap | 0 | 0.01 | 0.03 | 143.65 | 1 |  | 2023-11-30 | redacted
Low Income - Power to Save | HVAC Inspection | 0 | 0.17 | 0 | 268.73 | 1 |  | 2023-11-30 | redacted
Low Income - Power to Save | Faucet Aerators | 0 | 0 | 0.02 | 110.58 | 1 |  | 2023-11-30 | redacted
Low Income - Power to Save | Low Flow Showerhead | 0 | 0.04 | 0.1 | 504.08 | 1 |  | 2023-11-28 | redacted
Low Income - Power to Save | LED Lights | 0 | 0 | 0 | 47.6 | 1 |  | 2023-11-28 | redacted
Low Income - Power to Save | Pipe Wrap | 0 | 0.01 | 0.03 | 143.65 | 1 |  | 2023-11-28 | redacted
Low Income - Power to Save | HVAC Inspection | 0 | 0.17 | 0 | 268.73 | 1 |  | 2023-11-28 | redacted
Low Income - Power to Save | Faucet Aerators | 0 | 0 | 0.02 | 110.58 | 1 |  | 2023-11-28 | redacted
Low Income - Power to Save | LED Lights | 0 | 0 | 0 | 47.6 | 1 |  | 2023-11-28 | redacted
Low Income - Power to Save | Pipe Wrap | 0 | 0.01 | 0.03 | 143.65 | 1 |  | 2023-11-28 | redacted
Low Income - Power to Save | HVAC Inspection | 0 | 0.17 | 0 | 268.73 | 1 |  | 2023-11-28 | redacted
Low Income - Power to Save | Faucet Aerators | 0 | 0 | 0.02 | 110.58 | 1 |  | 2023-11-28 | redacted
Low Income - Power to Save | Low Flow Showerhead | 0 | 0.04 | 0.1 | 504.08 | 1 |  | 2023-11-15 | redacted
Low Income - Power to Save | LI - DUCT | 0 | 0.4 | 0.12 | 775.77 | 1 |  | 2023-11-15 | redacted
Low Income - Power to Save | LED Lights | 0 | 0 | 0 | 47.6 | 1 |  | 2023-11-15 | redacted
Low Income - Power to Save | Pipe Wrap | 0 | 0.01 | 0.03 | 143.65 | 1 |  | 2023-11-15 | redacted
Low Income - Power to Save | Outdoor Coil Cleaning | 0 | 0.1 | 0 | 275 | 1 |  | 2023-11-15 | redacted
Low Income - Power to Save | HVAC Inspection | 0 | 0.17 | 0 | 268.73 | 1 |  | 2023-11-15 | redacted
Low Income - Power to Save | Faucet Aerators | 0 | 0 | 0.02 | 110.58 | 1 |  | 2023-11-15 | redacted
Low Income - Power to Save | Low Flow Showerhead | 0 | 0.04 | 0.1 | 504.08 | 1 |  | 2023-11-28 | redacted
Low Income - Power to Save | LED Lights | 0 | 0 | 0 | 47.6 | 1 |  | 2023-11-28 | redacted
Low Income - Power to Save | Pipe Wrap | 0 | 0.01 | 0.03 | 143.65 | 1 |  | 2023-11-28 | redacted
Low Income - Power to Save | HVAC Inspection | 0 | 0.17 | 0 | 268.73 | 1 |  | 2023-11-28 | redacted
Low Income - Power to Save | Faucet Aerators | 0 | 0 | 0.02 | 110.58 | 1 |  | 2023-11-28 | redacted
Low Income - Power to Save | Low Flow Showerhead | 0 | 0.04 | 0.1 | 504.08 | 1 |  | 2023-11-28 | redacted
Low Income - Power to Save | LED Lights | 0 | 0 | 0 | 47.6 | 1 |  | 2023-11-28 | redacted
Low Income - Power to Save | Pipe Wrap | 0 | 0.01 | 0.03 | 143.65 | 1 |  | 2023-11-28 | redacted
Low Income - Power to Save | HVAC Inspection | 0 | 0.17 | 0 | 268.73 | 1 |  | 2023-11-28 | redacted
Low Income - Power to Save | Faucet Aerators | 0 | 0 | 0.02 | 110.58 | 1 |  | 2023-11-28 | redacted
Low Income - Power to Save | Low Flow Showerhead | 0 | 0.04 | 0.1 | 504.08 | 1 |  | 2023-11-28 | redacted
Low Income - Power to Save | LED Lights | 0 | 0 | 0 | 47.6 | 1 |  | 2023-11-28 | redacted
Low Income - Power to Save | Pipe Wrap | 0 | 0.01 | 0.03 | 143.65 | 1 |  | 2023-11-28 | redacted
Low Income - Power to Save | HVAC Inspection | 0 | 0.17 | 0 | 268.73 | 1 |  | 2023-11-28 | redacted
Low Income - Power to Save | Faucet Aerators | 0 | 0 | 0.02 | 110.58 | 1 |  | 2023-11-28 | redacted
Low Income - Power to Save | Low Flow Showerhead | 0 | 0.04 | 0.1 | 504.08 | 1 |  | 2023-11-30 | redacted
Low Income - Power to Save | LED Lights | 0 | 0 | 0 | 47.6 | 1 |  | 2023-11-30 | redacted
Low Income - Power to Save | Pipe Wrap | 0 | 0.01 | 0.03 | 143.65 | 1 |  | 2023-11-30 | redacted
Low Income - Power to Save | HVAC Inspection | 0 | 0.17 | 0 | 268.73 | 1 |  | 2023-11-30 | redacted
Low Income - Power to Save | Faucet Aerators | 0 | 0 | 0.02 | 110.58 | 1 |  | 2023-11-30 | redacted
Low Income - Power to Save | Low Flow Showerhead | 0 | 0.04 | 0.1 | 504.08 | 1 |  | 2023-11-28 | redacted
Low Income - Power to Save | LED Lights | 0 | 0 | 0 | 47.6 | 1 |  | 2023-11-28 | redacted
Low Income - Power to Save | Pipe Wrap | 0 | 0.01 | 0.03 | 143.65 | 1 |  | 2023-11-28 | redacted
Low Income - Power to Save | HVAC Inspection | 0 | 0.17 | 0 | 268.73 | 1 |  | 2023-11-28 | redacted
Low Income - Power to Save | Faucet Aerators | 0 | 0 | 0.02 | 110.58 | 1 |  | 2023-11-28 | redacted
Low Income - Power to Save | Low Flow Showerhead | 0 | 0.04 | 0.1 | 504.08 | 1 |  | 2023-11-28 | redacted
Low Income - Power to Save | LED Lights | 0 | 0 | 0 | 47.6 | 1 |  | 2023-11-28 | redacted
Low Income - Power to Save | Pipe Wrap | 0 | 0.01 | 0.03 | 143.65 | 1 |  | 2023-11-28 | redacted
Low Income - Power to Save | HVAC Inspection | 0 | 0.17 | 0 | 268.73 | 1 |  | 2023-11-28 | redacted
Low Income - Power to Save | Faucet Aerators | 0 | 0 | 0.02 | 110.58 | 1 |  | 2023-11-28 | redacted
Low Income - Power to Save | Low Flow Showerhead | 0 | 0.04 | 0.1 | 504.08 | 1 |  | 2023-11-28 | redacted
Low Income - Power to Save | LED Lights | 0 | 0 | 0 | 47.6 | 1 |  | 2023-11-28 | redacted
Low Income - Power to Save | Pipe Wrap | 0 | 0.01 | 0.03 | 143.65 | 1 |  | 2023-11-28 | redacted
Low Income - Power to Save | HVAC Inspection | 0 | 0.17 | 0 | 268.73 | 1 |  | 2023-11-28 | redacted
Low Income - Power to Save | Faucet Aerators | 0 | 0 | 0.02 | 110.58 | 1 |  | 2023-11-28 | redacted
Low Income - Power to Save | Low Flow Showerhead | 0 | 0.04 | 0.1 | 504.08 | 1 |  | 2023-11-30 | redacted
Low Income - Power to Save | LED Lights | 0 | 0 | 0 | 47.6 | 1 |  | 2023-11-30 | redacted
Low Income - Power to Save | Pipe Wrap | 0 | 0.01 | 0.03 | 143.65 | 1 |  | 2023-11-30 | redacted
Low Income - Power to Save | HVAC Inspection | 0 | 0.17 | 0 | 268.73 | 1 |  | 2023-11-30 | redacted
Low Income - Power to Save | Faucet Aerators | 0 | 0 | 0.02 | 110.58 | 1 |  | 2023-11-30 | redacted
Low Income - Power to Save | Low Flow Showerhead | 0 | 0.04 | 0.1 | 504.08 | 1 |  | 2023-11-29 | redacted
Low Income - Power to Save | LED Lights | 0 | 0 | 0 | 47.6 | 1 |  | 2023-11-29 | redacted
Low Income - Power to Save | Pipe Wrap | 0 | 0.01 | 0.03 | 143.65 | 1 |  | 2023-11-29 | redacted
Low Income - Power to Save | HVAC Inspection | 0 | 0.17 | 0 | 268.73 | 1 |  | 2023-11-29 | redacted
Low Income - Power to Save | Faucet Aerators | 0 | 0 | 0.02 | 110.58 | 1 |  | 2023-11-29 | redacted
Low Income - Power to Save | Low Flow Showerhead | 0 | 0.04 | 0.1 | 504.08 | 1 |  | 2023-11-28 | redacted
Low Income - Power to Save | LED Lights | 0 | 0 | 0 | 47.6 | 1 |  | 2023-11-28 | redacted
Low Income - Power to Save | Pipe Wrap | 0 | 0.01 | 0.03 | 143.65 | 1 |  | 2023-11-28 | redacted
Low Income - Power to Save | HVAC Inspection | 0 | 0.17 | 0 | 268.73 | 1 |  | 2023-11-28 | redacted
Low Income - Power to Save | Faucet Aerators | 0 | 0 | 0.02 | 110.58 | 1 |  | 2023-11-28 | redacted
Low Income - Power to Save | Low Flow Showerhead | 0 | 0.04 | 0.1 | 504.08 | 1 |  | 2023-11-28 | redacted
Low Income - Power to Save | LED Lights | 0 | 0 | 0 | 47.6 | 1 |  | 2023-11-28 | redacted
Low Income - Power to Save | Pipe Wrap | 0 | 0.01 | 0.03 | 143.65 | 1 |  | 2023-11-28 | redacted
Low Income - Power to Save | HVAC Inspection | 0 | 0.17 | 0 | 268.73 | 1 |  | 2023-11-28 | redacted
Low Income - Power to Save | Faucet Aerators | 0 | 0 | 0.02 | 110.58 | 1 |  | 2023-11-28 | redacted
Low Income - Power to Save | Low Flow Showerhead | 0 | 0.04 | 0.1 | 504.08 | 1 |  | 2023-11-10 | redacted
Low Income - Power to Save | LI - DUCT | 0 | 0.4 | 0.12 | 775.77 | 1 |  | 2023-11-10 | redacted
Low Income - Power to Save | LED Lights | 0 | 0 | 0 | 47.6 | 1 |  | 2023-11-10 | redacted
Low Income - Power to Save | Pipe Wrap | 0 | 0.01 | 0.03 | 143.65 | 1 |  | 2023-11-10 | redacted
Low Income - Power to Save | Faucet Aerators | 0 | 0 | 0.02 | 110.58 | 1 |  | 2023-11-10 | redacted
Low Income - Power to Save | Low Flow Showerhead | 0 | 0.04 | 0.1 | 504.08 | 1 |  | 2023-11-28 | redacted
Low Income - Power to Save | LED Lights | 0 | 0 | 0 | 47.6 | 1 |  | 2023-11-28 | redacted
Low Income - Power to Save | Pipe Wrap | 0 | 0.01 | 0.03 | 143.65 | 1 |  | 2023-11-28 | redacted
Low Income - Power to Save | HVAC Inspection | 0 | 0.17 | 0 | 268.73 | 1 |  | 2023-11-28 | redacted
Low Income - Power to Save | Faucet Aerators | 0 | 0 | 0.02 | 110.58 | 1 |  | 2023-11-28 | redacted
Low Income - Power to Save | Low Flow Showerhead | 0 | 0.04 | 0.1 | 504.08 | 1 |  | 2023-11-28 | redacted
Low Income - Power to Save | LED Lights | 0 | 0 | 0 | 47.6 | 1 |  | 2023-11-28 | redacted
Low Income - Power to Save | Pipe Wrap | 0 | 0.01 | 0.03 | 143.65 | 1 |  | 2023-11-28 | redacted
Low Income - Power to Save | HVAC Inspection | 0 | 0.17 | 0 | 268.73 | 1 |  | 2023-11-28 | redacted
Low Income - Power to Save | Faucet Aerators | 0 | 0 | 0.02 | 110.58 | 1 |  | 2023-11-28 | redacted
Low Income - Power to Save | Low Flow Showerhead | 0 | 0.04 | 0.1 | 504.08 | 1 |  | 2023-11-15 | redacted
Low Income - Power to Save | LI - DUCT | 0 | 0.4 | 0.12 | 775.77 | 1 |  | 2023-11-15 | redacted
Low Income - Power to Save | LED Lights | 0 | 0 | 0 | 47.6 | 1 |  | 2023-11-15 | redacted
Low Income - Power to Save | Pipe Wrap | 0 | 0.01 | 0.03 | 143.65 | 1 |  | 2023-11-15 | redacted
Low Income - Power to Save | Outdoor Coil Cleaning | 0 | 0.1 | 0 | 275 | 1 |  | 2023-11-15 | redacted
Low Income - Power to Save | HVAC Inspection | 0 | 0.17 | 0 | 268.73 | 1 |  | 2023-11-15 | redacted
Low Income - Power to Save | Faucet Aerators | 0 | 0 | 0.02 | 110.58 | 1 |  | 2023-11-15 | redacted
Low Income - Power to Save | Low Flow Showerhead | 0 | 0.04 | 0.1 | 504.08 | 1 |  | 2023-11-28 | redacted
Low Income - Power to Save | LED Lights | 0 | 0 | 0 | 47.6 | 1 |  | 2023-11-28 | redacted
Low Income - Power to Save | Pipe Wrap | 0 | 0.01 | 0.03 | 143.65 | 1 |  | 2023-11-28 | redacted
Low Income - Power to Save | HVAC Inspection | 0 | 0.17 | 0 | 268.73 | 1 |  | 2023-11-28 | redacted
Low Income - Power to Save | Faucet Aerators | 0 | 0 | 0.02 | 110.58 | 1 |  | 2023-11-28 | redacted
Low Income - Power to Save | Low Flow Showerhead | 0 | 0.04 | 0.1 | 504.08 | 1 |  | 2023-11-15 | redacted
Low Income - Power to Save | LI - DUCT | 0 | 0.4 | 0.12 | 775.77 | 1 |  | 2023-11-15 | redacted
Low Income - Power to Save | LED Lights | 0 | 0 | 0 | 47.6 | 1 |  | 2023-11-15 | redacted
Low Income - Power to Save | Pipe Wrap | 0 | 0.01 | 0.03 | 143.65 | 1 |  | 2023-11-15 | redacted
Low Income - Power to Save | Outdoor Coil Cleaning | 0 | 0.1 | 0 | 275 | 1 |  | 2023-11-15 | redacted
Low Income - Power to Save | HVAC Inspection | 0 | 0.17 | 0 | 268.73 | 1 |  | 2023-11-15 | redacted
Low Income - Power to Save | Faucet Aerators | 0 | 0 | 0.02 | 110.58 | 1 |  | 2023-11-15 | redacted
Low Income - Power to Save | Low Flow Showerhead | 0 | 0.04 | 0.1 | 504.08 | 1 |  | 2023-11-28 | redacted
Low Income - Power to Save | LED Lights | 0 | 0 | 0 | 47.6 | 1 |  | 2023-11-28 | redacted
Low Income - Power to Save | Pipe Wrap | 0 | 0.01 | 0.03 | 143.65 | 1 |  | 2023-11-28 | redacted
Low Income - Power to Save | HVAC Inspection | 0 | 0.17 | 0 | 268.73 | 1 |  | 2023-11-28 | redacted
Low Income - Power to Save | Faucet Aerators | 0 | 0 | 0.02 | 110.58 | 1 |  | 2023-11-28 | redacted
Low Income - Power to Save | Low Flow Showerhead | 0 | 0.04 | 0.1 | 504.08 | 1 |  | 2023-11-28 | redacted
Low Income - Power to Save | LED Lights | 0 | 0 | 0 | 47.6 | 1 |  | 2023-11-28 | redacted
Low Income - Power to Save | Pipe Wrap | 0 | 0.01 | 0.03 | 143.65 | 1 |  | 2023-11-28 | redacted
Low Income - Power to Save | HVAC Inspection | 0 | 0.17 | 0 | 268.73 | 1 |  | 2023-11-28 | redacted
Low Income - Power to Save | Faucet Aerators | 0 | 0 | 0.02 | 110.58 | 1 |  | 2023-11-28 | redacted
Low Income - Power to Save | Low Flow Showerhead | 0 | 0.04 | 0.1 | 504.08 | 1 |  | 2023-11-28 | redacted
Low Income - Power to Save | LED Lights | 0 | 0 | 0 | 47.6 | 1 |  | 2023-11-28 | redacted
Low Income - Power to Save | Pipe Wrap | 0 | 0.01 | 0.03 | 143.65 | 1 |  | 2023-11-28 | redacted
Low Income - Power to Save | HVAC Inspection | 0 | 0.17 | 0 | 268.73 | 1 |  | 2023-11-28 | redacted
Low Income - Power to Save | Faucet Aerators | 0 | 0 | 0.02 | 110.58 | 1 |  | 2023-11-28 | redacted
Low Income - Power to Save | Faucet Aerators | 0 | 0 | 0.02 | 110.58 | 1 |  | 2023-11-28 | redacted
Low Income - Power to Save | Low Flow Showerhead | 0 | 0.04 | 0.1 | 504.08 | 1 |  | 2023-11-28 | redacted
Low Income - Power to Save | LED Lights | 0 | 0 | 0 | 47.6 | 1 |  | 2023-11-28 | redacted
Low Income - Power to Save | Pipe Wrap | 0 | 0.01 | 0.03 | 143.65 | 1 |  | 2023-11-28 | redacted
Low Income - Power to Save | HVAC Inspection | 0 | 0.17 | 0 | 268.73 | 1 |  | 2023-11-28 | redacted
Low Income - Power to Save | Low Flow Showerhead | 0 | 0.04 | 0.1 | 504.08 | 1 |  | 2023-11-28 | redacted
Low Income - Power to Save | LED Lights | 0 | 0 | 0 | 47.6 | 1 |  | 2023-11-28 | redacted
Low Income - Power to Save | Pipe Wrap | 0 | 0.01 | 0.03 | 143.65 | 1 |  | 2023-11-28 | redacted
Low Income - Power to Save | HVAC Inspection | 0 | 0.17 | 0 | 268.73 | 1 |  | 2023-11-28 | redacted
Low Income - Power to Save | Faucet Aerators | 0 | 0 | 0.02 | 110.58 | 1 |  | 2023-11-28 | redacted
Low Income - Power to Save | Low Flow Showerhead | 0 | 0.04 | 0.1 | 504.08 | 1 |  | 2023-11-30 | redacted
Low Income - Power to Save | LED Lights | 0 | 0 | 0 | 47.6 | 1 |  | 2023-11-30 | redacted
Low Income - Power to Save | Pipe Wrap | 0 | 0.01 | 0.03 | 143.65 | 1 |  | 2023-11-30 | redacted
Low Income - Power to Save | HVAC Inspection | 0 | 0.17 | 0 | 268.73 | 1 |  | 2023-11-30 | redacted
Low Income - Power to Save | Faucet Aerators | 0 | 0 | 0.02 | 110.58 | 1 |  | 2023-11-30 | redacted
Low Income - Power to Save | LED Lights | 0 | 0 | 0 | 47.6 | 1 |  | 2023-11-16 | redacted
Low Income - Power to Save | HVAC Inspection | 0 | 0.17 | 0 | 268.73 | 1 |  | 2023-11-16 | redacted
Low Income - Power to Save | LED Lights | 0 | 0 | 0 | 47.6 | 1 |  | 2023-11-14 | redacted
Low Income - Power to Save | HVAC Inspection | 0 | 0.17 | 0 | 268.73 | 1 |  | 2023-11-14 | redacted
Low Income - Power to Save | LED Lights | 0 | 0 | 0 | 47.6 | 1 |  | 2023-11-16 | redacted
Low Income - Power to Save | HVAC Inspection | 0 | 0.17 | 0 | 268.73 | 1 |  | 2023-11-16 | redacted
Low Income - Power to Save | LED Lights | 0 | 0 | 0 | 47.6 | 1 |  | 2023-11-13 | redacted
Low Income - Power to Save | LED Lights | 0 | 0 | 0 | 47.6 | 1 |  | 2023-11-14 | redacted
Low Income - Power to Save | LED Lights | 0 | 0 | 0 | 47.6 | 1 |  | 2023-11-27 | redacted
Low Income - Power to Save | Pipe Wrap | 0 | 0.01 | 0.03 | 143.65 | 1 |  | 2023-11-27 | redacted
Low Income - Power to Save | HVAC Inspection | 0 | 0.17 | 0 | 268.73 | 1 |  | 2023-11-27 | redacted
Low Income - Power to Save | LED Lights | 0 | 0 | 0 | 47.6 | 1 |  | 2023-11-14 | redacted
Low Income - Power to Save | HVAC Inspection | 0 | 0.17 | 0 | 268.73 | 1 |  | 2023-11-14 | redacted
Low Income - Power to Save | LED Lights | 0 | 0 | 0 | 47.6 | 1 |  | 2023-11-10 | redacted
Low Income - Power to Save | LED Lights | 0 | 0 | 0 | 47.6 | 1 |  | 2023-11-13 | redacted
Low Income - Power to Save | LED Lights | 0 | 0 | 0 | 47.6 | 1 |  | 2023-11-02 | redacted
Low Income - Power to Save | HVAC Inspection | 0 | 0.17 | 0 | 268.73 | 1 |  | 2023-11-02 | redacted
Low Income - Power to Save | LED Lights | 0 | 0 | 0 | 47.6 | 1 |  | 2023-11-08 | redacted
Low Income - Power to Save | HVAC Inspection | 0 | 0.17 | 0 | 268.73 | 1 |  | 2023-11-08 | redacted
Low Income - Power to Save | LED Lights | 0 | 0 | 0 | 47.6 | 1 |  | 2023-11-08 | redacted
Low Income - Power to Save | HVAC Inspection | 0 | 0.17 | 0 | 268.73 | 1 |  | 2023-11-08 | redacted
Low Income - Power to Save | LED Lights | 0 | 0 | 0 | 47.6 | 1 |  | 2023-11-16 | redacted
Low Income - Power to Save | Pipe Wrap | 0 | 0.01 | 0.03 | 143.65 | 1 |  | 2023-11-16 | redacted
Low Income - Power to Save | LED Lights | 0 | 0 | 0 | 47.6 | 1 |  | 2023-11-15 | redacted
Low Income - Power to Save | LED Lights | 0 | 0 | 0 | 47.6 | 1 |  | 2023-11-29 | redacted
Low Income - Power to Save | HVAC Inspection | 0 | 0.17 | 0 | 268.73 | 1 |  | 2023-11-29 | redacted
Low Income - Power to Save | LED Lights | 0 | 0 | 0 | 47.6 | 1 |  | 2023-11-21 | redacted
Low Income - Power to Save | HVAC Inspection | 0 | 0.17 | 0 | 268.73 | 1 |  | 2023-11-21 | redacted
Low Income - Power to Save | LED Lights | 0 | 0 | 0 | 47.6 | 1 |  | 2023-11-13 | redacted
Low Income - Power to Save | HVAC Inspection | 0 | 0.17 | 0 | 268.73 | 1 |  | 2023-11-13 | redacted
Low Income - Power to Save | LED Lights | 0 | 0 | 0 | 47.6 | 1 |  | 2023-11-21 | redacted
Low Income - Power to Save | HVAC Inspection | 0 | 0.17 | 0 | 268.73 | 1 |  | 2023-11-21 | redacted
Low Income - Power to Save | LED Lights | 0 | 0 | 0 | 47.6 | 1 |  | 2023-11-16 | redacted
Low Income - Power to Save | HVAC Inspection | 0 | 0.17 | 0 | 268.73 | 1 |  | 2023-11-16 | redacted
Low Income - Power to Save | LED Lights | 0 | 0 | 0 | 47.6 | 1 |  | 2023-11-06 | redacted
Low Income - Power to Save | HVAC Inspection | 0 | 0.17 | 0 | 268.73 | 1 |  | 2023-11-06 | redacted
Low Income - Power to Save | Low Flow Showerhead | 0 | 0.04 | 0.1 | 504.08 | 1 |  | 2023-11-21 | redacted
Low Income - Power to Save | HVAC Inspection | 0 | 0.17 | 0 | 268.73 | 1 |  | 2023-11-21 | redacted
Low Income - Power to Save | LED Lights | 0 | 0 | 0 | 47.6 | 1 |  | 2023-11-27 | redacted
Low Income - Power to Save | LED Lights | 0 | 0 | 0 | 47.6 | 1 |  | 2023-11-20 | redacted
Low Income - Power to Save | HVAC Inspection | 0 | 0.17 | 0 | 268.73 | 1 |  | 2023-11-20 | redacted
Low Income - Power to Save | LED Lights | 0 | 0 | 0 | 47.6 | 1 |  | 2023-11-08 | redacted
Low Income - Power to Save | LED Lights | 0 | 0 | 0 | 47.6 | 1 |  | 2023-11-08 | redacted
Low Income - Power to Save | HVAC Inspection | 0 | 0.17 | 0 | 268.73 | 1 |  | 2023-11-08 | redacted
Low Income - Power to Save | LED Lights | 0 | 0 | 0 | 47.6 | 1 |  | 2023-11-17 | redacted
Low Income - Power to Save | HVAC Inspection | 0 | 0.17 | 0 | 268.73 | 1 |  | 2023-11-17 | redacted
Low Income - Power to Save | Faucet Aerators | 0 | 0 | 0.02 | 110.58 | 1 |  | 2023-11-17 | redacted
Low Income - Power to Save | LED Lights | 0 | 0 | 0 | 47.6 | 1 |  | 2023-11-30 | redacted
Low Income - Power to Save | LED Lights | 0 | 0 | 0 | 47.6 | 1 |  | 2023-11-17 | redacted
Low Income - Power to Save | HVAC Inspection | 0 | 0.17 | 0 | 268.73 | 1 |  | 2023-11-17 | redacted
Low Income - Power to Save | Low Flow Showerhead | 0 | 0.04 | 0.1 | 504.08 | 1 |  | 2023-11-06 | redacted
Low Income - Power to Save | LED Lights | 0 | 0 | 0 | 47.6 | 1 |  | 2023-11-06 | redacted
Low Income - Power to Save | HVAC Inspection | 0 | 0.17 | 0 | 268.73 | 1 |  | 2023-11-06 | redacted
Low Income - Power to Save | Faucet Aerators | 0 | 0 | 0.02 | 110.58 | 1 |  | 2023-11-06 | redacted
Low Income - Power to Save | LED Lights | 0 | 0 | 0 | 47.6 | 1 |  | 2023-11-07 | redacted
Low Income - Power to Save | HVAC Inspection | 0 | 0.17 | 0 | 268.73 | 1 |  | 2023-11-07 | redacted
Low Income - Power to Save | LED Lights | 0 | 0 | 0 | 47.6 | 1 |  | 2023-11-07 | redacted
Low Income - Power to Save | HVAC Inspection | 0 | 0.17 | 0 | 268.73 | 1 |  | 2023-11-07 | redacted
Low Income - Power to Save | LED Lights | 0 | 0 | 0 | 47.6 | 1 |  | 2023-11-08 | redacted
Low Income - Power to Save | HVAC Inspection | 0 | 0.17 | 0 | 268.73 | 1 |  | 2023-11-08 | redacted
Low Income - Power to Save | LED Lights | 0 | 0 | 0 | 47.6 | 1 |  | 2023-11-08 | redacted
Low Income - Power to Save | HVAC Inspection | 0 | 0.17 | 0 | 268.73 | 1 |  | 2023-11-08 | redacted
Low Income - Power to Save | LED Lights | 0 | 0 | 0 | 47.6 | 1 |  | 2023-11-16 | redacted
Low Income - Power to Save | Pipe Wrap | 0 | 0.01 | 0.03 | 143.65 | 1 |  | 2023-11-16 | redacted
Low Income - Power to Save | LED Lights | 0 | 0 | 0 | 47.6 | 1 |  | 2023-11-16 | redacted
Low Income - Power to Save | HVAC Inspection | 0 | 0.17 | 0 | 268.73 | 1 |  | 2023-11-16 | redacted
Low Income - Power to Save | LED Lights | 0 | 0 | 0 | 47.6 | 1 |  | 2023-11-15 | redacted
Low Income - Power to Save | HVAC Inspection | 0 | 0.17 | 0 | 268.73 | 1 |  | 2023-11-15 | redacted
Low Income - Power to Save | LED Lights | 0 | 0 | 0 | 47.6 | 1 |  | 2023-11-20 | redacted
Low Income - Power to Save | HVAC Inspection | 0 | 0.17 | 0 | 268.73 | 1 |  | 2023-11-20 | redacted
Low Income - Power to Save | LED Lights | 0 | 0 | 0 | 47.6 | 1 |  | 2023-11-28 | redacted
Low Income - Power to Save | HVAC Inspection | 0 | 0.17 | 0 | 268.73 | 1 |  | 2023-11-28 | redacted
Low Income - Power to Save | LED Lights | 0 | 0 | 0 | 47.6 | 1 |  | 2023-11-13 | redacted
Low Income - Power to Save | HVAC Inspection | 0 | 0.17 | 0 | 268.73 | 1 |  | 2023-11-13 | redacted
Low Income - Power to Save | LED Lights | 0 | 0 | 0 | 47.6 | 1 |  | 2023-11-27 | redacted
Low Income - Power to Save | LED Lights | 0 | 0 | 0 | 47.6 | 1 |  | 2023-11-21 | redacted
Low Income - Power to Save | HVAC Inspection | 0 | 0.17 | 0 | 268.73 | 1 |  | 2023-11-21 | redacted
Low Income - Power to Save | LED Lights | 0 | 0 | 0 | 47.6 | 1 |  | 2023-11-08 | redacted
Low Income - Power to Save | HVAC Inspection | 0 | 0.17 | 0 | 268.73 | 1 |  | 2023-11-08 | redacted
Low Income - Power to Save | LED Lights | 0 | 0 | 0 | 47.6 | 1 |  | 2023-11-14 | redacted
Low Income - Power to Save | Pipe Wrap | 0 | 0.01 | 0.03 | 143.65 | 1 |  | 2023-11-14 | redacted
Low Income - Power to Save | LED Lights | 0 | 0 | 0 | 47.6 | 1 |  | 2023-11-14 | redacted
Low Income - Power to Save | HVAC Inspection | 0 | 0.17 | 0 | 268.73 | 1 |  | 2023-11-14 | redacted
Low Income - Power to Save | LED Lights | 0 | 0 | 0 | 47.6 | 1 |  | 2023-11-13 | redacted
Low Income - Power to Save | LED Lights | 0 | 0 | 0 | 47.6 | 1 |  | 2023-11-13 | redacted
Low Income - Power to Save | LED Lights | 0 | 0 | 0 | 47.6 | 1 |  | 2023-11-09 | redacted
Low Income - Power to Save | HVAC Inspection | 0 | 0.17 | 0 | 268.73 | 1 |  | 2023-11-09 | redacted
Low Income - Power to Save | LED Lights | 0 | 0 | 0 | 47.6 | 1 |  | 2023-11-16 | redacted
Low Income - Power to Save | HVAC Inspection | 0 | 0.17 | 0 | 268.73 | 1 |  | 2023-11-16 | redacted
Low Income - Power to Save | LED Lights | 0 | 0 | 0 | 47.6 | 1 |  | 2023-11-08 | redacted
Low Income - Power to Save | LED Lights | 0 | 0 | 0 | 47.6 | 1 |  | 2023-11-07 | redacted
Low Income - Power to Save | HVAC Inspection | 0 | 0.17 | 0 | 268.73 | 1 |  | 2023-11-07 | redacted
Low Income - Power to Save | LED Lights | 0 | 0 | 0 | 47.6 | 1 |  | 2023-11-27 | redacted
Low Income - Power to Save | Pipe Wrap | 0 | 0.01 | 0.03 | 143.65 | 1 |  | 2023-11-27 | redacted
Low Income - Power to Save | HVAC Inspection | 0 | 0.17 | 0 | 268.73 | 1 |  | 2023-11-27 | redacted
Low Income - Power to Save | LED Lights | 0 | 0 | 0 | 47.6 | 1 |  | 2023-11-08 | redacted
Low Income - Power to Save | HVAC Inspection | 0 | 0.17 | 0 | 268.73 | 1 |  | 2023-11-08 | redacted
Low Income - Power to Save | LED Lights | 0 | 0 | 0 | 47.6 | 1 |  | 2023-11-14 | redacted
Low Income - Power to Save | LED Lights | 0 | 0 | 0 | 47.6 | 1 |  | 2023-11-13 | redacted
Low Income - Power to Save | HVAC Inspection | 0 | 0.17 | 0 | 268.73 | 1 |  | 2023-11-13 | redacted
Low Income - Power to Save | LED Lights | 0 | 0 | 0 | 47.6 | 1 |  | 2023-11-09 | redacted
Low Income - Power to Save | HVAC Inspection | 0 | 0.17 | 0 | 268.73 | 1 |  | 2023-11-09 | redacted
Low Income - Power to Save | Faucet Aerators | 0 | 0 | 0.02 | 110.58 | 1 |  | 2023-11-09 | redacted
Low Income - Power to Save | LED Lights | 0 | 0 | 0 | 47.6 | 1 |  | 2023-11-20 | redacted
Low Income - Power to Save | HVAC Inspection | 0 | 0.17 | 0 | 268.73 | 1 |  | 2023-11-20 | redacted
Low Income - Power to Save | Faucet Aerators | 0 | 0 | 0.02 | 110.58 | 1 |  | 2023-11-20 | redacted
Low Income - Power to Save | LED Lights | 0 | 0 | 0 | 47.6 | 1 |  | 2023-11-10 | redacted
Low Income - Power to Save | HVAC Inspection | 0 | 0.17 | 0 | 268.73 | 1 |  | 2023-11-10 | redacted
Low Income - Power to Save | Faucet Aerators | 0 | 0 | 0.02 | 110.58 | 1 |  | 2023-11-10 | redacted
Low Income - Power to Save | LED Lights | 0 | 0 | 0 | 47.6 | 1 |  | 2023-11-21 | redacted
Low Income - Power to Save | HVAC Inspection | 0 | 0.17 | 0 | 268.73 | 1 |  | 2023-11-21 | redacted
Low Income - Power to Save | LED Lights | 0 | 0 | 0 | 47.6 | 1 |  | 2023-11-13 | redacted
Low Income - Power to Save | HVAC Inspection | 0 | 0.17 | 0 | 268.73 | 1 |  | 2023-11-13 | redacted
Low Income - Power to Save | LED Lights | 0 | 0 | 0 | 47.6 | 1 |  | 2023-11-29 | redacted
Low Income - Power to Save | HVAC Inspection | 0 | 0.17 | 0 | 268.73 | 1 |  | 2023-11-29 | redacted
Low Income - Power to Save | LED Lights | 0 | 0 | 0 | 47.6 | 1 |  | 2023-11-30 | redacted
Low Income - Power to Save | Pipe Wrap | 0 | 0.01 | 0.03 | 143.65 | 1 |  | 2023-11-30 | redacted
Low Income - Power to Save | HVAC Inspection | 0 | 0.17 | 0 | 268.73 | 1 |  | 2023-11-30 | redacted
Low Income - Power to Save | LED Lights | 0 | 0 | 0 | 47.6 | 1 |  | 2023-11-07 | redacted
Low Income - Power to Save | HVAC Inspection | 0 | 0.17 | 0 | 268.73 | 1 |  | 2023-11-07 | redacted
Low Income - Power to Save | LED Lights | 0 | 0 | 0 | 47.6 | 1 |  | 2023-11-20 | redacted
Low Income - Power to Save | HVAC Inspection | 0 | 0.17 | 0 | 268.73 | 1 |  | 2023-11-20 | redacted
Low Income - Power to Save | LED Lights | 0 | 0 | 0 | 47.6 | 1 |  | 2023-11-10 | redacted
Low Income - Power to Save | HVAC Inspection | 0 | 0.17 | 0 | 268.73 | 1 |  | 2023-11-10 | redacted
Low Income - Power to Save | Faucet Aerators | 0 | 0 | 0.02 | 110.58 | 1 |  | 2023-11-10 | redacted
Low Income - Power to Save | LED Lights | 0 | 0 | 0 | 47.6 | 1 |  | 2023-11-30 | redacted
Low Income - Power to Save | LED Lights | 0 | 0 | 0 | 47.6 | 1 |  | 2023-11-28 | redacted
Low Income - Power to Save | Faucet Aerators | 0 | 0 | 0.02 | 110.58 | 1 |  | 2023-11-28 | redacted
Low Income - Power to Save | LED Lights | 0 | 0 | 0 | 47.6 | 1 |  | 2023-11-14 | redacted
Low Income - Power to Save | HVAC Inspection | 0 | 0.17 | 0 | 268.73 | 1 |  | 2023-11-14 | redacted
Low Income - Power to Save | LED Lights | 0 | 0 | 0 | 47.6 | 1 |  | 2023-11-08 | redacted
Low Income - Power to Save | HVAC Inspection | 0 | 0.17 | 0 | 268.73 | 1 |  | 2023-11-08 | redacted
Low Income - Power to Save | LED Lights | 0 | 0 | 0 | 47.6 | 1 |  | 2023-11-09 | redacted
Low Income - Power to Save | HVAC Inspection | 0 | 0.17 | 0 | 268.73 | 1 |  | 2023-11-09 | redacted
Low Income - Power to Save | LED Lights | 0 | 0 | 0 | 47.6 | 1 |  | 2023-11-13 | redacted
Low Income - Power to Save | HVAC Inspection | 0 | 0.17 | 0 | 268.73 | 1 |  | 2023-11-13 | redacted
Low Income - Power to Save | LED Lights | 0 | 0 | 0 | 47.6 | 1 |  | 2023-11-16 | redacted
Low Income - Power to Save | HVAC Inspection | 0 | 0.17 | 0 | 268.73 | 1 |  | 2023-11-16 | redacted
Low Income - Power to Save | LED Lights | 0 | 0 | 0 | 47.6 | 1 |  | 2023-11-08 | redacted
Low Income - Power to Save | LED Lights | 0 | 0 | 0 | 47.6 | 1 |  | 2023-11-29 | redacted
Low Income - Power to Save | HVAC Inspection | 0 | 0.17 | 0 | 268.73 | 1 |  | 2023-11-29 | redacted
Low Income - Power to Save | LED Lights | 0 | 0 | 0 | 47.6 | 1 |  | 2023-11-16 | redacted
Low Income - Power to Save | HVAC Inspection | 0 | 0.17 | 0 | 268.73 | 1 |  | 2023-11-16 | redacted
Low Income - Power to Save | LED Lights | 0 | 0 | 0 | 47.6 | 1 |  | 2023-11-17 | redacted
Low Income - Power to Save | HVAC Inspection | 0 | 0.17 | 0 | 268.73 | 1 |  | 2023-11-17 | redacted
Low Income - Power to Save | LED Lights | 0 | 0 | 0 | 47.6 | 1 |  | 2023-11-14 | redacted
Low Income - Power to Save | Pipe Wrap | 0 | 0.01 | 0.03 | 143.65 | 1 |  | 2023-11-14 | redacted
Low Income - Power to Save | LED Lights | 0 | 0 | 0 | 47.6 | 1 |  | 2023-11-29 | redacted
Low Income - Power to Save | LED Lights | 0 | 0 | 0 | 47.6 | 1 |  | 2023-11-07 | redacted
Low Income - Power to Save | HVAC Inspection | 0 | 0.17 | 0 | 268.73 | 1 |  | 2023-11-07 | redacted
Low Income - Power to Save | Faucet Aerators | 0 | 0 | 0.02 | 110.58 | 1 |  | 2023-11-07 | redacted
Low Income - Power to Save | LED Lights | 0 | 0 | 0 | 47.6 | 1 |  | 2023-11-27 | redacted
Low Income - Power to Save | Pipe Wrap | 0 | 0.01 | 0.03 | 143.65 | 1 |  | 2023-11-27 | redacted
Low Income - Power to Save | HVAC Inspection | 0 | 0.17 | 0 | 268.73 | 1 |  | 2023-11-27 | redacted
Low Income - Power to Save | LED Lights | 0 | 0 | 0 | 47.6 | 1 |  | 2023-11-29 | redacted
Low Income - Power to Save | HVAC Inspection | 0 | 0.17 | 0 | 268.73 | 1 |  | 2023-11-29 | redacted
Low Income - Power to Save | LED Lights | 0 | 0 | 0 | 47.6 | 1 |  | 2023-11-15 | redacted
Low Income - Power to Save | LED Lights | 0 | 0 | 0 | 47.6 | 1 |  | 2023-11-08 | redacted
Low Income - Power to Save | HVAC Inspection | 0 | 0.17 | 0 | 268.73 | 1 |  | 2023-11-08 | redacted
Low Income - Power to Save | LED Lights | 0 | 0 | 0 | 47.6 | 1 |  | 2023-11-16 | redacted
Low Income - Power to Save | HVAC Inspection | 0 | 0.17 | 0 | 268.73 | 1 |  | 2023-11-16 | redacted
Low Income - Power to Save | LED Lights | 0 | 0 | 0 | 47.6 | 1 |  | 2023-11-16 | redacted
Low Income - Power to Save | HVAC Inspection | 0 | 0.17 | 0 | 268.73 | 1 |  | 2023-11-16 | redacted
Low Income - Power to Save | LED Lights | 0 | 0 | 0 | 47.6 | 1 |  | 2023-11-16 | redacted
Low Income - Power to Save | HVAC Inspection | 0 | 0.17 | 0 | 268.73 | 1 |  | 2023-11-16 | redacted
Low Income - Power to Save | LED Lights | 0 | 0 | 0 | 47.6 | 1 |  | 2023-11-16 | redacted
Low Income - Power to Save | Pipe Wrap | 0 | 0.01 | 0.03 | 143.65 | 1 |  | 2023-11-16 | redacted
Low Income - Power to Save | LED Lights | 0 | 0 | 0 | 47.6 | 1 |  | 2023-11-30 | redacted
Low Income - Power to Save | Pipe Wrap | 0 | 0.01 | 0.03 | 143.65 | 1 |  | 2023-11-30 | redacted
Low Income - Power to Save | HVAC Inspection | 0 | 0.17 | 0 | 268.73 | 1 |  | 2023-11-30 | redacted
Low Income - Power to Save | LED Lights | 0 | 0 | 0 | 47.6 | 1 |  | 2023-11-20 | redacted
Low Income - Power to Save | HVAC Inspection | 0 | 0.17 | 0 | 268.73 | 1 |  | 2023-11-20 | redacted
Low Income - Power to Save | LED Lights | 0 | 0 | 0 | 47.6 | 1 |  | 2023-11-30 | redacted
Low Income - Power to Save | LED Lights | 0 | 0 | 0 | 47.6 | 1 |  | 2023-11-15 | redacted
Low Income - Power to Save | HVAC Inspection | 0 | 0.17 | 0 | 268.73 | 1 |  | 2023-11-15 | redacted
Low Income - Power to Save | LED Lights | 0 | 0 | 0 | 47.6 | 1 |  | 2023-11-07 | redacted
Low Income - Power to Save | HVAC Inspection | 0 | 0.17 | 0 | 268.73 | 1 |  | 2023-11-07 | redacted
Low Income - Power to Save | LED Lights | 0 | 0 | 0 | 47.6 | 1 |  | 2023-11-08 | redacted
Low Income - Power to Save | LED Lights | 0 | 0 | 0 | 47.6 | 1 |  | 2023-11-17 | redacted
Low Income - Power to Save | HVAC Inspection | 0 | 0.17 | 0 | 268.73 | 1 |  | 2023-11-17 | redacted
Low Income - Power to Save | LED Lights | 0 | 0 | 0 | 47.6 | 1 |  | 2023-11-13 | redacted
Low Income - Power to Save | HVAC Inspection | 0 | 0.17 | 0 | 268.73 | 1 |  | 2023-11-13 | redacted
Low Income - Power to Save | Low Flow Showerhead | 0 | 0.04 | 0.1 | 504.08 | 1 |  | 2023-11-07 | redacted
Low Income - Power to Save | LED Lights | 0 | 0 | 0 | 47.6 | 1 |  | 2023-11-07 | redacted
Low Income - Power to Save | HVAC Inspection | 0 | 0.17 | 0 | 268.73 | 1 |  | 2023-11-07 | redacted
Low Income - Power to Save | Faucet Aerators | 0 | 0 | 0.02 | 110.58 | 1 |  | 2023-11-07 | redacted
Low Income - Power to Save | LED Lights | 0 | 0 | 0 | 47.6 | 1 |  | 2023-11-21 | redacted
Low Income - Power to Save | Low Flow Showerhead | 0 | 0.04 | 0.1 | 504.08 | 1 |  | 2023-11-08 | redacted
Low Income - Power to Save | LED Lights | 0 | 0 | 0 | 47.6 | 1 |  | 2023-11-08 | redacted
Low Income - Power to Save | HVAC Inspection | 0 | 0.17 | 0 | 268.73 | 1 |  | 2023-11-08 | redacted
Low Income - Power to Save | LED Lights | 0 | 0 | 0 | 47.6 | 1 |  | 2023-11-07 | redacted
Low Income - Power to Save | HVAC Inspection | 0 | 0.17 | 0 | 268.73 | 1 |  | 2023-11-07 | redacted
Low Income - Power to Save | LED Lights | 0 | 0 | 0 | 47.6 | 1 |  | 2023-11-27 | redacted
Low Income - Power to Save | HVAC Inspection | 0 | 0.17 | 0 | 268.73 | 1 |  | 2023-11-27 | redacted
Low Income - Power to Save | LED Lights | 0 | 0 | 0 | 47.6 | 1 |  | 2023-11-08 | redacted
Low Income - Power to Save | LED Lights | 0 | 0 | 0 | 47.6 | 1 |  | 2023-11-09 | redacted
Low Income - Power to Save | Faucet Aerators | 0 | 0 | 0.02 | 110.58 | 1 |  | 2023-11-09 | redacted
Low Income - Power to Save | LED Lights | 0 | 0 | 0 | 47.6 | 1 |  | 2023-11-17 | redacted
Low Income - Power to Save | HVAC Inspection | 0 | 0.17 | 0 | 268.73 | 1 |  | 2023-11-17 | redacted
Low Income - Power to Save | LED Lights | 0 | 0 | 0 | 47.6 | 1 |  | 2023-11-21 | redacted
Low Income - Power to Save | LED Lights | 0 | 0 | 0 | 47.6 | 1 |  | 2023-11-27 | redacted
Low Income - Power to Save | HVAC Inspection | 0 | 0.17 | 0 | 268.73 | 1 |  | 2023-11-13 | redacted
Low Income - Power to Save | Faucet Aerators | 0 | 0 | 0.02 | 110.58 | 1 |  | 2023-11-13 | redacted
Low Income - Power to Save | LED Lights | 0 | 0 | 0 | 47.6 | 1 |  | 2023-11-27 | redacted
Low Income - Power to Save | HVAC Inspection | 0 | 0.17 | 0 | 268.73 | 1 |  | 2023-11-27 | redacted
Low Income - Power to Save | Faucet Aerators | 0 | 0 | 0.02 | 110.58 | 1 |  | 2023-11-27 | redacted
Low Income - Power to Save | Faucet Aerators | 0 | 0 | 0.02 | 110.58 | 1 |  | 2023-11-08 | redacted
Low Income - Power to Save | LED Lights | 0 | 0 | 0 | 47.6 | 1 |  | 2023-11-14 | redacted
Low Income - Power to Save | HVAC Inspection | 0 | 0.17 | 0 | 268.73 | 1 |  | 2023-11-14 | redacted
Low Income - Power to Save | LED Lights | 0 | 0 | 0 | 47.6 | 1 |  | 2023-11-27 | redacted
Low Income - Power to Save | LED Lights | 0 | 0 | 0 | 47.6 | 1 |  | 2023-11-10 | redacted
Low Income - Power to Save | HVAC Inspection | 0 | 0.17 | 0 | 268.73 | 1 |  | 2023-11-10 | redacted
Low Income - Power to Save | Faucet Aerators | 0 | 0 | 0.02 | 110.58 | 1 |  | 2023-11-10 | redacted
Low Income - Power to Save | Low Flow Showerhead | 0 | 0.04 | 0.1 | 504.08 | 1 |  | 2023-11-08 | redacted
Low Income - Power to Save | LED Lights | 0 | 0 | 0 | 47.6 | 1 |  | 2023-11-08 | redacted
Low Income - Power to Save | LED Lights | 0 | 0 | 0 | 47.6 | 1 |  | 2023-11-17 | redacted
Low Income - Power to Save | HVAC Inspection | 0 | 0.17 | 0 | 268.73 | 1 |  | 2023-11-17 | redacted
Low Income - Power to Save | LED Lights | 0 | 0 | 0 | 47.6 | 1 |  | 2023-11-15 | redacted
Low Income - Power to Save | HVAC Inspection | 0 | 0.17 | 0 | 268.73 | 1 |  | 2023-11-15 | redacted
Low Income - Power to Save | LED Lights | 0 | 0 | 0 | 47.6 | 1 |  | 2023-11-15 | redacted
Low Income - Power to Save | HVAC Inspection | 0 | 0.17 | 0 | 268.73 | 1 |  | 2023-11-15 | redacted
Low Income - Power to Save | LED Lights | 0 | 0 | 0 | 47.6 | 1 |  | 2023-11-17 | redacted
Low Income - Power to Save | HVAC Inspection | 0 | 0.17 | 0 | 268.73 | 1 |  | 2023-11-17 | redacted
Low Income - Power to Save | LED Lights | 0 | 0 | 0 | 47.6 | 1 |  | 2023-11-08 | redacted
Low Income - Power to Save | LED Lights | 0 | 0 | 0 | 47.6 | 1 |  | 2023-11-30 | redacted
Low Income - Power to Save | LED Lights | 0 | 0 | 0 | 47.6 | 1 |  | 2023-11-07 | redacted
Low Income - Power to Save | LED Lights | 0 | 0 | 0 | 47.6 | 1 |  | 2023-11-17 | redacted
Low Income - Power to Save | HVAC Inspection | 0 | 0.17 | 0 | 268.73 | 1 |  | 2023-11-17 | redacted
Low Income - Power to Save | LED Lights | 0 | 0 | 0 | 47.6 | 1 |  | 2023-11-27 | redacted
Low Income - Power to Save | Low Flow Showerhead | 0 | 0.04 | 0.1 | 504.08 | 1 |  | 2023-11-02 | redacted
Low Income - Power to Save | LED Lights | 0 | 0 | 0 | 47.6 | 1 |  | 2023-11-02 | redacted
Low Income - Power to Save | HVAC Inspection | 0 | 0.17 | 0 | 268.73 | 1 |  | 2023-11-02 | redacted
Low Income - Power to Save | Faucet Aerators | 0 | 0 | 0.02 | 110.58 | 1 |  | 2023-11-02 | redacted
Low Income - Power to Save | LED Lights | 0 | 0 | 0 | 47.6 | 1 |  | 2023-11-08 | redacted
Low Income - Power to Save | HVAC Inspection | 0 | 0.17 | 0 | 268.73 | 1 |  | 2023-11-08 | redacted
Low Income - Power to Save | LED Lights | 0 | 0 | 0 | 47.6 | 1 |  | 2023-11-07 | redacted
Low Income - Power to Save | Faucet Aerators | 0 | 0 | 0.02 | 110.58 | 1 |  | 2023-11-07 | redacted
Low Income - Power to Save | LED Lights | 0 | 0 | 0 | 47.6 | 1 |  | 2023-11-28 | redacted
Low Income - Power to Save | Low Flow Showerhead | 0 | 0.04 | 0.1 | 504.08 | 1 |  | 2023-11-17 | redacted
Low Income - Power to Save | LED Lights | 0 | 0 | 0 | 47.6 | 1 |  | 2023-11-17 | redacted
Low Income - Power to Save | HVAC Inspection | 0 | 0.17 | 0 | 268.73 | 1 |  | 2023-11-17 | redacted
Low Income - Power to Save | LED Lights | 0 | 0 | 0 | 47.6 | 1 |  | 2023-11-16 | redacted
Low Income - Power to Save | HVAC Inspection | 0 | 0.17 | 0 | 268.73 | 1 |  | 2023-11-16 | redacted
Low Income - Power to Save | LED Lights | 0 | 0 | 0 | 47.6 | 1 |  | 2023-11-07 | redacted
Low Income - Power to Save | HVAC Inspection | 0 | 0.17 | 0 | 268.73 | 1 |  | 2023-11-07 | redacted
Low Income - Power to Save | Low Flow Showerhead | 0 | 0.04 | 0.1 | 504.08 | 1 |  | 2023-11-10 | redacted
Low Income - Power to Save | LED Lights | 0 | 0 | 0 | 47.6 | 1 |  | 2023-11-10 | redacted
Low Income - Power to Save | HVAC Inspection | 0 | 0.17 | 0 | 268.73 | 1 |  | 2023-11-10 | redacted
Low Income - Power to Save | Faucet Aerators | 0 | 0 | 0.02 | 110.58 | 1 |  | 2023-11-10 | redacted
Low Income - Power to Save | LED Lights | 0 | 0 | 0 | 47.6 | 1 |  | 2023-11-14 | redacted
Low Income - Power to Save | HVAC Inspection | 0 | 0.17 | 0 | 268.73 | 1 |  | 2023-11-14 | redacted
Low Income - Power to Save | LED Lights | 0 | 0 | 0 | 47.6 | 1 |  | 2023-11-27 | redacted
Low Income - Power to Save | LED Lights | 0 | 0 | 0 | 47.6 | 1 |  | 2023-11-15 | redacted
Low Income - Power to Save | LED Lights | 0 | 0 | 0 | 47.6 | 1 |  | 2023-11-20 | redacted
Low Income - Power to Save | LED Lights | 0 | 0 | 0 | 47.6 | 1 |  | 2023-11-17 | redacted
Low Income - Power to Save | HVAC Inspection | 0 | 0.17 | 0 | 268.73 | 1 |  | 2023-11-17 | redacted
Low Income - Power to Save | LED Lights | 0 | 0 | 0 | 47.6 | 1 |  | 2023-11-10 | redacted
Low Income - Power to Save | HVAC Inspection | 0 | 0.17 | 0 | 268.73 | 1 |  | 2023-11-10 | redacted
Low Income - Power to Save | LED Lights | 0 | 0 | 0 | 47.6 | 1 |  | 2023-11-16 | redacted
Low Income - Power to Save | HVAC Inspection | 0 | 0.17 | 0 | 268.73 | 1 |  | 2023-11-16 | redacted
Low Income - Power to Save | LED Lights | 0 | 0 | 0 | 47.6 | 1 |  | 2023-11-27 | redacted
Low Income - Power to Save | Pipe Wrap | 0 | 0.01 | 0.03 | 143.65 | 1 |  | 2023-11-27 | redacted
Low Income - Power to Save | LED Lights | 0 | 0 | 0 | 47.6 | 1 |  | 2023-11-09 | redacted
Low Income - Power to Save | LED Lights | 0 | 0 | 0 | 47.6 | 1 |  | 2023-11-07 | redacted
Low Income - Power to Save | HVAC Inspection | 0 | 0.17 | 0 | 268.73 | 1 |  | 2023-11-07 | redacted
Low Income - Power to Save | LED Lights | 0 | 0 | 0 | 47.6 | 1 |  | 2023-11-27 | redacted
Low Income - Power to Save | Pipe Wrap | 0 | 0.01 | 0.03 | 143.65 | 1 |  | 2023-11-27 | redacted
Low Income - Power to Save | HVAC Inspection | 0 | 0.17 | 0 | 268.73 | 1 |  | 2023-11-27 | redacted
Low Income - Power to Save | LED Lights | 0 | 0 | 0 | 47.6 | 1 |  | 2023-11-28 | redacted
Low Income - Power to Save | LED Lights | 0 | 0 | 0 | 47.6 | 1 |  | 2023-11-15 | redacted
Low Income - Power to Save | Low Flow Showerhead | 0 | 0.04 | 0.1 | 504.08 | 1 |  | 2023-11-02 | redacted
Low Income - Power to Save | LED Lights | 0 | 0 | 0 | 47.6 | 1 |  | 2023-11-02 | redacted
Low Income - Power to Save | HVAC Inspection | 0 | 0.17 | 0 | 268.73 | 1 |  | 2023-11-02 | redacted
Low Income - Power to Save | LED Lights | 0 | 0 | 0 | 47.6 | 1 |  | 2023-11-30 | redacted
Low Income - Power to Save | Pipe Wrap | 0 | 0.01 | 0.03 | 143.65 | 1 |  | 2023-11-30 | redacted
Low Income - Power to Save | HVAC Inspection | 0 | 0.17 | 0 | 268.73 | 1 |  | 2023-11-30 | redacted
Low Income - Power to Save | Faucet Aerators | 0 | 0 | 0.02 | 110.58 | 1 |  | 2023-11-30 | redacted
Low Income - Power to Save | LED Lights | 0 | 0 | 0 | 47.6 | 1 |  | 2023-11-20 | redacted
Low Income - Power to Save | HVAC Inspection | 0 | 0.17 | 0 | 268.73 | 1 |  | 2023-11-20 | redacted
Low Income - Power to Save | LED Lights | 0 | 0 | 0 | 47.6 | 1 |  | 2023-11-07 | redacted
Low Income - Power to Save | HVAC Inspection | 0 | 0.17 | 0 | 268.73 | 1 |  | 2023-11-07 | redacted
Low Income - Power to Save | LED Lights | 0 | 0 | 0 | 47.6 | 1 |  | 2023-11-30 | redacted
Low Income - Power to Save | Pipe Wrap | 0 | 0.01 | 0.03 | 143.65 | 1 |  | 2023-11-30 | redacted
Low Income - Power to Save | HVAC Inspection | 0 | 0.17 | 0 | 268.73 | 1 |  | 2023-11-30 | redacted
Low Income - Power to Save | LED Lights | 0 | 0 | 0 | 47.6 | 1 |  | 2023-11-10 | redacted
Low Income - Power to Save | HVAC Inspection | 0 | 0.17 | 0 | 268.73 | 1 |  | 2023-11-10 | redacted
Low Income - Power to Save | Faucet Aerators | 0 | 0 | 0.02 | 110.58 | 1 |  | 2023-11-10 | redacted
Low Income - Power to Save | LED Lights | 0 | 0 | 0 | 47.6 | 1 |  | 2023-11-27 | redacted
Low Income - Power to Save | HVAC Inspection | 0 | 0.17 | 0 | 268.73 | 1 |  | 2023-11-13 | redacted
Low Income - Power to Save | Faucet Aerators | 0 | 0 | 0.02 | 110.58 | 1 |  | 2023-11-13 | redacted
Low Income - Power to Save | LED Lights | 0 | 0 | 0 | 47.6 | 1 |  | 2023-11-08 | redacted
Low Income - Power to Save | HVAC Inspection | 0 | 0.17 | 0 | 268.73 | 1 |  | 2023-11-08 | redacted
Low Income - Power to Save | Low Flow Showerhead | 0 | 0.04 | 0.1 | 504.08 | 1 |  | 2023-11-02 | redacted
Low Income - Power to Save | LED Lights | 0 | 0 | 0 | 47.6 | 1 |  | 2023-11-02 | redacted
Low Income - Power to Save | HVAC Inspection | 0 | 0.17 | 0 | 268.73 | 1 |  | 2023-11-02 | redacted
Low Income - Power to Save | Faucet Aerators | 0 | 0 | 0.02 | 110.58 | 1 |  | 2023-11-02 | redacted
Low Income - Power to Save | LED Lights | 0 | 0 | 0 | 47.6 | 1 |  | 2023-11-27 | redacted
Low Income - Power to Save | LED Lights | 0 | 0 | 0 | 47.6 | 1 |  | 2023-11-17 | redacted
Low Income - Power to Save | HVAC Inspection | 0 | 0.17 | 0 | 268.73 | 1 |  | 2023-11-17 | redacted
Low Income - Power to Save | LED Lights | 0 | 0 | 0 | 47.6 | 1 |  | 2023-11-08 | redacted
Low Income - Power to Save | HVAC Inspection | 0 | 0.17 | 0 | 268.73 | 1 |  | 2023-11-08 | redacted
Low Income - Power to Save | Faucet Aerators | 0 | 0 | 0.02 | 110.58 | 1 |  | 2023-11-08 | redacted
Low Income - Power to Save | LED Lights | 0 | 0 | 0 | 47.6 | 1 |  | 2023-11-15 | redacted
Low Income - Power to Save | HVAC Inspection | 0 | 0.17 | 0 | 268.73 | 1 |  | 2023-11-15 | redacted
Low Income - Power to Save | LED Lights | 0 | 0 | 0 | 47.6 | 1 |  | 2023-11-09 | redacted
Low Income - Power to Save | HVAC Inspection | 0 | 0.17 | 0 | 268.73 | 1 |  | 2023-11-09 | redacted
Low Income - Power to Save | Low Flow Showerhead | 0 | 0.04 | 0.1 | 504.08 | 1 |  | 2023-11-07 | redacted
Low Income - Power to Save | LED Lights | 0 | 0 | 0 | 47.6 | 1 |  | 2023-11-07 | redacted
Low Income - Power to Save | HVAC Inspection | 0 | 0.17 | 0 | 268.73 | 1 |  | 2023-11-07 | redacted
Low Income - Power to Save | Faucet Aerators | 0 | 0 | 0.02 | 110.58 | 1 |  | 2023-11-07 | redacted
Low Income - Power to Save | Low Flow Showerhead | 0 | 0.04 | 0.1 | 504.08 | 1 |  | 2023-11-13 | redacted
Low Income - Power to Save | LED Lights | 0 | 0 | 0 | 47.6 | 1 |  | 2023-11-13 | redacted
Low Income - Power to Save | HVAC Inspection | 0 | 0.17 | 0 | 268.73 | 1 |  | 2023-11-13 | redacted
Low Income - Power to Save | LED Lights | 0 | 0 | 0 | 47.6 | 1 |  | 2023-11-08 | redacted
Low Income - Power to Save | LED Lights | 0 | 0 | 0 | 47.6 | 1 |  | 2023-11-28 | redacted
Low Income - Power to Save | LED Lights | 0 | 0 | 0 | 47.6 | 1 |  | 2023-11-14 | redacted
Low Income - Power to Save | Pipe Wrap | 0 | 0.01 | 0.03 | 143.65 | 1 |  | 2023-11-14 | redacted
Low Income - Power to Save | HVAC Inspection | 0 | 0.17 | 0 | 268.73 | 1 |  | 2023-11-14 | redacted
Low Income - Power to Save | LED Lights | 0 | 0 | 0 | 47.6 | 1 |  | 2023-11-15 | redacted
Low Income - Power to Save | HVAC Inspection | 0 | 0.17 | 0 | 268.73 | 1 |  | 2023-11-15 | redacted
Low Income - Power to Save | LED Lights | 0 | 0 | 0 | 47.6 | 1 |  | 2023-11-20 | redacted
Low Income - Power to Save | LED Lights | 0 | 0 | 0 | 47.6 | 1 |  | 2023-11-08 | redacted
Low Income - Power to Save | LED Lights | 0 | 0 | 0 | 47.6 | 1 |  | 2023-11-16 | redacted
Low Income - Power to Save | HVAC Inspection | 0 | 0.17 | 0 | 268.73 | 1 |  | 2023-11-16 | redacted
Low Income - Power to Save | LED Lights | 0 | 0 | 0 | 47.6 | 1 |  | 2023-11-28 | redacted
Low Income - Power to Save | LED Lights | 0 | 0 | 0 | 47.6 | 1 |  | 2023-11-21 | redacted
Low Income - Power to Save | HVAC Inspection | 0 | 0.17 | 0 | 268.73 | 1 |  | 2023-11-21 | redacted
Low Income - Power to Save | LED Lights | 0 | 0 | 0 | 47.6 | 1 |  | 2023-11-30 | redacted
Low Income - Power to Save | Pipe Wrap | 0 | 0.01 | 0.03 | 143.65 | 1 |  | 2023-11-30 | redacted
Low Income - Power to Save | HVAC Inspection | 0 | 0.17 | 0 | 268.73 | 1 |  | 2023-11-30 | redacted
Low Income - Power to Save | LED Lights | 0 | 0 | 0 | 47.6 | 1 |  | 2023-11-13 | redacted
Low Income - Power to Save | HVAC Inspection | 0 | 0.17 | 0 | 268.73 | 1 |  | 2023-11-13 | redacted
Low Income - Power to Save | LED Lights | 0 | 0 | 0 | 47.6 | 1 |  | 2023-11-21 | redacted
Low Income - Power to Save | LED Lights | 0 | 0 | 0 | 47.6 | 1 |  | 2023-11-14 | redacted
Low Income - Power to Save | HVAC Inspection | 0 | 0.17 | 0 | 268.73 | 1 |  | 2023-11-14 | redacted
Low Income - Power to Save | Faucet Aerators | 0 | 0 | 0.02 | 110.58 | 1 |  | 2023-11-14 | redacted
Low Income - Power to Save | LED Lights | 0 | 0 | 0 | 47.6 | 1 |  | 2023-11-13 | redacted
Low Income - Power to Save | HVAC Inspection | 0 | 0.17 | 0 | 268.73 | 1 |  | 2023-11-13 | redacted
Low Income - Power to Save | Low Flow Showerhead | 0 | 0.04 | 0.1 | 504.08 | 1 |  | 2023-11-29 | redacted
Low Income - Power to Save | LED Lights | 0 | 0 | 0 | 47.6 | 1 |  | 2023-11-29 | redacted
Low Income - Power to Save | HVAC Inspection | 0 | 0.17 | 0 | 268.73 | 1 |  | 2023-11-29 | redacted
Low Income - Power to Save | Faucet Aerators | 0 | 0 | 0.02 | 110.58 | 1 |  | 2023-11-29 | redacted
Low Income - Power to Save | LED Lights | 0 | 0 | 0 | 47.6 | 1 |  | 2023-11-17 | redacted
Low Income - Power to Save | Low Flow Showerhead | 0 | 0.04 | 0.1 | 504.08 | 1 |  | 2023-11-07 | redacted
Low Income - Power to Save | LED Lights | 0 | 0 | 0 | 47.6 | 1 |  | 2023-11-07 | redacted
Low Income - Power to Save | HVAC Inspection | 0 | 0.17 | 0 | 268.73 | 1 |  | 2023-11-07 | redacted
Low Income - Power to Save | Faucet Aerators | 0 | 0 | 0.02 | 110.58 | 1 |  | 2023-11-07 | redacted
Low Income - Power to Save | LED Lights | 0 | 0 | 0 | 47.6 | 1 |  | 2023-11-28 | redacted
Low Income - Power to Save | LED Lights | 0 | 0 | 0 | 47.6 | 1 |  | 2023-11-13 | redacted
Low Income - Power to Save | HVAC Inspection | 0 | 0.17 | 0 | 268.73 | 1 |  | 2023-11-13 | redacted
Low Income - Power to Save | LED Lights | 0 | 0 | 0 | 47.6 | 1 |  | 2023-11-09 | redacted
Low Income - Power to Save | HVAC Inspection | 0 | 0.17 | 0 | 268.73 | 1 |  | 2023-11-09 | redacted
Low Income - Power to Save | LED Lights | 0 | 0 | 0 | 47.6 | 1 |  | 2023-11-16 | redacted
Low Income - Power to Save | HVAC Inspection | 0 | 0.17 | 0 | 268.73 | 1 |  | 2023-11-16 | redacted
Low Income - Power to Save | Faucet Aerators | 0 | 0 | 0.02 | 110.58 | 1 |  | 2023-11-16 | redacted
Low Income - Power to Save | LED Lights | 0 | 0 | 0 | 47.6 | 1 |  | 2023-11-13 | redacted
Low Income - Power to Save | HVAC Inspection | 0 | 0.17 | 0 | 268.73 | 1 |  | 2023-11-13 | redacted
Low Income - Power to Save | LED Lights | 0 | 0 | 0 | 47.6 | 1 |  | 2023-11-29 | redacted
Low Income - Power to Save | HVAC Inspection | 0 | 0.17 | 0 | 268.73 | 1 |  | 2023-11-29 | redacted
Low Income - Power to Save | Faucet Aerators | 0 | 0 | 0.02 | 110.58 | 1 |  | 2023-11-29 | redacted
Low Income - Power to Save | LED Lights | 0 | 0 | 0 | 47.6 | 1 |  | 2023-11-09 | redacted
Low Income - Power to Save | LED Lights | 0 | 0 | 0 | 47.6 | 1 |  | 2023-11-27 | redacted
Low Income - Power to Save | Pipe Wrap | 0 | 0.01 | 0.03 | 143.65 | 1 |  | 2023-11-27 | redacted
Low Income - Power to Save | HVAC Inspection | 0 | 0.17 | 0 | 268.73 | 1 |  | 2023-11-27 | redacted
Low Income - Power to Save | LED Lights | 0 | 0 | 0 | 47.6 | 1 |  | 2023-11-16 | redacted
Low Income - Power to Save | HVAC Inspection | 0 | 0.17 | 0 | 268.73 | 1 |  | 2023-11-16 | redacted
Low Income - Power to Save | LED Lights | 0 | 0 | 0 | 47.6 | 1 |  | 2023-11-09 | redacted
Low Income - Power to Save | Faucet Aerators | 0 | 0 | 0.02 | 110.58 | 1 |  | 2023-11-09 | redacted
Low Income - Power to Save | LED Lights | 0 | 0 | 0 | 47.6 | 1 |  | 2023-11-08 | redacted
Low Income - Power to Save | LED Lights | 0 | 0 | 0 | 47.6 | 1 |  | 2023-11-09 | redacted
Low Income - Power to Save | HVAC Inspection | 0 | 0.17 | 0 | 268.73 | 1 |  | 2023-11-09 | redacted
Low Income - Power to Save | LED Lights | 0 | 0 | 0 | 47.6 | 1 |  | 2023-11-07 | redacted
Low Income - Power to Save | HVAC Inspection | 0 | 0.17 | 0 | 268.73 | 1 |  | 2023-11-07 | redacted
Low Income - Power to Save | LED Lights | 0 | 0 | 0 | 47.6 | 1 |  | 2023-11-27 | redacted
Low Income - Power to Save | HVAC Inspection | 0 | 0.17 | 0 | 268.73 | 1 |  | 2023-11-27 | redacted
Low Income - Power to Save | LED Lights | 0 | 0 | 0 | 47.6 | 1 |  | 2023-11-13 | redacted
Low Income - Power to Save | HVAC Inspection | 0 | 0.17 | 0 | 268.73 | 1 |  | 2023-11-13 | redacted
Low Income - Power to Save | Faucet Aerators | 0 | 0 | 0.02 | 110.58 | 1 |  | 2023-11-13 | redacted
Low Income - Power to Save | LED Lights | 0 | 0 | 0 | 47.6 | 1 |  | 2023-11-10 | redacted
Low Income - Power to Save | LED Lights | 0 | 0 | 0 | 47.6 | 1 |  | 2023-11-08 | redacted
Low Income - Power to Save | HVAC Inspection | 0 | 0.17 | 0 | 268.73 | 1 |  | 2023-11-08 | redacted
Low Income - Power to Save | LED Lights | 0 | 0 | 0 | 47.6 | 1 |  | 2023-11-08 | redacted
Low Income - Power to Save | LED Lights | 0 | 0 | 0 | 47.6 | 1 |  | 2023-11-17 | redacted
Low Income - Power to Save | HVAC Inspection | 0 | 0.17 | 0 | 268.73 | 1 |  | 2023-11-17 | redacted
Low Income - Power to Save | LED Lights | 0 | 0 | 0 | 47.6 | 1 |  | 2023-11-28 | redacted
Low Income - Power to Save | Pipe Wrap | 0 | 0.01 | 0.03 | 143.65 | 1 |  | 2023-11-28 | redacted
Low Income - Power to Save | HVAC Inspection | 0 | 0.17 | 0 | 268.73 | 1 |  | 2023-11-28 | redacted
Low Income - Power to Save | LED Lights | 0 | 0 | 0 | 47.6 | 1 |  | 2023-11-08 | redacted
Low Income - Power to Save | HVAC Inspection | 0 | 0.17 | 0 | 268.73 | 1 |  | 2023-11-08 | redacted
Low Income - Power to Save | LED Lights | 0 | 0 | 0 | 47.6 | 1 |  | 2023-11-13 | redacted
Low Income - Power to Save | HVAC Inspection | 0 | 0.17 | 0 | 268.73 | 1 |  | 2023-11-13 | redacted
Low Income - Power to Save | LED Lights | 0 | 0 | 0 | 47.6 | 1 |  | 2023-11-27 | redacted
Low Income - Power to Save | LED Lights | 0 | 0 | 0 | 47.6 | 1 |  | 2023-11-17 | redacted
Low Income - Power to Save | HVAC Inspection | 0 | 0.17 | 0 | 268.73 | 1 |  | 2023-11-17 | redacted
Low Income - Power to Save | LED Lights | 0 | 0 | 0 | 47.6 | 1 |  | 2023-11-06 | redacted
Low Income - Power to Save | HVAC Inspection | 0 | 0.17 | 0 | 268.73 | 1 |  | 2023-11-06 | redacted
Low Income - Power to Save | LED Lights | 0 | 0 | 0 | 47.6 | 1 |  | 2023-11-17 | redacted
Low Income - Power to Save | HVAC Inspection | 0 | 0.17 | 0 | 268.73 | 1 |  | 2023-11-17 | redacted
Low Income - Power to Save | LED Lights | 0 | 0 | 0 | 47.6 | 1 |  | 2023-11-08 | redacted
Low Income - Power to Save | LED Lights | 0 | 0 | 0 | 47.6 | 1 |  | 2023-11-08 | redacted
Low Income - Power to Save | HVAC Inspection | 0 | 0.17 | 0 | 268.73 | 1 |  | 2023-11-08 | redacted
Low Income - Power to Save | Faucet Aerators | 0 | 0 | 0.02 | 110.58 | 1 |  | 2023-11-08 | redacted
Low Income - Power to Save | Low Flow Showerhead | 0 | 0.04 | 0.1 | 504.08 | 1 |  | 2023-11-14 | redacted
Low Income - Power to Save | LED Lights | 0 | 0 | 0 | 47.6 | 1 |  | 2023-11-14 | redacted
Low Income - Power to Save | HVAC Inspection | 0 | 0.17 | 0 | 268.73 | 1 |  | 2023-11-14 | redacted
Low Income - Power to Save | Faucet Aerators | 0 | 0 | 0.02 | 110.58 | 1 |  | 2023-11-14 | redacted
Low Income - Power to Save | LED Lights | 0 | 0 | 0 | 47.6 | 1 |  | 2023-11-30 | redacted
Low Income - Power to Save | LED Lights | 0 | 0 | 0 | 47.6 | 1 |  | 2023-11-29 | redacted
Low Income - Power to Save | LED Lights | 0 | 0 | 0 | 47.6 | 1 |  | 2023-11-16 | redacted
Low Income - Power to Save | HVAC Inspection | 0 | 0.17 | 0 | 268.73 | 1 |  | 2023-11-16 | redacted
Low Income - Power to Save | Faucet Aerators | 0 | 0 | 0.02 | 110.58 | 1 |  | 2023-11-16 | redacted
Low Income - Power to Save | LED Lights | 0 | 0 | 0 | 47.6 | 1 |  | 2023-11-07 | redacted
Low Income - Power to Save | HVAC Inspection | 0 | 0.17 | 0 | 268.73 | 1 |  | 2023-11-07 | redacted
Low Income - Power to Save | LED Lights | 0 | 0 | 0 | 47.6 | 1 |  | 2023-11-13 | redacted
Low Income - Power to Save | HVAC Inspection | 0 | 0.17 | 0 | 268.73 | 1 |  | 2023-11-13 | redacted
Low Income - Power to Save | Faucet Aerators | 0 | 0 | 0.02 | 110.58 | 1 |  | 2023-11-13 | redacted
Low Income - Power to Save | HVAC Inspection | 0 | 0.17 | 0 | 268.73 | 1 |  | 2023-11-08 | redacted
Low Income - Power to Save | Faucet Aerators | 0 | 0 | 0.02 | 110.58 | 1 |  | 2023-11-08 | redacted
Low Income - Power to Save | LED Lights | 0 | 0 | 0 | 47.6 | 1 |  | 2023-11-08 | redacted
Low Income - Power to Save | LED Lights | 0 | 0 | 0 | 47.6 | 1 |  | 2023-11-07 | redacted
Low Income - Power to Save | HVAC Inspection | 0 | 0.17 | 0 | 268.73 | 1 |  | 2023-11-07 | redacted
Low Income - Power to Save | LED Lights | 0 | 0 | 0 | 47.6 | 1 |  | 2023-11-17 | redacted
Low Income - Power to Save | LED Lights | 0 | 0 | 0 | 47.6 | 1 |  | 2023-11-21 | redacted
Low Income - Power to Save | HVAC Inspection | 0 | 0.17 | 0 | 268.73 | 1 |  | 2023-11-21 | redacted
Low Income - Power to Save | LED Lights | 0 | 0 | 0 | 47.6 | 1 |  | 2023-11-27 | redacted
Low Income - Power to Save | LED Lights | 0 | 0 | 0 | 47.6 | 1 |  | 2023-11-30 | redacted
Low Income - Power to Save | LED Lights | 0 | 0 | 0 | 47.6 | 1 |  | 2023-11-17 | redacted
Low Income - Power to Save | LED Lights | 0 | 0 | 0 | 47.6 | 1 |  | 2023-11-20 | redacted
Low Income - Power to Save | LED Lights | 0 | 0 | 0 | 47.6 | 1 |  | 2023-11-13 | redacted
Low Income - Power to Save | HVAC Inspection | 0 | 0.17 | 0 | 268.73 | 1 |  | 2023-11-13 | redacted
Low Income - Power to Save | Faucet Aerators | 0 | 0 | 0.02 | 110.58 | 1 |  | 2023-11-13 | redacted
Low Income - Power to Save | LED Lights | 0 | 0 | 0 | 47.6 | 1 |  | 2023-11-08 | redacted
Low Income - Power to Save | HVAC Inspection | 0 | 0.17 | 0 | 268.73 | 1 |  | 2023-11-08 | redacted
Low Income - Power to Save | LED Lights | 0 | 0 | 0 | 47.6 | 1 |  | 2023-11-08 | redacted
Low Income - Power to Save | Faucet Aerators | 0 | 0 | 0.02 | 110.58 | 1 |  | 2023-11-08 | redacted
Low Income - Power to Save | LED Lights | 0 | 0 | 0 | 47.6 | 1 |  | 2023-11-27 | redacted
Low Income - Power to Save | LED Lights | 0 | 0 | 0 | 47.6 | 1 |  | 2023-11-08 | redacted
Low Income - Power to Save | HVAC Inspection | 0 | 0.17 | 0 | 268.73 | 1 |  | 2023-11-08 | redacted
Low Income - Power to Save | HVAC Inspection | 0 | 0.17 | 0 | 268.73 | 1 |  | 2023-11-15 | redacted
Low Income - Power to Save | Faucet Aerators | 0 | 0 | 0.02 | 110.58 | 1 |  | 2023-11-15 | redacted
Low Income - Power to Save | LED Lights | 0 | 0 | 0 | 47.6 | 1 |  | 2023-11-21 | redacted
Low Income - Power to Save | HVAC Inspection | 0 | 0.17 | 0 | 268.73 | 1 |  | 2023-11-21 | redacted
Low Income - Power to Save | LED Lights | 0 | 0 | 0 | 47.6 | 1 |  | 2023-11-09 | redacted
Low Income - Power to Save | LED Lights | 0 | 0 | 0 | 47.6 | 1 |  | 2023-11-17 | redacted
Low Income - Power to Save | HVAC Inspection | 0 | 0.17 | 0 | 268.73 | 1 |  | 2023-11-17 | redacted
Low Income - Power to Save | LED Lights | 0 | 0 | 0 | 47.6 | 1 |  | 2023-11-16 | redacted
Low Income - Power to Save | HVAC Inspection | 0 | 0.17 | 0 | 268.73 | 1 |  | 2023-11-16 | redacted
Low Income - Power to Save | Faucet Aerators | 0 | 0 | 0.02 | 110.58 | 1 |  | 2023-11-16 | redacted
Low Income - Power to Save | LED Lights | 0 | 0 | 0 | 47.6 | 1 |  | 2023-11-28 | redacted
Low Income - Power to Save | LED Lights | 0 | 0 | 0 | 47.6 | 1 |  | 2023-11-17 | redacted
Low Income - Power to Save | HVAC Inspection | 0 | 0.17 | 0 | 268.73 | 1 |  | 2023-11-17 | redacted
Low Income - Power to Save | LED Lights | 0 | 0 | 0 | 47.6 | 1 |  | 2023-11-14 | redacted
Low Income - Power to Save | HVAC Inspection | 0 | 0.17 | 0 | 268.73 | 1 |  | 2023-11-14 | redacted
Low Income - Power to Save | LED Lights | 0 | 0 | 0 | 47.6 | 1 |  | 2023-11-15 | redacted
Low Income - Power to Save | HVAC Inspection | 0 | 0.17 | 0 | 268.73 | 1 |  | 2023-11-15 | redacted
Low Income - Power to Save | Faucet Aerators | 0 | 0 | 0.02 | 110.58 | 1 |  | 2023-11-15 | redacted
Low Income - Power to Save | LED Lights | 0 | 0 | 0 | 47.6 | 1 |  | 2023-11-08 | redacted
Low Income - Power to Save | LED Lights | 0 | 0 | 0 | 47.6 | 1 |  | 2023-11-09 | redacted
Low Income - Power to Save | HVAC Inspection | 0 | 0.17 | 0 | 268.73 | 1 |  | 2023-11-09 | redacted
Low Income - Power to Save | Low Flow Showerhead | 0 | 0.04 | 0.1 | 504.08 | 1 |  | 2023-11-17 | redacted
Low Income - Power to Save | LED Lights | 0 | 0 | 0 | 47.6 | 1 |  | 2023-11-17 | redacted
Low Income - Power to Save | HVAC Inspection | 0 | 0.17 | 0 | 268.73 | 1 |  | 2023-11-17 | redacted
Low Income - Power to Save | LED Lights | 0 | 0 | 0 | 47.6 | 1 |  | 2023-11-08 | redacted
Low Income - Power to Save | HVAC Inspection | 0 | 0.17 | 0 | 268.73 | 1 |  | 2023-11-08 | redacted
Low Income - Power to Save | LED Lights | 0 | 0 | 0 | 47.6 | 1 |  | 2023-11-16 | redacted
Low Income - Power to Save | HVAC Inspection | 0 | 0.17 | 0 | 268.73 | 1 |  | 2023-11-16 | redacted
Low Income - Power to Save | LED Lights | 0 | 0 | 0 | 47.6 | 1 |  | 2023-11-28 | redacted
Low Income - Power to Save | LED Lights | 0 | 0 | 0 | 47.6 | 1 |  | 2023-11-17 | redacted
Low Income - Power to Save | HVAC Inspection | 0 | 0.17 | 0 | 268.73 | 1 |  | 2023-11-17 | redacted
Low Income - Power to Save | LED Lights | 0 | 0 | 0 | 47.6 | 1 |  | 2023-11-27 | redacted
Low Income - Power to Save | LED Lights | 0 | 0 | 0 | 47.6 | 1 |  | 2023-11-09 | redacted
Low Income - Power to Save | LED Lights | 0 | 0 | 0 | 47.6 | 1 |  | 2023-11-27 | redacted
Low Income - Power to Save | LED Lights | 0 | 0 | 0 | 47.6 | 1 |  | 2023-11-27 | redacted
Low Income - Power to Save | Low Flow Showerhead | 0 | 0.04 | 0.1 | 504.08 | 1 |  | 2023-11-29 | redacted
Low Income - Power to Save | LED Lights | 0 | 0 | 0 | 47.6 | 1 |  | 2023-11-29 | redacted
Low Income - Power to Save | Pipe Wrap | 0 | 0.01 | 0.03 | 143.65 | 1 |  | 2023-11-29 | redacted
Low Income - Power to Save | HVAC Inspection | 0 | 0.17 | 0 | 268.73 | 1 |  | 2023-11-29 | redacted
Low Income - Power to Save | LED Lights | 0 | 0 | 0 | 47.6 | 1 |  | 2023-11-30 | redacted
Low Income - Power to Save | LED Lights | 0 | 0 | 0 | 47.6 | 1 |  | 2023-11-29 | redacted
Low Income - Power to Save | HVAC Inspection | 0 | 0.17 | 0 | 268.73 | 1 |  | 2023-11-29 | redacted
Low Income - Power to Save | Low Flow Showerhead | 0 | 0.04 | 0.1 | 504.08 | 1 |  | 2023-11-06 | redacted
Low Income - Power to Save | LED Lights | 0 | 0 | 0 | 47.6 | 1 |  | 2023-11-06 | redacted
Low Income - Power to Save | HVAC Inspection | 0 | 0.17 | 0 | 268.73 | 1 |  | 2023-11-06 | redacted
Low Income - Power to Save | Faucet Aerators | 0 | 0 | 0.02 | 110.58 | 1 |  | 2023-11-06 | redacted
Low Income - Power to Save | LED Lights | 0 | 0 | 0 | 47.6 | 1 |  | 2023-11-08 | redacted
Low Income - Power to Save | HVAC Inspection | 0 | 0.17 | 0 | 268.73 | 1 |  | 2023-11-08 | redacted
Low Income - Power to Save | LED Lights | 0 | 0 | 0 | 47.6 | 1 |  | 2023-11-17 | redacted
Low Income - Power to Save | HVAC Inspection | 0 | 0.17 | 0 | 268.73 | 1 |  | 2023-11-17 | redacted
Low Income - Power to Save | LED Lights | 0 | 0 | 0 | 47.6 | 1 |  | 2023-11-17 | redacted
Low Income - Power to Save | HVAC Inspection | 0 | 0.17 | 0 | 268.73 | 1 |  | 2023-11-17 | redacted
Low Income - Power to Save | LED Lights | 0 | 0 | 0 | 47.6 | 1 |  | 2023-11-08 | redacted
Low Income - Power to Save | HVAC Inspection | 0 | 0.17 | 0 | 268.73 | 1 |  | 2023-11-08 | redacted
Low Income - Power to Save | LED Lights | 0 | 0 | 0 | 47.6 | 1 |  | 2023-11-29 | redacted
Low Income - Power to Save | LED Lights | 0 | 0 | 0 | 47.6 | 1 |  | 2023-11-17 | redacted
Low Income - Power to Save | LED Lights | 0 | 0 | 0 | 47.6 | 1 |  | 2023-11-29 | redacted
Low Income - Power to Save | LED Lights | 0 | 0 | 0 | 47.6 | 1 |  | 2023-11-29 | redacted
Low Income - Power to Save | Pipe Wrap | 0 | 0.01 | 0.03 | 143.65 | 1 |  | 2023-11-29 | redacted
Low Income - Power to Save | HVAC Inspection | 0 | 0.17 | 0 | 268.73 | 1 |  | 2023-11-29 | redacted
Low Income - Power to Save | Faucet Aerators | 0 | 0 | 0.02 | 110.58 | 1 |  | 2023-11-29 | redacted
Low Income - Power to Save | LED Lights | 0 | 0 | 0 | 47.6 | 1 |  | 2023-11-21 | redacted
Low Income - Power to Save | HVAC Inspection | 0 | 0.17 | 0 | 268.73 | 1 |  | 2023-11-21 | redacted
Low Income - Power to Save | Pipe Wrap | 0 | 0.01 | 0.03 | 143.65 | 1 |  | 2023-11-28 | redacted
Low Income - Power to Save | LED Lights | 0 | 0 | 0 | 47.6 | 1 |  | 2023-11-28 | redacted
Low Income - Power to Save | HVAC Inspection | 0 | 0.17 | 0 | 268.73 | 1 |  | 2023-11-28 | redacted
Low Income - Power to Save | LED Lights | 0 | 0 | 0 | 47.6 | 1 |  | 2023-11-27 | redacted
Low Income - Power to Save | LED Lights | 0 | 0 | 0 | 47.6 | 1 |  | 2023-11-13 | redacted
Low Income - Power to Save | HVAC Inspection | 0 | 0.17 | 0 | 268.73 | 1 |  | 2023-11-13 | redacted
Low Income - Power to Save | LED Lights | 0 | 0 | 0 | 47.6 | 1 |  | 2023-11-13 | redacted
Low Income - Power to Save | LED Lights | 0 | 0 | 0 | 47.6 | 1 |  | 2023-11-08 | redacted
Low Income - Power to Save | LED Lights | 0 | 0 | 0 | 47.6 | 1 |  | 2023-11-29 | redacted
Low Income - Power to Save | HVAC Inspection | 0 | 0.17 | 0 | 268.73 | 1 |  | 2023-11-29 | redacted
Low Income - Power to Save | LED Lights | 0 | 0 | 0 | 47.6 | 1 |  | 2023-11-13 | redacted
Low Income - Power to Save | HVAC Inspection | 0 | 0.17 | 0 | 268.73 | 1 |  | 2023-11-13 | redacted
Low Income - Power to Save | LED Lights | 0 | 0 | 0 | 47.6 | 1 |  | 2023-11-17 | redacted
Low Income - Power to Save | HVAC Inspection | 0 | 0.17 | 0 | 268.73 | 1 |  | 2023-11-17 | redacted
Low Income - Power to Save | LED Lights | 0 | 0 | 0 | 47.6 | 1 |  | 2023-11-08 | redacted
Low Income - Power to Save | LED Lights | 0 | 0 | 0 | 47.6 | 1 |  | 2023-11-16 | redacted
Low Income - Power to Save | HVAC Inspection | 0 | 0.17 | 0 | 268.73 | 1 |  | 2023-11-16 | redacted
Low Income - Power to Save | LED Lights | 0 | 0 | 0 | 47.6 | 1 |  | 2023-11-17 | redacted
Low Income - Power to Save | HVAC Inspection | 0 | 0.17 | 0 | 268.73 | 1 |  | 2023-11-17 | redacted
Low Income - Power to Save | LED Lights | 0 | 0 | 0 | 47.6 | 1 |  | 2023-11-10 | redacted
Low Income - Power to Save | LED Lights | 0 | 0 | 0 | 47.6 | 1 |  | 2023-11-08 | redacted
Low Income - Power to Save | HVAC Inspection | 0 | 0.17 | 0 | 268.73 | 1 |  | 2023-11-08 | redacted
Low Income - Power to Save | LED Lights | 0 | 0 | 0 | 47.6 | 1 |  | 2023-11-29 | redacted
Low Income - Power to Save | HVAC Inspection | 0 | 0.17 | 0 | 268.73 | 1 |  | 2023-11-29 | redacted
Low Income - Power to Save | LED Lights | 0 | 0 | 0 | 47.6 | 1 |  | 2023-11-10 | redacted
Low Income - Power to Save | HVAC Inspection | 0 | 0.17 | 0 | 268.73 | 1 |  | 2023-11-10 | redacted
Low Income - Power to Save | LED Lights | 0 | 0 | 0 | 47.6 | 1 |  | 2023-11-08 | redacted
Low Income - Power to Save | Faucet Aerators | 0 | 0 | 0.02 | 110.58 | 1 |  | 2023-11-08 | redacted
Low Income - Power to Save | LED Lights | 0 | 0 | 0 | 47.6 | 1 |  | 2023-11-08 | redacted
Low Income - Power to Save | HVAC Inspection | 0 | 0.17 | 0 | 268.73 | 1 |  | 2023-11-08 | redacted
Low Income - Power to Save | LED Lights | 0 | 0 | 0 | 47.6 | 1 |  | 2023-11-08 | redacted
Low Income - Power to Save | HVAC Inspection | 0 | 0.17 | 0 | 268.73 | 1 |  | 2023-11-08 | redacted
Low Income - Power to Save | LED Lights | 0 | 0 | 0 | 47.6 | 1 |  | 2023-11-06 | redacted
Low Income - Power to Save | HVAC Inspection | 0 | 0.17 | 0 | 268.73 | 1 |  | 2023-11-06 | redacted
Low Income - Power to Save | LED Lights | 0 | 0 | 0 | 47.6 | 1 |  | 2023-11-13 | redacted
Low Income - Power to Save | LED Lights | 0 | 0 | 0 | 47.6 | 1 |  | 2023-11-16 | redacted
Low Income - Power to Save | Pipe Wrap | 0 | 0.01 | 0.03 | 143.65 | 1 |  | 2023-11-16 | redacted
Low Income - Power to Save | LED Lights | 0 | 0 | 0 | 47.6 | 1 |  | 2023-11-08 | redacted
Low Income - Power to Save | HVAC Inspection | 0 | 0.17 | 0 | 268.73 | 1 |  | 2023-11-08 | redacted
Low Income - Power to Save | LED Lights | 0 | 0 | 0 | 47.6 | 1 |  | 2023-11-08 | redacted
Low Income - Power to Save | HVAC Inspection | 0 | 0.17 | 0 | 268.73 | 1 |  | 2023-11-08 | redacted
Low Income - Power to Save | LED Lights | 0 | 0 | 0 | 47.6 | 1 |  | 2023-11-08 | redacted
Low Income - Power to Save | LED Lights | 0 | 0 | 0 | 47.6 | 1 |  | 2023-11-08 | redacted
Low Income - Power to Save | LED Lights | 0 | 0 | 0 | 47.6 | 1 |  | 2023-11-09 | redacted
Low Income - Power to Save | HVAC Inspection | 0 | 0.17 | 0 | 268.73 | 1 |  | 2023-11-09 | redacted
Low Income - Power to Save | Pipe Wrap | 0 | 0.01 | 0.03 | 143.65 | 1 |  | 2023-11-28 | redacted
Low Income - Power to Save | HVAC Inspection | 0 | 0.17 | 0 | 268.73 | 1 |  | 2023-11-28 | redacted
Low Income - Power to Save | Low Flow Showerhead | 0 | 0.04 | 0.1 | 504.08 | 1 |  | 2023-11-13 | redacted
Low Income - Power to Save | LED Lights | 0 | 0 | 0 | 47.6 | 1 |  | 2023-11-13 | redacted
Low Income - Power to Save | HVAC Inspection | 0 | 0.17 | 0 | 268.73 | 1 |  | 2023-11-13 | redacted
Low Income - Power to Save | LED Lights | 0 | 0 | 0 | 47.6 | 1 |  | 2023-11-16 | redacted
Low Income - Power to Save | Pipe Wrap | 0 | 0.01 | 0.03 | 143.65 | 1 |  | 2023-11-16 | redacted
Low Income - Power to Save | LED Lights | 0 | 0 | 0 | 47.6 | 1 |  | 2023-11-13 | redacted
Low Income - Power to Save | HVAC Inspection | 0 | 0.17 | 0 | 268.73 | 1 |  | 2023-11-13 | redacted
Low Income - Power to Save | LED Lights | 0 | 0 | 0 | 47.6 | 1 |  | 2023-11-17 | redacted
Low Income - Power to Save | LED Lights | 0 | 0 | 0 | 47.6 | 1 |  | 2023-11-17 | redacted
Low Income - Power to Save | LED Lights | 0 | 0 | 0 | 47.6 | 1 |  | 2023-11-10 | redacted
Low Income - Power to Save | HVAC Inspection | 0 | 0.17 | 0 | 268.73 | 1 |  | 2023-11-10 | redacted
Low Income - Power to Save | LED Lights | 0 | 0 | 0 | 47.6 | 1 |  | 2023-11-29 | redacted
Low Income - Power to Save | LED Lights | 0 | 0 | 0 | 47.6 | 1 |  | 2023-11-15 | redacted
Low Income - Power to Save | HVAC Inspection | 0 | 0.17 | 0 | 268.73 | 1 |  | 2023-11-15 | redacted
Low Income - Power to Save | LED Lights | 0 | 0 | 0 | 47.6 | 1 |  | 2023-11-16 | redacted
Low Income - Power to Save | HVAC Inspection | 0 | 0.17 | 0 | 268.73 | 1 |  | 2023-11-16 | redacted
Low Income - Power to Save | LED Lights | 0 | 0 | 0 | 47.6 | 1 |  | 2023-11-28 | redacted
Low Income - Power to Save | LED Lights | 0 | 0 | 0 | 47.6 | 1 |  | 2023-11-30 | redacted
Low Income - Power to Save | Faucet Aerators | 0 | 0 | 0.02 | 110.58 | 1 |  | 2023-11-16 | redacted
Low Income - Power to Save | LED Lights | 0 | 0 | 0 | 47.6 | 1 |  | 2023-11-16 | redacted
Low Income - Power to Save | HVAC Inspection | 0 | 0.17 | 0 | 268.73 | 1 |  | 2023-11-16 | redacted
Low Income - Power to Save | LED Lights | 0 | 0 | 0 | 47.6 | 1 |  | 2023-11-13 | redacted
Low Income - Power to Save | HVAC Inspection | 0 | 0.17 | 0 | 268.73 | 1 |  | 2023-11-13 | redacted
Low Income - Power to Save | LED Lights | 0 | 0 | 0 | 47.6 | 1 |  | 2023-11-20 | redacted
Low Income - Power to Save | HVAC Inspection | 0 | 0.17 | 0 | 268.73 | 1 |  | 2023-11-17 | redacted
Low Income - Power to Save | LED Lights | 0 | 0 | 0 | 47.6 | 1 |  | 2023-11-17 | redacted
Low Income - Power to Save | LED Lights | 0 | 0 | 0 | 47.6 | 1 |  | 2023-11-17 | redacted
Low Income - Power to Save | LED Lights | 0 | 0 | 0 | 47.6 | 1 |  | 2023-11-13 | redacted
Low Income - Power to Save | HVAC Inspection | 0 | 0.17 | 0 | 268.73 | 1 |  | 2023-11-13 | redacted
Low Income - Power to Save | Faucet Aerators | 0 | 0 | 0.02 | 110.58 | 1 |  | 2023-11-13 | redacted
Low Income - Power to Save | LED Lights | 0 | 0 | 0 | 47.6 | 1 |  | 2023-11-08 | redacted
Low Income - Power to Save | LED Lights | 0 | 0 | 0 | 47.6 | 1 |  | 2023-11-15 | redacted
Low Income - Power to Save | HVAC Inspection | 0 | 0.17 | 0 | 268.73 | 1 |  | 2023-11-14 | redacted
Low Income - Power to Save | Faucet Aerators | 0 | 0 | 0.02 | 110.58 | 1 |  | 2023-11-14 | redacted
Low Income - Power to Save | LED Lights | 0 | 0 | 0 | 47.6 | 1 |  | 2023-11-14 | redacted
Low Income - Power to Save | LED Lights | 0 | 0 | 0 | 47.6 | 1 |  | 2023-11-15 | redacted
Low Income - Power to Save | HVAC Inspection | 0 | 0.17 | 0 | 268.73 | 1 |  | 2023-11-15 | redacted
Low Income - Power to Save | LED Lights | 0 | 0 | 0 | 47.6 | 1 |  | 2023-11-08 | redacted
Low Income - Power to Save | HVAC Inspection | 0 | 0.17 | 0 | 268.73 | 1 |  | 2023-11-08 | redacted
Low Income - Power to Save | LED Lights | 0 | 0 | 0 | 47.6 | 1 |  | 2023-11-16 | redacted
Low Income - Power to Save | HVAC Inspection | 0 | 0.17 | 0 | 268.73 | 1 |  | 2023-11-16 | redacted
Low Income - Power to Save | LED Lights | 0 | 0 | 0 | 47.6 | 1 |  | 2023-11-17 | redacted
Low Income - Power to Save | HVAC Inspection | 0 | 0.17 | 0 | 268.73 | 1 |  | 2023-11-17 | redacted
Low Income - Power to Save | LED Lights | 0 | 0 | 0 | 47.6 | 1 |  | 2023-11-16 | redacted
Low Income - Power to Save | Pipe Wrap | 0 | 0.01 | 0.03 | 143.65 | 1 |  | 2023-11-16 | redacted
Low Income - Power to Save | LED Lights | 0 | 0 | 0 | 47.6 | 1 |  | 2023-11-08 | redacted
Low Income - Power to Save | HVAC Inspection | 0 | 0.17 | 0 | 268.73 | 1 |  | 2023-11-08 | redacted
Low Income - Power to Save | LED Lights | 0 | 0 | 0 | 47.6 | 1 |  | 2023-11-28 | redacted
Low Income - Power to Save | HVAC Inspection | 0 | 0.17 | 0 | 268.73 | 1 |  | 2023-11-28 | redacted
Low Income - Power to Save | LED Lights | 0 | 0 | 0 | 47.6 | 1 |  | 2023-11-21 | redacted
Low Income - Power to Save | LED Lights | 0 | 0 | 0 | 47.6 | 1 |  | 2023-11-27 | redacted
Low Income - Power to Save | Pipe Wrap | 0 | 0.01 | 0.03 | 143.65 | 1 |  | 2023-11-27 | redacted
Low Income - Power to Save | LED Lights | 0 | 0 | 0 | 47.6 | 1 |  | 2023-11-30 | redacted
Low Income - Power to Save | LED Lights | 0 | 0 | 0 | 47.6 | 1 |  | 2023-11-30 | redacted
Low Income - Power to Save | HVAC Inspection | 0 | 0.17 | 0 | 268.73 | 1 |  | 2023-11-30 | redacted
Low Income - Power to Save | Faucet Aerators | 0 | 0 | 0.02 | 110.58 | 1 |  | 2023-11-30 | redacted
Low Income - Power to Save | LED Lights | 0 | 0 | 0 | 47.6 | 1 |  | 2023-11-13 | redacted
Low Income - Power to Save | HVAC Inspection | 0 | 0.17 | 0 | 268.73 | 1 |  | 2023-11-13 | redacted
Low Income - Power to Save | LED Lights | 0 | 0 | 0 | 47.6 | 1 |  | 2023-11-21 | redacted
Low Income - Power to Save | LED Lights | 0 | 0 | 0 | 47.6 | 1 |  | 2023-11-29 | redacted
Low Income - Power to Save | HVAC Inspection | 0 | 0.17 | 0 | 268.73 | 1 |  | 2023-11-29 | redacted
Low Income - Power to Save | Faucet Aerators | 0 | 0 | 0.02 | 110.58 | 1 |  | 2023-11-29 | redacted
Low Income - Power to Save | LED Lights | 0 | 0 | 0 | 47.6 | 1 |  | 2023-11-17 | redacted
Low Income - Power to Save | HVAC Inspection | 0 | 0.17 | 0 | 268.73 | 1 |  | 2023-11-30 | redacted
Low Income - Power to Save | LED Lights | 0 | 0 | 0 | 47.6 | 1 |  | 2023-11-30 | redacted
Low Income - Power to Save | Pipe Wrap | 0 | 0.01 | 0.03 | 143.65 | 1 |  | 2023-11-30 | redacted
Low Income - Power to Save | Faucet Aerators | 0 | 0 | 0.02 | 110.58 | 1 |  | 2023-11-30 | redacted
Low Income - Power to Save | LED Lights | 0 | 0 | 0 | 47.6 | 1 |  | 2023-11-14 | redacted
Low Income - Power to Save | Pipe Wrap | 0 | 0.01 | 0.03 | 143.65 | 1 |  | 2023-11-14 | redacted
Low Income - Power to Save | LED Lights | 0 | 0 | 0 | 47.6 | 1 |  | 2023-11-10 | redacted
Low Income - Power to Save | LED Lights | 0 | 0 | 0 | 47.6 | 1 |  | 2023-11-21 | redacted
Low Income - Power to Save | HVAC Inspection | 0 | 0.17 | 0 | 268.73 | 1 |  | 2023-11-21 | redacted
Low Income - Power to Save | Faucet Aerators | 0 | 0 | 0.02 | 110.58 | 1 |  | 2023-11-21 | redacted
Low Income - Power to Save | LED Lights | 0 | 0 | 0 | 47.6 | 1 |  | 2023-11-21 | redacted
Low Income - Power to Save | LED Lights | 0 | 0 | 0 | 47.6 | 1 |  | 2023-11-27 | redacted
Low Income - Power to Save | LED Lights | 0 | 0 | 0 | 47.6 | 1 |  | 2023-11-27 | redacted
Low Income - Power to Save | LED Lights | 0 | 0 | 0 | 47.6 | 1 |  | 2023-11-09 | redacted
Low Income - Power to Save | HVAC Inspection | 0 | 0.17 | 0 | 268.73 | 1 |  | 2023-11-09 | redacted
Low Income - Power to Save | Faucet Aerators | 0 | 0 | 0.02 | 110.58 | 1 |  | 2023-11-09 | redacted
Low Income - Power to Save | LED Lights | 0 | 0 | 0 | 47.6 | 1 |  | 2023-11-20 | redacted
Low Income - Power to Save | HVAC Inspection | 0 | 0.17 | 0 | 268.73 | 1 |  | 2023-11-20 | redacted
Low Income - Power to Save | LED Lights | 0 | 0 | 0 | 47.6 | 1 |  | 2023-11-20 | redacted
Low Income - Power to Save | HVAC Inspection | 0 | 0.17 | 0 | 268.73 | 1 |  | 2023-11-20 | redacted
Low Income - Power to Save | LED Lights | 0 | 0 | 0 | 47.6 | 1 |  | 2023-11-07 | redacted
Low Income - Power to Save | LED Lights | 0 | 0 | 0 | 47.6 | 1 |  | 2023-11-14 | redacted
Low Income - Power to Save | HVAC Inspection | 0 | 0.17 | 0 | 268.73 | 1 |  | 2023-11-14 | redacted
Low Income - Power to Save | LED Lights | 0 | 0 | 0 | 47.6 | 1 |  | 2023-11-21 | redacted
Low Income - Power to Save | HVAC Inspection | 0 | 0.17 | 0 | 268.73 | 1 |  | 2023-11-21 | redacted
Low Income - Power to Save | LED Lights | 0 | 0 | 0 | 47.6 | 1 |  | 2023-11-07 | redacted
Low Income - Power to Save | HVAC Inspection | 0 | 0.17 | 0 | 268.73 | 1 |  | 2023-11-07 | redacted
Low Income - Power to Save | Faucet Aerators | 0 | 0 | 0.02 | 110.58 | 1 |  | 2023-11-07 | redacted
Low Income - Power to Save | LED Lights | 0 | 0 | 0 | 47.6 | 1 |  | 2023-11-09 | redacted
Low Income - Power to Save | LED Lights | 0 | 0 | 0 | 47.6 | 1 |  | 2023-11-29 | redacted
Low Income - Power to Save | Pipe Wrap | 0 | 0.01 | 0.03 | 143.65 | 1 |  | 2023-11-29 | redacted
Low Income - Power to Save | HVAC Inspection | 0 | 0.17 | 0 | 268.73 | 1 |  | 2023-11-29 | redacted
Low Income - Power to Save | LED Lights | 0 | 0 | 0 | 47.6 | 1 |  | 2023-11-10 | redacted
Low Income - Power to Save | HVAC Inspection | 0 | 0.17 | 0 | 268.73 | 1 |  | 2023-11-10 | redacted
Low Income - Power to Save | Faucet Aerators | 0 | 0 | 0.02 | 110.58 | 1 |  | 2023-11-10 | redacted
Low Income - Power to Save | LED Lights | 0 | 0 | 0 | 47.6 | 1 |  | 2023-11-27 | redacted
Low Income - Power to Save | LED Lights | 0 | 0 | 0 | 47.6 | 1 |  | 2023-11-20 | redacted
Low Income - Power to Save | HVAC Inspection | 0 | 0.17 | 0 | 268.73 | 1 |  | 2023-11-20 | redacted
Low Income - Power to Save | LED Lights | 0 | 0 | 0 | 47.6 | 1 |  | 2023-11-29 | redacted
Low Income - Power to Save | HVAC Inspection | 0 | 0.17 | 0 | 268.73 | 1 |  | 2023-11-29 | redacted
Low Income - Power to Save | LED Lights | 0 | 0 | 0 | 47.6 | 1 |  | 2023-11-30 | redacted
Low Income - Power to Save | LED Lights | 0 | 0 | 0 | 47.6 | 1 |  | 2023-11-28 | redacted
Low Income - Power to Save | HVAC Inspection | 0 | 0.17 | 0 | 268.73 | 1 |  | 2023-11-28 | redacted
Low Income - Power to Save | Faucet Aerators | 0 | 0 | 0.02 | 110.58 | 1 |  | 2023-11-28 | redacted
Low Income - Power to Save | LED Lights | 0 | 0 | 0 | 47.6 | 1 |  | 2023-11-15 | redacted
Low Income - Power to Save | HVAC Inspection | 0 | 0.17 | 0 | 268.73 | 1 |  | 2023-11-15 | redacted
Low Income - Power to Save | Low Flow Showerhead | 0 | 0.04 | 0.1 | 504.08 | 1 |  | 2023-11-07 | redacted
Low Income - Power to Save | LED Lights | 0 | 0 | 0 | 47.6 | 1 |  | 2023-11-07 | redacted
Low Income - Power to Save | HVAC Inspection | 0 | 0.17 | 0 | 268.73 | 1 |  | 2023-11-07 | redacted
Low Income - Power to Save | Faucet Aerators | 0 | 0 | 0.02 | 110.58 | 1 |  | 2023-11-07 | redacted
Low Income - Power to Save | LED Lights | 0 | 0 | 0 | 47.6 | 1 |  | 2023-11-14 | redacted
Low Income - Power to Save | HVAC Inspection | 0 | 0.17 | 0 | 268.73 | 1 |  | 2023-11-14 | redacted
Low Income - Power to Save | LED Lights | 0 | 0 | 0 | 47.6 | 1 |  | 2023-11-08 | redacted
Low Income - Power to Save | LED Lights | 0 | 0 | 0 | 47.6 | 1 |  | 2023-11-08 | redacted
Low Income - Power to Save | HVAC Inspection | 0 | 0.17 | 0 | 268.73 | 1 |  | 2023-11-08 | redacted
Low Income - Power to Save | LED Lights | 0 | 0 | 0 | 47.6 | 1 |  | 2023-11-15 | redacted
Low Income - Power to Save | HVAC Inspection | 0 | 0.17 | 0 | 268.73 | 1 |  | 2023-11-15 | redacted
Low Income - Power to Save | LED Lights | 0 | 0 | 0 | 47.6 | 1 |  | 2023-11-07 | redacted
Low Income - Power to Save | HVAC Inspection | 0 | 0.17 | 0 | 268.73 | 1 |  | 2023-11-07 | redacted
Low Income - Power to Save | LED Lights | 0 | 0 | 0 | 47.6 | 1 |  | 2023-11-06 | redacted
Low Income - Power to Save | HVAC Inspection | 0 | 0.17 | 0 | 268.73 | 1 |  | 2023-11-06 | redacted
Low Income - Power to Save | Faucet Aerators | 0 | 0 | 0.02 | 110.58 | 1 |  | 2023-11-06 | redacted
Low Income - Power to Save | LED Lights | 0 | 0 | 0 | 47.6 | 1 |  | 2023-11-08 | redacted
Low Income - Power to Save | HVAC Inspection | 0 | 0.17 | 0 | 268.73 | 1 |  | 2023-11-08 | redacted
Low Income - Power to Save | LED Lights | 0 | 0 | 0 | 47.6 | 1 |  | 2023-11-08 | redacted
Low Income - Power to Save | LED Lights | 0 | 0 | 0 | 47.6 | 1 |  | 2023-11-30 | redacted
Low Income - Power to Save | Pipe Wrap | 0 | 0.01 | 0.03 | 143.65 | 1 |  | 2023-11-30 | redacted
Low Income - Power to Save | HVAC Inspection | 0 | 0.17 | 0 | 268.73 | 1 |  | 2023-11-30 | redacted
Low Income - Power to Save | LED Lights | 0 | 0 | 0 | 47.6 | 1 |  | 2023-11-08 | redacted
Low Income - Power to Save | HVAC Inspection | 0 | 0.17 | 0 | 268.73 | 1 |  | 2023-11-08 | redacted
Low Income - Power to Save | Faucet Aerators | 0 | 0 | 0.02 | 110.58 | 1 |  | 2023-11-08 | redacted
Low Income - Power to Save | Low Flow Showerhead | 0 | 0.04 | 0.1 | 504.08 | 1 |  | 2023-11-07 | redacted
Low Income - Power to Save | LED Lights | 0 | 0 | 0 | 47.6 | 1 |  | 2023-11-07 | redacted
Low Income - Power to Save | HVAC Inspection | 0 | 0.17 | 0 | 268.73 | 1 |  | 2023-11-07 | redacted
Low Income - Power to Save | Faucet Aerators | 0 | 0 | 0.02 | 110.58 | 1 |  | 2023-11-07 | redacted
Low Income - Power to Save | LED Lights | 0 | 0 | 0 | 47.6 | 1 |  | 2023-11-27 | redacted
Low Income - Power to Save | Pipe Wrap | 0 | 0.01 | 0.03 | 143.65 | 1 |  | 2023-11-27 | redacted
Low Income - Power to Save | LED Lights | 0 | 0 | 0 | 47.6 | 1 |  | 2023-11-13 | redacted
Low Income - Power to Save | Faucet Aerators | 0 | 0 | 0.02 | 110.58 | 1 |  | 2023-11-13 | redacted
Low Income - Power to Save | LED Lights | 0 | 0 | 0 | 47.6 | 1 |  | 2023-11-14 | redacted
Low Income - Power to Save | HVAC Inspection | 0 | 0.17 | 0 | 268.73 | 1 |  | 2023-11-14 | redacted
Low Income - Power to Save | LED Lights | 0 | 0 | 0 | 47.6 | 1 |  | 2023-11-08 | redacted
Low Income - Power to Save | HVAC Inspection | 0 | 0.17 | 0 | 268.73 | 1 |  | 2023-11-08 | redacted
Low Income - Power to Save | LED Lights | 0 | 0 | 0 | 47.6 | 1 |  | 2023-11-07 | redacted
Low Income - Power to Save | HVAC Inspection | 0 | 0.17 | 0 | 268.73 | 1 |  | 2023-11-07 | redacted
Low Income - Power to Save | LED Lights | 0 | 0 | 0 | 47.6 | 1 |  | 2023-11-21 | redacted
Low Income - Power to Save | LED Lights | 0 | 0 | 0 | 47.6 | 1 |  | 2023-11-16 | redacted
Low Income - Power to Save | HVAC Inspection | 0 | 0.17 | 0 | 268.73 | 1 |  | 2023-11-16 | redacted
Low Income - Power to Save | Low Flow Showerhead | 0 | 0.04 | 0.1 | 504.08 | 1 |  | 2023-11-15 | redacted
Low Income - Power to Save | HVAC Inspection | 0 | 0.17 | 0 | 268.73 | 1 |  | 2023-11-15 | redacted
Low Income - Power to Save | LED Lights | 0 | 0 | 0 | 47.6 | 1 |  | 2023-11-14 | redacted
Low Income - Power to Save | LED Lights | 0 | 0 | 0 | 47.6 | 1 |  | 2023-11-14 | redacted
Low Income - Power to Save | Pipe Wrap | 0 | 0.01 | 0.03 | 143.65 | 1 |  | 2023-11-14 | redacted
Low Income - Power to Save | Low Flow Showerhead | 0 | 0.04 | 0.1 | 504.08 | 1 |  | 2023-11-27 | redacted
Low Income - Power to Save | LED Lights | 0 | 0 | 0 | 47.6 | 1 |  | 2023-11-27 | redacted
Low Income - Power to Save | HVAC Inspection | 0 | 0.17 | 0 | 268.73 | 1 |  | 2023-11-27 | redacted
Low Income - Power to Save | Faucet Aerators | 0 | 0 | 0.02 | 110.58 | 1 |  | 2023-11-27 | redacted
Low Income - Power to Save | HVAC Inspection | 0 | 0.17 | 0 | 268.73 | 1 |  | 2023-11-10 | redacted
Low Income - Power to Save | Low Flow Showerhead | 0 | 0.04 | 0.1 | 504.08 | 1 |  | 2023-11-10 | redacted
Low Income - Power to Save | LED Lights | 0 | 0 | 0 | 47.6 | 1 |  | 2023-11-10 | redacted
Low Income - Power to Save | Faucet Aerators | 0 | 0 | 0.02 | 110.58 | 1 |  | 2023-11-10 | redacted
Low Income - Power to Save | LED Lights | 0 | 0 | 0 | 47.6 | 1 |  | 2023-11-13 | redacted
Low Income - Power to Save | LED Lights | 0 | 0 | 0 | 47.6 | 1 |  | 2023-11-16 | redacted
Low Income - Power to Save | Pipe Wrap | 0 | 0.01 | 0.03 | 143.65 | 1 |  | 2023-11-16 | redacted
Low Income - Power to Save | LED Lights | 0 | 0 | 0 | 47.6 | 1 |  | 2023-11-27 | redacted
Low Income - Power to Save | LED Lights | 0 | 0 | 0 | 47.6 | 1 |  | 2023-11-13 | redacted
Low Income - Power to Save | HVAC Inspection | 0 | 0.17 | 0 | 268.73 | 1 |  | 2023-11-13 | redacted
Low Income - Power to Save | LED Lights | 0 | 0 | 0 | 47.6 | 1 |  | 2023-11-15 | redacted
Low Income - Power to Save | LED Lights | 0 | 0 | 0 | 47.6 | 1 |  | 2023-11-14 | redacted
Low Income - Power to Save | HVAC Inspection | 0 | 0.17 | 0 | 268.73 | 1 |  | 2023-11-14 | redacted
Low Income - Power to Save | LED Lights | 0 | 0 | 0 | 47.6 | 1 |  | 2023-11-30 | redacted
Low Income - Power to Save | LED Lights | 0 | 0 | 0 | 47.6 | 1 |  | 2023-11-21 | redacted
Low Income - Power to Save | HVAC Inspection | 0 | 0.17 | 0 | 268.73 | 1 |  | 2023-11-21 | redacted
Low Income - Power to Save | Faucet Aerators | 0 | 0 | 0.02 | 110.58 | 1 |  | 2023-11-21 | redacted
Low Income - Power to Save | LED Lights | 0 | 0 | 0 | 47.6 | 1 |  | 2023-11-08 | redacted
Low Income - Power to Save | LED Lights | 0 | 0 | 0 | 47.6 | 1 |  | 2023-11-15 | redacted
Low Income - Power to Save | LED Lights | 0 | 0 | 0 | 47.6 | 1 |  | 2023-11-20 | redacted
Low Income - Power to Save | LED Lights | 0 | 0 | 0 | 47.6 | 1 |  | 2023-11-08 | redacted
Low Income - Power to Save | LED Lights | 0 | 0 | 0 | 47.6 | 1 |  | 2023-11-13 | redacted
Low Income - Power to Save | HVAC Inspection | 0 | 0.17 | 0 | 268.73 | 1 |  | 2023-11-13 | redacted
Low Income - Power to Save | LED Lights | 0 | 0 | 0 | 47.6 | 1 |  | 2023-11-21 | redacted
Low Income - Power to Save | HVAC Inspection | 0 | 0.17 | 0 | 268.73 | 1 |  | 2023-11-21 | redacted
Low Income - Power to Save | LED Lights | 0 | 0 | 0 | 47.6 | 1 |  | 2023-11-10 | redacted
Low Income - Power to Save | HVAC Inspection | 0 | 0.17 | 0 | 268.73 | 1 |  | 2023-11-10 | redacted
Low Income - Power to Save | LED Lights | 0 | 0 | 0 | 47.6 | 1 |  | 2023-11-13 | redacted
Low Income - Power to Save | HVAC Inspection | 0 | 0.17 | 0 | 268.73 | 1 |  | 2023-11-13 | redacted
Low Income - Power to Save | LED Lights | 0 | 0 | 0 | 47.6 | 1 |  | 2023-11-13 | redacted
Low Income - Power to Save | HVAC Inspection | 0 | 0.17 | 0 | 268.73 | 1 |  | 2023-11-13 | redacted
Low Income - Power to Save | LED Lights | 0 | 0 | 0 | 47.6 | 1 |  | 2023-11-14 | redacted
Low Income - Power to Save | HVAC Inspection | 0 | 0.17 | 0 | 268.73 | 1 |  | 2023-11-14 | redacted
Low Income - Power to Save | Faucet Aerators | 0 | 0 | 0.02 | 110.58 | 1 |  | 2023-11-14 | redacted
Low Income - Power to Save | LED Lights | 0 | 0 | 0 | 47.6 | 1 |  | 2023-11-29 | redacted
Low Income - Power to Save | Pipe Wrap | 0 | 0.01 | 0.03 | 143.65 | 1 |  | 2023-11-29 | redacted
Low Income - Power to Save | HVAC Inspection | 0 | 0.17 | 0 | 268.73 | 1 |  | 2023-11-29 | redacted
Low Income - Power to Save | Faucet Aerators | 0 | 0 | 0.02 | 110.58 | 1 |  | 2023-11-29 | redacted
Low Income - Power to Save | LED Lights | 0 | 0 | 0 | 47.6 | 1 |  | 2023-11-13 | redacted
Low Income - Power to Save | HVAC Inspection | 0 | 0.17 | 0 | 268.73 | 1 |  | 2023-11-13 | redacted
Low Income - Power to Save | Faucet Aerators | 0 | 0 | 0.02 | 110.58 | 1 |  | 2023-11-13 | redacted
Low Income - Power to Save | Faucet Aerators | 0 | 0 | 0.02 | 110.58 | 1 |  | 2023-11-08 | redacted
Low Income - Power to Save | LED Lights | 0 | 0 | 0 | 47.6 | 1 |  | 2023-11-30 | redacted
Low Income - Power to Save | LED Lights | 0 | 0 | 0 | 47.6 | 1 |  | 2023-11-21 | redacted
Low Income - Power to Save | LED Lights | 0 | 0 | 0 | 47.6 | 1 |  | 2023-11-29 | redacted
Low Income - Power to Save | LED Lights | 0 | 0 | 0 | 47.6 | 1 |  | 2023-11-27 | redacted
Low Income - Power to Save | Pipe Wrap | 0 | 0.01 | 0.03 | 143.65 | 1 |  | 2023-11-27 | redacted
Low Income - Power to Save | HVAC Inspection | 0 | 0.17 | 0 | 268.73 | 1 |  | 2023-11-27 | redacted
Low Income - Power to Save | Faucet Aerators | 0 | 0 | 0.02 | 110.58 | 1 |  | 2023-11-27 | redacted
Low Income - Power to Save | LED Lights | 0 | 0 | 0 | 47.6 | 1 |  | 2023-11-14 | redacted
Low Income - Power to Save | HVAC Inspection | 0 | 0.17 | 0 | 268.73 | 1 |  | 2023-11-14 | redacted
Low Income - Power to Save | LED Lights | 0 | 0 | 0 | 47.6 | 1 |  | 2023-11-29 | redacted
Low Income - Power to Save | Pipe Wrap | 0 | 0.01 | 0.03 | 143.65 | 1 |  | 2023-11-29 | redacted
Low Income - Power to Save | HVAC Inspection | 0 | 0.17 | 0 | 268.73 | 1 |  | 2023-11-29 | redacted
Low Income - Power to Save | Low Flow Showerhead | 0 | 0.04 | 0.1 | 504.08 | 1 |  | 2023-11-30 | redacted
Low Income - Power to Save | LED Lights | 0 | 0 | 0 | 47.6 | 1 |  | 2023-11-30 | redacted
Low Income - Power to Save | HVAC Inspection | 0 | 0.17 | 0 | 268.73 | 1 |  | 2023-11-30 | redacted
Low Income - Power to Save | LED Lights | 0 | 0 | 0 | 47.6 | 1 |  | 2023-11-28 | redacted
Low Income - Power to Save | HVAC Inspection | 0 | 0.17 | 0 | 268.73 | 1 |  | 2023-11-07 | redacted
Low Income - Power to Save | LED Lights | 0 | 0 | 0 | 47.6 | 1 |  | 2023-11-07 | redacted
Low Income - Power to Save | LED Lights | 0 | 0 | 0 | 47.6 | 1 |  | 2023-11-29 | redacted
Low Income - Power to Save | HVAC Inspection | 0 | 0.17 | 0 | 268.73 | 1 |  | 2023-11-29 | redacted
Low Income - Power to Save | LED Lights | 0 | 0 | 0 | 47.6 | 1 |  | 2023-11-17 | redacted
Low Income - Power to Save | HVAC Inspection | 0 | 0.17 | 0 | 268.73 | 1 |  | 2023-11-17 | redacted
Low Income - Power to Save | LED Lights | 0 | 0 | 0 | 47.6 | 1 |  | 2023-11-14 | redacted
Low Income - Power to Save | HVAC Inspection | 0 | 0.17 | 0 | 268.73 | 1 |  | 2023-11-14 | redacted
Low Income - Power to Save | LED Lights | 0 | 0 | 0 | 47.6 | 1 |  | 2023-11-28 | redacted
Low Income - Power to Save | LED Lights | 0 | 0 | 0 | 47.6 | 1 |  | 2023-11-08 | redacted
Low Income - Power to Save | LED Lights | 0 | 0 | 0 | 47.6 | 1 |  | 2023-11-08 | redacted
Low Income - Power to Save | HVAC Inspection | 0 | 0.17 | 0 | 268.73 | 1 |  | 2023-11-08 | redacted
Low Income - Power to Save | LED Lights | 0 | 0 | 0 | 47.6 | 1 |  | 2023-11-27 | redacted
Low Income - Power to Save | LED Lights | 0 | 0 | 0 | 47.6 | 1 |  | 2023-11-08 | redacted
Low Income - Power to Save | HVAC Inspection | 0 | 0.17 | 0 | 268.73 | 1 |  | 2023-11-08 | redacted
Low Income - Power to Save | LED Lights | 0 | 0 | 0 | 47.6 | 1 |  | 2023-11-08 | redacted
Low Income - Power to Save | Faucet Aerators | 0 | 0 | 0.02 | 110.58 | 1 |  | 2023-11-08 | redacted
Low Income - Power to Save | LED Lights | 0 | 0 | 0 | 47.6 | 1 |  | 2023-11-17 | redacted
Low Income - Power to Save | HVAC Inspection | 0 | 0.17 | 0 | 268.73 | 1 |  | 2023-11-17 | redacted
Low Income - Power to Save | Faucet Aerators | 0 | 0 | 0.02 | 110.58 | 1 |  | 2023-11-17 | redacted
Low Income - Power to Save | LED Lights | 0 | 0 | 0 | 47.6 | 1 |  | 2023-11-28 | redacted
Low Income - Power to Save | Weather Strip/Caulk | 0 | 0.25 | 0.09 | 503.3 | 1 |  | 2023-11-28 | redacted
Low Income - Power to Save | HVAC Inspection | 0 | 0.17 | 0 | 268.73 | 1 |  | 2023-11-28 | redacted
Low Income - Power to Save | LED Lights | 0 | 0 | 0 | 47.6 | 1 |  | 2023-11-10 | redacted
Low Income - Power to Save | HVAC Inspection | 0 | 0.17 | 0 | 268.73 | 1 |  | 2023-11-10 | redacted
Low Income - Power to Save | LED Lights | 0 | 0 | 0 | 47.6 | 1 |  | 2023-11-17 | redacted
Low Income - Power to Save | HVAC Inspection | 0 | 0.17 | 0 | 268.73 | 1 |  | 2023-11-17 | redacted
Low Income - Power to Save | LED Lights | 0 | 0 | 0 | 47.6 | 1 |  | 2023-11-08 | redacted
Low Income - Power to Save | LED Lights | 0 | 0 | 0 | 47.6 | 1 |  | 2023-11-16 | redacted
Low Income - Power to Save | HVAC Inspection | 0 | 0.17 | 0 | 268.73 | 1 |  | 2023-11-16 | redacted
Low Income - Power to Save | LED Lights | 0 | 0 | 0 | 47.6 | 1 |  | 2023-11-27 | redacted
Low Income - Power to Save | Pipe Wrap | 0 | 0.01 | 0.03 | 143.65 | 1 |  | 2023-11-27 | redacted
Low Income - Power to Save | LED Lights | 0 | 0 | 0 | 47.6 | 1 |  | 2023-11-30 | redacted
Low Income - Power to Save | LED Lights | 0 | 0 | 0 | 47.6 | 1 |  | 2023-11-15 | redacted
Low Income - Power to Save | LED Lights | 0 | 0 | 0 | 47.6 | 1 |  | 2023-11-08 | redacted
Low Income - Power to Save | LED Lights | 0 | 0 | 0 | 47.6 | 1 |  | 2023-11-30 | redacted
Low Income - Power to Save | Low Flow Showerhead | 0 | 0.04 | 0.1 | 504.08 | 1 |  | 2023-11-14 | redacted
Low Income - Power to Save | LED Lights | 0 | 0 | 0 | 47.6 | 1 |  | 2023-11-14 | redacted
Low Income - Power to Save | HVAC Inspection | 0 | 0.17 | 0 | 268.73 | 1 |  | 2023-11-14 | redacted
Low Income - Power to Save | Faucet Aerators | 0 | 0 | 0.02 | 110.58 | 1 |  | 2023-11-14 | redacted
Low Income - Power to Save | LED Lights | 0 | 0 | 0 | 47.6 | 1 |  | 2023-11-07 | redacted
Low Income - Power to Save | HVAC Inspection | 0 | 0.17 | 0 | 268.73 | 1 |  | 2023-11-07 | redacted
Low Income - Power to Save | Low Flow Showerhead | 0 | 0.04 | 0.1 | 504.08 | 1 |  | 2023-11-20 | redacted
Low Income - Power to Save | LED Lights | 0 | 0 | 0 | 47.6 | 1 |  | 2023-11-20 | redacted
Low Income - Power to Save | HVAC Inspection | 0 | 0.17 | 0 | 268.73 | 1 |  | 2023-11-20 | redacted
Low Income - Power to Save | Faucet Aerators | 0 | 0 | 0.02 | 110.58 | 1 |  | 2023-11-20 | redacted
Low Income - Power to Save | LED Lights | 0 | 0 | 0 | 47.6 | 1 |  | 2023-11-14 | redacted
Low Income - Power to Save | HVAC Inspection | 0 | 0.17 | 0 | 268.73 | 1 |  | 2023-11-14 | redacted
Low Income - Power to Save | LED Lights | 0 | 0 | 0 | 47.6 | 1 |  | 2023-11-16 | redacted
Low Income - Power to Save | LED Lights | 0 | 0 | 0 | 47.6 | 1 |  | 2023-11-10 | redacted
Low Income - Power to Save | LED Lights | 0 | 0 | 0 | 47.6 | 1 |  | 2023-11-29 | redacted
Low Income - Power to Save | HVAC Inspection | 0 | 0.17 | 0 | 268.73 | 1 |  | 2023-11-29 | redacted
Low Income - Power to Save | LED Lights | 0 | 0 | 0 | 47.6 | 1 |  | 2023-11-07 | redacted
Low Income - Power to Save | HVAC Inspection | 0 | 0.17 | 0 | 268.73 | 1 |  | 2023-11-07 | redacted
Low Income - Power to Save | LED Lights | 0 | 0 | 0 | 47.6 | 1 |  | 2023-11-29 | redacted
Low Income - Power to Save | HVAC Inspection | 0 | 0.17 | 0 | 268.73 | 1 |  | 2023-11-29 | redacted
Low Income - Power to Save | LED Lights | 0 | 0 | 0 | 47.6 | 1 |  | 2023-11-16 | redacted
Low Income - Power to Save | Pipe Wrap | 0 | 0.01 | 0.03 | 143.65 | 1 |  | 2023-11-16 | redacted
Low Income - Power to Save | LED Lights | 0 | 0 | 0 | 47.6 | 1 |  | 2023-11-10 | redacted
Low Income - Power to Save | HVAC Inspection | 0 | 0.17 | 0 | 268.73 | 1 |  | 2023-11-10 | redacted
Low Income - Power to Save | LED Lights | 0 | 0 | 0 | 47.6 | 1 |  | 2023-11-20 | redacted
Low Income - Power to Save | LED Lights | 0 | 0 | 0 | 47.6 | 1 |  | 2023-11-17 | redacted
Low Income - Power to Save | HVAC Inspection | 0 | 0.17 | 0 | 268.73 | 1 |  | 2023-11-17 | redacted
Low Income - Power to Save | LED Lights | 0 | 0 | 0 | 47.6 | 1 |  | 2023-11-09 | redacted
Low Income - Power to Save | HVAC Inspection | 0 | 0.17 | 0 | 268.73 | 1 |  | 2023-11-09 | redacted
Low Income - Power to Save | LED Lights | 0 | 0 | 0 | 47.6 | 1 |  | 2023-11-28 | redacted
Low Income - Power to Save | HVAC Inspection | 0 | 0.17 | 0 | 268.73 | 1 |  | 2023-11-28 | redacted
Low Income - Power to Save | Faucet Aerators | 0 | 0 | 0.02 | 110.58 | 1 |  | 2023-11-28 | redacted
Low Income - Power to Save | LED Lights | 0 | 0 | 0 | 47.6 | 1 |  | 2023-11-27 | redacted
Low Income - Power to Save | HVAC Inspection | 0 | 0.17 | 0 | 268.73 | 1 |  | 2023-11-27 | redacted
Low Income - Power to Save | LED Lights | 0 | 0 | 0 | 47.6 | 1 |  | 2023-11-10 | redacted
Low Income - Power to Save | HVAC Inspection | 0 | 0.17 | 0 | 268.73 | 1 |  | 2023-11-10 | redacted
Low Income - Power to Save | HVAC Inspection | 0 | 0.17 | 0 | 268.73 | 1 |  | 2023-11-08 | redacted
Low Income - Power to Save | Faucet Aerators | 0 | 0 | 0.02 | 110.58 | 1 |  | 2023-11-08 | redacted
Low Income - Power to Save | Low Flow Showerhead | 0 | 0.04 | 0.1 | 504.08 | 1 |  | 2023-11-07 | redacted
Low Income - Power to Save | LED Lights | 0 | 0 | 0 | 47.6 | 1 |  | 2023-11-07 | redacted
Low Income - Power to Save | HVAC Inspection | 0 | 0.17 | 0 | 268.73 | 1 |  | 2023-11-07 | redacted
Low Income - Power to Save | Faucet Aerators | 0 | 0 | 0.02 | 110.58 | 1 |  | 2023-11-07 | redacted
Low Income - Power to Save | LED Lights | 0 | 0 | 0 | 47.6 | 1 |  | 2023-11-21 | redacted
Low Income - Power to Save | HVAC Inspection | 0 | 0.17 | 0 | 268.73 | 1 |  | 2023-11-21 | redacted
Low Income - Power to Save | LED Lights | 0 | 0 | 0 | 47.6 | 1 |  | 2023-11-16 | redacted
Low Income - Power to Save | LED Lights | 0 | 0 | 0 | 47.6 | 1 |  | 2023-11-30 | redacted
Low Income - Power to Save | LED Lights | 0 | 0 | 0 | 47.6 | 1 |  | 2023-11-29 | redacted
Low Income - Power to Save | HVAC Inspection | 0 | 0.17 | 0 | 268.73 | 1 |  | 2023-11-29 | redacted
Low Income - Power to Save | LED Lights | 0 | 0 | 0 | 47.6 | 1 |  | 2023-11-09 | redacted
Low Income - Power to Save | Low Flow Showerhead | 0 | 0.04 | 0.1 | 504.08 | 1 |  | 2023-11-08 | redacted
Low Income - Power to Save | LED Lights | 0 | 0 | 0 | 47.6 | 1 |  | 2023-11-08 | redacted
Low Income - Power to Save | HVAC Inspection | 0 | 0.17 | 0 | 268.73 | 1 |  | 2023-11-08 | redacted
Low Income - Power to Save | Faucet Aerators | 0 | 0 | 0.02 | 110.58 | 1 |  | 2023-11-08 | redacted
Low Income - Power to Save | LED Lights | 0 | 0 | 0 | 47.6 | 1 |  | 2023-11-20 | redacted
Low Income - Power to Save | LED Lights | 0 | 0 | 0 | 47.6 | 1 |  | 2023-11-28 | redacted
Low Income - Power to Save | HVAC Inspection | 0 | 0.17 | 0 | 268.73 | 1 |  | 2023-11-28 | redacted
Low Income - Power to Save | LED Lights | 0 | 0 | 0 | 47.6 | 1 |  | 2023-11-30 | redacted
Low Income - Power to Save | HVAC Inspection | 0 | 0.17 | 0 | 268.73 | 1 |  | 2023-11-08 | redacted
Low Income - Power to Save | Faucet Aerators | 0 | 0 | 0.02 | 110.58 | 1 |  | 2023-11-08 | redacted
Low Income - Power to Save | LED Lights | 0 | 0 | 0 | 47.6 | 1 |  | 2023-11-21 | redacted
Low Income - Power to Save | LED Lights | 0 | 0 | 0 | 47.6 | 1 |  | 2023-11-30 | redacted
Low Income - Power to Save | LED Lights | 0 | 0 | 0 | 47.6 | 1 |  | 2023-11-08 | redacted
Low Income - Power to Save | HVAC Inspection | 0 | 0.17 | 0 | 268.73 | 1 |  | 2023-11-08 | redacted
Low Income - Power to Save | LED Lights | 0 | 0 | 0 | 47.6 | 1 |  | 2023-11-08 | redacted
Low Income - Power to Save | LED Lights | 0 | 0 | 0 | 47.6 | 1 |  | 2023-11-21 | redacted
Low Income - Power to Save | HVAC Inspection | 0 | 0.17 | 0 | 268.73 | 1 |  | 2023-11-21 | redacted
Low Income - Power to Save | LED Lights | 0 | 0 | 0 | 47.6 | 1 |  | 2023-11-08 | redacted
Low Income - Power to Save | HVAC Inspection | 0 | 0.17 | 0 | 268.73 | 1 |  | 2023-11-08 | redacted
Low Income - Power to Save | Faucet Aerators | 0 | 0 | 0.02 | 110.58 | 1 |  | 2023-11-08 | redacted
Low Income - Power to Save | LED Lights | 0 | 0 | 0 | 47.6 | 1 |  | 2023-11-08 | redacted
Low Income - Power to Save | HVAC Inspection | 0 | 0.17 | 0 | 268.73 | 1 |  | 2023-11-08 | redacted
Low Income - Power to Save | LED Lights | 0 | 0 | 0 | 47.6 | 1 |  | 2023-11-08 | redacted
Low Income - Power to Save | HVAC Inspection | 0 | 0.17 | 0 | 268.73 | 1 |  | 2023-11-08 | redacted
Low Income - Power to Save | LED Lights | 0 | 0 | 0 | 47.6 | 1 |  | 2023-11-30 | redacted
Low Income - Power to Save | Pipe Wrap | 0 | 0.01 | 0.03 | 143.65 | 1 |  | 2023-11-30 | redacted
Low Income - Power to Save | HVAC Inspection | 0 | 0.17 | 0 | 268.73 | 1 |  | 2023-11-30 | redacted
Low Income - Power to Save | LED Lights | 0 | 0 | 0 | 47.6 | 1 |  | 2023-11-10 | redacted
Low Income - Power to Save | HVAC Inspection | 0 | 0.17 | 0 | 268.73 | 1 |  | 2023-11-10 | redacted
Low Income - Power to Save | LED Lights | 0 | 0 | 0 | 47.6 | 1 |  | 2023-11-07 | redacted
Low Income - Power to Save | HVAC Inspection | 0 | 0.17 | 0 | 268.73 | 1 |  | 2023-11-07 | redacted
Low Income - Power to Save | LED Lights | 0 | 0 | 0 | 47.6 | 1 |  | 2023-11-16 | redacted
Low Income - Power to Save | LED Lights | 0 | 0 | 0 | 47.6 | 1 |  | 2023-11-10 | redacted
Low Income - Power to Save | LED Lights | 0 | 0 | 0 | 47.6 | 1 |  | 2023-11-14 | redacted
Low Income - Power to Save | HVAC Inspection | 0 | 0.17 | 0 | 268.73 | 1 |  | 2023-11-14 | redacted
Low Income - Power to Save | LED Lights | 0 | 0 | 0 | 47.6 | 1 |  | 2023-11-07 | redacted
Low Income - Power to Save | HVAC Inspection | 0 | 0.17 | 0 | 268.73 | 1 |  | 2023-11-07 | redacted
Low Income - Power to Save | Faucet Aerators | 0 | 0 | 0.02 | 110.58 | 1 |  | 2023-11-07 | redacted
Low Income - Power to Save | LED Lights | 0 | 0 | 0 | 47.6 | 1 |  | 2023-11-08 | redacted
Low Income - Power to Save | LED Lights | 0 | 0 | 0 | 47.6 | 1 |  | 2023-11-27 | redacted
Low Income - Power to Save | LED Lights | 0 | 0 | 0 | 47.6 | 1 |  | 2023-11-07 | redacted
Low Income - Power to Save | HVAC Inspection | 0 | 0.17 | 0 | 268.73 | 1 |  | 2023-11-07 | redacted
Low Income - Power to Save | Faucet Aerators | 0 | 0 | 0.02 | 110.58 | 1 |  | 2023-11-07 | redacted
Low Income - Power to Save | LED Lights | 0 | 0 | 0 | 47.6 | 1 |  | 2023-11-30 | redacted
Low Income - Power to Save | Pipe Wrap | 0 | 0.01 | 0.03 | 143.65 | 1 |  | 2023-11-30 | redacted
Low Income - Power to Save | HVAC Inspection | 0 | 0.17 | 0 | 268.73 | 1 |  | 2023-11-30 | redacted
Low Income - Power to Save | LED Lights | 0 | 0 | 0 | 47.6 | 1 |  | 2023-11-09 | redacted
Low Income - Power to Save | HVAC Inspection | 0 | 0.17 | 0 | 268.73 | 1 |  | 2023-11-09 | redacted
Low Income - Power to Save | Low Flow Showerhead | 0 | 0.04 | 0.1 | 504.08 | 1 |  | 2023-10-18 | redacted
Low Income - Power to Save | LED Lights | 0 | 0 | 0 | 47.6 | 1 |  | 2023-10-18 | redacted
Low Income - Power to Save | HVAC Inspection | 0 | 0.17 | 0 | 268.73 | 1 |  | 2023-10-18 | redacted
Low Income - Power to Save | Low Flow Showerhead | 0 | 0.04 | 0.1 | 504.08 | 1 |  | 2023-10-27 | redacted
Low Income - Power to Save | LED Lights | 0 | 0 | 0 | 47.6 | 1 |  | 2023-10-27 | redacted
Low Income - Power to Save | HVAC Inspection | 0 | 0.17 | 0 | 268.73 | 1 |  | 2023-10-27 | redacted
Low Income - Power to Save | Low Flow Showerhead | 0 | 0.04 | 0.1 | 504.08 | 1 |  | 2023-10-10 | redacted
Low Income - Power to Save | LED Lights | 0 | 0 | 0 | 47.6 | 1 |  | 2023-10-10 | redacted
Low Income - Power to Save | HVAC Inspection | 0 | 0.17 | 0 | 268.73 | 1 |  | 2023-10-10 | redacted
Low Income - Power to Save | LED Lights | 0 | 0 | 0 | 47.6 | 1 |  | 2023-10-18 | redacted
Low Income - Power to Save | HVAC Inspection | 0 | 0.17 | 0 | 268.73 | 1 |  | 2023-10-18 | redacted
Low Income - Power to Save | Low Flow Showerhead | 0 | 0.04 | 0.1 | 504.08 | 1 |  | 2023-10-10 | redacted
Low Income - Power to Save | LED Lights | 0 | 0 | 0 | 47.6 | 1 |  | 2023-10-10 | redacted
Low Income - Power to Save | HVAC Inspection | 0 | 0.17 | 0 | 268.73 | 1 |  | 2023-10-10 | redacted
Low Income - Power to Save | Faucet Aerators | 0 | 0 | 0.02 | 110.58 | 1 |  | 2023-10-10 | redacted
Low Income - Power to Save | Low Flow Showerhead | 0 | 0.04 | 0.1 | 504.08 | 1 |  | 2023-10-20 | redacted
Low Income - Power to Save | LED Lights | 0 | 0 | 0 | 47.6 | 1 |  | 2023-10-20 | redacted
Low Income - Power to Save | HVAC Inspection | 0 | 0.17 | 0 | 268.73 | 1 |  | 2023-10-20 | redacted
Low Income - Power to Save | LED Lights | 0 | 0 | 0 | 47.6 | 1 |  | 2023-10-19 | redacted
Low Income - Power to Save | HVAC Inspection | 0 | 0.17 | 0 | 268.73 | 1 |  | 2023-10-19 | redacted
Low Income - Power to Save | LED Lights | 0 | 0 | 0 | 47.6 | 1 |  | 2023-10-19 | redacted
Low Income - Power to Save | HVAC Inspection | 0 | 0.17 | 0 | 268.73 | 1 |  | 2023-10-19 | redacted
Low Income - Power to Save | LED Lights | 0 | 0 | 0 | 47.6 | 1 |  | 2023-10-26 | redacted
Low Income - Power to Save | HVAC Inspection | 0 | 0.17 | 0 | 268.73 | 1 |  | 2023-10-26 | redacted
Low Income - Power to Save | LED Lights | 0 | 0 | 0 | 47.6 | 1 |  | 2023-10-18 | redacted
Low Income - Power to Save | HVAC Inspection | 0 | 0.17 | 0 | 268.73 | 1 |  | 2023-10-18 | redacted
Low Income - Power to Save | LED Lights | 0 | 0 | 0 | 47.6 | 1 |  | 2023-10-30 | redacted
Low Income - Power to Save | HVAC Inspection | 0 | 0.17 | 0 | 268.73 | 1 |  | 2023-10-30 | redacted
Low Income - Power to Save | LED Lights | 0 | 0 | 0 | 47.6 | 1 |  | 2023-10-30 | redacted
Low Income - Power to Save | HVAC Inspection | 0 | 0.17 | 0 | 268.73 | 1 |  | 2023-10-30 | redacted
Low Income - Power to Save | Low Flow Showerhead | 0 | 0.04 | 0.1 | 504.08 | 1 |  | 2023-10-31 | redacted
Low Income - Power to Save | LED Lights | 0 | 0 | 0 | 47.6 | 1 |  | 2023-10-31 | redacted
Low Income - Power to Save | HVAC Inspection | 0 | 0.17 | 0 | 268.73 | 1 |  | 2023-10-31 | redacted
Low Income - Power to Save | Faucet Aerators | 0 | 0 | 0.02 | 110.58 | 1 |  | 2023-10-31 | redacted
Low Income - Power to Save | Low Flow Showerhead | 0 | 0.04 | 0.1 | 504.08 | 1 |  | 2023-10-04 | redacted
Low Income - Power to Save | LED Lights | 0 | 0 | 0 | 47.6 | 1 |  | 2023-10-04 | redacted
Low Income - Power to Save | HVAC Inspection | 0 | 0.17 | 0 | 268.73 | 1 |  | 2023-10-04 | redacted
Low Income - Power to Save | Faucet Aerators | 0 | 0 | 0.02 | 110.58 | 1 |  | 2023-10-04 | redacted
Low Income - Power to Save | LED Lights | 0 | 0 | 0 | 47.6 | 1 |  | 2023-10-26 | redacted
Low Income - Power to Save | HVAC Inspection | 0 | 0.17 | 0 | 268.73 | 1 |  | 2023-10-26 | redacted
Low Income - Power to Save | Low Flow Showerhead | 0 | 0.04 | 0.1 | 504.08 | 1 |  | 2023-10-10 | redacted
Low Income - Power to Save | LED Lights | 0 | 0 | 0 | 47.6 | 1 |  | 2023-10-10 | redacted
Low Income - Power to Save | HVAC Inspection | 0 | 0.17 | 0 | 268.73 | 1 |  | 2023-10-10 | redacted
Low Income - Power to Save | LED Lights | 0 | 0 | 0 | 47.6 | 1 |  | 2023-10-06 | redacted
Low Income - Power to Save | HVAC Inspection | 0 | 0.17 | 0 | 268.73 | 1 |  | 2023-10-06 | redacted
Low Income - Power to Save | Faucet Aerators | 0 | 0 | 0.02 | 110.58 | 1 |  | 2023-10-06 | redacted
Low Income - Power to Save | Low Flow Showerhead | 0 | 0.04 | 0.1 | 504.08 | 1 |  | 2023-10-06 | redacted
Low Income - Power to Save | Low Flow Showerhead | 0 | 0.04 | 0.1 | 504.08 | 1 |  | 2023-10-16 | redacted
Low Income - Power to Save | LED Lights | 0 | 0 | 0 | 47.6 | 1 |  | 2023-10-16 | redacted
Low Income - Power to Save | LED Lights | 0 | 0 | 0 | 47.6 | 1 |  | 2023-10-19 | redacted
Low Income - Power to Save | HVAC Inspection | 0 | 0.17 | 0 | 268.73 | 1 |  | 2023-10-19 | redacted
Low Income - Power to Save | Low Flow Showerhead | 0 | 0.04 | 0.1 | 504.08 | 1 |  | 2023-10-10 | redacted
Low Income - Power to Save | LED Lights | 0 | 0 | 0 | 47.6 | 1 |  | 2023-10-10 | redacted
Low Income - Power to Save | HVAC Inspection | 0 | 0.17 | 0 | 268.73 | 1 |  | 2023-10-10 | redacted
Low Income - Power to Save | Faucet Aerators | 0 | 0 | 0.02 | 110.58 | 1 |  | 2023-10-10 | redacted
Low Income - Power to Save | Low Flow Showerhead | 0 | 0.04 | 0.1 | 504.08 | 1 |  | 2023-10-18 | redacted
Low Income - Power to Save | LED Lights | 0 | 0 | 0 | 47.6 | 1 |  | 2023-10-18 | redacted
Low Income - Power to Save | HVAC Inspection | 0 | 0.17 | 0 | 268.73 | 1 |  | 2023-10-18 | redacted
Low Income - Power to Save | LED Lights | 0 | 0 | 0 | 47.6 | 1 |  | 2023-10-18 | redacted
Low Income - Power to Save | HVAC Inspection | 0 | 0.17 | 0 | 268.73 | 1 |  | 2023-10-18 | redacted
Low Income - Power to Save | LED Lights | 0 | 0 | 0 | 47.6 | 1 |  | 2023-10-30 | redacted
Low Income - Power to Save | HVAC Inspection | 0 | 0.17 | 0 | 268.73 | 1 |  | 2023-10-30 | redacted
Low Income - Power to Save | LED Lights | 0 | 0 | 0 | 47.6 | 1 |  | 2023-10-26 | redacted
Low Income - Power to Save | HVAC Inspection | 0 | 0.17 | 0 | 268.73 | 1 |  | 2023-10-26 | redacted
Low Income - Power to Save | Faucet Aerators | 0 | 0 | 0.02 | 110.58 | 1 |  | 2023-10-26 | redacted
Low Income - Power to Save | LED Lights | 0 | 0 | 0 | 47.6 | 1 |  | 2023-10-30 | redacted
Low Income - Power to Save | HVAC Inspection | 0 | 0.17 | 0 | 268.73 | 1 |  | 2023-10-30 | redacted
Low Income - Power to Save | LED Lights | 0 | 0 | 0 | 47.6 | 1 |  | 2023-10-26 | redacted
Low Income - Power to Save | HVAC Inspection | 0 | 0.17 | 0 | 268.73 | 1 |  | 2023-10-26 | redacted
Low Income - Power to Save | LED Lights | 0 | 0 | 0 | 47.6 | 1 |  | 2023-10-19 | redacted
Low Income - Power to Save | HVAC Inspection | 0 | 0.17 | 0 | 268.73 | 1 |  | 2023-10-19 | redacted
Low Income - Power to Save | LED Lights | 0 | 0 | 0 | 47.6 | 1 |  | 2023-10-30 | redacted
Low Income - Power to Save | HVAC Inspection | 0 | 0.17 | 0 | 268.73 | 1 |  | 2023-10-30 | redacted
Low Income - Power to Save | Low Flow Showerhead | 0 | 0.04 | 0.1 | 504.08 | 1 |  | 2023-10-18 | redacted
Low Income - Power to Save | LED Lights | 0 | 0 | 0 | 47.6 | 1 |  | 2023-10-18 | redacted
Low Income - Power to Save | HVAC Inspection | 0 | 0.17 | 0 | 268.73 | 1 |  | 2023-10-18 | redacted
Low Income - Power to Save | Low Flow Showerhead | 0 | 0.04 | 0.1 | 504.08 | 1 |  | 2023-10-04 | redacted
Low Income - Power to Save | LED Lights | 0 | 0 | 0 | 47.6 | 1 |  | 2023-10-04 | redacted
Low Income - Power to Save | HVAC Inspection | 0 | 0.17 | 0 | 268.73 | 1 |  | 2023-10-04 | redacted
Low Income - Power to Save | LED Lights | 0 | 0 | 0 | 47.6 | 1 |  | 2023-10-27 | redacted
Low Income - Power to Save | HVAC Inspection | 0 | 0.17 | 0 | 268.73 | 1 |  | 2023-10-27 | redacted
Low Income - Power to Save | Faucet Aerators | 0 | 0 | 0.02 | 110.58 | 1 |  | 2023-10-27 | redacted
Low Income - Power to Save | LED Lights | 0 | 0 | 0 | 47.6 | 1 |  | 2023-10-20 | redacted
Low Income - Power to Save | HVAC Inspection | 0 | 0.17 | 0 | 268.73 | 1 |  | 2023-10-20 | redacted
Low Income - Power to Save | LED Lights | 0 | 0 | 0 | 47.6 | 1 |  | 2023-10-18 | redacted
Low Income - Power to Save | HVAC Inspection | 0 | 0.17 | 0 | 268.73 | 1 |  | 2023-10-18 | redacted
Low Income - Power to Save | LED Lights | 0 | 0 | 0 | 47.6 | 1 |  | 2023-10-19 | redacted
Low Income - Power to Save | HVAC Inspection | 0 | 0.17 | 0 | 268.73 | 1 |  | 2023-10-19 | redacted
Low Income - Power to Save | LED Lights | 0 | 0 | 0 | 47.6 | 1 |  | 2023-10-20 | redacted
Low Income - Power to Save | HVAC Inspection | 0 | 0.17 | 0 | 268.73 | 1 |  | 2023-10-20 | redacted
Low Income - Power to Save | Low Flow Showerhead | 0 | 0.04 | 0.1 | 504.08 | 1 |  | 2023-10-11 | redacted
Low Income - Power to Save | LED Lights | 0 | 0 | 0 | 47.6 | 1 |  | 2023-10-11 | redacted
Low Income - Power to Save | HVAC Inspection | 0 | 0.17 | 0 | 268.73 | 1 |  | 2023-10-11 | redacted
Low Income - Power to Save | Low Flow Showerhead | 0 | 0.04 | 0.1 | 504.08 | 1 |  | 2023-10-31 | redacted
Low Income - Power to Save | LED Lights | 0 | 0 | 0 | 47.6 | 1 |  | 2023-10-31 | redacted
Low Income - Power to Save | HVAC Inspection | 0 | 0.17 | 0 | 268.73 | 1 |  | 2023-10-31 | redacted
Low Income - Power to Save | Faucet Aerators | 0 | 0 | 0.02 | 110.58 | 1 |  | 2023-10-31 | redacted
Low Income - Power to Save | Low Flow Showerhead | 0 | 0.04 | 0.1 | 504.08 | 1 |  | 2023-10-09 | redacted
Low Income - Power to Save | LED Lights | 0 | 0 | 0 | 47.6 | 1 |  | 2023-10-09 | redacted
Low Income - Power to Save | HVAC Inspection | 0 | 0.17 | 0 | 268.73 | 1 |  | 2023-10-09 | redacted
Low Income - Power to Save | Faucet Aerators | 0 | 0 | 0.02 | 110.58 | 1 |  | 2023-10-09 | redacted
Low Income - Power to Save | LED Lights | 0 | 0 | 0 | 47.6 | 1 |  | 2023-10-25 | redacted
Low Income - Power to Save | HVAC Inspection | 0 | 0.17 | 0 | 268.73 | 1 |  | 2023-10-25 | redacted
Low Income - Power to Save | LED Lights | 0 | 0 | 0 | 47.6 | 1 |  | 2023-10-26 | redacted
Low Income - Power to Save | HVAC Inspection | 0 | 0.17 | 0 | 268.73 | 1 |  | 2023-10-26 | redacted
Low Income - Power to Save | LED Lights | 0 | 0 | 0 | 47.6 | 1 |  | 2023-10-20 | redacted
Low Income - Power to Save | HVAC Inspection | 0 | 0.17 | 0 | 268.73 | 1 |  | 2023-10-20 | redacted
Low Income - Power to Save | LED Lights | 0 | 0 | 0 | 47.6 | 1 |  | 2023-10-10 | redacted
Low Income - Power to Save | HVAC Inspection | 0 | 0.17 | 0 | 268.73 | 1 |  | 2023-10-10 | redacted
Low Income - Power to Save | LED Lights | 0 | 0 | 0 | 47.6 | 1 |  | 2023-10-31 | redacted
Low Income - Power to Save | HVAC Inspection | 0 | 0.17 | 0 | 268.73 | 1 |  | 2023-10-31 | redacted
Low Income - Power to Save | LED Lights | 0 | 0 | 0 | 47.6 | 1 |  | 2023-10-31 | redacted
Low Income - Power to Save | HVAC Inspection | 0 | 0.17 | 0 | 268.73 | 1 |  | 2023-10-31 | redacted
Low Income - Power to Save | Low Flow Showerhead | 0 | 0.04 | 0.1 | 504.08 | 1 |  | 2023-10-31 | redacted
Low Income - Power to Save | LED Lights | 0 | 0 | 0 | 47.6 | 1 |  | 2023-10-31 | redacted
Low Income - Power to Save | HVAC Inspection | 0 | 0.17 | 0 | 268.73 | 1 |  | 2023-10-31 | redacted
Low Income - Power to Save | Faucet Aerators | 0 | 0 | 0.02 | 110.58 | 1 |  | 2023-10-31 | redacted
Low Income - Power to Save | LED Lights | 0 | 0 | 0 | 47.6 | 1 |  | 2023-10-30 | redacted
Low Income - Power to Save | HVAC Inspection | 0 | 0.17 | 0 | 268.73 | 1 |  | 2023-10-30 | redacted
Low Income - Power to Save | LED Lights | 0 | 0 | 0 | 47.6 | 1 |  | 2023-10-13 | redacted
Low Income - Power to Save | Pipe Wrap | 0 | 0.01 | 0.03 | 143.65 | 1 |  | 2023-10-13 | redacted
Low Income - Power to Save | Outdoor Coil Cleaning | 0 | 0.1 | 0 | 275 | 1 |  | 2023-10-13 | redacted
Low Income - Power to Save | HVAC Inspection | 0 | 0.17 | 0 | 268.73 | 1 |  | 2023-10-13 | redacted
Low Income - Power to Save | Faucet Aerators | 0 | 0 | 0.02 | 110.58 | 1 |  | 2023-10-13 | redacted
Low Income - Power to Save | LED Lights | 0 | 0 | 0 | 47.6 | 1 |  | 2023-10-13 | redacted
Low Income - Power to Save | Pipe Wrap | 0 | 0.01 | 0.03 | 143.65 | 1 |  | 2023-10-13 | redacted
Low Income - Power to Save | Outdoor Coil Cleaning | 0 | 0.1 | 0 | 275 | 1 |  | 2023-10-13 | redacted
Low Income - Power to Save | HVAC Inspection | 0 | 0.17 | 0 | 268.73 | 1 |  | 2023-10-13 | redacted
Low Income - Power to Save | Faucet Aerators | 0 | 0 | 0.02 | 110.58 | 1 |  | 2023-10-13 | redacted
Low Income - Power to Save | LED Lights | 0 | 0 | 0 | 47.6 | 1 |  | 2023-10-13 | redacted
Low Income - Power to Save | Pipe Wrap | 0 | 0.01 | 0.03 | 143.65 | 1 |  | 2023-10-13 | redacted
Low Income - Power to Save | Outdoor Coil Cleaning | 0 | 0.1 | 0 | 275 | 1 |  | 2023-10-13 | redacted
Low Income - Power to Save | HVAC Inspection | 0 | 0.17 | 0 | 268.73 | 1 |  | 2023-10-13 | redacted
Low Income - Power to Save | Faucet Aerators | 0 | 0 | 0.02 | 110.58 | 1 |  | 2023-10-13 | redacted
Low Income - Power to Save | LED Lights | 0 | 0 | 0 | 47.6 | 1 |  | 2023-10-13 | redacted
Low Income - Power to Save | Pipe Wrap | 0 | 0.01 | 0.03 | 143.65 | 1 |  | 2023-10-13 | redacted
Low Income - Power to Save | Outdoor Coil Cleaning | 0 | 0.1 | 0 | 275 | 1 |  | 2023-10-13 | redacted
Low Income - Power to Save | HVAC Inspection | 0 | 0.17 | 0 | 268.73 | 1 |  | 2023-10-13 | redacted
Low Income - Power to Save | Faucet Aerators | 0 | 0 | 0.02 | 110.58 | 1 |  | 2023-10-13 | redacted
Low Income - Power to Save | LED Lights | 0 | 0 | 0 | 47.6 | 1 |  | 2023-10-13 | redacted
Low Income - Power to Save | Weather Strip/Caulk | 0 | 0.25 | 0.09 | 503.3 | 1 |  | 2023-10-13 | redacted
Low Income - Power to Save | Pipe Wrap | 0 | 0.01 | 0.03 | 143.65 | 1 |  | 2023-10-13 | redacted
Low Income - Power to Save | Outdoor Coil Cleaning | 0 | 0.1 | 0 | 275 | 1 |  | 2023-10-13 | redacted
Low Income - Power to Save | HVAC Inspection | 0 | 0.17 | 0 | 268.73 | 1 |  | 2023-10-13 | redacted
Low Income - Power to Save | Faucet Aerators | 0 | 0 | 0.02 | 110.58 | 1 |  | 2023-10-13 | redacted
Low Income - Power to Save | LED Lights | 0 | 0 | 0 | 47.6 | 1 |  | 2023-10-13 | redacted
Low Income - Power to Save | Pipe Wrap | 0 | 0.01 | 0.03 | 143.65 | 1 |  | 2023-10-13 | redacted
Low Income - Power to Save | Outdoor Coil Cleaning | 0 | 0.1 | 0 | 275 | 1 |  | 2023-10-13 | redacted
Low Income - Power to Save | HVAC Inspection | 0 | 0.17 | 0 | 268.73 | 1 |  | 2023-10-13 | redacted
Low Income - Power to Save | Faucet Aerators | 0 | 0 | 0.02 | 110.58 | 1 |  | 2023-10-13 | redacted
Low Income - Power to Save | LED Lights | 0 | 0 | 0 | 47.6 | 1 |  | 2023-10-13 | redacted
Low Income - Power to Save | Pipe Wrap | 0 | 0.01 | 0.03 | 143.65 | 1 |  | 2023-10-13 | redacted
Low Income - Power to Save | Outdoor Coil Cleaning | 0 | 0.1 | 0 | 275 | 1 |  | 2023-10-13 | redacted
Low Income - Power to Save | HVAC Inspection | 0 | 0.17 | 0 | 268.73 | 1 |  | 2023-10-13 | redacted
Low Income - Power to Save | Faucet Aerators | 0 | 0 | 0.02 | 110.58 | 1 |  | 2023-10-13 | redacted
Low Income - Power to Save | LED Lights | 0 | 0 | 0 | 47.6 | 1 |  | 2023-10-13 | redacted
Low Income - Power to Save | Pipe Wrap | 0 | 0.01 | 0.03 | 143.65 | 1 |  | 2023-10-13 | redacted
Low Income - Power to Save | Outdoor Coil Cleaning | 0 | 0.1 | 0 | 275 | 1 |  | 2023-10-13 | redacted
Low Income - Power to Save | HVAC Inspection | 0 | 0.17 | 0 | 268.73 | 1 |  | 2023-10-13 | redacted
Low Income - Power to Save | Faucet Aerators | 0 | 0 | 0.02 | 110.58 | 1 |  | 2023-10-13 | redacted
Low Income - Power to Save | LED Lights | 0 | 0 | 0 | 47.6 | 1 |  | 2023-10-13 | redacted
Low Income - Power to Save | Pipe Wrap | 0 | 0.01 | 0.03 | 143.65 | 1 |  | 2023-10-13 | redacted
Low Income - Power to Save | Outdoor Coil Cleaning | 0 | 0.1 | 0 | 275 | 1 |  | 2023-10-13 | redacted
Low Income - Power to Save | HVAC Inspection | 0 | 0.17 | 0 | 268.73 | 1 |  | 2023-10-13 | redacted
Low Income - Power to Save | Faucet Aerators | 0 | 0 | 0.02 | 110.58 | 1 |  | 2023-10-13 | redacted
Low Income - Power to Save | Low Flow Showerhead | 0 | 0.04 | 0.1 | 504.08 | 1 |  | 2023-10-26 | redacted
Low Income - Power to Save | LED Lights | 0 | 0 | 0 | 47.6 | 1 |  | 2023-10-26 | redacted
Low Income - Power to Save | HVAC Inspection | 0 | 0.17 | 0 | 268.73 | 1 |  | 2023-10-26 | redacted
Low Income - Power to Save | Faucet Aerators | 0 | 0 | 0.02 | 110.58 | 1 |  | 2023-10-26 | redacted
Low Income - Power to Save | LED Lights | 0 | 0 | 0 | 47.6 | 1 |  | 2023-10-17 | redacted
Low Income - Power to Save | HVAC Inspection | 0 | 0.17 | 0 | 268.73 | 1 |  | 2023-10-17 | redacted
Low Income - Power to Save | LED Lights | 0 | 0 | 0 | 47.6 | 1 |  | 2023-10-19 | redacted
Low Income - Power to Save | HVAC Inspection | 0 | 0.17 | 0 | 268.73 | 1 |  | 2023-10-19 | redacted
Low Income - Power to Save | LED Lights | 0 | 0 | 0 | 47.6 | 1 |  | 2023-10-26 | redacted
Low Income - Power to Save | HVAC Inspection | 0 | 0.17 | 0 | 268.73 | 1 |  | 2023-10-26 | redacted
Low Income - Power to Save | Faucet Aerators | 0 | 0 | 0.02 | 110.58 | 1 |  | 2023-10-26 | redacted
Low Income - Power to Save | LED Lights | 0 | 0 | 0 | 47.6 | 1 |  | 2023-10-30 | redacted
Low Income - Power to Save | HVAC Inspection | 0 | 0.17 | 0 | 268.73 | 1 |  | 2023-10-30 | redacted
Low Income - Power to Save | Low Flow Showerhead | 0 | 0.04 | 0.1 | 504.08 | 1 |  | 2023-10-04 | redacted
Low Income - Power to Save | LED Lights | 0 | 0 | 0 | 47.6 | 1 |  | 2023-10-04 | redacted
Low Income - Power to Save | HVAC Inspection | 0 | 0.17 | 0 | 268.73 | 1 |  | 2023-10-04 | redacted
Low Income - Power to Save | Faucet Aerators | 0 | 0 | 0.02 | 110.58 | 1 |  | 2023-10-04 | redacted
Low Income - Power to Save | LED Lights | 0 | 0 | 0 | 47.6 | 1 |  | 2023-10-18 | redacted
Low Income - Power to Save | HVAC Inspection | 0 | 0.17 | 0 | 268.73 | 1 |  | 2023-10-18 | redacted
Low Income - Power to Save | LED Lights | 0 | 0 | 0 | 47.6 | 1 |  | 2023-10-31 | redacted
Low Income - Power to Save | HVAC Inspection | 0 | 0.17 | 0 | 268.73 | 1 |  | 2023-10-31 | redacted
Low Income - Power to Save | Low Flow Showerhead | 0 | 0.04 | 0.1 | 504.08 | 1 |  | 2023-10-31 | redacted
Low Income - Power to Save | LED Lights | 0 | 0 | 0 | 47.6 | 1 |  | 2023-10-31 | redacted
Low Income - Power to Save | HVAC Inspection | 0 | 0.17 | 0 | 268.73 | 1 |  | 2023-10-31 | redacted
Low Income - Power to Save | Faucet Aerators | 0 | 0 | 0.02 | 110.58 | 1 |  | 2023-10-31 | redacted
Low Income - Power to Save | LED Lights | 0 | 0 | 0 | 47.6 | 1 |  | 2023-10-19 | redacted
Low Income - Power to Save | HVAC Inspection | 0 | 0.17 | 0 | 268.73 | 1 |  | 2023-10-19 | redacted
Low Income - Power to Save | Low Flow Showerhead | 0 | 0.04 | 0.1 | 504.08 | 1 |  | 2023-10-25 | redacted
Low Income - Power to Save | LED Lights | 0 | 0 | 0 | 47.6 | 1 |  | 2023-10-25 | redacted
Low Income - Power to Save | HVAC Inspection | 0 | 0.17 | 0 | 268.73 | 1 |  | 2023-10-25 | redacted
Low Income - Power to Save | LED Lights | 0 | 0 | 0 | 47.6 | 1 |  | 2023-10-20 | redacted
Low Income - Power to Save | HVAC Inspection | 0 | 0.17 | 0 | 268.73 | 1 |  | 2023-10-20 | redacted
Low Income - Power to Save | Low Flow Showerhead | 0 | 0.04 | 0.1 | 504.08 | 1 |  | 2023-10-03 | redacted
Low Income - Power to Save | LED Lights | 0 | 0 | 0 | 47.6 | 1 |  | 2023-10-03 | redacted
Low Income - Power to Save | HVAC Inspection | 0 | 0.17 | 0 | 268.73 | 1 |  | 2023-10-03 | redacted
Low Income - Power to Save | Low Flow Showerhead | 0 | 0.04 | 0.1 | 504.08 | 1 |  | 2023-10-13 | redacted
Low Income - Power to Save | LED Lights | 0 | 0 | 0 | 47.6 | 1 |  | 2023-10-13 | redacted
Low Income - Power to Save | HVAC Inspection | 0 | 0.17 | 0 | 268.73 | 1 |  | 2023-10-13 | redacted
Low Income - Power to Save | LED Lights | 0 | 0 | 0 | 47.6 | 1 |  | 2023-10-26 | redacted
Low Income - Power to Save | HVAC Inspection | 0 | 0.17 | 0 | 268.73 | 1 |  | 2023-10-26 | redacted
Low Income - Power to Save | LED Lights | 0 | 0 | 0 | 47.6 | 1 |  | 2023-10-30 | redacted
Low Income - Power to Save | HVAC Inspection | 0 | 0.17 | 0 | 268.73 | 1 |  | 2023-10-30 | redacted
Low Income - Power to Save | Low Flow Showerhead | 0 | 0.04 | 0.1 | 504.08 | 1 |  | 2023-10-27 | redacted
Low Income - Power to Save | LED Lights | 0 | 0 | 0 | 47.6 | 1 |  | 2023-10-27 | redacted
Low Income - Power to Save | HVAC Inspection | 0 | 0.17 | 0 | 268.73 | 1 |  | 2023-10-27 | redacted
Low Income - Power to Save | LED Lights | 0 | 0 | 0 | 47.6 | 1 |  | 2023-10-26 | redacted
Low Income - Power to Save | HVAC Inspection | 0 | 0.17 | 0 | 268.73 | 1 |  | 2023-10-26 | redacted
Low Income - Power to Save | LED Lights | 0 | 0 | 0 | 47.6 | 1 |  | 2023-10-26 | redacted
Low Income - Power to Save | HVAC Inspection | 0 | 0.17 | 0 | 268.73 | 1 |  | 2023-10-26 | redacted
Low Income - Power to Save | LED Lights | 0 | 0 | 0 | 47.6 | 1 |  | 2023-10-19 | redacted
Low Income - Power to Save | HVAC Inspection | 0 | 0.17 | 0 | 268.73 | 1 |  | 2023-10-19 | redacted
Low Income - Power to Save | LED Lights | 0 | 0 | 0 | 47.6 | 1 |  | 2023-10-19 | redacted
Low Income - Power to Save | HVAC Inspection | 0 | 0.17 | 0 | 268.73 | 1 |  | 2023-10-19 | redacted
Low Income - Power to Save | Low Flow Showerhead | 0 | 0.04 | 0.1 | 504.08 | 1 |  | 2023-10-04 | redacted
Low Income - Power to Save | LED Lights | 0 | 0 | 0 | 47.6 | 1 |  | 2023-10-04 | redacted
Low Income - Power to Save | HVAC Inspection | 0 | 0.17 | 0 | 268.73 | 1 |  | 2023-10-04 | redacted
Low Income - Power to Save | Faucet Aerators | 0 | 0 | 0.02 | 110.58 | 1 |  | 2023-10-04 | redacted
Low Income - Power to Save | Low Flow Showerhead | 0 | 0.04 | 0.1 | 504.08 | 1 |  | 2023-10-26 | redacted
Low Income - Power to Save | LED Lights | 0 | 0 | 0 | 47.6 | 1 |  | 2023-10-26 | redacted
Low Income - Power to Save | Faucet Aerators | 0 | 0 | 0.02 | 110.58 | 1 |  | 2023-10-26 | redacted
Low Income - Power to Save | LED Lights | 0 | 0 | 0 | 47.6 | 1 |  | 2023-10-31 | redacted
Low Income - Power to Save | HVAC Inspection | 0 | 0.17 | 0 | 268.73 | 1 |  | 2023-10-31 | redacted
Low Income - Power to Save | LED Lights | 0 | 0 | 0 | 47.6 | 1 |  | 2023-10-25 | redacted
Low Income - Power to Save | HVAC Inspection | 0 | 0.17 | 0 | 268.73 | 1 |  | 2023-10-25 | redacted
Low Income - Power to Save | Low Flow Showerhead | 0 | 0.04 | 0.1 | 504.08 | 1 |  | 2023-10-09 | redacted
Low Income - Power to Save | LED Lights | 0 | 0 | 0 | 47.6 | 1 |  | 2023-10-09 | redacted
Low Income - Power to Save | HVAC Inspection | 0 | 0.17 | 0 | 268.73 | 1 |  | 2023-10-09 | redacted
Low Income - Power to Save | LED Lights | 0 | 0 | 0 | 47.6 | 1 |  | 2023-10-26 | redacted
Low Income - Power to Save | HVAC Inspection | 0 | 0.17 | 0 | 268.73 | 1 |  | 2023-10-26 | redacted
Low Income - Power to Save | Low Flow Showerhead | 0 | 0.04 | 0.1 | 504.08 | 1 |  | 2023-10-25 | redacted
Low Income - Power to Save | LED Lights | 0 | 0 | 0 | 47.6 | 1 |  | 2023-10-25 | redacted
Low Income - Power to Save | HVAC Inspection | 0 | 0.17 | 0 | 268.73 | 1 |  | 2023-10-25 | redacted
Low Income - Power to Save | Low Flow Showerhead | 0 | 0.04 | 0.1 | 504.08 | 1 |  | 2023-10-20 | redacted
Low Income - Power to Save | LED Lights | 0 | 0 | 0 | 47.6 | 1 |  | 2023-10-20 | redacted
Low Income - Power to Save | HVAC Inspection | 0 | 0.17 | 0 | 268.73 | 1 |  | 2023-10-20 | redacted
Low Income - Power to Save | LED Lights | 0 | 0 | 0 | 47.6 | 1 |  | 2023-10-27 | redacted
Low Income - Power to Save | HVAC Inspection | 0 | 0.17 | 0 | 268.73 | 1 |  | 2023-10-27 | redacted
Low Income - Power to Save | LED Lights | 0 | 0 | 0 | 47.6 | 1 |  | 2023-10-18 | redacted
Low Income - Power to Save | HVAC Inspection | 0 | 0.17 | 0 | 268.73 | 1 |  | 2023-10-18 | redacted
Low Income - Power to Save | LED Lights | 0 | 0 | 0 | 47.6 | 1 |  | 2023-10-19 | redacted
Low Income - Power to Save | HVAC Inspection | 0 | 0.17 | 0 | 268.73 | 1 |  | 2023-10-19 | redacted
Low Income - Power to Save | Low Flow Showerhead | 0 | 0.04 | 0.1 | 504.08 | 1 |  | 2023-10-18 | redacted
Low Income - Power to Save | LED Lights | 0 | 0 | 0 | 47.6 | 1 |  | 2023-10-18 | redacted
Low Income - Power to Save | HVAC Inspection | 0 | 0.17 | 0 | 268.73 | 1 |  | 2023-10-18 | redacted
Low Income - Power to Save | LED Lights | 0 | 0 | 0 | 47.6 | 1 |  | 2023-10-31 | redacted
Low Income - Power to Save | HVAC Inspection | 0 | 0.17 | 0 | 268.73 | 1 |  | 2023-10-31 | redacted
Low Income - Power to Save | LED Lights | 0 | 0 | 0 | 47.6 | 1 |  | 2023-10-25 | redacted
Low Income - Power to Save | HVAC Inspection | 0 | 0.17 | 0 | 268.73 | 1 |  | 2023-10-25 | redacted
Low Income - Power to Save | Low Flow Showerhead | 0 | 0.04 | 0.1 | 504.08 | 1 |  | 2023-10-26 | redacted
Low Income - Power to Save | LED Lights | 0 | 0 | 0 | 47.6 | 1 |  | 2023-10-26 | redacted
Low Income - Power to Save | HVAC Inspection | 0 | 0.17 | 0 | 268.73 | 1 |  | 2023-10-26 | redacted
Low Income - Power to Save | LED Lights | 0 | 0 | 0 | 47.6 | 1 |  | 2023-10-30 | redacted
Low Income - Power to Save | HVAC Inspection | 0 | 0.17 | 0 | 268.73 | 1 |  | 2023-10-30 | redacted
Low Income - Power to Save | Low Flow Showerhead | 0 | 0.04 | 0.1 | 504.08 | 1 |  | 2023-10-20 | redacted
Low Income - Power to Save | HVAC Inspection | 0 | 0.17 | 0 | 268.73 | 1 |  | 2023-10-20 | redacted
Low Income - Power to Save | LED Lights | 0 | 0 | 0 | 47.6 | 1 |  | 2023-10-19 | redacted
Low Income - Power to Save | HVAC Inspection | 0 | 0.17 | 0 | 268.73 | 1 |  | 2023-10-19 | redacted
Low Income - Power to Save | LED Lights | 0 | 0 | 0 | 47.6 | 1 |  | 2023-10-26 | redacted
Low Income - Power to Save | HVAC Inspection | 0 | 0.17 | 0 | 268.73 | 1 |  | 2023-10-26 | redacted
Low Income - Power to Save | Faucet Aerators | 0 | 0 | 0.02 | 110.58 | 1 |  | 2023-10-26 | redacted
Low Income - Power to Save | Low Flow Showerhead | 0 | 0.04 | 0.1 | 504.08 | 1 |  | 2023-10-25 | redacted
Low Income - Power to Save | LED Lights | 0 | 0 | 0 | 47.6 | 1 |  | 2023-10-25 | redacted
Low Income - Power to Save | HVAC Inspection | 0 | 0.17 | 0 | 268.73 | 1 |  | 2023-10-25 | redacted
Low Income - Power to Save | Faucet Aerators | 0 | 0 | 0.02 | 110.58 | 1 |  | 2023-10-25 | redacted
Low Income - Power to Save | Low Flow Showerhead | 0 | 0.04 | 0.1 | 504.08 | 1 |  | 2023-10-17 | redacted
Low Income - Power to Save | LED Lights | 0 | 0 | 0 | 47.6 | 1 |  | 2023-10-17 | redacted
Low Income - Power to Save | HVAC Inspection | 0 | 0.17 | 0 | 268.73 | 1 |  | 2023-10-17 | redacted
Low Income - Power to Save | Faucet Aerators | 0 | 0 | 0.02 | 110.58 | 1 |  | 2023-10-17 | redacted
Low Income - Power to Save | LED Lights | 0 | 0 | 0 | 47.6 | 1 |  | 2023-10-27 | redacted
Low Income - Power to Save | HVAC Inspection | 0 | 0.17 | 0 | 268.73 | 1 |  | 2023-10-27 | redacted
Low Income - Power to Save | LED Lights | 0 | 0 | 0 | 47.6 | 1 |  | 2023-10-30 | redacted
Low Income - Power to Save | HVAC Inspection | 0 | 0.17 | 0 | 268.73 | 1 |  | 2023-10-30 | redacted
Low Income - Power to Save | Faucet Aerators | 0 | 0 | 0.02 | 110.58 | 1 |  | 2023-10-30 | redacted
Low Income - Power to Save | LED Lights | 0 | 0 | 0 | 47.6 | 1 |  | 2023-10-31 | redacted
Low Income - Power to Save | HVAC Inspection | 0 | 0.17 | 0 | 268.73 | 1 |  | 2023-10-31 | redacted
Low Income - Power to Save | Low Flow Showerhead | 0 | 0.04 | 0.1 | 504.08 | 1 |  | 2023-10-16 | redacted
Low Income - Power to Save | LED Lights | 0 | 0 | 0 | 47.6 | 1 |  | 2023-10-16 | redacted
Low Income - Power to Save | HVAC Inspection | 0 | 0.17 | 0 | 268.73 | 1 |  | 2023-10-16 | redacted
Low Income - Power to Save | Faucet Aerators | 0 | 0 | 0.02 | 110.58 | 1 |  | 2023-10-16 | redacted
Low Income - Power to Save | LED Lights | 0 | 0 | 0 | 47.6 | 1 |  | 2023-10-25 | redacted
Low Income - Power to Save | HVAC Inspection | 0 | 0.17 | 0 | 268.73 | 1 |  | 2023-10-25 | redacted
Low Income - Power to Save | LED Lights | 0 | 0 | 0 | 47.6 | 1 |  | 2023-10-26 | redacted
Low Income - Power to Save | HVAC Inspection | 0 | 0.17 | 0 | 268.73 | 1 |  | 2023-10-26 | redacted
Low Income - Power to Save | LED Lights | 0 | 0 | 0 | 47.6 | 1 |  | 2023-10-31 | redacted
Low Income - Power to Save | HVAC Inspection | 0 | 0.17 | 0 | 268.73 | 1 |  | 2023-10-31 | redacted
Low Income - Power to Save | Low Flow Showerhead | 0 | 0.04 | 0.1 | 504.08 | 1 |  | 2023-10-27 | redacted
Low Income - Power to Save | LED Lights | 0 | 0 | 0 | 47.6 | 1 |  | 2023-10-27 | redacted
Low Income - Power to Save | HVAC Inspection | 0 | 0.17 | 0 | 268.73 | 1 |  | 2023-10-27 | redacted
Low Income - Power to Save | Faucet Aerators | 0 | 0 | 0.02 | 110.58 | 1 |  | 2023-10-27 | redacted
Low Income - Power to Save | Low Flow Showerhead | 0 | 0.04 | 0.1 | 504.08 | 1 |  | 2023-10-11 | redacted
Low Income - Power to Save | LED Lights | 0 | 0 | 0 | 47.6 | 1 |  | 2023-10-11 | redacted
Low Income - Power to Save | HVAC Inspection | 0 | 0.17 | 0 | 268.73 | 1 |  | 2023-10-11 | redacted
Low Income - Power to Save | Low Flow Showerhead | 0 | 0.04 | 0.1 | 504.08 | 1 |  | 2023-10-05 | redacted
Low Income - Power to Save | LED Lights | 0 | 0 | 0 | 47.6 | 1 |  | 2023-10-05 | redacted
Low Income - Power to Save | HVAC Inspection | 0 | 0.17 | 0 | 268.73 | 1 |  | 2023-10-05 | redacted
Low Income - Power to Save | Low Flow Showerhead | 0 | 0.04 | 0.1 | 504.08 | 1 |  | 2023-10-25 | redacted
Low Income - Power to Save | LED Lights | 0 | 0 | 0 | 47.6 | 1 |  | 2023-10-25 | redacted
Low Income - Power to Save | HVAC Inspection | 0 | 0.17 | 0 | 268.73 | 1 |  | 2023-10-25 | redacted
Low Income - Power to Save | LED Lights | 0 | 0 | 0 | 47.6 | 1 |  | 2023-10-20 | redacted
Low Income - Power to Save | HVAC Inspection | 0 | 0.17 | 0 | 268.73 | 1 |  | 2023-10-20 | redacted
Low Income - Power to Save | LED Lights | 0 | 0 | 0 | 47.6 | 1 |  | 2023-10-31 | redacted
Low Income - Power to Save | HVAC Inspection | 0 | 0.17 | 0 | 268.73 | 1 |  | 2023-10-31 | redacted
Low Income - Power to Save | Faucet Aerators | 0 | 0 | 0.02 | 110.58 | 1 |  | 2023-10-31 | redacted
Low Income - Power to Save | Low Flow Showerhead | 0 | 0.04 | 0.1 | 504.08 | 1 |  | 2023-10-20 | redacted
Low Income - Power to Save | LED Lights | 0 | 0 | 0 | 47.6 | 1 |  | 2023-10-20 | redacted
Low Income - Power to Save | HVAC Inspection | 0 | 0.17 | 0 | 268.73 | 1 |  | 2023-10-20 | redacted
Low Income - Power to Save | Faucet Aerators | 0 | 0 | 0.02 | 110.58 | 1 |  | 2023-10-20 | redacted
Low Income - Power to Save | LED Lights | 0 | 0 | 0 | 47.6 | 1 |  | 2023-10-26 | redacted
Low Income - Power to Save | HVAC Inspection | 0 | 0.17 | 0 | 268.73 | 1 |  | 2023-10-26 | redacted
Low Income - Power to Save | Faucet Aerators | 0 | 0 | 0.02 | 110.58 | 1 |  | 2023-10-26 | redacted
Low Income - Power to Save | Low Flow Showerhead | 0 | 0.04 | 0.1 | 504.08 | 1 |  | 2023-10-26 | redacted
Low Income - Power to Save | LED Lights | 0 | 0 | 0 | 47.6 | 1 |  | 2023-10-26 | redacted
Low Income - Power to Save | HVAC Inspection | 0 | 0.17 | 0 | 268.73 | 1 |  | 2023-10-26 | redacted
Low Income - Power to Save | Low Flow Showerhead | 0 | 0.04 | 0.1 | 504.08 | 1 |  | 2023-10-19 | redacted
Low Income - Power to Save | LED Lights | 0 | 0 | 0 | 47.6 | 1 |  | 2023-10-19 | redacted
Low Income - Power to Save | HVAC Inspection | 0 | 0.17 | 0 | 268.73 | 1 |  | 2023-10-19 | redacted
Low Income - Power to Save | Low Flow Showerhead | 0 | 0.04 | 0.1 | 504.08 | 1 |  | 2023-10-19 | redacted
Low Income - Power to Save | LED Lights | 0 | 0 | 0 | 47.6 | 1 |  | 2023-10-19 | redacted
Low Income - Power to Save | HVAC Inspection | 0 | 0.17 | 0 | 268.73 | 1 |  | 2023-10-19 | redacted
Low Income - Power to Save | Faucet Aerators | 0 | 0 | 0.02 | 110.58 | 1 |  | 2023-10-19 | redacted
Low Income - Power to Save | Low Flow Showerhead | 0 | 0.04 | 0.1 | 504.08 | 1 |  | 2023-10-13 | redacted
Low Income - Power to Save | LED Lights | 0 | 0 | 0 | 47.6 | 1 |  | 2023-10-13 | redacted
Low Income - Power to Save | HVAC Inspection | 0 | 0.17 | 0 | 268.73 | 1 |  | 2023-10-13 | redacted
Low Income - Power to Save | Faucet Aerators | 0 | 0 | 0.02 | 110.58 | 1 |  | 2023-10-13 | redacted
Low Income - Power to Save | LED Lights | 0 | 0 | 0 | 47.6 | 1 |  | 2023-10-20 | redacted
Low Income - Power to Save | HVAC Inspection | 0 | 0.17 | 0 | 268.73 | 1 |  | 2023-10-20 | redacted
Low Income - Power to Save | LED Lights | 0 | 0 | 0 | 47.6 | 1 |  | 2023-10-20 | redacted
Low Income - Power to Save | HVAC Inspection | 0 | 0.17 | 0 | 268.73 | 1 |  | 2023-10-20 | redacted
Low Income - Power to Save | Low Flow Showerhead | 0 | 0.04 | 0.1 | 504.08 | 1 |  | 2023-10-05 | redacted
Low Income - Power to Save | LED Lights | 0 | 0 | 0 | 47.6 | 1 |  | 2023-10-05 | redacted
Low Income - Power to Save | HVAC Inspection | 0 | 0.17 | 0 | 268.73 | 1 |  | 2023-10-05 | redacted
Low Income - Power to Save | LED Lights | 0 | 0 | 0 | 47.6 | 1 |  | 2023-10-30 | redacted
Low Income - Power to Save | HVAC Inspection | 0 | 0.17 | 0 | 268.73 | 1 |  | 2023-10-30 | redacted
Low Income - Power to Save | Low Flow Showerhead | 0 | 0.04 | 0.1 | 504.08 | 1 |  | 2023-10-05 | redacted
Low Income - Power to Save | LED Lights | 0 | 0 | 0 | 47.6 | 1 |  | 2023-10-05 | redacted
Low Income - Power to Save | HVAC Inspection | 0 | 0.17 | 0 | 268.73 | 1 |  | 2023-10-05 | redacted
Low Income - Power to Save | LED Lights | 0 | 0 | 0 | 47.6 | 1 |  | 2023-10-31 | redacted
Low Income - Power to Save | HVAC Inspection | 0 | 0.17 | 0 | 268.73 | 1 |  | 2023-10-31 | redacted
Low Income - Power to Save | Faucet Aerators | 0 | 0 | 0.02 | 110.58 | 1 |  | 2023-10-31 | redacted
Low Income - Power to Save | LED Lights | 0 | 0 | 0 | 47.6 | 1 |  | 2023-10-26 | redacted
Low Income - Power to Save | HVAC Inspection | 0 | 0.17 | 0 | 268.73 | 1 |  | 2023-10-26 | redacted
Low Income - Power to Save | Faucet Aerators | 0 | 0 | 0.02 | 110.58 | 1 |  | 2023-10-26 | redacted
Low Income - Power to Save | LED Lights | 0 | 0 | 0 | 47.6 | 1 |  | 2023-10-26 | redacted
Low Income - Power to Save | HVAC Inspection | 0 | 0.17 | 0 | 268.73 | 1 |  | 2023-10-26 | redacted
Low Income - Power to Save | Faucet Aerators | 0 | 0 | 0.02 | 110.58 | 1 |  | 2023-10-26 | redacted
Low Income - Power to Save | HVAC Inspection | 0 | 0.17 | 0 | 268.73 | 1 |  | 2023-10-19 | redacted
Low Income - Power to Save | Faucet Aerators | 0 | 0 | 0.02 | 110.58 | 1 |  | 2023-10-19 | redacted
Low Income - Power to Save | LED Lights | 0 | 0 | 0 | 47.6 | 1 |  | 2023-10-18 | redacted
Low Income - Power to Save | Faucet Aerators | 0 | 0 | 0.02 | 110.58 | 1 |  | 2023-10-18 | redacted
Low Income - Power to Save | LED Lights | 0 | 0 | 0 | 47.6 | 1 |  | 2023-10-20 | redacted
Low Income - Power to Save | HVAC Inspection | 0 | 0.17 | 0 | 268.73 | 1 |  | 2023-10-20 | redacted
Low Income - Power to Save | Low Flow Showerhead | 0 | 0.04 | 0.1 | 504.08 | 1 |  | 2023-10-18 | redacted
Low Income - Power to Save | LED Lights | 0 | 0 | 0 | 47.6 | 1 |  | 2023-10-18 | redacted
Low Income - Power to Save | HVAC Inspection | 0 | 0.17 | 0 | 268.73 | 1 |  | 2023-10-18 | redacted
Low Income - Power to Save | Low Flow Showerhead | 0 | 0.04 | 0.1 | 504.08 | 1 |  | 2023-10-11 | redacted
Low Income - Power to Save | LED Lights | 0 | 0 | 0 | 47.6 | 1 |  | 2023-10-11 | redacted
Low Income - Power to Save | HVAC Inspection | 0 | 0.17 | 0 | 268.73 | 1 |  | 2023-10-11 | redacted
Low Income - Power to Save | LED Lights | 0 | 0 | 0 | 47.6 | 1 |  | 2023-10-18 | redacted
Low Income - Power to Save | HVAC Inspection | 0 | 0.17 | 0 | 268.73 | 1 |  | 2023-10-18 | redacted
Low Income - Power to Save | Faucet Aerators | 0 | 0 | 0.02 | 110.58 | 1 |  | 2023-10-18 | redacted
Low Income - Power to Save | LED Lights | 0 | 0 | 0 | 47.6 | 1 |  | 2023-10-20 | redacted
Low Income - Power to Save | HVAC Inspection | 0 | 0.17 | 0 | 268.73 | 1 |  | 2023-10-20 | redacted
Low Income - Power to Save | Low Flow Showerhead | 0 | 0.04 | 0.1 | 504.08 | 1 |  | 2023-10-06 | redacted
Low Income - Power to Save | LED Lights | 0 | 0 | 0 | 47.6 | 1 |  | 2023-10-06 | redacted
Low Income - Power to Save | HVAC Inspection | 0 | 0.17 | 0 | 268.73 | 1 |  | 2023-10-06 | redacted
Low Income - Power to Save | LED Lights | 0 | 0 | 0 | 47.6 | 1 |  | 2023-10-30 | redacted
Low Income - Power to Save | HVAC Inspection | 0 | 0.17 | 0 | 268.73 | 1 |  | 2023-10-30 | redacted
Low Income - Power to Save | Low Flow Showerhead | 0 | 0.04 | 0.1 | 504.08 | 1 |  | 2023-10-06 | redacted
Low Income - Power to Save | LED Lights | 0 | 0 | 0 | 47.6 | 1 |  | 2023-10-06 | redacted
Low Income - Power to Save | HVAC Inspection | 0 | 0.17 | 0 | 268.73 | 1 |  | 2023-10-06 | redacted
Low Income - Power to Save | LED Lights | 0 | 0 | 0 | 47.6 | 1 |  | 2023-10-18 | redacted
Low Income - Power to Save | HVAC Inspection | 0 | 0.17 | 0 | 268.73 | 1 |  | 2023-10-18 | redacted
Low Income - Power to Save | LED Lights | 0 | 0 | 0 | 47.6 | 1 |  | 2023-10-20 | redacted
Low Income - Power to Save | HVAC Inspection | 0 | 0.17 | 0 | 268.73 | 1 |  | 2023-10-20 | redacted
Low Income - Power to Save | LED Lights | 0 | 0 | 0 | 47.6 | 1 |  | 2023-10-20 | redacted
Low Income - Power to Save | HVAC Inspection | 0 | 0.17 | 0 | 268.73 | 1 |  | 2023-10-20 | redacted
Low Income - Power to Save | LED Lights | 0 | 0 | 0 | 47.6 | 1 |  | 2023-10-19 | redacted
Low Income - Power to Save | HVAC Inspection | 0 | 0.17 | 0 | 268.73 | 1 |  | 2023-10-19 | redacted
Low Income - Power to Save | Low Flow Showerhead | 0 | 0.04 | 0.1 | 504.08 | 1 |  | 2023-10-31 | redacted
Low Income - Power to Save | LED Lights | 0 | 0 | 0 | 47.6 | 1 |  | 2023-10-31 | redacted
Low Income - Power to Save | HVAC Inspection | 0 | 0.17 | 0 | 268.73 | 1 |  | 2023-10-31 | redacted
Low Income - Power to Save | Low Flow Showerhead | 0 | 0.04 | 0.1 | 504.08 | 1 |  | 2023-10-11 | redacted
Low Income - Power to Save | LED Lights | 0 | 0 | 0 | 47.6 | 1 |  | 2023-10-11 | redacted
Low Income - Power to Save | HVAC Inspection | 0 | 0.17 | 0 | 268.73 | 1 |  | 2023-10-11 | redacted
Low Income - Power to Save | LED Lights | 0 | 0 | 0 | 47.6 | 1 |  | 2023-10-20 | redacted
Low Income - Power to Save | HVAC Inspection | 0 | 0.17 | 0 | 268.73 | 1 |  | 2023-10-20 | redacted
Low Income - Power to Save | LED Lights | 0 | 0 | 0 | 47.6 | 1 |  | 2023-10-27 | redacted
Low Income - Power to Save | HVAC Inspection | 0 | 0.17 | 0 | 268.73 | 1 |  | 2023-10-27 | redacted
Low Income - Power to Save | Faucet Aerators | 0 | 0 | 0.02 | 110.58 | 1 |  | 2023-10-27 | redacted
Low Income - Power to Save | LED Lights | 0 | 0 | 0 | 47.6 | 1 |  | 2023-10-26 | redacted
Low Income - Power to Save | HVAC Inspection | 0 | 0.17 | 0 | 268.73 | 1 |  | 2023-10-26 | redacted
Low Income - Power to Save | LED Lights | 0 | 0 | 0 | 47.6 | 1 |  | 2023-10-26 | redacted
Low Income - Power to Save | HVAC Inspection | 0 | 0.17 | 0 | 268.73 | 1 |  | 2023-10-26 | redacted
Low Income - Power to Save | LED Lights | 0 | 0 | 0 | 47.6 | 1 |  | 2023-10-20 | redacted
Low Income - Power to Save | HVAC Inspection | 0 | 0.17 | 0 | 268.73 | 1 |  | 2023-10-20 | redacted
Low Income - Power to Save | LED Lights | 0 | 0 | 0 | 47.6 | 1 |  | 2023-10-25 | redacted
Low Income - Power to Save | HVAC Inspection | 0 | 0.17 | 0 | 268.73 | 1 |  | 2023-10-25 | redacted
Low Income - Power to Save | Low Flow Showerhead | 0 | 0.04 | 0.1 | 504.08 | 1 |  | 2023-10-13 | redacted
Low Income - Power to Save | LED Lights | 0 | 0 | 0 | 47.6 | 1 |  | 2023-10-13 | redacted
Low Income - Power to Save | HVAC Inspection | 0 | 0.17 | 0 | 268.73 | 1 |  | 2023-10-13 | redacted
Low Income - Power to Save | LED Lights | 0 | 0 | 0 | 47.6 | 1 |  | 2023-10-20 | redacted
Low Income - Power to Save | Faucet Aerators | 0 | 0 | 0.02 | 110.58 | 1 |  | 2023-10-20 | redacted
Low Income - Power to Save | Low Flow Showerhead | 0 | 0.04 | 0.1 | 504.08 | 1 |  | 2023-10-05 | redacted
Low Income - Power to Save | LED Lights | 0 | 0 | 0 | 47.6 | 1 |  | 2023-10-05 | redacted
Low Income - Power to Save | HVAC Inspection | 0 | 0.17 | 0 | 268.73 | 1 |  | 2023-10-05 | redacted
Low Income - Power to Save | LED Lights | 0 | 0 | 0 | 47.6 | 1 |  | 2023-10-30 | redacted
Low Income - Power to Save | HVAC Inspection | 0 | 0.17 | 0 | 268.73 | 1 |  | 2023-10-30 | redacted
Low Income - Power to Save | LED Lights | 0 | 0 | 0 | 47.6 | 1 |  | 2023-10-20 | redacted
Low Income - Power to Save | HVAC Inspection | 0 | 0.17 | 0 | 268.73 | 1 |  | 2023-10-20 | redacted
Low Income - Power to Save | LED Lights | 0 | 0 | 0 | 47.6 | 1 |  | 2023-10-30 | redacted
Low Income - Power to Save | HVAC Inspection | 0 | 0.17 | 0 | 268.73 | 1 |  | 2023-10-30 | redacted
Low Income - Power to Save | LED Lights | 0 | 0 | 0 | 47.6 | 1 |  | 2023-10-17 | redacted
Low Income - Power to Save | HVAC Inspection | 0 | 0.17 | 0 | 268.73 | 1 |  | 2023-10-17 | redacted
Low Income - Power to Save | Faucet Aerators | 0 | 0 | 0.02 | 110.58 | 1 |  | 2023-10-17 | redacted
Low Income - Power to Save | LED Lights | 0 | 0 | 0 | 47.6 | 1 |  | 2023-10-26 | redacted
Low Income - Power to Save | HVAC Inspection | 0 | 0.17 | 0 | 268.73 | 1 |  | 2023-10-26 | redacted
Low Income - Power to Save | LED Lights | 0 | 0 | 0 | 47.6 | 1 |  | 2023-10-18 | redacted
Low Income - Power to Save | HVAC Inspection | 0 | 0.17 | 0 | 268.73 | 1 |  | 2023-10-18 | redacted
Low Income - Power to Save | Faucet Aerators | 0 | 0 | 0.02 | 110.58 | 1 |  | 2023-10-18 | redacted
Low Income - Power to Save | LED Lights | 0 | 0 | 0 | 47.6 | 1 |  | 2023-10-18 | redacted
Low Income - Power to Save | HVAC Inspection | 0 | 0.17 | 0 | 268.73 | 1 |  | 2023-10-18 | redacted
Low Income - Power to Save | Low Flow Showerhead | 0 | 0.04 | 0.1 | 504.08 | 1 |  | 2023-10-09 | redacted
Low Income - Power to Save | LED Lights | 0 | 0 | 0 | 47.6 | 1 |  | 2023-10-09 | redacted
Low Income - Power to Save | HVAC Inspection | 0 | 0.17 | 0 | 268.73 | 1 |  | 2023-10-09 | redacted
Low Income - Power to Save | Faucet Aerators | 0 | 0 | 0.02 | 110.58 | 1 |  | 2023-10-09 | redacted
Low Income - Power to Save | Low Flow Showerhead | 0 | 0.04 | 0.1 | 504.08 | 1 |  | 2023-10-03 | redacted
Low Income - Power to Save | LED Lights | 0 | 0 | 0 | 47.6 | 1 |  | 2023-10-03 | redacted
Low Income - Power to Save | Faucet Aerators | 0 | 0 | 0.02 | 110.58 | 1 |  | 2023-10-03 | redacted
Low Income - Power to Save | LED Lights | 0 | 0 | 0 | 47.6 | 1 |  | 2023-10-18 | redacted
Low Income - Power to Save | HVAC Inspection | 0 | 0.17 | 0 | 268.73 | 1 |  | 2023-10-18 | redacted
Low Income - Power to Save | Low Flow Showerhead | 0 | 0.04 | 0.1 | 504.08 | 1 |  | 2023-10-03 | redacted
Low Income - Power to Save | LED Lights | 0 | 0 | 0 | 47.6 | 1 |  | 2023-10-03 | redacted
Low Income - Power to Save | HVAC Inspection | 0 | 0.17 | 0 | 268.73 | 1 |  | 2023-10-03 | redacted
Low Income - Power to Save | Low Flow Showerhead | 0 | 0.04 | 0.1 | 504.08 | 1 |  | 2023-10-05 | redacted
Low Income - Power to Save | LED Lights | 0 | 0 | 0 | 47.6 | 1 |  | 2023-10-05 | redacted
Low Income - Power to Save | HVAC Inspection | 0 | 0.17 | 0 | 268.73 | 1 |  | 2023-10-05 | redacted
Low Income - Power to Save | Faucet Aerators | 0 | 0 | 0.02 | 110.58 | 1 |  | 2023-10-05 | redacted
Low Income - Power to Save | LED Lights | 0 | 0 | 0 | 47.6 | 1 |  | 2023-10-04 | redacted
Low Income - Power to Save | Low Flow Showerhead | 0 | 0.04 | 0.1 | 504.08 | 1 |  | 2023-10-04 | redacted
Low Income - Power to Save | HVAC Inspection | 0 | 0.17 | 0 | 268.73 | 1 |  | 2023-10-04 | redacted
Low Income - Power to Save | Low Flow Showerhead | 0 | 0.04 | 0.1 | 504.08 | 1 |  | 2023-10-18 | redacted
Low Income - Power to Save | LED Lights | 0 | 0 | 0 | 47.6 | 1 |  | 2023-10-18 | redacted
Low Income - Power to Save | HVAC Inspection | 0 | 0.17 | 0 | 268.73 | 1 |  | 2023-10-18 | redacted
Low Income - Power to Save | Low Flow Showerhead | 0 | 0.04 | 0.1 | 504.08 | 1 |  | 2023-10-31 | redacted
Low Income - Power to Save | LED Lights | 0 | 0 | 0 | 47.6 | 1 |  | 2023-10-31 | redacted
Low Income - Power to Save | HVAC Inspection | 0 | 0.17 | 0 | 268.73 | 1 |  | 2023-10-31 | redacted
Low Income - Power to Save | LED Lights | 0 | 0 | 0 | 47.6 | 1 |  | 2023-10-27 | redacted
Low Income - Power to Save | HVAC Inspection | 0 | 0.17 | 0 | 268.73 | 1 |  | 2023-10-27 | redacted
Low Income - Power to Save | LED Lights | 0 | 0 | 0 | 47.6 | 1 |  | 2023-10-19 | redacted
Low Income - Power to Save | HVAC Inspection | 0 | 0.17 | 0 | 268.73 | 1 |  | 2023-10-19 | redacted
Low Income - Power to Save | Low Flow Showerhead | 0 | 0.04 | 0.1 | 504.08 | 1 |  | 2023-10-17 | redacted
Low Income - Power to Save | LED Lights | 0 | 0 | 0 | 47.6 | 1 |  | 2023-10-17 | redacted
Low Income - Power to Save | HVAC Inspection | 0 | 0.17 | 0 | 268.73 | 1 |  | 2023-10-17 | redacted
Low Income - Power to Save | Faucet Aerators | 0 | 0 | 0.02 | 110.58 | 1 |  | 2023-10-17 | redacted
Low Income - Power to Save | LED Lights | 0 | 0 | 0 | 47.6 | 1 |  | 2023-10-31 | redacted
Low Income - Power to Save | HVAC Inspection | 0 | 0.17 | 0 | 268.73 | 1 |  | 2023-10-31 | redacted
Low Income - Power to Save | Low Flow Showerhead | 0 | 0.04 | 0.1 | 504.08 | 1 |  | 2023-10-13 | redacted
Low Income - Power to Save | LED Lights | 0 | 0 | 0 | 47.6 | 1 |  | 2023-10-13 | redacted
Low Income - Power to Save | HVAC Inspection | 0 | 0.17 | 0 | 268.73 | 1 |  | 2023-10-13 | redacted
Low Income - Power to Save | LED Lights | 0 | 0 | 0 | 47.6 | 1 |  | 2023-10-27 | redacted
Low Income - Power to Save | HVAC Inspection | 0 | 0.17 | 0 | 268.73 | 1 |  | 2023-10-27 | redacted
Low Income - Power to Save | Faucet Aerators | 0 | 0 | 0.02 | 110.58 | 1 |  | 2023-10-27 | redacted
Low Income - Power to Save | Low Flow Showerhead | 0 | 0.04 | 0.1 | 504.08 | 1 |  | 2023-10-26 | redacted
Low Income - Power to Save | LED Lights | 0 | 0 | 0 | 47.6 | 1 |  | 2023-10-26 | redacted
Low Income - Power to Save | HVAC Inspection | 0 | 0.17 | 0 | 268.73 | 1 |  | 2023-10-26 | redacted
Low Income - Power to Save | LED Lights | 0 | 0 | 0 | 47.6 | 1 |  | 2023-10-18 | redacted
Low Income - Power to Save | HVAC Inspection | 0 | 0.17 | 0 | 268.73 | 1 |  | 2023-10-18 | redacted
Low Income - Power to Save | Faucet Aerators | 0 | 0 | 0.02 | 110.58 | 1 |  | 2023-10-18 | redacted
Low Income - Power to Save | Low Flow Showerhead | 0 | 0.04 | 0.1 | 504.08 | 1 |  | 2023-10-10 | redacted
Low Income - Power to Save | LED Lights | 0 | 0 | 0 | 47.6 | 1 |  | 2023-10-10 | redacted
Low Income - Power to Save | HVAC Inspection | 0 | 0.17 | 0 | 268.73 | 1 |  | 2023-10-10 | redacted
Low Income - Power to Save | LED Lights | 0 | 0 | 0 | 47.6 | 1 |  | 2023-10-18 | redacted
Low Income - Power to Save | HVAC Inspection | 0 | 0.17 | 0 | 268.73 | 1 |  | 2023-10-18 | redacted
Low Income - Power to Save | LED Lights | 0 | 0 | 0 | 47.6 | 1 |  | 2023-10-31 | redacted
Low Income - Power to Save | HVAC Inspection | 0 | 0.17 | 0 | 268.73 | 1 |  | 2023-10-31 | redacted
Low Income - Power to Save | LED Lights | 0 | 0 | 0 | 47.6 | 1 |  | 2023-10-27 | redacted
Low Income - Power to Save | HVAC Inspection | 0 | 0.17 | 0 | 268.73 | 1 |  | 2023-10-27 | redacted
Low Income - Power to Save | Faucet Aerators | 0 | 0 | 0.02 | 110.58 | 1 |  | 2023-10-27 | redacted
Low Income - Power to Save | LED Lights | 0 | 0 | 0 | 47.6 | 1 |  | 2023-10-30 | redacted
Low Income - Power to Save | HVAC Inspection | 0 | 0.17 | 0 | 268.73 | 1 |  | 2023-10-30 | redacted
Low Income - Power to Save | LED Lights | 0 | 0 | 0 | 47.6 | 1 |  | 2023-10-23 | redacted
Low Income - Power to Save | HVAC Inspection | 0 | 0.17 | 0 | 268.73 | 1 |  | 2023-10-23 | redacted
Low Income - Power to Save | Low Flow Showerhead | 0 | 0.04 | 0.1 | 504.08 | 1 |  | 2023-10-09 | redacted
Low Income - Power to Save | LED Lights | 0 | 0 | 0 | 47.6 | 1 |  | 2023-10-09 | redacted
Low Income - Power to Save | HVAC Inspection | 0 | 0.17 | 0 | 268.73 | 1 |  | 2023-10-09 | redacted
Low Income - Power to Save | LED Lights | 0 | 0 | 0 | 47.6 | 1 |  | 2023-10-31 | redacted
Low Income - Power to Save | HVAC Inspection | 0 | 0.17 | 0 | 268.73 | 1 |  | 2023-10-31 | redacted
Low Income - Power to Save | Low Flow Showerhead | 0 | 0.04 | 0.1 | 504.08 | 1 |  | 2023-10-03 | redacted
Low Income - Power to Save | LED Lights | 0 | 0 | 0 | 47.6 | 1 |  | 2023-10-03 | redacted
Low Income - Power to Save | HVAC Inspection | 0 | 0.17 | 0 | 268.73 | 1 |  | 2023-10-03 | redacted
Low Income - Power to Save | LED Lights | 0 | 0 | 0 | 47.6 | 1 |  | 2023-10-25 | redacted
Low Income - Power to Save | HVAC Inspection | 0 | 0.17 | 0 | 268.73 | 1 |  | 2023-10-25 | redacted
Low Income - Power to Save | Faucet Aerators | 0 | 0 | 0.02 | 110.58 | 1 |  | 2023-10-25 | redacted
Low Income - Power to Save | LED Lights | 0 | 0 | 0 | 47.6 | 1 |  | 2023-10-26 | redacted
Low Income - Power to Save | HVAC Inspection | 0 | 0.17 | 0 | 268.73 | 1 |  | 2023-10-26 | redacted
Low Income - Power to Save | LED Lights | 0 | 0 | 0 | 47.6 | 1 |  | 2023-10-26 | redacted
Low Income - Power to Save | HVAC Inspection | 0 | 0.17 | 0 | 268.73 | 1 |  | 2023-10-26 | redacted
Low Income - Power to Save | Faucet Aerators | 0 | 0 | 0.02 | 110.58 | 1 |  | 2023-10-26 | redacted
Low Income - Power to Save | LED Lights | 0 | 0 | 0 | 47.6 | 1 |  | 2023-10-20 | redacted
Low Income - Power to Save | HVAC Inspection | 0 | 0.17 | 0 | 268.73 | 1 |  | 2023-10-20 | redacted
Low Income - Power to Save | Low Flow Showerhead | 0 | 0.04 | 0.1 | 504.08 | 1 |  | 2023-10-26 | redacted
Low Income - Power to Save | LED Lights | 0 | 0 | 0 | 47.6 | 1 |  | 2023-10-26 | redacted
Low Income - Power to Save | HVAC Inspection | 0 | 0.17 | 0 | 268.73 | 1 |  | 2023-10-26 | redacted
Low Income - Power to Save | Faucet Aerators | 0 | 0 | 0.02 | 110.58 | 1 |  | 2023-10-26 | redacted
Low Income - Power to Save | LED Lights | 0 | 0 | 0 | 47.6 | 1 |  | 2023-10-26 | redacted
Low Income - Power to Save | HVAC Inspection | 0 | 0.17 | 0 | 268.73 | 1 |  | 2023-10-26 | redacted
Low Income - Power to Save | LED Lights | 0 | 0 | 0 | 47.6 | 1 |  | 2023-10-19 | redacted
Low Income - Power to Save | HVAC Inspection | 0 | 0.17 | 0 | 268.73 | 1 |  | 2023-10-19 | redacted
Low Income - Power to Save | Faucet Aerators | 0 | 0 | 0.02 | 110.58 | 1 |  | 2023-10-19 | redacted
Low Income - Power to Save | Low Flow Showerhead | 0 | 0.04 | 0.1 | 504.08 | 1 |  | 2023-10-19 | redacted
Low Income - Power to Save | LED Lights | 0 | 0 | 0 | 47.6 | 1 |  | 2023-10-19 | redacted
Low Income - Power to Save | HVAC Inspection | 0 | 0.17 | 0 | 268.73 | 1 |  | 2023-10-19 | redacted
Low Income - Power to Save | LED Lights | 0 | 0 | 0 | 47.6 | 1 |  | 2023-10-25 | redacted
Low Income - Power to Save | HVAC Inspection | 0 | 0.17 | 0 | 268.73 | 1 |  | 2023-10-25 | redacted
Low Income - Power to Save | LED Lights | 0 | 0 | 0 | 47.6 | 1 |  | 2023-10-26 | redacted
Low Income - Power to Save | HVAC Inspection | 0 | 0.17 | 0 | 268.73 | 1 |  | 2023-10-26 | redacted
Low Income - Power to Save | LED Lights | 0 | 0 | 0 | 47.6 | 1 |  | 2023-10-18 | redacted
Low Income - Power to Save | HVAC Inspection | 0 | 0.17 | 0 | 268.73 | 1 |  | 2023-10-18 | redacted
Low Income - Power to Save | LED Lights | 0 | 0 | 0 | 47.6 | 1 |  | 2023-10-19 | redacted
Low Income - Power to Save | HVAC Inspection | 0 | 0.17 | 0 | 268.73 | 1 |  | 2023-10-19 | redacted
Low Income - Power to Save | LED Lights | 0 | 0 | 0 | 47.6 | 1 |  | 2023-10-25 | redacted
Low Income - Power to Save | HVAC Inspection | 0 | 0.17 | 0 | 268.73 | 1 |  | 2023-10-25 | redacted
Low Income - Power to Save | Low Flow Showerhead | 0 | 0.04 | 0.1 | 504.08 | 1 |  | 2023-10-13 | redacted
Low Income - Power to Save | LED Lights | 0 | 0 | 0 | 47.6 | 1 |  | 2023-10-13 | redacted
Low Income - Power to Save | HVAC Inspection | 0 | 0.17 | 0 | 268.73 | 1 |  | 2023-10-13 | redacted
Low Income - Power to Save | LED Lights | 0 | 0 | 0 | 47.6 | 1 |  | 2023-10-31 | redacted
Low Income - Power to Save | HVAC Inspection | 0 | 0.17 | 0 | 268.73 | 1 |  | 2023-10-31 | redacted
Low Income - Power to Save | LED Lights | 0 | 0 | 0 | 47.6 | 1 |  | 2023-10-30 | redacted
Low Income - Power to Save | HVAC Inspection | 0 | 0.17 | 0 | 268.73 | 1 |  | 2023-10-30 | redacted
Low Income - Power to Save | LED Lights | 0 | 0 | 0 | 47.6 | 1 |  | 2023-10-31 | redacted
Low Income - Power to Save | HVAC Inspection | 0 | 0.17 | 0 | 268.73 | 1 |  | 2023-10-31 | redacted
Low Income - Power to Save | LED Lights | 0 | 0 | 0 | 47.6 | 1 |  | 2023-10-31 | redacted
Low Income - Power to Save | HVAC Inspection | 0 | 0.17 | 0 | 268.73 | 1 |  | 2023-10-31 | redacted
Low Income - Power to Save | LI - DUCT | 0 | 0.4 | 0.12 | 775.77 | 1 |  | 2023-10-31 | redacted
Low Income - Power to Save | HVAC Inspection | 0 | 0.17 | 0 | 268.73 | 1 |  | 2023-10-31 | redacted
Low Income - Power to Save | Faucet Aerators | 0 | 0 | 0.02 | 110.58 | 1 |  | 2023-10-31 | redacted
Low Income - Power to Save | LED Lights | 0 | 0 | 0 | 47.6 | 1 |  | 2023-10-25 | redacted
Low Income - Power to Save | HVAC Inspection | 0 | 0.17 | 0 | 268.73 | 1 |  | 2023-10-25 | redacted
Low Income - Power to Save | LED Lights | 0 | 0 | 0 | 47.6 | 1 |  | 2023-10-30 | redacted
Low Income - Power to Save | HVAC Inspection | 0 | 0.17 | 0 | 268.73 | 1 |  | 2023-10-30 | redacted
Low Income - Power to Save | Low Flow Showerhead | 0 | 0.04 | 0.1 | 504.08 | 1 |  | 2023-10-26 | redacted
Low Income - Power to Save | LED Lights | 0 | 0 | 0 | 47.6 | 1 |  | 2023-10-26 | redacted
Low Income - Power to Save | HVAC Inspection | 0 | 0.17 | 0 | 268.73 | 1 |  | 2023-10-26 | redacted
Low Income - Power to Save | Faucet Aerators | 0 | 0 | 0.02 | 110.58 | 1 |  | 2023-10-26 | redacted
Low Income - Power to Save | LED Lights | 0 | 0 | 0 | 47.6 | 1 |  | 2023-10-18 | redacted
Low Income - Power to Save | HVAC Inspection | 0 | 0.17 | 0 | 268.73 | 1 |  | 2023-10-18 | redacted
Low Income - Power to Save | LED Lights | 0 | 0 | 0 | 47.6 | 1 |  | 2023-10-20 | redacted
Low Income - Power to Save | HVAC Inspection | 0 | 0.17 | 0 | 268.73 | 1 |  | 2023-10-20 | redacted
Low Income - Power to Save | LED Lights | 0 | 0 | 0 | 47.6 | 1 |  | 2023-10-20 | redacted
Low Income - Power to Save | HVAC Inspection | 0 | 0.17 | 0 | 268.73 | 1 |  | 2023-10-20 | redacted
Low Income - Power to Save | Low Flow Showerhead | 0 | 0.04 | 0.1 | 504.08 | 1 |  | 2023-10-11 | redacted
Low Income - Power to Save | LED Lights | 0 | 0 | 0 | 47.6 | 1 |  | 2023-10-11 | redacted
Low Income - Power to Save | HVAC Inspection | 0 | 0.17 | 0 | 268.73 | 1 |  | 2023-10-11 | redacted
Low Income - Power to Save | Faucet Aerators | 0 | 0 | 0.02 | 110.58 | 1 |  | 2023-10-11 | redacted
Low Income - Power to Save | Low Flow Showerhead | 0 | 0.04 | 0.1 | 504.08 | 1 |  | 2023-10-25 | redacted
Low Income - Power to Save | LED Lights | 0 | 0 | 0 | 47.6 | 1 |  | 2023-10-25 | redacted
Low Income - Power to Save | HVAC Inspection | 0 | 0.17 | 0 | 268.73 | 1 |  | 2023-10-25 | redacted
Low Income - Power to Save | Faucet Aerators | 0 | 0 | 0.02 | 110.58 | 1 |  | 2023-10-25 | redacted
Low Income - Power to Save | Low Flow Showerhead | 0 | 0.04 | 0.1 | 504.08 | 1 |  | 2023-10-13 | redacted
Low Income - Power to Save | LED Lights | 0 | 0 | 0 | 47.6 | 1 |  | 2023-10-13 | redacted
Low Income - Power to Save | HVAC Inspection | 0 | 0.17 | 0 | 268.73 | 1 |  | 2023-10-13 | redacted
Low Income - Power to Save | Faucet Aerators | 0 | 0 | 0.02 | 110.58 | 1 |  | 2023-10-13 | redacted
Low Income - Power to Save | LED Lights | 0 | 0 | 0 | 47.6 | 1 |  | 2023-10-20 | redacted
Low Income - Power to Save | HVAC Inspection | 0 | 0.17 | 0 | 268.73 | 1 |  | 2023-10-20 | redacted
Low Income - Power to Save | Faucet Aerators | 0 | 0 | 0.02 | 110.58 | 1 |  | 2023-10-20 | redacted
Low Income - Power to Save | LED Lights | 0 | 0 | 0 | 47.6 | 1 |  | 2023-10-26 | redacted
Low Income - Power to Save | HVAC Inspection | 0 | 0.17 | 0 | 268.73 | 1 |  | 2023-10-26 | redacted
Low Income - Power to Save | LED Lights | 0 | 0 | 0 | 47.6 | 1 |  | 2023-10-18 | redacted
Low Income - Power to Save | HVAC Inspection | 0 | 0.17 | 0 | 268.73 | 1 |  | 2023-10-18 | redacted
Low Income - Power to Save | Faucet Aerators | 0 | 0 | 0.02 | 110.58 | 1 |  | 2023-10-18 | redacted
Low Income - Power to Save | LED Lights | 0 | 0 | 0 | 47.6 | 1 |  | 2023-10-31 | redacted
Low Income - Power to Save | HVAC Inspection | 0 | 0.17 | 0 | 268.73 | 1 |  | 2023-10-31 | redacted
Low Income - Power to Save | Faucet Aerators | 0 | 0 | 0.02 | 110.58 | 1 |  | 2023-10-31 | redacted
Low Income - Power to Save | LED Lights | 0 | 0 | 0 | 47.6 | 1 |  | 2023-10-20 | redacted
Low Income - Power to Save | HVAC Inspection | 0 | 0.17 | 0 | 268.73 | 1 |  | 2023-10-20 | redacted
Low Income - Power to Save | LED Lights | 0 | 0 | 0 | 47.6 | 1 |  | 2023-10-30 | redacted
Low Income - Power to Save | HVAC Inspection | 0 | 0.17 | 0 | 268.73 | 1 |  | 2023-10-30 | redacted
Low Income - Power to Save | Faucet Aerators | 0 | 0 | 0.02 | 110.58 | 1 |  | 2023-10-30 | redacted
Low Income - Power to Save | Low Flow Showerhead | 0 | 0.04 | 0.1 | 504.08 | 1 |  | 2023-10-20 | redacted
Low Income - Power to Save | LED Lights | 0 | 0 | 0 | 47.6 | 1 |  | 2023-10-20 | redacted
Low Income - Power to Save | HVAC Inspection | 0 | 0.17 | 0 | 268.73 | 1 |  | 2023-10-20 | redacted
Low Income - Power to Save | Low Flow Showerhead | 0 | 0.04 | 0.1 | 504.08 | 1 |  | 2023-10-11 | redacted
Low Income - Power to Save | LED Lights | 0 | 0 | 0 | 47.6 | 1 |  | 2023-10-11 | redacted
Low Income - Power to Save | HVAC Inspection | 0 | 0.17 | 0 | 268.73 | 1 |  | 2023-10-11 | redacted
Low Income - Power to Save | Faucet Aerators | 0 | 0 | 0.02 | 110.58 | 1 |  | 2023-10-11 | redacted
Low Income - Power to Save | LED Lights | 0 | 0 | 0 | 47.6 | 1 |  | 2023-10-26 | redacted
Low Income - Power to Save | HVAC Inspection | 0 | 0.17 | 0 | 268.73 | 1 |  | 2023-10-26 | redacted
Low Income - Power to Save | LED Lights | 0 | 0 | 0 | 47.6 | 1 |  | 2023-10-30 | redacted
Low Income - Power to Save | HVAC Inspection | 0 | 0.17 | 0 | 268.73 | 1 |  | 2023-10-30 | redacted
Low Income - Power to Save | LED Lights | 0 | 0 | 0 | 47.6 | 1 |  | 2023-10-20 | redacted
Low Income - Power to Save | HVAC Inspection | 0 | 0.17 | 0 | 268.73 | 1 |  | 2023-10-20 | redacted
Low Income - Power to Save | Faucet Aerators | 0 | 0 | 0.02 | 110.58 | 1 |  | 2023-10-20 | redacted
Low Income - Power to Save | LED Lights | 0 | 0 | 0 | 47.6 | 1 |  | 2023-10-20 | redacted
Low Income - Power to Save | HVAC Inspection | 0 | 0.17 | 0 | 268.73 | 1 |  | 2023-10-20 | redacted
Low Income - Power to Save | LED Lights | 0 | 0 | 0 | 47.6 | 1 |  | 2023-10-19 | redacted
Low Income - Power to Save | HVAC Inspection | 0 | 0.17 | 0 | 268.73 | 1 |  | 2023-10-19 | redacted
Low Income - Power to Save | Faucet Aerators | 0 | 0 | 0.02 | 110.58 | 1 |  | 2023-10-19 | redacted
Low Income - Power to Save | LED Lights | 0 | 0 | 0 | 47.6 | 1 |  | 2023-10-27 | redacted
Low Income - Power to Save | HVAC Inspection | 0 | 0.17 | 0 | 268.73 | 1 |  | 2023-10-27 | redacted
Low Income - Power to Save | LED Lights | 0 | 0 | 0 | 47.6 | 1 |  | 2023-10-26 | redacted
Low Income - Power to Save | HVAC Inspection | 0 | 0.17 | 0 | 268.73 | 1 |  | 2023-10-26 | redacted
Low Income - Power to Save | LED Lights | 0 | 0 | 0 | 47.6 | 1 |  | 2023-10-31 | redacted
Low Income - Power to Save | HVAC Inspection | 0 | 0.17 | 0 | 268.73 | 1 |  | 2023-10-31 | redacted
Low Income - Power to Save | Low Flow Showerhead | 0 | 0.04 | 0.1 | 504.08 | 1 |  | 2023-10-26 | redacted
Low Income - Power to Save | LED Lights | 0 | 0 | 0 | 47.6 | 1 |  | 2023-10-26 | redacted
Low Income - Power to Save | HVAC Inspection | 0 | 0.17 | 0 | 268.73 | 1 |  | 2023-10-26 | redacted
Low Income - Power to Save | Faucet Aerators | 0 | 0 | 0.02 | 110.58 | 1 |  | 2023-10-26 | redacted
Low Income - Power to Save | LED Lights | 0 | 0 | 0 | 47.6 | 1 |  | 2023-10-18 | redacted
Low Income - Power to Save | HVAC Inspection | 0 | 0.17 | 0 | 268.73 | 1 |  | 2023-10-18 | redacted
Low Income - Power to Save | LED Lights | 0 | 0 | 0 | 47.6 | 1 |  | 2023-10-18 | redacted
Low Income - Power to Save | HVAC Inspection | 0 | 0.17 | 0 | 268.73 | 1 |  | 2023-10-18 | redacted
Low Income - Power to Save | LED Lights | 0 | 0 | 0 | 47.6 | 1 |  | 2023-10-18 | redacted
Low Income - Power to Save | HVAC Inspection | 0 | 0.17 | 0 | 268.73 | 1 |  | 2023-10-18 | redacted
Low Income - Power to Save | LED Lights | 0 | 0 | 0 | 47.6 | 1 |  | 2023-10-31 | redacted
Low Income - Power to Save | HVAC Inspection | 0 | 0.17 | 0 | 268.73 | 1 |  | 2023-10-31 | redacted
Low Income - Power to Save | Faucet Aerators | 0 | 0 | 0.02 | 110.58 | 1 |  | 2023-10-31 | redacted
Low Income - Power to Save | LED Lights | 0 | 0 | 0 | 47.6 | 1 |  | 2023-10-19 | redacted
Low Income - Power to Save | HVAC Inspection | 0 | 0.17 | 0 | 268.73 | 1 |  | 2023-10-19 | redacted
Low Income - Power to Save | Low Flow Showerhead | 0 | 0.04 | 0.1 | 504.08 | 1 |  | 2023-10-26 | redacted
Low Income - Power to Save | LED Lights | 0 | 0 | 0 | 47.6 | 1 |  | 2023-10-26 | redacted
Low Income - Power to Save | HVAC Inspection | 0 | 0.17 | 0 | 268.73 | 1 |  | 2023-10-26 | redacted
Low Income - Power to Save | Faucet Aerators | 0 | 0 | 0.02 | 110.58 | 1 |  | 2023-10-26 | redacted
Low Income - Power to Save | LED Lights | 0 | 0 | 0 | 47.6 | 1 |  | 2023-10-18 | redacted
Low Income - Power to Save | HVAC Inspection | 0 | 0.17 | 0 | 268.73 | 1 |  | 2023-10-18 | redacted
Low Income - Power to Save | LED Lights | 0 | 0 | 0 | 47.6 | 1 |  | 2023-10-31 | redacted
Low Income - Power to Save | HVAC Inspection | 0 | 0.17 | 0 | 268.73 | 1 |  | 2023-10-31 | redacted
Low Income - Power to Save | Faucet Aerators | 0 | 0 | 0.02 | 110.58 | 1 |  | 2023-10-31 | redacted
Low Income - Power to Save | LED Lights | 0 | 0 | 0 | 47.6 | 1 |  | 2023-10-30 | redacted
Low Income - Power to Save | HVAC Inspection | 0 | 0.17 | 0 | 268.73 | 1 |  | 2023-10-30 | redacted
Low Income - Power to Save | LED Lights | 0 | 0 | 0 | 47.6 | 1 |  | 2023-10-30 | redacted
Low Income - Power to Save | HVAC Inspection | 0 | 0.17 | 0 | 268.73 | 1 |  | 2023-10-30 | redacted
Low Income - Power to Save | Faucet Aerators | 0 | 0 | 0.02 | 110.58 | 1 |  | 2023-10-30 | redacted
Low Income - Power to Save | LED Lights | 0 | 0 | 0 | 47.6 | 1 |  | 2023-10-31 | redacted
Low Income - Power to Save | HVAC Inspection | 0 | 0.17 | 0 | 268.73 | 1 |  | 2023-10-31 | redacted
Low Income - Power to Save | LED Lights | 0 | 0 | 0 | 47.6 | 1 |  | 2023-10-26 | redacted
Low Income - Power to Save | HVAC Inspection | 0 | 0.17 | 0 | 268.73 | 1 |  | 2023-10-26 | redacted
Low Income - Power to Save | Low Flow Showerhead | 0 | 0.04 | 0.1 | 504.08 | 1 |  | 2023-10-20 | redacted
Low Income - Power to Save | LED Lights | 0 | 0 | 0 | 47.6 | 1 |  | 2023-10-20 | redacted
Low Income - Power to Save | HVAC Inspection | 0 | 0.17 | 0 | 268.73 | 1 |  | 2023-10-20 | redacted
Low Income - Power to Save | LED Lights | 0 | 0 | 0 | 47.6 | 1 |  | 2023-10-26 | redacted
Low Income - Power to Save | HVAC Inspection | 0 | 0.17 | 0 | 268.73 | 1 |  | 2023-10-26 | redacted
Low Income - Power to Save | LED Lights | 0 | 0 | 0 | 47.6 | 1 |  | 2023-10-31 | redacted
Low Income - Power to Save | HVAC Inspection | 0 | 0.17 | 0 | 268.73 | 1 |  | 2023-10-31 | redacted
Low Income - Power to Save | LED Lights | 0 | 0 | 0 | 47.6 | 1 |  | 2023-10-20 | redacted
Low Income - Power to Save | Faucet Aerators | 0 | 0 | 0.02 | 110.58 | 1 |  | 2023-10-20 | redacted
Low Income - Power to Save | LED Lights | 0 | 0 | 0 | 47.6 | 1 |  | 2023-10-31 | redacted
Low Income - Power to Save | HVAC Inspection | 0 | 0.17 | 0 | 268.73 | 1 |  | 2023-10-31 | redacted
Low Income - Power to Save | Faucet Aerators | 0 | 0 | 0.02 | 110.58 | 1 |  | 2023-10-31 | redacted
Low Income - Power to Save | LED Lights | 0 | 0 | 0 | 47.6 | 1 |  | 2023-10-20 | redacted
Low Income - Power to Save | HVAC Inspection | 0 | 0.17 | 0 | 268.73 | 1 |  | 2023-10-20 | redacted
Low Income - Power to Save | LED Lights | 0 | 0 | 0 | 47.6 | 1 |  | 2023-10-26 | redacted
Low Income - Power to Save | HVAC Inspection | 0 | 0.17 | 0 | 268.73 | 1 |  | 2023-10-26 | redacted
Low Income - Power to Save | LED Lights | 0 | 0 | 0 | 47.6 | 1 |  | 2023-10-05 | redacted
Low Income - Power to Save | HVAC Inspection | 0 | 0.17 | 0 | 268.73 | 1 |  | 2023-10-05 | redacted
Low Income - Power to Save | LED Lights | 0 | 0 | 0 | 47.6 | 1 |  | 2023-10-18 | redacted
Low Income - Power to Save | HVAC Inspection | 0 | 0.17 | 0 | 268.73 | 1 |  | 2023-10-18 | redacted
Low Income - Power to Save | LED Lights | 0 | 0 | 0 | 47.6 | 1 |  | 2023-10-31 | redacted
Low Income - Power to Save | HVAC Inspection | 0 | 0.17 | 0 | 268.73 | 1 |  | 2023-10-31 | redacted
Low Income - Power to Save | LED Lights | 0 | 0 | 0 | 47.6 | 1 |  | 2023-10-19 | redacted
Low Income - Power to Save | HVAC Inspection | 0 | 0.17 | 0 | 268.73 | 1 |  | 2023-10-19 | redacted
Low Income - Power to Save | LED Lights | 0 | 0 | 0 | 47.6 | 1 |  | 2023-10-25 | redacted
Low Income - Power to Save | HVAC Inspection | 0 | 0.17 | 0 | 268.73 | 1 |  | 2023-10-25 | redacted
Low Income - Power to Save | LED Lights | 0 | 0 | 0 | 47.6 | 1 |  | 2023-10-26 | redacted
Low Income - Power to Save | HVAC Inspection | 0 | 0.17 | 0 | 268.73 | 1 |  | 2023-10-26 | redacted
Low Income - Power to Save | Low Flow Showerhead | 0 | 0.04 | 0.1 | 504.08 | 1 |  | 2023-10-05 | redacted
Low Income - Power to Save | LED Lights | 0 | 0 | 0 | 47.6 | 1 |  | 2023-10-05 | redacted
Low Income - Power to Save | HVAC Inspection | 0 | 0.17 | 0 | 268.73 | 1 |  | 2023-10-05 | redacted
Low Income - Power to Save | Faucet Aerators | 0 | 0 | 0.02 | 110.58 | 1 |  | 2023-10-05 | redacted
Low Income - Power to Save | Low Flow Showerhead | 0 | 0.04 | 0.1 | 504.08 | 1 |  | 2023-10-09 | redacted
Low Income - Power to Save | LED Lights | 0 | 0 | 0 | 47.6 | 1 |  | 2023-10-09 | redacted
Low Income - Power to Save | HVAC Inspection | 0 | 0.17 | 0 | 268.73 | 1 |  | 2023-10-09 | redacted
Low Income - Power to Save | Faucet Aerators | 0 | 0 | 0.02 | 110.58 | 1 |  | 2023-10-09 | redacted
Low Income - Power to Save | LED Lights | 0 | 0 | 0 | 47.6 | 1 |  | 2023-10-20 | redacted
Low Income - Power to Save | HVAC Inspection | 0 | 0.17 | 0 | 268.73 | 1 |  | 2023-10-20 | redacted
Low Income - Power to Save | LED Lights | 0 | 0 | 0 | 47.6 | 1 |  | 2023-10-31 | redacted
Low Income - Power to Save | HVAC Inspection | 0 | 0.17 | 0 | 268.73 | 1 |  | 2023-10-31 | redacted
Low Income - Power to Save | Faucet Aerators | 0 | 0 | 0.02 | 110.58 | 1 |  | 2023-10-31 | redacted
Low Income - Power to Save | LED Lights | 0 | 0 | 0 | 47.6 | 1 |  | 2023-10-25 | redacted
Low Income - Power to Save | HVAC Inspection | 0 | 0.17 | 0 | 268.73 | 1 |  | 2023-10-25 | redacted
Low Income - Power to Save | LED Lights | 0 | 0 | 0 | 47.6 | 1 |  | 2023-10-26 | redacted
Low Income - Power to Save | HVAC Inspection | 0 | 0.17 | 0 | 268.73 | 1 |  | 2023-10-26 | redacted
Low Income - Power to Save | LED Lights | 0 | 0 | 0 | 47.6 | 1 |  | 2023-10-03 | redacted
Low Income - Power to Save | HVAC Inspection | 0 | 0.17 | 0 | 268.73 | 1 |  | 2023-10-03 | redacted
Low Income - Power to Save | HVAC Inspection | 0 | 0.17 | 0 | 268.73 | 1 |  | 2023-10-20 | redacted
Low Income - Power to Save | Faucet Aerators | 0 | 0 | 0.02 | 110.58 | 1 |  | 2023-10-20 | redacted
Low Income - Power to Save | LED Lights | 0 | 0 | 0 | 47.6 | 1 |  | 2023-10-30 | redacted
Low Income - Power to Save | HVAC Inspection | 0 | 0.17 | 0 | 268.73 | 1 |  | 2023-10-30 | redacted
Low Income - Power to Save | Low Flow Showerhead | 0 | 0.04 | 0.1 | 504.08 | 1 |  | 2023-10-03 | redacted
Low Income - Power to Save | LED Lights | 0 | 0 | 0 | 47.6 | 1 |  | 2023-10-03 | redacted
Low Income - Power to Save | HVAC Inspection | 0 | 0.17 | 0 | 268.73 | 1 |  | 2023-10-03 | redacted
Low Income - Power to Save | Low Flow Showerhead | 0 | 0.04 | 0.1 | 504.08 | 1 |  | 2023-10-31 | redacted
Low Income - Power to Save | LED Lights | 0 | 0 | 0 | 47.6 | 1 |  | 2023-10-31 | redacted
Low Income - Power to Save | HVAC Inspection | 0 | 0.17 | 0 | 268.73 | 1 |  | 2023-10-31 | redacted
Low Income - Power to Save | Faucet Aerators | 0 | 0 | 0.02 | 110.58 | 1 |  | 2023-10-31 | redacted
Low Income - Power to Save | Low Flow Showerhead | 0 | 0.04 | 0.1 | 504.08 | 1 |  | 2023-10-11 | redacted
Low Income - Power to Save | LED Lights | 0 | 0 | 0 | 47.6 | 1 |  | 2023-10-11 | redacted
Low Income - Power to Save | HVAC Inspection | 0 | 0.17 | 0 | 268.73 | 1 |  | 2023-10-11 | redacted
Low Income - Power to Save | Low Flow Showerhead | 0 | 0.04 | 0.1 | 504.08 | 1 |  | 2023-09-30 | redacted
Low Income - Power to Save | Faucet Aerators | 0 | 0 | 0.02 | 110.58 | 1 |  | 2023-09-30 | redacted
Low Income - Power to Save | LED Lights | 0 | 0 | 0 | 47.6 | 1 |  | 2023-09-01 | redacted
Low Income - Power to Save | HVAC Inspection | 0 | 0.17 | 0 | 268.73 | 1 |  | 2023-09-01 | redacted
Low Income - Power to Save | LED Lights | 0 | 0 | 0 | 47.6 | 1 |  | 2023-08-29 | redacted
Low Income - Power to Save | HVAC Inspection | 0 | 0.17 | 0 | 268.73 | 1 |  | 2023-08-29 | redacted
Low Income - Power to Save | HVAC Inspection | 0 | 0.17 | 0 | 268.73 | 1 |  | 2023-08-29 | redacted
Low Income - Power to Save | LED Lights | 0 | 0 | 0 | 47.6 | 1 |  | 2023-08-29 | redacted
Low Income - Power to Save | HVAC Inspection | 0 | 0.17 | 0 | 268.73 | 1 |  | 2023-08-29 | redacted
Low Income - Power to Save | HVAC Inspection | 0 | 0.17 | 0 | 268.73 | 1 |  | 2023-08-29 | redacted
Low Income - Power to Save | LED Lights | 0 | 0 | 0 | 47.6 | 1 |  | 2023-08-29 | redacted
Low Income - Power to Save | LED Lights | 0 | 0 | 0 | 47.6 | 1 |  | 2023-08-29 | redacted
Low Income - Power to Save | HVAC Inspection | 0 | 0.17 | 0 | 268.73 | 1 |  | 2023-08-29 | redacted
Low Income - Power to Save | LED Lights | 0 | 0 | 0 | 47.6 | 1 |  | 2023-08-29 | redacted
Low Income - Power to Save | HVAC Inspection | 0 | 0.17 | 0 | 268.73 | 1 |  | 2023-08-29 | redacted
Low Income - Power to Save | Faucet Aerators | 0 | 0 | 0.02 | 110.58 | 1 |  | 2023-07-06 | redacted
Low Income - Power to Save | Low Flow Showerhead | 0 | 0.04 | 0.1 | 504.08 | 1 |  | 2023-07-06 | redacted
Low Income - Power to Save | LED Lights | 0 | 0 | 0 | 47.6 | 1 |  | 2023-07-06 | redacted
Low Income - Power to Save | Faucet Aerators | 0 | 0 | 0.02 | 110.58 | 1 |  | 2023-07-06 | redacted
Low Income - Power to Save | Low Flow Showerhead | 0 | 0.04 | 0.1 | 504.08 | 1 |  | 2023-07-06 | redacted
Low Income - Power to Save | LED Lights | 0 | 0 | 0 | 47.6 | 1 |  | 2023-07-06 | redacted
Low Income - Power to Save | Faucet Aerators | 0 | 0 | 0.02 | 110.58 | 1 |  | 2023-07-06 | redacted
Low Income - Power to Save | Low Flow Showerhead | 0 | 0.04 | 0.1 | 504.08 | 1 |  | 2023-07-06 | redacted
Low Income - Power to Save | LED Lights | 0 | 0 | 0 | 47.6 | 1 |  | 2023-07-06 | redacted
Low Income - Power to Save | Faucet Aerators | 0 | 0 | 0.02 | 110.58 | 1 |  | 2023-07-06 | redacted
Low Income - Power to Save | Low Flow Showerhead | 0 | 0.04 | 0.1 | 504.08 | 1 |  | 2023-07-06 | redacted
Low Income - Power to Save | LED Lights | 0 | 0 | 0 | 47.6 | 1 |  | 2023-07-06 | redacted
Low Income - Power to Save | Faucet Aerators | 0 | 0 | 0.02 | 110.58 | 1 |  | 2023-07-06 | redacted
Low Income - Power to Save | Low Flow Showerhead | 0 | 0.04 | 0.1 | 504.08 | 1 |  | 2023-07-06 | redacted
Low Income - Power to Save | LED Lights | 0 | 0 | 0 | 47.6 | 1 |  | 2023-07-06 | redacted
Low Income - Power to Save | HVAC Inspection | 0 | 0.17 | 0 | 268.73 | 1 |  | 2023-07-06 | redacted
Low Income - Power to Save | Low Flow Showerhead | 0 | 0.04 | 0.1 | 504.08 | 1 |  | 2023-07-06 | redacted
Low Income - Power to Save | LED Lights | 0 | 0 | 0 | 47.6 | 1 |  | 2023-07-06 | redacted
Low Income - Power to Save | Faucet Aerators | 0 | 0 | 0.02 | 110.58 | 1 |  | 2023-07-06 | redacted
Low Income - Power to Save | Low Flow Showerhead | 0 | 0.04 | 0.1 | 504.08 | 1 |  | 2023-07-06 | redacted
Low Income - Power to Save | LED Lights | 0 | 0 | 0 | 47.6 | 1 |  | 2023-07-06 | redacted
Low Income - Power to Save | Faucet Aerators | 0 | 0 | 0.02 | 110.58 | 1 |  | 2023-07-06 | redacted
Low Income - Power to Save | Low Flow Showerhead | 0 | 0.04 | 0.1 | 504.08 | 1 |  | 2023-07-06 | redacted
Low Income - Power to Save | LED Lights | 0 | 0 | 0 | 47.6 | 1 |  | 2023-07-06 | redacted
Low Income - Power to Save | Faucet Aerators | 0 | 0 | 0.02 | 110.58 | 1 |  | 2023-07-06 | redacted
Low Income - Power to Save | Low Flow Showerhead | 0 | 0.04 | 0.1 | 504.08 | 1 |  | 2023-07-06 | redacted
Low Income - Power to Save | LED Lights | 0 | 0 | 0 | 47.6 | 1 |  | 2023-07-06 | redacted
Low Income - Power to Save | Faucet Aerators | 0 | 0 | 0.02 | 110.58 | 1 |  | 2023-07-06 | redacted
Low Income - Power to Save | Low Flow Showerhead | 0 | 0.04 | 0.1 | 504.08 | 1 |  | 2023-07-06 | redacted
Low Income - Power to Save | LED Lights | 0 | 0 | 0 | 47.6 | 1 |  | 2023-07-06 | redacted
Low Income - Power to Save | Faucet Aerators | 0 | 0 | 0.02 | 110.58 | 1 |  | 2023-07-06 | redacted
Low Income - Power to Save | Low Flow Showerhead | 0 | 0.04 | 0.1 | 504.08 | 1 |  | 2023-07-06 | redacted
Low Income - Power to Save | LED Lights | 0 | 0 | 0 | 47.6 | 1 |  | 2023-07-06 | redacted
Low Income - Power to Save | Faucet Aerators | 0 | 0 | 0.02 | 110.58 | 1 |  | 2023-07-06 | redacted
Low Income - Power to Save | Low Flow Showerhead | 0 | 0.04 | 0.1 | 504.08 | 1 |  | 2023-07-06 | redacted
Low Income - Power to Save | LED Lights | 0 | 0 | 0 | 47.6 | 1 |  | 2023-07-06 | redacted
Low Income - Power to Save | Faucet Aerators | 0 | 0 | 0.02 | 110.58 | 1 |  | 2023-07-06 | redacted
Low Income - Power to Save | Low Flow Showerhead | 0 | 0.04 | 0.1 | 504.08 | 1 |  | 2023-07-06 | redacted
Low Income - Power to Save | LED Lights | 0 | 0 | 0 | 47.6 | 1 |  | 2023-07-06 | redacted
Low Income - Power to Save | Faucet Aerators | 0 | 0 | 0.02 | 110.58 | 1 |  | 2023-07-06 | redacted
Low Income - Power to Save | Low Flow Showerhead | 0 | 0.04 | 0.1 | 504.08 | 1 |  | 2023-07-06 | redacted
Low Income - Power to Save | LED Lights | 0 | 0 | 0 | 47.6 | 1 |  | 2023-07-06 | redacted
Low Income - Power to Save | HVAC Inspection | 0 | 0.17 | 0 | 268.73 | 1 |  | 2023-07-06 | redacted
Low Income - Power to Save | Faucet Aerators | 0 | 0 | 0.02 | 110.58 | 1 |  | 2023-07-06 | redacted
Low Income - Power to Save | Low Flow Showerhead | 0 | 0.04 | 0.1 | 504.08 | 1 |  | 2023-07-06 | redacted
Low Income - Power to Save | LED Lights | 0 | 0 | 0 | 47.6 | 1 |  | 2023-07-06 | redacted
Low Income - Power to Save | HVAC Inspection | 0 | 0.17 | 0 | 268.73 | 1 |  | 2023-07-06 | redacted
Low Income - Power to Save | Faucet Aerators | 0 | 0 | 0.02 | 110.58 | 1 |  | 2023-07-06 | redacted
Low Income - Power to Save | Low Flow Showerhead | 0 | 0.04 | 0.1 | 504.08 | 1 |  | 2023-07-06 | redacted
Low Income - Power to Save | LED Lights | 0 | 0 | 0 | 47.6 | 1 |  | 2023-07-06 | redacted
Low Income - Power to Save | Pipe Wrap | 0 | 0.01 | 0.03 | 143.65 | 1 |  | 2023-07-06 | redacted
Low Income - Power to Save | HVAC Inspection | 0 | 0.17 | 0 | 268.73 | 1 |  | 2023-07-06 | redacted
Low Income - Power to Save | LED Lights | 0 | 0 | 0 | 47.6 | 1 |  | 2023-07-06 | redacted
Low Income - Power to Save | Faucet Aerators | 0 | 0 | 0.02 | 110.58 | 1 |  | 2023-07-06 | redacted
Low Income - Power to Save | Low Flow Showerhead | 0 | 0.04 | 0.1 | 504.08 | 1 |  | 2023-07-06 | redacted
Low Income - Power to Save | LED Lights | 0 | 0 | 0 | 47.6 | 1 |  | 2023-07-06 | redacted
Low Income - Power to Save | Faucet Aerators | 0 | 0 | 0.02 | 110.58 | 1 |  | 2023-07-06 | redacted
Low Income - Power to Save | Low Flow Showerhead | 0 | 0.04 | 0.1 | 504.08 | 1 |  | 2023-07-06 | redacted
Low Income - Power to Save | LED Lights | 0 | 0 | 0 | 47.6 | 1 |  | 2023-07-06 | redacted
Low Income - Power to Save | HVAC Inspection | 0 | 0.17 | 0 | 268.73 | 1 |  | 2023-07-06 | redacted
Low Income - Power to Save | Faucet Aerators | 0 | 0 | 0.02 | 110.58 | 1 |  | 2023-07-06 | redacted
Low Income - Power to Save | Low Flow Showerhead | 0 | 0.04 | 0.1 | 504.08 | 1 |  | 2023-07-06 | redacted
Low Income - Power to Save | LED Lights | 0 | 0 | 0 | 47.6 | 1 |  | 2023-07-06 | redacted
Low Income - Power to Save | Faucet Aerators | 0 | 0 | 0.02 | 110.58 | 1 |  | 2023-07-06 | redacted
Low Income - Power to Save | Low Flow Showerhead | 0 | 0.04 | 0.1 | 504.08 | 1 |  | 2023-07-06 | redacted
Low Income - Power to Save | LED Lights | 0 | 0 | 0 | 47.6 | 1 |  | 2023-07-06 | redacted
Low Income - Power to Save | Faucet Aerators | 0 | 0 | 0.02 | 110.58 | 1 |  | 2023-07-06 | redacted
Low Income - Power to Save | Low Flow Showerhead | 0 | 0.04 | 0.1 | 504.08 | 1 |  | 2023-07-06 | redacted
Low Income - Power to Save | LED Lights | 0 | 0 | 0 | 47.6 | 1 |  | 2023-07-06 | redacted
Low Income - Power to Save | Faucet Aerators | 0 | 0 | 0.02 | 110.58 | 1 |  | 2023-07-06 | redacted
Low Income - Power to Save | Low Flow Showerhead | 0 | 0.04 | 0.1 | 504.08 | 1 |  | 2023-07-06 | redacted
Low Income - Power to Save | LED Lights | 0 | 0 | 0 | 47.6 | 1 |  | 2023-07-06 | redacted
Low Income - Power to Save | Faucet Aerators | 0 | 0 | 0.02 | 110.58 | 1 |  | 2023-07-06 | redacted
Low Income - Power to Save | Low Flow Showerhead | 0 | 0.04 | 0.1 | 504.08 | 1 |  | 2023-07-06 | redacted
Low Income - Power to Save | LED Lights | 0 | 0 | 0 | 47.6 | 1 |  | 2023-07-06 | redacted
Low Income - Power to Save | Faucet Aerators | 0 | 0 | 0.02 | 110.58 | 1 |  | 2023-07-06 | redacted
Low Income - Power to Save | Low Flow Showerhead | 0 | 0.04 | 0.1 | 504.08 | 1 |  | 2023-07-06 | redacted
Low Income - Power to Save | LED Lights | 0 | 0 | 0 | 47.6 | 1 |  | 2023-07-06 | redacted
Low Income - Power to Save | Faucet Aerators | 0 | 0 | 0.02 | 110.58 | 1 |  | 2023-07-06 | redacted
Low Income - Power to Save | Low Flow Showerhead | 0 | 0.04 | 0.1 | 504.08 | 1 |  | 2023-07-06 | redacted
Low Income - Power to Save | LED Lights | 0 | 0 | 0 | 47.6 | 1 |  | 2023-07-06 | redacted
Low Income - Power to Save | Faucet Aerators | 0 | 0 | 0.02 | 110.58 | 1 |  | 2023-07-06 | redacted
Low Income - Power to Save | Low Flow Showerhead | 0 | 0.04 | 0.1 | 504.08 | 1 |  | 2023-07-06 | redacted
Low Income - Power to Save | LED Lights | 0 | 0 | 0 | 47.6 | 1 |  | 2023-07-06 | redacted
Low Income - Power to Save | Faucet Aerators | 0 | 0 | 0.02 | 110.58 | 1 |  | 2023-07-06 | redacted
Low Income - Power to Save | Low Flow Showerhead | 0 | 0.04 | 0.1 | 504.08 | 1 |  | 2023-07-06 | redacted
Low Income - Power to Save | LED Lights | 0 | 0 | 0 | 47.6 | 1 |  | 2023-07-06 | redacted
Low Income - Power to Save | Faucet Aerators | 0 | 0 | 0.02 | 110.58 | 1 |  | 2023-07-06 | redacted
Low Income - Power to Save | Low Flow Showerhead | 0 | 0.04 | 0.1 | 504.08 | 1 |  | 2023-07-06 | redacted
Low Income - Power to Save | LED Lights | 0 | 0 | 0 | 47.6 | 1 |  | 2023-07-06 | redacted
Low Income - Power to Save | Faucet Aerators | 0 | 0 | 0.02 | 110.58 | 1 |  | 2023-07-06 | redacted
Low Income - Power to Save | Low Flow Showerhead | 0 | 0.04 | 0.1 | 504.08 | 1 |  | 2023-07-06 | redacted
Low Income - Power to Save | LED Lights | 0 | 0 | 0 | 47.6 | 1 |  | 2023-07-06 | redacted
Low Income - Power to Save | Faucet Aerators | 0 | 0 | 0.02 | 110.58 | 1 |  | 2023-07-06 | redacted
Low Income - Power to Save | Low Flow Showerhead | 0 | 0.04 | 0.1 | 504.08 | 1 |  | 2023-07-06 | redacted
Low Income - Power to Save | LED Lights | 0 | 0 | 0 | 47.6 | 1 |  | 2023-07-06 | redacted
Low Income - Power to Save | Faucet Aerators | 0 | 0 | 0.02 | 110.58 | 1 |  | 2023-07-06 | redacted
Low Income - Power to Save | Low Flow Showerhead | 0 | 0.04 | 0.1 | 504.08 | 1 |  | 2023-07-06 | redacted
Low Income - Power to Save | LED Lights | 0 | 0 | 0 | 47.6 | 1 |  | 2023-07-06 | redacted
Low Income - Power to Save | Faucet Aerators | 0 | 0 | 0.02 | 110.58 | 1 |  | 2023-07-06 | redacted
Low Income - Power to Save | Low Flow Showerhead | 0 | 0.04 | 0.1 | 504.08 | 1 |  | 2023-07-06 | redacted
Low Income - Power to Save | LED Lights | 0 | 0 | 0 | 47.6 | 1 |  | 2023-07-06 | redacted
Low Income - Power to Save | Faucet Aerators | 0 | 0 | 0.02 | 110.58 | 1 |  | 2023-07-06 | redacted
Low Income - Power to Save | Low Flow Showerhead | 0 | 0.04 | 0.1 | 504.08 | 1 |  | 2023-07-06 | redacted
Low Income - Power to Save | LED Lights | 0 | 0 | 0 | 47.6 | 1 |  | 2023-07-06 | redacted
Low Income - Power to Save | Faucet Aerators | 0 | 0 | 0.02 | 110.58 | 1 |  | 2023-07-06 | redacted
Low Income - Power to Save | Low Flow Showerhead | 0 | 0.04 | 0.1 | 504.08 | 1 |  | 2023-07-06 | redacted
Low Income - Power to Save | LED Lights | 0 | 0 | 0 | 47.6 | 1 |  | 2023-07-06 | redacted
Low Income - Power to Save | HVAC Inspection | 0 | 0.17 | 0 | 268.73 | 1 |  | 2023-07-06 | redacted
Low Income - Power to Save | Faucet Aerators | 0 | 0 | 0.02 | 110.58 | 1 |  | 2023-07-06 | redacted
Low Income - Power to Save | Low Flow Showerhead | 0 | 0.04 | 0.1 | 504.08 | 1 |  | 2023-07-06 | redacted
Low Income - Power to Save | LED Lights | 0 | 0 | 0 | 47.6 | 1 |  | 2023-07-06 | redacted
Low Income - Power to Save | Faucet Aerators | 0 | 0 | 0.02 | 110.58 | 1 |  | 2023-07-06 | redacted
Low Income - Power to Save | Low Flow Showerhead | 0 | 0.04 | 0.1 | 504.08 | 1 |  | 2023-07-06 | redacted
Low Income - Power to Save | LED Lights | 0 | 0 | 0 | 47.6 | 1 |  | 2023-07-06 | redacted
Low Income - Power to Save | Faucet Aerators | 0 | 0 | 0.02 | 110.58 | 1 |  | 2023-07-06 | redacted
Low Income - Power to Save | Low Flow Showerhead | 0 | 0.04 | 0.1 | 504.08 | 1 |  | 2023-07-06 | redacted
Low Income - Power to Save | LED Lights | 0 | 0 | 0 | 47.6 | 1 |  | 2023-07-06 | redacted
Low Income - Power to Save | Faucet Aerators | 0 | 0 | 0.02 | 110.58 | 1 |  | 2023-07-06 | redacted
Low Income - Power to Save | Low Flow Showerhead | 0 | 0.04 | 0.1 | 504.08 | 1 |  | 2023-07-06 | redacted
Low Income - Power to Save | LED Lights | 0 | 0 | 0 | 47.6 | 1 |  | 2023-07-06 | redacted
Low Income - Power to Save | HVAC Inspection | 0 | 0.17 | 0 | 268.73 | 1 |  | 2023-07-06 | redacted
Low Income - Power to Save | Faucet Aerators | 0 | 0 | 0.02 | 110.58 | 1 |  | 2023-07-06 | redacted
Low Income - Power to Save | Low Flow Showerhead | 0 | 0.04 | 0.1 | 504.08 | 1 |  | 2023-07-06 | redacted
Low Income - Power to Save | LED Lights | 0 | 0 | 0 | 47.6 | 1 |  | 2023-07-06 | redacted
Low Income - Power to Save | Faucet Aerators | 0 | 0 | 0.02 | 110.58 | 1 |  | 2023-07-06 | redacted
Low Income - Power to Save | Low Flow Showerhead | 0 | 0.04 | 0.1 | 504.08 | 1 |  | 2023-07-06 | redacted
Low Income - Power to Save | LED Lights | 0 | 0 | 0 | 47.6 | 1 |  | 2023-07-06 | redacted
Low Income - Power to Save | Faucet Aerators | 0 | 0 | 0.02 | 110.58 | 1 |  | 2023-07-06 | redacted
Low Income - Power to Save | Low Flow Showerhead | 0 | 0.04 | 0.1 | 504.08 | 1 |  | 2023-07-06 | redacted
Low Income - Power to Save | LED Lights | 0 | 0 | 0 | 47.6 | 1 |  | 2023-07-06 | redacted
Low Income - Power to Save | Faucet Aerators | 0 | 0 | 0.02 | 110.58 | 1 |  | 2023-07-06 | redacted
Low Income - Power to Save | Low Flow Showerhead | 0 | 0.04 | 0.1 | 504.08 | 1 |  | 2023-07-06 | redacted
Low Income - Power to Save | LED Lights | 0 | 0 | 0 | 47.6 | 1 |  | 2023-07-06 | redacted
Low Income - Power to Save | Faucet Aerators | 0 | 0 | 0.02 | 110.58 | 1 |  | 2023-07-06 | redacted
Low Income - Power to Save | Low Flow Showerhead | 0 | 0.04 | 0.1 | 504.08 | 1 |  | 2023-07-06 | redacted
Low Income - Power to Save | LED Lights | 0 | 0 | 0 | 47.6 | 1 |  | 2023-07-06 | redacted
Low Income - Power to Save | HVAC Inspection | 0 | 0.17 | 0 | 268.73 | 1 |  | 2023-07-06 | redacted
Low Income - Power to Save | Faucet Aerators | 0 | 0 | 0.02 | 110.58 | 1 |  | 2023-07-06 | redacted
Low Income - Power to Save | Low Flow Showerhead | 0 | 0.04 | 0.1 | 504.08 | 1 |  | 2023-07-06 | redacted
Low Income - Power to Save | LED Lights | 0 | 0 | 0 | 47.6 | 1 |  | 2023-07-06 | redacted
Low Income - Power to Save | Faucet Aerators | 0 | 0 | 0.02 | 110.58 | 1 |  | 2023-07-06 | redacted
Low Income - Power to Save | Low Flow Showerhead | 0 | 0.04 | 0.1 | 504.08 | 1 |  | 2023-07-06 | redacted
Low Income - Power to Save | LED Lights | 0 | 0 | 0 | 47.6 | 1 |  | 2023-07-06 | redacted
Low Income - Power to Save | Faucet Aerators | 0 | 0 | 0.02 | 110.58 | 1 |  | 2023-07-06 | redacted
Low Income - Power to Save | Low Flow Showerhead | 0 | 0.04 | 0.1 | 504.08 | 1 |  | 2023-07-06 | redacted
Low Income - Power to Save | LED Lights | 0 | 0 | 0 | 47.6 | 1 |  | 2023-07-06 | redacted
Low Income - Power to Save | HVAC Inspection | 0 | 0.17 | 0 | 268.73 | 1 |  | 2023-07-06 | redacted
Low Income - Power to Save | Faucet Aerators | 0 | 0 | 0.02 | 110.58 | 1 |  | 2023-07-06 | redacted
Low Income - Power to Save | Low Flow Showerhead | 0 | 0.04 | 0.1 | 504.08 | 1 |  | 2023-07-06 | redacted
Low Income - Power to Save | LED Lights | 0 | 0 | 0 | 47.6 | 1 |  | 2023-07-06 | redacted
Low Income - Power to Save | Faucet Aerators | 0 | 0 | 0.02 | 110.58 | 1 |  | 2023-07-06 | redacted
Low Income - Power to Save | Low Flow Showerhead | 0 | 0.04 | 0.1 | 504.08 | 1 |  | 2023-07-06 | redacted
Low Income - Power to Save | LED Lights | 0 | 0 | 0 | 47.6 | 1 |  | 2023-07-06 | redacted
Low Income - Power to Save | HVAC Inspection | 0 | 0.17 | 0 | 268.73 | 1 |  | 2023-07-06 | redacted
Low Income - Power to Save | Faucet Aerators | 0 | 0 | 0.02 | 110.58 | 1 |  | 2023-07-06 | redacted
Low Income - Power to Save | Low Flow Showerhead | 0 | 0.04 | 0.1 | 504.08 | 1 |  | 2023-07-06 | redacted
Low Income - Power to Save | LED Lights | 0 | 0 | 0 | 47.6 | 1 |  | 2023-07-06 | redacted
Low Income - Power to Save | Faucet Aerators | 0 | 0 | 0.02 | 110.58 | 1 |  | 2023-07-06 | redacted
Low Income - Power to Save | Low Flow Showerhead | 0 | 0.04 | 0.1 | 504.08 | 1 |  | 2023-07-06 | redacted
Low Income - Power to Save | LED Lights | 0 | 0 | 0 | 47.6 | 1 |  | 2023-07-06 | redacted
Low Income - Power to Save | Faucet Aerators | 0 | 0 | 0.02 | 110.58 | 1 |  | 2023-07-06 | redacted
Low Income - Power to Save | Low Flow Showerhead | 0 | 0.04 | 0.1 | 504.08 | 1 |  | 2023-07-06 | redacted
Low Income - Power to Save | LED Lights | 0 | 0 | 0 | 47.6 | 1 |  | 2023-07-06 | redacted
Low Income - Power to Save | Faucet Aerators | 0 | 0 | 0.02 | 110.58 | 1 |  | 2023-07-06 | redacted
Low Income - Power to Save | Low Flow Showerhead | 0 | 0.04 | 0.1 | 504.08 | 1 |  | 2023-07-06 | redacted
Low Income - Power to Save | LED Lights | 0 | 0 | 0 | 47.6 | 1 |  | 2023-07-06 | redacted
Low Income - Power to Save | HVAC Inspection | 0 | 0.17 | 0 | 268.73 | 1 |  | 2023-06-12 | redacted
Low Income - Power to Save | Low Flow Showerhead | 0 | 0.04 | 0.1 | 504.08 | 1 |  | 2023-06-12 | redacted
Low Income - Power to Save | LED Lights | 0 | 0 | 0 | 47.6 | 1 |  | 2023-06-12 | redacted
Low Income - Power to Save | Faucet Aerators | 0 | 0 | 0.02 | 110.58 | 1 |  | 2023-06-05 | redacted
Low Income - Power to Save | Low Flow Showerhead | 0 | 0.04 | 0.1 | 504.08 | 1 |  | 2023-06-05 | redacted
Low Income - Power to Save | LED Lights | 0 | 0 | 0 | 47.6 | 1 |  | 2023-06-05 | redacted
Low Income - Power to Save | HVAC Inspection | 0 | 0.17 | 0 | 268.73 | 1 |  | 2023-06-01 | redacted
Low Income - Power to Save | Low Flow Showerhead | 0 | 0.04 | 0.1 | 504.08 | 1 |  | 2023-06-01 | redacted
Low Income - Power to Save | LED Lights | 0 | 0 | 0 | 47.6 | 1 |  | 2023-06-01 | redacted
Low Income - Power to Save | Faucet Aerators | 0 | 0 | 0.02 | 110.58 | 1 |  | 2023-06-05 | redacted
Low Income - Power to Save | Low Flow Showerhead | 0 | 0.04 | 0.1 | 504.08 | 1 |  | 2023-06-05 | redacted
Low Income - Power to Save | LED Lights | 0 | 0 | 0 | 47.6 | 1 |  | 2023-06-05 | redacted
Low Income - Power to Save | Faucet Aerators | 0 | 0 | 0.02 | 110.58 | 1 |  | 2023-06-07 | redacted
Low Income - Power to Save | Low Flow Showerhead | 0 | 0.04 | 0.1 | 504.08 | 1 |  | 2023-06-07 | redacted
Low Income - Power to Save | LED Lights | 0 | 0 | 0 | 47.6 | 1 |  | 2023-06-07 | redacted
Low Income - Power to Save | HVAC Inspection | 0 | 0.17 | 0 | 268.73 | 1 |  | 2023-06-01 | redacted
Low Income - Power to Save | Low Flow Showerhead | 0 | 0.04 | 0.1 | 504.08 | 1 |  | 2023-06-01 | redacted
Low Income - Power to Save | LED Lights | 0 | 0 | 0 | 47.6 | 1 |  | 2023-06-01 | redacted
Low Income - Power to Save | HVAC Inspection | 0 | 0.17 | 0 | 268.73 | 1 |  | 2023-06-06 | redacted
Low Income - Power to Save | Low Flow Showerhead | 0 | 0.04 | 0.1 | 504.08 | 1 |  | 2023-06-06 | redacted
Low Income - Power to Save | LED Lights | 0 | 0 | 0 | 47.6 | 1 |  | 2023-06-06 | redacted
Low Income - Power to Save | HVAC Inspection | 0 | 0.17 | 0 | 268.73 | 1 |  | 2023-06-06 | redacted
Low Income - Power to Save | Faucet Aerators | 0 | 0 | 0.02 | 110.58 | 1 |  | 2023-06-06 | redacted
Low Income - Power to Save | Low Flow Showerhead | 0 | 0.04 | 0.1 | 504.08 | 1 |  | 2023-06-06 | redacted
Low Income - Power to Save | LED Lights | 0 | 0 | 0 | 47.6 | 1 |  | 2023-06-06 | redacted
Low Income - Power to Save | Faucet Aerators | 0 | 0 | 0.02 | 110.58 | 1 |  | 2023-06-06 | redacted
Low Income - Power to Save | Low Flow Showerhead | 0 | 0.04 | 0.1 | 504.08 | 1 |  | 2023-06-06 | redacted
Low Income - Power to Save | LED Lights | 0 | 0 | 0 | 47.6 | 1 |  | 2023-06-06 | redacted
Low Income - Power to Save | Faucet Aerators | 0 | 0 | 0.02 | 110.58 | 1 |  | 2023-06-06 | redacted
Low Income - Power to Save | Low Flow Showerhead | 0 | 0.04 | 0.1 | 504.08 | 1 |  | 2023-06-06 | redacted
Low Income - Power to Save | LED Lights | 0 | 0 | 0 | 47.6 | 1 |  | 2023-06-06 | redacted
Low Income - Power to Save | HVAC Inspection | 0 | 0.17 | 0 | 268.73 | 1 |  | 2023-06-06 | redacted
Low Income - Power to Save | Low Flow Showerhead | 0 | 0.04 | 0.1 | 504.08 | 1 |  | 2023-06-06 | redacted
Low Income - Power to Save | LED Lights | 0 | 0 | 0 | 47.6 | 1 |  | 2023-06-06 | redacted
Low Income - Power to Save | HVAC Inspection | 0 | 0.17 | 0 | 268.73 | 1 |  | 2023-06-12 | redacted
Low Income - Power to Save | Low Flow Showerhead | 0 | 0.04 | 0.1 | 504.08 | 1 |  | 2023-06-12 | redacted
Low Income - Power to Save | LED Lights | 0 | 0 | 0 | 47.6 | 1 |  | 2023-06-12 | redacted
Low Income - Power to Save | Faucet Aerators | 0 | 0 | 0.02 | 110.58 | 1 |  | 2023-06-09 | redacted
Low Income - Power to Save | Low Flow Showerhead | 0 | 0.04 | 0.1 | 504.08 | 1 |  | 2023-06-09 | redacted
Low Income - Power to Save | LED Lights | 0 | 0 | 0 | 47.6 | 1 |  | 2023-06-09 | redacted
Low Income - Power to Save | Faucet Aerators | 0 | 0 | 0.02 | 110.58 | 1 |  | 2023-06-06 | redacted
Low Income - Power to Save | Low Flow Showerhead | 0 | 0.04 | 0.1 | 504.08 | 1 |  | 2023-06-06 | redacted
Low Income - Power to Save | LED Lights | 0 | 0 | 0 | 47.6 | 1 |  | 2023-06-06 | redacted
Low Income - Power to Save | HVAC Inspection | 0 | 0.17 | 0 | 268.73 | 1 |  | 2023-06-06 | redacted
Low Income - Power to Save | Low Flow Showerhead | 0 | 0.04 | 0.1 | 504.08 | 1 |  | 2023-06-06 | redacted
Low Income - Power to Save | LED Lights | 0 | 0 | 0 | 47.6 | 1 |  | 2023-06-06 | redacted
Low Income - Power to Save | HVAC Inspection | 0 | 0.17 | 0 | 268.73 | 1 |  | 2023-06-12 | redacted
Low Income - Power to Save | Low Flow Showerhead | 0 | 0.04 | 0.1 | 504.08 | 1 |  | 2023-06-12 | redacted
Low Income - Power to Save | LED Lights | 0 | 0 | 0 | 47.6 | 1 |  | 2023-06-12 | redacted
Low Income - Power to Save | HVAC Inspection | 0 | 0.17 | 0 | 268.73 | 1 |  | 2023-06-06 | redacted
Low Income - Power to Save | Low Flow Showerhead | 0 | 0.04 | 0.1 | 504.08 | 1 |  | 2023-06-06 | redacted
Low Income - Power to Save | LED Lights | 0 | 0 | 0 | 47.6 | 1 |  | 2023-06-06 | redacted
Low Income - Power to Save | Faucet Aerators | 0 | 0 | 0.02 | 110.58 | 1 |  | 2023-06-09 | redacted
Low Income - Power to Save | Low Flow Showerhead | 0 | 0.04 | 0.1 | 504.08 | 1 |  | 2023-06-09 | redacted
Low Income - Power to Save | LED Lights | 0 | 0 | 0 | 47.6 | 1 |  | 2023-06-09 | redacted
Low Income - Power to Save | HVAC Inspection | 0 | 0.17 | 0 | 268.73 | 1 |  | 2023-06-08 | redacted
Low Income - Power to Save | Low Flow Showerhead | 0 | 0.04 | 0.1 | 504.08 | 1 |  | 2023-06-08 | redacted
Low Income - Power to Save | LED Lights | 0 | 0 | 0 | 47.6 | 1 |  | 2023-06-08 | redacted
Low Income - Power to Save | Faucet Aerators | 0 | 0 | 0.02 | 110.58 | 1 |  | 2023-06-07 | redacted
Low Income - Power to Save | Low Flow Showerhead | 0 | 0.04 | 0.1 | 504.08 | 1 |  | 2023-06-07 | redacted
Low Income - Power to Save | LED Lights | 0 | 0 | 0 | 47.6 | 1 |  | 2023-06-07 | redacted
Low Income - Power to Save | HVAC Inspection | 0 | 0.17 | 0 | 268.73 | 1 |  | 2023-06-12 | redacted
Low Income - Power to Save | Low Flow Showerhead | 0 | 0.04 | 0.1 | 504.08 | 1 |  | 2023-06-12 | redacted
Low Income - Power to Save | LED Lights | 0 | 0 | 0 | 47.6 | 1 |  | 2023-06-12 | redacted
Low Income - Power to Save | HVAC Inspection | 0 | 0.17 | 0 | 268.73 | 1 |  | 2023-06-01 | redacted
Low Income - Power to Save | Low Flow Showerhead | 0 | 0.04 | 0.1 | 504.08 | 1 |  | 2023-06-01 | redacted
Low Income - Power to Save | LED Lights | 0 | 0 | 0 | 47.6 | 1 |  | 2023-06-01 | redacted
Low Income - Power to Save | HVAC Inspection | 0 | 0.17 | 0 | 268.73 | 1 |  | 2023-06-01 | redacted
Low Income - Power to Save | Low Flow Showerhead | 0 | 0.04 | 0.1 | 504.08 | 1 |  | 2023-06-01 | redacted
Low Income - Power to Save | LED Lights | 0 | 0 | 0 | 47.6 | 1 |  | 2023-06-01 | redacted
Low Income - Power to Save | HVAC Inspection | 0 | 0.17 | 0 | 268.73 | 1 |  | 2023-06-12 | redacted
Low Income - Power to Save | Low Flow Showerhead | 0 | 0.04 | 0.1 | 504.08 | 1 |  | 2023-06-12 | redacted
Low Income - Power to Save | LED Lights | 0 | 0 | 0 | 47.6 | 1 |  | 2023-06-12 | redacted
Low Income - Power to Save | Faucet Aerators | 0 | 0 | 0.02 | 110.58 | 1 |  | 2023-06-06 | redacted
Low Income - Power to Save | Low Flow Showerhead | 0 | 0.04 | 0.1 | 504.08 | 1 |  | 2023-06-06 | redacted
Low Income - Power to Save | LED Lights | 0 | 0 | 0 | 47.6 | 1 |  | 2023-06-06 | redacted
Low Income - Power to Save | Faucet Aerators | 0 | 0 | 0.02 | 110.58 | 1 |  | 2023-06-06 | redacted
Low Income - Power to Save | Low Flow Showerhead | 0 | 0.04 | 0.1 | 504.08 | 1 |  | 2023-06-06 | redacted
Low Income - Power to Save | LED Lights | 0 | 0 | 0 | 47.6 | 1 |  | 2023-06-06 | redacted
Low Income - Power to Save | Faucet Aerators | 0 | 0 | 0.02 | 110.58 | 1 |  | 2023-06-08 | redacted
Low Income - Power to Save | Low Flow Showerhead | 0 | 0.04 | 0.1 | 504.08 | 1 |  | 2023-06-08 | redacted
Low Income - Power to Save | LED Lights | 0 | 0 | 0 | 47.6 | 1 |  | 2023-06-08 | redacted
Low Income - Power to Save | HVAC Inspection | 0 | 0.17 | 0 | 268.73 | 1 |  | 2023-06-12 | redacted
Low Income - Power to Save | Low Flow Showerhead | 0 | 0.04 | 0.1 | 504.08 | 1 |  | 2023-06-12 | redacted
Low Income - Power to Save | LED Lights | 0 | 0 | 0 | 47.6 | 1 |  | 2023-06-12 | redacted
Low Income - Power to Save | Faucet Aerators | 0 | 0 | 0.02 | 110.58 | 1 |  | 2023-06-06 | redacted
Low Income - Power to Save | Low Flow Showerhead | 0 | 0.04 | 0.1 | 504.08 | 1 |  | 2023-06-06 | redacted
Low Income - Power to Save | LED Lights | 0 | 0 | 0 | 47.6 | 1 |  | 2023-06-06 | redacted
Low Income - Power to Save | Faucet Aerators | 0 | 0 | 0.02 | 110.58 | 1 |  | 2023-06-05 | redacted
Low Income - Power to Save | Low Flow Showerhead | 0 | 0.04 | 0.1 | 504.08 | 1 |  | 2023-06-05 | redacted
Low Income - Power to Save | LED Lights | 0 | 0 | 0 | 47.6 | 1 |  | 2023-06-05 | redacted
Low Income - Power to Save | Faucet Aerators | 0 | 0 | 0.02 | 110.58 | 1 |  | 2023-06-05 | redacted
Low Income - Power to Save | Low Flow Showerhead | 0 | 0.04 | 0.1 | 504.08 | 1 |  | 2023-06-05 | redacted
Low Income - Power to Save | LED Lights | 0 | 0 | 0 | 47.6 | 1 |  | 2023-06-05 | redacted
Low Income - Power to Save | Faucet Aerators | 0 | 0 | 0.02 | 110.58 | 1 |  | 2023-06-07 | redacted
Low Income - Power to Save | Low Flow Showerhead | 0 | 0.04 | 0.1 | 504.08 | 1 |  | 2023-06-07 | redacted
Low Income - Power to Save | LED Lights | 0 | 0 | 0 | 47.6 | 1 |  | 2023-06-07 | redacted
Low Income - Power to Save | HVAC Inspection | 0 | 0.17 | 0 | 268.73 | 1 |  | 2023-06-01 | redacted
Low Income - Power to Save | Low Flow Showerhead | 0 | 0.04 | 0.1 | 504.08 | 1 |  | 2023-06-01 | redacted
Low Income - Power to Save | LED Lights | 0 | 0 | 0 | 47.6 | 1 |  | 2023-06-01 | redacted
Low Income - Power to Save | Faucet Aerators | 0 | 0 | 0.02 | 110.58 | 1 |  | 2023-06-05 | redacted
Low Income - Power to Save | Low Flow Showerhead | 0 | 0.04 | 0.1 | 504.08 | 1 |  | 2023-06-05 | redacted
Low Income - Power to Save | LED Lights | 0 | 0 | 0 | 47.6 | 1 |  | 2023-06-05 | redacted
Low Income - Power to Save | HVAC Inspection | 0 | 0.17 | 0 | 268.73 | 1 |  | 2023-06-06 | redacted
Low Income - Power to Save | Low Flow Showerhead | 0 | 0.04 | 0.1 | 504.08 | 1 |  | 2023-06-06 | redacted
Low Income - Power to Save | LED Lights | 0 | 0 | 0 | 47.6 | 1 |  | 2023-06-06 | redacted
Low Income - Power to Save | HVAC Inspection | 0 | 0.17 | 0 | 268.73 | 1 |  | 2023-06-01 | redacted
Low Income - Power to Save | Low Flow Showerhead | 0 | 0.04 | 0.1 | 504.08 | 1 |  | 2023-06-01 | redacted
Low Income - Power to Save | LED Lights | 0 | 0 | 0 | 47.6 | 1 |  | 2023-06-01 | redacted
Low Income - Power to Save | Faucet Aerators | 0 | 0 | 0.02 | 110.58 | 1 |  | 2023-06-07 | redacted
Low Income - Power to Save | Low Flow Showerhead | 0 | 0.04 | 0.1 | 504.08 | 1 |  | 2023-06-07 | redacted
Low Income - Power to Save | LED Lights | 0 | 0 | 0 | 47.6 | 1 |  | 2023-06-07 | redacted
Low Income - Power to Save | HVAC Inspection | 0 | 0.17 | 0 | 268.73 | 1 |  | 2023-06-06 | redacted
Low Income - Power to Save | Low Flow Showerhead | 0 | 0.04 | 0.1 | 504.08 | 1 |  | 2023-06-06 | redacted
Low Income - Power to Save | LED Lights | 0 | 0 | 0 | 47.6 | 1 |  | 2023-06-06 | redacted
Low Income - Power to Save | HVAC Inspection | 0 | 0.17 | 0 | 268.73 | 1 |  | 2023-06-06 | redacted
Low Income - Power to Save | Low Flow Showerhead | 0 | 0.04 | 0.1 | 504.08 | 1 |  | 2023-06-06 | redacted
Low Income - Power to Save | LED Lights | 0 | 0 | 0 | 47.6 | 1 |  | 2023-06-06 | redacted
Low Income - Power to Save | HVAC Inspection | 0 | 0.17 | 0 | 268.73 | 1 |  | 2023-05-19 | redacted
Low Income - Power to Save | Low Flow Showerhead | 0 | 0.04 | 0.1 | 504.08 | 1 |  | 2023-05-19 | redacted
Low Income - Power to Save | LED Lights | 0 | 0 | 0 | 47.6 | 1 |  | 2023-05-19 | redacted
Low Income - Power to Save | HVAC Inspection | 0 | 0.17 | 0 | 268.73 | 1 |  | 2023-05-16 | redacted
Low Income - Power to Save | Faucet Aerators | 0 | 0 | 0.02 | 110.58 | 1 |  | 2023-05-16 | redacted
Low Income - Power to Save | Low Flow Showerhead | 0 | 0.04 | 0.1 | 504.08 | 1 |  | 2023-05-16 | redacted
Low Income - Power to Save | LED Lights | 0 | 0 | 0 | 47.6 | 1 |  | 2023-05-16 | redacted
Low Income - Power to Save | HVAC Inspection | 0 | 0.17 | 0 | 268.73 | 1 |  | 2023-05-12 | redacted
Low Income - Power to Save | Low Flow Showerhead | 0 | 0.04 | 0.1 | 504.08 | 1 |  | 2023-05-12 | redacted
Low Income - Power to Save | LED Lights | 0 | 0 | 0 | 47.6 | 1 |  | 2023-05-12 | redacted
Low Income - Power to Save | HVAC Inspection | 0 | 0.17 | 0 | 268.73 | 1 |  | 2023-05-25 | redacted
Low Income - Power to Save | Low Flow Showerhead | 0 | 0.04 | 0.1 | 504.08 | 1 |  | 2023-05-25 | redacted
Low Income - Power to Save | LED Lights | 0 | 0 | 0 | 47.6 | 1 |  | 2023-05-25 | redacted
Low Income - Power to Save | HVAC Inspection | 0 | 0.17 | 0 | 268.73 | 1 |  | 2023-05-15 | redacted
Low Income - Power to Save | Low Flow Showerhead | 0 | 0.04 | 0.1 | 504.08 | 1 |  | 2023-05-15 | redacted
Low Income - Power to Save | LED Lights | 0 | 0 | 0 | 47.6 | 1 |  | 2023-05-15 | redacted
Low Income - Power to Save | HVAC Inspection | 0 | 0.17 | 0 | 268.73 | 1 |  | 2023-05-19 | redacted
Low Income - Power to Save | Low Flow Showerhead | 0 | 0.04 | 0.1 | 504.08 | 1 |  | 2023-05-19 | redacted
Low Income - Power to Save | LED Lights | 0 | 0 | 0 | 47.6 | 1 |  | 2023-05-19 | redacted
Low Income - Power to Save | HVAC Inspection | 0 | 0.17 | 0 | 268.73 | 1 |  | 2023-05-12 | redacted
Low Income - Power to Save | Low Flow Showerhead | 0 | 0.04 | 0.1 | 504.08 | 1 |  | 2023-05-12 | redacted
Low Income - Power to Save | LED Lights | 0 | 0 | 0 | 47.6 | 1 |  | 2023-05-12 | redacted
Low Income - Power to Save | HVAC Inspection | 0 | 0.17 | 0 | 268.73 | 1 |  | 2023-05-12 | redacted
Low Income - Power to Save | Low Flow Showerhead | 0 | 0.04 | 0.1 | 504.08 | 1 |  | 2023-05-12 | redacted
Low Income - Power to Save | LED Lights | 0 | 0 | 0 | 47.6 | 1 |  | 2023-05-12 | redacted
Low Income - Power to Save | HVAC Inspection | 0 | 0.17 | 0 | 268.73 | 1 |  | 2023-05-18 | redacted
Low Income - Power to Save | Low Flow Showerhead | 0 | 0.04 | 0.1 | 504.08 | 1 |  | 2023-05-18 | redacted
Low Income - Power to Save | LED Lights | 0 | 0 | 0 | 47.6 | 1 |  | 2023-05-18 | redacted
Low Income - Power to Save | HVAC Inspection | 0 | 0.17 | 0 | 268.73 | 1 |  | 2023-05-30 | redacted
Low Income - Power to Save | Faucet Aerators | 0 | 0 | 0.02 | 110.58 | 1 |  | 2023-05-30 | redacted
Low Income - Power to Save | Low Flow Showerhead | 0 | 0.04 | 0.1 | 504.08 | 1 |  | 2023-05-30 | redacted
Low Income - Power to Save | LED Lights | 0 | 0 | 0 | 47.6 | 1 |  | 2023-05-30 | redacted
Low Income - Power to Save | HVAC Inspection | 0 | 0.17 | 0 | 268.73 | 1 |  | 2023-05-12 | redacted
Low Income - Power to Save | LED Lights | 0 | 0 | 0 | 47.6 | 1 |  | 2023-05-12 | redacted
Low Income - Power to Save | HVAC Inspection | 0 | 0.17 | 0 | 268.73 | 1 |  | 2023-05-30 | redacted
Low Income - Power to Save | LED Lights | 0 | 0 | 0 | 47.6 | 1 |  | 2023-05-30 | redacted
Low Income - Power to Save | HVAC Inspection | 0 | 0.17 | 0 | 268.73 | 1 |  | 2023-05-19 | redacted
Low Income - Power to Save | Low Flow Showerhead | 0 | 0.04 | 0.1 | 504.08 | 1 |  | 2023-05-19 | redacted
Low Income - Power to Save | LED Lights | 0 | 0 | 0 | 47.6 | 1 |  | 2023-05-19 | redacted
Low Income - Power to Save | HVAC Inspection | 0 | 0.17 | 0 | 268.73 | 1 |  | 2023-05-05 | redacted
Low Income - Power to Save | LED Lights | 0 | 0 | 0 | 47.6 | 1 |  | 2023-05-05 | redacted
Low Income - Power to Save | HVAC Inspection | 0 | 0.17 | 0 | 268.73 | 1 |  | 2023-05-05 | redacted
Low Income - Power to Save | Low Flow Showerhead | 0 | 0.04 | 0.1 | 504.08 | 1 |  | 2023-05-05 | redacted
Low Income - Power to Save | LED Lights | 0 | 0 | 0 | 47.6 | 1 |  | 2023-05-05 | redacted
Low Income - Power to Save | HVAC Inspection | 0 | 0.17 | 0 | 268.73 | 1 |  | 2023-05-04 | redacted
Low Income - Power to Save | Low Flow Showerhead | 0 | 0.04 | 0.1 | 504.08 | 1 |  | 2023-05-04 | redacted
Low Income - Power to Save | LED Lights | 0 | 0 | 0 | 47.6 | 1 |  | 2023-05-04 | redacted
Low Income - Power to Save | HVAC Inspection | 0 | 0.17 | 0 | 268.73 | 1 |  | 2023-05-22 | redacted
Low Income - Power to Save | Faucet Aerators | 0 | 0 | 0.02 | 110.58 | 1 |  | 2023-05-22 | redacted
Low Income - Power to Save | Low Flow Showerhead | 0 | 0.04 | 0.1 | 504.08 | 1 |  | 2023-05-22 | redacted
Low Income - Power to Save | LED Lights | 0 | 0 | 0 | 47.6 | 1 |  | 2023-05-22 | redacted
Low Income - Power to Save | HVAC Inspection | 0 | 0.17 | 0 | 268.73 | 1 |  | 2023-05-18 | redacted
Low Income - Power to Save | Low Flow Showerhead | 0 | 0.04 | 0.1 | 504.08 | 1 |  | 2023-05-18 | redacted
Low Income - Power to Save | LED Lights | 0 | 0 | 0 | 47.6 | 1 |  | 2023-05-18 | redacted
Low Income - Power to Save | HVAC Inspection | 0 | 0.17 | 0 | 268.73 | 1 |  | 2023-05-05 | redacted
Low Income - Power to Save | Low Flow Showerhead | 0 | 0.04 | 0.1 | 504.08 | 1 |  | 2023-05-05 | redacted
Low Income - Power to Save | LED Lights | 0 | 0 | 0 | 47.6 | 1 |  | 2023-05-05 | redacted
Low Income - Power to Save | HVAC Inspection | 0 | 0.17 | 0 | 268.73 | 1 |  | 2023-05-25 | redacted
Low Income - Power to Save | Low Flow Showerhead | 0 | 0.04 | 0.1 | 504.08 | 1 |  | 2023-05-25 | redacted
Low Income - Power to Save | LED Lights | 0 | 0 | 0 | 47.6 | 1 |  | 2023-05-25 | redacted
Low Income - Power to Save | HVAC Inspection | 0 | 0.17 | 0 | 268.73 | 1 |  | 2023-05-16 | redacted
Low Income - Power to Save | Faucet Aerators | 0 | 0 | 0.02 | 110.58 | 1 |  | 2023-05-16 | redacted
Low Income - Power to Save | Low Flow Showerhead | 0 | 0.04 | 0.1 | 504.08 | 1 |  | 2023-05-16 | redacted
Low Income - Power to Save | HVAC Inspection | 0 | 0.17 | 0 | 268.73 | 1 |  | 2023-05-22 | redacted
Low Income - Power to Save | Faucet Aerators | 0 | 0 | 0.02 | 110.58 | 1 |  | 2023-05-22 | redacted
Low Income - Power to Save | Low Flow Showerhead | 0 | 0.04 | 0.1 | 504.08 | 1 |  | 2023-05-22 | redacted
Low Income - Power to Save | LED Lights | 0 | 0 | 0 | 47.6 | 1 |  | 2023-05-22 | redacted
Low Income - Power to Save | HVAC Inspection | 0 | 0.17 | 0 | 268.73 | 1 |  | 2023-05-25 | redacted
Low Income - Power to Save | Faucet Aerators | 0 | 0 | 0.02 | 110.58 | 1 |  | 2023-05-25 | redacted
Low Income - Power to Save | Low Flow Showerhead | 0 | 0.04 | 0.1 | 504.08 | 1 |  | 2023-05-25 | redacted
Low Income - Power to Save | LED Lights | 0 | 0 | 0 | 47.6 | 1 |  | 2023-05-25 | redacted
Low Income - Power to Save | HVAC Inspection | 0 | 0.17 | 0 | 268.73 | 1 |  | 2023-05-04 | redacted
Low Income - Power to Save | Low Flow Showerhead | 0 | 0.04 | 0.1 | 504.08 | 1 |  | 2023-05-04 | redacted
Low Income - Power to Save | LED Lights | 0 | 0 | 0 | 47.6 | 1 |  | 2023-05-04 | redacted
Low Income - Power to Save | HVAC Inspection | 0 | 0.17 | 0 | 268.73 | 1 |  | 2023-05-12 | redacted
Low Income - Power to Save | Low Flow Showerhead | 0 | 0.04 | 0.1 | 504.08 | 1 |  | 2023-05-12 | redacted
Low Income - Power to Save | LED Lights | 0 | 0 | 0 | 47.6 | 1 |  | 2023-05-12 | redacted
Low Income - Power to Save | HVAC Inspection | 0 | 0.17 | 0 | 268.73 | 1 |  | 2023-05-12 | redacted
Low Income - Power to Save | Low Flow Showerhead | 0 | 0.04 | 0.1 | 504.08 | 1 |  | 2023-05-12 | redacted
Low Income - Power to Save | LED Lights | 0 | 0 | 0 | 47.6 | 1 |  | 2023-05-12 | redacted
Low Income - Power to Save | HVAC Inspection | 0 | 0.17 | 0 | 268.73 | 1 |  | 2023-05-12 | redacted
Low Income - Power to Save | Low Flow Showerhead | 0 | 0.04 | 0.1 | 504.08 | 1 |  | 2023-05-12 | redacted
Low Income - Power to Save | LED Lights | 0 | 0 | 0 | 47.6 | 1 |  | 2023-05-12 | redacted
Low Income - Power to Save | HVAC Inspection | 0 | 0.17 | 0 | 268.73 | 1 |  | 2023-05-22 | redacted
Low Income - Power to Save | Faucet Aerators | 0 | 0 | 0.02 | 110.58 | 1 |  | 2023-05-22 | redacted
Low Income - Power to Save | Low Flow Showerhead | 0 | 0.04 | 0.1 | 504.08 | 1 |  | 2023-05-22 | redacted
Low Income - Power to Save | LED Lights | 0 | 0 | 0 | 47.6 | 1 |  | 2023-05-22 | redacted
Low Income - Power to Save | HVAC Inspection | 0 | 0.17 | 0 | 268.73 | 1 |  | 2023-05-25 | redacted
Low Income - Power to Save | Low Flow Showerhead | 0 | 0.04 | 0.1 | 504.08 | 1 |  | 2023-05-25 | redacted
Low Income - Power to Save | LED Lights | 0 | 0 | 0 | 47.6 | 1 |  | 2023-05-25 | redacted
Low Income - Power to Save | HVAC Inspection | 0 | 0.17 | 0 | 268.73 | 1 |  | 2023-05-15 | redacted
Low Income - Power to Save | Faucet Aerators | 0 | 0 | 0.02 | 110.58 | 1 |  | 2023-05-15 | redacted
Low Income - Power to Save | Low Flow Showerhead | 0 | 0.04 | 0.1 | 504.08 | 1 |  | 2023-05-15 | redacted
Low Income - Power to Save | LED Lights | 0 | 0 | 0 | 47.6 | 1 |  | 2023-05-15 | redacted
Low Income - Power to Save | HVAC Inspection | 0 | 0.17 | 0 | 268.73 | 1 |  | 2023-05-04 | redacted
Low Income - Power to Save | Faucet Aerators | 0 | 0 | 0.02 | 110.58 | 1 |  | 2023-05-04 | redacted
Low Income - Power to Save | LED Lights | 0 | 0 | 0 | 47.6 | 1 |  | 2023-05-04 | redacted
Low Income - Power to Save | HVAC Inspection | 0 | 0.17 | 0 | 268.73 | 1 |  | 2023-05-22 | redacted
Low Income - Power to Save | Low Flow Showerhead | 0 | 0.04 | 0.1 | 504.08 | 1 |  | 2023-05-22 | redacted
Low Income - Power to Save | LED Lights | 0 | 0 | 0 | 47.6 | 1 |  | 2023-05-22 | redacted
Low Income - Power to Save | HVAC Inspection | 0 | 0.17 | 0 | 268.73 | 1 |  | 2023-05-16 | redacted
Low Income - Power to Save | LED Lights | 0 | 0 | 0 | 47.6 | 1 |  | 2023-05-16 | redacted
Low Income - Power to Save | HVAC Inspection | 0 | 0.17 | 0 | 268.73 | 1 |  | 2023-05-08 | redacted
Low Income - Power to Save | Faucet Aerators | 0 | 0 | 0.02 | 110.58 | 1 |  | 2023-05-08 | redacted
Low Income - Power to Save | Low Flow Showerhead | 0 | 0.04 | 0.1 | 504.08 | 1 |  | 2023-05-08 | redacted
Low Income - Power to Save | LED Lights | 0 | 0 | 0 | 47.6 | 1 |  | 2023-05-08 | redacted
Low Income - Power to Save | HVAC Inspection | 0 | 0.17 | 0 | 268.73 | 1 |  | 2023-05-18 | redacted
Low Income - Power to Save | Faucet Aerators | 0 | 0 | 0.02 | 110.58 | 1 |  | 2023-05-18 | redacted
Low Income - Power to Save | Low Flow Showerhead | 0 | 0.04 | 0.1 | 504.08 | 1 |  | 2023-05-18 | redacted
Low Income - Power to Save | LED Lights | 0 | 0 | 0 | 47.6 | 1 |  | 2023-05-18 | redacted
Low Income - Power to Save | HVAC Inspection | 0 | 0.17 | 0 | 268.73 | 1 |  | 2023-05-25 | redacted
Low Income - Power to Save | Faucet Aerators | 0 | 0 | 0.02 | 110.58 | 1 |  | 2023-05-25 | redacted
Low Income - Power to Save | Low Flow Showerhead | 0 | 0.04 | 0.1 | 504.08 | 1 |  | 2023-05-25 | redacted
Low Income - Power to Save | LED Lights | 0 | 0 | 0 | 47.6 | 1 |  | 2023-05-25 | redacted
Low Income - Power to Save | HVAC Inspection | 0 | 0.17 | 0 | 268.73 | 1 |  | 2023-05-15 | redacted
Low Income - Power to Save | Low Flow Showerhead | 0 | 0.04 | 0.1 | 504.08 | 1 |  | 2023-05-15 | redacted
Low Income - Power to Save | LED Lights | 0 | 0 | 0 | 47.6 | 1 |  | 2023-05-15 | redacted
Low Income - Power to Save | HVAC Inspection | 0 | 0.17 | 0 | 268.73 | 1 |  | 2023-05-09 | redacted
Low Income - Power to Save | Low Flow Showerhead | 0 | 0.04 | 0.1 | 504.08 | 1 |  | 2023-05-09 | redacted
Low Income - Power to Save | LED Lights | 0 | 0 | 0 | 47.6 | 1 |  | 2023-05-09 | redacted
Low Income - Power to Save | HVAC Inspection | 0 | 0.17 | 0 | 268.73 | 1 |  | 2023-05-12 | redacted
Low Income - Power to Save | Faucet Aerators | 0 | 0 | 0.02 | 110.58 | 1 |  | 2023-05-12 | redacted
Low Income - Power to Save | Low Flow Showerhead | 0 | 0.04 | 0.1 | 504.08 | 1 |  | 2023-05-12 | redacted
Low Income - Power to Save | LED Lights | 0 | 0 | 0 | 47.6 | 1 |  | 2023-05-12 | redacted
Low Income - Power to Save | HVAC Inspection | 0 | 0.17 | 0 | 268.73 | 1 |  | 2023-05-18 | redacted
Low Income - Power to Save | Low Flow Showerhead | 0 | 0.04 | 0.1 | 504.08 | 1 |  | 2023-05-18 | redacted
Low Income - Power to Save | LED Lights | 0 | 0 | 0 | 47.6 | 1 |  | 2023-05-18 | redacted
Low Income - Power to Save | HVAC Inspection | 0 | 0.17 | 0 | 268.73 | 1 |  | 2023-05-04 | redacted
Low Income - Power to Save | Low Flow Showerhead | 0 | 0.04 | 0.1 | 504.08 | 1 |  | 2023-05-04 | redacted
Low Income - Power to Save | LED Lights | 0 | 0 | 0 | 47.6 | 1 |  | 2023-05-04 | redacted
Low Income - Power to Save | HVAC Inspection | 0 | 0.17 | 0 | 268.73 | 1 |  | 2023-05-12 | redacted
Low Income - Power to Save | Low Flow Showerhead | 0 | 0.04 | 0.1 | 504.08 | 1 |  | 2023-05-12 | redacted
Low Income - Power to Save | LED Lights | 0 | 0 | 0 | 47.6 | 1 |  | 2023-05-12 | redacted
Low Income - Power to Save | HVAC Inspection | 0 | 0.17 | 0 | 268.73 | 1 |  | 2023-05-16 | redacted
Low Income - Power to Save | Faucet Aerators | 0 | 0 | 0.02 | 110.58 | 1 |  | 2023-05-16 | redacted
Low Income - Power to Save | Low Flow Showerhead | 0 | 0.04 | 0.1 | 504.08 | 1 |  | 2023-05-16 | redacted
Low Income - Power to Save | LED Lights | 0 | 0 | 0 | 47.6 | 1 |  | 2023-05-16 | redacted
Low Income - Power to Save | HVAC Inspection | 0 | 0.17 | 0 | 268.73 | 1 |  | 2023-05-09 | redacted
Low Income - Power to Save | Low Flow Showerhead | 0 | 0.04 | 0.1 | 504.08 | 1 |  | 2023-05-09 | redacted
Low Income - Power to Save | LED Lights | 0 | 0 | 0 | 47.6 | 1 |  | 2023-05-09 | redacted
Low Income - Power to Save | HVAC Inspection | 0 | 0.17 | 0 | 268.73 | 1 |  | 2023-05-25 | redacted
Low Income - Power to Save | Low Flow Showerhead | 0 | 0.04 | 0.1 | 504.08 | 1 |  | 2023-05-25 | redacted
Low Income - Power to Save | LED Lights | 0 | 0 | 0 | 47.6 | 1 |  | 2023-05-25 | redacted
Low Income - Power to Save | HVAC Inspection | 0 | 0.17 | 0 | 268.73 | 1 |  | 2023-05-08 | redacted
Low Income - Power to Save | Low Flow Showerhead | 0 | 0.04 | 0.1 | 504.08 | 1 |  | 2023-05-08 | redacted
Low Income - Power to Save | LED Lights | 0 | 0 | 0 | 47.6 | 1 |  | 2023-05-08 | redacted
Low Income - Power to Save | HVAC Inspection | 0 | 0.17 | 0 | 268.73 | 1 |  | 2023-05-25 | redacted
Low Income - Power to Save | Low Flow Showerhead | 0 | 0.04 | 0.1 | 504.08 | 1 |  | 2023-05-25 | redacted
Low Income - Power to Save | LED Lights | 0 | 0 | 0 | 47.6 | 1 |  | 2023-05-25 | redacted
Low Income - Power to Save | HVAC Inspection | 0 | 0.17 | 0 | 268.73 | 1 |  | 2023-05-30 | redacted
Low Income - Power to Save | Low Flow Showerhead | 0 | 0.04 | 0.1 | 504.08 | 1 |  | 2023-05-30 | redacted
Low Income - Power to Save | LED Lights | 0 | 0 | 0 | 47.6 | 1 |  | 2023-05-30 | redacted
Low Income - Power to Save | HVAC Inspection | 0 | 0.17 | 0 | 268.73 | 1 |  | 2023-05-05 | redacted
Low Income - Power to Save | LED Lights | 0 | 0 | 0 | 47.6 | 1 |  | 2023-05-05 | redacted
Low Income - Power to Save | HVAC Inspection | 0 | 0.17 | 0 | 268.73 | 1 |  | 2023-05-12 | redacted
Low Income - Power to Save | Low Flow Showerhead | 0 | 0.04 | 0.1 | 504.08 | 1 |  | 2023-05-12 | redacted
Low Income - Power to Save | LED Lights | 0 | 0 | 0 | 47.6 | 1 |  | 2023-05-12 | redacted
Low Income - Power to Save | HVAC Inspection | 0 | 0.17 | 0 | 268.73 | 1 |  | 2023-05-15 | redacted
Low Income - Power to Save | Faucet Aerators | 0 | 0 | 0.02 | 110.58 | 1 |  | 2023-05-15 | redacted
Low Income - Power to Save | Low Flow Showerhead | 0 | 0.04 | 0.1 | 504.08 | 1 |  | 2023-05-15 | redacted
Low Income - Power to Save | LED Lights | 0 | 0 | 0 | 47.6 | 1 |  | 2023-05-15 | redacted
Low Income - Power to Save | HVAC Inspection | 0 | 0.17 | 0 | 268.73 | 1 |  | 2023-05-04 | redacted
Low Income - Power to Save | Low Flow Showerhead | 0 | 0.04 | 0.1 | 504.08 | 1 |  | 2023-05-04 | redacted
Low Income - Power to Save | LED Lights | 0 | 0 | 0 | 47.6 | 1 |  | 2023-05-04 | redacted
Low Income - Power to Save | HVAC Inspection | 0 | 0.17 | 0 | 268.73 | 1 |  | 2023-05-09 | redacted
Low Income - Power to Save | Low Flow Showerhead | 0 | 0.04 | 0.1 | 504.08 | 1 |  | 2023-05-09 | redacted
Low Income - Power to Save | LED Lights | 0 | 0 | 0 | 47.6 | 1 |  | 2023-05-09 | redacted
Low Income - Power to Save | HVAC Inspection | 0 | 0.17 | 0 | 268.73 | 1 |  | 2023-05-25 | redacted
Low Income - Power to Save | Low Flow Showerhead | 0 | 0.04 | 0.1 | 504.08 | 1 |  | 2023-05-25 | redacted
Low Income - Power to Save | LED Lights | 0 | 0 | 0 | 47.6 | 1 |  | 2023-05-25 | redacted
Low Income - Power to Save | HVAC Inspection | 0 | 0.17 | 0 | 268.73 | 1 |  | 2023-05-08 | redacted
Low Income - Power to Save | Low Flow Showerhead | 0 | 0.04 | 0.1 | 504.08 | 1 |  | 2023-05-08 | redacted
Low Income - Power to Save | LED Lights | 0 | 0 | 0 | 47.6 | 1 |  | 2023-05-08 | redacted
Low Income - Power to Save | HVAC Inspection | 0 | 0.17 | 0 | 268.73 | 1 |  | 2023-05-19 | redacted
Low Income - Power to Save | Low Flow Showerhead | 0 | 0.04 | 0.1 | 504.08 | 1 |  | 2023-05-19 | redacted
Low Income - Power to Save | LED Lights | 0 | 0 | 0 | 47.6 | 1 |  | 2023-05-19 | redacted
Low Income - Power to Save | HVAC Inspection | 0 | 0.17 | 0 | 268.73 | 1 |  | 2023-05-05 | redacted
Low Income - Power to Save | Low Flow Showerhead | 0 | 0.04 | 0.1 | 504.08 | 1 |  | 2023-05-05 | redacted
Low Income - Power to Save | LED Lights | 0 | 0 | 0 | 47.6 | 1 |  | 2023-05-05 | redacted
Low Income - Power to Save | HVAC Inspection | 0 | 0.17 | 0 | 268.73 | 1 |  | 2023-05-16 | redacted
Low Income - Power to Save | Low Flow Showerhead | 0 | 0.04 | 0.1 | 504.08 | 1 |  | 2023-05-16 | redacted
Low Income - Power to Save | LED Lights | 0 | 0 | 0 | 47.6 | 1 |  | 2023-05-16 | redacted
Low Income - Power to Save | HVAC Inspection | 0 | 0.17 | 0 | 268.73 | 1 |  | 2023-05-04 | redacted
Low Income - Power to Save | Low Flow Showerhead | 0 | 0.04 | 0.1 | 504.08 | 1 |  | 2023-05-04 | redacted
Low Income - Power to Save | LED Lights | 0 | 0 | 0 | 47.6 | 1 |  | 2023-05-04 | redacted
Low Income - Power to Save | HVAC Inspection | 0 | 0.17 | 0 | 268.73 | 1 |  | 2023-05-16 | redacted
Low Income - Power to Save | Low Flow Showerhead | 0 | 0.04 | 0.1 | 504.08 | 1 |  | 2023-05-16 | redacted
Low Income - Power to Save | LED Lights | 0 | 0 | 0 | 47.6 | 1 |  | 2023-05-16 | redacted
Low Income - Power to Save | HVAC Inspection | 0 | 0.17 | 0 | 268.73 | 1 |  | 2023-05-05 | redacted
Low Income - Power to Save | Low Flow Showerhead | 0 | 0.04 | 0.1 | 504.08 | 1 |  | 2023-05-05 | redacted
Low Income - Power to Save | LED Lights | 0 | 0 | 0 | 47.6 | 1 |  | 2023-05-05 | redacted
Low Income - Power to Save | HVAC Inspection | 0 | 0.17 | 0 | 268.73 | 1 |  | 2023-05-09 | redacted
Low Income - Power to Save | Low Flow Showerhead | 0 | 0.04 | 0.1 | 504.08 | 1 |  | 2023-05-09 | redacted
Low Income - Power to Save | LED Lights | 0 | 0 | 0 | 47.6 | 1 |  | 2023-05-09 | redacted
Low Income - Power to Save | HVAC Inspection | 0 | 0.17 | 0 | 268.73 | 1 |  | 2023-05-05 | redacted
Low Income - Power to Save | Faucet Aerators | 0 | 0 | 0.02 | 110.58 | 1 |  | 2023-05-05 | redacted
Low Income - Power to Save | Low Flow Showerhead | 0 | 0.04 | 0.1 | 504.08 | 1 |  | 2023-05-05 | redacted
Low Income - Power to Save | LED Lights | 0 | 0 | 0 | 47.6 | 1 |  | 2023-05-05 | redacted
Low Income - Power to Save | HVAC Inspection | 0 | 0.17 | 0 | 268.73 | 1 |  | 2023-05-05 | redacted
Low Income - Power to Save | Low Flow Showerhead | 0 | 0.04 | 0.1 | 504.08 | 1 |  | 2023-05-05 | redacted
Low Income - Power to Save | LED Lights | 0 | 0 | 0 | 47.6 | 1 |  | 2023-05-05 | redacted
Low Income - Power to Save | HVAC Inspection | 0 | 0.17 | 0 | 268.73 | 1 |  | 2023-05-04 | redacted
Low Income - Power to Save | LED Lights | 0 | 0 | 0 | 47.6 | 1 |  | 2023-05-04 | redacted
Low Income - Power to Save | HVAC Inspection | 0 | 0.17 | 0 | 268.73 | 1 |  | 2023-05-04 | redacted
Low Income - Power to Save | Low Flow Showerhead | 0 | 0.04 | 0.1 | 504.08 | 1 |  | 2023-05-04 | redacted
Low Income - Power to Save | HVAC Inspection | 0 | 0.17 | 0 | 268.73 | 1 |  | 2023-05-12 | redacted
Low Income - Power to Save | Faucet Aerators | 0 | 0 | 0.02 | 110.58 | 1 |  | 2023-05-12 | redacted
Low Income - Power to Save | Low Flow Showerhead | 0 | 0.04 | 0.1 | 504.08 | 1 |  | 2023-05-12 | redacted
Low Income - Power to Save | LED Lights | 0 | 0 | 0 | 47.6 | 1 |  | 2023-05-12 | redacted
Low Income - Power to Save | HVAC Inspection | 0 | 0.17 | 0 | 268.73 | 1 |  | 2023-05-16 | redacted
Low Income - Power to Save | Faucet Aerators | 0 | 0 | 0.02 | 110.58 | 1 |  | 2023-05-16 | redacted
Low Income - Power to Save | Low Flow Showerhead | 0 | 0.04 | 0.1 | 504.08 | 1 |  | 2023-05-16 | redacted
Low Income - Power to Save | LED Lights | 0 | 0 | 0 | 47.6 | 1 |  | 2023-05-16 | redacted
Low Income - Power to Save | HVAC Inspection | 0 | 0.17 | 0 | 268.73 | 1 |  | 2023-05-25 | redacted
Low Income - Power to Save | Low Flow Showerhead | 0 | 0.04 | 0.1 | 504.08 | 1 |  | 2023-05-25 | redacted
Low Income - Power to Save | LED Lights | 0 | 0 | 0 | 47.6 | 1 |  | 2023-05-25 | redacted
Low Income - Power to Save | HVAC Inspection | 0 | 0.17 | 0 | 268.73 | 1 |  | 2023-05-04 | redacted
Low Income - Power to Save | Faucet Aerators | 0 | 0 | 0.02 | 110.58 | 1 |  | 2023-05-04 | redacted
Low Income - Power to Save | Low Flow Showerhead | 0 | 0.04 | 0.1 | 504.08 | 1 |  | 2023-05-04 | redacted
Low Income - Power to Save | LED Lights | 0 | 0 | 0 | 47.6 | 1 |  | 2023-05-04 | redacted
Low Income - Power to Save | HVAC Inspection | 0 | 0.17 | 0 | 268.73 | 1 |  | 2023-05-30 | redacted
Low Income - Power to Save | Low Flow Showerhead | 0 | 0.04 | 0.1 | 504.08 | 1 |  | 2023-05-30 | redacted
Low Income - Power to Save | LED Lights | 0 | 0 | 0 | 47.6 | 1 |  | 2023-05-30 | redacted
Low Income - Power to Save | HVAC Inspection | 0 | 0.17 | 0 | 268.73 | 1 |  | 2023-05-08 | redacted
Low Income - Power to Save | Low Flow Showerhead | 0 | 0.04 | 0.1 | 504.08 | 1 |  | 2023-05-08 | redacted
Low Income - Power to Save | LED Lights | 0 | 0 | 0 | 47.6 | 1 |  | 2023-05-08 | redacted
Low Income - Power to Save | HVAC Inspection | 0 | 0.17 | 0 | 268.73 | 1 |  | 2023-05-18 | redacted
Low Income - Power to Save | Low Flow Showerhead | 0 | 0.04 | 0.1 | 504.08 | 1 |  | 2023-05-18 | redacted
Low Income - Power to Save | LED Lights | 0 | 0 | 0 | 47.6 | 1 |  | 2023-05-18 | redacted
Low Income - Power to Save | HVAC Inspection | 0 | 0.17 | 0 | 268.73 | 1 |  | 2023-05-22 | redacted
Low Income - Power to Save | Faucet Aerators | 0 | 0 | 0.02 | 110.58 | 1 |  | 2023-05-22 | redacted
Low Income - Power to Save | Low Flow Showerhead | 0 | 0.04 | 0.1 | 504.08 | 1 |  | 2023-05-22 | redacted
Low Income - Power to Save | LED Lights | 0 | 0 | 0 | 47.6 | 1 |  | 2023-05-22 | redacted
Low Income - Power to Save | HVAC Inspection | 0 | 0.17 | 0 | 268.73 | 1 |  | 2023-05-15 | redacted
Low Income - Power to Save | Low Flow Showerhead | 0 | 0.04 | 0.1 | 504.08 | 1 |  | 2023-05-15 | redacted
Low Income - Power to Save | LED Lights | 0 | 0 | 0 | 47.6 | 1 |  | 2023-05-15 | redacted
Low Income - Power to Save | HVAC Inspection | 0 | 0.17 | 0 | 268.73 | 1 |  | 2023-05-08 | redacted
Low Income - Power to Save | Low Flow Showerhead | 0 | 0.04 | 0.1 | 504.08 | 1 |  | 2023-05-08 | redacted
Low Income - Power to Save | LED Lights | 0 | 0 | 0 | 47.6 | 1 |  | 2023-05-08 | redacted
Low Income - Power to Save | HVAC Inspection | 0 | 0.17 | 0 | 268.73 | 1 |  | 2023-05-19 | redacted
Low Income - Power to Save | Low Flow Showerhead | 0 | 0.04 | 0.1 | 504.08 | 1 |  | 2023-05-19 | redacted
Low Income - Power to Save | LED Lights | 0 | 0 | 0 | 47.6 | 1 |  | 2023-05-19 | redacted
Low Income - Power to Save | HVAC Inspection | 0 | 0.17 | 0 | 268.73 | 1 |  | 2023-05-04 | redacted
Low Income - Power to Save | Low Flow Showerhead | 0 | 0.04 | 0.1 | 504.08 | 1 |  | 2023-05-04 | redacted
Low Income - Power to Save | LED Lights | 0 | 0 | 0 | 47.6 | 1 |  | 2023-05-04 | redacted
Low Income - Power to Save | HVAC Inspection | 0 | 0.17 | 0 | 268.73 | 1 |  | 2023-05-19 | redacted
Low Income - Power to Save | Low Flow Showerhead | 0 | 0.04 | 0.1 | 504.08 | 1 |  | 2023-05-19 | redacted
Low Income - Power to Save | LED Lights | 0 | 0 | 0 | 47.6 | 1 |  | 2023-05-19 | redacted
Low Income - Power to Save | HVAC Inspection | 0 | 0.17 | 0 | 268.73 | 1 |  | 2023-05-04 | redacted
Low Income - Power to Save | Low Flow Showerhead | 0 | 0.04 | 0.1 | 504.08 | 1 |  | 2023-05-04 | redacted
Low Income - Power to Save | LED Lights | 0 | 0 | 0 | 47.6 | 1 |  | 2023-05-04 | redacted
Low Income - Power to Save | HVAC Inspection | 0 | 0.17 | 0 | 268.73 | 1 |  | 2023-05-04 | redacted
Low Income - Power to Save | Low Flow Showerhead | 0 | 0.04 | 0.1 | 504.08 | 1 |  | 2023-05-04 | redacted
Low Income - Power to Save | LED Lights | 0 | 0 | 0 | 47.6 | 1 |  | 2023-05-04 | redacted
Low Income - Power to Save | HVAC Inspection | 0 | 0.17 | 0 | 268.73 | 1 |  | 2023-05-19 | redacted
Low Income - Power to Save | Low Flow Showerhead | 0 | 0.04 | 0.1 | 504.08 | 1 |  | 2023-05-19 | redacted
Low Income - Power to Save | LED Lights | 0 | 0 | 0 | 47.6 | 1 |  | 2023-05-19 | redacted
Low Income - Power to Save | HVAC Inspection | 0 | 0.17 | 0 | 268.73 | 1 |  | 2023-05-12 | redacted
Low Income - Power to Save | Low Flow Showerhead | 0 | 0.04 | 0.1 | 504.08 | 1 |  | 2023-05-12 | redacted
Low Income - Power to Save | LED Lights | 0 | 0 | 0 | 47.6 | 1 |  | 2023-05-12 | redacted
Low Income - Power to Save | HVAC Inspection | 0 | 0.17 | 0 | 268.73 | 1 |  | 2023-05-12 | redacted
Low Income - Power to Save | Low Flow Showerhead | 0 | 0.04 | 0.1 | 504.08 | 1 |  | 2023-05-12 | redacted
Low Income - Power to Save | LED Lights | 0 | 0 | 0 | 47.6 | 1 |  | 2023-05-12 | redacted
Low Income - Power to Save | HVAC Inspection | 0 | 0.17 | 0 | 268.73 | 1 |  | 2023-05-08 | redacted
Low Income - Power to Save | Faucet Aerators | 0 | 0 | 0.02 | 110.58 | 1 |  | 2023-05-08 | redacted
Low Income - Power to Save | Low Flow Showerhead | 0 | 0.04 | 0.1 | 504.08 | 1 |  | 2023-05-08 | redacted
Low Income - Power to Save | LED Lights | 0 | 0 | 0 | 47.6 | 1 |  | 2023-05-08 | redacted
Low Income - Power to Save | HVAC Inspection | 0 | 0.17 | 0 | 268.73 | 1 |  | 2023-05-18 | redacted
Low Income - Power to Save | Faucet Aerators | 0 | 0 | 0.02 | 110.58 | 1 |  | 2023-05-18 | redacted
Low Income - Power to Save | Low Flow Showerhead | 0 | 0.04 | 0.1 | 504.08 | 1 |  | 2023-05-18 | redacted
Low Income - Power to Save | LED Lights | 0 | 0 | 0 | 47.6 | 1 |  | 2023-05-18 | redacted
Low Income - Power to Save | HVAC Inspection | 0 | 0.17 | 0 | 268.73 | 1 |  | 2023-05-04 | redacted
Low Income - Power to Save | Low Flow Showerhead | 0 | 0.04 | 0.1 | 504.08 | 1 |  | 2023-05-04 | redacted
Low Income - Power to Save | LED Lights | 0 | 0 | 0 | 47.6 | 1 |  | 2023-05-04 | redacted
Low Income - Power to Save | HVAC Inspection | 0 | 0.17 | 0 | 268.73 | 1 |  | 2023-05-30 | redacted
Low Income - Power to Save | Low Flow Showerhead | 0 | 0.04 | 0.1 | 504.08 | 1 |  | 2023-05-30 | redacted
Low Income - Power to Save | LED Lights | 0 | 0 | 0 | 47.6 | 1 |  | 2023-05-30 | redacted
Low Income - Power to Save | HVAC Inspection | 0 | 0.17 | 0 | 268.73 | 1 |  | 2023-05-30 | redacted
Low Income - Power to Save | Low Flow Showerhead | 0 | 0.04 | 0.1 | 504.08 | 1 |  | 2023-05-30 | redacted
Low Income - Power to Save | LED Lights | 0 | 0 | 0 | 47.6 | 1 |  | 2023-05-30 | redacted
Low Income - Power to Save | HVAC Inspection | 0 | 0.17 | 0 | 268.73 | 1 |  | 2023-05-04 | redacted
Low Income - Power to Save | Low Flow Showerhead | 0 | 0.04 | 0.1 | 504.08 | 1 |  | 2023-05-04 | redacted
Low Income - Power to Save | LED Lights | 0 | 0 | 0 | 47.6 | 1 |  | 2023-05-04 | redacted
Low Income - Power to Save | HVAC Inspection | 0 | 0.17 | 0 | 268.73 | 1 |  | 2023-05-22 | redacted
Low Income - Power to Save | Faucet Aerators | 0 | 0 | 0.02 | 110.58 | 1 |  | 2023-05-22 | redacted
Low Income - Power to Save | Low Flow Showerhead | 0 | 0.04 | 0.1 | 504.08 | 1 |  | 2023-05-22 | redacted
Low Income - Power to Save | LED Lights | 0 | 0 | 0 | 47.6 | 1 |  | 2023-05-22 | redacted
Low Income - Power to Save | HVAC Inspection | 0 | 0.17 | 0 | 268.73 | 1 |  | 2023-05-08 | redacted
Low Income - Power to Save | Low Flow Showerhead | 0 | 0.04 | 0.1 | 504.08 | 1 |  | 2023-05-08 | redacted
Low Income - Power to Save | LED Lights | 0 | 0 | 0 | 47.6 | 1 |  | 2023-05-08 | redacted
Low Income - Power to Save | HVAC Inspection | 0 | 0.17 | 0 | 268.73 | 1 |  | 2023-05-16 | redacted
Low Income - Power to Save | Low Flow Showerhead | 0 | 0.04 | 0.1 | 504.08 | 1 |  | 2023-05-16 | redacted
Low Income - Power to Save | LED Lights | 0 | 0 | 0 | 47.6 | 1 |  | 2023-05-16 | redacted
Low Income - Power to Save | HVAC Inspection | 0 | 0.17 | 0 | 268.73 | 1 |  | 2023-05-22 | redacted
Low Income - Power to Save | Low Flow Showerhead | 0 | 0.04 | 0.1 | 504.08 | 1 |  | 2023-05-22 | redacted
Low Income - Power to Save | LED Lights | 0 | 0 | 0 | 47.6 | 1 |  | 2023-05-22 | redacted
Low Income - Power to Save | HVAC Inspection | 0 | 0.17 | 0 | 268.73 | 1 |  | 2023-05-05 | redacted
Low Income - Power to Save | Low Flow Showerhead | 0 | 0.04 | 0.1 | 504.08 | 1 |  | 2023-05-05 | redacted
Low Income - Power to Save | LED Lights | 0 | 0 | 0 | 47.6 | 1 |  | 2023-05-05 | redacted
Low Income - Power to Save | HVAC Inspection | 0 | 0.17 | 0 | 268.73 | 1 |  | 2023-05-08 | redacted
Low Income - Power to Save | Low Flow Showerhead | 0 | 0.04 | 0.1 | 504.08 | 1 |  | 2023-05-08 | redacted
Low Income - Power to Save | LED Lights | 0 | 0 | 0 | 47.6 | 1 |  | 2023-05-08 | redacted
Low Income - Power to Save | HVAC Inspection | 0 | 0.17 | 0 | 268.73 | 1 |  | 2023-05-18 | redacted
Low Income - Power to Save | Low Flow Showerhead | 0 | 0.04 | 0.1 | 504.08 | 1 |  | 2023-05-18 | redacted
Low Income - Power to Save | LED Lights | 0 | 0 | 0 | 47.6 | 1 |  | 2023-05-18 | redacted
Low Income - Power to Save | HVAC Inspection | 0 | 0.17 | 0 | 268.73 | 1 |  | 2023-05-12 | redacted
Low Income - Power to Save | Faucet Aerators | 0 | 0 | 0.02 | 110.58 | 1 |  | 2023-05-12 | redacted
Low Income - Power to Save | Low Flow Showerhead | 0 | 0.04 | 0.1 | 504.08 | 1 |  | 2023-05-12 | redacted
Low Income - Power to Save | LED Lights | 0 | 0 | 0 | 47.6 | 1 |  | 2023-05-12 | redacted
Low Income - Power to Save | HVAC Inspection | 0 | 0.17 | 0 | 268.73 | 1 |  | 2023-05-04 | redacted
Low Income - Power to Save | Low Flow Showerhead | 0 | 0.04 | 0.1 | 504.08 | 1 |  | 2023-05-04 | redacted
Low Income - Power to Save | LED Lights | 0 | 0 | 0 | 47.6 | 1 |  | 2023-05-04 | redacted
Low Income - Power to Save | HVAC Inspection | 0 | 0.17 | 0 | 268.73 | 1 |  | 2023-05-18 | redacted
Low Income - Power to Save | Low Flow Showerhead | 0 | 0.04 | 0.1 | 504.08 | 1 |  | 2023-05-18 | redacted
Low Income - Power to Save | LED Lights | 0 | 0 | 0 | 47.6 | 1 |  | 2023-05-18 | redacted
Low Income - Power to Save | HVAC Inspection | 0 | 0.17 | 0 | 268.73 | 1 |  | 2023-04-12 | redacted
Low Income - Power to Save | Faucet Aerators | 0 | 0 | 0.02 | 110.58 | 1 |  | 2023-04-12 | redacted
Low Income - Power to Save | Low Flow Showerhead | 0 | 0.04 | 0.1 | 504.08 | 1 |  | 2023-04-12 | redacted
Low Income - Power to Save | LED Lights | 0 | 0 | 0 | 47.6 | 1 |  | 2023-04-12 | redacted
Low Income - Power to Save | HVAC Inspection | 0 | 0.17 | 0 | 268.73 | 1 |  | 2023-04-10 | redacted
Low Income - Power to Save | Low Flow Showerhead | 0 | 0.04 | 0.1 | 504.08 | 1 |  | 2023-04-10 | redacted
Low Income - Power to Save | LED Lights | 0 | 0 | 0 | 47.6 | 1 |  | 2023-04-10 | redacted
Low Income - Power to Save | HVAC Inspection | 0 | 0.17 | 0 | 268.73 | 1 |  | 2023-04-03 | redacted
Low Income - Power to Save | Faucet Aerators | 0 | 0 | 0.02 | 110.58 | 1 |  | 2023-04-03 | redacted
Low Income - Power to Save | Low Flow Showerhead | 0 | 0.04 | 0.1 | 504.08 | 1 |  | 2023-04-03 | redacted
Low Income - Power to Save | LED Lights | 0 | 0 | 0 | 47.6 | 1 |  | 2023-04-03 | redacted
Low Income - Power to Save | HVAC Inspection | 0 | 0.17 | 0 | 268.73 | 1 |  | 2023-04-03 | redacted
Low Income - Power to Save | Low Flow Showerhead | 0 | 0.04 | 0.1 | 504.08 | 1 |  | 2023-04-03 | redacted
Low Income - Power to Save | LED Lights | 0 | 0 | 0 | 47.6 | 1 |  | 2023-04-03 | redacted
Low Income - Power to Save | HVAC Inspection | 0 | 0.17 | 0 | 268.73 | 1 |  | 2023-04-06 | redacted
Low Income - Power to Save | Low Flow Showerhead | 0 | 0.04 | 0.1 | 504.08 | 1 |  | 2023-04-06 | redacted
Low Income - Power to Save | LED Lights | 0 | 0 | 0 | 47.6 | 1 |  | 2023-04-06 | redacted
Low Income - Power to Save | HVAC Inspection | 0 | 0.17 | 0 | 268.73 | 1 |  | 2023-04-12 | redacted
Low Income - Power to Save | Faucet Aerators | 0 | 0 | 0.02 | 110.58 | 1 |  | 2023-04-12 | redacted
Low Income - Power to Save | Low Flow Showerhead | 0 | 0.04 | 0.1 | 504.08 | 1 |  | 2023-04-12 | redacted
Low Income - Power to Save | LED Lights | 0 | 0 | 0 | 47.6 | 1 |  | 2023-04-12 | redacted
Low Income - Power to Save | HVAC Inspection | 0 | 0.17 | 0 | 268.73 | 1 |  | 2023-04-03 | redacted
Low Income - Power to Save | Faucet Aerators | 0 | 0 | 0.02 | 110.58 | 1 |  | 2023-04-03 | redacted
Low Income - Power to Save | Low Flow Showerhead | 0 | 0.04 | 0.1 | 504.08 | 1 |  | 2023-04-03 | redacted
Low Income - Power to Save | LED Lights | 0 | 0 | 0 | 47.6 | 1 |  | 2023-04-03 | redacted
Low Income - Power to Save | HVAC Inspection | 0 | 0.17 | 0 | 268.73 | 1 |  | 2023-04-06 | redacted
Low Income - Power to Save | Low Flow Showerhead | 0 | 0.04 | 0.1 | 504.08 | 1 |  | 2023-04-06 | redacted
Low Income - Power to Save | LED Lights | 0 | 0 | 0 | 47.6 | 1 |  | 2023-04-06 | redacted
Low Income - Power to Save | HVAC Inspection | 0 | 0.17 | 0 | 268.73 | 1 |  | 2023-04-12 | redacted
Low Income - Power to Save | Faucet Aerators | 0 | 0 | 0.02 | 110.58 | 1 |  | 2023-04-12 | redacted
Low Income - Power to Save | Low Flow Showerhead | 0 | 0.04 | 0.1 | 504.08 | 1 |  | 2023-04-12 | redacted
Low Income - Power to Save | LED Lights | 0 | 0 | 0 | 47.6 | 1 |  | 2023-04-12 | redacted
Low Income - Power to Save | HVAC Inspection | 0 | 0.17 | 0 | 268.73 | 1 |  | 2023-04-25 | redacted
Low Income - Power to Save | Faucet Aerators | 0 | 0 | 0.02 | 110.58 | 1 |  | 2023-04-25 | redacted
Low Income - Power to Save | Low Flow Showerhead | 0 | 0.04 | 0.1 | 504.08 | 1 |  | 2023-04-25 | redacted
Low Income - Power to Save | LED Lights | 0 | 0 | 0 | 47.6 | 1 |  | 2023-04-25 | redacted
Low Income - Power to Save | HVAC Inspection | 0 | 0.17 | 0 | 268.73 | 1 |  | 2023-04-05 | redacted
Low Income - Power to Save | Low Flow Showerhead | 0 | 0.04 | 0.1 | 504.08 | 1 |  | 2023-04-05 | redacted
Low Income - Power to Save | LED Lights | 0 | 0 | 0 | 47.6 | 1 |  | 2023-04-05 | redacted
Low Income - Power to Save | HVAC Inspection | 0 | 0.17 | 0 | 268.73 | 1 |  | 2023-04-03 | redacted
Low Income - Power to Save | Low Flow Showerhead | 0 | 0.04 | 0.1 | 504.08 | 1 |  | 2023-04-03 | redacted
Low Income - Power to Save | LED Lights | 0 | 0 | 0 | 47.6 | 1 |  | 2023-04-03 | redacted
Low Income - Power to Save | HVAC Inspection | 0 | 0.17 | 0 | 268.73 | 1 |  | 2023-04-03 | redacted
Low Income - Power to Save | Faucet Aerators | 0 | 0 | 0.02 | 110.58 | 1 |  | 2023-04-03 | redacted
Low Income - Power to Save | Low Flow Showerhead | 0 | 0.04 | 0.1 | 504.08 | 1 |  | 2023-04-03 | redacted
Low Income - Power to Save | LED Lights | 0 | 0 | 0 | 47.6 | 1 |  | 2023-04-03 | redacted
Low Income - Power to Save | HVAC Inspection | 0 | 0.17 | 0 | 268.73 | 1 |  | 2023-04-03 | redacted
Low Income - Power to Save | LED Lights | 0 | 0 | 0 | 47.6 | 1 |  | 2023-04-03 | redacted
Low Income - Power to Save | HVAC Inspection | 0 | 0.17 | 0 | 268.73 | 1 |  | 2023-04-03 | redacted
Low Income - Power to Save | Faucet Aerators | 0 | 0 | 0.02 | 110.58 | 1 |  | 2023-04-03 | redacted
Low Income - Power to Save | Low Flow Showerhead | 0 | 0.04 | 0.1 | 504.08 | 1 |  | 2023-04-03 | redacted
Low Income - Power to Save | LED Lights | 0 | 0 | 0 | 47.6 | 1 |  | 2023-04-03 | redacted
Low Income - Power to Save | HVAC Inspection | 0 | 0.17 | 0 | 268.73 | 1 |  | 2023-04-03 | redacted
Low Income - Power to Save | Faucet Aerators | 0 | 0 | 0.02 | 110.58 | 1 |  | 2023-04-03 | redacted
Low Income - Power to Save | Low Flow Showerhead | 0 | 0.04 | 0.1 | 504.08 | 1 |  | 2023-04-03 | redacted
Low Income - Power to Save | LED Lights | 0 | 0 | 0 | 47.6 | 1 |  | 2023-04-03 | redacted
Low Income - Power to Save | HVAC Inspection | 0 | 0.17 | 0 | 268.73 | 1 |  | 2023-04-06 | redacted
Low Income - Power to Save | Faucet Aerators | 0 | 0 | 0.02 | 110.58 | 1 |  | 2023-04-06 | redacted
Low Income - Power to Save | Low Flow Showerhead | 0 | 0.04 | 0.1 | 504.08 | 1 |  | 2023-04-06 | redacted
Low Income - Power to Save | LED Lights | 0 | 0 | 0 | 47.6 | 1 |  | 2023-04-06 | redacted
Low Income - Power to Save | HVAC Inspection | 0 | 0.17 | 0 | 268.73 | 1 |  | 2023-04-03 | redacted
Low Income - Power to Save | Faucet Aerators | 0 | 0 | 0.02 | 110.58 | 1 |  | 2023-04-03 | redacted
Low Income - Power to Save | Low Flow Showerhead | 0 | 0.04 | 0.1 | 504.08 | 1 |  | 2023-04-03 | redacted
Low Income - Power to Save | LED Lights | 0 | 0 | 0 | 47.6 | 1 |  | 2023-04-03 | redacted
Low Income - Power to Save | HVAC Inspection | 0 | 0.17 | 0 | 268.73 | 1 |  | 2023-04-06 | redacted
Low Income - Power to Save | Faucet Aerators | 0 | 0 | 0.02 | 110.58 | 1 |  | 2023-04-06 | redacted
Low Income - Power to Save | Low Flow Showerhead | 0 | 0.04 | 0.1 | 504.08 | 1 |  | 2023-04-06 | redacted
Low Income - Power to Save | LED Lights | 0 | 0 | 0 | 47.6 | 1 |  | 2023-04-06 | redacted
Low Income - Power to Save | HVAC Inspection | 0 | 0.17 | 0 | 268.73 | 1 |  | 2023-04-05 | redacted
Low Income - Power to Save | Faucet Aerators | 0 | 0 | 0.02 | 110.58 | 1 |  | 2023-04-05 | redacted
Low Income - Power to Save | Low Flow Showerhead | 0 | 0.04 | 0.1 | 504.08 | 1 |  | 2023-04-05 | redacted
Low Income - Power to Save | LED Lights | 0 | 0 | 0 | 47.6 | 1 |  | 2023-04-05 | redacted
Low Income - Power to Save | HVAC Inspection | 0 | 0.17 | 0 | 268.73 | 1 |  | 2023-04-03 | redacted
Low Income - Power to Save | Faucet Aerators | 0 | 0 | 0.02 | 110.58 | 1 |  | 2023-04-03 | redacted
Low Income - Power to Save | Low Flow Showerhead | 0 | 0.04 | 0.1 | 504.08 | 1 |  | 2023-04-03 | redacted
Low Income - Power to Save | LED Lights | 0 | 0 | 0 | 47.6 | 1 |  | 2023-04-03 | redacted
Low Income - Power to Save | HVAC Inspection | 0 | 0.17 | 0 | 268.73 | 1 |  | 2023-04-03 | redacted
Low Income - Power to Save | LED Lights | 0 | 0 | 0 | 47.6 | 1 |  | 2023-04-03 | redacted
Low Income - Power to Save | HVAC Inspection | 0 | 0.17 | 0 | 268.73 | 1 |  | 2023-04-03 | redacted
Low Income - Power to Save | Low Flow Showerhead | 0 | 0.04 | 0.1 | 504.08 | 1 |  | 2023-04-03 | redacted
Low Income - Power to Save | LED Lights | 0 | 0 | 0 | 47.6 | 1 |  | 2023-04-03 | redacted
Low Income - Power to Save | HVAC Inspection | 0 | 0.17 | 0 | 268.73 | 1 |  | 2023-04-06 | redacted
Low Income - Power to Save | Faucet Aerators | 0 | 0 | 0.02 | 110.58 | 1 |  | 2023-04-06 | redacted
Low Income - Power to Save | Low Flow Showerhead | 0 | 0.04 | 0.1 | 504.08 | 1 |  | 2023-04-06 | redacted
Low Income - Power to Save | LED Lights | 0 | 0 | 0 | 47.6 | 1 |  | 2023-04-06 | redacted
Low Income - Power to Save | HVAC Inspection | 0 | 0.17 | 0 | 268.73 | 1 |  | 2023-04-03 | redacted
Low Income - Power to Save | Faucet Aerators | 0 | 0 | 0.02 | 110.58 | 1 |  | 2023-04-03 | redacted
Low Income - Power to Save | Low Flow Showerhead | 0 | 0.04 | 0.1 | 504.08 | 1 |  | 2023-04-03 | redacted
Low Income - Power to Save | LED Lights | 0 | 0 | 0 | 47.6 | 1 |  | 2023-04-03 | redacted
Low Income - Power to Save | HVAC Inspection | 0 | 0.17 | 0 | 268.73 | 1 |  | 2023-04-04 | redacted
Low Income - Power to Save | Faucet Aerators | 0 | 0 | 0.02 | 110.58 | 1 |  | 2023-04-04 | redacted
Low Income - Power to Save | Low Flow Showerhead | 0 | 0.04 | 0.1 | 504.08 | 1 |  | 2023-04-04 | redacted
Low Income - Power to Save | LED Lights | 0 | 0 | 0 | 47.6 | 1 |  | 2023-04-04 | redacted
Low Income - Power to Save | HVAC Inspection | 0 | 0.17 | 0 | 268.73 | 1 |  | 2023-04-03 | redacted
Low Income - Power to Save | Faucet Aerators | 0 | 0 | 0.02 | 110.58 | 1 |  | 2023-04-03 | redacted
Low Income - Power to Save | Low Flow Showerhead | 0 | 0.04 | 0.1 | 504.08 | 1 |  | 2023-04-03 | redacted
Low Income - Power to Save | LED Lights | 0 | 0 | 0 | 47.6 | 1 |  | 2023-04-03 | redacted
Low Income - Power to Save | HVAC Inspection | 0 | 0.17 | 0 | 268.73 | 1 |  | 2023-04-06 | redacted
Low Income - Power to Save | Faucet Aerators | 0 | 0 | 0.02 | 110.58 | 1 |  | 2023-04-06 | redacted
Low Income - Power to Save | Low Flow Showerhead | 0 | 0.04 | 0.1 | 504.08 | 1 |  | 2023-04-06 | redacted
Low Income - Power to Save | LED Lights | 0 | 0 | 0 | 47.6 | 1 |  | 2023-04-06 | redacted
Low Income - Power to Save | HVAC Inspection | 0 | 0.17 | 0 | 268.73 | 1 |  | 2023-04-12 | redacted
Low Income - Power to Save | Faucet Aerators | 0 | 0 | 0.02 | 110.58 | 1 |  | 2023-04-12 | redacted
Low Income - Power to Save | Low Flow Showerhead | 0 | 0.04 | 0.1 | 504.08 | 1 |  | 2023-04-12 | redacted
Low Income - Power to Save | LED Lights | 0 | 0 | 0 | 47.6 | 1 |  | 2023-04-12 | redacted
Low Income - Power to Save | HVAC Inspection | 0 | 0.17 | 0 | 268.73 | 1 |  | 2023-04-03 | redacted
Low Income - Power to Save | Faucet Aerators | 0 | 0 | 0.02 | 110.58 | 1 |  | 2023-04-03 | redacted
Low Income - Power to Save | Low Flow Showerhead | 0 | 0.04 | 0.1 | 504.08 | 1 |  | 2023-04-03 | redacted
Low Income - Power to Save | LED Lights | 0 | 0 | 0 | 47.6 | 1 |  | 2023-04-03 | redacted
Low Income - Power to Save | HVAC Inspection | 0 | 0.17 | 0 | 268.73 | 1 |  | 2023-04-05 | redacted
Low Income - Power to Save | Low Flow Showerhead | 0 | 0.04 | 0.1 | 504.08 | 1 |  | 2023-04-05 | redacted
Low Income - Power to Save | LED Lights | 0 | 0 | 0 | 47.6 | 1 |  | 2023-04-05 | redacted
Low Income - Power to Save | HVAC Inspection | 0 | 0.17 | 0 | 268.73 | 1 |  | 2023-04-07 | redacted
Low Income - Power to Save | Faucet Aerators | 0 | 0 | 0.02 | 110.58 | 1 |  | 2023-04-07 | redacted
Low Income - Power to Save | Low Flow Showerhead | 0 | 0.04 | 0.1 | 504.08 | 1 |  | 2023-04-07 | redacted
Low Income - Power to Save | LED Lights | 0 | 0 | 0 | 47.6 | 1 |  | 2023-04-07 | redacted
Low Income - Power to Save | HVAC Inspection | 0 | 0.17 | 0 | 268.73 | 1 |  | 2023-04-12 | redacted
Low Income - Power to Save | LED Lights | 0 | 0 | 0 | 47.6 | 1 |  | 2023-04-12 | redacted
Low Income - Power to Save | HVAC Inspection | 0 | 0.17 | 0 | 268.73 | 1 |  | 2023-04-05 | redacted
Low Income - Power to Save | Faucet Aerators | 0 | 0 | 0.02 | 110.58 | 1 |  | 2023-04-05 | redacted
Low Income - Power to Save | LED Lights | 0 | 0 | 0 | 47.6 | 1 |  | 2023-04-05 | redacted
Low Income - Power to Save | HVAC Inspection | 0 | 0.17 | 0 | 268.73 | 1 |  | 2023-04-11 | redacted
Low Income - Power to Save | Faucet Aerators | 0 | 0 | 0.02 | 110.58 | 1 |  | 2023-04-11 | redacted
Low Income - Power to Save | Low Flow Showerhead | 0 | 0.04 | 0.1 | 504.08 | 1 |  | 2023-04-11 | redacted
Low Income - Power to Save | LED Lights | 0 | 0 | 0 | 47.6 | 1 |  | 2023-04-11 | redacted
Low Income - Power to Save | HVAC Inspection | 0 | 0.17 | 0 | 268.73 | 1 |  | 2023-04-05 | redacted
Low Income - Power to Save | Low Flow Showerhead | 0 | 0.04 | 0.1 | 504.08 | 1 |  | 2023-04-05 | redacted
Low Income - Power to Save | LED Lights | 0 | 0 | 0 | 47.6 | 1 |  | 2023-04-05 | redacted
Low Income - Power to Save | HVAC Inspection | 0 | 0.17 | 0 | 268.73 | 1 |  | 2023-04-06 | redacted
Low Income - Power to Save | Faucet Aerators | 0 | 0 | 0.02 | 110.58 | 1 |  | 2023-04-06 | redacted
Low Income - Power to Save | Low Flow Showerhead | 0 | 0.04 | 0.1 | 504.08 | 1 |  | 2023-04-06 | redacted
Low Income - Power to Save | LED Lights | 0 | 0 | 0 | 47.6 | 1 |  | 2023-04-06 | redacted
Low Income - Power to Save | HVAC Inspection | 0 | 0.17 | 0 | 268.73 | 1 |  | 2023-04-11 | redacted
Low Income - Power to Save | Low Flow Showerhead | 0 | 0.04 | 0.1 | 504.08 | 1 |  | 2023-04-11 | redacted
Low Income - Power to Save | LED Lights | 0 | 0 | 0 | 47.6 | 1 |  | 2023-04-11 | redacted
Low Income - Power to Save | HVAC Inspection | 0 | 0.17 | 0 | 268.73 | 1 |  | 2023-04-11 | redacted
Low Income - Power to Save | Faucet Aerators | 0 | 0 | 0.02 | 110.58 | 1 |  | 2023-04-11 | redacted
Low Income - Power to Save | Low Flow Showerhead | 0 | 0.04 | 0.1 | 504.08 | 1 |  | 2023-04-11 | redacted
Low Income - Power to Save | LED Lights | 0 | 0 | 0 | 47.6 | 1 |  | 2023-04-11 | redacted
Low Income - Power to Save | HVAC Inspection | 0 | 0.17 | 0 | 268.73 | 1 |  | 2023-04-03 | redacted
Low Income - Power to Save | Faucet Aerators | 0 | 0 | 0.02 | 110.58 | 1 |  | 2023-04-03 | redacted
Low Income - Power to Save | Low Flow Showerhead | 0 | 0.04 | 0.1 | 504.08 | 1 |  | 2023-04-03 | redacted
Low Income - Power to Save | LED Lights | 0 | 0 | 0 | 47.6 | 1 |  | 2023-04-03 | redacted
Low Income - Power to Save | HVAC Inspection | 0 | 0.17 | 0 | 268.73 | 1 |  | 2023-04-05 | redacted
Low Income - Power to Save | Faucet Aerators | 0 | 0 | 0.02 | 110.58 | 1 |  | 2023-04-05 | redacted
Low Income - Power to Save | Low Flow Showerhead | 0 | 0.04 | 0.1 | 504.08 | 1 |  | 2023-04-05 | redacted
Low Income - Power to Save | LED Lights | 0 | 0 | 0 | 47.6 | 1 |  | 2023-04-05 | redacted
Low Income - Power to Save | HVAC Inspection | 0 | 0.17 | 0 | 268.73 | 1 |  | 2023-04-12 | redacted
Low Income - Power to Save | Faucet Aerators | 0 | 0 | 0.02 | 110.58 | 1 |  | 2023-04-12 | redacted
Low Income - Power to Save | Low Flow Showerhead | 0 | 0.04 | 0.1 | 504.08 | 1 |  | 2023-04-12 | redacted
Low Income - Power to Save | LED Lights | 0 | 0 | 0 | 47.6 | 1 |  | 2023-04-12 | redacted
Low Income - Power to Save | HVAC Inspection | 0 | 0.17 | 0 | 268.73 | 1 |  | 2023-04-05 | redacted
Low Income - Power to Save | Low Flow Showerhead | 0 | 0.04 | 0.1 | 504.08 | 1 |  | 2023-04-05 | redacted
Low Income - Power to Save | LED Lights | 0 | 0 | 0 | 47.6 | 1 |  | 2023-04-05 | redacted
Low Income - Power to Save | HVAC Inspection | 0 | 0.17 | 0 | 268.73 | 1 |  | 2023-04-12 | redacted
Low Income - Power to Save | Faucet Aerators | 0 | 0 | 0.02 | 110.58 | 1 |  | 2023-04-12 | redacted
Low Income - Power to Save | Low Flow Showerhead | 0 | 0.04 | 0.1 | 504.08 | 1 |  | 2023-04-12 | redacted
Low Income - Power to Save | LED Lights | 0 | 0 | 0 | 47.6 | 1 |  | 2023-04-12 | redacted
Low Income - Power to Save | HVAC Inspection | 0 | 0.17 | 0 | 268.73 | 1 |  | 2023-04-07 | redacted
Low Income - Power to Save | Faucet Aerators | 0 | 0 | 0.02 | 110.58 | 1 |  | 2023-04-07 | redacted
Low Income - Power to Save | Low Flow Showerhead | 0 | 0.04 | 0.1 | 504.08 | 1 |  | 2023-04-07 | redacted
Low Income - Power to Save | LED Lights | 0 | 0 | 0 | 47.6 | 1 |  | 2023-04-07 | redacted
Low Income - Power to Save | HVAC Inspection | 0 | 0.17 | 0 | 268.73 | 1 |  | 2023-04-12 | redacted
Low Income - Power to Save | Faucet Aerators | 0 | 0 | 0.02 | 110.58 | 1 |  | 2023-04-12 | redacted
Low Income - Power to Save | Low Flow Showerhead | 0 | 0.04 | 0.1 | 504.08 | 1 |  | 2023-04-12 | redacted
Low Income - Power to Save | LED Lights | 0 | 0 | 0 | 47.6 | 1 |  | 2023-04-12 | redacted
Low Income - Power to Save | HVAC Inspection | 0 | 0.17 | 0 | 268.73 | 1 |  | 2023-04-03 | redacted
Low Income - Power to Save | Low Flow Showerhead | 0 | 0.04 | 0.1 | 504.08 | 1 |  | 2023-04-03 | redacted
Low Income - Power to Save | LED Lights | 0 | 0 | 0 | 47.6 | 1 |  | 2023-04-03 | redacted
Low Income - Power to Save | HVAC Inspection | 0 | 0.17 | 0 | 268.73 | 1 |  | 2023-04-11 | redacted
Low Income - Power to Save | Faucet Aerators | 0 | 0 | 0.02 | 110.58 | 1 |  | 2023-04-11 | redacted
Low Income - Power to Save | Low Flow Showerhead | 0 | 0.04 | 0.1 | 504.08 | 1 |  | 2023-04-11 | redacted
Low Income - Power to Save | LED Lights | 0 | 0 | 0 | 47.6 | 1 |  | 2023-04-11 | redacted
Low Income - Power to Save | HVAC Inspection | 0 | 0.17 | 0 | 268.73 | 1 |  | 2023-04-03 | redacted
Low Income - Power to Save | Faucet Aerators | 0 | 0 | 0.02 | 110.58 | 1 |  | 2023-04-03 | redacted
Low Income - Power to Save | Low Flow Showerhead | 0 | 0.04 | 0.1 | 504.08 | 1 |  | 2023-04-03 | redacted
Low Income - Power to Save | LED Lights | 0 | 0 | 0 | 47.6 | 1 |  | 2023-04-03 | redacted
Low Income - Power to Save | HVAC Inspection | 0 | 0.17 | 0 | 268.73 | 1 |  | 2023-04-12 | redacted
Low Income - Power to Save | Low Flow Showerhead | 0 | 0.04 | 0.1 | 504.08 | 1 |  | 2023-04-12 | redacted
Low Income - Power to Save | LED Lights | 0 | 0 | 0 | 47.6 | 1 |  | 2023-04-12 | redacted
Low Income - Power to Save | HVAC Inspection | 0 | 0.17 | 0 | 268.73 | 1 |  | 2023-04-12 | redacted
Low Income - Power to Save | Low Flow Showerhead | 0 | 0.04 | 0.1 | 504.08 | 1 |  | 2023-04-12 | redacted
Low Income - Power to Save | LED Lights | 0 | 0 | 0 | 47.6 | 1 |  | 2023-04-12 | redacted
Low Income - Power to Save | HVAC Inspection | 0 | 0.17 | 0 | 268.73 | 1 |  | 2023-04-12 | redacted
Low Income - Power to Save | Low Flow Showerhead | 0 | 0.04 | 0.1 | 504.08 | 1 |  | 2023-04-12 | redacted
Low Income - Power to Save | LED Lights | 0 | 0 | 0 | 47.6 | 1 |  | 2023-04-12 | redacted
Low Income - Power to Save | HVAC Inspection | 0 | 0.17 | 0 | 268.73 | 1 |  | 2023-04-06 | redacted
Low Income - Power to Save | Faucet Aerators | 0 | 0 | 0.02 | 110.58 | 1 |  | 2023-04-06 | redacted
Low Income - Power to Save | Low Flow Showerhead | 0 | 0.04 | 0.1 | 504.08 | 1 |  | 2023-04-06 | redacted
Low Income - Power to Save | LED Lights | 0 | 0 | 0 | 47.6 | 1 |  | 2023-04-06 | redacted
Low Income - Power to Save | HVAC Inspection | 0 | 0.17 | 0 | 268.73 | 1 |  | 2023-04-06 | redacted
Low Income - Power to Save | Faucet Aerators | 0 | 0 | 0.02 | 110.58 | 1 |  | 2023-04-06 | redacted
Low Income - Power to Save | Low Flow Showerhead | 0 | 0.04 | 0.1 | 504.08 | 1 |  | 2023-04-06 | redacted
Low Income - Power to Save | LED Lights | 0 | 0 | 0 | 47.6 | 1 |  | 2023-04-06 | redacted
Low Income - Power to Save | HVAC Inspection | 0 | 0.17 | 0 | 268.73 | 1 |  | 2023-04-04 | redacted
Low Income - Power to Save | Low Flow Showerhead | 0 | 0.04 | 0.1 | 504.08 | 1 |  | 2023-04-04 | redacted
Low Income - Power to Save | LED Lights | 0 | 0 | 0 | 47.6 | 1 |  | 2023-04-04 | redacted
Low Income - Power to Save | HVAC Inspection | 0 | 0.17 | 0 | 268.73 | 1 |  | 2023-04-10 | redacted
Low Income - Power to Save | Low Flow Showerhead | 0 | 0.04 | 0.1 | 504.08 | 1 |  | 2023-04-10 | redacted
Low Income - Power to Save | LED Lights | 0 | 0 | 0 | 47.6 | 1 |  | 2023-04-10 | redacted
Low Income - Power to Save | HVAC Inspection | 0 | 0.17 | 0 | 268.73 | 1 |  | 2023-04-12 | redacted
Low Income - Power to Save | Faucet Aerators | 0 | 0 | 0.02 | 110.58 | 1 |  | 2023-04-12 | redacted
Low Income - Power to Save | Low Flow Showerhead | 0 | 0.04 | 0.1 | 504.08 | 1 |  | 2023-04-12 | redacted
Low Income - Power to Save | LED Lights | 0 | 0 | 0 | 47.6 | 1 |  | 2023-04-12 | redacted
Low Income - Power to Save | HVAC Inspection | 0 | 0.17 | 0 | 268.73 | 1 |  | 2023-04-03 | redacted
Low Income - Power to Save | Faucet Aerators | 0 | 0 | 0.02 | 110.58 | 1 |  | 2023-04-03 | redacted
Low Income - Power to Save | Low Flow Showerhead | 0 | 0.04 | 0.1 | 504.08 | 1 |  | 2023-04-03 | redacted
Low Income - Power to Save | LED Lights | 0 | 0 | 0 | 47.6 | 1 |  | 2023-04-03 | redacted
Low Income - Power to Save | HVAC Inspection | 0 | 0.17 | 0 | 268.73 | 1 |  | 2023-04-03 | redacted
Low Income - Power to Save | Low Flow Showerhead | 0 | 0.04 | 0.1 | 504.08 | 1 |  | 2023-04-03 | redacted
Low Income - Power to Save | LED Lights | 0 | 0 | 0 | 47.6 | 1 |  | 2023-04-03 | redacted
Low Income - Power to Save | HVAC Inspection | 0 | 0.17 | 0 | 268.73 | 1 |  | 2023-04-26 | redacted
Low Income - Power to Save | Faucet Aerators | 0 | 0 | 0.02 | 110.58 | 1 |  | 2023-04-26 | redacted
Low Income - Power to Save | Low Flow Showerhead | 0 | 0.04 | 0.1 | 504.08 | 1 |  | 2023-04-26 | redacted
Low Income - Power to Save | LED Lights | 0 | 0 | 0 | 47.6 | 1 |  | 2023-04-26 | redacted
Low Income - Power to Save | HVAC Inspection | 0 | 0.17 | 0 | 268.73 | 1 |  | 2023-04-07 | redacted
Low Income - Power to Save | LED Lights | 0 | 0 | 0 | 47.6 | 1 |  | 2023-04-07 | redacted
Low Income - Power to Save | HVAC Inspection | 0 | 0.17 | 0 | 268.73 | 1 |  | 2023-04-18 | redacted
Low Income - Power to Save | Faucet Aerators | 0 | 0 | 0.02 | 110.58 | 1 |  | 2023-04-18 | redacted
Low Income - Power to Save | Low Flow Showerhead | 0 | 0.04 | 0.1 | 504.08 | 1 |  | 2023-04-18 | redacted
Low Income - Power to Save | LED Lights | 0 | 0 | 0 | 47.6 | 1 |  | 2023-04-18 | redacted
Low Income - Power to Save | HVAC Inspection | 0 | 0.17 | 0 | 268.73 | 1 |  | 2023-04-05 | redacted
Low Income - Power to Save | Low Flow Showerhead | 0 | 0.04 | 0.1 | 504.08 | 1 |  | 2023-04-05 | redacted
Low Income - Power to Save | LED Lights | 0 | 0 | 0 | 47.6 | 1 |  | 2023-04-05 | redacted
Low Income - Power to Save | HVAC Inspection | 0 | 0.17 | 0 | 268.73 | 1 |  | 2023-04-10 | redacted
Low Income - Power to Save | Low Flow Showerhead | 0 | 0.04 | 0.1 | 504.08 | 1 |  | 2023-04-10 | redacted
Low Income - Power to Save | LED Lights | 0 | 0 | 0 | 47.6 | 1 |  | 2023-04-10 | redacted
Low Income - Power to Save | HVAC Inspection | 0 | 0.17 | 0 | 268.73 | 1 |  | 2023-04-03 | redacted
Low Income - Power to Save | Faucet Aerators | 0 | 0 | 0.02 | 110.58 | 1 |  | 2023-04-03 | redacted
Low Income - Power to Save | Low Flow Showerhead | 0 | 0.04 | 0.1 | 504.08 | 1 |  | 2023-04-03 | redacted
Low Income - Power to Save | LED Lights | 0 | 0 | 0 | 47.6 | 1 |  | 2023-04-03 | redacted
Low Income - Power to Save | HVAC Inspection | 0 | 0.17 | 0 | 268.73 | 1 |  | 2023-04-03 | redacted
Low Income - Power to Save | Low Flow Showerhead | 0 | 0.04 | 0.1 | 504.08 | 1 |  | 2023-04-03 | redacted
Low Income - Power to Save | LED Lights | 0 | 0 | 0 | 47.6 | 1 |  | 2023-04-03 | redacted
Low Income - Power to Save | HVAC Inspection | 0 | 0.17 | 0 | 268.73 | 1 |  | 2023-04-03 | redacted
Low Income - Power to Save | Faucet Aerators | 0 | 0 | 0.02 | 110.58 | 1 |  | 2023-04-03 | redacted
Low Income - Power to Save | Low Flow Showerhead | 0 | 0.04 | 0.1 | 504.08 | 1 |  | 2023-04-03 | redacted
Low Income - Power to Save | LED Lights | 0 | 0 | 0 | 47.6 | 1 |  | 2023-04-03 | redacted
Low Income - Power to Save | HVAC Inspection | 0 | 0.17 | 0 | 268.73 | 1 |  | 2023-04-03 | redacted
Low Income - Power to Save | Faucet Aerators | 0 | 0 | 0.02 | 110.58 | 1 |  | 2023-04-03 | redacted
Low Income - Power to Save | Low Flow Showerhead | 0 | 0.04 | 0.1 | 504.08 | 1 |  | 2023-04-03 | redacted
Low Income - Power to Save | LED Lights | 0 | 0 | 0 | 47.6 | 1 |  | 2023-04-03 | redacted
Low Income - Power to Save | HVAC Inspection | 0 | 0.17 | 0 | 268.73 | 1 |  | 2023-04-11 | redacted
Low Income - Power to Save | Low Flow Showerhead | 0 | 0.04 | 0.1 | 504.08 | 1 |  | 2023-04-11 | redacted
Low Income - Power to Save | LED Lights | 0 | 0 | 0 | 47.6 | 1 |  | 2023-04-11 | redacted
Low Income - Power to Save | HVAC Inspection | 0 | 0.17 | 0 | 268.73 | 1 |  | 2023-04-05 | redacted
Low Income - Power to Save | LED Lights | 0 | 0 | 0 | 47.6 | 1 |  | 2023-04-05 | redacted
Low Income - Power to Save | HVAC Inspection | 0 | 0.17 | 0 | 268.73 | 1 |  | 2023-04-07 | redacted
Low Income - Power to Save | Faucet Aerators | 0 | 0 | 0.02 | 110.58 | 1 |  | 2023-04-07 | redacted
Low Income - Power to Save | Low Flow Showerhead | 0 | 0.04 | 0.1 | 504.08 | 1 |  | 2023-04-07 | redacted
Low Income - Power to Save | LED Lights | 0 | 0 | 0 | 47.6 | 1 |  | 2023-04-07 | redacted
Low Income - Power to Save | HVAC Inspection | 0 | 0.17 | 0 | 268.73 | 1 |  | 2023-04-25 | redacted
Low Income - Power to Save | Faucet Aerators | 0 | 0 | 0.02 | 110.58 | 1 |  | 2023-04-25 | redacted
Low Income - Power to Save | Low Flow Showerhead | 0 | 0.04 | 0.1 | 504.08 | 1 |  | 2023-04-25 | redacted
Low Income - Power to Save | LED Lights | 0 | 0 | 0 | 47.6 | 1 |  | 2023-04-25 | redacted
Low Income - Power to Save | HVAC Inspection | 0 | 0.17 | 0 | 268.73 | 1 |  | 2023-04-03 | redacted
Low Income - Power to Save | Faucet Aerators | 0 | 0 | 0.02 | 110.58 | 1 |  | 2023-04-03 | redacted
Low Income - Power to Save | Low Flow Showerhead | 0 | 0.04 | 0.1 | 504.08 | 1 |  | 2023-04-03 | redacted
Low Income - Power to Save | LED Lights | 0 | 0 | 0 | 47.6 | 1 |  | 2023-04-03 | redacted
Low Income - Power to Save | HVAC Inspection | 0 | 0.17 | 0 | 268.73 | 1 |  | 2023-04-06 | redacted
Low Income - Power to Save | Faucet Aerators | 0 | 0 | 0.02 | 110.58 | 1 |  | 2023-04-06 | redacted
Low Income - Power to Save | Low Flow Showerhead | 0 | 0.04 | 0.1 | 504.08 | 1 |  | 2023-04-06 | redacted
Low Income - Power to Save | LED Lights | 0 | 0 | 0 | 47.6 | 1 |  | 2023-04-06 | redacted
Low Income - Power to Save | HVAC Inspection | 0 | 0.17 | 0 | 268.73 | 1 |  | 2023-04-03 | redacted
Low Income - Power to Save | Faucet Aerators | 0 | 0 | 0.02 | 110.58 | 1 |  | 2023-04-03 | redacted
Low Income - Power to Save | Low Flow Showerhead | 0 | 0.04 | 0.1 | 504.08 | 1 |  | 2023-04-03 | redacted
Low Income - Power to Save | LED Lights | 0 | 0 | 0 | 47.6 | 1 |  | 2023-04-03 | redacted
Low Income - Power to Save | HVAC Inspection | 0 | 0.17 | 0 | 268.73 | 1 |  | 2023-04-12 | redacted
Low Income - Power to Save | Low Flow Showerhead | 0 | 0.04 | 0.1 | 504.08 | 1 |  | 2023-04-12 | redacted
Low Income - Power to Save | LED Lights | 0 | 0 | 0 | 47.6 | 1 |  | 2023-04-12 | redacted
Low Income - Power to Save | HVAC Inspection | 0 | 0.17 | 0 | 268.73 | 1 |  | 2023-04-05 | redacted
Low Income - Power to Save | Faucet Aerators | 0 | 0 | 0.02 | 110.58 | 1 |  | 2023-04-05 | redacted
Low Income - Power to Save | Low Flow Showerhead | 0 | 0.04 | 0.1 | 504.08 | 1 |  | 2023-04-05 | redacted
Low Income - Power to Save | LED Lights | 0 | 0 | 0 | 47.6 | 1 |  | 2023-04-05 | redacted
Low Income - Power to Save | HVAC Inspection | 0 | 0.17 | 0 | 268.73 | 1 |  | 2023-04-03 | redacted
Low Income - Power to Save | Faucet Aerators | 0 | 0 | 0.02 | 110.58 | 1 |  | 2023-04-03 | redacted
Low Income - Power to Save | Low Flow Showerhead | 0 | 0.04 | 0.1 | 504.08 | 1 |  | 2023-04-03 | redacted
Low Income - Power to Save | LED Lights | 0 | 0 | 0 | 47.6 | 1 |  | 2023-04-03 | redacted
Low Income - Power to Save | HVAC Inspection | 0 | 0.17 | 0 | 268.73 | 1 |  | 2023-04-03 | redacted
Low Income - Power to Save | Faucet Aerators | 0 | 0 | 0.02 | 110.58 | 1 |  | 2023-04-03 | redacted
Low Income - Power to Save | Low Flow Showerhead | 0 | 0.04 | 0.1 | 504.08 | 1 |  | 2023-04-03 | redacted
Low Income - Power to Save | LED Lights | 0 | 0 | 0 | 47.6 | 1 |  | 2023-04-03 | redacted
Low Income - Power to Save | LED Lights | 0 | 0 | 0 | 47.6 | 1 |  | 2023-04-06 | redacted
Low Income - Power to Save | HVAC Inspection | 0 | 0.17 | 0 | 268.73 | 1 |  | 2023-04-05 | redacted
Low Income - Power to Save | Faucet Aerators | 0 | 0 | 0.02 | 110.58 | 1 |  | 2023-04-05 | redacted
Low Income - Power to Save | Low Flow Showerhead | 0 | 0.04 | 0.1 | 504.08 | 1 |  | 2023-04-05 | redacted
Low Income - Power to Save | LED Lights | 0 | 0 | 0 | 47.6 | 1 |  | 2023-04-05 | redacted
Low Income - Power to Save | HVAC Inspection | 0 | 0.17 | 0 | 268.73 | 1 |  | 2023-04-06 | redacted
Low Income - Power to Save | Faucet Aerators | 0 | 0 | 0.02 | 110.58 | 1 |  | 2023-04-06 | redacted
Low Income - Power to Save | Low Flow Showerhead | 0 | 0.04 | 0.1 | 504.08 | 1 |  | 2023-04-06 | redacted
Low Income - Power to Save | LED Lights | 0 | 0 | 0 | 47.6 | 1 |  | 2023-04-06 | redacted
Low Income - Power to Save | HVAC Inspection | 0 | 0.17 | 0 | 268.73 | 1 |  | 2023-04-05 | redacted
Low Income - Power to Save | Faucet Aerators | 0 | 0 | 0.02 | 110.58 | 1 |  | 2023-04-05 | redacted
Low Income - Power to Save | Low Flow Showerhead | 0 | 0.04 | 0.1 | 504.08 | 1 |  | 2023-04-05 | redacted
Low Income - Power to Save | LED Lights | 0 | 0 | 0 | 47.6 | 1 |  | 2023-04-05 | redacted
Low Income - Power to Save | HVAC Inspection | 0 | 0.17 | 0 | 268.73 | 1 |  | 2023-04-03 | redacted
Low Income - Power to Save | Faucet Aerators | 0 | 0 | 0.02 | 110.58 | 1 |  | 2023-04-03 | redacted
Low Income - Power to Save | Low Flow Showerhead | 0 | 0.04 | 0.1 | 504.08 | 1 |  | 2023-04-03 | redacted
Low Income - Power to Save | LED Lights | 0 | 0 | 0 | 47.6 | 1 |  | 2023-04-03 | redacted
Low Income - Power to Save | HVAC Inspection | 0 | 0.17 | 0 | 268.73 | 1 |  | 2023-04-03 | redacted
Low Income - Power to Save | Faucet Aerators | 0 | 0 | 0.02 | 110.58 | 1 |  | 2023-04-03 | redacted
Low Income - Power to Save | Low Flow Showerhead | 0 | 0.04 | 0.1 | 504.08 | 1 |  | 2023-04-03 | redacted
Low Income - Power to Save | LED Lights | 0 | 0 | 0 | 47.6 | 1 |  | 2023-04-03 | redacted
Low Income - Power to Save | HVAC Inspection | 0 | 0.17 | 0 | 268.73 | 1 |  | 2023-04-05 | redacted
Low Income - Power to Save | Faucet Aerators | 0 | 0 | 0.02 | 110.58 | 1 |  | 2023-04-05 | redacted
Low Income - Power to Save | Low Flow Showerhead | 0 | 0.04 | 0.1 | 504.08 | 1 |  | 2023-04-05 | redacted
Low Income - Power to Save | LED Lights | 0 | 0 | 0 | 47.6 | 1 |  | 2023-04-05 | redacted
Low Income - Power to Save | HVAC Inspection | 0 | 0.17 | 0 | 268.73 | 1 |  | 2023-04-06 | redacted
Low Income - Power to Save | Faucet Aerators | 0 | 0 | 0.02 | 110.58 | 1 |  | 2023-04-06 | redacted
Low Income - Power to Save | Low Flow Showerhead | 0 | 0.04 | 0.1 | 504.08 | 1 |  | 2023-04-06 | redacted
Low Income - Power to Save | LED Lights | 0 | 0 | 0 | 47.6 | 1 |  | 2023-04-06 | redacted
Low Income - Power to Save | HVAC Inspection | 0 | 0.17 | 0 | 268.73 | 1 |  | 2023-04-25 | redacted
Low Income - Power to Save | Faucet Aerators | 0 | 0 | 0.02 | 110.58 | 1 |  | 2023-04-25 | redacted
Low Income - Power to Save | Low Flow Showerhead | 0 | 0.04 | 0.1 | 504.08 | 1 |  | 2023-04-25 | redacted
Low Income - Power to Save | LED Lights | 0 | 0 | 0 | 47.6 | 1 |  | 2023-04-25 | redacted
Low Income - Power to Save | HVAC Inspection | 0 | 0.17 | 0 | 268.73 | 1 |  | 2023-04-03 | redacted
Low Income - Power to Save | LED Lights | 0 | 0 | 0 | 47.6 | 1 |  | 2023-04-03 | redacted
Low Income - Power to Save | HVAC Inspection | 0 | 0.17 | 0 | 268.73 | 1 |  | 2023-04-12 | redacted
Low Income - Power to Save | Faucet Aerators | 0 | 0 | 0.02 | 110.58 | 1 |  | 2023-04-12 | redacted
Low Income - Power to Save | Low Flow Showerhead | 0 | 0.04 | 0.1 | 504.08 | 1 |  | 2023-04-12 | redacted
Low Income - Power to Save | LED Lights | 0 | 0 | 0 | 47.6 | 1 |  | 2023-04-12 | redacted
Low Income - Power to Save | HVAC Inspection | 0 | 0.17 | 0 | 268.73 | 1 |  | 2023-04-03 | redacted
Low Income - Power to Save | Faucet Aerators | 0 | 0 | 0.02 | 110.58 | 1 |  | 2023-04-03 | redacted
Low Income - Power to Save | Low Flow Showerhead | 0 | 0.04 | 0.1 | 504.08 | 1 |  | 2023-04-03 | redacted
Low Income - Power to Save | LED Lights | 0 | 0 | 0 | 47.6 | 1 |  | 2023-04-03 | redacted
Low Income - Power to Save | HVAC Inspection | 0 | 0.17 | 0 | 268.73 | 1 |  | 2023-04-06 | redacted
Low Income - Power to Save | Faucet Aerators | 0 | 0 | 0.02 | 110.58 | 1 |  | 2023-04-06 | redacted
Low Income - Power to Save | Low Flow Showerhead | 0 | 0.04 | 0.1 | 504.08 | 1 |  | 2023-04-06 | redacted
Low Income - Power to Save | LED Lights | 0 | 0 | 0 | 47.6 | 1 |  | 2023-04-06 | redacted
Low Income - Power to Save | HVAC Inspection | 0 | 0.17 | 0 | 268.73 | 1 |  | 2023-04-07 | redacted
Low Income - Power to Save | Faucet Aerators | 0 | 0 | 0.02 | 110.58 | 1 |  | 2023-04-07 | redacted
Low Income - Power to Save | Low Flow Showerhead | 0 | 0.04 | 0.1 | 504.08 | 1 |  | 2023-04-07 | redacted
Low Income - Power to Save | LED Lights | 0 | 0 | 0 | 47.6 | 1 |  | 2023-04-07 | redacted
Low Income - Power to Save | HVAC Inspection | 0 | 0.17 | 0 | 268.73 | 1 |  | 2023-04-06 | redacted
Low Income - Power to Save | Faucet Aerators | 0 | 0 | 0.02 | 110.58 | 1 |  | 2023-04-06 | redacted
Low Income - Power to Save | Low Flow Showerhead | 0 | 0.04 | 0.1 | 504.08 | 1 |  | 2023-04-06 | redacted
Low Income - Power to Save | LED Lights | 0 | 0 | 0 | 47.6 | 1 |  | 2023-04-06 | redacted
Low Income - Power to Save | HVAC Inspection | 0 | 0.17 | 0 | 268.73 | 1 |  | 2023-04-03 | redacted
Low Income - Power to Save | Faucet Aerators | 0 | 0 | 0.02 | 110.58 | 1 |  | 2023-04-03 | redacted
Low Income - Power to Save | Low Flow Showerhead | 0 | 0.04 | 0.1 | 504.08 | 1 |  | 2023-04-03 | redacted
Low Income - Power to Save | LED Lights | 0 | 0 | 0 | 47.6 | 1 |  | 2023-04-03 | redacted
Low Income - Power to Save | HVAC Inspection | 0 | 0.17 | 0 | 268.73 | 1 |  | 2023-04-03 | redacted
Low Income - Power to Save | LED Lights | 0 | 0 | 0 | 47.6 | 1 |  | 2023-04-03 | redacted
Low Income - Power to Save | HVAC Inspection | 0 | 0.17 | 0 | 268.73 | 1 |  | 2023-04-03 | redacted
Low Income - Power to Save | LED Lights | 0 | 0 | 0 | 47.6 | 1 |  | 2023-04-03 | redacted
Low Income - Power to Save | Low Flow Showerhead | 0 | 0.04 | 0.1 | 504.08 | 1 |  | 2023-04-06 | redacted
Low Income - Power to Save | LED Lights | 0 | 0 | 0 | 47.6 | 1 |  | 2023-04-06 | redacted
Low Income - Power to Save | HVAC Inspection | 0 | 0.17 | 0 | 268.73 | 1 |  | 2023-04-03 | redacted
Low Income - Power to Save | Low Flow Showerhead | 0 | 0.04 | 0.1 | 504.08 | 1 |  | 2023-04-03 | redacted
Low Income - Power to Save | LED Lights | 0 | 0 | 0 | 47.6 | 1 |  | 2023-04-03 | redacted
Low Income - Power to Save | HVAC Inspection | 0 | 0.17 | 0 | 268.73 | 1 |  | 2023-04-07 | redacted
Low Income - Power to Save | Faucet Aerators | 0 | 0 | 0.02 | 110.58 | 1 |  | 2023-04-07 | redacted
Low Income - Power to Save | Low Flow Showerhead | 0 | 0.04 | 0.1 | 504.08 | 1 |  | 2023-04-07 | redacted
Low Income - Power to Save | LED Lights | 0 | 0 | 0 | 47.6 | 1 |  | 2023-04-07 | redacted
Low Income - Power to Save | HVAC Inspection | 0 | 0.17 | 0 | 268.73 | 1 |  | 2023-04-03 | redacted
Low Income - Power to Save | Faucet Aerators | 0 | 0 | 0.02 | 110.58 | 1 |  | 2023-04-03 | redacted
Low Income - Power to Save | Low Flow Showerhead | 0 | 0.04 | 0.1 | 504.08 | 1 |  | 2023-04-03 | redacted
Low Income - Power to Save | LED Lights | 0 | 0 | 0 | 47.6 | 1 |  | 2023-04-03 | redacted
Low Income - Power to Save | HVAC Inspection | 0 | 0.17 | 0 | 268.73 | 1 |  | 2023-04-06 | redacted
Low Income - Power to Save | Faucet Aerators | 0 | 0 | 0.02 | 110.58 | 1 |  | 2023-04-06 | redacted
Low Income - Power to Save | Low Flow Showerhead | 0 | 0.04 | 0.1 | 504.08 | 1 |  | 2023-04-06 | redacted
Low Income - Power to Save | LED Lights | 0 | 0 | 0 | 47.6 | 1 |  | 2023-04-06 | redacted
Low Income - Power to Save | HVAC Inspection | 0 | 0.17 | 0 | 268.73 | 1 |  | 2023-04-03 | redacted
Low Income - Power to Save | Low Flow Showerhead | 0 | 0.04 | 0.1 | 504.08 | 1 |  | 2023-04-03 | redacted
Low Income - Power to Save | LED Lights | 0 | 0 | 0 | 47.6 | 1 |  | 2023-04-03 | redacted
Low Income - Power to Save | HVAC Inspection | 0 | 0.17 | 0 | 268.73 | 1 |  | 2023-04-03 | redacted
Low Income - Power to Save | Faucet Aerators | 0 | 0 | 0.02 | 110.58 | 1 |  | 2023-04-03 | redacted
Low Income - Power to Save | Low Flow Showerhead | 0 | 0.04 | 0.1 | 504.08 | 1 |  | 2023-04-03 | redacted
Low Income - Power to Save | LED Lights | 0 | 0 | 0 | 47.6 | 1 |  | 2023-04-03 | redacted
Low Income - Power to Save | HVAC Inspection | 0 | 0.17 | 0 | 268.73 | 1 |  | 2023-04-03 | redacted
Low Income - Power to Save | Faucet Aerators | 0 | 0 | 0.02 | 110.58 | 1 |  | 2023-04-03 | redacted
Low Income - Power to Save | Low Flow Showerhead | 0 | 0.04 | 0.1 | 504.08 | 1 |  | 2023-04-03 | redacted
Low Income - Power to Save | LED Lights | 0 | 0 | 0 | 47.6 | 1 |  | 2023-04-03 | redacted
Low Income - Power to Save | HVAC Inspection | 0 | 0.17 | 0 | 268.73 | 1 |  | 2023-04-03 | redacted
Low Income - Power to Save | LED Lights | 0 | 0 | 0 | 47.6 | 1 |  | 2023-04-03 | redacted
Low Income - Power to Save | HVAC Inspection | 0 | 0.17 | 0 | 268.73 | 1 |  | 2023-04-06 | redacted
Low Income - Power to Save | Faucet Aerators | 0 | 0 | 0.02 | 110.58 | 1 |  | 2023-04-06 | redacted
Low Income - Power to Save | Low Flow Showerhead | 0 | 0.04 | 0.1 | 504.08 | 1 |  | 2023-04-06 | redacted
Low Income - Power to Save | LED Lights | 0 | 0 | 0 | 47.6 | 1 |  | 2023-04-06 | redacted
Low Income - Power to Save | HVAC Inspection | 0 | 0.17 | 0 | 268.73 | 1 |  | 2023-04-03 | redacted
Low Income - Power to Save | Faucet Aerators | 0 | 0 | 0.02 | 110.58 | 1 |  | 2023-04-03 | redacted
Low Income - Power to Save | Low Flow Showerhead | 0 | 0.04 | 0.1 | 504.08 | 1 |  | 2023-04-03 | redacted
Low Income - Power to Save | LED Lights | 0 | 0 | 0 | 47.6 | 1 |  | 2023-04-03 | redacted
Low Income - Power to Save | HVAC Inspection | 0 | 0.17 | 0 | 268.73 | 1 |  | 2023-04-03 | redacted
Low Income - Power to Save | Faucet Aerators | 0 | 0 | 0.02 | 110.58 | 1 |  | 2023-04-03 | redacted
Low Income - Power to Save | Low Flow Showerhead | 0 | 0.04 | 0.1 | 504.08 | 1 |  | 2023-04-03 | redacted
Low Income - Power to Save | LED Lights | 0 | 0 | 0 | 47.6 | 1 |  | 2023-04-03 | redacted
Low Income - Power to Save | HVAC Inspection | 0 | 0.17 | 0 | 268.73 | 1 |  | 2023-04-03 | redacted
Low Income - Power to Save | Faucet Aerators | 0 | 0 | 0.02 | 110.58 | 1 |  | 2023-04-03 | redacted
Low Income - Power to Save | Low Flow Showerhead | 0 | 0.04 | 0.1 | 504.08 | 1 |  | 2023-04-03 | redacted
Low Income - Power to Save | LED Lights | 0 | 0 | 0 | 47.6 | 1 |  | 2023-04-03 | redacted
Low Income - Power to Save | Faucet Aerators | 0 | 0 | 0.02 | 110.58 | 1 |  | 2023-04-06 | redacted
Low Income - Power to Save | Low Flow Showerhead | 0 | 0.04 | 0.1 | 504.08 | 1 |  | 2023-04-06 | redacted
Low Income - Power to Save | LED Lights | 0 | 0 | 0 | 47.6 | 1 |  | 2023-04-06 | redacted
Low Income - Power to Save | HVAC Inspection | 0 | 0.17 | 0 | 268.73 | 1 |  | 2023-04-06 | redacted
Low Income - Power to Save | Faucet Aerators | 0 | 0 | 0.02 | 110.58 | 1 |  | 2023-04-06 | redacted
Low Income - Power to Save | Low Flow Showerhead | 0 | 0.04 | 0.1 | 504.08 | 1 |  | 2023-04-06 | redacted
Low Income - Power to Save | LED Lights | 0 | 0 | 0 | 47.6 | 1 |  | 2023-04-06 | redacted
Low Income - Power to Save | HVAC Inspection | 0 | 0.17 | 0 | 268.73 | 1 |  | 2023-04-03 | redacted
Low Income - Power to Save | Low Flow Showerhead | 0 | 0.04 | 0.1 | 504.08 | 1 |  | 2023-04-03 | redacted
Low Income - Power to Save | LED Lights | 0 | 0 | 0 | 47.6 | 1 |  | 2023-04-03 | redacted
Low Income - Power to Save | HVAC Inspection | 0 | 0.17 | 0 | 268.73 | 1 |  | 2023-04-06 | redacted
Low Income - Power to Save | Low Flow Showerhead | 0 | 0.04 | 0.1 | 504.08 | 1 |  | 2023-04-06 | redacted
Low Income - Power to Save | LED Lights | 0 | 0 | 0 | 47.6 | 1 |  | 2023-04-06 | redacted
Low Income - Power to Save | HVAC Inspection | 0 | 0.17 | 0 | 268.73 | 1 |  | 2023-04-06 | redacted
Low Income - Power to Save | Faucet Aerators | 0 | 0 | 0.02 | 110.58 | 1 |  | 2023-04-06 | redacted
Low Income - Power to Save | Low Flow Showerhead | 0 | 0.04 | 0.1 | 504.08 | 1 |  | 2023-04-06 | redacted
Low Income - Power to Save | LED Lights | 0 | 0 | 0 | 47.6 | 1 |  | 2023-04-06 | redacted
Low Income - Power to Save | HVAC Inspection | 0 | 0.17 | 0 | 268.73 | 1 |  | 2023-04-12 | redacted
Low Income - Power to Save | Low Flow Showerhead | 0 | 0.04 | 0.1 | 504.08 | 1 |  | 2023-04-12 | redacted
Low Income - Power to Save | LED Lights | 0 | 0 | 0 | 47.6 | 1 |  | 2023-04-12 | redacted
Low Income - Power to Save | HVAC Inspection | 0 | 0.17 | 0 | 268.73 | 1 |  | 2023-04-10 | redacted
Low Income - Power to Save | Low Flow Showerhead | 0 | 0.04 | 0.1 | 504.08 | 1 |  | 2023-04-10 | redacted
Low Income - Power to Save | LED Lights | 0 | 0 | 0 | 47.6 | 1 |  | 2023-04-10 | redacted
Low Income - Power to Save | HVAC Inspection | 0 | 0.17 | 0 | 268.73 | 1 |  | 2023-04-03 | redacted
Low Income - Power to Save | Faucet Aerators | 0 | 0 | 0.02 | 110.58 | 1 |  | 2023-04-03 | redacted
Low Income - Power to Save | Low Flow Showerhead | 0 | 0.04 | 0.1 | 504.08 | 1 |  | 2023-04-03 | redacted
Low Income - Power to Save | LED Lights | 0 | 0 | 0 | 47.6 | 1 |  | 2023-04-03 | redacted
Low Income - Power to Save | Faucet Aerators | 0 | 0 | 0.02 | 110.58 | 1 |  | 2023-04-06 | redacted
Low Income - Power to Save | Low Flow Showerhead | 0 | 0.04 | 0.1 | 504.08 | 1 |  | 2023-04-06 | redacted
Low Income - Power to Save | LED Lights | 0 | 0 | 0 | 47.6 | 1 |  | 2023-04-06 | redacted
Low Income - Power to Save | HVAC Inspection | 0 | 0.17 | 0 | 268.73 | 1 |  | 2023-04-06 | redacted
Low Income - Power to Save | Faucet Aerators | 0 | 0 | 0.02 | 110.58 | 1 |  | 2023-04-06 | redacted
Low Income - Power to Save | Low Flow Showerhead | 0 | 0.04 | 0.1 | 504.08 | 1 |  | 2023-04-06 | redacted
Low Income - Power to Save | LED Lights | 0 | 0 | 0 | 47.6 | 1 |  | 2023-04-06 | redacted
Low Income - Power to Save | HVAC Inspection | 0 | 0.17 | 0 | 268.73 | 1 |  | 2023-04-03 | redacted
Low Income - Power to Save | Faucet Aerators | 0 | 0 | 0.02 | 110.58 | 1 |  | 2023-04-03 | redacted
Low Income - Power to Save | Low Flow Showerhead | 0 | 0.04 | 0.1 | 504.08 | 1 |  | 2023-04-03 | redacted
Low Income - Power to Save | LED Lights | 0 | 0 | 0 | 47.6 | 1 |  | 2023-04-03 | redacted
Low Income - Power to Save | HVAC Inspection | 0 | 0.17 | 0 | 268.73 | 1 |  | 2023-04-11 | redacted
Low Income - Power to Save | Low Flow Showerhead | 0 | 0.04 | 0.1 | 504.08 | 1 |  | 2023-04-11 | redacted
Low Income - Power to Save | LED Lights | 0 | 0 | 0 | 47.6 | 1 |  | 2023-04-11 | redacted
Low Income - Power to Save | HVAC Inspection | 0 | 0.17 | 0 | 268.73 | 1 |  | 2023-04-05 | redacted
Low Income - Power to Save | Faucet Aerators | 0 | 0 | 0.02 | 110.58 | 1 |  | 2023-04-05 | redacted
Low Income - Power to Save | Low Flow Showerhead | 0 | 0.04 | 0.1 | 504.08 | 1 |  | 2023-04-05 | redacted
Low Income - Power to Save | LED Lights | 0 | 0 | 0 | 47.6 | 1 |  | 2023-04-05 | redacted
Low Income - Power to Save | HVAC Inspection | 0 | 0.17 | 0 | 268.73 | 1 |  | 2023-04-03 | redacted
Low Income - Power to Save | LED Lights | 0 | 0 | 0 | 47.6 | 1 |  | 2023-04-03 | redacted
Low Income - Power to Save | HVAC Inspection | 0 | 0.17 | 0 | 268.73 | 1 |  | 2023-04-12 | redacted
Low Income - Power to Save | Low Flow Showerhead | 0 | 0.04 | 0.1 | 504.08 | 1 |  | 2023-04-12 | redacted
Low Income - Power to Save | LED Lights | 0 | 0 | 0 | 47.6 | 1 |  | 2023-04-12 | redacted
Low Income - Power to Save | HVAC Inspection | 0 | 0.17 | 0 | 268.73 | 1 |  | 2023-04-03 | redacted
Low Income - Power to Save | Faucet Aerators | 0 | 0 | 0.02 | 110.58 | 1 |  | 2023-04-03 | redacted
Low Income - Power to Save | Low Flow Showerhead | 0 | 0.04 | 0.1 | 504.08 | 1 |  | 2023-04-03 | redacted
Low Income - Power to Save | LED Lights | 0 | 0 | 0 | 47.6 | 1 |  | 2023-04-03 | redacted
Low Income - Power to Save | HVAC Inspection | 0 | 0.17 | 0 | 268.73 | 1 |  | 2023-04-03 | redacted
Low Income - Power to Save | Faucet Aerators | 0 | 0 | 0.02 | 110.58 | 1 |  | 2023-04-03 | redacted
Low Income - Power to Save | Low Flow Showerhead | 0 | 0.04 | 0.1 | 504.08 | 1 |  | 2023-04-03 | redacted
Low Income - Power to Save | LED Lights | 0 | 0 | 0 | 47.6 | 1 |  | 2023-04-03 | redacted
Low Income - Power to Save | HVAC Inspection | 0 | 0.17 | 0 | 268.73 | 1 |  | 2023-04-12 | redacted
Low Income - Power to Save | Faucet Aerators | 0 | 0 | 0.02 | 110.58 | 1 |  | 2023-04-12 | redacted
Low Income - Power to Save | Low Flow Showerhead | 0 | 0.04 | 0.1 | 504.08 | 1 |  | 2023-04-12 | redacted
Low Income - Power to Save | LED Lights | 0 | 0 | 0 | 47.6 | 1 |  | 2023-04-12 | redacted
Low Income - Power to Save | HVAC Inspection | 0 | 0.17 | 0 | 268.73 | 1 |  | 2023-04-11 | redacted
Low Income - Power to Save | Faucet Aerators | 0 | 0 | 0.02 | 110.58 | 1 |  | 2023-04-11 | redacted
Low Income - Power to Save | Low Flow Showerhead | 0 | 0.04 | 0.1 | 504.08 | 1 |  | 2023-04-11 | redacted
Low Income - Power to Save | LED Lights | 0 | 0 | 0 | 47.6 | 1 |  | 2023-04-11 | redacted
Low Income - Power to Save | HVAC Inspection | 0 | 0.17 | 0 | 268.73 | 1 |  | 2023-04-07 | redacted
Low Income - Power to Save | Faucet Aerators | 0 | 0 | 0.02 | 110.58 | 1 |  | 2023-04-07 | redacted
Low Income - Power to Save | HVAC Inspection | 0 | 0.17 | 0 | 268.73 | 1 |  | 2023-04-07 | redacted
Low Income - Power to Save | Faucet Aerators | 0 | 0 | 0.02 | 110.58 | 1 |  | 2023-04-07 | redacted
Low Income - Power to Save | Low Flow Showerhead | 0 | 0.04 | 0.1 | 504.08 | 1 |  | 2023-04-07 | redacted
Low Income - Power to Save | LED Lights | 0 | 0 | 0 | 47.6 | 1 |  | 2023-04-07 | redacted
Low Income - Power to Save | HVAC Inspection | 0 | 0.17 | 0 | 268.73 | 1 |  | 2023-04-05 | redacted
Low Income - Power to Save | LED Lights | 0 | 0 | 0 | 47.6 | 1 |  | 2023-04-05 | redacted
Low Income - Power to Save | HVAC Inspection | 0 | 0.17 | 0 | 268.73 | 1 |  | 2023-04-03 | redacted
Low Income - Power to Save | Faucet Aerators | 0 | 0 | 0.02 | 110.58 | 1 |  | 2023-04-03 | redacted
Low Income - Power to Save | Low Flow Showerhead | 0 | 0.04 | 0.1 | 504.08 | 1 |  | 2023-04-03 | redacted
Low Income - Power to Save | LED Lights | 0 | 0 | 0 | 47.6 | 1 |  | 2023-04-03 | redacted
Low Income - Power to Save | HVAC Inspection | 0 | 0.17 | 0 | 268.73 | 1 |  | 2023-04-10 | redacted
Low Income - Power to Save | Low Flow Showerhead | 0 | 0.04 | 0.1 | 504.08 | 1 |  | 2023-04-10 | redacted
Low Income - Power to Save | LED Lights | 0 | 0 | 0 | 47.6 | 1 |  | 2023-04-10 | redacted
Low Income - Power to Save | HVAC Inspection | 0 | 0.17 | 0 | 268.73 | 1 |  | 2023-04-03 | redacted
Low Income - Power to Save | Faucet Aerators | 0 | 0 | 0.02 | 110.58 | 1 |  | 2023-04-03 | redacted
Low Income - Power to Save | Low Flow Showerhead | 0 | 0.04 | 0.1 | 504.08 | 1 |  | 2023-04-03 | redacted
Low Income - Power to Save | LED Lights | 0 | 0 | 0 | 47.6 | 1 |  | 2023-04-03 | redacted
Low Income - Power to Save | HVAC Inspection | 0 | 0.17 | 0 | 268.73 | 1 |  | 2023-04-11 | redacted
Low Income - Power to Save | Low Flow Showerhead | 0 | 0.04 | 0.1 | 504.08 | 1 |  | 2023-04-11 | redacted
Low Income - Power to Save | LED Lights | 0 | 0 | 0 | 47.6 | 1 |  | 2023-04-11 | redacted
Low Income - Power to Save | HVAC Inspection | 0 | 0.17 | 0 | 268.73 | 1 |  | 2023-04-06 | redacted
Low Income - Power to Save | Low Flow Showerhead | 0 | 0.04 | 0.1 | 504.08 | 1 |  | 2023-04-06 | redacted
Low Income - Power to Save | LED Lights | 0 | 0 | 0 | 47.6 | 1 |  | 2023-04-06 | redacted
Low Income - Power to Save | HVAC Inspection | 0 | 0.17 | 0 | 268.73 | 1 |  | 2023-04-03 | redacted
Low Income - Power to Save | Faucet Aerators | 0 | 0 | 0.02 | 110.58 | 1 |  | 2023-04-03 | redacted
Low Income - Power to Save | Low Flow Showerhead | 0 | 0.04 | 0.1 | 504.08 | 1 |  | 2023-04-03 | redacted
Low Income - Power to Save | LED Lights | 0 | 0 | 0 | 47.6 | 1 |  | 2023-04-03 | redacted
Low Income - Power to Save | HVAC Inspection | 0 | 0.17 | 0 | 268.73 | 1 |  | 2023-04-06 | redacted
Low Income - Power to Save | Faucet Aerators | 0 | 0 | 0.02 | 110.58 | 1 |  | 2023-04-06 | redacted
Low Income - Power to Save | Low Flow Showerhead | 0 | 0.04 | 0.1 | 504.08 | 1 |  | 2023-04-06 | redacted
Low Income - Power to Save | LED Lights | 0 | 0 | 0 | 47.6 | 1 |  | 2023-04-06 | redacted
Low Income - Power to Save | HVAC Inspection | 0 | 0.17 | 0 | 268.73 | 1 |  | 2023-04-12 | redacted
Low Income - Power to Save | LED Lights | 0 | 0 | 0 | 47.6 | 1 |  | 2023-04-12 | redacted
Low Income - Power to Save | HVAC Inspection | 0 | 0.17 | 0 | 268.73 | 1 |  | 2023-04-12 | redacted
Low Income - Power to Save | Faucet Aerators | 0 | 0 | 0.02 | 110.58 | 1 |  | 2023-04-12 | redacted
Low Income - Power to Save | Low Flow Showerhead | 0 | 0.04 | 0.1 | 504.08 | 1 |  | 2023-04-12 | redacted
Low Income - Power to Save | LED Lights | 0 | 0 | 0 | 47.6 | 1 |  | 2023-04-12 | redacted
Low Income - Power to Save | HVAC Inspection | 0 | 0.17 | 0 | 268.73 | 1 |  | 2023-04-03 | redacted
Low Income - Power to Save | LED Lights | 0 | 0 | 0 | 47.6 | 1 |  | 2023-04-03 | redacted
Low Income - Power to Save | HVAC Inspection | 0 | 0.17 | 0 | 268.73 | 1 |  | 2023-04-03 | redacted
Low Income - Power to Save | Faucet Aerators | 0 | 0 | 0.02 | 110.58 | 1 |  | 2023-04-03 | redacted
Low Income - Power to Save | Low Flow Showerhead | 0 | 0.04 | 0.1 | 504.08 | 1 |  | 2023-04-03 | redacted
Low Income - Power to Save | LED Lights | 0 | 0 | 0 | 47.6 | 1 |  | 2023-04-03 | redacted
Low Income - Power to Save | HVAC Inspection | 0 | 0.17 | 0 | 268.73 | 1 |  | 2023-04-06 | redacted
Low Income - Power to Save | Faucet Aerators | 0 | 0 | 0.02 | 110.58 | 1 |  | 2023-04-06 | redacted
Low Income - Power to Save | Low Flow Showerhead | 0 | 0.04 | 0.1 | 504.08 | 1 |  | 2023-04-06 | redacted
Low Income - Power to Save | LED Lights | 0 | 0 | 0 | 47.6 | 1 |  | 2023-04-06 | redacted
Low Income - Power to Save | HVAC Inspection | 0 | 0.17 | 0 | 268.73 | 1 |  | 2023-04-05 | redacted
Low Income - Power to Save | LED Lights | 0 | 0 | 0 | 47.6 | 1 |  | 2023-04-05 | redacted
Low Income - Power to Save | HVAC Inspection | 0 | 0.17 | 0 | 268.73 | 1 |  | 2023-03-06 | redacted
Low Income - Power to Save | Low Flow Showerhead | 0 | 0.04 | 0.1 | 504.08 | 1 |  | 2023-03-06 | redacted
Low Income - Power to Save | Faucet Aerators | 0 | 0 | 0.02 | 110.58 | 1 |  | 2023-03-06 | redacted
Low Income - Power to Save | HVAC Inspection | 0 | 0.17 | 0 | 268.73 | 1 |  | 2023-03-09 | redacted
Low Income - Power to Save | Faucet Aerators | 0 | 0 | 0.02 | 110.58 | 1 |  | 2023-03-09 | redacted
Low Income - Power to Save | HVAC Inspection | 0 | 0.17 | 0 | 268.73 | 1 |  | 2023-03-14 | redacted
Low Income - Power to Save | Low Flow Showerhead | 0 | 0.04 | 0.1 | 504.08 | 1 |  | 2023-03-14 | redacted
Low Income - Power to Save | Faucet Aerators | 0 | 0 | 0.02 | 110.58 | 1 |  | 2023-03-14 | redacted
Low Income - Power to Save | HVAC Inspection | 0 | 0.17 | 0 | 268.73 | 1 |  | 2023-03-16 | redacted
Low Income - Power to Save | Low Flow Showerhead | 0 | 0.04 | 0.1 | 504.08 | 1 |  | 2023-03-16 | redacted
Low Income - Power to Save | HVAC Inspection | 0 | 0.18 | 0.06 | 601.4 | 1 |  | 2023-03-01 | redacted
Low Income - Power to Save | Low Flow Showerhead | 0 | 0.18 | 0.06 | 601.4 | 1 |  | 2023-03-01 | redacted
Low Income - Power to Save | Faucet Aerators | 0 | 0.18 | 0.06 | 601.4 | 1 |  | 2023-03-01 | redacted
Low Income - Power to Save | HVAC Inspection | 0 | 0.17 | 0 | 268.73 | 1 |  | 2023-03-09 | redacted
Low Income - Power to Save | HVAC Inspection | 0 | 0.17 | 0 | 268.73 | 1 |  | 2023-03-08 | redacted
Low Income - Power to Save | Low Flow Showerhead | 0 | 0.04 | 0.1 | 504.08 | 1 |  | 2023-03-08 | redacted
Low Income - Power to Save | Faucet Aerators | 0 | 0 | 0.02 | 110.58 | 1 |  | 2023-03-08 | redacted
Low Income - Power to Save | HVAC Inspection | 0 | 0.17 | 0 | 268.73 | 1 |  | 2023-03-10 | redacted
Low Income - Power to Save | HVAC Inspection | 0 | 0.17 | 0 | 268.73 | 1 |  | 2023-03-30 | redacted
Low Income - Power to Save | Faucet Aerators | 0 | 0 | 0.02 | 110.58 | 1 |  | 2023-03-30 | redacted
Low Income - Power to Save | Low Flow Showerhead | 0 | 0.04 | 0.1 | 504.08 | 1 |  | 2023-03-30 | redacted
Low Income - Power to Save | LED Lights | 0 | 0 | 0 | 47.6 | 1 |  | 2023-03-30 | redacted
Low Income - Power to Save | HVAC Inspection | 0 | 0.18 | 0.06 | 601.4 | 1 |  | 2023-03-13 | redacted
Low Income - Power to Save | Low Flow Showerhead | 0 | 0.18 | 0.06 | 601.4 | 1 |  | 2023-03-13 | redacted
Low Income - Power to Save | Faucet Aerators | 0 | 0.18 | 0.06 | 601.4 | 1 |  | 2023-03-13 | redacted
Low Income - Power to Save | HVAC Inspection | 0 | 0.17 | 0 | 268.73 | 1 |  | 2023-03-15 | redacted
Low Income - Power to Save | Weather Strip/Caulk | 0 | 0.25 | 0.09 | 503.3 | 1 |  | 2023-03-15 | redacted
Low Income - Power to Save | HVAC Inspection | 0 | 0.17 | 0 | 268.73 | 1 |  | 2023-03-31 | redacted
Low Income - Power to Save | LED Lights | 0 | 0 | 0 | 47.6 | 1 |  | 2023-03-31 | redacted
Low Income - Power to Save | HVAC Inspection | 0 | 0.17 | 0 | 268.73 | 1 |  | 2023-03-06 | redacted
Low Income - Power to Save | Low Flow Showerhead | 0 | 0.04 | 0.1 | 504.08 | 1 |  | 2023-03-06 | redacted
Low Income - Power to Save | HVAC Inspection | 0 | 0.17 | 0 | 268.73 | 1 |  | 2023-03-27 | redacted
Low Income - Power to Save | Faucet Aerators | 0 | 0 | 0.02 | 110.58 | 1 |  | 2023-03-27 | redacted
Low Income - Power to Save | Low Flow Showerhead | 0 | 0.04 | 0.1 | 504.08 | 1 |  | 2023-03-27 | redacted
Low Income - Power to Save | LED Lights | 0 | 0 | 0 | 47.6 | 1 |  | 2023-03-27 | redacted
Low Income - Power to Save | HVAC Inspection | 0 | 0.17 | 0 | 268.73 | 1 |  | 2023-03-31 | redacted
Low Income - Power to Save | Low Flow Showerhead | 0 | 0.04 | 0.1 | 504.08 | 1 |  | 2023-03-31 | redacted
Low Income - Power to Save | LED Lights | 0 | 0 | 0 | 47.6 | 1 |  | 2023-03-31 | redacted
Low Income - Power to Save | HVAC Inspection | 0 | 0.17 | 0 | 268.73 | 1 |  | 2023-03-17 | redacted
Low Income - Power to Save | Low Flow Showerhead | 0 | 0.04 | 0.1 | 504.08 | 1 |  | 2023-03-17 | redacted
Low Income - Power to Save | Faucet Aerators | 0 | 0 | 0.02 | 110.58 | 1 |  | 2023-03-17 | redacted
Low Income - Power to Save | Weather Strip/Caulk | 0 | 0.25 | 0.09 | 503.3 | 1 |  | 2023-03-17 | redacted
Low Income - Power to Save | HVAC Inspection | 0 | 0.17 | 0 | 268.73 | 1 |  | 2023-03-07 | redacted
Low Income - Power to Save | Low Flow Showerhead | 0 | 0.04 | 0.1 | 504.08 | 1 |  | 2023-03-07 | redacted
Low Income - Power to Save | Faucet Aerators | 0 | 0 | 0.02 | 110.58 | 1 |  | 2023-03-07 | redacted
Low Income - Power to Save | Weather Strip/Caulk | 0 | 0.25 | 0.09 | 503.3 | 1 |  | 2023-03-07 | redacted
Low Income - Power to Save | HVAC Inspection | 0 | 0.17 | 0 | 268.73 | 1 |  | 2023-03-10 | redacted
Low Income - Power to Save | Low Flow Showerhead | 0 | 0.04 | 0.1 | 504.08 | 1 |  | 2023-03-10 | redacted
Low Income - Power to Save | Faucet Aerators | 0 | 0 | 0.02 | 110.58 | 1 |  | 2023-03-10 | redacted
Low Income - Power to Save | HVAC Inspection | 0 | 0.17 | 0 | 268.73 | 1 |  | 2023-03-14 | redacted
Low Income - Power to Save | Low Flow Showerhead | 0 | 0.04 | 0.1 | 504.08 | 1 |  | 2023-03-14 | redacted
Low Income - Power to Save | HVAC Inspection | 0 | 0.17 | 0 | 268.73 | 1 |  | 2023-03-10 | redacted
Low Income - Power to Save | Low Flow Showerhead | 0 | 0.04 | 0.1 | 504.08 | 1 |  | 2023-03-10 | redacted
Low Income - Power to Save | Faucet Aerators | 0 | 0 | 0.02 | 110.58 | 1 |  | 2023-03-10 | redacted
Low Income - Power to Save | HVAC Inspection | 0 | 0.17 | 0 | 268.73 | 1 |  | 2023-03-03 | redacted
Low Income - Power to Save | Low Flow Showerhead | 0 | 0.04 | 0.1 | 504.08 | 1 |  | 2023-03-03 | redacted
Low Income - Power to Save | Faucet Aerators | 0 | 0 | 0.02 | 110.58 | 1 |  | 2023-03-03 | redacted
Low Income - Power to Save | Weather Strip/Caulk | 0 | 0.25 | 0.09 | 503.3 | 1 |  | 2023-03-03 | redacted
Low Income - Power to Save | HVAC Inspection | 0 | 0.17 | 0 | 268.73 | 1 |  | 2023-03-06 | redacted
Low Income - Power to Save | Low Flow Showerhead | 0 | 0.04 | 0.1 | 504.08 | 1 |  | 2023-03-06 | redacted
Low Income - Power to Save | Faucet Aerators | 0 | 0 | 0.02 | 110.58 | 1 |  | 2023-03-06 | redacted
Low Income - Power to Save | HVAC Inspection | 0 | 0.17 | 0 | 268.73 | 1 |  | 2023-03-07 | redacted
Low Income - Power to Save | Low Flow Showerhead | 0 | 0.04 | 0.1 | 504.08 | 1 |  | 2023-03-07 | redacted
Low Income - Power to Save | Faucet Aerators | 0 | 0 | 0.02 | 110.58 | 1 |  | 2023-03-07 | redacted
Low Income - Power to Save | Weather Strip/Caulk | 0 | 0.25 | 0.09 | 503.3 | 1 |  | 2023-03-07 | redacted
Low Income - Power to Save | HVAC Inspection | 0 | 0.18 | 0.06 | 601.4 | 1 |  | 2023-03-09 | redacted
Low Income - Power to Save | Low Flow Showerhead | 0 | 0.18 | 0.06 | 601.4 | 1 |  | 2023-03-09 | redacted
Low Income - Power to Save | Faucet Aerators | 0 | 0.18 | 0.06 | 601.4 | 1 |  | 2023-03-09 | redacted
Low Income - Power to Save | HVAC Inspection | 0 | 0.17 | 0 | 268.73 | 1 |  | 2023-03-28 | redacted
Low Income - Power to Save | Faucet Aerators | 0 | 0 | 0.02 | 110.58 | 1 |  | 2023-03-28 | redacted
Low Income - Power to Save | Low Flow Showerhead | 0 | 0.04 | 0.1 | 504.08 | 1 |  | 2023-03-28 | redacted
Low Income - Power to Save | LED Lights | 0 | 0 | 0 | 47.6 | 1 |  | 2023-03-28 | redacted
Low Income - Power to Save | HVAC Inspection | 0 | 0.17 | 0 | 268.73 | 1 |  | 2023-03-01 | redacted
Low Income - Power to Save | Low Flow Showerhead | 0 | 0.04 | 0.1 | 504.08 | 1 |  | 2023-03-01 | redacted
Low Income - Power to Save | Faucet Aerators | 0 | 0 | 0.02 | 110.58 | 1 |  | 2023-03-01 | redacted
Low Income - Power to Save | HVAC Inspection | 0 | 0.17 | 0 | 268.73 | 1 |  | 2023-03-28 | redacted
Low Income - Power to Save | Faucet Aerators | 0 | 0 | 0.02 | 110.58 | 1 |  | 2023-03-28 | redacted
Low Income - Power to Save | Low Flow Showerhead | 0 | 0.04 | 0.1 | 504.08 | 1 |  | 2023-03-28 | redacted
Low Income - Power to Save | LED Lights | 0 | 0 | 0 | 47.6 | 1 |  | 2023-03-28 | redacted
Low Income - Power to Save | HVAC Inspection | 0 | 0.17 | 0 | 268.73 | 1 |  | 2023-03-13 | redacted
Low Income - Power to Save | Low Flow Showerhead | 0 | 0.04 | 0.1 | 504.08 | 1 |  | 2023-03-13 | redacted
Low Income - Power to Save | Faucet Aerators | 0 | 0 | 0.02 | 110.58 | 1 |  | 2023-03-13 | redacted
Low Income - Power to Save | HVAC Inspection | 0 | 0.17 | 0 | 268.73 | 1 |  | 2023-03-02 | redacted
Low Income - Power to Save | Low Flow Showerhead | 0 | 0.04 | 0.1 | 504.08 | 1 |  | 2023-03-02 | redacted
Low Income - Power to Save | Faucet Aerators | 0 | 0 | 0.02 | 110.58 | 1 |  | 2023-03-02 | redacted
Low Income - Power to Save | HVAC Inspection | 0 | 0.17 | 0 | 268.73 | 1 |  | 2023-03-09 | redacted
Low Income - Power to Save | Low Flow Showerhead | 0 | 0.04 | 0.1 | 504.08 | 1 |  | 2023-03-09 | redacted
Low Income - Power to Save | Faucet Aerators | 0 | 0 | 0.02 | 110.58 | 1 |  | 2023-03-09 | redacted
Low Income - Power to Save | HVAC Inspection | 0 | 0.44 | 0.09 | 1083 | 1 |  | 2023-03-01 | redacted
Low Income - Power to Save | Low Flow Showerhead | 0 | 0.44 | 0.09 | 1083 | 1 |  | 2023-03-01 | redacted
Low Income - Power to Save | Faucet Aerators | 0 | 0.44 | 0.09 | 1083 | 1 |  | 2023-03-01 | redacted
Low Income - Power to Save | Weather Strip/Caulk | 0 | 0.44 | 0.09 | 1083 | 1 |  | 2023-03-01 | redacted
Low Income - Power to Save | HVAC Inspection | 0 | 0.18 | 0.06 | 601.4 | 1 |  | 2023-03-08 | redacted
Low Income - Power to Save | Low Flow Showerhead | 0 | 0.18 | 0.06 | 601.4 | 1 |  | 2023-03-08 | redacted
Low Income - Power to Save | Faucet Aerators | 0 | 0.18 | 0.06 | 601.4 | 1 |  | 2023-03-08 | redacted
Low Income - Power to Save | HVAC Inspection | 0 | 0.17 | 0 | 268.73 | 1 |  | 2023-03-10 | redacted
Low Income - Power to Save | Low Flow Showerhead | 0 | 0.04 | 0.1 | 504.08 | 1 |  | 2023-03-10 | redacted
Low Income - Power to Save | Faucet Aerators | 0 | 0 | 0.02 | 110.58 | 1 |  | 2023-03-10 | redacted
Low Income - Power to Save | HVAC Inspection | 0 | 0.17 | 0 | 268.73 | 1 |  | 2023-03-28 | redacted
Low Income - Power to Save | Faucet Aerators | 0 | 0 | 0.02 | 110.58 | 1 |  | 2023-03-28 | redacted
Low Income - Power to Save | Low Flow Showerhead | 0 | 0.04 | 0.1 | 504.08 | 1 |  | 2023-03-28 | redacted
Low Income - Power to Save | LED Lights | 0 | 0 | 0 | 47.6 | 1 |  | 2023-03-28 | redacted
Low Income - Power to Save | HVAC Inspection | 0 | 0.17 | 0 | 268.73 | 1 |  | 2023-03-01 | redacted
Low Income - Power to Save | Low Flow Showerhead | 0 | 0.04 | 0.1 | 504.08 | 1 |  | 2023-03-01 | redacted
Low Income - Power to Save | Faucet Aerators | 0 | 0 | 0.02 | 110.58 | 1 |  | 2023-03-01 | redacted
Low Income - Power to Save | HVAC Inspection | 0 | 0.17 | 0 | 268.73 | 1 |  | 2023-03-28 | redacted
Low Income - Power to Save | Faucet Aerators | 0 | 0 | 0.02 | 110.58 | 1 |  | 2023-03-28 | redacted
Low Income - Power to Save | LED Lights | 0 | 0 | 0 | 47.6 | 1 |  | 2023-03-28 | redacted
Low Income - Power to Save | HVAC Inspection | 0 | 0.17 | 0 | 268.73 | 1 |  | 2023-03-13 | redacted
Low Income - Power to Save | Low Flow Showerhead | 0 | 0.04 | 0.1 | 504.08 | 1 |  | 2023-03-13 | redacted
Low Income - Power to Save | Faucet Aerators | 0 | 0 | 0.02 | 110.58 | 1 |  | 2023-03-13 | redacted
Low Income - Power to Save | HVAC Inspection | 0 | 0.17 | 0 | 268.73 | 1 |  | 2023-03-09 | redacted
Low Income - Power to Save | Low Flow Showerhead | 0 | 0.04 | 0.1 | 504.08 | 1 |  | 2023-03-09 | redacted
Low Income - Power to Save | HVAC Inspection | 0 | 0.17 | 0 | 268.73 | 1 |  | 2023-03-28 | redacted
Low Income - Power to Save | HVAC Inspection | 0 | 0.44 | 0.09 | 1083 | 1 |  | 2023-03-02 | redacted
Low Income - Power to Save | Low Flow Showerhead | 0 | 0.44 | 0.09 | 1083 | 1 |  | 2023-03-02 | redacted
Low Income - Power to Save | Faucet Aerators | 0 | 0.44 | 0.09 | 1083 | 1 |  | 2023-03-02 | redacted
Low Income - Power to Save | Weather Strip/Caulk | 0 | 0.44 | 0.09 | 1083 | 1 |  | 2023-03-02 | redacted
Low Income - Power to Save | HVAC Inspection | 0 | 0.18 | 0.06 | 601.4 | 1 |  | 2023-03-02 | redacted
Low Income - Power to Save | Low Flow Showerhead | 0 | 0.18 | 0.06 | 601.4 | 1 |  | 2023-03-02 | redacted
Low Income - Power to Save | Faucet Aerators | 0 | 0.18 | 0.06 | 601.4 | 1 |  | 2023-03-02 | redacted
Low Income - Power to Save | HVAC Inspection | 0 | 0.17 | 0 | 268.73 | 1 |  | 2023-03-09 | redacted
Low Income - Power to Save | HVAC Inspection | 0 | 0.17 | 0 | 268.73 | 1 |  | 2023-03-02 | redacted
Low Income - Power to Save | Low Flow Showerhead | 0 | 0.04 | 0.1 | 504.08 | 1 |  | 2023-03-02 | redacted
Low Income - Power to Save | Faucet Aerators | 0 | 0 | 0.02 | 110.58 | 1 |  | 2023-03-02 | redacted
Low Income - Power to Save | HVAC Inspection | 0 | 0.17 | 0 | 268.73 | 1 |  | 2023-03-02 | redacted
Low Income - Power to Save | Low Flow Showerhead | 0 | 0.04 | 0.1 | 504.08 | 1 |  | 2023-03-02 | redacted
Low Income - Power to Save | Faucet Aerators | 0 | 0 | 0.02 | 110.58 | 1 |  | 2023-03-02 | redacted
Low Income - Power to Save | Weather Strip/Caulk | 0 | 0.25 | 0.09 | 503.3 | 1 |  | 2023-03-02 | redacted
Low Income - Power to Save | HVAC Inspection | 0 | 0.17 | 0 | 268.73 | 1 |  | 2023-03-06 | redacted
Low Income - Power to Save | HVAC Inspection | 0 | 0.17 | 0 | 268.73 | 1 |  | 2023-03-28 | redacted
Low Income - Power to Save | Faucet Aerators | 0 | 0 | 0.02 | 110.58 | 1 |  | 2023-03-28 | redacted
Low Income - Power to Save | Low Flow Showerhead | 0 | 0.04 | 0.1 | 504.08 | 1 |  | 2023-03-28 | redacted
Low Income - Power to Save | LED Lights | 0 | 0 | 0 | 47.6 | 1 |  | 2023-03-28 | redacted
Low Income - Power to Save | HVAC Inspection | 0 | 0.17 | 0 | 268.73 | 1 |  | 2023-03-07 | redacted
Low Income - Power to Save | Low Flow Showerhead | 0 | 0.04 | 0.1 | 504.08 | 1 |  | 2023-03-07 | redacted
Low Income - Power to Save | Faucet Aerators | 0 | 0 | 0.02 | 110.58 | 1 |  | 2023-03-07 | redacted
Low Income - Power to Save | Weather Strip/Caulk | 0 | 0.25 | 0.09 | 503.3 | 1 |  | 2023-03-07 | redacted
Low Income - Power to Save | HVAC Inspection | 0 | 0.17 | 0 | 268.73 | 1 |  | 2023-03-28 | redacted
Low Income - Power to Save | Low Flow Showerhead | 0 | 0.04 | 0.1 | 504.08 | 1 |  | 2023-03-28 | redacted
Low Income - Power to Save | LED Lights | 0 | 0 | 0 | 47.6 | 1 |  | 2023-03-28 | redacted
Low Income - Power to Save | HVAC Inspection | 0 | 0.17 | 0 | 268.73 | 1 |  | 2023-03-13 | redacted
Low Income - Power to Save | Low Flow Showerhead | 0 | 0.04 | 0.1 | 504.08 | 1 |  | 2023-03-13 | redacted
Low Income - Power to Save | Faucet Aerators | 0 | 0 | 0.02 | 110.58 | 1 |  | 2023-03-13 | redacted
Low Income - Power to Save | Weather Strip/Caulk | 0 | 0.25 | 0.09 | 503.3 | 1 |  | 2023-03-13 | redacted
Low Income - Power to Save | HVAC Inspection | 0 | 0.18 | 0.06 | 601.4 | 1 |  | 2023-03-09 | redacted
Low Income - Power to Save | Low Flow Showerhead | 0 | 0.18 | 0.06 | 601.4 | 1 |  | 2023-03-09 | redacted
Low Income - Power to Save | Faucet Aerators | 0 | 0.18 | 0.06 | 601.4 | 1 |  | 2023-03-09 | redacted
Low Income - Power to Save | HVAC Inspection | 0 | 0.17 | 0 | 268.73 | 1 |  | 2023-03-07 | redacted
Low Income - Power to Save | Low Flow Showerhead | 0 | 0.04 | 0.1 | 504.08 | 1 |  | 2023-03-07 | redacted
Low Income - Power to Save | Faucet Aerators | 0 | 0 | 0.02 | 110.58 | 1 |  | 2023-03-07 | redacted
Low Income - Power to Save | HVAC Inspection | 0 | 0.18 | 0.06 | 601.4 | 1 |  | 2023-03-02 | redacted
Low Income - Power to Save | Low Flow Showerhead | 0 | 0.18 | 0.06 | 601.4 | 1 |  | 2023-03-02 | redacted
Low Income - Power to Save | Faucet Aerators | 0 | 0.18 | 0.06 | 601.4 | 1 |  | 2023-03-02 | redacted
Low Income - Power to Save | HVAC Inspection | 0 | 0.17 | 0 | 268.73 | 1 |  | 2023-03-27 | redacted
Low Income - Power to Save | LED Lights | 0 | 0 | 0 | 47.6 | 1 |  | 2023-03-27 | redacted
Low Income - Power to Save | HVAC Inspection | 0 | 0.17 | 0 | 268.73 | 1 |  | 2023-03-03 | redacted
Low Income - Power to Save | Low Flow Showerhead | 0 | 0.04 | 0.1 | 504.08 | 1 |  | 2023-03-03 | redacted
Low Income - Power to Save | Faucet Aerators | 0 | 0 | 0.02 | 110.58 | 1 |  | 2023-03-03 | redacted
Low Income - Power to Save | Weather Strip/Caulk | 0 | 0.25 | 0.09 | 503.3 | 1 |  | 2023-03-03 | redacted
Low Income - Power to Save | HVAC Inspection | 0 | 0.17 | 0 | 268.73 | 1 |  | 2023-03-17 | redacted
Low Income - Power to Save | Weather Strip/Caulk | 0 | 0.25 | 0.09 | 503.3 | 1 |  | 2023-03-17 | redacted
Low Income - Power to Save | HVAC Inspection | 0 | 0.18 | 0.06 | 601.4 | 1 |  | 2023-03-10 | redacted
Low Income - Power to Save | Low Flow Showerhead | 0 | 0.18 | 0.06 | 601.4 | 1 |  | 2023-03-10 | redacted
Low Income - Power to Save | Faucet Aerators | 0 | 0.18 | 0.06 | 601.4 | 1 |  | 2023-03-10 | redacted
Low Income - Power to Save | HVAC Inspection | 0 | 0.18 | 0.06 | 601.4 | 1 |  | 2023-03-16 | redacted
Low Income - Power to Save | Low Flow Showerhead | 0 | 0.18 | 0.06 | 601.4 | 1 |  | 2023-03-16 | redacted
Low Income - Power to Save | Faucet Aerators | 0 | 0.18 | 0.06 | 601.4 | 1 |  | 2023-03-16 | redacted
Low Income - Power to Save | HVAC Inspection | 0 | 0.18 | 0.06 | 601.4 | 1 |  | 2023-03-03 | redacted
Low Income - Power to Save | Low Flow Showerhead | 0 | 0.18 | 0.06 | 601.4 | 1 |  | 2023-03-03 | redacted
Low Income - Power to Save | Faucet Aerators | 0 | 0.18 | 0.06 | 601.4 | 1 |  | 2023-03-03 | redacted
Low Income - Power to Save | HVAC Inspection | 0 | 0.18 | 0.06 | 601.4 | 1 |  | 2023-03-09 | redacted
Low Income - Power to Save | Low Flow Showerhead | 0 | 0.18 | 0.06 | 601.4 | 1 |  | 2023-03-09 | redacted
Low Income - Power to Save | Faucet Aerators | 0 | 0.18 | 0.06 | 601.4 | 1 |  | 2023-03-09 | redacted
Low Income - Power to Save | HVAC Inspection | 0 | 0.17 | 0 | 268.73 | 1 |  | 2023-03-10 | redacted
Low Income - Power to Save | HVAC Inspection | 0 | 0.17 | 0 | 268.73 | 1 |  | 2023-03-01 | redacted
Low Income - Power to Save | Low Flow Showerhead | 0 | 0.04 | 0.1 | 504.08 | 1 |  | 2023-03-01 | redacted
Low Income - Power to Save | Faucet Aerators | 0 | 0 | 0.02 | 110.58 | 1 |  | 2023-03-01 | redacted
Low Income - Power to Save | HVAC Inspection | 0 | 0.17 | 0 | 268.73 | 1 |  | 2023-03-31 | redacted
Low Income - Power to Save | Faucet Aerators | 0 | 0 | 0.02 | 110.58 | 1 |  | 2023-03-31 | redacted
Low Income - Power to Save | Low Flow Showerhead | 0 | 0.04 | 0.1 | 504.08 | 1 |  | 2023-03-31 | redacted
Low Income - Power to Save | LED Lights | 0 | 0 | 0 | 47.6 | 1 |  | 2023-03-31 | redacted
Low Income - Power to Save | HVAC Inspection | 0 | 0.17 | 0 | 268.73 | 1 |  | 2023-03-02 | redacted
Low Income - Power to Save | Low Flow Showerhead | 0 | 0.04 | 0.1 | 504.08 | 1 |  | 2023-03-02 | redacted
Low Income - Power to Save | Faucet Aerators | 0 | 0 | 0.02 | 110.58 | 1 |  | 2023-03-02 | redacted
Low Income - Power to Save | HVAC Inspection | 0 | 0.17 | 0 | 268.73 | 1 |  | 2023-03-31 | redacted
Low Income - Power to Save | Faucet Aerators | 0 | 0 | 0.02 | 110.58 | 1 |  | 2023-03-31 | redacted
Low Income - Power to Save | Low Flow Showerhead | 0 | 0.04 | 0.1 | 504.08 | 1 |  | 2023-03-31 | redacted
Low Income - Power to Save | LED Lights | 0 | 0 | 0 | 47.6 | 1 |  | 2023-03-31 | redacted
Low Income - Power to Save | HVAC Inspection | 0 | 0.17 | 0 | 268.73 | 1 |  | 2023-03-28 | redacted
Low Income - Power to Save | Faucet Aerators | 0 | 0 | 0.02 | 110.58 | 1 |  | 2023-03-28 | redacted
Low Income - Power to Save | Low Flow Showerhead | 0 | 0.04 | 0.1 | 504.08 | 1 |  | 2023-03-28 | redacted
Low Income - Power to Save | LED Lights | 0 | 0 | 0 | 47.6 | 1 |  | 2023-03-28 | redacted
Low Income - Power to Save | HVAC Inspection | 0 | 0.17 | 0 | 268.73 | 1 |  | 2023-03-27 | redacted
Low Income - Power to Save | Faucet Aerators | 0 | 0 | 0.02 | 110.58 | 1 |  | 2023-03-27 | redacted
Low Income - Power to Save | Low Flow Showerhead | 0 | 0.04 | 0.1 | 504.08 | 1 |  | 2023-03-27 | redacted
Low Income - Power to Save | LED Lights | 0 | 0 | 0 | 47.6 | 1 |  | 2023-03-27 | redacted
Low Income - Power to Save | HVAC Inspection | 0 | 0.17 | 0 | 268.73 | 1 |  | 2023-03-31 | redacted
Low Income - Power to Save | Faucet Aerators | 0 | 0 | 0.02 | 110.58 | 1 |  | 2023-03-31 | redacted
Low Income - Power to Save | Low Flow Showerhead | 0 | 0.04 | 0.1 | 504.08 | 1 |  | 2023-03-31 | redacted
Low Income - Power to Save | LED Lights | 0 | 0 | 0 | 47.6 | 1 |  | 2023-03-31 | redacted
Low Income - Power to Save | HVAC Inspection | 0 | 0.17 | 0 | 268.73 | 1 |  | 2023-03-03 | redacted
Low Income - Power to Save | Low Flow Showerhead | 0 | 0.04 | 0.1 | 504.08 | 1 |  | 2023-03-03 | redacted
Low Income - Power to Save | Faucet Aerators | 0 | 0 | 0.02 | 110.58 | 1 |  | 2023-03-03 | redacted
Low Income - Power to Save | HVAC Inspection | 0 | 0.17 | 0 | 268.73 | 1 |  | 2023-03-09 | redacted
Low Income - Power to Save | Low Flow Showerhead | 0 | 0.04 | 0.1 | 504.08 | 1 |  | 2023-03-09 | redacted
Low Income - Power to Save | HVAC Inspection | 0 | 0.17 | 0 | 268.73 | 1 |  | 2023-03-15 | redacted
Low Income - Power to Save | Low Flow Showerhead | 0 | 0.04 | 0.1 | 504.08 | 1 |  | 2023-03-15 | redacted
Low Income - Power to Save | Faucet Aerators | 0 | 0 | 0.02 | 110.58 | 1 |  | 2023-03-15 | redacted
Low Income - Power to Save | Pipe Wrap | 0 | 0.01 | 0.03 | 143.65 | 1 |  | 2023-03-15 | redacted
Low Income - Power to Save | HVAC Inspection | 0 | 0.17 | 0 | 268.73 | 1 |  | 2023-03-21 | redacted
Low Income - Power to Save | Low Flow Showerhead | 0 | 0.04 | 0.1 | 504.08 | 1 |  | 2023-03-21 | redacted
Low Income - Power to Save | Faucet Aerators | 0 | 0 | 0.02 | 110.58 | 1 |  | 2023-03-21 | redacted
Low Income - Power to Save | HVAC Inspection | 0 | 0.17 | 0 | 268.73 | 1 |  | 2023-03-10 | redacted
Low Income - Power to Save | Low Flow Showerhead | 0 | 0.04 | 0.1 | 504.08 | 1 |  | 2023-03-10 | redacted
Low Income - Power to Save | Faucet Aerators | 0 | 0 | 0.02 | 110.58 | 1 |  | 2023-03-10 | redacted
Low Income - Power to Save | HVAC Inspection | 0 | 0.17 | 0 | 268.73 | 1 |  | 2023-03-10 | redacted
Low Income - Power to Save | HVAC Inspection | 0 | 0.17 | 0 | 268.73 | 1 |  | 2023-03-09 | redacted
Low Income - Power to Save | Low Flow Showerhead | 0 | 0.04 | 0.1 | 504.08 | 1 |  | 2023-03-09 | redacted
Low Income - Power to Save | Faucet Aerators | 0 | 0 | 0.02 | 110.58 | 1 |  | 2023-03-09 | redacted
Low Income - Power to Save | Weather Strip/Caulk | 0 | 0.25 | 0.09 | 503.3 | 1 |  | 2023-03-09 | redacted
Low Income - Power to Save | HVAC Inspection | 0 | 0.17 | 0 | 268.73 | 1 |  | 2023-03-08 | redacted
Low Income - Power to Save | Low Flow Showerhead | 0 | 0.04 | 0.1 | 504.08 | 1 |  | 2023-03-08 | redacted
Low Income - Power to Save | Faucet Aerators | 0 | 0 | 0.02 | 110.58 | 1 |  | 2023-03-08 | redacted
Low Income - Power to Save | HVAC Inspection | 0 | 0.17 | 0 | 268.73 | 1 |  | 2023-03-13 | redacted
Low Income - Power to Save | HVAC Inspection | 0 | 0.17 | 0 | 268.73 | 1 |  | 2023-03-02 | redacted
Low Income - Power to Save | Low Flow Showerhead | 0 | 0.04 | 0.1 | 504.08 | 1 |  | 2023-03-02 | redacted
Low Income - Power to Save | Outdoor Coil Cleaning | 0 | 0.1 | 0 | 275 | 1 |  | 2023-03-02 | redacted
Low Income - Power to Save | HVAC Inspection | 0 | 0.17 | 0 | 268.73 | 1 |  | 2023-03-16 | redacted
Low Income - Power to Save | Low Flow Showerhead | 0 | 0.04 | 0.1 | 504.08 | 1 |  | 2023-03-16 | redacted
Low Income - Power to Save | Faucet Aerators | 0 | 0 | 0.02 | 110.58 | 1 |  | 2023-03-16 | redacted
Low Income - Power to Save | HVAC Inspection | 0 | 0.17 | 0 | 268.73 | 1 |  | 2023-03-07 | redacted
Low Income - Power to Save | Low Flow Showerhead | 0 | 0.04 | 0.1 | 504.08 | 1 |  | 2023-03-07 | redacted
Low Income - Power to Save | Faucet Aerators | 0 | 0 | 0.02 | 110.58 | 1 |  | 2023-03-07 | redacted
Low Income - Power to Save | HVAC Inspection | 0 | 0.17 | 0 | 268.73 | 1 |  | 2023-03-09 | redacted
Low Income - Power to Save | Low Flow Showerhead | 0 | 0.04 | 0.1 | 504.08 | 1 |  | 2023-03-09 | redacted
Low Income - Power to Save | Faucet Aerators | 0 | 0 | 0.02 | 110.58 | 1 |  | 2023-03-09 | redacted
Low Income - Power to Save | HVAC Inspection | 0 | 0.17 | 0 | 268.73 | 1 |  | 2023-03-28 | redacted
Low Income - Power to Save | Faucet Aerators | 0 | 0 | 0.02 | 110.58 | 1 |  | 2023-03-28 | redacted
Low Income - Power to Save | Low Flow Showerhead | 0 | 0.04 | 0.1 | 504.08 | 1 |  | 2023-03-28 | redacted
Low Income - Power to Save | LED Lights | 0 | 0 | 0 | 47.6 | 1 |  | 2023-03-28 | redacted
Low Income - Power to Save | HVAC Inspection | 0 | 0.17 | 0 | 268.73 | 1 |  | 2023-03-02 | redacted
Low Income - Power to Save | Low Flow Showerhead | 0 | 0.04 | 0.1 | 504.08 | 1 |  | 2023-03-02 | redacted
Low Income - Power to Save | Faucet Aerators | 0 | 0 | 0.02 | 110.58 | 1 |  | 2023-03-02 | redacted
Low Income - Power to Save | HVAC Inspection | 0 | 0.17 | 0 | 268.73 | 1 |  | 2023-03-01 | redacted
Low Income - Power to Save | Low Flow Showerhead | 0 | 0.04 | 0.1 | 504.08 | 1 |  | 2023-03-01 | redacted
Low Income - Power to Save | HVAC Inspection | 0 | 0.17 | 0 | 268.73 | 1 |  | 2023-03-14 | redacted
Low Income - Power to Save | Low Flow Showerhead | 0 | 0.04 | 0.1 | 504.08 | 1 |  | 2023-03-14 | redacted
Low Income - Power to Save | Faucet Aerators | 0 | 0 | 0.02 | 110.58 | 1 |  | 2023-03-14 | redacted
Low Income - Power to Save | HVAC Inspection | 0 | 0.17 | 0 | 268.73 | 1 |  | 2023-03-28 | redacted
Low Income - Power to Save | Faucet Aerators | 0 | 0 | 0.02 | 110.58 | 1 |  | 2023-03-28 | redacted
Low Income - Power to Save | Low Flow Showerhead | 0 | 0.04 | 0.1 | 504.08 | 1 |  | 2023-03-28 | redacted
Low Income - Power to Save | LED Lights | 0 | 0 | 0 | 47.6 | 1 |  | 2023-03-28 | redacted
Low Income - Power to Save | HVAC Inspection | 0 | 0.17 | 0 | 268.73 | 1 |  | 2023-03-17 | redacted
Low Income - Power to Save | Low Flow Showerhead | 0 | 0.04 | 0.1 | 504.08 | 1 |  | 2023-03-17 | redacted
Low Income - Power to Save | Faucet Aerators | 0 | 0 | 0.02 | 110.58 | 1 |  | 2023-03-17 | redacted
Low Income - Power to Save | Weather Strip/Caulk | 0 | 0.25 | 0.09 | 503.3 | 1 |  | 2023-03-17 | redacted
Low Income - Power to Save | HVAC Inspection | 0 | 0.17 | 0 | 268.73 | 1 |  | 2023-03-02 | redacted
Low Income - Power to Save | HVAC Inspection | 0 | 0.17 | 0 | 268.73 | 1 |  | 2023-03-13 | redacted
Low Income - Power to Save | Low Flow Showerhead | 0 | 0.04 | 0.1 | 504.08 | 1 |  | 2023-03-13 | redacted
Low Income - Power to Save | Faucet Aerators | 0 | 0 | 0.02 | 110.58 | 1 |  | 2023-03-13 | redacted
Low Income - Power to Save | HVAC Inspection | 0 | 0.17 | 0 | 268.73 | 1 |  | 2023-03-07 | redacted
Low Income - Power to Save | Low Flow Showerhead | 0 | 0.04 | 0.1 | 504.08 | 1 |  | 2023-03-07 | redacted
Low Income - Power to Save | Faucet Aerators | 0 | 0 | 0.02 | 110.58 | 1 |  | 2023-03-07 | redacted
Low Income - Power to Save | HVAC Inspection | 0 | 0.17 | 0 | 268.73 | 1 |  | 2023-03-01 | redacted
Low Income - Power to Save | HVAC Inspection | 0 | 0.17 | 0 | 268.73 | 1 |  | 2023-03-28 | redacted
Low Income - Power to Save | Faucet Aerators | 0 | 0 | 0.02 | 110.58 | 1 |  | 2023-03-28 | redacted
Low Income - Power to Save | Low Flow Showerhead | 0 | 0.04 | 0.1 | 504.08 | 1 |  | 2023-03-28 | redacted
Low Income - Power to Save | LED Lights | 0 | 0 | 0 | 47.6 | 1 |  | 2023-03-28 | redacted
Low Income - Power to Save | HVAC Inspection | 0 | 0.17 | 0 | 268.73 | 1 |  | 2023-03-13 | redacted
Low Income - Power to Save | HVAC Inspection | 0 | 0.17 | 0 | 268.73 | 1 |  | 2023-03-09 | redacted
Low Income - Power to Save | Low Flow Showerhead | 0 | 0.04 | 0.1 | 504.08 | 1 |  | 2023-03-09 | redacted
Low Income - Power to Save | Faucet Aerators | 0 | 0 | 0.02 | 110.58 | 1 |  | 2023-03-09 | redacted
Low Income - Power to Save | HVAC Inspection | 0 | 0.17 | 0 | 268.73 | 1 |  | 2023-03-02 | redacted
Low Income - Power to Save | Low Flow Showerhead | 0 | 0.04 | 0.1 | 504.08 | 1 |  | 2023-03-02 | redacted
Low Income - Power to Save | Faucet Aerators | 0 | 0 | 0.02 | 110.58 | 1 |  | 2023-03-02 | redacted
Low Income - Power to Save | HVAC Inspection | 0 | 0.17 | 0 | 268.73 | 1 |  | 2023-03-20 | redacted
Low Income - Power to Save | Low Flow Showerhead | 0 | 0.04 | 0.1 | 504.08 | 1 |  | 2023-03-20 | redacted
Low Income - Power to Save | Pipe Wrap | 0 | 0.01 | 0.03 | 143.65 | 1 |  | 2023-03-20 | redacted
Low Income - Power to Save | HVAC Inspection | 0 | 0.17 | 0 | 268.73 | 1 |  | 2023-03-08 | redacted
Low Income - Power to Save | Low Flow Showerhead | 0 | 0.04 | 0.1 | 504.08 | 1 |  | 2023-03-08 | redacted
Low Income - Power to Save | Faucet Aerators | 0 | 0 | 0.02 | 110.58 | 1 |  | 2023-03-08 | redacted
Low Income - Power to Save | HVAC Inspection | 0 | 0.17 | 0 | 268.73 | 1 |  | 2023-03-28 | redacted
Low Income - Power to Save | Faucet Aerators | 0 | 0 | 0.02 | 110.58 | 1 |  | 2023-03-28 | redacted
Low Income - Power to Save | Low Flow Showerhead | 0 | 0.04 | 0.1 | 504.08 | 1 |  | 2023-03-28 | redacted
Low Income - Power to Save | LED Lights | 0 | 0 | 0 | 47.6 | 1 |  | 2023-03-28 | redacted
Low Income - Power to Save | HVAC Inspection | 0 | 0.17 | 0 | 268.73 | 1 |  | 2023-03-09 | redacted
Low Income - Power to Save | Low Flow Showerhead | 0 | 0.04 | 0.1 | 504.08 | 1 |  | 2023-03-09 | redacted
Low Income - Power to Save | Faucet Aerators | 0 | 0 | 0.02 | 110.58 | 1 |  | 2023-03-09 | redacted
Low Income - Power to Save | HVAC Inspection | 0 | 0.17 | 0 | 268.73 | 1 |  | 2023-03-09 | redacted
Low Income - Power to Save | Low Flow Showerhead | 0 | 0.04 | 0.1 | 504.08 | 1 |  | 2023-03-09 | redacted
Low Income - Power to Save | Weather Strip/Caulk | 0 | 0.25 | 0.09 | 503.3 | 1 |  | 2023-03-09 | redacted
Low Income - Power to Save | HVAC Inspection | 0 | 0.17 | 0 | 268.73 | 1 |  | 2023-03-02 | redacted
Low Income - Power to Save | Low Flow Showerhead | 0 | 0.04 | 0.1 | 504.08 | 1 |  | 2023-03-02 | redacted
Low Income - Power to Save | Faucet Aerators | 0 | 0 | 0.02 | 110.58 | 1 |  | 2023-03-02 | redacted
Low Income - Power to Save | HVAC Inspection | 0 | 0.17 | 0 | 268.73 | 1 |  | 2023-03-13 | redacted
Low Income - Power to Save | Low Flow Showerhead | 0 | 0.04 | 0.1 | 504.08 | 1 |  | 2023-03-13 | redacted
Low Income - Power to Save | Faucet Aerators | 0 | 0 | 0.02 | 110.58 | 1 |  | 2023-03-13 | redacted
Low Income - Power to Save | HVAC Inspection | 0 | 0.17 | 0 | 268.73 | 1 |  | 2023-03-16 | redacted
Low Income - Power to Save | Low Flow Showerhead | 0 | 0.04 | 0.1 | 504.08 | 1 |  | 2023-03-16 | redacted
Low Income - Power to Save | Faucet Aerators | 0 | 0 | 0.02 | 110.58 | 1 |  | 2023-03-16 | redacted
Low Income - Power to Save | HVAC Inspection | 0 | 0.17 | 0 | 268.73 | 1 |  | 2023-03-10 | redacted
Low Income - Power to Save | Low Flow Showerhead | 0 | 0.04 | 0.1 | 504.08 | 1 |  | 2023-03-10 | redacted
Low Income - Power to Save | Faucet Aerators | 0 | 0 | 0.02 | 110.58 | 1 |  | 2023-03-10 | redacted
Low Income - Power to Save | HVAC Inspection | 0 | 0.17 | 0 | 268.73 | 1 |  | 2023-03-07 | redacted
Low Income - Power to Save | Low Flow Showerhead | 0 | 0.04 | 0.1 | 504.08 | 1 |  | 2023-03-07 | redacted
Low Income - Power to Save | Faucet Aerators | 0 | 0 | 0.02 | 110.58 | 1 |  | 2023-03-07 | redacted
Low Income - Power to Save | Weather Strip/Caulk | 0 | 0.25 | 0.09 | 503.3 | 1 |  | 2023-03-07 | redacted
Low Income - Power to Save | HVAC Inspection | 0 | 0.17 | 0 | 268.73 | 1 |  | 2023-03-17 | redacted
Low Income - Power to Save | Low Flow Showerhead | 0 | 0.04 | 0.1 | 504.08 | 1 |  | 2023-03-17 | redacted
Low Income - Power to Save | HVAC Inspection | 0 | 0.17 | 0 | 268.73 | 1 |  | 2023-03-28 | redacted
Low Income - Power to Save | Faucet Aerators | 0 | 0 | 0.02 | 110.58 | 1 |  | 2023-03-28 | redacted
Low Income - Power to Save | Low Flow Showerhead | 0 | 0.04 | 0.1 | 504.08 | 1 |  | 2023-03-28 | redacted
Low Income - Power to Save | LED Lights | 0 | 0 | 0 | 47.6 | 1 |  | 2023-03-28 | redacted
Low Income - Power to Save | HVAC Inspection | 0 | 0.17 | 0 | 268.73 | 1 |  | 2023-03-02 | redacted
Low Income - Power to Save | Low Flow Showerhead | 0 | 0.04 | 0.1 | 504.08 | 1 |  | 2023-03-02 | redacted
Low Income - Power to Save | Faucet Aerators | 0 | 0 | 0.02 | 110.58 | 1 |  | 2023-03-02 | redacted
Low Income - Power to Save | HVAC Inspection | 0 | 0.17 | 0 | 268.73 | 1 |  | 2023-03-14 | redacted
Low Income - Power to Save | Low Flow Showerhead | 0 | 0.04 | 0.1 | 504.08 | 1 |  | 2023-03-14 | redacted
Low Income - Power to Save | Faucet Aerators | 0 | 0 | 0.02 | 110.58 | 1 |  | 2023-03-14 | redacted
Low Income - Power to Save | HVAC Inspection | 0 | 0.17 | 0 | 268.73 | 1 |  | 2023-03-10 | redacted
Low Income - Power to Save | Low Flow Showerhead | 0 | 0.04 | 0.1 | 504.08 | 1 |  | 2023-03-10 | redacted
Low Income - Power to Save | Faucet Aerators | 0 | 0 | 0.02 | 110.58 | 1 |  | 2023-03-10 | redacted
Low Income - Power to Save | HVAC Inspection | 0 | 0.17 | 0 | 268.73 | 1 |  | 2023-03-09 | redacted
Low Income - Power to Save | Low Flow Showerhead | 0 | 0.04 | 0.1 | 504.08 | 1 |  | 2023-03-09 | redacted
Low Income - Power to Save | Faucet Aerators | 0 | 0 | 0.02 | 110.58 | 1 |  | 2023-03-09 | redacted
Low Income - Power to Save | HVAC Inspection | 0 | 0.17 | 0 | 268.73 | 1 |  | 2023-03-08 | redacted
Low Income - Power to Save | Low Flow Showerhead | 0 | 0.04 | 0.1 | 504.08 | 1 |  | 2023-03-08 | redacted
Low Income - Power to Save | Faucet Aerators | 0 | 0 | 0.02 | 110.58 | 1 |  | 2023-03-08 | redacted
Low Income - Power to Save | HVAC Inspection | 0 | 0.17 | 0 | 268.73 | 1 |  | 2023-03-17 | redacted
Low Income - Power to Save | Low Flow Showerhead | 0 | 0.04 | 0.1 | 504.08 | 1 |  | 2023-03-17 | redacted
Low Income - Power to Save | HVAC Inspection | 0 | 0.17 | 0 | 268.73 | 1 |  | 2023-03-16 | redacted
Low Income - Power to Save | Low Flow Showerhead | 0 | 0.04 | 0.1 | 504.08 | 1 |  | 2023-03-16 | redacted
Low Income - Power to Save | Faucet Aerators | 0 | 0 | 0.02 | 110.58 | 1 |  | 2023-03-16 | redacted
Low Income - Power to Save | HVAC Inspection | 0 | 0.17 | 0 | 268.73 | 1 |  | 2023-03-10 | redacted
Low Income - Power to Save | Low Flow Showerhead | 0 | 0.04 | 0.1 | 504.08 | 1 |  | 2023-03-10 | redacted
Low Income - Power to Save | Faucet Aerators | 0 | 0 | 0.02 | 110.58 | 1 |  | 2023-03-10 | redacted
Low Income - Power to Save | HVAC Inspection | 0 | 0.17 | 0 | 268.73 | 1 |  | 2023-03-14 | redacted
Low Income - Power to Save | Low Flow Showerhead | 0 | 0.04 | 0.1 | 504.08 | 1 |  | 2023-03-14 | redacted
Low Income - Power to Save | HVAC Inspection | 0 | 0.17 | 0 | 268.73 | 1 |  | 2023-03-21 | redacted
Low Income - Power to Save | Low Flow Showerhead | 0 | 0.04 | 0.1 | 504.08 | 1 |  | 2023-03-21 | redacted
Low Income - Power to Save | Faucet Aerators | 0 | 0 | 0.02 | 110.58 | 1 |  | 2023-03-21 | redacted
Low Income - Power to Save | HVAC Inspection | 0 | 0.17 | 0 | 268.73 | 1 |  | 2023-03-01 | redacted
Low Income - Power to Save | Low Flow Showerhead | 0 | 0.04 | 0.1 | 504.08 | 1 |  | 2023-03-01 | redacted
Low Income - Power to Save | Faucet Aerators | 0 | 0 | 0.02 | 110.58 | 1 |  | 2023-03-01 | redacted
Low Income - Power to Save | HVAC Inspection | 0 | 0.17 | 0 | 268.73 | 1 |  | 2023-03-01 | redacted
Low Income - Power to Save | Low Flow Showerhead | 0 | 0.04 | 0.1 | 504.08 | 1 |  | 2023-03-17 | redacted
Low Income - Power to Save | Pipe Wrap | 0 | 0.01 | 0.03 | 143.65 | 1 |  | 2023-03-17 | redacted
Low Income - Power to Save | HVAC Inspection | 0 | 0.17 | 0 | 268.73 | 1 |  | 2023-03-01 | redacted
Low Income - Power to Save | Low Flow Showerhead | 0 | 0.04 | 0.1 | 504.08 | 1 |  | 2023-03-01 | redacted
Low Income - Power to Save | Faucet Aerators | 0 | 0 | 0.02 | 110.58 | 1 |  | 2023-03-01 | redacted
Low Income - Power to Save | HVAC Inspection | 0 | 0.17 | 0 | 268.73 | 1 |  | 2023-03-10 | redacted
Low Income - Power to Save | HVAC Inspection | 0 | 0.17 | 0 | 268.73 | 1 |  | 2023-03-07 | redacted
Low Income - Power to Save | Low Flow Showerhead | 0 | 0.04 | 0.1 | 504.08 | 1 |  | 2023-03-07 | redacted
Low Income - Power to Save | Faucet Aerators | 0 | 0 | 0.02 | 110.58 | 1 |  | 2023-03-07 | redacted
Low Income - Power to Save | HVAC Inspection | 0 | 0.17 | 0 | 268.73 | 1 |  | 2023-03-02 | redacted
Low Income - Power to Save | Low Flow Showerhead | 0 | 0.04 | 0.1 | 504.08 | 1 |  | 2023-03-02 | redacted
Low Income - Power to Save | Faucet Aerators | 0 | 0 | 0.02 | 110.58 | 1 |  | 2023-03-02 | redacted
Low Income - Power to Save | HVAC Inspection | 0 | 0.17 | 0 | 268.73 | 1 |  | 2023-03-01 | redacted
Low Income - Power to Save | Low Flow Showerhead | 0 | 0.04 | 0.1 | 504.08 | 1 |  | 2023-03-01 | redacted
Low Income - Power to Save | Faucet Aerators | 0 | 0 | 0.02 | 110.58 | 1 |  | 2023-03-01 | redacted
Low Income - Power to Save | Weather Strip/Caulk | 0 | 0.25 | 0.09 | 503.3 | 1 |  | 2023-03-01 | redacted
Low Income - Power to Save | HVAC Inspection | 0 | 0.17 | 0 | 268.73 | 1 |  | 2023-03-10 | redacted
Low Income - Power to Save | Low Flow Showerhead | 0 | 0.04 | 0.1 | 504.08 | 1 |  | 2023-03-10 | redacted
Low Income - Power to Save | Faucet Aerators | 0 | 0 | 0.02 | 110.58 | 1 |  | 2023-03-10 | redacted
Low Income - Power to Save | HVAC Inspection | 0 | 0.17 | 0 | 268.73 | 1 |  | 2023-03-03 | redacted
Low Income - Power to Save | Low Flow Showerhead | 0 | 0.04 | 0.1 | 504.08 | 1 |  | 2023-03-03 | redacted
Low Income - Power to Save | Faucet Aerators | 0 | 0 | 0.02 | 110.58 | 1 |  | 2023-03-03 | redacted
Low Income - Power to Save | HVAC Inspection | 0 | 0.17 | 0 | 268.73 | 1 |  | 2023-03-07 | redacted
Low Income - Power to Save | Low Flow Showerhead | 0 | 0.04 | 0.1 | 504.08 | 1 |  | 2023-03-07 | redacted
Low Income - Power to Save | Faucet Aerators | 0 | 0 | 0.02 | 110.58 | 1 |  | 2023-03-07 | redacted
Low Income - Power to Save | HVAC Inspection | 0 | 0.17 | 0 | 268.73 | 1 |  | 2023-03-09 | redacted
Low Income - Power to Save | Low Flow Showerhead | 0 | 0.04 | 0.1 | 504.08 | 1 |  | 2023-03-09 | redacted
Low Income - Power to Save | Faucet Aerators | 0 | 0 | 0.02 | 110.58 | 1 |  | 2023-03-09 | redacted
Low Income - Power to Save | HVAC Inspection | 0 | 0.17 | 0 | 268.73 | 1 |  | 2023-03-10 | redacted
Low Income - Power to Save | Low Flow Showerhead | 0 | 0.04 | 0.1 | 504.08 | 1 |  | 2023-03-10 | redacted
Low Income - Power to Save | Faucet Aerators | 0 | 0 | 0.02 | 110.58 | 1 |  | 2023-03-10 | redacted
Low Income - Power to Save | HVAC Inspection | 0 | 0.17 | 0 | 268.73 | 1 |  | 2023-03-09 | redacted
Low Income - Power to Save | Low Flow Showerhead | 0 | 0.04 | 0.1 | 504.08 | 1 |  | 2023-03-09 | redacted
Low Income - Power to Save | HVAC Inspection | 0 | 0.17 | 0 | 268.73 | 1 |  | 2023-03-07 | redacted
Low Income - Power to Save | Low Flow Showerhead | 0 | 0.04 | 0.1 | 504.08 | 1 |  | 2023-03-07 | redacted
Low Income - Power to Save | Faucet Aerators | 0 | 0 | 0.02 | 110.58 | 1 |  | 2023-03-07 | redacted
Low Income - Power to Save | HVAC Inspection | 0 | 0.17 | 0 | 268.73 | 1 |  | 2023-03-01 | redacted
Low Income - Power to Save | HVAC Inspection | 0 | 0.17 | 0 | 268.73 | 1 |  | 2023-03-31 | redacted
Low Income - Power to Save | LED Lights | 0 | 0 | 0 | 47.6 | 1 |  | 2023-03-31 | redacted
Low Income - Power to Save | HVAC Inspection | 0 | 0.17 | 0 | 268.73 | 1 |  | 2023-03-13 | redacted
Low Income - Power to Save | Low Flow Showerhead | 0 | 0.04 | 0.1 | 504.08 | 1 |  | 2023-03-13 | redacted
Low Income - Power to Save | Faucet Aerators | 0 | 0 | 0.02 | 110.58 | 1 |  | 2023-03-13 | redacted
Low Income - Power to Save | HVAC Inspection | 0 | 0.17 | 0 | 268.73 | 1 |  | 2023-03-13 | redacted
Low Income - Power to Save | Low Flow Showerhead | 0 | 0.04 | 0.1 | 504.08 | 1 |  | 2023-03-13 | redacted
Low Income - Power to Save | Faucet Aerators | 0 | 0 | 0.02 | 110.58 | 1 |  | 2023-03-13 | redacted
Low Income - Power to Save | HVAC Inspection | 0 | 0.17 | 0 | 268.73 | 1 |  | 2023-03-31 | redacted
Low Income - Power to Save | Faucet Aerators | 0 | 0 | 0.02 | 110.58 | 1 |  | 2023-03-31 | redacted
Low Income - Power to Save | Low Flow Showerhead | 0 | 0.04 | 0.1 | 504.08 | 1 |  | 2023-03-31 | redacted
Low Income - Power to Save | LED Lights | 0 | 0 | 0 | 47.6 | 1 |  | 2023-03-31 | redacted
Low Income - Power to Save | HVAC Inspection | 0 | 0.17 | 0 | 268.73 | 1 |  | 2023-03-17 | redacted
Low Income - Power to Save | Low Flow Showerhead | 0 | 0.04 | 0.1 | 504.08 | 1 |  | 2023-03-17 | redacted
Low Income - Power to Save | Faucet Aerators | 0 | 0 | 0.02 | 110.58 | 1 |  | 2023-03-17 | redacted
Low Income - Power to Save | Weather Strip/Caulk | 0 | 0.25 | 0.09 | 503.3 | 1 |  | 2023-03-17 | redacted
Low Income - Power to Save | HVAC Inspection | 0 | 0.17 | 0 | 268.73 | 1 |  | 2023-03-17 | redacted
Low Income - Power to Save | Low Flow Showerhead | 0 | 0.04 | 0.1 | 504.08 | 1 |  | 2023-03-17 | redacted
Low Income - Power to Save | Faucet Aerators | 0 | 0 | 0.02 | 110.58 | 1 |  | 2023-03-17 | redacted
Low Income - Power to Save | Weather Strip/Caulk | 0 | 0.25 | 0.09 | 503.3 | 1 |  | 2023-03-17 | redacted
Low Income - Power to Save | HVAC Inspection | 0 | 0.18 | 0.06 | 601.4 | 1 |  | 2023-03-01 | redacted
Low Income - Power to Save | Low Flow Showerhead | 0 | 0.18 | 0.06 | 601.4 | 1 |  | 2023-03-01 | redacted
Low Income - Power to Save | Faucet Aerators | 0 | 0.18 | 0.06 | 601.4 | 1 |  | 2023-03-01 | redacted
Low Income - Power to Save | HVAC Inspection | 0 | 0.17 | 0 | 268.73 | 1 |  | 2023-03-28 | redacted
Low Income - Power to Save | Faucet Aerators | 0 | 0 | 0.02 | 110.58 | 1 |  | 2023-03-28 | redacted
Low Income - Power to Save | Low Flow Showerhead | 0 | 0.04 | 0.1 | 504.08 | 1 |  | 2023-03-28 | redacted
Low Income - Power to Save | LED Lights | 0 | 0 | 0 | 47.6 | 1 |  | 2023-03-28 | redacted
Low Income - Power to Save | HVAC Inspection | 0 | 0.17 | 0 | 268.73 | 1 |  | 2023-03-14 | redacted
Low Income - Power to Save | HVAC Inspection | 0 | 0.17 | 0 | 268.73 | 1 |  | 2023-03-16 | redacted
Low Income - Power to Save | HVAC Inspection | 0 | 0.17 | 0 | 268.73 | 1 |  | 2023-03-14 | redacted
Low Income - Power to Save | Low Flow Showerhead | 0 | 0.04 | 0.1 | 504.08 | 1 |  | 2023-03-14 | redacted
Low Income - Power to Save | Faucet Aerators | 0 | 0 | 0.02 | 110.58 | 1 |  | 2023-03-14 | redacted
Low Income - Power to Save | HVAC Inspection | 0 | 0.17 | 0 | 268.73 | 1 |  | 2023-03-09 | redacted
Low Income - Power to Save | Low Flow Showerhead | 0 | 0.04 | 0.1 | 504.08 | 1 |  | 2023-03-09 | redacted
Low Income - Power to Save | Faucet Aerators | 0 | 0 | 0.02 | 110.58 | 1 |  | 2023-03-09 | redacted
Low Income - Power to Save | Weather Strip/Caulk | 0 | 0.25 | 0.09 | 503.3 | 1 |  | 2023-03-09 | redacted
Low Income - Power to Save | HVAC Inspection | 0 | 0.17 | 0 | 268.73 | 1 |  | 2023-03-31 | redacted
Low Income - Power to Save | LED Lights | 0 | 0 | 0 | 47.6 | 1 |  | 2023-03-31 | redacted
Low Income - Power to Save | HVAC Inspection | 0 | 0.17 | 0 | 268.73 | 1 |  | 2023-03-01 | redacted
Low Income - Power to Save | Low Flow Showerhead | 0 | 0.04 | 0.1 | 504.08 | 1 |  | 2023-03-01 | redacted
Low Income - Power to Save | Faucet Aerators | 0 | 0 | 0.02 | 110.58 | 1 |  | 2023-03-01 | redacted
Low Income - Power to Save | HVAC Inspection | 0 | 0.17 | 0 | 268.73 | 1 |  | 2023-03-10 | redacted
Low Income - Power to Save | Weather Strip/Caulk | 0 | 0.25 | 0.09 | 503.3 | 1 |  | 2023-03-10 | redacted
Low Income - Power to Save | HVAC Inspection | 0 | 0.17 | 0 | 268.73 | 1 |  | 2023-03-01 | redacted
Low Income - Power to Save | Low Flow Showerhead | 0 | 0.04 | 0.1 | 504.08 | 1 |  | 2023-03-01 | redacted
Low Income - Power to Save | Faucet Aerators | 0 | 0 | 0.02 | 110.58 | 1 |  | 2023-03-01 | redacted
Low Income - Power to Save | HVAC Inspection | 0 | 0.17 | 0 | 268.73 | 1 |  | 2023-03-01 | redacted
Low Income - Power to Save | Low Flow Showerhead | 0 | 0.04 | 0.1 | 504.08 | 1 |  | 2023-03-01 | redacted
Low Income - Power to Save | Faucet Aerators | 0 | 0 | 0.02 | 110.58 | 1 |  | 2023-03-01 | redacted
Low Income - Power to Save | HVAC Inspection | 0 | 0.17 | 0 | 268.73 | 1 |  | 2023-03-01 | redacted
Low Income - Power to Save | Low Flow Showerhead | 0 | 0.04 | 0.1 | 504.08 | 1 |  | 2023-03-01 | redacted
Low Income - Power to Save | HVAC Inspection | 0 | 0.17 | 0 | 268.73 | 1 |  | 2023-03-09 | redacted
Low Income - Power to Save | Low Flow Showerhead | 0 | 0.04 | 0.1 | 504.08 | 1 |  | 2023-03-09 | redacted
Low Income - Power to Save | Faucet Aerators | 0 | 0 | 0.02 | 110.58 | 1 |  | 2023-03-09 | redacted
Low Income - Power to Save | HVAC Inspection | 0 | 0.17 | 0 | 268.73 | 1 |  | 2023-03-07 | redacted
Low Income - Power to Save | Faucet Aerators | 0 | 0 | 0.02 | 110.58 | 1 |  | 2023-03-07 | redacted
Low Income - Power to Save | HVAC Inspection | 0 | 0.17 | 0 | 268.73 | 1 |  | 2023-03-16 | redacted
Low Income - Power to Save | Low Flow Showerhead | 0 | 0.04 | 0.1 | 504.08 | 1 |  | 2023-03-16 | redacted
Low Income - Power to Save | HVAC Inspection | 0 | 0.17 | 0 | 268.73 | 1 |  | 2023-03-09 | redacted
Low Income - Power to Save | Low Flow Showerhead | 0 | 0.04 | 0.1 | 504.08 | 1 |  | 2023-03-09 | redacted
Low Income - Power to Save | Faucet Aerators | 0 | 0 | 0.02 | 110.58 | 1 |  | 2023-03-09 | redacted
Low Income - Power to Save | HVAC Inspection | 0 | 0.17 | 0 | 268.73 | 1 |  | 2023-03-09 | redacted
Low Income - Power to Save | Low Flow Showerhead | 0 | 0.04 | 0.1 | 504.08 | 1 |  | 2023-03-09 | redacted
Low Income - Power to Save | Faucet Aerators | 0 | 0 | 0.02 | 110.58 | 1 |  | 2023-03-09 | redacted
Low Income - Power to Save | HVAC Inspection | 0 | 0.17 | 0 | 268.73 | 1 |  | 2023-03-28 | redacted
Low Income - Power to Save | Low Flow Showerhead | 0 | 0.04 | 0.1 | 504.08 | 1 |  | 2023-03-28 | redacted
Low Income - Power to Save | LED Lights | 0 | 0 | 0 | 47.6 | 1 |  | 2023-03-28 | redacted
Low Income - Power to Save | HVAC Inspection | 0 | 0.17 | 0 | 268.73 | 1 |  | 2023-03-09 | redacted
Low Income - Power to Save | Low Flow Showerhead | 0 | 0.04 | 0.1 | 504.08 | 1 |  | 2023-03-09 | redacted
Low Income - Power to Save | Faucet Aerators | 0 | 0 | 0.02 | 110.58 | 1 |  | 2023-03-09 | redacted
Low Income - Power to Save | HVAC Inspection | 0 | 0.17 | 0 | 268.73 | 1 |  | 2023-03-09 | redacted
Low Income - Power to Save | Low Flow Showerhead | 0 | 0.04 | 0.1 | 504.08 | 1 |  | 2023-03-09 | redacted
Low Income - Power to Save | Faucet Aerators | 0 | 0 | 0.02 | 110.58 | 1 |  | 2023-03-09 | redacted
Low Income - Power to Save | HVAC Inspection | 0 | 0.17 | 0 | 268.73 | 1 |  | 2023-03-01 | redacted
Low Income - Power to Save | Low Flow Showerhead | 0 | 0.04 | 0.1 | 504.08 | 1 |  | 2023-03-01 | redacted
Low Income - Power to Save | Faucet Aerators | 0 | 0 | 0.02 | 110.58 | 1 |  | 2023-03-01 | redacted
Low Income - Power to Save | Weather Strip/Caulk | 0 | 0.25 | 0.09 | 503.3 | 1 |  | 2023-03-01 | redacted
Low Income - Power to Save | HVAC Inspection | 0 | 0.17 | 0 | 268.73 | 1 |  | 2023-03-14 | redacted
Low Income - Power to Save | Low Flow Showerhead | 0 | 0.04 | 0.1 | 504.08 | 1 |  | 2023-03-14 | redacted
Low Income - Power to Save | Faucet Aerators | 0 | 0 | 0.02 | 110.58 | 1 |  | 2023-03-14 | redacted
Low Income - Power to Save | HVAC Inspection | 0 | 0.17 | 0 | 268.73 | 1 |  | 2023-03-28 | redacted
Low Income - Power to Save | Low Flow Showerhead | 0 | 0.04 | 0.1 | 504.08 | 1 |  | 2023-03-28 | redacted
Low Income - Power to Save | LED Lights | 0 | 0 | 0 | 47.6 | 1 |  | 2023-03-28 | redacted
Low Income - Power to Save | HVAC Inspection | 0 | 0.17 | 0 | 268.73 | 1 |  | 2023-03-17 | redacted
Low Income - Power to Save | Low Flow Showerhead | 0 | 0.04 | 0.1 | 504.08 | 1 |  | 2023-03-17 | redacted
Low Income - Power to Save | HVAC Inspection | 0 | 0.17 | 0 | 268.73 | 1 |  | 2023-03-28 | redacted
Low Income - Power to Save | Low Flow Showerhead | 0 | 0.04 | 0.1 | 504.08 | 1 |  | 2023-03-28 | redacted
Low Income - Power to Save | LED Lights | 0 | 0 | 0 | 47.6 | 1 |  | 2023-03-28 | redacted
Low Income - Power to Save | HVAC Inspection | 0 | 0.17 | 0 | 268.73 | 1 |  | 2023-03-08 | redacted
Low Income - Power to Save | Low Flow Showerhead | 0 | 0.04 | 0.1 | 504.08 | 1 |  | 2023-03-08 | redacted
Low Income - Power to Save | HVAC Inspection | 0 | 0.17 | 0 | 268.73 | 1 |  | 2023-03-02 | redacted
Low Income - Power to Save | HVAC Inspection | 0 | 0.17 | 0 | 268.73 | 1 |  | 2023-03-09 | redacted
Low Income - Power to Save | Low Flow Showerhead | 0 | 0.04 | 0.1 | 504.08 | 1 |  | 2023-03-09 | redacted
Low Income - Power to Save | Faucet Aerators | 0 | 0 | 0.02 | 110.58 | 1 |  | 2023-03-09 | redacted
Low Income - Power to Save | HVAC Inspection | 0 | 0.17 | 0 | 268.73 | 1 |  | 2023-03-27 | redacted
Low Income - Power to Save | Low Flow Showerhead | 0 | 0.04 | 0.1 | 504.08 | 1 |  | 2023-03-27 | redacted
Low Income - Power to Save | LED Lights | 0 | 0 | 0 | 47.6 | 1 |  | 2023-03-27 | redacted
Low Income - Power to Save | HVAC Inspection | 0 | 0.17 | 0 | 268.73 | 1 |  | 2023-03-09 | redacted
Low Income - Power to Save | Low Flow Showerhead | 0 | 0.04 | 0.1 | 504.08 | 1 |  | 2023-03-09 | redacted
Low Income - Power to Save | Faucet Aerators | 0 | 0 | 0.02 | 110.58 | 1 |  | 2023-03-09 | redacted
Low Income - Power to Save | HVAC Inspection | 0 | 0.17 | 0 | 268.73 | 1 |  | 2023-03-09 | redacted
Low Income - Power to Save | Low Flow Showerhead | 0 | 0.04 | 0.1 | 504.08 | 1 |  | 2023-03-09 | redacted
Low Income - Power to Save | Faucet Aerators | 0 | 0 | 0.02 | 110.58 | 1 |  | 2023-03-09 | redacted
Low Income - Power to Save | HVAC Inspection | 0 | 0.17 | 0 | 268.73 | 1 |  | 2023-03-28 | redacted
Low Income - Power to Save | LED Lights | 0 | 0 | 0 | 47.6 | 1 |  | 2023-03-28 | redacted
Low Income - Power to Save | HVAC Inspection | 0 | 0.17 | 0 | 268.73 | 1 |  | 2023-03-13 | redacted
Low Income - Power to Save | Low Flow Showerhead | 0 | 0.04 | 0.1 | 504.08 | 1 |  | 2023-03-13 | redacted
Low Income - Power to Save | Faucet Aerators | 0 | 0 | 0.02 | 110.58 | 1 |  | 2023-03-13 | redacted
Low Income - Power to Save | HVAC Inspection | 0 | 0.17 | 0 | 268.73 | 1 |  | 2023-03-10 | redacted
Low Income - Power to Save | Low Flow Showerhead | 0 | 0.04 | 0.1 | 504.08 | 1 |  | 2023-03-10 | redacted
Low Income - Power to Save | Faucet Aerators | 0 | 0 | 0.02 | 110.58 | 1 |  | 2023-03-10 | redacted
Low Income - Power to Save | HVAC Inspection | 0 | 0.17 | 0 | 268.73 | 1 |  | 2023-03-09 | redacted
Low Income - Power to Save | Low Flow Showerhead | 0 | 0.04 | 0.1 | 504.08 | 1 |  | 2023-03-09 | redacted
Low Income - Power to Save | Faucet Aerators | 0 | 0 | 0.02 | 110.58 | 1 |  | 2023-03-09 | redacted
Low Income - Power to Save | HVAC Inspection | 0 | 0.17 | 0 | 268.73 | 1 |  | 2023-03-09 | redacted
Low Income - Power to Save | Low Flow Showerhead | 0 | 0.04 | 0.1 | 504.08 | 1 |  | 2023-03-09 | redacted
Low Income - Power to Save | HVAC Inspection | 0 | 0.17 | 0 | 268.73 | 1 |  | 2023-03-08 | redacted
Low Income - Power to Save | Low Flow Showerhead | 0 | 0.04 | 0.1 | 504.08 | 1 |  | 2023-03-08 | redacted
Low Income - Power to Save | HVAC Inspection | 0 | 0.17 | 0 | 268.73 | 1 |  | 2023-03-01 | redacted
Low Income - Power to Save | Low Flow Showerhead | 0 | 0.04 | 0.1 | 504.08 | 1 |  | 2023-03-01 | redacted
Low Income - Power to Save | Faucet Aerators | 0 | 0 | 0.02 | 110.58 | 1 |  | 2023-03-01 | redacted
Low Income - Power to Save | Weather Strip/Caulk | 0 | 0.25 | 0.09 | 503.3 | 1 |  | 2023-03-01 | redacted
Low Income - Power to Save | HVAC Inspection | 0 | 0.17 | 0 | 268.73 | 1 |  | 2023-03-07 | redacted
Low Income - Power to Save | Low Flow Showerhead | 0 | 0.04 | 0.1 | 504.08 | 1 |  | 2023-03-07 | redacted
Low Income - Power to Save | Faucet Aerators | 0 | 0 | 0.02 | 110.58 | 1 |  | 2023-03-07 | redacted
Low Income - Power to Save | HVAC Inspection | 0 | 0.17 | 0 | 268.73 | 1 |  | 2023-03-16 | redacted
Low Income - Power to Save | Faucet Aerators | 0 | 0 | 0.02 | 110.58 | 1 |  | 2023-03-16 | redacted
Low Income - Power to Save | HVAC Inspection | 0 | 0.17 | 0 | 268.73 | 1 |  | 2023-03-16 | redacted
Low Income - Power to Save | Low Flow Showerhead | 0 | 0.04 | 0.1 | 504.08 | 1 |  | 2023-03-16 | redacted
Low Income - Power to Save | HVAC Inspection | 0 | 0.17 | 0 | 268.73 | 1 |  | 2023-03-27 | redacted
Low Income - Power to Save | Faucet Aerators | 0 | 0 | 0.02 | 110.58 | 1 |  | 2023-03-27 | redacted
Low Income - Power to Save | Low Flow Showerhead | 0 | 0.04 | 0.1 | 504.08 | 1 |  | 2023-03-27 | redacted
Low Income - Power to Save | LED Lights | 0 | 0 | 0 | 47.6 | 1 |  | 2023-03-27 | redacted
Low Income - Power to Save | HVAC Inspection | 0 | 0.17 | 0 | 268.73 | 1 |  | 2023-03-03 | redacted
Low Income - Power to Save | Low Flow Showerhead | 0 | 0.04 | 0.1 | 504.08 | 1 |  | 2023-03-03 | redacted
Low Income - Power to Save | Faucet Aerators | 0 | 0 | 0.02 | 110.58 | 1 |  | 2023-03-03 | redacted
Low Income - Power to Save | HVAC Inspection | 0 | 0.17 | 0 | 268.73 | 1 |  | 2023-03-01 | redacted
Low Income - Power to Save | Low Flow Showerhead | 0 | 0.04 | 0.1 | 504.08 | 1 |  | 2023-03-01 | redacted
Low Income - Power to Save | Faucet Aerators | 0 | 0 | 0.02 | 110.58 | 1 |  | 2023-03-01 | redacted
Low Income - Power to Save | HVAC Inspection | 0 | 0.17 | 0 | 268.73 | 1 |  | 2023-03-16 | redacted
Low Income - Power to Save | Low Flow Showerhead | 0 | 0.04 | 0.1 | 504.08 | 1 |  | 2023-03-16 | redacted
Low Income - Power to Save | Faucet Aerators | 0 | 0 | 0.02 | 110.58 | 1 |  | 2023-03-16 | redacted
Low Income - Power to Save | HVAC Inspection | 0 | 0.17 | 0 | 268.73 | 1 |  | 2023-03-17 | redacted
Low Income - Power to Save | Low Flow Showerhead | 0 | 0.04 | 0.1 | 504.08 | 1 |  | 2023-03-17 | redacted
Low Income - Power to Save | Faucet Aerators | 0 | 0 | 0.02 | 110.58 | 1 |  | 2023-03-17 | redacted
Low Income - Power to Save | Weather Strip/Caulk | 0 | 0.25 | 0.09 | 503.3 | 1 |  | 2023-03-17 | redacted
Low Income - Power to Save | HVAC Inspection | 0 | 0.17 | 0 | 268.73 | 1 |  | 2023-03-01 | redacted
Low Income - Power to Save | Low Flow Showerhead | 0 | 0.04 | 0.1 | 504.08 | 1 |  | 2023-03-01 | redacted
Low Income - Power to Save | Faucet Aerators | 0 | 0 | 0.02 | 110.58 | 1 |  | 2023-03-01 | redacted
Low Income - Power to Save | HVAC Inspection | 0 | 0.17 | 0 | 268.73 | 1 |  | 2023-03-03 | redacted
Low Income - Power to Save | Low Flow Showerhead | 0 | 0.04 | 0.1 | 504.08 | 1 |  | 2023-03-03 | redacted
Low Income - Power to Save | Faucet Aerators | 0 | 0 | 0.02 | 110.58 | 1 |  | 2023-03-03 | redacted
Low Income - Power to Save | HVAC Inspection | 0 | 0.17 | 0 | 268.73 | 1 |  | 2023-03-07 | redacted
Low Income - Power to Save | Low Flow Showerhead | 0 | 0.04 | 0.1 | 504.08 | 1 |  | 2023-03-07 | redacted
Low Income - Power to Save | Faucet Aerators | 0 | 0 | 0.02 | 110.58 | 1 |  | 2023-03-07 | redacted
Low Income - Power to Save | HVAC Inspection | 0 | 0.17 | 0 | 268.73 | 1 |  | 2023-03-10 | redacted
Low Income - Power to Save | Low Flow Showerhead | 0 | 0.04 | 0.1 | 504.08 | 1 |  | 2023-03-10 | redacted
Low Income - Power to Save | Faucet Aerators | 0 | 0 | 0.02 | 110.58 | 1 |  | 2023-03-10 | redacted
Low Income - Power to Save | HVAC Inspection | 0 | 0.18 | 0.06 | 601.4 | 1 |  | 2023-03-08 | redacted
Low Income - Power to Save | Low Flow Showerhead | 0 | 0.18 | 0.06 | 601.4 | 1 |  | 2023-03-08 | redacted
Low Income - Power to Save | Faucet Aerators | 0 | 0.18 | 0.06 | 601.4 | 1 |  | 2023-03-08 | redacted
Low Income - Power to Save | HVAC Inspection | 0 | 0.17 | 0 | 268.73 | 1 |  | 2023-03-02 | redacted
Low Income - Power to Save | Low Flow Showerhead | 0 | 0.04 | 0.1 | 504.08 | 1 |  | 2023-03-02 | redacted
Low Income - Power to Save | Faucet Aerators | 0 | 0 | 0.02 | 110.58 | 1 |  | 2023-03-02 | redacted
Low Income - Power to Save | HVAC Inspection | 0 | 0.17 | 0 | 268.73 | 1 |  | 2023-03-07 | redacted
Low Income - Power to Save | Low Flow Showerhead | 0 | 0.04 | 0.1 | 504.08 | 1 |  | 2023-03-07 | redacted
Low Income - Power to Save | Faucet Aerators | 0 | 0 | 0.02 | 110.58 | 1 |  | 2023-03-07 | redacted
Low Income - Power to Save | HVAC Inspection | 0 | 0.17 | 0 | 268.73 | 1 |  | 2023-03-31 | redacted
Low Income - Power to Save | Faucet Aerators | 0 | 0 | 0.02 | 110.58 | 1 |  | 2023-03-31 | redacted
Low Income - Power to Save | Low Flow Showerhead | 0 | 0.04 | 0.1 | 504.08 | 1 |  | 2023-03-31 | redacted
Low Income - Power to Save | LED Lights | 0 | 0 | 0 | 47.6 | 1 |  | 2023-03-31 | redacted
Low Income - Power to Save | HVAC Inspection | 0 | 0.17 | 0 | 268.73 | 1 |  | 2023-03-09 | redacted
Low Income - Power to Save | Low Flow Showerhead | 0 | 0.04 | 0.1 | 504.08 | 1 |  | 2023-03-09 | redacted
Low Income - Power to Save | Faucet Aerators | 0 | 0 | 0.02 | 110.58 | 1 |  | 2023-03-09 | redacted
Low Income - Power to Save | HVAC Inspection | 0 | 0.17 | 0 | 268.73 | 1 |  | 2023-03-06 | redacted
Low Income - Power to Save | HVAC Inspection | 0 | 0.17 | 0 | 268.73 | 1 |  | 2023-03-09 | redacted
Low Income - Power to Save | Weather Strip/Caulk | 0 | 0.25 | 0.09 | 503.3 | 1 |  | 2023-03-09 | redacted
Low Income - Power to Save | HVAC Inspection | 0 | 0.17 | 0 | 268.73 | 1 |  | 2023-03-06 | redacted
Low Income - Power to Save | Low Flow Showerhead | 0 | 0.04 | 0.1 | 504.08 | 1 |  | 2023-03-06 | redacted
Low Income - Power to Save | Faucet Aerators | 0 | 0 | 0.02 | 110.58 | 1 |  | 2023-03-06 | redacted
Low Income - Power to Save | HVAC Inspection | 0 | 0.17 | 0 | 268.73 | 1 |  | 2023-03-09 | redacted
Low Income - Power to Save | Low Flow Showerhead | 0 | 0.04 | 0.1 | 504.08 | 1 |  | 2023-03-09 | redacted
Low Income - Power to Save | Faucet Aerators | 0 | 0 | 0.02 | 110.58 | 1 |  | 2023-03-09 | redacted
Low Income - Power to Save | HVAC Inspection | 0 | 0.17 | 0 | 268.73 | 1 |  | 2023-03-09 | redacted
Low Income - Power to Save | HVAC Inspection | 0 | 0.18 | 0.06 | 601.4 | 1 |  | 2023-03-08 | redacted
Low Income - Power to Save | Low Flow Showerhead | 0 | 0.18 | 0.06 | 601.4 | 1 |  | 2023-03-08 | redacted
Low Income - Power to Save | Faucet Aerators | 0 | 0.18 | 0.06 | 601.4 | 1 |  | 2023-03-08 | redacted
Low Income - Power to Save | HVAC Inspection | 0 | 0.17 | 0 | 268.73 | 1 |  | 2023-03-01 | redacted
Low Income - Power to Save | Low Flow Showerhead | 0 | 0.04 | 0.1 | 504.08 | 1 |  | 2023-03-01 | redacted
Low Income - Power to Save | Faucet Aerators | 0 | 0 | 0.02 | 110.58 | 1 |  | 2023-03-01 | redacted
Low Income - Power to Save | HVAC Inspection | 0 | 0.17 | 0 | 268.73 | 1 |  | 2023-03-07 | redacted
Low Income - Power to Save | Low Flow Showerhead | 0 | 0.04 | 0.1 | 504.08 | 1 |  | 2023-03-07 | redacted
Low Income - Power to Save | Faucet Aerators | 0 | 0 | 0.02 | 110.58 | 1 |  | 2023-03-07 | redacted
Low Income - Power to Save | HVAC Inspection | 0 | 0.17 | 0 | 268.73 | 1 |  | 2023-03-28 | redacted
Low Income - Power to Save | Faucet Aerators | 0 | 0 | 0.02 | 110.58 | 1 |  | 2023-03-28 | redacted
Low Income - Power to Save | HVAC Inspection | 0 | 0.17 | 0 | 268.73 | 1 |  | 2023-03-28 | redacted
Low Income - Power to Save | Faucet Aerators | 0 | 0 | 0.02 | 110.58 | 1 |  | 2023-03-28 | redacted
Low Income - Power to Save | LED Lights | 0 | 0 | 0 | 47.6 | 1 |  | 2023-03-28 | redacted
Low Income - Power to Save | Low Flow Showerhead | 0 | 0.04 | 0.1 | 504.08 | 1 |  | 2023-03-31 | redacted
Low Income - Power to Save | LED Lights | 0 | 0 | 0 | 47.6 | 1 |  | 2023-03-31 | redacted
Low Income - Power to Save | HVAC Inspection | 0 | 0.17 | 0 | 268.73 | 1 |  | 2023-03-01 | redacted
Low Income - Power to Save | Low Flow Showerhead | 0 | 0.04 | 0.1 | 504.08 | 1 |  | 2023-03-01 | redacted
Low Income - Power to Save | Faucet Aerators | 0 | 0 | 0.02 | 110.58 | 1 |  | 2023-03-01 | redacted
Low Income - Power to Save | HVAC Inspection | 0 | 0.17 | 0 | 268.73 | 1 |  | 2023-03-01 | redacted
Low Income - Power to Save | HVAC Inspection | 0 | 0.17 | 0 | 268.73 | 1 |  | 2023-03-06 | redacted
Low Income - Power to Save | Low Flow Showerhead | 0 | 0.04 | 0.1 | 504.08 | 1 |  | 2023-03-06 | redacted
Low Income - Power to Save | HVAC Inspection | 0 | 0.17 | 0 | 268.73 | 1 |  | 2023-03-02 | redacted
Low Income - Power to Save | Low Flow Showerhead | 0 | 0.04 | 0.1 | 504.08 | 1 |  | 2023-03-02 | redacted
Low Income - Power to Save | Faucet Aerators | 0 | 0 | 0.02 | 110.58 | 1 |  | 2023-03-02 | redacted
Low Income - Power to Save | HVAC Inspection | 0 | 0.17 | 0 | 268.73 | 1 |  | 2023-03-21 | redacted
Low Income - Power to Save | Low Flow Showerhead | 0 | 0.04 | 0.1 | 504.08 | 1 |  | 2023-03-21 | redacted
Low Income - Power to Save | Faucet Aerators | 0 | 0 | 0.02 | 110.58 | 1 |  | 2023-03-21 | redacted
Low Income - Power to Save | HVAC Inspection | 0 | 0.17 | 0 | 268.73 | 1 |  | 2023-03-01 | redacted
Low Income - Power to Save | Low Flow Showerhead | 0 | 0.04 | 0.1 | 504.08 | 1 |  | 2023-03-01 | redacted
Low Income - Power to Save | Faucet Aerators | 0 | 0 | 0.02 | 110.58 | 1 |  | 2023-03-01 | redacted
Low Income - Power to Save | HVAC Inspection | 0 | 0.17 | 0 | 268.73 | 1 |  | 2023-03-03 | redacted
Low Income - Power to Save | Low Flow Showerhead | 0 | 0.04 | 0.1 | 504.08 | 1 |  | 2023-03-03 | redacted
Low Income - Power to Save | Faucet Aerators | 0 | 0 | 0.02 | 110.58 | 1 |  | 2023-03-03 | redacted
Low Income - Power to Save | HVAC Inspection | 0 | 0.17 | 0 | 268.73 | 1 |  | 2023-03-01 | redacted
Low Income - Power to Save | Low Flow Showerhead | 0 | 0.04 | 0.1 | 504.08 | 1 |  | 2023-03-01 | redacted
Low Income - Power to Save | Faucet Aerators | 0 | 0 | 0.02 | 110.58 | 1 |  | 2023-03-01 | redacted
Low Income - Power to Save | Faucet Aerators | 0 | 0 | 0.02 | 110.58 | 1 |  | 2023-03-27 | redacted
Low Income - Power to Save | LED Lights | 0 | 0 | 0 | 47.6 | 1 |  | 2023-03-27 | redacted
Low Income - Power to Save | HVAC Inspection | 0 | 0.17 | 0 | 268.73 | 1 |  | 2023-03-03 | redacted
Low Income - Power to Save | Low Flow Showerhead | 0 | 0.04 | 0.1 | 504.08 | 1 |  | 2023-03-03 | redacted
Low Income - Power to Save | Faucet Aerators | 0 | 0 | 0.02 | 110.58 | 1 |  | 2023-03-03 | redacted
Low Income - Power to Save | HVAC Inspection | 0 | 0.17 | 0 | 268.73 | 1 |  | 2023-03-02 | redacted
Low Income - Power to Save | Low Flow Showerhead | 0 | 0.04 | 0.1 | 504.08 | 1 |  | 2023-03-02 | redacted
Low Income - Power to Save | Faucet Aerators | 0 | 0 | 0.02 | 110.58 | 1 |  | 2023-03-02 | redacted
Low Income - Power to Save | HVAC Inspection | 0 | 0.44 | 0.09 | 1083 | 1 |  | 2023-03-13 | redacted
Low Income - Power to Save | Low Flow Showerhead | 0 | 0.44 | 0.09 | 1083 | 1 |  | 2023-03-13 | redacted
Low Income - Power to Save | Faucet Aerators | 0 | 0.44 | 0.09 | 1083 | 1 |  | 2023-03-13 | redacted
Low Income - Power to Save | Weather Strip/Caulk | 0 | 0.44 | 0.09 | 1083 | 1 |  | 2023-03-13 | redacted
Low Income - Power to Save | HVAC Inspection | 0 | 0.17 | 0 | 268.73 | 1 |  | 2023-03-09 | redacted
Low Income - Power to Save | Faucet Aerators | 0 | 0 | 0.02 | 110.58 | 1 |  | 2023-03-09 | redacted
Low Income - Power to Save | HVAC Inspection | 0 | 0.17 | 0 | 268.73 | 1 |  | 2023-03-31 | redacted
Low Income - Power to Save | LED Lights | 0 | 0 | 0 | 47.6 | 1 |  | 2023-03-31 | redacted
Low Income - Power to Save | HVAC Inspection | 0 | 0.17 | 0 | 268.73 | 1 |  | 2023-03-09 | redacted
Low Income - Power to Save | Low Flow Showerhead | 0 | 0.04 | 0.1 | 504.08 | 1 |  | 2023-03-09 | redacted
Low Income - Power to Save | Faucet Aerators | 0 | 0 | 0.02 | 110.58 | 1 |  | 2023-03-09 | redacted
Low Income - Power to Save | Weather Strip/Caulk | 0 | 0.25 | 0.09 | 503.3 | 1 |  | 2023-03-09 | redacted
Low Income - Power to Save | HVAC Inspection | 0 | 0.17 | 0 | 268.73 | 1 |  | 2023-03-03 | redacted
Low Income - Power to Save | Low Flow Showerhead | 0 | 0.04 | 0.1 | 504.08 | 1 |  | 2023-03-03 | redacted
Low Income - Power to Save | Faucet Aerators | 0 | 0 | 0.02 | 110.58 | 1 |  | 2023-03-03 | redacted
Low Income - Power to Save | HVAC Inspection | 0 | 0.17 | 0 | 268.73 | 1 |  | 2023-03-09 | redacted
Low Income - Power to Save | Low Flow Showerhead | 0 | 0.04 | 0.1 | 504.08 | 1 |  | 2023-03-09 | redacted
Low Income - Power to Save | HVAC Inspection | 0 | 0.17 | 0 | 268.73 | 1 |  | 2023-03-02 | redacted
Low Income - Power to Save | Low Flow Showerhead | 0 | 0.04 | 0.1 | 504.08 | 1 |  | 2023-03-02 | redacted
Low Income - Power to Save | Faucet Aerators | 0 | 0 | 0.02 | 110.58 | 1 |  | 2023-03-02 | redacted
Low Income - Power to Save | HVAC Inspection | 0 | 0.17 | 0 | 268.73 | 1 |  | 2023-03-17 | redacted
Low Income - Power to Save | Low Flow Showerhead | 0 | 0.04 | 0.1 | 504.08 | 1 |  | 2023-03-17 | redacted
Low Income - Power to Save | Faucet Aerators | 0 | 0 | 0.02 | 110.58 | 1 |  | 2023-03-17 | redacted
Low Income - Power to Save | HVAC Inspection | 0 | 0.17 | 0 | 268.73 | 1 |  | 2023-03-10 | redacted
Low Income - Power to Save | Low Flow Showerhead | 0 | 0.04 | 0.1 | 504.08 | 1 |  | 2023-03-10 | redacted
Low Income - Power to Save | Faucet Aerators | 0 | 0 | 0.02 | 110.58 | 1 |  | 2023-03-10 | redacted
Low Income - Power to Save | HVAC Inspection | 0 | 0.17 | 0 | 268.73 | 1 |  | 2023-03-01 | redacted
Low Income - Power to Save | Low Flow Showerhead | 0 | 0.04 | 0.1 | 504.08 | 1 |  | 2023-03-01 | redacted
Low Income - Power to Save | Faucet Aerators | 0 | 0 | 0.02 | 110.58 | 1 |  | 2023-03-01 | redacted
Low Income - Power to Save | HVAC Inspection | 0 | 0.18 | 0.06 | 601.4 | 1 |  | 2023-03-13 | redacted
Low Income - Power to Save | Low Flow Showerhead | 0 | 0.18 | 0.06 | 601.4 | 1 |  | 2023-03-13 | redacted
Low Income - Power to Save | Faucet Aerators | 0 | 0.18 | 0.06 | 601.4 | 1 |  | 2023-03-13 | redacted
Low Income - Power to Save | HVAC Inspection | 0 | 0.17 | 0 | 268.73 | 1 |  | 2023-03-27 | redacted
Low Income - Power to Save | Faucet Aerators | 0 | 0 | 0.02 | 110.58 | 1 |  | 2023-03-27 | redacted
Low Income - Power to Save | LED Lights | 0 | 0 | 0 | 47.6 | 1 |  | 2023-03-27 | redacted
Low Income - Power to Save | HVAC Inspection | 0 | 0.17 | 0 | 268.73 | 1 |  | 2023-03-09 | redacted
Low Income - Power to Save | Low Flow Showerhead | 0 | 0.04 | 0.1 | 504.08 | 1 |  | 2023-03-09 | redacted
Low Income - Power to Save | Faucet Aerators | 0 | 0 | 0.02 | 110.58 | 1 |  | 2023-03-09 | redacted
Low Income - Power to Save | HVAC Inspection | 0 | 0.17 | 0 | 268.73 | 1 |  | 2023-03-10 | redacted
Low Income - Power to Save | Low Flow Showerhead | 0 | 0.04 | 0.1 | 504.08 | 1 |  | 2023-03-10 | redacted
Low Income - Power to Save | Faucet Aerators | 0 | 0 | 0.02 | 110.58 | 1 |  | 2023-03-10 | redacted
Low Income - Power to Save | HVAC Inspection | 0 | 0.17 | 0 | 268.73 | 1 |  | 2023-03-14 | redacted
Low Income - Power to Save | Low Flow Showerhead | 0 | 0.04 | 0.1 | 504.08 | 1 |  | 2023-03-14 | redacted
Low Income - Power to Save | HVAC Inspection | 0 | 0.17 | 0 | 268.73 | 1 |  | 2023-03-08 | redacted
Low Income - Power to Save | Low Flow Showerhead | 0 | 0.04 | 0.1 | 504.08 | 1 |  | 2023-03-08 | redacted
Low Income - Power to Save | Faucet Aerators | 0 | 0 | 0.02 | 110.58 | 1 |  | 2023-03-08 | redacted
Low Income - Power to Save | HVAC Inspection | 0 | 0.17 | 0 | 268.73 | 1 |  | 2023-03-01 | redacted
Low Income - Power to Save | Low Flow Showerhead | 0 | 0.04 | 0.1 | 504.08 | 1 |  | 2023-03-01 | redacted
Low Income - Power to Save | Faucet Aerators | 0 | 0 | 0.02 | 110.58 | 1 |  | 2023-03-01 | redacted
Low Income - Power to Save | HVAC Inspection | 0 | 0.17 | 0 | 268.73 | 1 |  | 2023-03-08 | redacted
Low Income - Power to Save | Low Flow Showerhead | 0 | 0.04 | 0.1 | 504.08 | 1 |  | 2023-03-08 | redacted
Low Income - Power to Save | Faucet Aerators | 0 | 0 | 0.02 | 110.58 | 1 |  | 2023-03-08 | redacted
Low Income - Power to Save | HVAC Inspection | 0 | 0.17 | 0 | 268.73 | 1 |  | 2023-03-10 | redacted
Low Income - Power to Save | Low Flow Showerhead | 0 | 0.04 | 0.1 | 504.08 | 1 |  | 2023-03-10 | redacted
Low Income - Power to Save | Faucet Aerators | 0 | 0 | 0.02 | 110.58 | 1 |  | 2023-03-10 | redacted
Low Income - Power to Save | HVAC Inspection | 0 | 0.17 | 0 | 268.73 | 1 |  | 2023-03-14 | redacted
Low Income - Power to Save | Low Flow Showerhead | 0 | 0.04 | 0.1 | 504.08 | 1 |  | 2023-03-14 | redacted
Low Income - Power to Save | HVAC Inspection | 0 | 0.17 | 0 | 268.73 | 1 |  | 2023-03-17 | redacted
Low Income - Power to Save | Low Flow Showerhead | 0 | 0.04 | 0.1 | 504.08 | 1 |  | 2023-03-17 | redacted
Low Income - Power to Save | Faucet Aerators | 0 | 0 | 0.02 | 110.58 | 1 |  | 2023-03-17 | redacted
Low Income - Power to Save | Weather Strip/Caulk | 0 | 0.25 | 0.09 | 503.3 | 1 |  | 2023-03-17 | redacted
Low Income - Power to Save | HVAC Inspection | 0 | 0.17 | 0 | 268.73 | 1 |  | 2023-03-02 | redacted
Low Income - Power to Save | Low Flow Showerhead | 0 | 0.04 | 0.1 | 504.08 | 1 |  | 2023-03-02 | redacted
Low Income - Power to Save | Faucet Aerators | 0 | 0 | 0.02 | 110.58 | 1 |  | 2023-03-02 | redacted
Low Income - Power to Save | Weather Strip/Caulk | 0 | 0.25 | 0.09 | 503.3 | 1 |  | 2023-03-02 | redacted
Low Income - Power to Save | HVAC Inspection | 0 | 0.17 | 0 | 268.73 | 1 |  | 2023-03-03 | redacted
Low Income - Power to Save | Low Flow Showerhead | 0 | 0.04 | 0.1 | 504.08 | 1 |  | 2023-03-03 | redacted
Low Income - Power to Save | Faucet Aerators | 0 | 0 | 0.02 | 110.58 | 1 |  | 2023-03-03 | redacted
Low Income - Power to Save | HVAC Inspection | 0 | 0.17 | 0 | 268.73 | 1 |  | 2023-03-31 | redacted
Low Income - Power to Save | Faucet Aerators | 0 | 0 | 0.02 | 110.58 | 1 |  | 2023-03-31 | redacted
Low Income - Power to Save | Low Flow Showerhead | 0 | 0.04 | 0.1 | 504.08 | 1 |  | 2023-03-31 | redacted
Low Income - Power to Save | LED Lights | 0 | 0 | 0 | 47.6 | 1 |  | 2023-03-31 | redacted
Low Income - Power to Save | HVAC Inspection | 0 | 0.17 | 0 | 268.73 | 1 |  | 2023-03-10 | redacted
Low Income - Power to Save | Low Flow Showerhead | 0 | 0.04 | 0.1 | 504.08 | 1 |  | 2023-03-10 | redacted
Low Income - Power to Save | Faucet Aerators | 0 | 0 | 0.02 | 110.58 | 1 |  | 2023-03-10 | redacted
Low Income - Power to Save | Weather Strip/Caulk | 0 | 0.25 | 0.09 | 503.3 | 1 |  | 2023-03-10 | redacted
Low Income - Power to Save | HVAC Inspection | 0 | 0.17 | 0 | 268.73 | 1 |  | 2023-03-28 | redacted
Low Income - Power to Save | LED Lights | 0 | 0 | 0 | 47.6 | 1 |  | 2023-03-28 | redacted
Low Income - Power to Save | HVAC Inspection | 0 | 0.17 | 0 | 268.73 | 1 |  | 2023-03-09 | redacted
Low Income - Power to Save | Low Flow Showerhead | 0 | 0.04 | 0.1 | 504.08 | 1 |  | 2023-03-09 | redacted
Low Income - Power to Save | Faucet Aerators | 0 | 0 | 0.02 | 110.58 | 1 |  | 2023-03-09 | redacted
Low Income - Power to Save | HVAC Inspection | 0 | 0.17 | 0 | 268.73 | 1 |  | 2023-03-07 | redacted
Low Income - Power to Save | Low Flow Showerhead | 0 | 0.04 | 0.1 | 504.08 | 1 |  | 2023-03-07 | redacted
Low Income - Power to Save | Faucet Aerators | 0 | 0 | 0.02 | 110.58 | 1 |  | 2023-03-07 | redacted
Low Income - Power to Save | Weather Strip/Caulk | 0 | 0.25 | 0.09 | 503.3 | 1 |  | 2023-03-07 | redacted
Low Income - Power to Save | HVAC Inspection | 0 | 0.17 | 0 | 268.73 | 1 |  | 2023-03-10 | redacted
Low Income - Power to Save | Low Flow Showerhead | 0 | 0.04 | 0.1 | 504.08 | 1 |  | 2023-03-10 | redacted
Low Income - Power to Save | Faucet Aerators | 0 | 0 | 0.02 | 110.58 | 1 |  | 2023-03-10 | redacted
Low Income - Power to Save | HVAC Inspection | 0 | 0.17 | 0 | 268.73 | 1 |  | 2023-03-10 | redacted
Low Income - Power to Save | Low Flow Showerhead | 0 | 0.04 | 0.1 | 504.08 | 1 |  | 2023-03-10 | redacted
Low Income - Power to Save | Faucet Aerators | 0 | 0 | 0.02 | 110.58 | 1 |  | 2023-03-10 | redacted
Low Income - Power to Save | HVAC Inspection | 0 | 0.17 | 0 | 268.73 | 1 |  | 2023-03-10 | redacted
Low Income - Power to Save | Low Flow Showerhead | 0 | 0.04 | 0.1 | 504.08 | 1 |  | 2023-03-10 | redacted
Low Income - Power to Save | Faucet Aerators | 0 | 0 | 0.02 | 110.58 | 1 |  | 2023-03-10 | redacted
Low Income - Power to Save | HVAC Inspection | 0 | 0.17 | 0 | 268.73 | 1 |  | 2023-03-07 | redacted
Low Income - Power to Save | Low Flow Showerhead | 0 | 0.04 | 0.1 | 504.08 | 1 |  | 2023-03-07 | redacted
Low Income - Power to Save | Faucet Aerators | 0 | 0 | 0.02 | 110.58 | 1 |  | 2023-03-07 | redacted
Low Income - Power to Save | HVAC Inspection | 0 | 0.18 | 0.05 | 550.9 | 1 |  | 2023-03-08 | redacted
Low Income - Power to Save | Low Flow Showerhead | 0 | 0.18 | 0.05 | 550.9 | 1 |  | 2023-03-08 | redacted
Low Income - Power to Save | HVAC Inspection | 0 | 0.17 | 0 | 268.73 | 1 |  | 2023-03-16 | redacted
Low Income - Power to Save | HVAC Inspection | 0 | 0.17 | 0 | 268.73 | 1 |  | 2023-03-02 | redacted
Low Income - Power to Save | Low Flow Showerhead | 0 | 0.04 | 0.1 | 504.08 | 1 |  | 2023-03-02 | redacted
Low Income - Power to Save | Faucet Aerators | 0 | 0 | 0.02 | 110.58 | 1 |  | 2023-03-02 | redacted
Low Income - Power to Save | Weather Strip/Caulk | 0 | 0.25 | 0.09 | 503.3 | 1 |  | 2023-03-02 | redacted
Low Income - Power to Save | HVAC Inspection | 0 | 0.17 | 0 | 268.73 | 1 |  | 2023-03-03 | redacted
Low Income - Power to Save | Low Flow Showerhead | 0 | 0.04 | 0.1 | 504.08 | 1 |  | 2023-03-03 | redacted
Low Income - Power to Save | Faucet Aerators | 0 | 0 | 0.02 | 110.58 | 1 |  | 2023-03-03 | redacted
Low Income - Power to Save | HVAC Inspection | 0 | 0.17 | 0 | 268.73 | 1 |  | 2023-03-07 | redacted
Low Income - Power to Save | Low Flow Showerhead | 0 | 0.04 | 0.1 | 504.08 | 1 |  | 2023-03-07 | redacted
Low Income - Power to Save | Faucet Aerators | 0 | 0 | 0.02 | 110.58 | 1 |  | 2023-03-07 | redacted
Low Income - Power to Save | HVAC Inspection | 0 | 0.17 | 0 | 268.73 | 1 |  | 2023-03-13 | redacted
Low Income - Power to Save | Low Flow Showerhead | 0 | 0.04 | 0.1 | 504.08 | 1 |  | 2023-03-13 | redacted
Low Income - Power to Save | Faucet Aerators | 0 | 0 | 0.02 | 110.58 | 1 |  | 2023-03-13 | redacted
Low Income - Power to Save | LED Lights | 0 | 0 | 0 | 47.6 | 1 |  | 2023-03-13 | redacted
Low Income - Power to Save | HVAC Inspection | 0 | 0.17 | 0 | 268.73 | 1 |  | 2023-03-08 | redacted
Low Income - Power to Save | HVAC Inspection | 0 | 0.17 | 0 | 268.73 | 1 |  | 2023-03-09 | redacted
Low Income - Power to Save | Low Flow Showerhead | 0 | 0.04 | 0.1 | 504.08 | 1 |  | 2023-03-09 | redacted
Low Income - Power to Save | HVAC Inspection | 0 | 0.17 | 0 | 268.73 | 1 |  | 2023-03-27 | redacted
Low Income - Power to Save | Low Flow Showerhead | 0 | 0.04 | 0.1 | 504.08 | 1 |  | 2023-03-27 | redacted
Low Income - Power to Save | LED Lights | 0 | 0 | 0 | 47.6 | 1 |  | 2023-03-27 | redacted
Low Income - Power to Save | HVAC Inspection | 0 | 0.18 | 0.05 | 550.9 | 1 |  | 2023-03-16 | redacted
Low Income - Power to Save | Low Flow Showerhead | 0 | 0.18 | 0.05 | 550.9 | 1 |  | 2023-03-16 | redacted
Low Income - Power to Save | HVAC Inspection | 0 | 0.17 | 0 | 268.73 | 1 |  | 2023-03-28 | redacted
Low Income - Power to Save | Faucet Aerators | 0 | 0 | 0.02 | 110.58 | 1 |  | 2023-03-28 | redacted
Low Income - Power to Save | Low Flow Showerhead | 0 | 0.04 | 0.1 | 504.08 | 1 |  | 2023-03-28 | redacted
Low Income - Power to Save | LED Lights | 0 | 0 | 0 | 47.6 | 1 |  | 2023-03-28 | redacted
Low Income - Power to Save | HVAC Inspection | 0 | 0.17 | 0 | 268.73 | 1 |  | 2023-03-17 | redacted
Low Income - Power to Save | Low Flow Showerhead | 0 | 0.04 | 0.1 | 504.08 | 1 |  | 2023-03-17 | redacted
Low Income - Power to Save | Faucet Aerators | 0 | 0 | 0.02 | 110.58 | 1 |  | 2023-03-17 | redacted
Low Income - Power to Save | HVAC Inspection | 0 | 0.17 | 0 | 268.73 | 1 |  | 2023-03-09 | redacted
Low Income - Power to Save | Low Flow Showerhead | 0 | 0.04 | 0.1 | 504.08 | 1 |  | 2023-03-09 | redacted
Low Income - Power to Save | Faucet Aerators | 0 | 0 | 0.02 | 110.58 | 1 |  | 2023-03-09 | redacted
Low Income - Power to Save | HVAC Inspection | 0 | 0.17 | 0 | 268.73 | 1 |  | 2023-03-02 | redacted
Low Income - Power to Save | Low Flow Showerhead | 0 | 0.04 | 0.1 | 504.08 | 1 |  | 2023-03-02 | redacted
Low Income - Power to Save | Faucet Aerators | 0 | 0 | 0.02 | 110.58 | 1 |  | 2023-03-02 | redacted
Low Income - Power to Save | HVAC Inspection | 0 | 0.17 | 0 | 268.73 | 1 |  | 2023-03-07 | redacted
Low Income - Power to Save | Low Flow Showerhead | 0 | 0.04 | 0.1 | 504.08 | 1 |  | 2023-03-07 | redacted
Low Income - Power to Save | Faucet Aerators | 0 | 0 | 0.02 | 110.58 | 1 |  | 2023-03-07 | redacted
Low Income - Power to Save | HVAC Inspection | 0 | 0.17 | 0 | 268.73 | 1 |  | 2023-03-13 | redacted
Low Income - Power to Save | Low Flow Showerhead | 0 | 0.04 | 0.1 | 504.08 | 1 |  | 2023-03-13 | redacted
Low Income - Power to Save | HVAC Inspection | 0 | 0.17 | 0 | 268.73 | 1 |  | 2023-03-02 | redacted
Low Income - Power to Save | Low Flow Showerhead | 0 | 0.04 | 0.1 | 504.08 | 1 |  | 2023-03-02 | redacted
Low Income - Power to Save | Faucet Aerators | 0 | 0 | 0.02 | 110.58 | 1 |  | 2023-03-02 | redacted
Low Income - Power to Save | HVAC Inspection | 0 | 0.17 | 0 | 268.73 | 1 |  | 2023-03-08 | redacted
Low Income - Power to Save | Low Flow Showerhead | 0 | 0.04 | 0.1 | 504.08 | 1 |  | 2023-03-08 | redacted
Low Income - Power to Save | Faucet Aerators | 0 | 0 | 0.02 | 110.58 | 1 |  | 2023-03-08 | redacted
Low Income - Power to Save | HVAC Inspection | 0 | 0.18 | 0.06 | 601.4 | 1 |  | 2023-03-08 | redacted
Low Income - Power to Save | Low Flow Showerhead | 0 | 0.18 | 0.06 | 601.4 | 1 |  | 2023-03-08 | redacted
Low Income - Power to Save | Faucet Aerators | 0 | 0.18 | 0.06 | 601.4 | 1 |  | 2023-03-08 | redacted
Low Income - Power to Save | HVAC Inspection | 0 | 0.17 | 0 | 268.73 | 1 |  | 2023-03-01 | redacted
Low Income - Power to Save | HVAC Inspection | 0 | 0.17 | 0 | 268.73 | 1 |  | 2023-03-14 | redacted
Low Income - Power to Save | Low Flow Showerhead | 0 | 0.04 | 0.1 | 504.08 | 1 |  | 2023-03-14 | redacted
Low Income - Power to Save | Faucet Aerators | 0 | 0 | 0.02 | 110.58 | 1 |  | 2023-03-14 | redacted
Low Income - Power to Save | HVAC Inspection | 0 | 0.17 | 0 | 268.73 | 1 |  | 2023-03-17 | redacted
Low Income - Power to Save | Low Flow Showerhead | 0 | 0.04 | 0.1 | 504.08 | 1 |  | 2023-03-17 | redacted
Low Income - Power to Save | Faucet Aerators | 0 | 0 | 0.02 | 110.58 | 1 |  | 2023-03-17 | redacted
Low Income - Power to Save | HVAC Inspection | 0 | 0.17 | 0 | 268.73 | 1 |  | 2023-03-15 | redacted
Low Income - Power to Save | Low Flow Showerhead | 0 | 0.04 | 0.1 | 504.08 | 1 |  | 2023-03-15 | redacted
Low Income - Power to Save | Faucet Aerators | 0 | 0 | 0.02 | 110.58 | 1 |  | 2023-03-15 | redacted
Low Income - Power to Save | Pipe Wrap | 0 | 0.01 | 0.03 | 143.65 | 1 |  | 2023-03-15 | redacted
Low Income - Power to Save | HVAC Inspection | 0 | 0.17 | 0 | 268.73 | 1 |  | 2023-03-28 | redacted
Low Income - Power to Save | Faucet Aerators | 0 | 0 | 0.02 | 110.58 | 1 |  | 2023-03-28 | redacted
Low Income - Power to Save | Low Flow Showerhead | 0 | 0.04 | 0.1 | 504.08 | 1 |  | 2023-03-28 | redacted
Low Income - Power to Save | LED Lights | 0 | 0 | 0 | 47.6 | 1 |  | 2023-03-28 | redacted
Low Income - Power to Save | HVAC Inspection | 0 | 0.17 | 0 | 268.73 | 1 |  | 2023-03-17 | redacted
Low Income - Power to Save | Low Flow Showerhead | 0 | 0.04 | 0.1 | 504.08 | 1 |  | 2023-03-17 | redacted
Low Income - Power to Save | HVAC Inspection | 0 | 0.17 | 0 | 268.73 | 1 |  | 2023-03-10 | redacted
Low Income - Power to Save | Low Flow Showerhead | 0 | 0.04 | 0.1 | 504.08 | 1 |  | 2023-03-10 | redacted
Low Income - Power to Save | Faucet Aerators | 0 | 0 | 0.02 | 110.58 | 1 |  | 2023-03-10 | redacted
Low Income - Power to Save | HVAC Inspection | 0 | 0.17 | 0 | 268.73 | 1 |  | 2023-03-02 | redacted
Low Income - Power to Save | Faucet Aerators | 0 | 0 | 0.02 | 110.58 | 1 |  | 2023-03-02 | redacted
Low Income - Power to Save | HVAC Inspection | 0 | 0.44 | 0.09 | 1083 | 1 |  | 2023-03-08 | redacted
Low Income - Power to Save | Low Flow Showerhead | 0 | 0.44 | 0.09 | 1083 | 1 |  | 2023-03-08 | redacted
Low Income - Power to Save | Faucet Aerators | 0 | 0.44 | 0.09 | 1083 | 1 |  | 2023-03-08 | redacted
Low Income - Power to Save | Weather Strip/Caulk | 0 | 0.44 | 0.09 | 1083 | 1 |  | 2023-03-08 | redacted
Low Income - Power to Save | HVAC Inspection | 0 | 0.17 | 0 | 268.73 | 1 |  | 2023-03-28 | redacted
Low Income - Power to Save | Faucet Aerators | 0 | 0 | 0.02 | 110.58 | 1 |  | 2023-03-28 | redacted
Low Income - Power to Save | Low Flow Showerhead | 0 | 0.04 | 0.1 | 504.08 | 1 |  | 2023-03-28 | redacted
Low Income - Power to Save | LED Lights | 0 | 0 | 0 | 47.6 | 1 |  | 2023-03-28 | redacted
Low Income - Power to Save | HVAC Inspection | 0 | 0.17 | 0 | 268.73 | 1 |  | 2023-03-08 | redacted
Low Income - Power to Save | Low Flow Showerhead | 0 | 0.04 | 0.1 | 504.08 | 1 |  | 2023-03-08 | redacted
Low Income - Power to Save | Faucet Aerators | 0 | 0 | 0.02 | 110.58 | 1 |  | 2023-03-08 | redacted
Low Income - Power to Save | HVAC Inspection | 0 | 0.17 | 0 | 268.73 | 1 |  | 2023-03-09 | redacted
Low Income - Power to Save | Low Flow Showerhead | 0 | 0.04 | 0.1 | 504.08 | 1 |  | 2023-03-09 | redacted
Low Income - Power to Save | Faucet Aerators | 0 | 0 | 0.02 | 110.58 | 1 |  | 2023-03-09 | redacted
Low Income - Power to Save | HVAC Inspection | 0 | 0.17 | 0 | 268.73 | 1 |  | 2023-03-13 | redacted
Low Income - Power to Save | Low Flow Showerhead | 0 | 0.04 | 0.1 | 504.08 | 1 |  | 2023-03-13 | redacted
Low Income - Power to Save | Faucet Aerators | 0 | 0 | 0.02 | 110.58 | 1 |  | 2023-03-13 | redacted
Low Income - Power to Save | Weather Strip/Caulk | 0 | 0.25 | 0.09 | 503.3 | 1 |  | 2023-03-13 | redacted
Low Income - Power to Save | HVAC Inspection | 0 | 0.17 | 0 | 268.73 | 1 |  | 2023-03-14 | redacted
Low Income - Power to Save | Low Flow Showerhead | 0 | 0.04 | 0.1 | 504.08 | 1 |  | 2023-03-14 | redacted
Low Income - Power to Save | Faucet Aerators | 0 | 0 | 0.02 | 110.58 | 1 |  | 2023-03-14 | redacted
Low Income - Power to Save | HVAC Inspection | 0 | 0.17 | 0 | 268.73 | 1 |  | 2023-03-28 | redacted
Low Income - Power to Save | Faucet Aerators | 0 | 0 | 0.02 | 110.58 | 1 |  | 2023-03-28 | redacted
Low Income - Power to Save | Low Flow Showerhead | 0 | 0.04 | 0.1 | 504.08 | 1 |  | 2023-03-28 | redacted
Low Income - Power to Save | LED Lights | 0 | 0 | 0 | 47.6 | 1 |  | 2023-03-28 | redacted
Low Income - Power to Save | HVAC Inspection | 0 | 0.17 | 0 | 268.73 | 1 |  | 2023-03-01 | redacted
Low Income - Power to Save | Low Flow Showerhead | 0 | 0.04 | 0.1 | 504.08 | 1 |  | 2023-03-01 | redacted
Low Income - Power to Save | Faucet Aerators | 0 | 0 | 0.02 | 110.58 | 1 |  | 2023-03-01 | redacted
Low Income - Power to Save | HVAC Inspection | 0 | 0.17 | 0 | 268.73 | 1 |  | 2023-03-27 | redacted
Low Income - Power to Save | Low Flow Showerhead | 0 | 0.04 | 0.1 | 504.08 | 1 |  | 2023-03-27 | redacted
Low Income - Power to Save | LED Lights | 0 | 0 | 0 | 47.6 | 1 |  | 2023-03-27 | redacted
Low Income - Power to Save | HVAC Inspection | 0 | 0.17 | 0 | 268.73 | 1 |  | 2023-03-28 | redacted
Low Income - Power to Save | Low Flow Showerhead | 0 | 0.04 | 0.1 | 504.08 | 1 |  | 2023-03-28 | redacted
Low Income - Power to Save | LED Lights | 0 | 0 | 0 | 47.6 | 1 |  | 2023-03-28 | redacted
Low Income - Power to Save | HVAC Inspection | 0 | 0.17 | 0 | 268.73 | 1 |  | 2023-03-06 | redacted
Low Income - Power to Save | Low Flow Showerhead | 0 | 0.04 | 0.1 | 504.08 | 1 |  | 2023-03-06 | redacted
Low Income - Power to Save | Faucet Aerators | 0 | 0 | 0.02 | 110.58 | 1 |  | 2023-03-06 | redacted
Low Income - Power to Save | HVAC Inspection | 0 | 0.17 | 0 | 268.73 | 1 |  | 2023-03-02 | redacted
Low Income - Power to Save | Low Flow Showerhead | 0 | 0.04 | 0.1 | 504.08 | 1 |  | 2023-03-02 | redacted
Low Income - Power to Save | Faucet Aerators | 0 | 0 | 0.02 | 110.58 | 1 |  | 2023-03-02 | redacted
Low Income - Power to Save | HVAC Inspection | 0 | 0.17 | 0 | 268.73 | 1 |  | 2023-03-06 | redacted
Low Income - Power to Save | Low Flow Showerhead | 0 | 0.04 | 0.1 | 504.08 | 1 |  | 2023-03-06 | redacted
Low Income - Power to Save | HVAC Inspection | 0 | 0.17 | 0 | 268.73 | 1 |  | 2023-03-28 | redacted
Low Income - Power to Save | Low Flow Showerhead | 0 | 0.04 | 0.1 | 504.08 | 1 |  | 2023-03-28 | redacted
Low Income - Power to Save | LED Lights | 0 | 0 | 0 | 47.6 | 1 |  | 2023-03-28 | redacted
Low Income - Power to Save | HVAC Inspection | 0 | 0.17 | 0 | 268.73 | 1 |  | 2023-03-03 | redacted
Low Income - Power to Save | Low Flow Showerhead | 0 | 0.04 | 0.1 | 504.08 | 1 |  | 2023-03-03 | redacted
Low Income - Power to Save | Faucet Aerators | 0 | 0 | 0.02 | 110.58 | 1 |  | 2023-03-03 | redacted
Low Income - Power to Save | HVAC Inspection | 0 | 0.17 | 0 | 268.73 | 1 |  | 2023-03-07 | redacted
Low Income - Power to Save | Low Flow Showerhead | 0 | 0.04 | 0.1 | 504.08 | 1 |  | 2023-03-07 | redacted
Low Income - Power to Save | Faucet Aerators | 0 | 0 | 0.02 | 110.58 | 1 |  | 2023-03-07 | redacted
Low Income - Power to Save | HVAC Inspection | 0 | 0.17 | 0 | 268.73 | 1 |  | 2023-03-01 | redacted
Low Income - Power to Save | Low Flow Showerhead | 0 | 0.04 | 0.1 | 504.08 | 1 |  | 2023-03-01 | redacted
Low Income - Power to Save | Faucet Aerators | 0 | 0 | 0.02 | 110.58 | 1 |  | 2023-03-01 | redacted
Low Income - Power to Save | HVAC Inspection | 0 | 0.17 | 0 | 268.73 | 1 |  | 2023-03-09 | redacted
Low Income - Power to Save | Low Flow Showerhead | 0 | 0.04 | 0.1 | 504.08 | 1 |  | 2023-03-09 | redacted
Low Income - Power to Save | Faucet Aerators | 0 | 0 | 0.02 | 110.58 | 1 |  | 2023-03-09 | redacted
Low Income - Power to Save | HVAC Inspection | 0 | 0.17 | 0 | 268.73 | 1 |  | 2023-03-15 | redacted
Low Income - Power to Save | Low Flow Showerhead | 0 | 0.04 | 0.1 | 504.08 | 1 |  | 2023-03-15 | redacted
Low Income - Power to Save | Faucet Aerators | 0 | 0 | 0.02 | 110.58 | 1 |  | 2023-03-15 | redacted
Low Income - Power to Save | Pipe Wrap | 0 | 0.01 | 0.03 | 143.65 | 1 |  | 2023-03-15 | redacted
Low Income - Power to Save | HVAC Inspection | 0 | 0.17 | 0 | 268.73 | 1 |  | 2023-03-08 | redacted
Low Income - Power to Save | Low Flow Showerhead | 0 | 0.04 | 0.1 | 504.08 | 1 |  | 2023-03-08 | redacted
Low Income - Power to Save | Faucet Aerators | 0 | 0 | 0.02 | 110.58 | 1 |  | 2023-03-08 | redacted
Low Income - Power to Save | HVAC Inspection | 0 | 0.17 | 0 | 268.73 | 1 |  | 2023-03-09 | redacted
Low Income - Power to Save | Low Flow Showerhead | 0 | 0.04 | 0.1 | 504.08 | 1 |  | 2023-03-09 | redacted
Low Income - Power to Save | Faucet Aerators | 0 | 0 | 0.02 | 110.58 | 1 |  | 2023-03-09 | redacted
Low Income - Power to Save | HVAC Inspection | 0 | 0.17 | 0 | 268.73 | 1 |  | 2023-03-31 | redacted
Low Income - Power to Save | Faucet Aerators | 0 | 0 | 0.02 | 110.58 | 1 |  | 2023-03-31 | redacted
Low Income - Power to Save | Low Flow Showerhead | 0 | 0.04 | 0.1 | 504.08 | 1 |  | 2023-03-31 | redacted
Low Income - Power to Save | LED Lights | 0 | 0 | 0 | 47.6 | 1 |  | 2023-03-31 | redacted
Low Income - Power to Save | HVAC Inspection | 0 | 0.17 | 0 | 268.73 | 1 |  | 2023-03-28 | redacted
Low Income - Power to Save | Low Flow Showerhead | 0 | 0.04 | 0.1 | 504.08 | 1 |  | 2023-03-28 | redacted
Low Income - Power to Save | LED Lights | 0 | 0 | 0 | 47.6 | 1 |  | 2023-03-28 | redacted
Low Income - Power to Save | HVAC Inspection | 0 | 0.17 | 0 | 268.73 | 1 |  | 2023-03-31 | redacted
Low Income - Power to Save | LED Lights | 0 | 0 | 0 | 47.6 | 1 |  | 2023-03-31 | redacted
Low Income - Power to Save | HVAC Inspection | 0 | 0.17 | 0 | 268.73 | 1 |  | 2023-03-08 | redacted
Low Income - Power to Save | Low Flow Showerhead | 0 | 0.04 | 0.1 | 504.08 | 1 |  | 2023-03-08 | redacted
Low Income - Power to Save | Faucet Aerators | 0 | 0 | 0.02 | 110.58 | 1 |  | 2023-03-08 | redacted
Low Income - Power to Save | HVAC Inspection | 0 | 0.17 | 0 | 268.73 | 1 |  | 2023-03-28 | redacted
Low Income - Power to Save | Low Flow Showerhead | 0 | 0.04 | 0.1 | 504.08 | 1 |  | 2023-03-28 | redacted
Low Income - Power to Save | LED Lights | 0 | 0 | 0 | 47.6 | 1 |  | 2023-03-28 | redacted
Low Income - Power to Save | HVAC Inspection | 0 | 0.17 | 0 | 268.73 | 1 |  | 2023-03-08 | redacted
Low Income - Power to Save | Low Flow Showerhead | 0 | 0.04 | 0.1 | 504.08 | 1 |  | 2023-03-08 | redacted
Low Income - Power to Save | Faucet Aerators | 0 | 0 | 0.02 | 110.58 | 1 |  | 2023-03-08 | redacted
Low Income - Power to Save | HVAC Inspection | 0 | 0.17 | 0 | 268.73 | 1 |  | 2023-03-16 | redacted
Low Income - Power to Save | Low Flow Showerhead | 0 | 0.04 | 0.1 | 504.08 | 1 |  | 2023-03-16 | redacted
Low Income - Power to Save | HVAC Inspection | 0 | 0.17 | 0 | 268.73 | 1 |  | 2023-03-28 | redacted
Low Income - Power to Save | Low Flow Showerhead | 0 | 0.04 | 0.1 | 504.08 | 1 |  | 2023-03-28 | redacted
Low Income - Power to Save | Faucet Aerators | 0 | 0 | 0.02 | 110.58 | 1 |  | 2023-03-28 | redacted
Low Income - Power to Save | HVAC Inspection | 0 | 0.17 | 0 | 268.73 | 1 |  | 2023-03-28 | redacted
Low Income - Power to Save | Faucet Aerators | 0 | 0 | 0.02 | 110.58 | 1 |  | 2023-03-28 | redacted
Low Income - Power to Save | Low Flow Showerhead | 0 | 0.04 | 0.1 | 504.08 | 1 |  | 2023-03-28 | redacted
Low Income - Power to Save | LED Lights | 0 | 0 | 0 | 47.6 | 1 |  | 2023-03-28 | redacted
Low Income - Power to Save | HVAC Inspection | 0 | 0.17 | 0 | 268.73 | 1 |  | 2023-03-14 | redacted
Low Income - Power to Save | Low Flow Showerhead | 0 | 0.04 | 0.1 | 504.08 | 1 |  | 2023-03-14 | redacted
Low Income - Power to Save | Faucet Aerators | 0 | 0 | 0.02 | 110.58 | 1 |  | 2023-03-14 | redacted
Low Income - Power to Save | HVAC Inspection | 0 | 0.17 | 0 | 268.73 | 1 |  | 2023-03-09 | redacted
Low Income - Power to Save | Faucet Aerators | 0 | 0 | 0.02 | 110.58 | 1 |  | 2023-03-09 | redacted
Low Income - Power to Save | HVAC Inspection | 0 | 0.17 | 0 | 268.73 | 1 |  | 2023-03-02 | redacted
Low Income - Power to Save | Low Flow Showerhead | 0 | 0.04 | 0.1 | 504.08 | 1 |  | 2023-03-02 | redacted
Low Income - Power to Save | Faucet Aerators | 0 | 0 | 0.02 | 110.58 | 1 |  | 2023-03-02 | redacted
Low Income - Power to Save | HVAC Inspection | 0 | 0.17 | 0 | 268.73 | 1 |  | 2023-03-28 | redacted
Low Income - Power to Save | Low Flow Showerhead | 0 | 0.04 | 0.1 | 504.08 | 1 |  | 2023-03-28 | redacted
Low Income - Power to Save | LED Lights | 0 | 0 | 0 | 47.6 | 1 |  | 2023-03-28 | redacted
Low Income - Power to Save | HVAC Inspection | 0 | 0.17 | 0 | 268.73 | 1 |  | 2023-03-21 | redacted
Low Income - Power to Save | Low Flow Showerhead | 0 | 0.04 | 0.1 | 504.08 | 1 |  | 2023-03-21 | redacted
Low Income - Power to Save | Faucet Aerators | 0 | 0 | 0.02 | 110.58 | 1 |  | 2023-03-21 | redacted
Low Income - Power to Save | HVAC Inspection | 0 | 0.17 | 0 | 268.73 | 1 |  | 2023-03-08 | redacted
Low Income - Power to Save | HVAC Inspection | 0 | 0.17 | 0 | 268.73 | 1 |  | 2023-03-10 | redacted
Low Income - Power to Save | Weather Strip/Caulk | 0 | 0.25 | 0.09 | 503.3 | 1 |  | 2023-03-10 | redacted
Low Income - Power to Save | HVAC Inspection | 0 | 0.17 | 0 | 268.73 | 1 |  | 2023-03-02 | redacted
Low Income - Power to Save | Low Flow Showerhead | 0 | 0.04 | 0.1 | 504.08 | 1 |  | 2023-03-02 | redacted
Low Income - Power to Save | Faucet Aerators | 0 | 0 | 0.02 | 110.58 | 1 |  | 2023-03-02 | redacted
Low Income - Power to Save | HVAC Inspection | 0 | 0.18 | 0.06 | 601.4 | 1 |  | 2023-03-16 | redacted
Low Income - Power to Save | Low Flow Showerhead | 0 | 0.18 | 0.06 | 601.4 | 1 |  | 2023-03-16 | redacted
Low Income - Power to Save | Faucet Aerators | 0 | 0.18 | 0.06 | 601.4 | 1 |  | 2023-03-16 | redacted
Low Income - Power to Save | HVAC Inspection | 0 | 0.17 | 0 | 268.73 | 1 |  | 2023-03-31 | redacted
Low Income - Power to Save | LED Lights | 0 | 0 | 0 | 47.6 | 1 |  | 2023-03-31 | redacted
Low Income - Power to Save | HVAC Inspection | 0 | 0.17 | 0 | 268.73 | 1 |  | 2023-03-02 | redacted
Low Income - Power to Save | Low Flow Showerhead | 0 | 0.04 | 0.1 | 504.08 | 1 |  | 2023-03-02 | redacted
Low Income - Power to Save | Faucet Aerators | 0 | 0 | 0.02 | 110.58 | 1 |  | 2023-03-02 | redacted
Low Income - Power to Save | HVAC Inspection | 0 | 0.17 | 0 | 268.73 | 1 |  | 2023-03-06 | redacted
Low Income - Power to Save | Low Flow Showerhead | 0 | 0.04 | 0.1 | 504.08 | 1 |  | 2023-03-06 | redacted
Low Income - Power to Save | HVAC Inspection | 0 | 0.17 | 0 | 268.73 | 1 |  | 2023-03-28 | redacted
Low Income - Power to Save | Faucet Aerators | 0 | 0 | 0.02 | 110.58 | 1 |  | 2023-03-28 | redacted
Low Income - Power to Save | Low Flow Showerhead | 0 | 0.04 | 0.1 | 504.08 | 1 |  | 2023-03-28 | redacted
Low Income - Power to Save | LED Lights | 0 | 0 | 0 | 47.6 | 1 |  | 2023-03-28 | redacted
Low Income - Power to Save | HVAC Inspection | 0 | 0.17 | 0 | 268.73 | 1 |  | 2023-03-02 | redacted
Low Income - Power to Save | Low Flow Showerhead | 0 | 0.04 | 0.1 | 504.08 | 1 |  | 2023-03-02 | redacted
Low Income - Power to Save | Faucet Aerators | 0 | 0 | 0.02 | 110.58 | 1 |  | 2023-03-02 | redacted
Low Income - Power to Save | Weather Strip/Caulk | 0 | 0.25 | 0.09 | 503.3 | 1 |  | 2023-03-02 | redacted
Low Income - Power to Save | HVAC Inspection | 0 | 0.17 | 0 | 268.73 | 1 |  | 2023-03-08 | redacted
Low Income - Power to Save | Low Flow Showerhead | 0 | 0.04 | 0.1 | 504.08 | 1 |  | 2023-03-08 | redacted
Low Income - Power to Save | Faucet Aerators | 0 | 0 | 0.02 | 110.58 | 1 |  | 2023-03-08 | redacted
Low Income - Power to Save | HVAC Inspection | 0 | 0.17 | 0 | 268.73 | 1 |  | 2023-03-08 | redacted
Low Income - Power to Save | Low Flow Showerhead | 0 | 0.04 | 0.1 | 504.08 | 1 |  | 2023-03-08 | redacted
Low Income - Power to Save | Faucet Aerators | 0 | 0 | 0.02 | 110.58 | 1 |  | 2023-03-08 | redacted
Low Income - Power to Save | HVAC Inspection | 0 | 0.17 | 0 | 268.73 | 1 |  | 2023-03-28 | redacted
Low Income - Power to Save | Faucet Aerators | 0 | 0 | 0.02 | 110.58 | 1 |  | 2023-03-28 | redacted
Low Income - Power to Save | Low Flow Showerhead | 0 | 0.04 | 0.1 | 504.08 | 1 |  | 2023-03-28 | redacted
Low Income - Power to Save | LED Lights | 0 | 0 | 0 | 47.6 | 1 |  | 2023-03-28 | redacted
Low Income - Power to Save | HVAC Inspection | 0 | 0.17 | 0 | 268.73 | 1 |  | 2023-03-08 | redacted
Low Income - Power to Save | Low Flow Showerhead | 0 | 0.04 | 0.1 | 504.08 | 1 |  | 2023-03-08 | redacted
Low Income - Power to Save | Faucet Aerators | 0 | 0 | 0.02 | 110.58 | 1 |  | 2023-03-08 | redacted
Low Income - Power to Save | HVAC Inspection | 0 | 0.17 | 0 | 268.73 | 1 |  | 2023-03-03 | redacted
Low Income - Power to Save | Low Flow Showerhead | 0 | 0.04 | 0.1 | 504.08 | 1 |  | 2023-03-03 | redacted
Low Income - Power to Save | Faucet Aerators | 0 | 0 | 0.02 | 110.58 | 1 |  | 2023-03-03 | redacted
Low Income - Power to Save | Pipe Wrap | 0 | 0.01 | 0.03 | 143.65 | 1 |  | 2023-03-28 | redacted
Low Income - Power to Save | HVAC Inspection | 0 | 0.17 | 0 | 268.73 | 1 |  | 2023-03-28 | redacted
Low Income - Power to Save | Faucet Aerators | 0 | 0 | 0.02 | 110.58 | 1 |  | 2023-03-28 | redacted
Low Income - Power to Save | Low Flow Showerhead | 0 | 0.04 | 0.1 | 504.08 | 1 |  | 2023-03-28 | redacted
Low Income - Power to Save | LED Lights | 0 | 0 | 0 | 47.6 | 1 |  | 2023-03-28 | redacted
Low Income - Power to Save | HVAC Inspection | 0 | 0.17 | 0 | 268.73 | 1 |  | 2023-03-01 | redacted
Low Income - Power to Save | Low Flow Showerhead | 0 | 0.04 | 0.1 | 504.08 | 1 |  | 2023-03-01 | redacted
Low Income - Power to Save | Faucet Aerators | 0 | 0 | 0.02 | 110.58 | 1 |  | 2023-03-01 | redacted
Low Income - Power to Save | HVAC Inspection | 0 | 0.17 | 0 | 268.73 | 1 |  | 2023-03-31 | redacted
Low Income - Power to Save | Faucet Aerators | 0 | 0 | 0.02 | 110.58 | 1 |  | 2023-03-31 | redacted
Low Income - Power to Save | Low Flow Showerhead | 0 | 0.04 | 0.1 | 504.08 | 1 |  | 2023-03-31 | redacted
Low Income - Power to Save | LED Lights | 0 | 0 | 0 | 47.6 | 1 |  | 2023-03-31 | redacted
Low Income - Power to Save | HVAC Inspection | 0 | 0.17 | 0 | 268.73 | 1 |  | 2023-03-28 | redacted
Low Income - Power to Save | Faucet Aerators | 0 | 0 | 0.02 | 110.58 | 1 |  | 2023-03-28 | redacted
Low Income - Power to Save | Low Flow Showerhead | 0 | 0.04 | 0.1 | 504.08 | 1 |  | 2023-03-28 | redacted
Low Income - Power to Save | LED Lights | 0 | 0 | 0 | 47.6 | 1 |  | 2023-03-28 | redacted
Low Income - Power to Save | HVAC Inspection | 0 | 0.17 | 0 | 268.73 | 1 |  | 2023-03-03 | redacted
Low Income - Power to Save | Low Flow Showerhead | 0 | 0.04 | 0.1 | 504.08 | 1 |  | 2023-03-03 | redacted
Low Income - Power to Save | Faucet Aerators | 0 | 0 | 0.02 | 110.58 | 1 |  | 2023-03-03 | redacted
Low Income - Power to Save | Weather Strip/Caulk | 0 | 0.25 | 0.09 | 503.3 | 1 |  | 2023-03-03 | redacted
Low Income - Power to Save | HVAC Inspection | 0 | 0.17 | 0 | 268.73 | 1 |  | 2023-03-10 | redacted
Low Income - Power to Save | Faucet Aerators | 0 | 0 | 0.02 | 110.58 | 1 |  | 2023-03-10 | redacted
Low Income - Power to Save | HVAC Inspection | 0 | 0.17 | 0 | 268.73 | 1 |  | 2023-03-07 | redacted
Low Income - Power to Save | HVAC Inspection | 0 | 0.17 | 0 | 268.73 | 1 |  | 2023-03-01 | redacted
Low Income - Power to Save | Low Flow Showerhead | 0 | 0.04 | 0.1 | 504.08 | 1 |  | 2023-03-01 | redacted
Low Income - Power to Save | Faucet Aerators | 0 | 0 | 0.02 | 110.58 | 1 |  | 2023-03-01 | redacted
Low Income - Power to Save | HVAC Inspection | 0 | 0.17 | 0 | 268.73 | 1 |  | 2023-03-28 | redacted
Low Income - Power to Save | Low Flow Showerhead | 0 | 0.04 | 0.1 | 504.08 | 1 |  | 2023-03-28 | redacted
Low Income - Power to Save | LED Lights | 0 | 0 | 0 | 47.6 | 1 |  | 2023-03-28 | redacted
Low Income - Power to Save | HVAC Inspection | 0 | 0.17 | 0 | 268.73 | 1 |  | 2023-03-09 | redacted
Low Income - Power to Save | Low Flow Showerhead | 0 | 0.04 | 0.1 | 504.08 | 1 |  | 2023-03-09 | redacted
Low Income - Power to Save | Faucet Aerators | 0 | 0 | 0.02 | 110.58 | 1 |  | 2023-03-09 | redacted
Low Income - Power to Save | HVAC Inspection | 0 | 0.17 | 0 | 268.73 | 1 |  | 2023-03-13 | redacted
Low Income - Power to Save | Low Flow Showerhead | 0 | 0.04 | 0.1 | 504.08 | 1 |  | 2023-03-13 | redacted
Low Income - Power to Save | HVAC Inspection | 0 | 0.17 | 0 | 268.73 | 1 |  | 2023-03-09 | redacted
Low Income - Power to Save | Low Flow Showerhead | 0 | 0.04 | 0.1 | 504.08 | 1 |  | 2023-03-09 | redacted
Low Income - Power to Save | Faucet Aerators | 0 | 0 | 0.02 | 110.58 | 1 |  | 2023-03-09 | redacted
Low Income - Power to Save | HVAC Inspection | 0 | 0.17 | 0 | 268.73 | 1 |  | 2023-03-28 | redacted
Low Income - Power to Save | Faucet Aerators | 0 | 0 | 0.02 | 110.58 | 1 |  | 2023-03-28 | redacted
Low Income - Power to Save | Low Flow Showerhead | 0 | 0.04 | 0.1 | 504.08 | 1 |  | 2023-03-28 | redacted
Low Income - Power to Save | LED Lights | 0 | 0 | 0 | 47.6 | 1 |  | 2023-03-28 | redacted
Low Income - Power to Save | HVAC Inspection | 0 | 0.17 | 0 | 268.73 | 1 |  | 2023-03-01 | redacted
Low Income - Power to Save | Low Flow Showerhead | 0 | 0.04 | 0.1 | 504.08 | 1 |  | 2023-03-01 | redacted
Low Income - Power to Save | Faucet Aerators | 0 | 0 | 0.02 | 110.58 | 1 |  | 2023-03-01 | redacted
Low Income - Power to Save | HVAC Inspection | 0 | 0.17 | 0 | 268.73 | 1 |  | 2023-03-06 | redacted
Low Income - Power to Save | Faucet Aerators | 0 | 0 | 0.02 | 110.58 | 1 |  | 2023-03-06 | redacted
Low Income - Power to Save | HVAC Inspection | 0 | 0.17 | 0 | 268.73 | 1 |  | 2023-03-10 | redacted
Low Income - Power to Save | Low Flow Showerhead | 0 | 0.04 | 0.1 | 504.08 | 1 |  | 2023-03-10 | redacted
Low Income - Power to Save | Faucet Aerators | 0 | 0 | 0.02 | 110.58 | 1 |  | 2023-03-10 | redacted
Low Income - Power to Save | HVAC Inspection | 0 | 0.17 | 0 | 268.73 | 1 |  | 2023-03-13 | redacted
Low Income - Power to Save | Low Flow Showerhead | 0 | 0.04 | 0.1 | 504.08 | 1 |  | 2023-03-13 | redacted
Low Income - Power to Save | Faucet Aerators | 0 | 0 | 0.02 | 110.58 | 1 |  | 2023-03-13 | redacted
Low Income - Power to Save | Weather Strip/Caulk | 0 | 0.25 | 0.09 | 503.3 | 1 |  | 2023-03-13 | redacted
Low Income - Power to Save | HVAC Inspection | 0 | 0.17 | 0 | 268.73 | 1 |  | 2023-03-01 | redacted
Low Income - Power to Save | Low Flow Showerhead | 0 | 0.04 | 0.1 | 504.08 | 1 |  | 2023-03-01 | redacted
Low Income - Power to Save | Faucet Aerators | 0 | 0 | 0.02 | 110.58 | 1 |  | 2023-03-01 | redacted
Low Income - Power to Save | HVAC Inspection | 0 | 0.17 | 0 | 268.73 | 1 |  | 2023-03-27 | redacted
Low Income - Power to Save | Faucet Aerators | 0 | 0 | 0.02 | 110.58 | 1 |  | 2023-03-27 | redacted
Low Income - Power to Save | Low Flow Showerhead | 0 | 0.04 | 0.1 | 504.08 | 1 |  | 2023-03-27 | redacted
Low Income - Power to Save | LED Lights | 0 | 0 | 0 | 47.6 | 1 |  | 2023-03-27 | redacted
Low Income - Power to Save | HVAC Inspection | 0 | 0.17 | 0 | 268.73 | 1 |  | 2023-03-09 | redacted
Low Income - Power to Save | Low Flow Showerhead | 0 | 0.04 | 0.1 | 504.08 | 1 |  | 2023-03-09 | redacted
Low Income - Power to Save | Faucet Aerators | 0 | 0 | 0.02 | 110.58 | 1 |  | 2023-03-09 | redacted
Low Income - Power to Save | HVAC Inspection | 0 | 0.17 | 0 | 268.73 | 1 |  | 2023-03-13 | redacted
Low Income - Power to Save | Low Flow Showerhead | 0 | 0.04 | 0.1 | 504.08 | 1 |  | 2023-03-13 | redacted
Low Income - Power to Save | HVAC Inspection | 0 | 0.17 | 0 | 268.73 | 1 |  | 2023-03-06 | redacted
Low Income - Power to Save | Low Flow Showerhead | 0 | 0.04 | 0.1 | 504.08 | 1 |  | 2023-03-06 | redacted
Low Income - Power to Save | Faucet Aerators | 0 | 0 | 0.02 | 110.58 | 1 |  | 2023-03-06 | redacted
Low Income - Power to Save | HVAC Inspection | 0 | 0.17 | 0 | 268.73 | 1 |  | 2023-03-31 | redacted
Low Income - Power to Save | LED Lights | 0 | 0 | 0 | 47.6 | 1 |  | 2023-03-31 | redacted
Low Income - Power to Save | HVAC Inspection | 0 | 0.17 | 0 | 268.73 | 1 |  | 2023-03-01 | redacted
Low Income - Power to Save | Low Flow Showerhead | 0 | 0.04 | 0.1 | 504.08 | 1 |  | 2023-03-01 | redacted
Low Income - Power to Save | Faucet Aerators | 0 | 0 | 0.02 | 110.58 | 1 |  | 2023-03-01 | redacted
Low Income - Power to Save | HVAC Inspection | 0 | 0.17 | 0 | 268.73 | 1 |  | 2023-03-28 | redacted
Low Income - Power to Save | LED Lights | 0 | 0 | 0 | 47.6 | 1 |  | 2023-03-28 | redacted
Low Income - Power to Save | HVAC Inspection | 0 | 0.18 | 0 | 311.9 | 1 |  | 2023-03-01 | redacted
Low Income - Power to Save | HVAC Inspection | 0 | 0.17 | 0 | 268.73 | 1 |  | 2023-03-13 | redacted
Low Income - Power to Save | Low Flow Showerhead | 0 | 0.04 | 0.1 | 504.08 | 1 |  | 2023-03-13 | redacted
Low Income - Power to Save | Faucet Aerators | 0 | 0 | 0.02 | 110.58 | 1 |  | 2023-03-13 | redacted
Low Income - Power to Save | HVAC Inspection | 0 | 0.17 | 0 | 268.73 | 1 |  | 2023-03-10 | redacted
Low Income - Power to Save | HVAC Inspection | 0 | 0.17 | 0 | 268.73 | 1 |  | 2023-03-07 | redacted
Low Income - Power to Save | Low Flow Showerhead | 0 | 0.04 | 0.1 | 504.08 | 1 |  | 2023-03-07 | redacted
Low Income - Power to Save | Faucet Aerators | 0 | 0 | 0.02 | 110.58 | 1 |  | 2023-03-07 | redacted
Low Income - Power to Save | HVAC Inspection | 0 | 0.17 | 0 | 268.73 | 1 |  | 2023-03-28 | redacted
Low Income - Power to Save | Faucet Aerators | 0 | 0 | 0.02 | 110.58 | 1 |  | 2023-03-28 | redacted
Low Income - Power to Save | Low Flow Showerhead | 0 | 0.04 | 0.1 | 504.08 | 1 |  | 2023-03-28 | redacted
Low Income - Power to Save | LED Lights | 0 | 0 | 0 | 47.6 | 1 |  | 2023-03-28 | redacted
Low Income - Power to Save | HVAC Inspection | 0 | 0.17 | 0 | 268.73 | 1 |  | 2023-03-01 | redacted
Low Income - Power to Save | Low Flow Showerhead | 0 | 0.04 | 0.1 | 504.08 | 1 |  | 2023-03-01 | redacted
Low Income - Power to Save | Faucet Aerators | 0 | 0 | 0.02 | 110.58 | 1 |  | 2023-03-01 | redacted
Low Income - Power to Save | HVAC Inspection | 0 | 0.17 | 0 | 268.73 | 1 |  | 2023-03-07 | redacted
Low Income - Power to Save | Low Flow Showerhead | 0 | 0.04 | 0.1 | 504.08 | 1 |  | 2023-03-07 | redacted
Low Income - Power to Save | Faucet Aerators | 0 | 0 | 0.02 | 110.58 | 1 |  | 2023-03-07 | redacted
Low Income - Power to Save | HVAC Inspection | 0 | 0.17 | 0 | 268.73 | 1 |  | 2023-03-06 | redacted
Low Income - Power to Save | Faucet Aerators | 0 | 0 | 0.02 | 110.58 | 1 |  | 2023-03-06 | redacted
Low Income - Power to Save | HVAC Inspection | 0 | 0.17 | 0 | 268.73 | 1 |  | 2023-03-08 | redacted
Low Income - Power to Save | Low Flow Showerhead | 0 | 0.04 | 0.1 | 504.08 | 1 |  | 2023-03-08 | redacted
Low Income - Power to Save | Faucet Aerators | 0 | 0 | 0.02 | 110.58 | 1 |  | 2023-03-08 | redacted
Low Income - Power to Save | HVAC Inspection | 0 | 0.17 | 0 | 268.73 | 1 |  | 2023-03-01 | redacted
Low Income - Power to Save | Low Flow Showerhead | 0 | 0.04 | 0.1 | 504.08 | 1 |  | 2023-03-01 | redacted
Low Income - Power to Save | Faucet Aerators | 0 | 0 | 0.02 | 110.58 | 1 |  | 2023-03-01 | redacted
Low Income - Power to Save | HVAC Inspection | 0 | 0.17 | 0 | 268.73 | 1 |  | 2023-03-08 | redacted
Low Income - Power to Save | Low Flow Showerhead | 0 | 0.04 | 0.1 | 504.08 | 1 |  | 2023-03-08 | redacted
Low Income - Power to Save | Faucet Aerators | 0 | 0 | 0.02 | 110.58 | 1 |  | 2023-03-08 | redacted
Low Income - Power to Save | HVAC Inspection | 0 | 0.17 | 0 | 268.73 | 1 |  | 2023-03-09 | redacted
Low Income - Power to Save | Low Flow Showerhead | 0 | 0.04 | 0.1 | 504.08 | 1 |  | 2023-03-09 | redacted
Low Income - Power to Save | HVAC Inspection | 0 | 0.17 | 0 | 268.73 | 1 |  | 2023-03-13 | redacted
Low Income - Power to Save | Low Flow Showerhead | 0 | 0.04 | 0.1 | 504.08 | 1 |  | 2023-03-13 | redacted
Low Income - Power to Save | Faucet Aerators | 0 | 0 | 0.02 | 110.58 | 1 |  | 2023-03-13 | redacted
Low Income - Power to Save | HVAC Inspection | 0 | 0.17 | 0 | 268.73 | 1 |  | 2023-03-27 | redacted
Low Income - Power to Save | Low Flow Showerhead | 0 | 0.04 | 0.1 | 504.08 | 1 |  | 2023-03-27 | redacted
Low Income - Power to Save | LED Lights | 0 | 0 | 0 | 47.6 | 1 |  | 2023-03-27 | redacted
Low Income - Power to Save | HVAC Inspection | 0 | 0.17 | 0 | 268.73 | 1 |  | 2023-03-13 | redacted
Low Income - Power to Save | Low Flow Showerhead | 0 | 0.04 | 0.1 | 504.08 | 1 |  | 2023-03-13 | redacted
Low Income - Power to Save | HVAC Inspection | 0 | 0.44 | 0.09 | 1083 | 1 |  | 2023-03-17 | redacted
Low Income - Power to Save | Low Flow Showerhead | 0 | 0.44 | 0.09 | 1083 | 1 |  | 2023-03-17 | redacted
Low Income - Power to Save | Faucet Aerators | 0 | 0.44 | 0.09 | 1083 | 1 |  | 2023-03-17 | redacted
Low Income - Power to Save | Weather Strip/Caulk | 0 | 0.44 | 0.09 | 1083 | 1 |  | 2023-03-17 | redacted
Low Income - Power to Save | Pipe Wrap | 0 | 0.01 | 0.03 | 143.65 | 1 |  | 2023-03-28 | redacted
Low Income - Power to Save | HVAC Inspection | 0 | 0.17 | 0 | 268.73 | 1 |  | 2023-03-28 | redacted
Low Income - Power to Save | Faucet Aerators | 0 | 0 | 0.02 | 110.58 | 1 |  | 2023-03-28 | redacted
Low Income - Power to Save | Low Flow Showerhead | 0 | 0.04 | 0.1 | 504.08 | 1 |  | 2023-03-28 | redacted
Low Income - Power to Save | LED Lights | 0 | 0 | 0 | 47.6 | 1 |  | 2023-03-28 | redacted
Low Income - Power to Save | HVAC Inspection | 0 | 0.17 | 0 | 268.73 | 1 |  | 2023-03-28 | redacted
Low Income - Power to Save | Faucet Aerators | 0 | 0 | 0.02 | 110.58 | 1 |  | 2023-03-28 | redacted
Low Income - Power to Save | Low Flow Showerhead | 0 | 0.04 | 0.1 | 504.08 | 1 |  | 2023-03-28 | redacted
Low Income - Power to Save | LED Lights | 0 | 0 | 0 | 47.6 | 1 |  | 2023-03-28 | redacted
Low Income - Power to Save | HVAC Inspection | 0 | 0.18 | 0.06 | 601.4 | 1 |  | 2023-03-01 | redacted
Low Income - Power to Save | Low Flow Showerhead | 0 | 0.18 | 0.06 | 601.4 | 1 |  | 2023-03-01 | redacted
Low Income - Power to Save | Faucet Aerators | 0 | 0.18 | 0.06 | 601.4 | 1 |  | 2023-03-01 | redacted
Low Income - Power to Save | HVAC Inspection | 0 | 0.17 | 0 | 268.73 | 1 |  | 2023-03-01 | redacted
Low Income - Power to Save | Low Flow Showerhead | 0 | 0.04 | 0.1 | 504.08 | 1 |  | 2023-03-01 | redacted
Low Income - Power to Save | Faucet Aerators | 0 | 0 | 0.02 | 110.58 | 1 |  | 2023-03-01 | redacted
Low Income - Power to Save | HVAC Inspection | 0 | 0.17 | 0 | 268.73 | 1 |  | 2023-03-01 | redacted
Low Income - Power to Save | Low Flow Showerhead | 0 | 0.04 | 0.1 | 504.08 | 1 |  | 2023-03-01 | redacted
Low Income - Power to Save | Faucet Aerators | 0 | 0 | 0.02 | 110.58 | 1 |  | 2023-03-01 | redacted
Low Income - Power to Save | HVAC Inspection | 0 | 0.17 | 0 | 268.73 | 1 |  | 2023-03-01 | redacted
Low Income - Power to Save | HVAC Inspection | 0 | 0.17 | 0 | 268.73 | 1 |  | 2023-03-17 | redacted
Low Income - Power to Save | Low Flow Showerhead | 0 | 0.04 | 0.1 | 504.08 | 1 |  | 2023-03-17 | redacted
Low Income - Power to Save | Pipe Wrap | 0 | 0.01 | 0.03 | 143.65 | 1 |  | 2023-03-17 | redacted
Low Income - Power to Save | HVAC Inspection | 0 | 0.17 | 0 | 268.73 | 1 |  | 2023-03-14 | redacted
Low Income - Power to Save | Low Flow Showerhead | 0 | 0.04 | 0.1 | 504.08 | 1 |  | 2023-03-14 | redacted
Low Income - Power to Save | Faucet Aerators | 0 | 0 | 0.02 | 110.58 | 1 |  | 2023-03-14 | redacted
Low Income - Power to Save | HVAC Inspection | 0 | 0.17 | 0 | 268.73 | 1 |  | 2023-03-17 | redacted
Low Income - Power to Save | Low Flow Showerhead | 0 | 0.04 | 0.1 | 504.08 | 1 |  | 2023-03-17 | redacted
Low Income - Power to Save | HVAC Inspection | 0 | 0.17 | 0 | 268.73 | 1 |  | 2023-03-10 | redacted
Low Income - Power to Save | Low Flow Showerhead | 0 | 0.04 | 0.1 | 504.08 | 1 |  | 2023-03-10 | redacted
Low Income - Power to Save | Faucet Aerators | 0 | 0 | 0.02 | 110.58 | 1 |  | 2023-03-10 | redacted
Low Income - Power to Save | HVAC Inspection | 0 | 0.17 | 0 | 268.73 | 1 |  | 2023-03-02 | redacted
Low Income - Power to Save | Low Flow Showerhead | 0 | 0.04 | 0.1 | 504.08 | 1 |  | 2023-03-02 | redacted
Low Income - Power to Save | Faucet Aerators | 0 | 0 | 0.02 | 110.58 | 1 |  | 2023-03-02 | redacted
Low Income - Power to Save | HVAC Inspection | 0 | 0.17 | 0 | 268.73 | 1 |  | 2023-03-31 | redacted
Low Income - Power to Save | LED Lights | 0 | 0 | 0 | 47.6 | 1 |  | 2023-03-31 | redacted
Low Income - Power to Save | HVAC Inspection | 0 | 0.17 | 0 | 268.73 | 1 |  | 2023-03-13 | redacted
Low Income - Power to Save | Low Flow Showerhead | 0 | 0.04 | 0.1 | 504.08 | 1 |  | 2023-03-13 | redacted
Low Income - Power to Save | Faucet Aerators | 0 | 0 | 0.02 | 110.58 | 1 |  | 2023-03-13 | redacted
Low Income - Power to Save | HVAC Inspection | 0 | 0.44 | 0.03 | 793.5 | 1 |  | 2023-03-15 | redacted
Low Income - Power to Save | Weather Strip/Caulk | 0 | 0.44 | 0.03 | 793.5 | 1 |  | 2023-03-15 | redacted
Low Income - Power to Save | HVAC Inspection | 0 | 0.17 | 0 | 268.73 | 1 |  | 2023-03-08 | redacted
Low Income - Power to Save | Low Flow Showerhead | 0 | 0.04 | 0.1 | 504.08 | 1 |  | 2023-03-08 | redacted
Low Income - Power to Save | Faucet Aerators | 0 | 0 | 0.02 | 110.58 | 1 |  | 2023-03-08 | redacted
Low Income - Power to Save | HVAC Inspection | 0 | 0.17 | 0 | 268.73 | 1 |  | 2023-03-07 | redacted
Low Income - Power to Save | Low Flow Showerhead | 0 | 0.04 | 0.1 | 504.08 | 1 |  | 2023-03-07 | redacted
Low Income - Power to Save | HVAC Inspection | 0 | 0.17 | 0 | 268.73 | 1 |  | 2023-03-09 | redacted
Low Income - Power to Save | Low Flow Showerhead | 0 | 0.04 | 0.1 | 504.08 | 1 |  | 2023-03-09 | redacted
Low Income - Power to Save | Faucet Aerators | 0 | 0 | 0.02 | 110.58 | 1 |  | 2023-03-09 | redacted
Low Income - Power to Save | HVAC Inspection | 0 | 0.17 | 0 | 268.73 | 1 |  | 2023-03-09 | redacted
Low Income - Power to Save | Low Flow Showerhead | 0 | 0.04 | 0.1 | 504.08 | 1 |  | 2023-03-09 | redacted
Low Income - Power to Save | Faucet Aerators | 0 | 0 | 0.02 | 110.58 | 1 |  | 2023-03-09 | redacted
Low Income - Power to Save | HVAC Inspection | 0 | 0.17 | 0 | 268.73 | 1 |  | 2023-03-09 | redacted
Low Income - Power to Save | Low Flow Showerhead | 0 | 0.04 | 0.1 | 504.08 | 1 |  | 2023-03-09 | redacted
Low Income - Power to Save | HVAC Inspection | 0 | 0.17 | 0 | 268.73 | 1 |  | 2023-03-02 | redacted
Low Income - Power to Save | Low Flow Showerhead | 0 | 0.04 | 0.1 | 504.08 | 1 |  | 2023-03-02 | redacted
Low Income - Power to Save | Faucet Aerators | 0 | 0 | 0.02 | 110.58 | 1 |  | 2023-03-02 | redacted
Low Income - Power to Save | HVAC Inspection | 0 | 0.17 | 0 | 268.73 | 1 |  | 2023-03-02 | redacted
Low Income - Power to Save | Low Flow Showerhead | 0 | 0.04 | 0.1 | 504.08 | 1 |  | 2023-03-02 | redacted
Low Income - Power to Save | Faucet Aerators | 0 | 0 | 0.02 | 110.58 | 1 |  | 2023-03-02 | redacted
Low Income - Power to Save | HVAC Inspection | 0 | 0.17 | 0 | 268.73 | 1 |  | 2023-03-07 | redacted
Low Income - Power to Save | Low Flow Showerhead | 0 | 0.04 | 0.1 | 504.08 | 1 |  | 2023-03-07 | redacted
Low Income - Power to Save | Faucet Aerators | 0 | 0 | 0.02 | 110.58 | 1 |  | 2023-03-07 | redacted
Low Income - Power to Save | HVAC Inspection | 0 | 0.17 | 0 | 268.73 | 1 |  | 2023-03-31 | redacted
Low Income - Power to Save | LED Lights | 0 | 0 | 0 | 47.6 | 1 |  | 2023-03-31 | redacted
Low Income - Power to Save | HVAC Inspection | 0 | 0.17 | 0 | 268.73 | 1 |  | 2023-03-15 | redacted
Low Income - Power to Save | Pipe Wrap | 0 | 0.01 | 0.03 | 143.65 | 1 |  | 2023-03-15 | redacted
Low Income - Power to Save | HVAC Inspection | 0 | 0.17 | 0 | 268.73 | 1 |  | 2023-03-02 | redacted
Low Income - Power to Save | Low Flow Showerhead | 0 | 0.04 | 0.1 | 504.08 | 1 |  | 2023-03-02 | redacted
Low Income - Power to Save | Faucet Aerators | 0 | 0 | 0.02 | 110.58 | 1 |  | 2023-03-02 | redacted
Low Income - Power to Save | HVAC Inspection | 0 | 0.17 | 0 | 268.73 | 1 |  | 2023-03-15 | redacted
Low Income - Power to Save | Pipe Wrap | 0 | 0.01 | 0.03 | 143.65 | 1 |  | 2023-03-15 | redacted
Low Income - Power to Save | HVAC Inspection | 0 | 0.18 | 0.06 | 601.4 | 1 |  | 2023-03-17 | redacted
Low Income - Power to Save | Low Flow Showerhead | 0 | 0.18 | 0.06 | 601.4 | 1 |  | 2023-03-17 | redacted
Low Income - Power to Save | Faucet Aerators | 0 | 0.18 | 0.06 | 601.4 | 1 |  | 2023-03-17 | redacted
Low Income - Power to Save | HVAC Inspection | 0 | 0.17 | 0 | 268.73 | 1 |  | 2023-03-17 | redacted
Low Income - Power to Save | HVAC Inspection | 0 | 0.17 | 0 | 268.73 | 1 |  | 2023-03-02 | redacted
Low Income - Power to Save | Low Flow Showerhead | 0 | 0.04 | 0.1 | 504.08 | 1 |  | 2023-03-02 | redacted
Low Income - Power to Save | Faucet Aerators | 0 | 0 | 0.02 | 110.58 | 1 |  | 2023-03-02 | redacted
Low Income - Power to Save | HVAC Inspection | 0 | 0.17 | 0 | 268.73 | 1 |  | 2023-03-28 | redacted
Low Income - Power to Save | Faucet Aerators | 0 | 0 | 0.02 | 110.58 | 1 |  | 2023-03-28 | redacted
Low Income - Power to Save | Low Flow Showerhead | 0 | 0.04 | 0.1 | 504.08 | 1 |  | 2023-03-28 | redacted
Low Income - Power to Save | LED Lights | 0 | 0 | 0 | 47.6 | 1 |  | 2023-03-28 | redacted
Low Income - Power to Save | HVAC Inspection | 0 | 0.17 | 0 | 268.73 | 1 |  | 2023-03-31 | redacted
Low Income - Power to Save | Faucet Aerators | 0 | 0 | 0.02 | 110.58 | 1 |  | 2023-03-31 | redacted
Low Income - Power to Save | LED Lights | 0 | 0 | 0 | 47.6 | 1 |  | 2023-03-31 | redacted
Low Income - Power to Save | HVAC Inspection | 0 | 0.18 | 0.06 | 601.4 | 1 |  | 2023-03-14 | redacted
Low Income - Power to Save | Low Flow Showerhead | 0 | 0.18 | 0.06 | 601.4 | 1 |  | 2023-03-14 | redacted
Low Income - Power to Save | Faucet Aerators | 0 | 0.18 | 0.06 | 601.4 | 1 |  | 2023-03-14 | redacted
Low Income - Power to Save | HVAC Inspection | 0 | 0.17 | 0 | 268.73 | 1 |  | 2023-03-03 | redacted
Low Income - Power to Save | Low Flow Showerhead | 0 | 0.04 | 0.1 | 504.08 | 1 |  | 2023-03-03 | redacted
Low Income - Power to Save | Faucet Aerators | 0 | 0 | 0.02 | 110.58 | 1 |  | 2023-03-03 | redacted
Low Income - Power to Save | HVAC Inspection | 0 | 0.17 | 0 | 268.73 | 1 |  | 2023-03-01 | redacted
Low Income - Power to Save | Low Flow Showerhead | 0 | 0.04 | 0.1 | 504.08 | 1 |  | 2023-03-01 | redacted
Low Income - Power to Save | Faucet Aerators | 0 | 0 | 0.02 | 110.58 | 1 |  | 2023-03-01 | redacted
Low Income - Power to Save | HVAC Inspection | 0 | 0.17 | 0 | 268.73 | 1 |  | 2023-03-01 | redacted
Low Income - Power to Save | Low Flow Showerhead | 0 | 0.04 | 0.1 | 504.08 | 1 |  | 2023-03-01 | redacted
Low Income - Power to Save | Faucet Aerators | 0 | 0 | 0.02 | 110.58 | 1 |  | 2023-03-01 | redacted
Low Income - Power to Save | HVAC Inspection | 0 | 0.17 | 0 | 268.73 | 1 |  | 2023-03-13 | redacted
Low Income - Power to Save | Low Flow Showerhead | 0 | 0.04 | 0.1 | 504.08 | 1 |  | 2023-03-13 | redacted
Low Income - Power to Save | Faucet Aerators | 0 | 0 | 0.02 | 110.58 | 1 |  | 2023-03-13 | redacted
Low Income - Power to Save | Weather Strip/Caulk | 0 | 0.25 | 0.09 | 503.3 | 1 |  | 2023-03-13 | redacted
Low Income - Power to Save | HVAC Inspection | 0 | 0.17 | 0 | 268.73 | 1 |  | 2023-03-09 | redacted
Low Income - Power to Save | Low Flow Showerhead | 0 | 0.04 | 0.1 | 504.08 | 1 |  | 2023-03-09 | redacted
Low Income - Power to Save | Faucet Aerators | 0 | 0 | 0.02 | 110.58 | 1 |  | 2023-03-09 | redacted
Low Income - Power to Save | Pipe Wrap | 0 | 0.01 | 0.03 | 143.65 | 1 |  | 2023-03-28 | redacted
Low Income - Power to Save | HVAC Inspection | 0 | 0.17 | 0 | 268.73 | 1 |  | 2023-03-28 | redacted
Low Income - Power to Save | Faucet Aerators | 0 | 0 | 0.02 | 110.58 | 1 |  | 2023-03-28 | redacted
Low Income - Power to Save | Low Flow Showerhead | 0 | 0.04 | 0.1 | 504.08 | 1 |  | 2023-03-28 | redacted
Low Income - Power to Save | LED Lights | 0 | 0 | 0 | 47.6 | 1 |  | 2023-03-28 | redacted
Low Income - Power to Save | HVAC Inspection | 0 | 0.44 | 0.08 | 1032.5 | 1 |  | 2023-03-09 | redacted
Low Income - Power to Save | Low Flow Showerhead | 0 | 0.44 | 0.08 | 1032.5 | 1 |  | 2023-03-09 | redacted
Low Income - Power to Save | Weather Strip/Caulk | 0 | 0.44 | 0.08 | 1032.5 | 1 |  | 2023-03-09 | redacted
Low Income - Power to Save | HVAC Inspection | 0 | 0.17 | 0 | 268.73 | 1 |  | 2023-03-13 | redacted
Low Income - Power to Save | Low Flow Showerhead | 0 | 0.04 | 0.1 | 504.08 | 1 |  | 2023-03-13 | redacted
Low Income - Power to Save | Faucet Aerators | 0 | 0 | 0.02 | 110.58 | 1 |  | 2023-03-13 | redacted
Low Income - Power to Save | HVAC Inspection | 0 | 0.17 | 0 | 268.73 | 1 |  | 2023-03-08 | redacted
Low Income - Power to Save | Low Flow Showerhead | 0 | 0.04 | 0.1 | 504.08 | 1 |  | 2023-03-08 | redacted
Low Income - Power to Save | Faucet Aerators | 0 | 0 | 0.02 | 110.58 | 1 |  | 2023-03-08 | redacted
Low Income - Power to Save | HVAC Inspection | 0 | 0.17 | 0 | 268.73 | 1 |  | 2023-03-01 | redacted
Low Income - Power to Save | HVAC Inspection | 0 | 0.17 | 0 | 268.73 | 1 |  | 2023-03-06 | redacted
Low Income - Power to Save | Low Flow Showerhead | 0 | 0.04 | 0.1 | 504.08 | 1 |  | 2023-03-06 | redacted
Low Income - Power to Save | Faucet Aerators | 0 | 0 | 0.02 | 110.58 | 1 |  | 2023-03-06 | redacted
Low Income - Power to Save | HVAC Inspection | 0 | 0.17 | 0 | 268.73 | 1 |  | 2023-03-31 | redacted
Low Income - Power to Save | Faucet Aerators | 0 | 0 | 0.02 | 110.58 | 1 |  | 2023-03-31 | redacted
Low Income - Power to Save | LED Lights | 0 | 0 | 0 | 47.6 | 1 |  | 2023-03-31 | redacted
Low Income - Power to Save | HVAC Inspection | 0 | 0.17 | 0 | 268.73 | 1 |  | 2023-03-13 | redacted
Low Income - Power to Save | Low Flow Showerhead | 0 | 0.04 | 0.1 | 504.08 | 1 |  | 2023-03-13 | redacted
Low Income - Power to Save | Faucet Aerators | 0 | 0 | 0.02 | 110.58 | 1 |  | 2023-03-13 | redacted
Low Income - Power to Save | Weather Strip/Caulk | 0 | 0.25 | 0.09 | 503.3 | 1 |  | 2023-03-13 | redacted
Low Income - Power to Save | HVAC Inspection | 0 | 0.17 | 0 | 268.73 | 1 |  | 2023-03-09 | redacted
Low Income - Power to Save | Low Flow Showerhead | 0 | 0.04 | 0.1 | 504.08 | 1 |  | 2023-03-09 | redacted
Low Income - Power to Save | Faucet Aerators | 0 | 0 | 0.02 | 110.58 | 1 |  | 2023-03-09 | redacted
Low Income - Power to Save | HVAC Inspection | 0 | 0.17 | 0 | 268.73 | 1 |  | 2023-03-14 | redacted
Low Income - Power to Save | Low Flow Showerhead | 0 | 0.04 | 0.1 | 504.08 | 1 |  | 2023-03-14 | redacted
Low Income - Power to Save | Faucet Aerators | 0 | 0 | 0.02 | 110.58 | 1 |  | 2023-03-14 | redacted
Low Income - Power to Save | HVAC Inspection | 0 | 0.17 | 0 | 268.73 | 1 |  | 2023-03-28 | redacted
Low Income - Power to Save | Low Flow Showerhead | 0 | 0.04 | 0.1 | 504.08 | 1 |  | 2023-03-28 | redacted
Low Income - Power to Save | LED Lights | 0 | 0 | 0 | 47.6 | 1 |  | 2023-03-28 | redacted
Low Income - Power to Save | HVAC Inspection | 0 | 0.17 | 0 | 268.73 | 1 |  | 2023-03-02 | redacted
Low Income - Power to Save | Low Flow Showerhead | 0 | 0.04 | 0.1 | 504.08 | 1 |  | 2023-03-02 | redacted
Low Income - Power to Save | Faucet Aerators | 0 | 0 | 0.02 | 110.58 | 1 |  | 2023-03-02 | redacted
Low Income - Power to Save | HVAC Inspection | 0 | 0.17 | 0 | 268.73 | 1 |  | 2023-03-15 | redacted
Low Income - Power to Save | Low Flow Showerhead | 0 | 0.04 | 0.1 | 504.08 | 1 |  | 2023-03-15 | redacted
Low Income - Power to Save | Faucet Aerators | 0 | 0 | 0.02 | 110.58 | 1 |  | 2023-03-15 | redacted
Low Income - Power to Save | Pipe Wrap | 0 | 0.01 | 0.03 | 143.65 | 1 |  | 2023-03-15 | redacted
Low Income - Power to Save | HVAC Inspection | 0 | 0.17 | 0 | 268.73 | 1 |  | 2023-03-02 | redacted
Low Income - Power to Save | Low Flow Showerhead | 0 | 0.04 | 0.1 | 504.08 | 1 |  | 2023-03-02 | redacted
Low Income - Power to Save | Faucet Aerators | 0 | 0 | 0.02 | 110.58 | 1 |  | 2023-03-02 | redacted
Low Income - Power to Save | HVAC Inspection | 0 | 0.17 | 0 | 268.73 | 1 |  | 2023-03-07 | redacted
Low Income - Power to Save | Low Flow Showerhead | 0 | 0.04 | 0.1 | 504.08 | 1 |  | 2023-03-07 | redacted
Low Income - Power to Save | Faucet Aerators | 0 | 0 | 0.02 | 110.58 | 1 |  | 2023-03-07 | redacted
Low Income - Power to Save | Weather Strip/Caulk | 0 | 0.25 | 0.09 | 503.3 | 1 |  | 2023-03-07 | redacted
Low Income - Power to Save | HVAC Inspection | 0 | 0.17 | 0 | 268.73 | 1 |  | 2023-03-06 | redacted
Low Income - Power to Save | Low Flow Showerhead | 0 | 0.04 | 0.1 | 504.08 | 1 |  | 2023-03-06 | redacted
Low Income - Power to Save | Faucet Aerators | 0 | 0 | 0.02 | 110.58 | 1 |  | 2023-03-06 | redacted
Low Income - Power to Save | HVAC Inspection | 0 | 0.17 | 0 | 268.73 | 1 |  | 2023-03-31 | redacted
Low Income - Power to Save | Faucet Aerators | 0 | 0 | 0.02 | 110.58 | 1 |  | 2023-03-31 | redacted
Low Income - Power to Save | Low Flow Showerhead | 0 | 0.04 | 0.1 | 504.08 | 1 |  | 2023-03-31 | redacted
Low Income - Power to Save | LED Lights | 0 | 0 | 0 | 47.6 | 1 |  | 2023-03-31 | redacted
Low Income - Power to Save | HVAC Inspection | 0 | 0.17 | 0 | 268.73 | 1 |  | 2023-03-10 | redacted
Low Income - Power to Save | HVAC Inspection | 0 | 0.17 | 0 | 268.73 | 1 |  | 2023-03-07 | redacted
Low Income - Power to Save | Low Flow Showerhead | 0 | 0.04 | 0.1 | 504.08 | 1 |  | 2023-03-07 | redacted
Low Income - Power to Save | HVAC Inspection | 0 | 0.17 | 0 | 268.73 | 1 |  | 2023-03-07 | redacted
Low Income - Power to Save | Low Flow Showerhead | 0 | 0.04 | 0.1 | 504.08 | 1 |  | 2023-03-07 | redacted
Low Income - Power to Save | Faucet Aerators | 0 | 0 | 0.02 | 110.58 | 1 |  | 2023-03-07 | redacted
Low Income - Power to Save | HVAC Inspection | 0 | 0.17 | 0 | 268.73 | 1 |  | 2023-03-06 | redacted
Low Income - Power to Save | Low Flow Showerhead | 0 | 0.04 | 0.1 | 504.08 | 1 |  | 2023-03-06 | redacted
Low Income - Power to Save | Faucet Aerators | 0 | 0 | 0.02 | 110.58 | 1 |  | 2023-03-06 | redacted
Low Income - Power to Save | HVAC Inspection | 0 | 0.17 | 0 | 268.73 | 1 |  | 2023-03-16 | redacted
Low Income - Power to Save | Low Flow Showerhead | 0 | 0.04 | 0.1 | 504.08 | 1 |  | 2023-03-16 | redacted
Low Income - Power to Save | HVAC Inspection | 0 | 0.17 | 0 | 268.73 | 1 |  | 2023-03-10 | redacted
Low Income - Power to Save | Low Flow Showerhead | 0 | 0.04 | 0.1 | 504.08 | 1 |  | 2023-03-10 | redacted
Low Income - Power to Save | Faucet Aerators | 0 | 0 | 0.02 | 110.58 | 1 |  | 2023-03-10 | redacted
Low Income - Power to Save | Weather Strip/Caulk | 0 | 0.25 | 0.09 | 503.3 | 1 |  | 2023-03-10 | redacted
Low Income - Power to Save | HVAC Inspection | 0 | 0.17 | 0 | 268.73 | 1 |  | 2023-03-10 | redacted
Low Income - Power to Save | Low Flow Showerhead | 0 | 0.04 | 0.1 | 504.08 | 1 |  | 2023-03-10 | redacted
Low Income - Power to Save | Faucet Aerators | 0 | 0 | 0.02 | 110.58 | 1 |  | 2023-03-10 | redacted
Low Income - Power to Save | HVAC Inspection | 0 | 0.17 | 0 | 268.73 | 1 |  | 2023-03-17 | redacted
Low Income - Power to Save | Low Flow Showerhead | 0 | 0.04 | 0.1 | 504.08 | 1 |  | 2023-03-17 | redacted
Low Income - Power to Save | Faucet Aerators | 0 | 0 | 0.02 | 110.58 | 1 |  | 2023-03-17 | redacted
Low Income - Power to Save | HVAC Inspection | 0 | 0.17 | 0 | 268.73 | 1 |  | 2023-03-17 | redacted
Low Income - Power to Save | Low Flow Showerhead | 0 | 0.04 | 0.1 | 504.08 | 1 |  | 2023-03-17 | redacted
Low Income - Power to Save | Faucet Aerators | 0 | 0 | 0.02 | 110.58 | 1 |  | 2023-03-17 | redacted
Low Income - Power to Save | HVAC Inspection | 0 | 0.17 | 0 | 268.73 | 1 |  | 2023-03-02 | redacted
Low Income - Power to Save | Low Flow Showerhead | 0 | 0.04 | 0.1 | 504.08 | 1 |  | 2023-03-02 | redacted
Low Income - Power to Save | Faucet Aerators | 0 | 0 | 0.02 | 110.58 | 1 |  | 2023-03-02 | redacted
Low Income - Power to Save | HVAC Inspection | 0 | 0.17 | 0 | 268.73 | 1 |  | 2023-03-31 | redacted
Low Income - Power to Save | Faucet Aerators | 0 | 0 | 0.02 | 110.58 | 1 |  | 2023-03-31 | redacted
Low Income - Power to Save | Low Flow Showerhead | 0 | 0.04 | 0.1 | 504.08 | 1 |  | 2023-03-31 | redacted
Low Income - Power to Save | LED Lights | 0 | 0 | 0 | 47.6 | 1 |  | 2023-03-31 | redacted
Low Income - Power to Save | HVAC Inspection | 0 | 0.17 | 0 | 268.73 | 1 |  | 2023-03-03 | redacted
Low Income - Power to Save | Low Flow Showerhead | 0 | 0.04 | 0.1 | 504.08 | 1 |  | 2023-03-03 | redacted
Low Income - Power to Save | Faucet Aerators | 0 | 0 | 0.02 | 110.58 | 1 |  | 2023-03-03 | redacted
Low Income - Power to Save | HVAC Inspection | 0 | 0.17 | 0 | 268.73 | 1 |  | 2023-03-08 | redacted
Low Income - Power to Save | Low Flow Showerhead | 0 | 0.04 | 0.1 | 504.08 | 1 |  | 2023-03-08 | redacted
Low Income - Power to Save | Faucet Aerators | 0 | 0 | 0.02 | 110.58 | 1 |  | 2023-03-08 | redacted
Low Income - Power to Save | HVAC Inspection | 0 | 0.17 | 0 | 268.73 | 1 |  | 2023-03-10 | redacted
Low Income - Power to Save | HVAC Inspection | 0 | 0.17 | 0 | 268.73 | 1 |  | 2023-03-20 | redacted
Low Income - Power to Save | Low Flow Showerhead | 0 | 0.04 | 0.1 | 504.08 | 1 |  | 2023-03-20 | redacted
Low Income - Power to Save | Pipe Wrap | 0 | 0.01 | 0.03 | 143.65 | 1 |  | 2023-03-20 | redacted
Low Income - Power to Save | HVAC Inspection | 0 | 0.17 | 0 | 268.73 | 1 |  | 2023-03-09 | redacted
Low Income - Power to Save | Low Flow Showerhead | 0 | 0.04 | 0.1 | 504.08 | 1 |  | 2023-03-09 | redacted
Low Income - Power to Save | Faucet Aerators | 0 | 0 | 0.02 | 110.58 | 1 |  | 2023-03-09 | redacted
Low Income - Power to Save | HVAC Inspection | 0 | 0.17 | 0 | 268.73 | 1 |  | 2023-03-15 | redacted
Low Income - Power to Save | Low Flow Showerhead | 0 | 0.04 | 0.1 | 504.08 | 1 |  | 2023-03-15 | redacted
Low Income - Power to Save | Faucet Aerators | 0 | 0 | 0.02 | 110.58 | 1 |  | 2023-03-15 | redacted
Low Income - Power to Save | Pipe Wrap | 0 | 0.01 | 0.03 | 143.65 | 1 |  | 2023-03-15 | redacted
Low Income - Power to Save | HVAC Inspection | 0 | 0.17 | 0 | 268.73 | 1 |  | 2023-03-08 | redacted
Low Income - Power to Save | Low Flow Showerhead | 0 | 0.04 | 0.1 | 504.08 | 1 |  | 2023-03-08 | redacted
Low Income - Power to Save | Faucet Aerators | 0 | 0 | 0.02 | 110.58 | 1 |  | 2023-03-08 | redacted
Low Income - Power to Save | Weather Strip/Caulk | 0 | 0.25 | 0.09 | 503.3 | 1 |  | 2023-03-08 | redacted
Low Income - Power to Save | HVAC Inspection | 0 | 0.17 | 0 | 268.73 | 1 |  | 2023-03-01 | redacted
Low Income - Power to Save | Low Flow Showerhead | 0 | 0.04 | 0.1 | 504.08 | 1 |  | 2023-03-01 | redacted
Low Income - Power to Save | HVAC Inspection | 0 | 0.17 | 0 | 268.73 | 1 |  | 2023-03-10 | redacted
Low Income - Power to Save | Low Flow Showerhead | 0 | 0.04 | 0.1 | 504.08 | 1 |  | 2023-03-10 | redacted
Low Income - Power to Save | Faucet Aerators | 0 | 0 | 0.02 | 110.58 | 1 |  | 2023-03-10 | redacted
Low Income - Power to Save | HVAC Inspection | 0 | 0.17 | 0 | 268.73 | 1 |  | 2023-03-08 | redacted
Low Income - Power to Save | Low Flow Showerhead | 0 | 0.04 | 0.1 | 504.08 | 1 |  | 2023-03-08 | redacted
Low Income - Power to Save | Faucet Aerators | 0 | 0 | 0.02 | 110.58 | 1 |  | 2023-03-08 | redacted
Low Income - Power to Save | HVAC Inspection | 0 | 0.18 | 0 | 311.9 | 1 |  | 2023-03-01 | redacted
Low Income - Power to Save | HVAC Inspection | 0 | 0.17 | 0 | 268.73 | 1 |  | 2023-03-17 | redacted
Low Income - Power to Save | Low Flow Showerhead | 0 | 0.04 | 0.1 | 504.08 | 1 |  | 2023-03-17 | redacted
Low Income - Power to Save | HVAC Inspection | 0 | 0.17 | 0 | 268.73 | 1 |  | 2023-03-08 | redacted
Low Income - Power to Save | Low Flow Showerhead | 0 | 0.04 | 0.1 | 504.08 | 1 |  | 2023-03-08 | redacted
Low Income - Power to Save | Faucet Aerators | 0 | 0 | 0.02 | 110.58 | 1 |  | 2023-03-08 | redacted
Low Income - Power to Save | Weather Strip/Caulk | 0 | 0.25 | 0.09 | 503.3 | 1 |  | 2023-03-08 | redacted
Low Income - Power to Save | HVAC Inspection | 0 | 0.17 | 0 | 268.73 | 1 |  | 2023-03-28 | redacted
Low Income - Power to Save | Low Flow Showerhead | 0 | 0.04 | 0.1 | 504.08 | 1 |  | 2023-03-28 | redacted
Low Income - Power to Save | LED Lights | 0 | 0 | 0 | 47.6 | 1 |  | 2023-03-28 | redacted
Low Income - Power to Save | HVAC Inspection | 0 | 0.17 | 0 | 268.73 | 1 |  | 2023-03-10 | redacted
Low Income - Power to Save | Low Flow Showerhead | 0 | 0.04 | 0.1 | 504.08 | 1 |  | 2023-03-10 | redacted
Low Income - Power to Save | Faucet Aerators | 0 | 0 | 0.02 | 110.58 | 1 |  | 2023-03-10 | redacted
Low Income - Power to Save | HVAC Inspection | 0 | 0.17 | 0 | 268.73 | 1 |  | 2023-03-06 | redacted
Low Income - Power to Save | HVAC Inspection | 0 | 0.17 | 0 | 268.73 | 1 |  | 2023-03-31 | redacted
Low Income - Power to Save | Faucet Aerators | 0 | 0 | 0.02 | 110.58 | 1 |  | 2023-03-31 | redacted
Low Income - Power to Save | Low Flow Showerhead | 0 | 0.04 | 0.1 | 504.08 | 1 |  | 2023-03-31 | redacted
Low Income - Power to Save | LED Lights | 0 | 0 | 0 | 47.6 | 1 |  | 2023-03-31 | redacted
Low Income - Power to Save | HVAC Inspection | 0 | 0.17 | 0 | 268.73 | 1 |  | 2023-03-27 | redacted
Low Income - Power to Save | Low Flow Showerhead | 0 | 0.04 | 0.1 | 504.08 | 1 |  | 2023-03-27 | redacted
Low Income - Power to Save | LED Lights | 0 | 0 | 0 | 47.6 | 1 |  | 2023-03-27 | redacted
Low Income - Power to Save | HVAC Inspection | 0 | 0.17 | 0 | 268.73 | 1 |  | 2023-03-01 | redacted
Low Income - Power to Save | Low Flow Showerhead | 0 | 0.04 | 0.1 | 504.08 | 1 |  | 2023-03-01 | redacted
Low Income - Power to Save | HVAC Inspection | 0 | 0.17 | 0 | 268.73 | 1 |  | 2023-03-27 | redacted
Low Income - Power to Save | Faucet Aerators | 0 | 0 | 0.02 | 110.58 | 1 |  | 2023-03-27 | redacted
Low Income - Power to Save | Low Flow Showerhead | 0 | 0.04 | 0.1 | 504.08 | 1 |  | 2023-03-27 | redacted
Low Income - Power to Save | LED Lights | 0 | 0 | 0 | 47.6 | 1 |  | 2023-03-27 | redacted
Low Income - Power to Save | HVAC Inspection | 0 | 0.17 | 0 | 268.73 | 1 |  | 2023-03-14 | redacted
Low Income - Power to Save | Low Flow Showerhead | 0 | 0.04 | 0.1 | 504.08 | 1 |  | 2023-03-14 | redacted
Low Income - Power to Save | Faucet Aerators | 0 | 0 | 0.02 | 110.58 | 1 |  | 2023-03-14 | redacted
Low Income - Power to Save | HVAC Inspection | 0 | 0.17 | 0 | 268.73 | 1 |  | 2023-03-14 | redacted
Low Income - Power to Save | Low Flow Showerhead | 0 | 0.04 | 0.1 | 504.08 | 1 |  | 2023-03-14 | redacted
Low Income - Power to Save | Faucet Aerators | 0 | 0 | 0.02 | 110.58 | 1 |  | 2023-03-14 | redacted
Low Income - Power to Save | HVAC Inspection | 0 | 0.17 | 0 | 268.73 | 1 |  | 2023-03-07 | redacted
Low Income - Power to Save | Low Flow Showerhead | 0 | 0.04 | 0.1 | 504.08 | 1 |  | 2023-03-07 | redacted
Low Income - Power to Save | Faucet Aerators | 0 | 0 | 0.02 | 110.58 | 1 |  | 2023-03-07 | redacted
Low Income - Power to Save | HVAC Inspection | 0 | 0.17 | 0 | 268.73 | 1 |  | 2023-03-02 | redacted
Low Income - Power to Save | Low Flow Showerhead | 0 | 0.04 | 0.1 | 504.08 | 1 |  | 2023-03-02 | redacted
Low Income - Power to Save | Faucet Aerators | 0 | 0 | 0.02 | 110.58 | 1 |  | 2023-03-02 | redacted
Low Income - Power to Save | HVAC Inspection | 0 | 0.17 | 0 | 268.73 | 1 |  | 2023-03-01 | redacted
Low Income - Power to Save | Low Flow Showerhead | 0 | 0.04 | 0.1 | 504.08 | 1 |  | 2023-03-01 | redacted
Low Income - Power to Save | Faucet Aerators | 0 | 0 | 0.02 | 110.58 | 1 |  | 2023-03-01 | redacted
Low Income - Power to Save | HVAC Inspection | 0 | 0.17 | 0 | 268.73 | 1 |  | 2023-03-28 | redacted
Low Income - Power to Save | Faucet Aerators | 0 | 0 | 0.02 | 110.58 | 1 |  | 2023-03-28 | redacted
Low Income - Power to Save | Low Flow Showerhead | 0 | 0.04 | 0.1 | 504.08 | 1 |  | 2023-03-28 | redacted
Low Income - Power to Save | LED Lights | 0 | 0 | 0 | 47.6 | 1 |  | 2023-03-28 | redacted
Low Income - Power to Save | HVAC Inspection | 0 | 0.17 | 0 | 268.73 | 1 |  | 2023-03-15 | redacted
Low Income - Power to Save | Low Flow Showerhead | 0 | 0.04 | 0.1 | 504.08 | 1 |  | 2023-03-15 | redacted
Low Income - Power to Save | Faucet Aerators | 0 | 0 | 0.02 | 110.58 | 1 |  | 2023-03-15 | redacted
Low Income - Power to Save | Pipe Wrap | 0 | 0.01 | 0.03 | 143.65 | 1 |  | 2023-03-15 | redacted
Low Income - Power to Save | HVAC Inspection | 0 | 0.17 | 0 | 268.73 | 1 |  | 2023-03-17 | redacted
Low Income - Power to Save | Low Flow Showerhead | 0 | 0.04 | 0.1 | 504.08 | 1 |  | 2023-03-17 | redacted
Low Income - Power to Save | Faucet Aerators | 0 | 0 | 0.02 | 110.58 | 1 |  | 2023-03-17 | redacted
Low Income - Power to Save | HVAC Inspection | 0 | 0.17 | 0 | 268.73 | 1 |  | 2023-03-01 | redacted
Low Income - Power to Save | Low Flow Showerhead | 0 | 0.04 | 0.1 | 504.08 | 1 |  | 2023-03-01 | redacted
Low Income - Power to Save | HVAC Inspection | 0 | 0.17 | 0 | 268.73 | 1 |  | 2023-03-20 | redacted
Low Income - Power to Save | Low Flow Showerhead | 0 | 0.04 | 0.1 | 504.08 | 1 |  | 2023-03-20 | redacted
Low Income - Power to Save | Faucet Aerators | 0 | 0 | 0.02 | 110.58 | 1 |  | 2023-03-20 | redacted
Low Income - Power to Save | Pipe Wrap | 0 | 0.01 | 0.03 | 143.65 | 1 |  | 2023-03-28 | redacted
Low Income - Power to Save | HVAC Inspection | 0 | 0.17 | 0 | 268.73 | 1 |  | 2023-03-28 | redacted
Low Income - Power to Save | Faucet Aerators | 0 | 0 | 0.02 | 110.58 | 1 |  | 2023-03-28 | redacted
Low Income - Power to Save | Low Flow Showerhead | 0 | 0.04 | 0.1 | 504.08 | 1 |  | 2023-03-28 | redacted
Low Income - Power to Save | LED Lights | 0 | 0 | 0 | 47.6 | 1 |  | 2023-03-28 | redacted
Low Income - Power to Save | HVAC Inspection | 0 | 0.17 | 0 | 268.73 | 1 |  | 2023-03-02 | redacted
Low Income - Power to Save | Faucet Aerators | 0 | 0 | 0.02 | 110.58 | 1 |  | 2023-03-02 | redacted
Low Income - Power to Save | HVAC Inspection | 0 | 0.17 | 0 | 268.73 | 1 |  | 2023-03-02 | redacted
Low Income - Power to Save | Low Flow Showerhead | 0 | 0.04 | 0.1 | 504.08 | 1 |  | 2023-03-02 | redacted
Low Income - Power to Save | Faucet Aerators | 0 | 0 | 0.02 | 110.58 | 1 |  | 2023-03-02 | redacted
Low Income - Power to Save | HVAC Inspection | 0 | 0.17 | 0 | 268.73 | 1 |  | 2023-03-07 | redacted
Low Income - Power to Save | Low Flow Showerhead | 0 | 0.04 | 0.1 | 504.08 | 1 |  | 2023-03-07 | redacted
Low Income - Power to Save | HVAC Inspection | 0 | 0.17 | 0 | 268.73 | 1 |  | 2023-03-13 | redacted
Low Income - Power to Save | Weather Strip/Caulk | 0 | 0.25 | 0.09 | 503.3 | 1 |  | 2023-03-13 | redacted
Low Income - Power to Save | HVAC Inspection | 0 | 0.17 | 0 | 268.73 | 1 |  | 2023-03-31 | redacted
Low Income - Power to Save | Faucet Aerators | 0 | 0 | 0.02 | 110.58 | 1 |  | 2023-03-31 | redacted
Low Income - Power to Save | Low Flow Showerhead | 0 | 0.04 | 0.1 | 504.08 | 1 |  | 2023-03-31 | redacted
Low Income - Power to Save | LED Lights | 0 | 0 | 0 | 47.6 | 1 |  | 2023-03-31 | redacted
Low Income - Power to Save | HVAC Inspection | 0 | 0.17 | 0 | 268.73 | 1 |  | 2023-03-01 | redacted
Low Income - Power to Save | Low Flow Showerhead | 0 | 0.04 | 0.1 | 504.08 | 1 |  | 2023-03-01 | redacted
Low Income - Power to Save | Faucet Aerators | 0 | 0 | 0.02 | 110.58 | 1 |  | 2023-03-01 | redacted
Low Income - Power to Save | Weather Strip/Caulk | 0 | 0.25 | 0.09 | 503.3 | 1 |  | 2023-03-01 | redacted
Low Income - Power to Save | HVAC Inspection | 0 | 0.17 | 0 | 268.73 | 1 |  | 2023-03-01 | redacted
Low Income - Power to Save | Low Flow Showerhead | 0 | 0.04 | 0.1 | 504.08 | 1 |  | 2023-03-01 | redacted
Low Income - Power to Save | Faucet Aerators | 0 | 0 | 0.02 | 110.58 | 1 |  | 2023-03-01 | redacted
Low Income - Power to Save | HVAC Inspection | 0 | 0.17 | 0 | 268.73 | 1 |  | 2023-03-01 | redacted
Low Income - Power to Save | Low Flow Showerhead | 0 | 0.04 | 0.1 | 504.08 | 1 |  | 2023-03-01 | redacted
Low Income - Power to Save | Faucet Aerators | 0 | 0 | 0.02 | 110.58 | 1 |  | 2023-03-01 | redacted
Low Income - Power to Save | HVAC Inspection | 0 | 0.17 | 0 | 268.73 | 1 |  | 2023-03-08 | redacted
Low Income - Power to Save | Low Flow Showerhead | 0 | 0.04 | 0.1 | 504.08 | 1 |  | 2023-03-08 | redacted
Low Income - Power to Save | HVAC Inspection | 0 | 0.17 | 0 | 268.73 | 1 |  | 2023-03-06 | redacted
Low Income - Power to Save | Low Flow Showerhead | 0 | 0.04 | 0.1 | 504.08 | 1 |  | 2023-03-06 | redacted
Low Income - Power to Save | Faucet Aerators | 0 | 0 | 0.02 | 110.58 | 1 |  | 2023-03-06 | redacted
Low Income - Power to Save | HVAC Inspection | 0 | 0.17 | 0 | 268.73 | 1 |  | 2023-03-13 | redacted
Low Income - Power to Save | Low Flow Showerhead | 0 | 0.04 | 0.1 | 504.08 | 1 |  | 2023-03-13 | redacted
Low Income - Power to Save | Faucet Aerators | 0 | 0 | 0.02 | 110.58 | 1 |  | 2023-03-13 | redacted
Low Income - Power to Save | Weather Strip/Caulk | 0 | 0.25 | 0.09 | 503.3 | 1 |  | 2023-03-13 | redacted
Low Income - Power to Save | HVAC Inspection | 0 | 0.17 | 0 | 268.73 | 1 |  | 2023-03-01 | redacted
Low Income - Power to Save | Low Flow Showerhead | 0 | 0.04 | 0.1 | 504.08 | 1 |  | 2023-03-01 | redacted
Low Income - Power to Save | Faucet Aerators | 0 | 0 | 0.02 | 110.58 | 1 |  | 2023-03-01 | redacted
Low Income - Power to Save | HVAC Inspection | 0 | 0.18 | 0.05 | 550.9 | 1 |  | 2023-03-13 | redacted
Low Income - Power to Save | Low Flow Showerhead | 0 | 0.18 | 0.05 | 550.9 | 1 |  | 2023-03-13 | redacted
Low Income - Power to Save | HVAC Inspection | 0 | 0.17 | 0 | 268.73 | 1 |  | 2023-03-02 | redacted
Low Income - Power to Save | HVAC Inspection | 0 | 0.17 | 0 | 268.73 | 1 |  | 2023-03-07 | redacted
Low Income - Power to Save | Faucet Aerators | 0 | 0 | 0.02 | 110.58 | 1 |  | 2023-03-07 | redacted
Low Income - Power to Save | HVAC Inspection | 0 | 0.17 | 0 | 268.73 | 1 |  | 2023-03-09 | redacted
Low Income - Power to Save | Low Flow Showerhead | 0 | 0.04 | 0.1 | 504.08 | 1 |  | 2023-03-09 | redacted
Low Income - Power to Save | HVAC Inspection | 0 | 0.17 | 0 | 268.73 | 1 |  | 2023-03-28 | redacted
Low Income - Power to Save | Low Flow Showerhead | 0 | 0.04 | 0.1 | 504.08 | 1 |  | 2023-03-28 | redacted
Low Income - Power to Save | LED Lights | 0 | 0 | 0 | 47.6 | 1 |  | 2023-03-28 | redacted
Low Income - Power to Save | HVAC Inspection | 0 | 0.17 | 0 | 268.73 | 1 |  | 2023-03-02 | redacted
Low Income - Power to Save | Low Flow Showerhead | 0 | 0.04 | 0.1 | 504.08 | 1 |  | 2023-03-02 | redacted
Low Income - Power to Save | Faucet Aerators | 0 | 0 | 0.02 | 110.58 | 1 |  | 2023-03-02 | redacted
Low Income - Power to Save | HVAC Inspection | 0 | 0.18 | 0 | 311.9 | 1 |  | 2023-03-14 | redacted
Low Income - Power to Save | HVAC Inspection | 0 | 0.17 | 0 | 268.73 | 1 |  | 2023-03-10 | redacted
Low Income - Power to Save | Low Flow Showerhead | 0 | 0.04 | 0.1 | 504.08 | 1 |  | 2023-03-10 | redacted
Low Income - Power to Save | Faucet Aerators | 0 | 0 | 0.02 | 110.58 | 1 |  | 2023-03-10 | redacted
Low Income - Power to Save | Weather Strip/Caulk | 0 | 0.25 | 0.09 | 503.3 | 1 |  | 2023-03-10 | redacted
Low Income - Power to Save | HVAC Inspection | 0 | 0.17 | 0 | 268.73 | 1 |  | 2023-03-01 | redacted
Low Income - Power to Save | Low Flow Showerhead | 0 | 0.04 | 0.1 | 504.08 | 1 |  | 2023-03-01 | redacted
Low Income - Power to Save | Faucet Aerators | 0 | 0 | 0.02 | 110.58 | 1 |  | 2023-03-01 | redacted
Low Income - Power to Save | HVAC Inspection | 0 | 0.17 | 0 | 268.73 | 1 |  | 2023-03-03 | redacted
Low Income - Power to Save | Low Flow Showerhead | 0 | 0.04 | 0.1 | 504.08 | 1 |  | 2023-03-03 | redacted
Low Income - Power to Save | Faucet Aerators | 0 | 0 | 0.02 | 110.58 | 1 |  | 2023-03-03 | redacted
Low Income - Power to Save | HVAC Inspection | 0 | 0.17 | 0 | 268.73 | 1 |  | 2023-03-28 | redacted
Low Income - Power to Save | Faucet Aerators | 0 | 0 | 0.02 | 110.58 | 1 |  | 2023-03-28 | redacted
Low Income - Power to Save | Low Flow Showerhead | 0 | 0.04 | 0.1 | 504.08 | 1 |  | 2023-03-28 | redacted
Low Income - Power to Save | LED Lights | 0 | 0 | 0 | 47.6 | 1 |  | 2023-03-28 | redacted
Low Income - Power to Save | HVAC Inspection | 0 | 0.17 | 0 | 268.73 | 1 |  | 2023-03-02 | redacted
Low Income - Power to Save | Low Flow Showerhead | 0 | 0.04 | 0.1 | 504.08 | 1 |  | 2023-03-02 | redacted
Low Income - Power to Save | HVAC Inspection | 0 | 0.17 | 0 | 268.73 | 1 |  | 2023-03-08 | redacted
Low Income - Power to Save | Low Flow Showerhead | 0 | 0.04 | 0.1 | 504.08 | 1 |  | 2023-03-08 | redacted
Low Income - Power to Save | Faucet Aerators | 0 | 0 | 0.02 | 110.58 | 1 |  | 2023-03-08 | redacted
Low Income - Power to Save | Weather Strip/Caulk | 0 | 0.25 | 0.09 | 503.3 | 1 |  | 2023-03-08 | redacted
Low Income - Power to Save | HVAC Inspection | 0 | 0.17 | 0 | 268.73 | 1 |  | 2023-03-17 | redacted
Low Income - Power to Save | Low Flow Showerhead | 0 | 0.04 | 0.1 | 504.08 | 1 |  | 2023-03-17 | redacted
Low Income - Power to Save | Faucet Aerators | 0 | 0 | 0.02 | 110.58 | 1 |  | 2023-03-17 | redacted
Low Income - Power to Save | HVAC Inspection | 0 | 0.17 | 0 | 268.73 | 1 |  | 2023-03-14 | redacted
Low Income - Power to Save | Low Flow Showerhead | 0 | 0.04 | 0.1 | 504.08 | 1 |  | 2023-03-14 | redacted
Low Income - Power to Save | Faucet Aerators | 0 | 0 | 0.02 | 110.58 | 1 |  | 2023-03-14 | redacted
Low Income - Power to Save | HVAC Inspection | 0 | 0.17 | 0 | 268.73 | 1 |  | 2023-03-01 | redacted
Low Income - Power to Save | HVAC Inspection | 0 | 0.17 | 0 | 268.73 | 1 |  | 2023-03-28 | redacted
Low Income - Power to Save | LED Lights | 0 | 0 | 0 | 47.6 | 1 |  | 2023-03-28 | redacted
Low Income - Power to Save | HVAC Inspection | 0 | 0.17 | 0 | 268.73 | 1 |  | 2023-03-20 | redacted
Low Income - Power to Save | Low Flow Showerhead | 0 | 0.04 | 0.1 | 504.08 | 1 |  | 2023-03-20 | redacted
Low Income - Power to Save | Pipe Wrap | 0 | 0.01 | 0.03 | 143.65 | 1 |  | 2023-03-20 | redacted
Low Income - Power to Save | HVAC Inspection | 0 | 0.17 | 0 | 268.73 | 1 |  | 2023-03-10 | redacted
Low Income - Power to Save | Low Flow Showerhead | 0 | 0.04 | 0.1 | 504.08 | 1 |  | 2023-03-10 | redacted
Low Income - Power to Save | Faucet Aerators | 0 | 0 | 0.02 | 110.58 | 1 |  | 2023-03-10 | redacted
Low Income - Power to Save | HVAC Inspection | 0 | 0.17 | 0 | 268.73 | 1 |  | 2023-03-01 | redacted
Low Income - Power to Save | Low Flow Showerhead | 0 | 0.04 | 0.1 | 504.08 | 1 |  | 2023-03-01 | redacted
Low Income - Power to Save | HVAC Inspection | 0 | 0.17 | 0 | 268.73 | 1 |  | 2023-03-08 | redacted
Low Income - Power to Save | Low Flow Showerhead | 0 | 0.04 | 0.1 | 504.08 | 1 |  | 2023-03-08 | redacted
Low Income - Power to Save | Faucet Aerators | 0 | 0 | 0.02 | 110.58 | 1 |  | 2023-03-08 | redacted
Low Income - Power to Save | HVAC Inspection | 0 | 0.17 | 0 | 268.73 | 1 |  | 2023-03-16 | redacted
Low Income - Power to Save | Low Flow Showerhead | 0 | 0.04 | 0.1 | 504.08 | 1 |  | 2023-03-16 | redacted
Low Income - Power to Save | Faucet Aerators | 0 | 0 | 0.02 | 110.58 | 1 |  | 2023-03-16 | redacted
Low Income - Power to Save | HVAC Inspection | 0 | 0.17 | 0 | 268.73 | 1 |  | 2023-03-31 | redacted
Low Income - Power to Save | Faucet Aerators | 0 | 0 | 0.02 | 110.58 | 1 |  | 2023-03-31 | redacted
Low Income - Power to Save | Low Flow Showerhead | 0 | 0.04 | 0.1 | 504.08 | 1 |  | 2023-03-31 | redacted
Low Income - Power to Save | LED Lights | 0 | 0 | 0 | 47.6 | 1 |  | 2023-03-31 | redacted
Low Income - Power to Save | HVAC Inspection | 0 | 0.17 | 0 | 268.73 | 1 |  | 2023-03-02 | redacted
Low Income - Power to Save | Low Flow Showerhead | 0 | 0.04 | 0.1 | 504.08 | 1 |  | 2023-03-02 | redacted
Low Income - Power to Save | Faucet Aerators | 0 | 0 | 0.02 | 110.58 | 1 |  | 2023-03-02 | redacted
Low Income - Power to Save | HVAC Inspection | 0 | 0.17 | 0 | 268.73 | 1 |  | 2023-03-09 | redacted
Low Income - Power to Save | Low Flow Showerhead | 0 | 0.04 | 0.1 | 504.08 | 1 |  | 2023-03-09 | redacted
Low Income - Power to Save | Faucet Aerators | 0 | 0 | 0.02 | 110.58 | 1 |  | 2023-03-09 | redacted
Low Income - Power to Save | HVAC Inspection | 0 | 0.17 | 0 | 268.73 | 1 |  | 2023-03-02 | redacted
Low Income - Power to Save | Low Flow Showerhead | 0 | 0.04 | 0.1 | 504.08 | 1 |  | 2023-03-02 | redacted
Low Income - Power to Save | Faucet Aerators | 0 | 0 | 0.02 | 110.58 | 1 |  | 2023-03-02 | redacted
Low Income - Power to Save | Weather Strip/Caulk | 0 | 0.25 | 0.09 | 503.3 | 1 |  | 2023-03-02 | redacted
Low Income - Power to Save | HVAC Inspection | 0 | 0.17 | 0 | 268.73 | 1 |  | 2023-03-01 | redacted
Low Income - Power to Save | Low Flow Showerhead | 0 | 0.04 | 0.1 | 504.08 | 1 |  | 2023-03-01 | redacted
Low Income - Power to Save | Faucet Aerators | 0 | 0 | 0.02 | 110.58 | 1 |  | 2023-03-01 | redacted
Low Income - Power to Save | HVAC Inspection | 0 | 0.17 | 0 | 268.73 | 1 |  | 2023-03-14 | redacted
Low Income - Power to Save | Low Flow Showerhead | 0 | 0.04 | 0.1 | 504.08 | 1 |  | 2023-03-14 | redacted
Low Income - Power to Save | Faucet Aerators | 0 | 0 | 0.02 | 110.58 | 1 |  | 2023-03-14 | redacted
Low Income - Power to Save | HVAC Inspection | 0 | 0.17 | 0 | 268.73 | 1 |  | 2023-03-17 | redacted
Low Income - Power to Save | Low Flow Showerhead | 0 | 0.04 | 0.1 | 504.08 | 1 |  | 2023-03-17 | redacted
Low Income - Power to Save | HVAC Inspection | 0 | 0.17 | 0 | 268.73 | 1 |  | 2023-03-28 | redacted
Low Income - Power to Save | LED Lights | 0 | 0 | 0 | 47.6 | 1 |  | 2023-03-28 | redacted
Low Income - Power to Save | HVAC Inspection | 0 | 0.17 | 0 | 268.73 | 1 |  | 2023-03-16 | redacted
Low Income - Power to Save | Low Flow Showerhead | 0 | 0.04 | 0.1 | 504.08 | 1 |  | 2023-03-16 | redacted
Low Income - Power to Save | HVAC Inspection | 0 | 0.17 | 0 | 268.73 | 1 |  | 2023-03-10 | redacted
Low Income - Power to Save | Low Flow Showerhead | 0 | 0.04 | 0.1 | 504.08 | 1 |  | 2023-03-10 | redacted
Low Income - Power to Save | Faucet Aerators | 0 | 0 | 0.02 | 110.58 | 1 |  | 2023-03-10 | redacted
Low Income - Power to Save | HVAC Inspection | 0 | 0.17 | 0 | 268.73 | 1 |  | 2023-03-07 | redacted
Low Income - Power to Save | Low Flow Showerhead | 0 | 0.04 | 0.1 | 504.08 | 1 |  | 2023-03-07 | redacted
Low Income - Power to Save | HVAC Inspection | 0 | 0.17 | 0 | 268.73 | 1 |  | 2023-03-31 | redacted
Low Income - Power to Save | Low Flow Showerhead | 0 | 0.04 | 0.1 | 504.08 | 1 |  | 2023-03-31 | redacted
Low Income - Power to Save | LED Lights | 0 | 0 | 0 | 47.6 | 1 |  | 2023-03-31 | redacted
Low Income - Power to Save | Pipe Wrap | 0 | 0.01 | 0.03 | 143.65 | 1 |  | 2023-03-28 | redacted
Low Income - Power to Save | HVAC Inspection | 0 | 0.17 | 0 | 268.73 | 1 |  | 2023-03-28 | redacted
Low Income - Power to Save | Faucet Aerators | 0 | 0 | 0.02 | 110.58 | 1 |  | 2023-03-28 | redacted
Low Income - Power to Save | Low Flow Showerhead | 0 | 0.04 | 0.1 | 504.08 | 1 |  | 2023-03-28 | redacted
Low Income - Power to Save | LED Lights | 0 | 0 | 0 | 47.6 | 1 |  | 2023-03-28 | redacted
Low Income - Power to Save | HVAC Inspection | 0 | 0.17 | 0 | 268.73 | 1 |  | 2023-03-01 | redacted
Low Income - Power to Save | Low Flow Showerhead | 0 | 0.04 | 0.1 | 504.08 | 1 |  | 2023-03-01 | redacted
Low Income - Power to Save | HVAC Inspection | 0 | 0.17 | 0 | 268.73 | 1 |  | 2023-03-09 | redacted
Low Income - Power to Save | Low Flow Showerhead | 0 | 0.04 | 0.1 | 504.08 | 1 |  | 2023-03-09 | redacted
Low Income - Power to Save | Faucet Aerators | 0 | 0 | 0.02 | 110.58 | 1 |  | 2023-03-09 | redacted
Low Income - Power to Save | HVAC Inspection | 0 | 0.17 | 0 | 268.73 | 1 |  | 2023-03-02 | redacted
Low Income - Power to Save | Low Flow Showerhead | 0 | 0.04 | 0.1 | 504.08 | 1 |  | 2023-03-02 | redacted
Low Income - Power to Save | Faucet Aerators | 0 | 0 | 0.02 | 110.58 | 1 |  | 2023-03-02 | redacted
Low Income - Power to Save | HVAC Inspection | 0 | 0.17 | 0 | 268.73 | 1 |  | 2023-03-01 | redacted
Low Income - Power to Save | Low Flow Showerhead | 0 | 0.04 | 0.1 | 504.08 | 1 |  | 2023-03-01 | redacted
Low Income - Power to Save | Faucet Aerators | 0 | 0 | 0.02 | 110.58 | 1 |  | 2023-03-01 | redacted
Low Income - Power to Save | HVAC Inspection | 0 | 0.17 | 0 | 268.73 | 1 |  | 2023-03-10 | redacted
Low Income - Power to Save | Low Flow Showerhead | 0 | 0.04 | 0.1 | 504.08 | 1 |  | 2023-03-10 | redacted
Low Income - Power to Save | Faucet Aerators | 0 | 0 | 0.02 | 110.58 | 1 |  | 2023-03-10 | redacted
Low Income - Power to Save | Weather Strip/Caulk | 0 | 0.25 | 0.09 | 503.3 | 1 |  | 2023-03-10 | redacted
Low Income - Power to Save | HVAC Inspection | 0 | 0.17 | 0 | 268.73 | 1 |  | 2023-03-09 | redacted
Low Income - Power to Save | Low Flow Showerhead | 0 | 0.04 | 0.1 | 504.08 | 1 |  | 2023-03-09 | redacted
Low Income - Power to Save | Faucet Aerators | 0 | 0 | 0.02 | 110.58 | 1 |  | 2023-03-09 | redacted
Low Income - Power to Save | Weather Strip/Caulk | 0 | 0.25 | 0.09 | 503.3 | 1 |  | 2023-03-09 | redacted
Low Income - Power to Save | HVAC Inspection | 0 | 0.17 | 0 | 268.73 | 1 |  | 2023-03-06 | redacted
Low Income - Power to Save | Low Flow Showerhead | 0 | 0.04 | 0.1 | 504.08 | 1 |  | 2023-03-06 | redacted
Low Income - Power to Save | Faucet Aerators | 0 | 0 | 0.02 | 110.58 | 1 |  | 2023-03-06 | redacted
Low Income - Power to Save | HVAC Inspection | 0 | 0.17 | 0 | 268.73 | 1 |  | 2023-03-09 | redacted
Low Income - Power to Save | Low Flow Showerhead | 0 | 0.04 | 0.1 | 504.08 | 1 |  | 2023-03-09 | redacted
Low Income - Power to Save | Faucet Aerators | 0 | 0 | 0.02 | 110.58 | 1 |  | 2023-03-09 | redacted
Low Income - Power to Save | HVAC Inspection | 0 | 0.17 | 0 | 268.73 | 1 |  | 2023-03-28 | redacted
Low Income - Power to Save | Low Flow Showerhead | 0 | 0.04 | 0.1 | 504.08 | 1 |  | 2023-03-28 | redacted
Low Income - Power to Save | LED Lights | 0 | 0 | 0 | 47.6 | 1 |  | 2023-03-28 | redacted
Low Income - Power to Save | HVAC Inspection | 0 | 0.17 | 0 | 268.73 | 1 |  | 2023-03-08 | redacted
Low Income - Power to Save | Low Flow Showerhead | 0 | 0.04 | 0.1 | 504.08 | 1 |  | 2023-03-08 | redacted
Low Income - Power to Save | HVAC Inspection | 0 | 0.17 | 0 | 268.73 | 1 |  | 2023-03-08 | redacted
Low Income - Power to Save | Low Flow Showerhead | 0 | 0.04 | 0.1 | 504.08 | 1 |  | 2023-03-08 | redacted
Low Income - Power to Save | Faucet Aerators | 0 | 0 | 0.02 | 110.58 | 1 |  | 2023-03-08 | redacted
Low Income - Power to Save | HVAC Inspection | 0 | 0.17 | 0 | 268.73 | 1 |  | 2023-03-10 | redacted
Low Income - Power to Save | Faucet Aerators | 0 | 0 | 0.02 | 110.58 | 1 |  | 2023-03-10 | redacted
Low Income - Power to Save | HVAC Inspection | 0 | 0.17 | 0 | 268.73 | 1 |  | 2023-03-16 | redacted
Low Income - Power to Save | Low Flow Showerhead | 0 | 0.04 | 0.1 | 504.08 | 1 |  | 2023-03-16 | redacted
Low Income - Power to Save | Faucet Aerators | 0 | 0 | 0.02 | 110.58 | 1 |  | 2023-03-16 | redacted
Low Income - Power to Save | HVAC Inspection | 0 | 0.17 | 0 | 268.73 | 1 |  | 2023-03-02 | redacted
Low Income - Power to Save | Low Flow Showerhead | 0 | 0.04 | 0.1 | 504.08 | 1 |  | 2023-03-02 | redacted
Low Income - Power to Save | Faucet Aerators | 0 | 0 | 0.02 | 110.58 | 1 |  | 2023-03-02 | redacted
Low Income - Power to Save | HVAC Inspection | 0 | 0.17 | 0 | 268.73 | 1 |  | 2023-03-31 | redacted
Low Income - Power to Save | LED Lights | 0 | 0 | 0 | 47.6 | 1 |  | 2023-03-31 | redacted
Low Income - Power to Save | HVAC Inspection | 0 | 0.17 | 0 | 268.73 | 1 |  | 2023-03-28 | redacted
Low Income - Power to Save | Faucet Aerators | 0 | 0 | 0.02 | 110.58 | 1 |  | 2023-03-28 | redacted
Low Income - Power to Save | Low Flow Showerhead | 0 | 0.04 | 0.1 | 504.08 | 1 |  | 2023-03-28 | redacted
Low Income - Power to Save | LED Lights | 0 | 0 | 0 | 47.6 | 1 |  | 2023-03-28 | redacted
Low Income - Power to Save | HVAC Inspection | 0 | 0.17 | 0 | 268.73 | 1 |  | 2023-03-27 | redacted
Low Income - Power to Save | LED Lights | 0 | 0 | 0 | 47.6 | 1 |  | 2023-03-27 | redacted
Low Income - Power to Save | HVAC Inspection | 0 | 0.17 | 0 | 268.73 | 1 |  | 2023-03-28 | redacted
Low Income - Power to Save | Faucet Aerators | 0 | 0 | 0.02 | 110.58 | 1 |  | 2023-03-28 | redacted
Low Income - Power to Save | Low Flow Showerhead | 0 | 0.04 | 0.1 | 504.08 | 1 |  | 2023-03-28 | redacted
Low Income - Power to Save | LED Lights | 0 | 0 | 0 | 47.6 | 1 |  | 2023-03-28 | redacted
Low Income - Power to Save | HVAC Inspection | 0 | 0.17 | 0 | 268.73 | 1 |  | 2023-03-02 | redacted
Low Income - Power to Save | Low Flow Showerhead | 0 | 0.04 | 0.1 | 504.08 | 1 |  | 2023-03-02 | redacted
Low Income - Power to Save | Faucet Aerators | 0 | 0 | 0.02 | 110.58 | 1 |  | 2023-03-02 | redacted
Low Income - Power to Save | HVAC Inspection | 0 | 0.17 | 0 | 268.73 | 1 |  | 2023-03-10 | redacted
Low Income - Power to Save | Low Flow Showerhead | 0 | 0.04 | 0.1 | 504.08 | 1 |  | 2023-03-10 | redacted
Low Income - Power to Save | Faucet Aerators | 0 | 0 | 0.02 | 110.58 | 1 |  | 2023-03-10 | redacted
Low Income - Power to Save | HVAC Inspection | 0 | 0.17 | 0 | 268.73 | 1 |  | 2023-03-03 | redacted
Low Income - Power to Save | Low Flow Showerhead | 0 | 0.04 | 0.1 | 504.08 | 1 |  | 2023-03-03 | redacted
Low Income - Power to Save | Faucet Aerators | 0 | 0 | 0.02 | 110.58 | 1 |  | 2023-03-03 | redacted
Low Income - Power to Save | HVAC Inspection | 0 | 0.17 | 0 | 268.73 | 1 |  | 2023-03-07 | redacted
Low Income - Power to Save | Low Flow Showerhead | 0 | 0.04 | 0.1 | 504.08 | 1 |  | 2023-03-07 | redacted
Low Income - Power to Save | Faucet Aerators | 0 | 0 | 0.02 | 110.58 | 1 |  | 2023-03-07 | redacted
Low Income - Power to Save | HVAC Inspection | 0 | 0.17 | 0 | 268.73 | 1 |  | 2023-03-28 | redacted
Low Income - Power to Save | Faucet Aerators | 0 | 0 | 0.02 | 110.58 | 1 |  | 2023-03-28 | redacted
Low Income - Power to Save | Low Flow Showerhead | 0 | 0.04 | 0.1 | 504.08 | 1 |  | 2023-03-28 | redacted
Low Income - Power to Save | LED Lights | 0 | 0 | 0 | 47.6 | 1 |  | 2023-03-28 | redacted
Low Income - Power to Save | HVAC Inspection | 0 | 0.17 | 0 | 268.73 | 1 |  | 2023-03-08 | redacted
Low Income - Power to Save | Low Flow Showerhead | 0 | 0.04 | 0.1 | 504.08 | 1 |  | 2023-03-08 | redacted
Low Income - Power to Save | Faucet Aerators | 0 | 0 | 0.02 | 110.58 | 1 |  | 2023-03-08 | redacted
Low Income - Power to Save | HVAC Inspection | 0 | 0.17 | 0 | 268.73 | 1 |  | 2023-03-28 | redacted
Low Income - Power to Save | Faucet Aerators | 0 | 0 | 0.02 | 110.58 | 1 |  | 2023-03-28 | redacted
Low Income - Power to Save | Low Flow Showerhead | 0 | 0.04 | 0.1 | 504.08 | 1 |  | 2023-03-28 | redacted
Low Income - Power to Save | LED Lights | 0 | 0 | 0 | 47.6 | 1 |  | 2023-03-28 | redacted
Low Income - Power to Save | HVAC Inspection | 0 | 0.17 | 0 | 268.73 | 1 |  | 2023-03-02 | redacted
Low Income - Power to Save | HVAC Inspection | 0 | 0.17 | 0 | 268.73 | 1 |  | 2023-03-09 | redacted
Low Income - Power to Save | Low Flow Showerhead | 0 | 0.04 | 0.1 | 504.08 | 1 |  | 2023-03-09 | redacted
Low Income - Power to Save | Faucet Aerators | 0 | 0 | 0.02 | 110.58 | 1 |  | 2023-03-09 | redacted
Low Income - Power to Save | HVAC Inspection | 0 | 0.17 | 0 | 268.73 | 1 |  | 2023-03-09 | redacted
Low Income - Power to Save | Low Flow Showerhead | 0 | 0.04 | 0.1 | 504.08 | 1 |  | 2023-03-09 | redacted
Low Income - Power to Save | Faucet Aerators | 0 | 0 | 0.02 | 110.58 | 1 |  | 2023-03-09 | redacted
Low Income - Power to Save | Low Flow Showerhead | 0 | 0 | 0.06 | 289.5 | 1 |  | 2023-03-06 | redacted
Low Income - Power to Save | Faucet Aerators | 0 | 0 | 0.06 | 289.5 | 1 |  | 2023-03-06 | redacted
Low Income - Power to Save | HVAC Inspection | 0 | 0.17 | 0 | 268.73 | 1 |  | 2023-03-28 | redacted
Low Income - Power to Save | Low Flow Showerhead | 0 | 0.04 | 0.1 | 504.08 | 1 |  | 2023-03-28 | redacted
Low Income - Power to Save | LED Lights | 0 | 0 | 0 | 47.6 | 1 |  | 2023-03-28 | redacted
Low Income - Power to Save | HVAC Inspection | 0 | 0.17 | 0 | 268.73 | 1 |  | 2023-03-28 | redacted
Low Income - Power to Save | Faucet Aerators | 0 | 0 | 0.02 | 110.58 | 1 |  | 2023-03-28 | redacted
Low Income - Power to Save | Low Flow Showerhead | 0 | 0.04 | 0.1 | 504.08 | 1 |  | 2023-03-28 | redacted
Low Income - Power to Save | LED Lights | 0 | 0 | 0 | 47.6 | 1 |  | 2023-03-28 | redacted
Low Income - Power to Save | HVAC Inspection | 0 | 0.17 | 0 | 268.73 | 1 |  | 2023-03-10 | redacted
Low Income - Power to Save | Low Flow Showerhead | 0 | 0.04 | 0.1 | 504.08 | 1 |  | 2023-03-10 | redacted
Low Income - Power to Save | HVAC Inspection | 0 | 0.17 | 0 | 268.73 | 1 |  | 2023-03-14 | redacted
Low Income - Power to Save | Low Flow Showerhead | 0 | 0.04 | 0.1 | 504.08 | 1 |  | 2023-03-14 | redacted
Low Income - Power to Save | Faucet Aerators | 0 | 0 | 0.02 | 110.58 | 1 |  | 2023-03-14 | redacted
Low Income - Power to Save | HVAC Inspection | 0 | 0.17 | 0 | 268.73 | 1 |  | 2023-03-08 | redacted
Low Income - Power to Save | Low Flow Showerhead | 0 | 0.04 | 0.1 | 504.08 | 1 |  | 2023-03-08 | redacted
Low Income - Power to Save | Faucet Aerators | 0 | 0 | 0.02 | 110.58 | 1 |  | 2023-03-08 | redacted
Low Income - Power to Save | HVAC Inspection | 0 | 0.17 | 0 | 268.73 | 1 |  | 2023-03-14 | redacted
Low Income - Power to Save | Low Flow Showerhead | 0 | 0.04 | 0.1 | 504.08 | 1 |  | 2023-03-14 | redacted
Low Income - Power to Save | Faucet Aerators | 0 | 0 | 0.02 | 110.58 | 1 |  | 2023-03-14 | redacted
Low Income - Power to Save | HVAC Inspection | 0 | 0.17 | 0 | 268.73 | 1 |  | 2023-03-01 | redacted
Low Income - Power to Save | Low Flow Showerhead | 0 | 0.04 | 0.1 | 504.08 | 1 |  | 2023-03-01 | redacted
Low Income - Power to Save | Faucet Aerators | 0 | 0 | 0.02 | 110.58 | 1 |  | 2023-03-01 | redacted
Low Income - Power to Save | HVAC Inspection | 0 | 0.17 | 0 | 268.73 | 1 |  | 2023-03-10 | redacted
Low Income - Power to Save | Low Flow Showerhead | 0 | 0.04 | 0.1 | 504.08 | 1 |  | 2023-03-10 | redacted
Low Income - Power to Save | Faucet Aerators | 0 | 0 | 0.02 | 110.58 | 1 |  | 2023-03-10 | redacted
Low Income - Power to Save | HVAC Inspection | 0 | 0.17 | 0 | 268.73 | 1 |  | 2023-03-10 | redacted
Low Income - Power to Save | HVAC Inspection | 0 | 0.17 | 0 | 268.73 | 1 |  | 2023-03-20 | redacted
Low Income - Power to Save | Low Flow Showerhead | 0 | 0.04 | 0.1 | 504.08 | 1 |  | 2023-03-20 | redacted
Low Income - Power to Save | Pipe Wrap | 0 | 0.01 | 0.03 | 143.65 | 1 |  | 2023-03-20 | redacted
Low Income - Power to Save | HVAC Inspection | 0 | 0.17 | 0 | 268.73 | 1 |  | 2023-03-27 | redacted
Low Income - Power to Save | Faucet Aerators | 0 | 0 | 0.02 | 110.58 | 1 |  | 2023-03-27 | redacted
Low Income - Power to Save | Low Flow Showerhead | 0 | 0.04 | 0.1 | 504.08 | 1 |  | 2023-03-27 | redacted
Low Income - Power to Save | LED Lights | 0 | 0 | 0 | 47.6 | 1 |  | 2023-03-27 | redacted
Low Income - Power to Save | HVAC Inspection | 0 | 0.17 | 0 | 268.73 | 1 |  | 2023-03-09 | redacted
Low Income - Power to Save | Low Flow Showerhead | 0 | 0.04 | 0.1 | 504.08 | 1 |  | 2023-03-09 | redacted
Low Income - Power to Save | Faucet Aerators | 0 | 0 | 0.02 | 110.58 | 1 |  | 2023-03-09 | redacted
Low Income - Power to Save | HVAC Inspection | 0 | 0.17 | 0 | 268.73 | 1 |  | 2023-03-01 | redacted
Low Income - Power to Save | Low Flow Showerhead | 0 | 0.04 | 0.1 | 504.08 | 1 |  | 2023-03-01 | redacted
Low Income - Power to Save | Faucet Aerators | 0 | 0 | 0.02 | 110.58 | 1 |  | 2023-03-01 | redacted
Low Income - Power to Save | HVAC Inspection | 0 | 0.17 | 0 | 268.73 | 1 |  | 2023-03-02 | redacted
Low Income - Power to Save | Low Flow Showerhead | 0 | 0.04 | 0.1 | 504.08 | 1 |  | 2023-03-02 | redacted
Low Income - Power to Save | Faucet Aerators | 0 | 0 | 0.02 | 110.58 | 1 |  | 2023-03-02 | redacted
Low Income - Power to Save | HVAC Inspection | 0 | 0.17 | 0 | 268.73 | 1 |  | 2023-03-28 | redacted
Low Income - Power to Save | Low Flow Showerhead | 0 | 0.04 | 0.1 | 504.08 | 1 |  | 2023-03-28 | redacted
Low Income - Power to Save | LED Lights | 0 | 0 | 0 | 47.6 | 1 |  | 2023-03-28 | redacted
Low Income - Power to Save | HVAC Inspection | 0 | 0.17 | 0 | 268.73 | 1 |  | 2023-03-13 | redacted
Low Income - Power to Save | Low Flow Showerhead | 0 | 0.04 | 0.1 | 504.08 | 1 |  | 2023-03-13 | redacted
Low Income - Power to Save | Faucet Aerators | 0 | 0 | 0.02 | 110.58 | 1 |  | 2023-03-13 | redacted
Low Income - Power to Save | Weather Strip/Caulk | 0 | 0.25 | 0.09 | 503.3 | 1 |  | 2023-03-13 | redacted
Low Income - Power to Save | HVAC Inspection | 0 | 0.17 | 0 | 268.73 | 1 |  | 2023-03-09 | redacted
Low Income - Power to Save | HVAC Inspection | 0 | 0.17 | 0 | 268.73 | 1 |  | 2023-03-17 | redacted
Low Income - Power to Save | Low Flow Showerhead | 0 | 0.04 | 0.1 | 504.08 | 1 |  | 2023-03-17 | redacted
Low Income - Power to Save | HVAC Inspection | 0 | 0.17 | 0 | 268.73 | 1 |  | 2023-03-07 | redacted
Low Income - Power to Save | Low Flow Showerhead | 0 | 0.04 | 0.1 | 504.08 | 1 |  | 2023-03-07 | redacted
Low Income - Power to Save | Faucet Aerators | 0 | 0 | 0.02 | 110.58 | 1 |  | 2023-03-07 | redacted
Low Income - Power to Save | Weather Strip/Caulk | 0 | 0.25 | 0.09 | 503.3 | 1 |  | 2023-03-07 | redacted
Low Income - Power to Save | HVAC Inspection | 0 | 0.17 | 0 | 268.73 | 1 |  | 2023-03-10 | redacted
Low Income - Power to Save | Low Flow Showerhead | 0 | 0.04 | 0.1 | 504.08 | 1 |  | 2023-03-10 | redacted
Low Income - Power to Save | Faucet Aerators | 0 | 0 | 0.02 | 110.58 | 1 |  | 2023-03-10 | redacted
Low Income - Power to Save | HVAC Inspection | 0 | 0.17 | 0 | 268.73 | 1 |  | 2023-03-01 | redacted
Low Income - Power to Save | Low Flow Showerhead | 0 | 0.04 | 0.1 | 504.08 | 1 |  | 2023-03-01 | redacted
Low Income - Power to Save | Faucet Aerators | 0 | 0 | 0.02 | 110.58 | 1 |  | 2023-03-01 | redacted
Low Income - Power to Save | HVAC Inspection | 0 | 0.17 | 0 | 268.73 | 1 |  | 2023-03-06 | redacted
Low Income - Power to Save | Low Flow Showerhead | 0 | 0.04 | 0.1 | 504.08 | 1 |  | 2023-03-06 | redacted
Low Income - Power to Save | Faucet Aerators | 0 | 0 | 0.02 | 110.58 | 1 |  | 2023-03-06 | redacted
Low Income - Power to Save | HVAC Inspection | 0 | 0.17 | 0 | 268.73 | 1 |  | 2023-03-06 | redacted
Low Income - Power to Save | Low Flow Showerhead | 0 | 0.04 | 0.1 | 504.08 | 1 |  | 2023-03-06 | redacted
Low Income - Power to Save | Faucet Aerators | 0 | 0 | 0.02 | 110.58 | 1 |  | 2023-03-06 | redacted
Low Income - Power to Save | HVAC Inspection | 0 | 0.17 | 0 | 268.73 | 1 |  | 2023-03-27 | redacted
Low Income - Power to Save | Faucet Aerators | 0 | 0 | 0.02 | 110.58 | 1 |  | 2023-03-27 | redacted
Low Income - Power to Save | Low Flow Showerhead | 0 | 0.04 | 0.1 | 504.08 | 1 |  | 2023-03-27 | redacted
Low Income - Power to Save | LED Lights | 0 | 0 | 0 | 47.6 | 1 |  | 2023-03-27 | redacted
Low Income - Power to Save | HVAC Inspection | 0 | 0.17 | 0 | 268.73 | 1 |  | 2023-03-27 | redacted
Low Income - Power to Save | Faucet Aerators | 0 | 0 | 0.02 | 110.58 | 1 |  | 2023-03-27 | redacted
Low Income - Power to Save | Low Flow Showerhead | 0 | 0.04 | 0.1 | 504.08 | 1 |  | 2023-03-27 | redacted
Low Income - Power to Save | LED Lights | 0 | 0 | 0 | 47.6 | 1 |  | 2023-03-27 | redacted
Low Income - Power to Save | HVAC Inspection | 0 | 0.17 | 0 | 268.73 | 1 |  | 2023-03-31 | redacted
Low Income - Power to Save | Faucet Aerators | 0 | 0 | 0.02 | 110.58 | 1 |  | 2023-03-31 | redacted
Low Income - Power to Save | Low Flow Showerhead | 0 | 0.04 | 0.1 | 504.08 | 1 |  | 2023-03-31 | redacted
Low Income - Power to Save | LED Lights | 0 | 0 | 0 | 47.6 | 1 |  | 2023-03-31 | redacted
Low Income - Power to Save | HVAC Inspection | 0 | 0.17 | 0 | 268.73 | 1 |  | 2023-03-01 | redacted
Low Income - Power to Save | Low Flow Showerhead | 0 | 0.04 | 0.1 | 504.08 | 1 |  | 2023-03-01 | redacted
Low Income - Power to Save | Faucet Aerators | 0 | 0 | 0.02 | 110.58 | 1 |  | 2023-03-01 | redacted
Low Income - Power to Save | HVAC Inspection | 0 | 0.17 | 0 | 268.73 | 1 |  | 2023-03-10 | redacted
Low Income - Power to Save | Low Flow Showerhead | 0 | 0.04 | 0.1 | 504.08 | 1 |  | 2023-03-10 | redacted
Low Income - Power to Save | HVAC Inspection | 0 | 0.17 | 0 | 268.73 | 1 |  | 2023-03-14 | redacted
Low Income - Power to Save | HVAC Inspection | 0 | 0.17 | 0 | 268.73 | 1 |  | 2023-03-28 | redacted
Low Income - Power to Save | Low Flow Showerhead | 0 | 0.04 | 0.1 | 504.08 | 1 |  | 2023-03-28 | redacted
Low Income - Power to Save | Faucet Aerators | 0 | 0 | 0.02 | 110.58 | 1 |  | 2023-03-28 | redacted
Low Income - Power to Save | HVAC Inspection | 0 | 0.17 | 0 | 268.73 | 1 |  | 2023-03-28 | redacted
Low Income - Power to Save | Low Flow Showerhead | 0 | 0.04 | 0.1 | 504.08 | 1 |  | 2023-03-28 | redacted
Low Income - Power to Save | LED Lights | 0 | 0 | 0 | 47.6 | 1 |  | 2023-03-28 | redacted
Low Income - Power to Save | HVAC Inspection | 0 | 0.17 | 0 | 268.73 | 1 |  | 2023-03-02 | redacted
Low Income - Power to Save | Low Flow Showerhead | 0 | 0.04 | 0.1 | 504.08 | 1 |  | 2023-03-02 | redacted
Low Income - Power to Save | Faucet Aerators | 0 | 0 | 0.02 | 110.58 | 1 |  | 2023-03-02 | redacted
Low Income - Power to Save | HVAC Inspection | 0 | 0.17 | 0 | 268.73 | 1 |  | 2023-03-07 | redacted
Low Income - Power to Save | Low Flow Showerhead | 0 | 0.04 | 0.1 | 504.08 | 1 |  | 2023-03-07 | redacted
Low Income - Power to Save | Faucet Aerators | 0 | 0 | 0.02 | 110.58 | 1 |  | 2023-03-07 | redacted
Low Income - Power to Save | HVAC Inspection | 0 | 0.17 | 0 | 268.73 | 1 |  | 2023-03-07 | redacted
Low Income - Power to Save | Low Flow Showerhead | 0 | 0.04 | 0.1 | 504.08 | 1 |  | 2023-03-07 | redacted
Low Income - Power to Save | HVAC Inspection | 0 | 0.17 | 0 | 268.73 | 1 |  | 2023-03-28 | redacted
Low Income - Power to Save | LED Lights | 0 | 0 | 0 | 47.6 | 1 |  | 2023-03-28 | redacted
Low Income - Power to Save | HVAC Inspection | 0 | 0.17 | 0 | 268.73 | 1 |  | 2023-03-09 | redacted
Low Income - Power to Save | Low Flow Showerhead | 0 | 0.04 | 0.1 | 504.08 | 1 |  | 2023-03-09 | redacted
Low Income - Power to Save | Faucet Aerators | 0 | 0 | 0.02 | 110.58 | 1 |  | 2023-03-09 | redacted
Low Income - Power to Save | HVAC Inspection | 0 | 0.17 | 0 | 268.73 | 1 |  | 2023-03-31 | redacted
Low Income - Power to Save | Faucet Aerators | 0 | 0 | 0.02 | 110.58 | 1 |  | 2023-03-31 | redacted
Low Income - Power to Save | Low Flow Showerhead | 0 | 0.04 | 0.1 | 504.08 | 1 |  | 2023-03-31 | redacted
Low Income - Power to Save | LED Lights | 0 | 0 | 0 | 47.6 | 1 |  | 2023-03-31 | redacted
Low Income - Power to Save | HVAC Inspection | 0 | 0.17 | 0 | 268.73 | 1 |  | 2023-03-28 | redacted
Low Income - Power to Save | Faucet Aerators | 0 | 0 | 0.02 | 110.58 | 1 |  | 2023-03-28 | redacted
Low Income - Power to Save | Low Flow Showerhead | 0 | 0.04 | 0.1 | 504.08 | 1 |  | 2023-03-28 | redacted
Low Income - Power to Save | LED Lights | 0 | 0 | 0 | 47.6 | 1 |  | 2023-03-28 | redacted
Low Income - Power to Save | HVAC Inspection | 0 | 0.17 | 0 | 268.73 | 1 |  | 2023-03-28 | redacted
Low Income - Power to Save | Faucet Aerators | 0 | 0 | 0.02 | 110.58 | 1 |  | 2023-03-28 | redacted
Low Income - Power to Save | Low Flow Showerhead | 0 | 0.04 | 0.1 | 504.08 | 1 |  | 2023-03-28 | redacted
Low Income - Power to Save | LED Lights | 0 | 0 | 0 | 47.6 | 1 |  | 2023-03-28 | redacted
Low Income - Power to Save | HVAC Inspection | 0 | 0.17 | 0 | 268.73 | 1 |  | 2023-03-31 | redacted
Low Income - Power to Save | Faucet Aerators | 0 | 0 | 0.02 | 110.58 | 1 |  | 2023-03-31 | redacted
Low Income - Power to Save | Low Flow Showerhead | 0 | 0.04 | 0.1 | 504.08 | 1 |  | 2023-03-31 | redacted
Low Income - Power to Save | LED Lights | 0 | 0 | 0 | 47.6 | 1 |  | 2023-03-31 | redacted
Low Income - Power to Save | HVAC Inspection | 0 | 0.17 | 0 | 268.73 | 1 |  | 2023-03-10 | redacted
Low Income - Power to Save | Low Flow Showerhead | 0 | 0.04 | 0.1 | 504.08 | 1 |  | 2023-03-10 | redacted
Low Income - Power to Save | HVAC Inspection | 0 | 0.17 | 0 | 268.73 | 1 |  | 2023-03-08 | redacted
Low Income - Power to Save | HVAC Inspection | 0 | 0.17 | 0 | 268.73 | 1 |  | 2023-03-14 | redacted
Low Income - Power to Save | Low Flow Showerhead | 0 | 0.04 | 0.1 | 504.08 | 1 |  | 2023-03-14 | redacted
Low Income - Power to Save | HVAC Inspection | 0 | 0.17 | 0 | 268.73 | 1 |  | 2023-03-02 | redacted
Low Income - Power to Save | Low Flow Showerhead | 0 | 0.04 | 0.1 | 504.08 | 1 |  | 2023-03-02 | redacted
Low Income - Power to Save | Faucet Aerators | 0 | 0 | 0.02 | 110.58 | 1 |  | 2023-03-02 | redacted
Low Income - Power to Save | HVAC Inspection | 0 | 0.17 | 0 | 268.73 | 1 |  | 2023-03-01 | redacted
Low Income - Power to Save | Low Flow Showerhead | 0 | 0.04 | 0.1 | 504.08 | 1 |  | 2023-03-01 | redacted
Low Income - Power to Save | HVAC Inspection | 0 | 0.17 | 0 | 268.73 | 1 |  | 2023-03-01 | redacted
Low Income - Power to Save | Low Flow Showerhead | 0 | 0.04 | 0.1 | 504.08 | 1 |  | 2023-03-01 | redacted
Low Income - Power to Save | Faucet Aerators | 0 | 0 | 0.02 | 110.58 | 1 |  | 2023-03-01 | redacted
Low Income - Power to Save | Weather Strip/Caulk | 0 | 0.25 | 0.09 | 503.3 | 1 |  | 2023-03-01 | redacted
Low Income - Power to Save | HVAC Inspection | 0 | 0.17 | 0 | 268.73 | 1 |  | 2023-03-07 | redacted
Low Income - Power to Save | Low Flow Showerhead | 0 | 0.04 | 0.1 | 504.08 | 1 |  | 2023-03-07 | redacted
Low Income - Power to Save | Faucet Aerators | 0 | 0 | 0.02 | 110.58 | 1 |  | 2023-03-07 | redacted
Low Income - Power to Save | HVAC Inspection | 0 | 0.17 | 0 | 268.73 | 1 |  | 2023-03-02 | redacted
Low Income - Power to Save | Low Flow Showerhead | 0 | 0.04 | 0.1 | 504.08 | 1 |  | 2023-03-02 | redacted
Low Income - Power to Save | Faucet Aerators | 0 | 0 | 0.02 | 110.58 | 1 |  | 2023-03-02 | redacted
Low Income - Power to Save | HVAC Inspection | 0 | 0.17 | 0 | 268.73 | 1 |  | 2023-03-14 | redacted
Low Income - Power to Save | Low Flow Showerhead | 0 | 0.04 | 0.1 | 504.08 | 1 |  | 2023-03-14 | redacted
Low Income - Power to Save | HVAC Inspection | 0 | 0.18 | 0.05 | 550.9 | 1 |  | 2023-03-08 | redacted
Low Income - Power to Save | Low Flow Showerhead | 0 | 0.18 | 0.05 | 550.9 | 1 |  | 2023-03-08 | redacted
Low Income - Power to Save | HVAC Inspection | 0 | 0.18 | 0.06 | 601.4 | 1 |  | 2023-03-09 | redacted
Low Income - Power to Save | Low Flow Showerhead | 0 | 0.18 | 0.06 | 601.4 | 1 |  | 2023-03-09 | redacted
Low Income - Power to Save | Faucet Aerators | 0 | 0.18 | 0.06 | 601.4 | 1 |  | 2023-03-09 | redacted
Low Income - Power to Save | HVAC Inspection | 0 | 0.17 | 0 | 268.73 | 1 |  | 2023-03-02 | redacted
Low Income - Power to Save | Low Flow Showerhead | 0 | 0.04 | 0.1 | 504.08 | 1 |  | 2023-03-02 | redacted
Low Income - Power to Save | Faucet Aerators | 0 | 0 | 0.02 | 110.58 | 1 |  | 2023-03-02 | redacted
Low Income - Power to Save | HVAC Inspection | 0 | 0.17 | 0 | 268.73 | 1 |  | 2023-03-09 | redacted
Low Income - Power to Save | HVAC Inspection | 0 | 0.17 | 0 | 268.73 | 1 |  | 2023-03-06 | redacted
Low Income - Power to Save | Low Flow Showerhead | 0 | 0.04 | 0.1 | 504.08 | 1 |  | 2023-03-06 | redacted
Low Income - Power to Save | Faucet Aerators | 0 | 0 | 0.02 | 110.58 | 1 |  | 2023-03-06 | redacted
Low Income - Power to Save | HVAC Inspection | 0 | 0.17 | 0 | 268.73 | 1 |  | 2023-03-02 | redacted
Low Income - Power to Save | Low Flow Showerhead | 0 | 0.04 | 0.1 | 504.08 | 1 |  | 2023-03-02 | redacted
Low Income - Power to Save | Faucet Aerators | 0 | 0 | 0.02 | 110.58 | 1 |  | 2023-03-02 | redacted
Low Income - Power to Save | HVAC Inspection | 0 | 0.17 | 0 | 268.73 | 1 |  | 2023-03-31 | redacted
Low Income - Power to Save | LED Lights | 0 | 0 | 0 | 47.6 | 1 |  | 2023-03-31 | redacted
Low Income - Power to Save | HVAC Inspection | 0 | 0.17 | 0 | 268.73 | 1 |  | 2023-03-28 | redacted
Low Income - Power to Save | Faucet Aerators | 0 | 0 | 0.02 | 110.58 | 1 |  | 2023-03-28 | redacted
Low Income - Power to Save | Low Flow Showerhead | 0 | 0.04 | 0.1 | 504.08 | 1 |  | 2023-03-28 | redacted
Low Income - Power to Save | LED Lights | 0 | 0 | 0 | 47.6 | 1 |  | 2023-03-28 | redacted
Low Income - Power to Save | HVAC Inspection | 0 | 0.17 | 0 | 268.73 | 1 |  | 2023-03-17 | redacted
Low Income - Power to Save | Low Flow Showerhead | 0 | 0.04 | 0.1 | 504.08 | 1 |  | 2023-03-17 | redacted
Low Income - Power to Save | HVAC Inspection | 0 | 0.18 | 0.06 | 601.4 | 1 |  | 2023-03-07 | redacted
Low Income - Power to Save | Low Flow Showerhead | 0 | 0.18 | 0.06 | 601.4 | 1 |  | 2023-03-07 | redacted
Low Income - Power to Save | Faucet Aerators | 0 | 0.18 | 0.06 | 601.4 | 1 |  | 2023-03-07 | redacted
Low Income - Power to Save | HVAC Inspection | 0 | 0.17 | 0 | 268.73 | 1 |  | 2023-03-06 | redacted
Low Income - Power to Save | Faucet Aerators | 0 | 0 | 0.02 | 110.58 | 1 |  | 2023-03-06 | redacted
Low Income - Power to Save | HVAC Inspection | 0 | 0.17 | 0 | 268.73 | 1 |  | 2023-03-31 | redacted
Low Income - Power to Save | LED Lights | 0 | 0 | 0 | 47.6 | 1 |  | 2023-03-31 | redacted
Low Income - Power to Save | HVAC Inspection | 0 | 0.17 | 0 | 268.73 | 1 |  | 2023-03-01 | redacted
Low Income - Power to Save | HVAC Inspection | 0 | 0.17 | 0 | 268.73 | 1 |  | 2023-03-10 | redacted
Low Income - Power to Save | Low Flow Showerhead | 0 | 0.04 | 0.1 | 504.08 | 1 |  | 2023-03-10 | redacted
Low Income - Power to Save | Faucet Aerators | 0 | 0 | 0.02 | 110.58 | 1 |  | 2023-03-10 | redacted
Low Income - Power to Save | HVAC Inspection | 0 | 0.17 | 0 | 268.73 | 1 |  | 2023-03-31 | redacted
Low Income - Power to Save | LED Lights | 0 | 0 | 0 | 47.6 | 1 |  | 2023-03-31 | redacted
Low Income - Power to Save | HVAC Inspection | 0 | 0.17 | 0 | 268.73 | 1 |  | 2023-03-06 | redacted
Low Income - Power to Save | Low Flow Showerhead | 0 | 0.04 | 0.1 | 504.08 | 1 |  | 2023-03-06 | redacted
Low Income - Power to Save | Faucet Aerators | 0 | 0 | 0.02 | 110.58 | 1 |  | 2023-03-06 | redacted
Low Income - Power to Save | HVAC Inspection | 0 | 0.17 | 0 | 268.73 | 1 |  | 2023-03-28 | redacted
Low Income - Power to Save | Low Flow Showerhead | 0 | 0.04 | 0.1 | 504.08 | 1 |  | 2023-03-28 | redacted
Low Income - Power to Save | LED Lights | 0 | 0 | 0 | 47.6 | 1 |  | 2023-03-28 | redacted
Low Income - Power to Save | HVAC Inspection | 0 | 0.17 | 0 | 268.73 | 1 |  | 2023-03-06 | redacted
Low Income - Power to Save | Low Flow Showerhead | 0 | 0.04 | 0.1 | 504.08 | 1 |  | 2023-03-06 | redacted
Low Income - Power to Save | Faucet Aerators | 0 | 0 | 0.02 | 110.58 | 1 |  | 2023-03-06 | redacted
Low Income - Power to Save | HVAC Inspection | 0 | 0.17 | 0 | 268.73 | 1 |  | 2023-03-03 | redacted
Low Income - Power to Save | Low Flow Showerhead | 0 | 0.04 | 0.1 | 504.08 | 1 |  | 2023-03-03 | redacted
Low Income - Power to Save | Faucet Aerators | 0 | 0 | 0.02 | 110.58 | 1 |  | 2023-03-03 | redacted
Low Income - Power to Save | HVAC Inspection | 0 | 0.17 | 0 | 268.73 | 1 |  | 2023-03-10 | redacted
Low Income - Power to Save | HVAC Inspection | 0 | 0.17 | 0 | 268.73 | 1 |  | 2023-03-01 | redacted
Low Income - Power to Save | Low Flow Showerhead | 0 | 0.04 | 0.1 | 504.08 | 1 |  | 2023-03-01 | redacted
Low Income - Power to Save | Faucet Aerators | 0 | 0 | 0.02 | 110.58 | 1 |  | 2023-03-01 | redacted
Low Income - Power to Save | HVAC Inspection | 0 | 0.17 | 0 | 268.73 | 1 |  | 2023-03-01 | redacted
Low Income - Power to Save | Low Flow Showerhead | 0 | 0.04 | 0.1 | 504.08 | 1 |  | 2023-03-01 | redacted
Low Income - Power to Save | Faucet Aerators | 0 | 0 | 0.02 | 110.58 | 1 |  | 2023-03-01 | redacted
Low Income - Power to Save | HVAC Inspection | 0 | 0.17 | 0 | 268.73 | 1 |  | 2023-03-14 | redacted
Low Income - Power to Save | Low Flow Showerhead | 0 | 0.04 | 0.1 | 504.08 | 1 |  | 2023-03-14 | redacted
Low Income - Power to Save | Faucet Aerators | 0 | 0 | 0.02 | 110.58 | 1 |  | 2023-03-14 | redacted
Low Income - Power to Save | HVAC Inspection | 0 | 0.17 | 0 | 268.73 | 1 |  | 2023-03-28 | redacted
Low Income - Power to Save | Low Flow Showerhead | 0 | 0.04 | 0.1 | 504.08 | 1 |  | 2023-03-28 | redacted
Low Income - Power to Save | LED Lights | 0 | 0 | 0 | 47.6 | 1 |  | 2023-03-28 | redacted
Low Income - Power to Save | HVAC Inspection | 0 | 0.17 | 0 | 268.73 | 1 |  | 2023-03-10 | redacted
Low Income - Power to Save | Low Flow Showerhead | 0 | 0.04 | 0.1 | 504.08 | 1 |  | 2023-03-10 | redacted
Low Income - Power to Save | Faucet Aerators | 0 | 0 | 0.02 | 110.58 | 1 |  | 2023-03-10 | redacted
Low Income - Power to Save | HVAC Inspection | 0 | 0.18 | 0.05 | 550.9 | 1 |  | 2023-03-07 | redacted
Low Income - Power to Save | Low Flow Showerhead | 0 | 0.18 | 0.05 | 550.9 | 1 |  | 2023-03-07 | redacted
Low Income - Power to Save | HVAC Inspection | 0 | 0.17 | 0 | 268.73 | 1 |  | 2023-03-06 | redacted
Low Income - Power to Save | Low Flow Showerhead | 0 | 0.04 | 0.1 | 504.08 | 1 |  | 2023-03-06 | redacted
Low Income - Power to Save | Faucet Aerators | 0 | 0 | 0.02 | 110.58 | 1 |  | 2023-03-06 | redacted
Low Income - Power to Save | HVAC Inspection | 0 | 0.17 | 0 | 268.73 | 1 |  | 2023-03-09 | redacted
Low Income - Power to Save | Low Flow Showerhead | 0 | 0.04 | 0.1 | 504.08 | 1 |  | 2023-03-09 | redacted
Low Income - Power to Save | Faucet Aerators | 0 | 0 | 0.02 | 110.58 | 1 |  | 2023-03-09 | redacted
Low Income - Power to Save | HVAC Inspection | 0 | 0.17 | 0 | 268.73 | 1 |  | 2023-03-01 | redacted
Low Income - Power to Save | Low Flow Showerhead | 0 | 0.04 | 0.1 | 504.08 | 1 |  | 2023-03-01 | redacted
Low Income - Power to Save | Faucet Aerators | 0 | 0 | 0.02 | 110.58 | 1 |  | 2023-03-01 | redacted
Low Income - Power to Save | HVAC Inspection | 0 | 0.17 | 0 | 268.73 | 1 |  | 2023-03-16 | redacted
Low Income - Power to Save | Low Flow Showerhead | 0 | 0.04 | 0.1 | 504.08 | 1 |  | 2023-03-16 | redacted
Low Income - Power to Save | Faucet Aerators | 0 | 0 | 0.02 | 110.58 | 1 |  | 2023-03-16 | redacted
Low Income - Power to Save | HVAC Inspection | 0 | 0.17 | 0 | 268.73 | 1 |  | 2023-03-10 | redacted
Low Income - Power to Save | Low Flow Showerhead | 0 | 0.04 | 0.1 | 504.08 | 1 |  | 2023-03-10 | redacted
Low Income - Power to Save | Faucet Aerators | 0 | 0 | 0.02 | 110.58 | 1 |  | 2023-03-10 | redacted
Low Income - Power to Save | HVAC Inspection | 0 | 0.17 | 0 | 268.73 | 1 |  | 2023-03-02 | redacted
Low Income - Power to Save | Low Flow Showerhead | 0 | 0.04 | 0.1 | 504.08 | 1 |  | 2023-03-02 | redacted
Low Income - Power to Save | Faucet Aerators | 0 | 0 | 0.02 | 110.58 | 1 |  | 2023-03-02 | redacted
Low Income - Power to Save | Weather Strip/Caulk | 0 | 0.25 | 0.09 | 503.3 | 1 |  | 2023-03-02 | redacted
Low Income - Power to Save | HVAC Inspection | 0 | 0.17 | 0 | 268.73 | 1 |  | 2023-03-28 | redacted
Low Income - Power to Save | Faucet Aerators | 0 | 0 | 0.02 | 110.58 | 1 |  | 2023-03-28 | redacted
Low Income - Power to Save | Low Flow Showerhead | 0 | 0.04 | 0.1 | 504.08 | 1 |  | 2023-03-28 | redacted
Low Income - Power to Save | LED Lights | 0 | 0 | 0 | 47.6 | 1 |  | 2023-03-28 | redacted
Low Income - Power to Save | Pipe Wrap | 0 | 0.01 | 0.03 | 143.65 | 1 |  | 2023-03-28 | redacted
Low Income - Power to Save | HVAC Inspection | 0 | 0.17 | 0 | 268.73 | 1 |  | 2023-03-28 | redacted
Low Income - Power to Save | Faucet Aerators | 0 | 0 | 0.02 | 110.58 | 1 |  | 2023-03-28 | redacted
Low Income - Power to Save | Low Flow Showerhead | 0 | 0.04 | 0.1 | 504.08 | 1 |  | 2023-03-28 | redacted
Low Income - Power to Save | LED Lights | 0 | 0 | 0 | 47.6 | 1 |  | 2023-03-28 | redacted
Low Income - Power to Save | HVAC Inspection | 0 | 0.17 | 0 | 268.73 | 1 |  | 2023-03-03 | redacted
Low Income - Power to Save | Low Flow Showerhead | 0 | 0.04 | 0.1 | 504.08 | 1 |  | 2023-03-03 | redacted
Low Income - Power to Save | Faucet Aerators | 0 | 0 | 0.02 | 110.58 | 1 |  | 2023-03-03 | redacted
Low Income - Power to Save | Pipe Wrap | 0 | 0.01 | 0.03 | 143.65 | 1 |  | 2023-03-28 | redacted
Low Income - Power to Save | HVAC Inspection | 0 | 0.17 | 0 | 268.73 | 1 |  | 2023-03-28 | redacted
Low Income - Power to Save | Faucet Aerators | 0 | 0 | 0.02 | 110.58 | 1 |  | 2023-03-28 | redacted
Low Income - Power to Save | Low Flow Showerhead | 0 | 0.04 | 0.1 | 504.08 | 1 |  | 2023-03-28 | redacted
Low Income - Power to Save | LED Lights | 0 | 0 | 0 | 47.6 | 1 |  | 2023-03-28 | redacted
Low Income - Power to Save | HVAC Inspection | 0 | 0.17 | 0 | 268.73 | 1 |  | 2023-03-10 | redacted
Low Income - Power to Save | HVAC Inspection | 0 | 0.18 | 0.05 | 550.9 | 1 |  | 2023-03-07 | redacted
Low Income - Power to Save | Low Flow Showerhead | 0 | 0.18 | 0.05 | 550.9 | 1 |  | 2023-03-07 | redacted
Low Income - Power to Save | HVAC Inspection | 0 | 0.17 | 0 | 268.73 | 1 |  | 2023-03-01 | redacted
Low Income - Power to Save | Low Flow Showerhead | 0 | 0.04 | 0.1 | 504.08 | 1 |  | 2023-03-01 | redacted
Low Income - Power to Save | Faucet Aerators | 0 | 0 | 0.02 | 110.58 | 1 |  | 2023-03-01 | redacted
Low Income - Power to Save | HVAC Inspection | 0 | 0.17 | 0 | 268.73 | 1 |  | 2023-03-02 | redacted
Low Income - Power to Save | Low Flow Showerhead | 0 | 0.04 | 0.1 | 504.08 | 1 |  | 2023-03-02 | redacted
Low Income - Power to Save | Faucet Aerators | 0 | 0 | 0.02 | 110.58 | 1 |  | 2023-03-02 | redacted
Low Income - Power to Save | HVAC Inspection | 0 | 0.18 | 0.06 | 601.4 | 1 |  | 2023-03-14 | redacted
Low Income - Power to Save | Low Flow Showerhead | 0 | 0.18 | 0.06 | 601.4 | 1 |  | 2023-03-14 | redacted
Low Income - Power to Save | Faucet Aerators | 0 | 0.18 | 0.06 | 601.4 | 1 |  | 2023-03-14 | redacted
Low Income - Power to Save | HVAC Inspection | 0 | 0.17 | 0 | 268.73 | 1 |  | 2023-03-28 | redacted
Low Income - Power to Save | Faucet Aerators | 0 | 0 | 0.02 | 110.58 | 1 |  | 2023-03-28 | redacted
Low Income - Power to Save | Low Flow Showerhead | 0 | 0.04 | 0.1 | 504.08 | 1 |  | 2023-03-28 | redacted
Low Income - Power to Save | LED Lights | 0 | 0 | 0 | 47.6 | 1 |  | 2023-03-28 | redacted
Low Income - Power to Save | HVAC Inspection | 0 | 0.17 | 0 | 268.73 | 1 |  | 2023-03-28 | redacted
Low Income - Power to Save | Faucet Aerators | 0 | 0 | 0.02 | 110.58 | 1 |  | 2023-03-28 | redacted
Low Income - Power to Save | Low Flow Showerhead | 0 | 0.04 | 0.1 | 504.08 | 1 |  | 2023-03-28 | redacted
Low Income - Power to Save | LED Lights | 0 | 0 | 0 | 47.6 | 1 |  | 2023-03-28 | redacted
Low Income - Power to Save | HVAC Inspection | 0 | 0.17 | 0 | 268.73 | 1 |  | 2023-03-28 | redacted
Low Income - Power to Save | Faucet Aerators | 0 | 0 | 0.02 | 110.58 | 1 |  | 2023-03-28 | redacted
Low Income - Power to Save | Low Flow Showerhead | 0 | 0.04 | 0.1 | 504.08 | 1 |  | 2023-03-28 | redacted
Low Income - Power to Save | LED Lights | 0 | 0 | 0 | 47.6 | 1 |  | 2023-03-28 | redacted
Low Income - Power to Save | HVAC Inspection | 0 | 0.17 | 0 | 268.73 | 1 |  | 2023-03-28 | redacted
Low Income - Power to Save | Faucet Aerators | 0 | 0 | 0.02 | 110.58 | 1 |  | 2023-03-28 | redacted
Low Income - Power to Save | Low Flow Showerhead | 0 | 0.04 | 0.1 | 504.08 | 1 |  | 2023-03-28 | redacted
Low Income - Power to Save | LED Lights | 0 | 0 | 0 | 47.6 | 1 |  | 2023-03-28 | redacted
Low Income - Power to Save | HVAC Inspection | 0 | 0.17 | 0 | 268.73 | 1 |  | 2023-03-07 | redacted
Low Income - Power to Save | Low Flow Showerhead | 0 | 0.04 | 0.1 | 504.08 | 1 |  | 2023-03-07 | redacted
Low Income - Power to Save | Faucet Aerators | 0 | 0 | 0.02 | 110.58 | 1 |  | 2023-03-07 | redacted
Low Income - Power to Save | HVAC Inspection | 0 | 0.17 | 0 | 268.73 | 1 |  | 2023-03-07 | redacted
Low Income - Power to Save | Low Flow Showerhead | 0 | 0.04 | 0.1 | 504.08 | 1 |  | 2023-03-07 | redacted
Low Income - Power to Save | Faucet Aerators | 0 | 0 | 0.02 | 110.58 | 1 |  | 2023-03-07 | redacted
Low Income - Power to Save | HVAC Inspection | 0 | 0.17 | 0 | 268.73 | 1 |  | 2023-03-13 | redacted
Low Income - Power to Save | HVAC Inspection | 0 | 0.17 | 0 | 268.73 | 1 |  | 2023-03-09 | redacted
Low Income - Power to Save | Low Flow Showerhead | 0 | 0.04 | 0.1 | 504.08 | 1 |  | 2023-03-09 | redacted
Low Income - Power to Save | Faucet Aerators | 0 | 0 | 0.02 | 110.58 | 1 |  | 2023-03-09 | redacted
Low Income - Power to Save | HVAC Inspection | 0 | 0.17 | 0 | 268.73 | 1 |  | 2023-03-01 | redacted
Low Income - Power to Save | Low Flow Showerhead | 0 | 0.04 | 0.1 | 504.08 | 1 |  | 2023-03-01 | redacted
Low Income - Power to Save | Faucet Aerators | 0 | 0 | 0.02 | 110.58 | 1 |  | 2023-03-01 | redacted
Low Income - Power to Save | HVAC Inspection | 0 | 0.17 | 0 | 268.73 | 1 |  | 2023-03-02 | redacted
Low Income - Power to Save | Low Flow Showerhead | 0 | 0.04 | 0.1 | 504.08 | 1 |  | 2023-03-02 | redacted
Low Income - Power to Save | Faucet Aerators | 0 | 0 | 0.02 | 110.58 | 1 |  | 2023-03-02 | redacted
Low Income - Power to Save | HVAC Inspection | 0 | 0.44 | 0.09 | 1083 | 1 |  | 2023-03-08 | redacted
Low Income - Power to Save | Low Flow Showerhead | 0 | 0.44 | 0.09 | 1083 | 1 |  | 2023-03-08 | redacted
Low Income - Power to Save | Faucet Aerators | 0 | 0.44 | 0.09 | 1083 | 1 |  | 2023-03-08 | redacted
Low Income - Power to Save | Weather Strip/Caulk | 0 | 0.44 | 0.09 | 1083 | 1 |  | 2023-03-08 | redacted
Low Income - Power to Save | HVAC Inspection | 0 | 0.17 | 0 | 268.73 | 1 |  | 2023-03-02 | redacted
Low Income - Power to Save | Low Flow Showerhead | 0 | 0.04 | 0.1 | 504.08 | 1 |  | 2023-03-02 | redacted
Low Income - Power to Save | Faucet Aerators | 0 | 0 | 0.02 | 110.58 | 1 |  | 2023-03-02 | redacted
Low Income - Power to Save | HVAC Inspection | 0 | 0.17 | 0 | 268.73 | 1 |  | 2023-03-08 | redacted
Low Income - Power to Save | Low Flow Showerhead | 0 | 0.04 | 0.1 | 504.08 | 1 |  | 2023-03-08 | redacted
Low Income - Power to Save | Faucet Aerators | 0 | 0 | 0.02 | 110.58 | 1 |  | 2023-03-08 | redacted
Low Income - Power to Save | HVAC Inspection | 0 | 0.17 | 0 | 268.73 | 1 |  | 2023-03-02 | redacted
Low Income - Power to Save | Low Flow Showerhead | 0 | 0.04 | 0.1 | 504.08 | 1 |  | 2023-03-02 | redacted
Low Income - Power to Save | Faucet Aerators | 0 | 0 | 0.02 | 110.58 | 1 |  | 2023-03-02 | redacted
Low Income - Power to Save | HVAC Inspection | 0 | 0.17 | 0 | 268.73 | 1 |  | 2023-03-28 | redacted
Low Income - Power to Save | Low Flow Showerhead | 0 | 0.04 | 0.1 | 504.08 | 1 |  | 2023-03-28 | redacted
Low Income - Power to Save | LED Lights | 0 | 0 | 0 | 47.6 | 1 |  | 2023-03-28 | redacted
Low Income - Power to Save | HVAC Inspection | 0 | 0.17 | 0 | 268.73 | 1 |  | 2023-03-13 | redacted
Low Income - Power to Save | HVAC Inspection | 0 | 0.17 | 0 | 268.73 | 1 |  | 2023-03-17 | redacted
Low Income - Power to Save | Low Flow Showerhead | 0 | 0.04 | 0.1 | 504.08 | 1 |  | 2023-03-17 | redacted
Low Income - Power to Save | Pipe Wrap | 0 | 0.01 | 0.03 | 143.65 | 1 |  | 2023-03-17 | redacted
Low Income - Power to Save | HVAC Inspection | 0 | 0.18 | 0.05 | 550.9 | 1 |  | 2023-03-17 | redacted
Low Income - Power to Save | Low Flow Showerhead | 0 | 0.18 | 0.05 | 550.9 | 1 |  | 2023-03-17 | redacted
Low Income - Power to Save | HVAC Inspection | 0 | 0.17 | 0 | 268.73 | 1 |  | 2023-03-08 | redacted
Low Income - Power to Save | Low Flow Showerhead | 0 | 0.04 | 0.1 | 504.08 | 1 |  | 2023-03-08 | redacted
Low Income - Power to Save | Faucet Aerators | 0 | 0 | 0.02 | 110.58 | 1 |  | 2023-03-08 | redacted
Low Income - Power to Save | Pipe Wrap | 0 | 0.01 | 0.03 | 143.65 | 1 |  | 2023-03-28 | redacted
Low Income - Power to Save | HVAC Inspection | 0 | 0.17 | 0 | 268.73 | 1 |  | 2023-03-28 | redacted
Low Income - Power to Save | Faucet Aerators | 0 | 0 | 0.02 | 110.58 | 1 |  | 2023-03-28 | redacted
Low Income - Power to Save | Low Flow Showerhead | 0 | 0.04 | 0.1 | 504.08 | 1 |  | 2023-03-28 | redacted
Low Income - Power to Save | LED Lights | 0 | 0 | 0 | 47.6 | 1 |  | 2023-03-28 | redacted
Low Income - Power to Save | HVAC Inspection | 0 | 0.17 | 0 | 268.73 | 1 |  | 2023-03-31 | redacted
Low Income - Power to Save | Low Flow Showerhead | 0 | 0.04 | 0.1 | 504.08 | 1 |  | 2023-03-31 | redacted
Low Income - Power to Save | LED Lights | 0 | 0 | 0 | 47.6 | 1 |  | 2023-03-31 | redacted
Low Income - Power to Save | HVAC Inspection | 0 | 0.18 | 0.05 | 550.9 | 1 |  | 2023-03-17 | redacted
Low Income - Power to Save | Low Flow Showerhead | 0 | 0.18 | 0.05 | 550.9 | 1 |  | 2023-03-17 | redacted
Low Income - Power to Save | HVAC Inspection | 0 | 0.17 | 0 | 268.73 | 1 |  | 2023-03-17 | redacted
Low Income - Power to Save | Low Flow Showerhead | 0 | 0.04 | 0.1 | 504.08 | 1 |  | 2023-03-17 | redacted
Low Income - Power to Save | Faucet Aerators | 0 | 0 | 0.02 | 110.58 | 1 |  | 2023-03-17 | redacted
Low Income - Power to Save | HVAC Inspection | 0 | 0.17 | 0 | 268.73 | 1 |  | 2023-03-03 | redacted
Low Income - Power to Save | Low Flow Showerhead | 0 | 0.04 | 0.1 | 504.08 | 1 |  | 2023-03-03 | redacted
Low Income - Power to Save | Faucet Aerators | 0 | 0 | 0.02 | 110.58 | 1 |  | 2023-03-03 | redacted
Low Income - Power to Save | HVAC Inspection | 0 | 0.17 | 0 | 268.73 | 1 |  | 2023-03-20 | redacted
Low Income - Power to Save | Low Flow Showerhead | 0 | 0.04 | 0.1 | 504.08 | 1 |  | 2023-03-20 | redacted
Low Income - Power to Save | Faucet Aerators | 0 | 0 | 0.02 | 110.58 | 1 |  | 2023-03-20 | redacted
Low Income - Power to Save | HVAC Inspection | 0 | 0.17 | 0 | 268.73 | 1 |  | 2023-03-01 | redacted
Low Income - Power to Save | Low Flow Showerhead | 0 | 0.04 | 0.1 | 504.08 | 1 |  | 2023-03-01 | redacted
Low Income - Power to Save | Faucet Aerators | 0 | 0 | 0.02 | 110.58 | 1 |  | 2023-03-01 | redacted
Low Income - Power to Save | HVAC Inspection | 0 | 0.17 | 0 | 268.73 | 1 |  | 2023-03-17 | redacted
Low Income - Power to Save | Faucet Aerators | 0 | 0 | 0.02 | 110.58 | 1 |  | 2023-03-17 | redacted
Low Income - Power to Save | Outdoor Coil Cleaning | 0 | 0.1 | 0 | 275 | 1 |  | 2023-03-17 | redacted
Low Income - Power to Save | HVAC Inspection | 0 | 0.17 | 0 | 268.73 | 1 |  | 2023-03-08 | redacted
Low Income - Power to Save | Low Flow Showerhead | 0 | 0.04 | 0.1 | 504.08 | 1 |  | 2023-03-08 | redacted
Low Income - Power to Save | Faucet Aerators | 0 | 0 | 0.02 | 110.58 | 1 |  | 2023-03-08 | redacted
Low Income - Power to Save | HVAC Inspection | 0 | 0.17 | 0 | 268.73 | 1 |  | 2023-03-01 | redacted
Low Income - Power to Save | Low Flow Showerhead | 0 | 0.04 | 0.1 | 504.08 | 1 |  | 2023-03-01 | redacted
Low Income - Power to Save | Faucet Aerators | 0 | 0 | 0.02 | 110.58 | 1 |  | 2023-03-01 | redacted
Low Income - Power to Save | HVAC Inspection | 0 | 0.17 | 0 | 268.73 | 1 |  | 2023-03-10 | redacted
Low Income - Power to Save | Weather Strip/Caulk | 0 | 0.25 | 0.09 | 503.3 | 1 |  | 2023-03-10 | redacted
Low Income - Power to Save | HVAC Inspection | 0 | 0.17 | 0 | 268.73 | 1 |  | 2023-03-16 | redacted
Low Income - Power to Save | HVAC Inspection | 0 | 0.17 | 0 | 268.73 | 1 |  | 2023-03-27 | redacted
Low Income - Power to Save | LED Lights | 0 | 0 | 0 | 47.6 | 1 |  | 2023-03-27 | redacted
Low Income - Power to Save | HVAC Inspection | 0 | 0.17 | 0 | 268.73 | 1 |  | 2023-03-14 | redacted
Low Income - Power to Save | Low Flow Showerhead | 0 | 0.04 | 0.1 | 504.08 | 1 |  | 2023-03-14 | redacted
Low Income - Power to Save | Faucet Aerators | 0 | 0 | 0.02 | 110.58 | 1 |  | 2023-03-14 | redacted
Low Income - Power to Save | HVAC Inspection | 0 | 0.17 | 0 | 268.73 | 1 |  | 2023-03-17 | redacted
Low Income - Power to Save | Low Flow Showerhead | 0 | 0.04 | 0.1 | 504.08 | 1 |  | 2023-03-17 | redacted
Low Income - Power to Save | Pipe Wrap | 0 | 0.01 | 0.03 | 143.65 | 1 |  | 2023-03-17 | redacted
Low Income - Power to Save | HVAC Inspection | 0 | 0.17 | 0 | 268.73 | 1 |  | 2023-03-03 | redacted
Low Income - Power to Save | Low Flow Showerhead | 0 | 0.04 | 0.1 | 504.08 | 1 |  | 2023-03-03 | redacted
Low Income - Power to Save | Faucet Aerators | 0 | 0 | 0.02 | 110.58 | 1 |  | 2023-03-03 | redacted
Low Income - Power to Save | HVAC Inspection | 0 | 0.17 | 0 | 268.73 | 1 |  | 2023-03-03 | redacted
Low Income - Power to Save | Low Flow Showerhead | 0 | 0.04 | 0.1 | 504.08 | 1 |  | 2023-03-03 | redacted
Low Income - Power to Save | Faucet Aerators | 0 | 0 | 0.02 | 110.58 | 1 |  | 2023-03-03 | redacted
Low Income - Power to Save | HVAC Inspection | 0 | 0.17 | 0 | 268.73 | 1 |  | 2023-03-01 | redacted
Low Income - Power to Save | Low Flow Showerhead | 0 | 0.04 | 0.1 | 504.08 | 1 |  | 2023-03-01 | redacted
Low Income - Power to Save | Faucet Aerators | 0 | 0 | 0.02 | 110.58 | 1 |  | 2023-03-01 | redacted
Low Income - Power to Save | Weather Strip/Caulk | 0 | 0.25 | 0.09 | 503.3 | 1 |  | 2023-03-01 | redacted
Low Income - Power to Save | HVAC Inspection | 0 | 0.17 | 0 | 268.73 | 1 |  | 2023-03-01 | redacted
Low Income - Power to Save | Low Flow Showerhead | 0 | 0.04 | 0.1 | 504.08 | 1 |  | 2023-03-01 | redacted
Low Income - Power to Save | Faucet Aerators | 0 | 0 | 0.02 | 110.58 | 1 |  | 2023-03-01 | redacted
Low Income - Power to Save | HVAC Inspection | 0 | 0.19 | 0.04 | 506 | 1 |  | 2023-03-13 | redacted
Low Income - Power to Save | Faucet Aerators | 0 | 0.19 | 0.04 | 506 | 1 |  | 2023-03-13 | redacted
Low Income - Power to Save | Pipe Wrap | 0 | 0.19 | 0.04 | 506 | 1 |  | 2023-03-13 | redacted
Low Income - Power to Save | HVAC Inspection | 0 | 0.17 | 0 | 268.73 | 1 |  | 2023-03-09 | redacted
Low Income - Power to Save | Low Flow Showerhead | 0 | 0.04 | 0.1 | 504.08 | 1 |  | 2023-03-09 | redacted
Low Income - Power to Save | Faucet Aerators | 0 | 0 | 0.02 | 110.58 | 1 |  | 2023-03-09 | redacted
Low Income - Power to Save | HVAC Inspection | 0 | 0.17 | 0 | 268.73 | 1 |  | 2023-03-09 | redacted
Low Income - Power to Save | Low Flow Showerhead | 0 | 0.04 | 0.1 | 504.08 | 1 |  | 2023-03-09 | redacted
Low Income - Power to Save | Faucet Aerators | 0 | 0 | 0.02 | 110.58 | 1 |  | 2023-03-09 | redacted
Low Income - Power to Save | HVAC Inspection | 0 | 0.17 | 0 | 268.73 | 1 |  | 2023-03-13 | redacted
Low Income - Power to Save | HVAC Inspection | 0 | 0.17 | 0 | 268.73 | 1 |  | 2023-03-01 | redacted
Low Income - Power to Save | Low Flow Showerhead | 0 | 0.04 | 0.1 | 504.08 | 1 |  | 2023-03-01 | redacted
Low Income - Power to Save | Faucet Aerators | 0 | 0 | 0.02 | 110.58 | 1 |  | 2023-03-01 | redacted
Low Income - Power to Save | HVAC Inspection | 0 | 0.17 | 0 | 268.73 | 1 |  | 2023-03-17 | redacted
Low Income - Power to Save | Low Flow Showerhead | 0 | 0.04 | 0.1 | 504.08 | 1 |  | 2023-03-17 | redacted
Low Income - Power to Save | HVAC Inspection | 0 | 0.17 | 0 | 268.73 | 1 |  | 2023-03-09 | redacted
Low Income - Power to Save | Low Flow Showerhead | 0 | 0.04 | 0.1 | 504.08 | 1 |  | 2023-03-09 | redacted
Low Income - Power to Save | Faucet Aerators | 0 | 0 | 0.02 | 110.58 | 1 |  | 2023-03-09 | redacted
Low Income - Power to Save | HVAC Inspection | 0 | 0.17 | 0 | 268.73 | 1 |  | 2023-03-01 | redacted
Low Income - Power to Save | Low Flow Showerhead | 0 | 0.04 | 0.1 | 504.08 | 1 |  | 2023-03-01 | redacted
Low Income - Power to Save | Faucet Aerators | 0 | 0 | 0.02 | 110.58 | 1 |  | 2023-03-01 | redacted
Low Income - Power to Save | HVAC Inspection | 0 | 0.17 | 0 | 268.73 | 1 |  | 2023-03-10 | redacted
Low Income - Power to Save | Low Flow Showerhead | 0 | 0.04 | 0.1 | 504.08 | 1 |  | 2023-03-10 | redacted
Low Income - Power to Save | Faucet Aerators | 0 | 0 | 0.02 | 110.58 | 1 |  | 2023-03-10 | redacted
Low Income - Power to Save | HVAC Inspection | 0 | 0.17 | 0 | 268.73 | 1 |  | 2023-03-03 | redacted
Low Income - Power to Save | Low Flow Showerhead | 0 | 0.04 | 0.1 | 504.08 | 1 |  | 2023-03-03 | redacted
Low Income - Power to Save | Faucet Aerators | 0 | 0 | 0.02 | 110.58 | 1 |  | 2023-03-03 | redacted
Low Income - Power to Save | HVAC Inspection | 0 | 0.18 | 0.06 | 601.4 | 1 |  | 2023-03-03 | redacted
Low Income - Power to Save | Low Flow Showerhead | 0 | 0.18 | 0.06 | 601.4 | 1 |  | 2023-03-03 | redacted
Low Income - Power to Save | Faucet Aerators | 0 | 0.18 | 0.06 | 601.4 | 1 |  | 2023-03-03 | redacted
Low Income - Power to Save | HVAC Inspection | 0 | 0.17 | 0 | 268.73 | 1 |  | 2023-03-01 | redacted
Low Income - Power to Save | Low Flow Showerhead | 0 | 0.04 | 0.1 | 504.08 | 1 |  | 2023-03-01 | redacted
Low Income - Power to Save | Faucet Aerators | 0 | 0 | 0.02 | 110.58 | 1 |  | 2023-03-01 | redacted
Low Income - Power to Save | HVAC Inspection | 0 | 0.17 | 0 | 268.73 | 1 |  | 2023-03-02 | redacted
Low Income - Power to Save | Low Flow Showerhead | 0 | 0.04 | 0.1 | 504.08 | 1 |  | 2023-03-02 | redacted
Low Income - Power to Save | Faucet Aerators | 0 | 0 | 0.02 | 110.58 | 1 |  | 2023-03-02 | redacted
Low Income - Power to Save | HVAC Inspection | 0 | 0.17 | 0 | 268.73 | 1 |  | 2023-03-21 | redacted
Low Income - Power to Save | Low Flow Showerhead | 0 | 0.04 | 0.1 | 504.08 | 1 |  | 2023-03-21 | redacted
Low Income - Power to Save | Faucet Aerators | 0 | 0 | 0.02 | 110.58 | 1 |  | 2023-03-21 | redacted
Low Income - Power to Save | Outdoor Coil Cleaning | 0 | 0.1 | 0 | 275 | 1 |  | 2023-03-21 | redacted
Low Income - Power to Save | HVAC Inspection | 0 | 0.17 | 0 | 268.73 | 1 |  | 2023-03-17 | redacted
Low Income - Power to Save | Low Flow Showerhead | 0 | 0.04 | 0.1 | 504.08 | 1 |  | 2023-03-17 | redacted
Low Income - Power to Save | Faucet Aerators | 0 | 0 | 0.02 | 110.58 | 1 |  | 2023-03-17 | redacted
Low Income - Power to Save | HVAC Inspection | 0 | 0.17 | 0 | 268.73 | 1 |  | 2023-03-10 | redacted
Low Income - Power to Save | HVAC Inspection | 0 | 0.17 | 0 | 268.73 | 1 |  | 2023-03-28 | redacted
Low Income - Power to Save | Faucet Aerators | 0 | 0 | 0.02 | 110.58 | 1 |  | 2023-03-28 | redacted
Low Income - Power to Save | Low Flow Showerhead | 0 | 0.04 | 0.1 | 504.08 | 1 |  | 2023-03-28 | redacted
Low Income - Power to Save | LED Lights | 0 | 0 | 0 | 47.6 | 1 |  | 2023-03-28 | redacted
Low Income - Power to Save | HVAC Inspection | 0 | 0.17 | 0 | 268.73 | 1 |  | 2023-03-16 | redacted
Low Income - Power to Save | HVAC Inspection | 0 | 0.17 | 0 | 268.73 | 1 |  | 2023-03-08 | redacted
Low Income - Power to Save | Low Flow Showerhead | 0 | 0.04 | 0.1 | 504.08 | 1 |  | 2023-03-08 | redacted
Low Income - Power to Save | Faucet Aerators | 0 | 0 | 0.02 | 110.58 | 1 |  | 2023-03-08 | redacted
Low Income - Power to Save | HVAC Inspection | 0 | 0.17 | 0 | 268.73 | 1 |  | 2023-03-01 | redacted
Low Income - Power to Save | Low Flow Showerhead | 0 | 0.04 | 0.1 | 504.08 | 1 |  | 2023-03-01 | redacted
Low Income - Power to Save | Faucet Aerators | 0 | 0 | 0.02 | 110.58 | 1 |  | 2023-03-01 | redacted
Low Income - Power to Save | Weather Strip/Caulk | 0 | 0.25 | 0.09 | 503.3 | 1 |  | 2023-03-01 | redacted
Low Income - Power to Save | HVAC Inspection | 0 | 0.17 | 0 | 268.73 | 1 |  | 2023-03-06 | redacted
Low Income - Power to Save | Low Flow Showerhead | 0 | 0.04 | 0.1 | 504.08 | 1 |  | 2023-03-06 | redacted
Low Income - Power to Save | Faucet Aerators | 0 | 0 | 0.02 | 110.58 | 1 |  | 2023-03-06 | redacted
Low Income - Power to Save | HVAC Inspection | 0 | 0.17 | 0 | 268.73 | 1 |  | 2023-03-16 | redacted
Low Income - Power to Save | Low Flow Showerhead | 0 | 0.04 | 0.1 | 504.08 | 1 |  | 2023-03-16 | redacted
Low Income - Power to Save | HVAC Inspection | 0 | 0.17 | 0 | 268.73 | 1 |  | 2023-03-10 | redacted
Low Income - Power to Save | HVAC Inspection | 0 | 0.17 | 0 | 268.73 | 1 |  | 2023-03-10 | redacted
Low Income - Power to Save | Low Flow Showerhead | 0 | 0.04 | 0.1 | 504.08 | 1 |  | 2023-03-10 | redacted
Low Income - Power to Save | Faucet Aerators | 0 | 0 | 0.02 | 110.58 | 1 |  | 2023-03-10 | redacted
Low Income - Power to Save | HVAC Inspection | 0 | 0.17 | 0 | 268.73 | 1 |  | 2023-03-02 | redacted
Low Income - Power to Save | Low Flow Showerhead | 0 | 0.04 | 0.1 | 504.08 | 1 |  | 2023-03-02 | redacted
Low Income - Power to Save | Faucet Aerators | 0 | 0 | 0.02 | 110.58 | 1 |  | 2023-03-02 | redacted
Low Income - Power to Save | HVAC Inspection | 0 | 0.18 | 0.05 | 550.9 | 1 |  | 2023-03-06 | redacted
Low Income - Power to Save | Low Flow Showerhead | 0 | 0.18 | 0.05 | 550.9 | 1 |  | 2023-03-06 | redacted
Low Income - Power to Save | HVAC Inspection | 0 | 0.17 | 0 | 268.73 | 1 |  | 2023-03-28 | redacted
Low Income - Power to Save | Faucet Aerators | 0 | 0 | 0.02 | 110.58 | 1 |  | 2023-03-28 | redacted
Low Income - Power to Save | Low Flow Showerhead | 0 | 0.04 | 0.1 | 504.08 | 1 |  | 2023-03-28 | redacted
Low Income - Power to Save | LED Lights | 0 | 0 | 0 | 47.6 | 1 |  | 2023-03-28 | redacted
Low Income - Power to Save | HVAC Inspection | 0 | 0.17 | 0 | 268.73 | 1 |  | 2023-03-27 | redacted
Low Income - Power to Save | Faucet Aerators | 0 | 0 | 0.02 | 110.58 | 1 |  | 2023-03-27 | redacted
Low Income - Power to Save | Low Flow Showerhead | 0 | 0.04 | 0.1 | 504.08 | 1 |  | 2023-03-27 | redacted
Low Income - Power to Save | LED Lights | 0 | 0 | 0 | 47.6 | 1 |  | 2023-03-27 | redacted
Low Income - Power to Save | HVAC Inspection | 0 | 0.17 | 0 | 268.73 | 1 |  | 2023-03-16 | redacted
Low Income - Power to Save | Low Flow Showerhead | 0 | 0.04 | 0.1 | 504.08 | 1 |  | 2023-03-16 | redacted
Low Income - Power to Save | Faucet Aerators | 0 | 0 | 0.02 | 110.58 | 1 |  | 2023-03-16 | redacted
Low Income - Power to Save | HVAC Inspection | 0 | 0.17 | 0 | 268.73 | 1 |  | 2023-03-28 | redacted
Low Income - Power to Save | Faucet Aerators | 0 | 0 | 0.02 | 110.58 | 1 |  | 2023-03-28 | redacted
Low Income - Power to Save | Low Flow Showerhead | 0 | 0.04 | 0.1 | 504.08 | 1 |  | 2023-03-28 | redacted
Low Income - Power to Save | LED Lights | 0 | 0 | 0 | 47.6 | 1 |  | 2023-03-28 | redacted
Low Income - Power to Save | HVAC Inspection | 0 | 0.17 | 0 | 268.73 | 1 |  | 2023-03-28 | redacted
Low Income - Power to Save | Faucet Aerators | 0 | 0 | 0.02 | 110.58 | 1 |  | 2023-03-28 | redacted
Low Income - Power to Save | Low Flow Showerhead | 0 | 0.04 | 0.1 | 504.08 | 1 |  | 2023-03-28 | redacted
Low Income - Power to Save | LED Lights | 0 | 0 | 0 | 47.6 | 1 |  | 2023-03-28 | redacted
Low Income - Power to Save | HVAC Inspection | 0 | 0.17 | 0 | 268.73 | 1 |  | 2023-03-08 | redacted
Low Income - Power to Save | Low Flow Showerhead | 0 | 0.04 | 0.1 | 504.08 | 1 |  | 2023-03-08 | redacted
Low Income - Power to Save | Faucet Aerators | 0 | 0 | 0.02 | 110.58 | 1 |  | 2023-03-08 | redacted
Low Income - Power to Save | HVAC Inspection | 0 | 0.17 | 0 | 268.73 | 1 |  | 2023-03-17 | redacted
Low Income - Power to Save | Low Flow Showerhead | 0 | 0.04 | 0.1 | 504.08 | 1 |  | 2023-03-17 | redacted
Low Income - Power to Save | Faucet Aerators | 0 | 0 | 0.02 | 110.58 | 1 |  | 2023-03-17 | redacted
Low Income - Power to Save | HVAC Inspection | 0 | 0.17 | 0 | 268.73 | 1 |  | 2023-03-08 | redacted
Low Income - Power to Save | HVAC Inspection | 0 | 0.17 | 0 | 268.73 | 1 |  | 2023-03-10 | redacted
Low Income - Power to Save | Low Flow Showerhead | 0 | 0.04 | 0.1 | 504.08 | 1 |  | 2023-03-10 | redacted
Low Income - Power to Save | Faucet Aerators | 0 | 0 | 0.02 | 110.58 | 1 |  | 2023-03-10 | redacted
Low Income - Power to Save | HVAC Inspection | 0 | 0.17 | 0 | 268.73 | 1 |  | 2023-03-08 | redacted
Low Income - Power to Save | Low Flow Showerhead | 0 | 0.04 | 0.1 | 504.08 | 1 |  | 2023-03-08 | redacted
Low Income - Power to Save | Faucet Aerators | 0 | 0 | 0.02 | 110.58 | 1 |  | 2023-03-08 | redacted
Low Income - Power to Save | Weather Strip/Caulk | 0 | 0.25 | 0.09 | 503.3 | 1 |  | 2023-03-08 | redacted
Low Income - Power to Save | Pipe Wrap | 0 | 0.01 | 0.03 | 143.65 | 1 |  | 2023-03-28 | redacted
Low Income - Power to Save | HVAC Inspection | 0 | 0.17 | 0 | 268.73 | 1 |  | 2023-03-28 | redacted
Low Income - Power to Save | Faucet Aerators | 0 | 0 | 0.02 | 110.58 | 1 |  | 2023-03-28 | redacted
Low Income - Power to Save | Low Flow Showerhead | 0 | 0.04 | 0.1 | 504.08 | 1 |  | 2023-03-28 | redacted
Low Income - Power to Save | LED Lights | 0 | 0 | 0 | 47.6 | 1 |  | 2023-03-28 | redacted
Low Income - Power to Save | HVAC Inspection | 0 | 0.17 | 0 | 268.73 | 1 |  | 2023-03-07 | redacted
Low Income - Power to Save | Low Flow Showerhead | 0 | 0.04 | 0.1 | 504.08 | 1 |  | 2023-03-07 | redacted
Low Income - Power to Save | Faucet Aerators | 0 | 0 | 0.02 | 110.58 | 1 |  | 2023-03-07 | redacted
Low Income - Power to Save | HVAC Inspection | 0 | 0.17 | 0 | 268.73 | 1 |  | 2023-03-10 | redacted
Low Income - Power to Save | Low Flow Showerhead | 0 | 0.04 | 0.1 | 504.08 | 1 |  | 2023-03-10 | redacted
Low Income - Power to Save | Faucet Aerators | 0 | 0 | 0.02 | 110.58 | 1 |  | 2023-03-10 | redacted
Low Income - Power to Save | HVAC Inspection | 0 | 0.17 | 0 | 268.73 | 1 |  | 2023-03-01 | redacted
Low Income - Power to Save | Low Flow Showerhead | 0 | 0.04 | 0.1 | 504.08 | 1 |  | 2023-03-01 | redacted
Low Income - Power to Save | Faucet Aerators | 0 | 0 | 0.02 | 110.58 | 1 |  | 2023-03-01 | redacted
Low Income - Power to Save | HVAC Inspection | 0 | 0.17 | 0 | 268.73 | 1 |  | 2023-03-08 | redacted
Low Income - Power to Save | Low Flow Showerhead | 0 | 0.04 | 0.1 | 504.08 | 1 |  | 2023-03-08 | redacted
Low Income - Power to Save | Faucet Aerators | 0 | 0 | 0.02 | 110.58 | 1 |  | 2023-03-08 | redacted
Low Income - Power to Save | HVAC Inspection | 0 | 0.17 | 0 | 268.73 | 1 |  | 2023-03-09 | redacted
Low Income - Power to Save | Low Flow Showerhead | 0 | 0.04 | 0.1 | 504.08 | 1 |  | 2023-03-09 | redacted
Low Income - Power to Save | Faucet Aerators | 0 | 0 | 0.02 | 110.58 | 1 |  | 2023-03-09 | redacted
Low Income - Power to Save | HVAC Inspection | 0 | 0.17 | 0 | 268.73 | 1 |  | 2023-03-08 | redacted
Low Income - Power to Save | Low Flow Showerhead | 0 | 0.04 | 0.1 | 504.08 | 1 |  | 2023-03-08 | redacted
Low Income - Power to Save | Low Flow Showerhead | 0 | 0.04 | 0.1 | 504.08 | 1 |  | 2023-03-17 | redacted
Low Income - Power to Save | Faucet Aerators | 0 | 0 | 0.02 | 110.58 | 1 |  | 2023-03-17 | redacted
Low Income - Power to Save | HVAC Inspection | 0 | 0.17 | 0 | 268.73 | 1 |  | 2023-03-08 | redacted
Low Income - Power to Save | HVAC Inspection | 0 | 0.17 | 0 | 268.73 | 1 |  | 2023-03-28 | redacted
Low Income - Power to Save | Low Flow Showerhead | 0 | 0.04 | 0.1 | 504.08 | 1 |  | 2023-03-28 | redacted
Low Income - Power to Save | LED Lights | 0 | 0 | 0 | 47.6 | 1 |  | 2023-03-28 | redacted
Low Income - Power to Save | HVAC Inspection | 0 | 0.17 | 0 | 268.73 | 1 |  | 2023-03-28 | redacted
Low Income - Power to Save | Faucet Aerators | 0 | 0 | 0.02 | 110.58 | 1 |  | 2023-03-28 | redacted
Low Income - Power to Save | Low Flow Showerhead | 0 | 0.04 | 0.1 | 504.08 | 1 |  | 2023-03-28 | redacted
Low Income - Power to Save | LED Lights | 0 | 0 | 0 | 47.6 | 1 |  | 2023-03-28 | redacted
Low Income - Power to Save | HVAC Inspection | 0 | 0.17 | 0 | 268.73 | 1 |  | 2023-03-01 | redacted
Low Income - Power to Save | Low Flow Showerhead | 0 | 0.04 | 0.1 | 504.08 | 1 |  | 2023-03-01 | redacted
Low Income - Power to Save | Faucet Aerators | 0 | 0 | 0.02 | 110.58 | 1 |  | 2023-03-01 | redacted
Low Income - Power to Save | HVAC Inspection | 0 | 0.18 | 0.05 | 550.9 | 1 |  | 2023-03-10 | redacted
Low Income - Power to Save | Low Flow Showerhead | 0 | 0.18 | 0.05 | 550.9 | 1 |  | 2023-03-10 | redacted
Low Income - Power to Save | HVAC Inspection | 0 | 0.18 | 0.06 | 601.4 | 1 |  | 2023-02-07 | redacted
Low Income - Power to Save | Low Flow Showerhead | 0 | 0.18 | 0.06 | 601.4 | 1 |  | 2023-02-07 | redacted
Low Income - Power to Save | Faucet Aerators | 0 | 0.18 | 0.06 | 601.4 | 1 |  | 2023-02-07 | redacted
Low Income - Power to Save | HVAC Inspection | 0 | 0.17 | 0 | 268.73 | 1 |  | 2023-02-14 | redacted
Low Income - Power to Save | Low Flow Showerhead | 0 | 0.04 | 0.1 | 504.08 | 1 |  | 2023-02-14 | redacted
Low Income - Power to Save | Faucet Aerators | 0 | 0 | 0.02 | 110.58 | 1 |  | 2023-02-14 | redacted
Low Income - Power to Save | HVAC Inspection | 0 | 0.17 | 0 | 268.73 | 1 |  | 2023-02-09 | redacted
Low Income - Power to Save | HVAC Inspection | 0 | 0.17 | 0 | 268.73 | 1 |  | 2023-02-24 | redacted
Low Income - Power to Save | HVAC Inspection | 0 | 0.17 | 0 | 268.73 | 1 |  | 2023-02-09 | redacted
Low Income - Power to Save | Low Flow Showerhead | 0 | 0.04 | 0.1 | 504.08 | 1 |  | 2023-02-09 | redacted
Low Income - Power to Save | Faucet Aerators | 0 | 0 | 0.02 | 110.58 | 1 |  | 2023-02-09 | redacted
Low Income - Power to Save | HVAC Inspection | 0 | 0.17 | 0 | 268.73 | 1 |  | 2023-02-16 | redacted
Low Income - Power to Save | Low Flow Showerhead | 0 | 0.04 | 0.1 | 504.08 | 1 |  | 2023-02-16 | redacted
Low Income - Power to Save | Faucet Aerators | 0 | 0 | 0.02 | 110.58 | 1 |  | 2023-02-16 | redacted
Low Income - Power to Save | HVAC Inspection | 0 | 0.17 | 0 | 268.73 | 1 |  | 2023-02-23 | redacted
Low Income - Power to Save | Low Flow Showerhead | 0 | 0.04 | 0.1 | 504.08 | 1 |  | 2023-02-23 | redacted
Low Income - Power to Save | Faucet Aerators | 0 | 0 | 0.02 | 110.58 | 1 |  | 2023-02-23 | redacted
Low Income - Power to Save | Weather Strip/Caulk | 0 | 0.25 | 0.09 | 503.3 | 1 |  | 2023-02-23 | redacted
Low Income - Power to Save | HVAC Inspection | 0 | 0.17 | 0 | 268.73 | 1 |  | 2023-02-06 | redacted
Low Income - Power to Save | Low Flow Showerhead | 0 | 0.04 | 0.1 | 504.08 | 1 |  | 2023-02-06 | redacted
Low Income - Power to Save | Faucet Aerators | 0 | 0 | 0.02 | 110.58 | 1 |  | 2023-02-06 | redacted
Low Income - Power to Save | Weather Strip/Caulk | 0 | 0.25 | 0.09 | 503.3 | 1 |  | 2023-02-06 | redacted
Low Income - Power to Save | HVAC Inspection | 0 | 0.18 | 0.06 | 601.4 | 1 |  | 2023-02-20 | redacted
Low Income - Power to Save | Low Flow Showerhead | 0 | 0.18 | 0.06 | 601.4 | 1 |  | 2023-02-20 | redacted
Low Income - Power to Save | Faucet Aerators | 0 | 0.18 | 0.06 | 601.4 | 1 |  | 2023-02-20 | redacted
Low Income - Power to Save | HVAC Inspection | 0 | 0.44 | 0.04 | 843.9 | 1 |  | 2023-02-02 | redacted
Low Income - Power to Save | Faucet Aerators | 0 | 0.44 | 0.04 | 843.9 | 1 |  | 2023-02-02 | redacted
Low Income - Power to Save | Weather Strip/Caulk | 0 | 0.44 | 0.04 | 843.9 | 1 |  | 2023-02-02 | redacted
Low Income - Power to Save | HVAC Inspection | 0 | 0.17 | 0 | 268.73 | 1 |  | 2023-02-21 | redacted
Low Income - Power to Save | Low Flow Showerhead | 0 | 0.04 | 0.1 | 504.08 | 1 |  | 2023-02-21 | redacted
Low Income - Power to Save | Faucet Aerators | 0 | 0 | 0.02 | 110.58 | 1 |  | 2023-02-21 | redacted
Low Income - Power to Save | HVAC Inspection | 0 | 0.17 | 0 | 268.73 | 1 |  | 2023-02-22 | redacted
Low Income - Power to Save | Low Flow Showerhead | 0 | 0.04 | 0.1 | 504.08 | 1 |  | 2023-02-22 | redacted
Low Income - Power to Save | Faucet Aerators | 0 | 0 | 0.02 | 110.58 | 1 |  | 2023-02-22 | redacted
Low Income - Power to Save | HVAC Inspection | 0 | 0.17 | 0 | 268.73 | 1 |  | 2023-02-09 | redacted
Low Income - Power to Save | Low Flow Showerhead | 0 | 0.04 | 0.1 | 504.08 | 1 |  | 2023-02-09 | redacted
Low Income - Power to Save | Faucet Aerators | 0 | 0 | 0.02 | 110.58 | 1 |  | 2023-02-09 | redacted
Low Income - Power to Save | Weather Strip/Caulk | 0 | 0.25 | 0.09 | 503.3 | 1 |  | 2023-02-09 | redacted
Low Income - Power to Save | HVAC Inspection | 0 | 0.17 | 0 | 268.73 | 1 |  | 2023-02-17 | redacted
Low Income - Power to Save | Low Flow Showerhead | 0 | 0.04 | 0.1 | 504.08 | 1 |  | 2023-02-17 | redacted
Low Income - Power to Save | Faucet Aerators | 0 | 0 | 0.02 | 110.58 | 1 |  | 2023-02-17 | redacted
Low Income - Power to Save | HVAC Inspection | 0 | 0.17 | 0 | 268.73 | 1 |  | 2023-02-22 | redacted
Low Income - Power to Save | Low Flow Showerhead | 0 | 0.04 | 0.1 | 504.08 | 1 |  | 2023-02-16 | redacted
Low Income - Power to Save | Faucet Aerators | 0 | 0 | 0.02 | 110.58 | 1 |  | 2023-02-16 | redacted
Low Income - Power to Save | HVAC Inspection | 0 | 0.17 | 0 | 268.73 | 1 |  | 2023-02-21 | redacted
Low Income - Power to Save | Low Flow Showerhead | 0 | 0.04 | 0.1 | 504.08 | 1 |  | 2023-02-21 | redacted
Low Income - Power to Save | Faucet Aerators | 0 | 0 | 0.02 | 110.58 | 1 |  | 2023-02-21 | redacted
Low Income - Power to Save | HVAC Inspection | 0 | 0.17 | 0 | 268.73 | 1 |  | 2023-02-06 | redacted
Low Income - Power to Save | Low Flow Showerhead | 0 | 0.04 | 0.1 | 504.08 | 1 |  | 2023-02-06 | redacted
Low Income - Power to Save | Weather Strip/Caulk | 0 | 0.25 | 0.09 | 503.3 | 1 |  | 2023-02-06 | redacted
Low Income - Power to Save | HVAC Inspection | 0 | 0.18 | 0.06 | 601.4 | 1 |  | 2023-02-10 | redacted
Low Income - Power to Save | Low Flow Showerhead | 0 | 0.18 | 0.06 | 601.4 | 1 |  | 2023-02-10 | redacted
Low Income - Power to Save | Faucet Aerators | 0 | 0.18 | 0.06 | 601.4 | 1 |  | 2023-02-10 | redacted
Low Income - Power to Save | HVAC Inspection | 0 | 0.17 | 0 | 268.73 | 1 |  | 2023-02-21 | redacted
Low Income - Power to Save | Low Flow Showerhead | 0 | 0.04 | 0.1 | 504.08 | 1 |  | 2023-02-21 | redacted
Low Income - Power to Save | Faucet Aerators | 0 | 0 | 0.02 | 110.58 | 1 |  | 2023-02-21 | redacted
Low Income - Power to Save | Weather Strip/Caulk | 0 | 0.25 | 0.09 | 503.3 | 1 |  | 2023-02-21 | redacted
Low Income - Power to Save | HVAC Inspection | 0 | 0.17 | 0 | 268.73 | 1 |  | 2023-02-07 | redacted
Low Income - Power to Save | Low Flow Showerhead | 0 | 0.04 | 0.1 | 504.08 | 1 |  | 2023-02-07 | redacted
Low Income - Power to Save | Faucet Aerators | 0 | 0 | 0.02 | 110.58 | 1 |  | 2023-02-07 | redacted
Low Income - Power to Save | HVAC Inspection | 0 | 0.17 | 0 | 268.73 | 1 |  | 2023-02-08 | redacted
Low Income - Power to Save | HVAC Inspection | 0 | 0.17 | 0 | 268.73 | 1 |  | 2023-02-03 | redacted
Low Income - Power to Save | Low Flow Showerhead | 0 | 0.04 | 0.1 | 504.08 | 1 |  | 2023-02-03 | redacted
Low Income - Power to Save | Faucet Aerators | 0 | 0 | 0.02 | 110.58 | 1 |  | 2023-02-03 | redacted
Low Income - Power to Save | HVAC Inspection | 0 | 0.44 | 0.09 | 1083 | 1 |  | 2023-02-02 | redacted
Low Income - Power to Save | Low Flow Showerhead | 0 | 0.44 | 0.09 | 1083 | 1 |  | 2023-02-02 | redacted
Low Income - Power to Save | Faucet Aerators | 0 | 0.44 | 0.09 | 1083 | 1 |  | 2023-02-02 | redacted
Low Income - Power to Save | Weather Strip/Caulk | 0 | 0.44 | 0.09 | 1083 | 1 |  | 2023-02-02 | redacted
Low Income - Power to Save | HVAC Inspection | 0 | 0.17 | 0 | 268.73 | 1 |  | 2023-02-22 | redacted
Low Income - Power to Save | Low Flow Showerhead | 0 | 0.04 | 0.1 | 504.08 | 1 |  | 2023-02-22 | redacted
Low Income - Power to Save | HVAC Inspection | 0 | 0.17 | 0 | 268.73 | 1 |  | 2023-02-15 | redacted
Low Income - Power to Save | Low Flow Showerhead | 0 | 0.04 | 0.1 | 504.08 | 1 |  | 2023-02-15 | redacted
Low Income - Power to Save | Faucet Aerators | 0 | 0 | 0.02 | 110.58 | 1 |  | 2023-02-15 | redacted
Low Income - Power to Save | HVAC Inspection | 0 | 0.17 | 0 | 268.73 | 1 |  | 2023-02-13 | redacted
Low Income - Power to Save | HVAC Inspection | 0 | 0.17 | 0 | 268.73 | 1 |  | 2023-02-09 | redacted
Low Income - Power to Save | Low Flow Showerhead | 0 | 0.04 | 0.1 | 504.08 | 1 |  | 2023-02-09 | redacted
Low Income - Power to Save | Faucet Aerators | 0 | 0 | 0.02 | 110.58 | 1 |  | 2023-02-09 | redacted
Low Income - Power to Save | HVAC Inspection | 0 | 0.18 | 0.06 | 601.4 | 1 |  | 2023-02-10 | redacted
Low Income - Power to Save | Low Flow Showerhead | 0 | 0.18 | 0.06 | 601.4 | 1 |  | 2023-02-10 | redacted
Low Income - Power to Save | Faucet Aerators | 0 | 0.18 | 0.06 | 601.4 | 1 |  | 2023-02-10 | redacted
Low Income - Power to Save | HVAC Inspection | 0 | 0.17 | 0 | 268.73 | 1 |  | 2023-02-27 | redacted
Low Income - Power to Save | Low Flow Showerhead | 0 | 0.04 | 0.1 | 504.08 | 1 |  | 2023-02-27 | redacted
Low Income - Power to Save | Faucet Aerators | 0 | 0 | 0.02 | 110.58 | 1 |  | 2023-02-27 | redacted
Low Income - Power to Save | HVAC Inspection | 0 | 0.17 | 0 | 268.73 | 1 |  | 2023-02-09 | redacted
Low Income - Power to Save | Low Flow Showerhead | 0 | 0.04 | 0.1 | 504.08 | 1 |  | 2023-02-09 | redacted
Low Income - Power to Save | Faucet Aerators | 0 | 0 | 0.02 | 110.58 | 1 |  | 2023-02-09 | redacted
Low Income - Power to Save | Weather Strip/Caulk | 0 | 0.25 | 0.09 | 503.3 | 1 |  | 2023-02-09 | redacted
Low Income - Power to Save | HVAC Inspection | 0 | 0.18 | 0.06 | 601.4 | 1 |  | 2023-02-16 | redacted
Low Income - Power to Save | Low Flow Showerhead | 0 | 0.18 | 0.06 | 601.4 | 1 |  | 2023-02-16 | redacted
Low Income - Power to Save | Faucet Aerators | 0 | 0.18 | 0.06 | 601.4 | 1 |  | 2023-02-16 | redacted
Low Income - Power to Save | HVAC Inspection | 0 | 0.17 | 0 | 268.73 | 1 |  | 2023-02-21 | redacted
Low Income - Power to Save | Low Flow Showerhead | 0 | 0.04 | 0.1 | 504.08 | 1 |  | 2023-02-21 | redacted
Low Income - Power to Save | Faucet Aerators | 0 | 0 | 0.02 | 110.58 | 1 |  | 2023-02-21 | redacted
Low Income - Power to Save | Weather Strip/Caulk | 0 | 0.25 | 0.09 | 503.3 | 1 |  | 2023-02-21 | redacted
Low Income - Power to Save | HVAC Inspection | 0 | 0.17 | 0 | 268.73 | 1 |  | 2023-02-16 | redacted
Low Income - Power to Save | Low Flow Showerhead | 0 | 0.04 | 0.1 | 504.08 | 1 |  | 2023-02-16 | redacted
Low Income - Power to Save | Faucet Aerators | 0 | 0 | 0.02 | 110.58 | 1 |  | 2023-02-16 | redacted
Low Income - Power to Save | HVAC Inspection | 0 | 0.17 | 0 | 268.73 | 1 |  | 2023-02-16 | redacted
Low Income - Power to Save | Weather Strip/Caulk | 0 | 0.25 | 0.09 | 503.3 | 1 |  | 2023-02-16 | redacted
Low Income - Power to Save | HVAC Inspection | 0 | 0.17 | 0 | 268.73 | 1 |  | 2023-02-15 | redacted
Low Income - Power to Save | Low Flow Showerhead | 0 | 0.04 | 0.1 | 504.08 | 1 |  | 2023-02-15 | redacted
Low Income - Power to Save | Faucet Aerators | 0 | 0 | 0.02 | 110.58 | 1 |  | 2023-02-15 | redacted
Low Income - Power to Save | HVAC Inspection | 0 | 0.17 | 0 | 268.73 | 1 |  | 2023-02-15 | redacted
Low Income - Power to Save | Low Flow Showerhead | 0 | 0.04 | 0.1 | 504.08 | 1 |  | 2023-02-15 | redacted
Low Income - Power to Save | Faucet Aerators | 0 | 0 | 0.02 | 110.58 | 1 |  | 2023-02-15 | redacted
Low Income - Power to Save | HVAC Inspection | 0 | 0.17 | 0 | 268.73 | 1 |  | 2023-02-16 | redacted
Low Income - Power to Save | Low Flow Showerhead | 0 | 0.04 | 0.1 | 504.08 | 1 |  | 2023-02-16 | redacted
Low Income - Power to Save | Faucet Aerators | 0 | 0 | 0.02 | 110.58 | 1 |  | 2023-02-16 | redacted
Low Income - Power to Save | HVAC Inspection | 0 | 0.17 | 0 | 268.73 | 1 |  | 2023-02-15 | redacted
Low Income - Power to Save | Low Flow Showerhead | 0 | 0.04 | 0.1 | 504.08 | 1 |  | 2023-02-15 | redacted
Low Income - Power to Save | Faucet Aerators | 0 | 0 | 0.02 | 110.58 | 1 |  | 2023-02-15 | redacted
Low Income - Power to Save | HVAC Inspection | 0 | 0.17 | 0 | 268.73 | 1 |  | 2023-02-01 | redacted
Low Income - Power to Save | Low Flow Showerhead | 0 | 0.04 | 0.1 | 504.08 | 1 |  | 2023-02-01 | redacted
Low Income - Power to Save | HVAC Inspection | 0 | 0.17 | 0 | 268.73 | 1 |  | 2023-02-28 | redacted
Low Income - Power to Save | Low Flow Showerhead | 0 | 0.04 | 0.1 | 504.08 | 1 |  | 2023-02-28 | redacted
Low Income - Power to Save | Faucet Aerators | 0 | 0 | 0.02 | 110.58 | 1 |  | 2023-02-28 | redacted
Low Income - Power to Save | HVAC Inspection | 0 | 0.17 | 0 | 268.73 | 1 |  | 2023-02-13 | redacted
Low Income - Power to Save | Low Flow Showerhead | 0 | 0.04 | 0.1 | 504.08 | 1 |  | 2023-02-13 | redacted
Low Income - Power to Save | Faucet Aerators | 0 | 0 | 0.02 | 110.58 | 1 |  | 2023-02-13 | redacted
Low Income - Power to Save | HVAC Inspection | 0 | 0.17 | 0 | 268.73 | 1 |  | 2023-02-27 | redacted
Low Income - Power to Save | HVAC Inspection | 0 | 0.17 | 0 | 268.73 | 1 |  | 2023-02-23 | redacted
Low Income - Power to Save | Low Flow Showerhead | 0 | 0.04 | 0.1 | 504.08 | 1 |  | 2023-02-23 | redacted
Low Income - Power to Save | Faucet Aerators | 0 | 0 | 0.02 | 110.58 | 1 |  | 2023-02-23 | redacted
Low Income - Power to Save | HVAC Inspection | 0 | 0.17 | 0 | 268.73 | 1 |  | 2023-02-10 | redacted
Low Income - Power to Save | Low Flow Showerhead | 0 | 0.04 | 0.1 | 504.08 | 1 |  | 2023-02-10 | redacted
Low Income - Power to Save | Faucet Aerators | 0 | 0 | 0.02 | 110.58 | 1 |  | 2023-02-10 | redacted
Low Income - Power to Save | Weather Strip/Caulk | 0 | 0.25 | 0.09 | 503.3 | 1 |  | 2023-02-10 | redacted
Low Income - Power to Save | Pipe Wrap | 0 | 0.01 | 0.03 | 143.65 | 1 |  | 2023-02-10 | redacted
Low Income - Power to Save | HVAC Inspection | 0 | 0.17 | 0 | 268.73 | 1 |  | 2023-02-23 | redacted
Low Income - Power to Save | Faucet Aerators | 0 | 0 | 0.02 | 110.58 | 1 |  | 2023-02-23 | redacted
Low Income - Power to Save | HVAC Inspection | 0 | 0.17 | 0 | 268.73 | 1 |  | 2023-02-14 | redacted
Low Income - Power to Save | Low Flow Showerhead | 0 | 0.04 | 0.1 | 504.08 | 1 |  | 2023-02-14 | redacted
Low Income - Power to Save | Faucet Aerators | 0 | 0 | 0.02 | 110.58 | 1 |  | 2023-02-14 | redacted
Low Income - Power to Save | HVAC Inspection | 0 | 0.17 | 0 | 268.73 | 1 |  | 2023-02-28 | redacted
Low Income - Power to Save | Low Flow Showerhead | 0 | 0.04 | 0.1 | 504.08 | 1 |  | 2023-02-28 | redacted
Low Income - Power to Save | Faucet Aerators | 0 | 0 | 0.02 | 110.58 | 1 |  | 2023-02-28 | redacted
Low Income - Power to Save | HVAC Inspection | 0 | 0.17 | 0 | 268.73 | 1 |  | 2023-02-14 | redacted
Low Income - Power to Save | Low Flow Showerhead | 0 | 0.04 | 0.1 | 504.08 | 1 |  | 2023-02-14 | redacted
Low Income - Power to Save | Faucet Aerators | 0 | 0 | 0.02 | 110.58 | 1 |  | 2023-02-14 | redacted
Low Income - Power to Save | Weather Strip/Caulk | 0 | 0.25 | 0.09 | 503.3 | 1 |  | 2023-02-14 | redacted
Low Income - Power to Save | HVAC Inspection | 0 | 0.17 | 0 | 268.73 | 1 |  | 2023-02-14 | redacted
Low Income - Power to Save | Low Flow Showerhead | 0 | 0.04 | 0.1 | 504.08 | 1 |  | 2023-02-14 | redacted
Low Income - Power to Save | Faucet Aerators | 0 | 0 | 0.02 | 110.58 | 1 |  | 2023-02-14 | redacted
Low Income - Power to Save | HVAC Inspection | 0 | 0.17 | 0 | 268.73 | 1 |  | 2023-02-09 | redacted
Low Income - Power to Save | Low Flow Showerhead | 0 | 0.04 | 0.1 | 504.08 | 1 |  | 2023-02-09 | redacted
Low Income - Power to Save | HVAC Inspection | 0 | 0.17 | 0 | 268.73 | 1 |  | 2023-02-27 | redacted
Low Income - Power to Save | Faucet Aerators | 0 | 0 | 0.02 | 110.58 | 1 |  | 2023-02-27 | redacted
Low Income - Power to Save | HVAC Inspection | 0 | 0.17 | 0 | 268.73 | 1 |  | 2023-02-08 | redacted
Low Income - Power to Save | Low Flow Showerhead | 0 | 0.04 | 0.1 | 504.08 | 1 |  | 2023-02-08 | redacted
Low Income - Power to Save | Faucet Aerators | 0 | 0 | 0.02 | 110.58 | 1 |  | 2023-02-08 | redacted
Low Income - Power to Save | HVAC Inspection | 0 | 0.44 | 0.09 | 1083 | 1 |  | 2023-02-02 | redacted
Low Income - Power to Save | Low Flow Showerhead | 0 | 0.44 | 0.09 | 1083 | 1 |  | 2023-02-02 | redacted
Low Income - Power to Save | Faucet Aerators | 0 | 0.44 | 0.09 | 1083 | 1 |  | 2023-02-02 | redacted
Low Income - Power to Save | Weather Strip/Caulk | 0 | 0.44 | 0.09 | 1083 | 1 |  | 2023-02-02 | redacted
Low Income - Power to Save | HVAC Inspection | 0 | 0.17 | 0 | 268.73 | 1 |  | 2023-02-28 | redacted
Low Income - Power to Save | Low Flow Showerhead | 0 | 0.04 | 0.1 | 504.08 | 1 |  | 2023-02-28 | redacted
Low Income - Power to Save | Faucet Aerators | 0 | 0 | 0.02 | 110.58 | 1 |  | 2023-02-28 | redacted
Low Income - Power to Save | HVAC Inspection | 0 | 0.17 | 0 | 268.73 | 1 |  | 2023-02-08 | redacted
Low Income - Power to Save | Low Flow Showerhead | 0 | 0.04 | 0.1 | 504.08 | 1 |  | 2023-02-08 | redacted
Low Income - Power to Save | Faucet Aerators | 0 | 0 | 0.02 | 110.58 | 1 |  | 2023-02-08 | redacted
Low Income - Power to Save | HVAC Inspection | 0 | 0.17 | 0 | 268.73 | 1 |  | 2023-02-14 | redacted
Low Income - Power to Save | Low Flow Showerhead | 0 | 0.04 | 0.1 | 504.08 | 1 |  | 2023-02-14 | redacted
Low Income - Power to Save | Faucet Aerators | 0 | 0 | 0.02 | 110.58 | 1 |  | 2023-02-14 | redacted
Low Income - Power to Save | HVAC Inspection | 0 | 0.17 | 0 | 268.73 | 1 |  | 2023-02-23 | redacted
Low Income - Power to Save | Faucet Aerators | 0 | 0 | 0.02 | 110.58 | 1 |  | 2023-02-23 | redacted
Low Income - Power to Save | HVAC Inspection | 0 | 0.17 | 0 | 268.73 | 1 |  | 2023-02-22 | redacted
Low Income - Power to Save | Low Flow Showerhead | 0 | 0.04 | 0.1 | 504.08 | 1 |  | 2023-02-22 | redacted
Low Income - Power to Save | HVAC Inspection | 0 | 0.17 | 0 | 268.73 | 1 |  | 2023-02-16 | redacted
Low Income - Power to Save | Low Flow Showerhead | 0 | 0.04 | 0.1 | 504.08 | 1 |  | 2023-02-16 | redacted
Low Income - Power to Save | Faucet Aerators | 0 | 0 | 0.02 | 110.58 | 1 |  | 2023-02-16 | redacted
Low Income - Power to Save | HVAC Inspection | 0 | 0.17 | 0 | 268.73 | 1 |  | 2023-02-27 | redacted
Low Income - Power to Save | Low Flow Showerhead | 0 | 0.04 | 0.1 | 504.08 | 1 |  | 2023-02-27 | redacted
Low Income - Power to Save | Faucet Aerators | 0 | 0 | 0.02 | 110.58 | 1 |  | 2023-02-27 | redacted
Low Income - Power to Save | HVAC Inspection | 0 | 0.17 | 0 | 268.73 | 1 |  | 2023-02-17 | redacted
Low Income - Power to Save | Low Flow Showerhead | 0 | 0.04 | 0.1 | 504.08 | 1 |  | 2023-02-17 | redacted
Low Income - Power to Save | Faucet Aerators | 0 | 0 | 0.02 | 110.58 | 1 |  | 2023-02-17 | redacted
Low Income - Power to Save | HVAC Inspection | 0 | 0.17 | 0 | 268.73 | 1 |  | 2023-02-28 | redacted
Low Income - Power to Save | Low Flow Showerhead | 0 | 0.04 | 0.1 | 504.08 | 1 |  | 2023-02-28 | redacted
Low Income - Power to Save | Faucet Aerators | 0 | 0 | 0.02 | 110.58 | 1 |  | 2023-02-28 | redacted
Low Income - Power to Save | HVAC Inspection | 0 | 0.17 | 0 | 268.73 | 1 |  | 2023-02-10 | redacted
Low Income - Power to Save | Low Flow Showerhead | 0 | 0.04 | 0.1 | 504.08 | 1 |  | 2023-02-10 | redacted
Low Income - Power to Save | HVAC Inspection | 0 | 0.17 | 0 | 268.73 | 1 |  | 2023-02-28 | redacted
Low Income - Power to Save | Low Flow Showerhead | 0 | 0.04 | 0.1 | 504.08 | 1 |  | 2023-02-28 | redacted
Low Income - Power to Save | Faucet Aerators | 0 | 0 | 0.02 | 110.58 | 1 |  | 2023-02-28 | redacted
Low Income - Power to Save | HVAC Inspection | 0 | 0.17 | 0 | 268.73 | 1 |  | 2023-02-13 | redacted
Low Income - Power to Save | Low Flow Showerhead | 0 | 0.04 | 0.1 | 504.08 | 1 |  | 2023-02-13 | redacted
Low Income - Power to Save | Faucet Aerators | 0 | 0 | 0.02 | 110.58 | 1 |  | 2023-02-13 | redacted
Low Income - Power to Save | HVAC Inspection | 0 | 0.17 | 0 | 268.73 | 1 |  | 2023-02-08 | redacted
Low Income - Power to Save | Low Flow Showerhead | 0 | 0.04 | 0.1 | 504.08 | 1 |  | 2023-02-08 | redacted
Low Income - Power to Save | Faucet Aerators | 0 | 0 | 0.02 | 110.58 | 1 |  | 2023-02-08 | redacted
Low Income - Power to Save | HVAC Inspection | 0 | 0.17 | 0 | 268.73 | 1 |  | 2023-02-13 | redacted
Low Income - Power to Save | Low Flow Showerhead | 0 | 0.04 | 0.1 | 504.08 | 1 |  | 2023-02-13 | redacted
Low Income - Power to Save | HVAC Inspection | 0 | 0.17 | 0 | 268.73 | 1 |  | 2023-02-09 | redacted
Low Income - Power to Save | Low Flow Showerhead | 0 | 0.04 | 0.1 | 504.08 | 1 |  | 2023-02-09 | redacted
Low Income - Power to Save | HVAC Inspection | 0 | 0.17 | 0 | 268.73 | 1 |  | 2023-02-28 | redacted
Low Income - Power to Save | Low Flow Showerhead | 0 | 0.04 | 0.1 | 504.08 | 1 |  | 2023-02-28 | redacted
Low Income - Power to Save | Faucet Aerators | 0 | 0 | 0.02 | 110.58 | 1 |  | 2023-02-28 | redacted
Low Income - Power to Save | HVAC Inspection | 0 | 0.18 | 0.06 | 601.4 | 1 |  | 2023-02-28 | redacted
Low Income - Power to Save | Low Flow Showerhead | 0 | 0.18 | 0.06 | 601.4 | 1 |  | 2023-02-28 | redacted
Low Income - Power to Save | Faucet Aerators | 0 | 0.18 | 0.06 | 601.4 | 1 |  | 2023-02-28 | redacted
Low Income - Power to Save | HVAC Inspection | 0 | 0.17 | 0 | 268.73 | 1 |  | 2023-02-17 | redacted
Low Income - Power to Save | Low Flow Showerhead | 0 | 0.04 | 0.1 | 504.08 | 1 |  | 2023-02-17 | redacted
Low Income - Power to Save | Faucet Aerators | 0 | 0 | 0.02 | 110.58 | 1 |  | 2023-02-17 | redacted
Low Income - Power to Save | HVAC Inspection | 0 | 0.17 | 0 | 268.73 | 1 |  | 2023-02-22 | redacted
Low Income - Power to Save | Low Flow Showerhead | 0 | 0.04 | 0.1 | 504.08 | 1 |  | 2023-02-22 | redacted
Low Income - Power to Save | Faucet Aerators | 0 | 0 | 0.02 | 110.58 | 1 |  | 2023-02-22 | redacted
Low Income - Power to Save | HVAC Inspection | 0 | 0.17 | 0 | 268.73 | 1 |  | 2023-02-16 | redacted
Low Income - Power to Save | Low Flow Showerhead | 0 | 0.04 | 0.1 | 504.08 | 1 |  | 2023-02-16 | redacted
Low Income - Power to Save | Faucet Aerators | 0 | 0 | 0.02 | 110.58 | 1 |  | 2023-02-16 | redacted
Low Income - Power to Save | HVAC Inspection | 0 | 0.44 | 0.09 | 1083 | 1 |  | 2023-02-16 | redacted
Low Income - Power to Save | Low Flow Showerhead | 0 | 0.44 | 0.09 | 1083 | 1 |  | 2023-02-16 | redacted
Low Income - Power to Save | Faucet Aerators | 0 | 0.44 | 0.09 | 1083 | 1 |  | 2023-02-16 | redacted
Low Income - Power to Save | Weather Strip/Caulk | 0 | 0.44 | 0.09 | 1083 | 1 |  | 2023-02-16 | redacted
Low Income - Power to Save | HVAC Inspection | 0 | 0.17 | 0 | 268.73 | 1 |  | 2023-02-02 | redacted
Low Income - Power to Save | Low Flow Showerhead | 0 | 0.04 | 0.1 | 504.08 | 1 |  | 2023-02-02 | redacted
Low Income - Power to Save | Faucet Aerators | 0 | 0 | 0.02 | 110.58 | 1 |  | 2023-02-02 | redacted
Low Income - Power to Save | HVAC Inspection | 0 | 0.18 | 0.06 | 601.4 | 1 |  | 2023-02-22 | redacted
Low Income - Power to Save | Low Flow Showerhead | 0 | 0.18 | 0.06 | 601.4 | 1 |  | 2023-02-22 | redacted
Low Income - Power to Save | Faucet Aerators | 0 | 0.18 | 0.06 | 601.4 | 1 |  | 2023-02-22 | redacted
Low Income - Power to Save | HVAC Inspection | 0 | 0.17 | 0 | 268.73 | 1 |  | 2023-02-13 | redacted
Low Income - Power to Save | Low Flow Showerhead | 0 | 0.04 | 0.1 | 504.08 | 1 |  | 2023-02-13 | redacted
Low Income - Power to Save | Faucet Aerators | 0 | 0 | 0.02 | 110.58 | 1 |  | 2023-02-13 | redacted
Low Income - Power to Save | HVAC Inspection | 0 | 0.17 | 0 | 268.73 | 1 |  | 2023-02-06 | redacted
Low Income - Power to Save | HVAC Inspection | 0 | 0.17 | 0 | 268.73 | 1 |  | 2023-02-08 | redacted
Low Income - Power to Save | Low Flow Showerhead | 0 | 0.04 | 0.1 | 504.08 | 1 |  | 2023-02-08 | redacted
Low Income - Power to Save | HVAC Inspection | 0 | 0.17 | 0 | 268.73 | 1 |  | 2023-02-20 | redacted
Low Income - Power to Save | Low Flow Showerhead | 0 | 0.04 | 0.1 | 504.08 | 1 |  | 2023-02-20 | redacted
Low Income - Power to Save | Faucet Aerators | 0 | 0 | 0.02 | 110.58 | 1 |  | 2023-02-20 | redacted
Low Income - Power to Save | HVAC Inspection | 0 | 0.17 | 0 | 268.73 | 1 |  | 2023-02-17 | redacted
Low Income - Power to Save | Low Flow Showerhead | 0 | 0.04 | 0.1 | 504.08 | 1 |  | 2023-02-17 | redacted
Low Income - Power to Save | Faucet Aerators | 0 | 0 | 0.02 | 110.58 | 1 |  | 2023-02-17 | redacted
Low Income - Power to Save | HVAC Inspection | 0 | 0.17 | 0 | 268.73 | 1 |  | 2023-02-21 | redacted
Low Income - Power to Save | Low Flow Showerhead | 0 | 0.04 | 0.1 | 504.08 | 1 |  | 2023-02-21 | redacted
Low Income - Power to Save | Faucet Aerators | 0 | 0 | 0.02 | 110.58 | 1 |  | 2023-02-21 | redacted
Low Income - Power to Save | HVAC Inspection | 0 | 0.17 | 0 | 268.73 | 1 |  | 2023-02-24 | redacted
Low Income - Power to Save | HVAC Inspection | 0 | 0.17 | 0 | 268.73 | 1 |  | 2023-02-27 | redacted
Low Income - Power to Save | Low Flow Showerhead | 0 | 0.04 | 0.1 | 504.08 | 1 |  | 2023-02-27 | redacted
Low Income - Power to Save | Faucet Aerators | 0 | 0 | 0.02 | 110.58 | 1 |  | 2023-02-27 | redacted
Low Income - Power to Save | HVAC Inspection | 0 | 0.17 | 0 | 268.73 | 1 |  | 2023-02-28 | redacted
Low Income - Power to Save | Low Flow Showerhead | 0 | 0.04 | 0.1 | 504.08 | 1 |  | 2023-02-28 | redacted
Low Income - Power to Save | HVAC Inspection | 0 | 0.17 | 0 | 268.73 | 1 |  | 2023-02-13 | redacted
Low Income - Power to Save | Low Flow Showerhead | 0 | 0.04 | 0.1 | 504.08 | 1 |  | 2023-02-13 | redacted
Low Income - Power to Save | Faucet Aerators | 0 | 0 | 0.02 | 110.58 | 1 |  | 2023-02-13 | redacted
Low Income - Power to Save | HVAC Inspection | 0 | 0.17 | 0 | 268.73 | 1 |  | 2023-02-15 | redacted
Low Income - Power to Save | HVAC Inspection | 0 | 0.17 | 0 | 268.73 | 1 |  | 2023-02-08 | redacted
Low Income - Power to Save | Low Flow Showerhead | 0 | 0.04 | 0.1 | 504.08 | 1 |  | 2023-02-08 | redacted
Low Income - Power to Save | HVAC Inspection | 0 | 0.17 | 0 | 268.73 | 1 |  | 2023-02-22 | redacted
Low Income - Power to Save | Low Flow Showerhead | 0 | 0.04 | 0.1 | 504.08 | 1 |  | 2023-02-22 | redacted
Low Income - Power to Save | Faucet Aerators | 0 | 0 | 0.02 | 110.58 | 1 |  | 2023-02-22 | redacted
Low Income - Power to Save | Weather Strip/Caulk | 0 | 0.25 | 0.09 | 503.3 | 1 |  | 2023-02-22 | redacted
Low Income - Power to Save | HVAC Inspection | 0 | 0.44 | 0.09 | 1083 | 1 |  | 2023-02-02 | redacted
Low Income - Power to Save | Low Flow Showerhead | 0 | 0.44 | 0.09 | 1083 | 1 |  | 2023-02-02 | redacted
Low Income - Power to Save | Faucet Aerators | 0 | 0.44 | 0.09 | 1083 | 1 |  | 2023-02-02 | redacted
Low Income - Power to Save | Weather Strip/Caulk | 0 | 0.44 | 0.09 | 1083 | 1 |  | 2023-02-02 | redacted
Low Income - Power to Save | HVAC Inspection | 0 | 0.17 | 0 | 268.73 | 1 |  | 2023-02-21 | redacted
Low Income - Power to Save | Low Flow Showerhead | 0 | 0.04 | 0.1 | 504.08 | 1 |  | 2023-02-21 | redacted
Low Income - Power to Save | Faucet Aerators | 0 | 0 | 0.02 | 110.58 | 1 |  | 2023-02-21 | redacted
Low Income - Power to Save | HVAC Inspection | 0 | 0.18 | 0.06 | 601.4 | 1 |  | 2023-02-28 | redacted
Low Income - Power to Save | Low Flow Showerhead | 0 | 0.18 | 0.06 | 601.4 | 1 |  | 2023-02-28 | redacted
Low Income - Power to Save | Faucet Aerators | 0 | 0.18 | 0.06 | 601.4 | 1 |  | 2023-02-28 | redacted
Low Income - Power to Save | HVAC Inspection | 0 | 0.17 | 0 | 268.73 | 1 |  | 2023-02-06 | redacted
Low Income - Power to Save | Low Flow Showerhead | 0 | 0.04 | 0.1 | 504.08 | 1 |  | 2023-02-06 | redacted
Low Income - Power to Save | Faucet Aerators | 0 | 0 | 0.02 | 110.58 | 1 |  | 2023-02-06 | redacted
Low Income - Power to Save | HVAC Inspection | 0 | 0.17 | 0 | 268.73 | 1 |  | 2023-02-21 | redacted
Low Income - Power to Save | Low Flow Showerhead | 0 | 0.04 | 0.1 | 504.08 | 1 |  | 2023-02-21 | redacted
Low Income - Power to Save | Faucet Aerators | 0 | 0 | 0.02 | 110.58 | 1 |  | 2023-02-21 | redacted
Low Income - Power to Save | HVAC Inspection | 0 | 0.17 | 0 | 268.73 | 1 |  | 2023-02-10 | redacted
Low Income - Power to Save | Low Flow Showerhead | 0 | 0.04 | 0.1 | 504.08 | 1 |  | 2023-02-10 | redacted
Low Income - Power to Save | Faucet Aerators | 0 | 0 | 0.02 | 110.58 | 1 |  | 2023-02-10 | redacted
Low Income - Power to Save | HVAC Inspection | 0 | 0.17 | 0 | 268.73 | 1 |  | 2023-02-16 | redacted
Low Income - Power to Save | Low Flow Showerhead | 0 | 0.04 | 0.1 | 504.08 | 1 |  | 2023-02-16 | redacted
Low Income - Power to Save | HVAC Inspection | 0 | 0.17 | 0 | 268.73 | 1 |  | 2023-02-08 | redacted
Low Income - Power to Save | HVAC Inspection | 0 | 0.17 | 0 | 268.73 | 1 |  | 2023-02-15 | redacted
Low Income - Power to Save | Low Flow Showerhead | 0 | 0.04 | 0.1 | 504.08 | 1 |  | 2023-02-15 | redacted
Low Income - Power to Save | Faucet Aerators | 0 | 0 | 0.02 | 110.58 | 1 |  | 2023-02-15 | redacted
Low Income - Power to Save | HVAC Inspection | 0 | 0.17 | 0 | 268.73 | 1 |  | 2023-02-07 | redacted
Low Income - Power to Save | Low Flow Showerhead | 0 | 0.04 | 0.1 | 504.08 | 1 |  | 2023-02-07 | redacted
Low Income - Power to Save | Faucet Aerators | 0 | 0 | 0.02 | 110.58 | 1 |  | 2023-02-07 | redacted
Low Income - Power to Save | Weather Strip/Caulk | 0 | 0.25 | 0.09 | 503.3 | 1 |  | 2023-02-07 | redacted
Low Income - Power to Save | HVAC Inspection | 0 | 0.17 | 0 | 268.73 | 1 |  | 2023-02-09 | redacted
Low Income - Power to Save | Low Flow Showerhead | 0 | 0.04 | 0.1 | 504.08 | 1 |  | 2023-02-09 | redacted
Low Income - Power to Save | Faucet Aerators | 0 | 0 | 0.02 | 110.58 | 1 |  | 2023-02-09 | redacted
Low Income - Power to Save | HVAC Inspection | 0 | 0.17 | 0 | 268.73 | 1 |  | 2023-02-15 | redacted
Low Income - Power to Save | Low Flow Showerhead | 0 | 0.04 | 0.1 | 504.08 | 1 |  | 2023-02-15 | redacted
Low Income - Power to Save | HVAC Inspection | 0 | 0.17 | 0 | 268.73 | 1 |  | 2023-02-08 | redacted
Low Income - Power to Save | Low Flow Showerhead | 0 | 0.04 | 0.1 | 504.08 | 1 |  | 2023-02-08 | redacted
Low Income - Power to Save | HVAC Inspection | 0 | 0.17 | 0 | 268.73 | 1 |  | 2023-02-13 | redacted
Low Income - Power to Save | HVAC Inspection | 0 | 0.17 | 0 | 268.73 | 1 |  | 2023-02-16 | redacted
Low Income - Power to Save | Low Flow Showerhead | 0 | 0.04 | 0.1 | 504.08 | 1 |  | 2023-02-16 | redacted
Low Income - Power to Save | Faucet Aerators | 0 | 0 | 0.02 | 110.58 | 1 |  | 2023-02-16 | redacted
Low Income - Power to Save | HVAC Inspection | 0 | 0.17 | 0 | 268.73 | 1 |  | 2023-02-09 | redacted
Low Income - Power to Save | Low Flow Showerhead | 0 | 0.04 | 0.1 | 504.08 | 1 |  | 2023-02-09 | redacted
Low Income - Power to Save | Faucet Aerators | 0 | 0 | 0.02 | 110.58 | 1 |  | 2023-02-09 | redacted
Low Income - Power to Save | Weather Strip/Caulk | 0 | 0.25 | 0.09 | 503.3 | 1 |  | 2023-02-09 | redacted
Low Income - Power to Save | HVAC Inspection | 0 | 0.17 | 0 | 268.73 | 1 |  | 2023-02-16 | redacted
Low Income - Power to Save | Low Flow Showerhead | 0 | 0.04 | 0.1 | 504.08 | 1 |  | 2023-02-16 | redacted
Low Income - Power to Save | HVAC Inspection | 0 | 0.17 | 0 | 268.73 | 1 |  | 2023-02-08 | redacted
Low Income - Power to Save | Low Flow Showerhead | 0 | 0.04 | 0.1 | 504.08 | 1 |  | 2023-02-08 | redacted
Low Income - Power to Save | Faucet Aerators | 0 | 0 | 0.02 | 110.58 | 1 |  | 2023-02-08 | redacted
Low Income - Power to Save | HVAC Inspection | 0 | 0.18 | 0.06 | 601.4 | 1 |  | 2023-02-10 | redacted
Low Income - Power to Save | Low Flow Showerhead | 0 | 0.18 | 0.06 | 601.4 | 1 |  | 2023-02-10 | redacted
Low Income - Power to Save | Faucet Aerators | 0 | 0.18 | 0.06 | 601.4 | 1 |  | 2023-02-10 | redacted
Low Income - Power to Save | HVAC Inspection | 0 | 0.17 | 0 | 268.73 | 1 |  | 2023-02-09 | redacted
Low Income - Power to Save | Low Flow Showerhead | 0 | 0.04 | 0.1 | 504.08 | 1 |  | 2023-02-09 | redacted
Low Income - Power to Save | Faucet Aerators | 0 | 0 | 0.02 | 110.58 | 1 |  | 2023-02-09 | redacted
Low Income - Power to Save | HVAC Inspection | 0 | 0.17 | 0 | 268.73 | 1 |  | 2023-02-14 | redacted
Low Income - Power to Save | Low Flow Showerhead | 0 | 0.04 | 0.1 | 504.08 | 1 |  | 2023-02-14 | redacted
Low Income - Power to Save | Faucet Aerators | 0 | 0 | 0.02 | 110.58 | 1 |  | 2023-02-14 | redacted
Low Income - Power to Save | HVAC Inspection | 0 | 0.17 | 0 | 268.73 | 1 |  | 2023-02-28 | redacted
Low Income - Power to Save | Low Flow Showerhead | 0 | 0.04 | 0.1 | 504.08 | 1 |  | 2023-02-28 | redacted
Low Income - Power to Save | HVAC Inspection | 0 | 0.17 | 0 | 268.73 | 1 |  | 2023-02-22 | redacted
Low Income - Power to Save | Low Flow Showerhead | 0 | 0.04 | 0.1 | 504.08 | 1 |  | 2023-02-22 | redacted
Low Income - Power to Save | Faucet Aerators | 0 | 0 | 0.02 | 110.58 | 1 |  | 2023-02-22 | redacted
Low Income - Power to Save | HVAC Inspection | 0 | 0.18 | 0.06 | 601.4 | 1 |  | 2023-02-28 | redacted
Low Income - Power to Save | Low Flow Showerhead | 0 | 0.18 | 0.06 | 601.4 | 1 |  | 2023-02-28 | redacted
Low Income - Power to Save | Faucet Aerators | 0 | 0.18 | 0.06 | 601.4 | 1 |  | 2023-02-28 | redacted
Low Income - Power to Save | HVAC Inspection | 0 | 0.17 | 0 | 268.73 | 1 |  | 2023-02-20 | redacted
Low Income - Power to Save | HVAC Inspection | 0 | 0.17 | 0 | 268.73 | 1 |  | 2023-02-23 | redacted
Low Income - Power to Save | Low Flow Showerhead | 0 | 0.04 | 0.1 | 504.08 | 1 |  | 2023-02-23 | redacted
Low Income - Power to Save | Faucet Aerators | 0 | 0 | 0.02 | 110.58 | 1 |  | 2023-02-23 | redacted
Low Income - Power to Save | HVAC Inspection | 0 | 0.17 | 0 | 268.73 | 1 |  | 2023-02-15 | redacted
Low Income - Power to Save | Low Flow Showerhead | 0 | 0.04 | 0.1 | 504.08 | 1 |  | 2023-02-15 | redacted
Low Income - Power to Save | Faucet Aerators | 0 | 0 | 0.02 | 110.58 | 1 |  | 2023-02-15 | redacted
Low Income - Power to Save | HVAC Inspection | 0 | 0.17 | 0 | 268.73 | 1 |  | 2023-02-09 | redacted
Low Income - Power to Save | HVAC Inspection | 0 | 0.17 | 0 | 268.73 | 1 |  | 2023-02-09 | redacted
Low Income - Power to Save | HVAC Inspection | 0 | 0.17 | 0 | 268.73 | 1 |  | 2023-02-09 | redacted
Low Income - Power to Save | Low Flow Showerhead | 0 | 0.04 | 0.1 | 504.08 | 1 |  | 2023-02-09 | redacted
Low Income - Power to Save | Faucet Aerators | 0 | 0 | 0.02 | 110.58 | 1 |  | 2023-02-09 | redacted
Low Income - Power to Save | HVAC Inspection | 0 | 0.17 | 0 | 268.73 | 1 |  | 2023-02-23 | redacted
Low Income - Power to Save | Low Flow Showerhead | 0 | 0.04 | 0.1 | 504.08 | 1 |  | 2023-02-23 | redacted
Low Income - Power to Save | Faucet Aerators | 0 | 0 | 0.02 | 110.58 | 1 |  | 2023-02-23 | redacted
Low Income - Power to Save | HVAC Inspection | 0 | 0.17 | 0 | 268.73 | 1 |  | 2023-02-14 | redacted
Low Income - Power to Save | Low Flow Showerhead | 0 | 0.04 | 0.1 | 504.08 | 1 |  | 2023-02-14 | redacted
Low Income - Power to Save | Faucet Aerators | 0 | 0 | 0.02 | 110.58 | 1 |  | 2023-02-14 | redacted
Low Income - Power to Save | HVAC Inspection | 0 | 0.17 | 0 | 268.73 | 1 |  | 2023-02-07 | redacted
Low Income - Power to Save | Low Flow Showerhead | 0 | 0.04 | 0.1 | 504.08 | 1 |  | 2023-02-07 | redacted
Low Income - Power to Save | Faucet Aerators | 0 | 0 | 0.02 | 110.58 | 1 |  | 2023-02-07 | redacted
Low Income - Power to Save | Weather Strip/Caulk | 0 | 0.25 | 0.09 | 503.3 | 1 |  | 2023-02-07 | redacted
Low Income - Power to Save | HVAC Inspection | 0 | 0.17 | 0 | 268.73 | 1 |  | 2023-02-20 | redacted
Low Income - Power to Save | Low Flow Showerhead | 0 | 0.04 | 0.1 | 504.08 | 1 |  | 2023-02-20 | redacted
Low Income - Power to Save | Faucet Aerators | 0 | 0 | 0.02 | 110.58 | 1 |  | 2023-02-20 | redacted
Low Income - Power to Save | HVAC Inspection | 0 | 0.17 | 0 | 268.73 | 1 |  | 2023-02-08 | redacted
Low Income - Power to Save | Low Flow Showerhead | 0 | 0.04 | 0.1 | 504.08 | 1 |  | 2023-02-08 | redacted
Low Income - Power to Save | Faucet Aerators | 0 | 0 | 0.02 | 110.58 | 1 |  | 2023-02-08 | redacted
Low Income - Power to Save | HVAC Inspection | 0 | 0.17 | 0 | 268.73 | 1 |  | 2023-02-13 | redacted
Low Income - Power to Save | Low Flow Showerhead | 0 | 0.04 | 0.1 | 504.08 | 1 |  | 2023-02-13 | redacted
Low Income - Power to Save | Faucet Aerators | 0 | 0 | 0.02 | 110.58 | 1 |  | 2023-02-13 | redacted
Low Income - Power to Save | HVAC Inspection | 0 | 0.17 | 0 | 268.73 | 1 |  | 2023-02-06 | redacted
Low Income - Power to Save | Low Flow Showerhead | 0 | 0.04 | 0.1 | 504.08 | 1 |  | 2023-02-06 | redacted
Low Income - Power to Save | Faucet Aerators | 0 | 0 | 0.02 | 110.58 | 1 |  | 2023-02-06 | redacted
Low Income - Power to Save | HVAC Inspection | 0 | 0.17 | 0 | 268.73 | 1 |  | 2023-02-09 | redacted
Low Income - Power to Save | Low Flow Showerhead | 0 | 0.04 | 0.1 | 504.08 | 1 |  | 2023-02-09 | redacted
Low Income - Power to Save | Faucet Aerators | 0 | 0 | 0.02 | 110.58 | 1 |  | 2023-02-09 | redacted
Low Income - Power to Save | HVAC Inspection | 0 | 0.17 | 0 | 268.73 | 1 |  | 2023-02-15 | redacted
Low Income - Power to Save | Low Flow Showerhead | 0 | 0.04 | 0.1 | 504.08 | 1 |  | 2023-02-15 | redacted
Low Income - Power to Save | Faucet Aerators | 0 | 0 | 0.02 | 110.58 | 1 |  | 2023-02-15 | redacted
Low Income - Power to Save | HVAC Inspection | 0 | 0.17 | 0 | 268.73 | 1 |  | 2023-02-14 | redacted
Low Income - Power to Save | Low Flow Showerhead | 0 | 0.04 | 0.1 | 504.08 | 1 |  | 2023-02-14 | redacted
Low Income - Power to Save | Faucet Aerators | 0 | 0 | 0.02 | 110.58 | 1 |  | 2023-02-14 | redacted
Low Income - Power to Save | HVAC Inspection | 0 | 0.17 | 0 | 268.73 | 1 |  | 2023-02-03 | redacted
Low Income - Power to Save | Low Flow Showerhead | 0 | 0.04 | 0.1 | 504.08 | 1 |  | 2023-02-03 | redacted
Low Income - Power to Save | HVAC Inspection | 0 | 0.17 | 0 | 268.73 | 1 |  | 2023-02-13 | redacted
Low Income - Power to Save | HVAC Inspection | 0 | 0.17 | 0 | 268.73 | 1 |  | 2023-02-20 | redacted
Low Income - Power to Save | Low Flow Showerhead | 0 | 0.04 | 0.1 | 504.08 | 1 |  | 2023-02-20 | redacted
Low Income - Power to Save | Faucet Aerators | 0 | 0 | 0.02 | 110.58 | 1 |  | 2023-02-20 | redacted
Low Income - Power to Save | HVAC Inspection | 0 | 0.17 | 0 | 268.73 | 1 |  | 2023-02-07 | redacted
Low Income - Power to Save | Low Flow Showerhead | 0 | 0.04 | 0.1 | 504.08 | 1 |  | 2023-02-07 | redacted
Low Income - Power to Save | Faucet Aerators | 0 | 0 | 0.02 | 110.58 | 1 |  | 2023-02-07 | redacted
Low Income - Power to Save | HVAC Inspection | 0 | 0.17 | 0 | 268.73 | 1 |  | 2023-02-02 | redacted
Low Income - Power to Save | Low Flow Showerhead | 0 | 0.04 | 0.1 | 504.08 | 1 |  | 2023-02-02 | redacted
Low Income - Power to Save | Faucet Aerators | 0 | 0 | 0.02 | 110.58 | 1 |  | 2023-02-02 | redacted
Low Income - Power to Save | Weather Strip/Caulk | 0 | 0.25 | 0.09 | 503.3 | 1 |  | 2023-02-02 | redacted
Low Income - Power to Save | HVAC Inspection | 0 | 0.17 | 0 | 268.73 | 1 |  | 2023-02-03 | redacted
Low Income - Power to Save | Low Flow Showerhead | 0 | 0.04 | 0.1 | 504.08 | 1 |  | 2023-02-03 | redacted
Low Income - Power to Save | Faucet Aerators | 0 | 0 | 0.02 | 110.58 | 1 |  | 2023-02-03 | redacted
Low Income - Power to Save | HVAC Inspection | 0 | 0.17 | 0 | 268.73 | 1 |  | 2023-02-07 | redacted
Low Income - Power to Save | HVAC Inspection | 0 | 0.18 | 0.06 | 601.4 | 1 |  | 2023-02-17 | redacted
Low Income - Power to Save | Low Flow Showerhead | 0 | 0.18 | 0.06 | 601.4 | 1 |  | 2023-02-17 | redacted
Low Income - Power to Save | Faucet Aerators | 0 | 0.18 | 0.06 | 601.4 | 1 |  | 2023-02-17 | redacted
Low Income - Power to Save | HVAC Inspection | 0 | 0.17 | 0 | 268.73 | 1 |  | 2023-02-16 | redacted
Low Income - Power to Save | Low Flow Showerhead | 0 | 0.04 | 0.1 | 504.08 | 1 |  | 2023-02-16 | redacted
Low Income - Power to Save | Faucet Aerators | 0 | 0 | 0.02 | 110.58 | 1 |  | 2023-02-16 | redacted
Low Income - Power to Save | Weather Strip/Caulk | 0 | 0.25 | 0.09 | 503.3 | 1 |  | 2023-02-16 | redacted
Low Income - Power to Save | HVAC Inspection | 0 | 0.17 | 0 | 268.73 | 1 |  | 2023-02-23 | redacted
Low Income - Power to Save | Low Flow Showerhead | 0 | 0.04 | 0.1 | 504.08 | 1 |  | 2023-02-23 | redacted
Low Income - Power to Save | Faucet Aerators | 0 | 0 | 0.02 | 110.58 | 1 |  | 2023-02-23 | redacted
Low Income - Power to Save | HVAC Inspection | 0 | 0.18 | 0 | 311.9 | 1 |  | 2023-02-22 | redacted
Low Income - Power to Save | HVAC Inspection | 0 | 0.17 | 0 | 268.73 | 1 |  | 2023-02-22 | redacted
Low Income - Power to Save | Low Flow Showerhead | 0 | 0.04 | 0.1 | 504.08 | 1 |  | 2023-02-22 | redacted
Low Income - Power to Save | Faucet Aerators | 0 | 0 | 0.02 | 110.58 | 1 |  | 2023-02-22 | redacted
Low Income - Power to Save | HVAC Inspection | 0 | 0.17 | 0 | 268.73 | 1 |  | 2023-02-13 | redacted
Low Income - Power to Save | HVAC Inspection | 0 | 0.17 | 0 | 268.73 | 1 |  | 2023-02-08 | redacted
Low Income - Power to Save | Low Flow Showerhead | 0 | 0.04 | 0.1 | 504.08 | 1 |  | 2023-02-08 | redacted
Low Income - Power to Save | Faucet Aerators | 0 | 0 | 0.02 | 110.58 | 1 |  | 2023-02-08 | redacted
Low Income - Power to Save | HVAC Inspection | 0 | 0.17 | 0 | 268.73 | 1 |  | 2023-02-20 | redacted
Low Income - Power to Save | Low Flow Showerhead | 0 | 0.04 | 0.1 | 504.08 | 1 |  | 2023-02-20 | redacted
Low Income - Power to Save | Faucet Aerators | 0 | 0 | 0.02 | 110.58 | 1 |  | 2023-02-20 | redacted
Low Income - Power to Save | HVAC Inspection | 0 | 0.17 | 0 | 268.73 | 1 |  | 2023-02-22 | redacted
Low Income - Power to Save | Low Flow Showerhead | 0 | 0.04 | 0.1 | 504.08 | 1 |  | 2023-02-22 | redacted
Low Income - Power to Save | HVAC Inspection | 0 | 0.17 | 0 | 268.73 | 1 |  | 2023-02-17 | redacted
Low Income - Power to Save | Low Flow Showerhead | 0 | 0.04 | 0.1 | 504.08 | 1 |  | 2023-02-17 | redacted
Low Income - Power to Save | Faucet Aerators | 0 | 0 | 0.02 | 110.58 | 1 |  | 2023-02-17 | redacted
Low Income - Power to Save | Weather Strip/Caulk | 0 | 0.25 | 0.09 | 503.3 | 1 |  | 2023-02-17 | redacted
Low Income - Power to Save | HVAC Inspection | 0 | 0.17 | 0 | 268.73 | 1 |  | 2023-02-20 | redacted
Low Income - Power to Save | Low Flow Showerhead | 0 | 0.04 | 0.1 | 504.08 | 1 |  | 2023-02-20 | redacted
Low Income - Power to Save | Faucet Aerators | 0 | 0 | 0.02 | 110.58 | 1 |  | 2023-02-20 | redacted
Low Income - Power to Save | HVAC Inspection | 0 | 0.17 | 0 | 268.73 | 1 |  | 2023-02-07 | redacted
Low Income - Power to Save | Low Flow Showerhead | 0 | 0.04 | 0.1 | 504.08 | 1 |  | 2023-02-07 | redacted
Low Income - Power to Save | HVAC Inspection | 0 | 0.17 | 0 | 268.73 | 1 |  | 2023-02-10 | redacted
Low Income - Power to Save | Low Flow Showerhead | 0 | 0.04 | 0.1 | 504.08 | 1 |  | 2023-02-10 | redacted
Low Income - Power to Save | Faucet Aerators | 0 | 0 | 0.02 | 110.58 | 1 |  | 2023-02-10 | redacted
Low Income - Power to Save | Weather Strip/Caulk | 0 | 0.25 | 0.09 | 503.3 | 1 |  | 2023-02-10 | redacted
Low Income - Power to Save | HVAC Inspection | 0 | 0.17 | 0 | 268.73 | 1 |  | 2023-02-14 | redacted
Low Income - Power to Save | Low Flow Showerhead | 0 | 0.04 | 0.1 | 504.08 | 1 |  | 2023-02-14 | redacted
Low Income - Power to Save | Faucet Aerators | 0 | 0 | 0.02 | 110.58 | 1 |  | 2023-02-14 | redacted
Low Income - Power to Save | HVAC Inspection | 0 | 0.17 | 0 | 268.73 | 1 |  | 2023-02-20 | redacted
Low Income - Power to Save | Low Flow Showerhead | 0 | 0.04 | 0.1 | 504.08 | 1 |  | 2023-02-20 | redacted
Low Income - Power to Save | Faucet Aerators | 0 | 0 | 0.02 | 110.58 | 1 |  | 2023-02-20 | redacted
Low Income - Power to Save | HVAC Inspection | 0 | 0.17 | 0 | 268.73 | 1 |  | 2023-02-07 | redacted
Low Income - Power to Save | Low Flow Showerhead | 0 | 0.04 | 0.1 | 504.08 | 1 |  | 2023-02-07 | redacted
Low Income - Power to Save | Faucet Aerators | 0 | 0 | 0.02 | 110.58 | 1 |  | 2023-02-07 | redacted
Low Income - Power to Save | Weather Strip/Caulk | 0 | 0.25 | 0.09 | 503.3 | 1 |  | 2023-02-07 | redacted
Low Income - Power to Save | HVAC Inspection | 0 | 0.17 | 0 | 268.73 | 1 |  | 2023-02-17 | redacted
Low Income - Power to Save | Low Flow Showerhead | 0 | 0.04 | 0.1 | 504.08 | 1 |  | 2023-02-17 | redacted
Low Income - Power to Save | Faucet Aerators | 0 | 0 | 0.02 | 110.58 | 1 |  | 2023-02-17 | redacted
Low Income - Power to Save | HVAC Inspection | 0 | 0.17 | 0 | 268.73 | 1 |  | 2023-02-13 | redacted
Low Income - Power to Save | Low Flow Showerhead | 0 | 0.04 | 0.1 | 504.08 | 1 |  | 2023-02-13 | redacted
Low Income - Power to Save | Faucet Aerators | 0 | 0 | 0.02 | 110.58 | 1 |  | 2023-02-13 | redacted
Low Income - Power to Save | HVAC Inspection | 0 | 0.17 | 0 | 268.73 | 1 |  | 2023-02-06 | redacted
Low Income - Power to Save | Low Flow Showerhead | 0 | 0.04 | 0.1 | 504.08 | 1 |  | 2023-02-06 | redacted
Low Income - Power to Save | Faucet Aerators | 0 | 0 | 0.02 | 110.58 | 1 |  | 2023-02-06 | redacted
Low Income - Power to Save | Low Flow Showerhead | 0 | 0.04 | 0.1 | 504.08 | 1 |  | 2023-02-09 | redacted
Low Income - Power to Save | Faucet Aerators | 0 | 0 | 0.02 | 110.58 | 1 |  | 2023-02-09 | redacted
Low Income - Power to Save | HVAC Inspection | 0 | 0.17 | 0 | 268.73 | 1 |  | 2023-02-20 | redacted
Low Income - Power to Save | Low Flow Showerhead | 0 | 0.04 | 0.1 | 504.08 | 1 |  | 2023-02-20 | redacted
Low Income - Power to Save | Faucet Aerators | 0 | 0 | 0.02 | 110.58 | 1 |  | 2023-02-20 | redacted
Low Income - Power to Save | HVAC Inspection | 0 | 0.17 | 0 | 268.73 | 1 |  | 2023-02-09 | redacted
Low Income - Power to Save | Low Flow Showerhead | 0 | 0.04 | 0.1 | 504.08 | 1 |  | 2023-02-09 | redacted
Low Income - Power to Save | Faucet Aerators | 0 | 0 | 0.02 | 110.58 | 1 |  | 2023-02-09 | redacted
Low Income - Power to Save | Weather Strip/Caulk | 0 | 0.25 | 0.09 | 503.3 | 1 |  | 2023-02-09 | redacted
Low Income - Power to Save | HVAC Inspection | 0 | 0.17 | 0 | 268.73 | 1 |  | 2023-02-15 | redacted
Low Income - Power to Save | Low Flow Showerhead | 0 | 0.04 | 0.1 | 504.08 | 1 |  | 2023-02-15 | redacted
Low Income - Power to Save | Faucet Aerators | 0 | 0 | 0.02 | 110.58 | 1 |  | 2023-02-15 | redacted
Low Income - Power to Save | HVAC Inspection | 0 | 0.17 | 0 | 268.73 | 1 |  | 2023-02-28 | redacted
Low Income - Power to Save | Low Flow Showerhead | 0 | 0.04 | 0.1 | 504.08 | 1 |  | 2023-02-28 | redacted
Low Income - Power to Save | HVAC Inspection | 0 | 0.17 | 0 | 268.73 | 1 |  | 2023-02-14 | redacted
Low Income - Power to Save | Low Flow Showerhead | 0 | 0.04 | 0.1 | 504.08 | 1 |  | 2023-02-14 | redacted
Low Income - Power to Save | Faucet Aerators | 0 | 0 | 0.02 | 110.58 | 1 |  | 2023-02-14 | redacted
Low Income - Power to Save | HVAC Inspection | 0 | 0.17 | 0 | 268.73 | 1 |  | 2023-02-07 | redacted
Low Income - Power to Save | Low Flow Showerhead | 0 | 0.04 | 0.1 | 504.08 | 1 |  | 2023-02-07 | redacted
Low Income - Power to Save | Faucet Aerators | 0 | 0 | 0.02 | 110.58 | 1 |  | 2023-02-07 | redacted
Low Income - Power to Save | HVAC Inspection | 0 | 0.17 | 0 | 268.73 | 1 |  | 2023-02-06 | redacted
Low Income - Power to Save | Low Flow Showerhead | 0 | 0.04 | 0.1 | 504.08 | 1 |  | 2023-02-06 | redacted
Low Income - Power to Save | Faucet Aerators | 0 | 0 | 0.02 | 110.58 | 1 |  | 2023-02-06 | redacted
Low Income - Power to Save | HVAC Inspection | 0 | 0.17 | 0 | 268.73 | 1 |  | 2023-02-08 | redacted
Low Income - Power to Save | Low Flow Showerhead | 0 | 0.04 | 0.1 | 504.08 | 1 |  | 2023-02-08 | redacted
Low Income - Power to Save | Faucet Aerators | 0 | 0 | 0.02 | 110.58 | 1 |  | 2023-02-08 | redacted
Low Income - Power to Save | HVAC Inspection | 0 | 0.18 | 0.06 | 601.4 | 1 |  | 2023-02-21 | redacted
Low Income - Power to Save | Low Flow Showerhead | 0 | 0.18 | 0.06 | 601.4 | 1 |  | 2023-02-21 | redacted
Low Income - Power to Save | Faucet Aerators | 0 | 0.18 | 0.06 | 601.4 | 1 |  | 2023-02-21 | redacted
Low Income - Power to Save | HVAC Inspection | 0 | 0.17 | 0 | 268.73 | 1 |  | 2023-02-08 | redacted
Low Income - Power to Save | Low Flow Showerhead | 0 | 0.04 | 0.1 | 504.08 | 1 |  | 2023-02-08 | redacted
Low Income - Power to Save | Faucet Aerators | 0 | 0 | 0.02 | 110.58 | 1 |  | 2023-02-08 | redacted
Low Income - Power to Save | HVAC Inspection | 0 | 0.17 | 0 | 268.73 | 1 |  | 2023-02-23 | redacted
Low Income - Power to Save | Low Flow Showerhead | 0 | 0.04 | 0.1 | 504.08 | 1 |  | 2023-02-23 | redacted
Low Income - Power to Save | Faucet Aerators | 0 | 0 | 0.02 | 110.58 | 1 |  | 2023-02-23 | redacted
Low Income - Power to Save | HVAC Inspection | 0 | 0.17 | 0 | 268.73 | 1 |  | 2023-02-06 | redacted
Low Income - Power to Save | Low Flow Showerhead | 0 | 0.04 | 0.1 | 504.08 | 1 |  | 2023-02-06 | redacted
Low Income - Power to Save | HVAC Inspection | 0 | 0.17 | 0 | 268.73 | 1 |  | 2023-02-15 | redacted
Low Income - Power to Save | Low Flow Showerhead | 0 | 0.04 | 0.1 | 504.08 | 1 |  | 2023-02-15 | redacted
Low Income - Power to Save | Faucet Aerators | 0 | 0 | 0.02 | 110.58 | 1 |  | 2023-02-15 | redacted
Low Income - Power to Save | HVAC Inspection | 0 | 0.17 | 0 | 268.73 | 1 |  | 2023-02-17 | redacted
Low Income - Power to Save | Low Flow Showerhead | 0 | 0.04 | 0.1 | 504.08 | 1 |  | 2023-02-17 | redacted
Low Income - Power to Save | Faucet Aerators | 0 | 0 | 0.02 | 110.58 | 1 |  | 2023-02-17 | redacted
Low Income - Power to Save | HVAC Inspection | 0 | 0.17 | 0 | 268.73 | 1 |  | 2023-02-10 | redacted
Low Income - Power to Save | Low Flow Showerhead | 0 | 0.04 | 0.1 | 504.08 | 1 |  | 2023-02-10 | redacted
Low Income - Power to Save | Faucet Aerators | 0 | 0 | 0.02 | 110.58 | 1 |  | 2023-02-10 | redacted
Low Income - Power to Save | Weather Strip/Caulk | 0 | 0.25 | 0.09 | 503.3 | 1 |  | 2023-02-10 | redacted
Low Income - Power to Save | HVAC Inspection | 0 | 0.17 | 0 | 268.73 | 1 |  | 2023-02-09 | redacted
Low Income - Power to Save | Low Flow Showerhead | 0 | 0.04 | 0.1 | 504.08 | 1 |  | 2023-02-09 | redacted
Low Income - Power to Save | Faucet Aerators | 0 | 0 | 0.02 | 110.58 | 1 |  | 2023-02-09 | redacted
Low Income - Power to Save | HVAC Inspection | 0 | 0.17 | 0 | 268.73 | 1 |  | 2023-02-22 | redacted
Low Income - Power to Save | Low Flow Showerhead | 0 | 0.04 | 0.1 | 504.08 | 1 |  | 2023-02-22 | redacted
Low Income - Power to Save | Faucet Aerators | 0 | 0 | 0.02 | 110.58 | 1 |  | 2023-02-22 | redacted
Low Income - Power to Save | HVAC Inspection | 0 | 0.17 | 0 | 268.73 | 1 |  | 2023-02-21 | redacted
Low Income - Power to Save | Low Flow Showerhead | 0 | 0.04 | 0.1 | 504.08 | 1 |  | 2023-02-21 | redacted
Low Income - Power to Save | Faucet Aerators | 0 | 0 | 0.02 | 110.58 | 1 |  | 2023-02-21 | redacted
Low Income - Power to Save | HVAC Inspection | 0 | 0.17 | 0 | 268.73 | 1 |  | 2023-02-09 | redacted
Low Income - Power to Save | Low Flow Showerhead | 0 | 0.04 | 0.1 | 504.08 | 1 |  | 2023-02-09 | redacted
Low Income - Power to Save | Faucet Aerators | 0 | 0 | 0.02 | 110.58 | 1 |  | 2023-02-09 | redacted
Low Income - Power to Save | HVAC Inspection | 0 | 0.17 | 0 | 268.73 | 1 |  | 2023-02-28 | redacted
Low Income - Power to Save | Low Flow Showerhead | 0 | 0.04 | 0.1 | 504.08 | 1 |  | 2023-02-28 | redacted
Low Income - Power to Save | Faucet Aerators | 0 | 0 | 0.02 | 110.58 | 1 |  | 2023-02-28 | redacted
Low Income - Power to Save | HVAC Inspection | 0 | 0.17 | 0 | 268.73 | 1 |  | 2023-02-10 | redacted
Low Income - Power to Save | Low Flow Showerhead | 0 | 0.04 | 0.1 | 504.08 | 1 |  | 2023-02-10 | redacted
Low Income - Power to Save | Faucet Aerators | 0 | 0 | 0.02 | 110.58 | 1 |  | 2023-02-10 | redacted
Low Income - Power to Save | HVAC Inspection | 0 | 0.17 | 0 | 268.73 | 1 |  | 2023-02-27 | redacted
Low Income - Power to Save | Low Flow Showerhead | 0 | 0.04 | 0.1 | 504.08 | 1 |  | 2023-02-27 | redacted
Low Income - Power to Save | Faucet Aerators | 0 | 0 | 0.02 | 110.58 | 1 |  | 2023-02-27 | redacted
Low Income - Power to Save | HVAC Inspection | 0 | 0.17 | 0 | 268.73 | 1 |  | 2023-02-28 | redacted
Low Income - Power to Save | Low Flow Showerhead | 0 | 0.04 | 0.1 | 504.08 | 1 |  | 2023-02-28 | redacted
Low Income - Power to Save | Faucet Aerators | 0 | 0 | 0.02 | 110.58 | 1 |  | 2023-02-28 | redacted
Low Income - Power to Save | HVAC Inspection | 0 | 0.17 | 0 | 268.73 | 1 |  | 2023-02-20 | redacted
Low Income - Power to Save | HVAC Inspection | 0 | 0.17 | 0 | 268.73 | 1 |  | 2023-02-15 | redacted
Low Income - Power to Save | Low Flow Showerhead | 0 | 0.04 | 0.1 | 504.08 | 1 |  | 2023-02-15 | redacted
Low Income - Power to Save | HVAC Inspection | 0 | 0.17 | 0 | 268.73 | 1 |  | 2023-02-08 | redacted
Low Income - Power to Save | Low Flow Showerhead | 0 | 0.04 | 0.1 | 504.08 | 1 |  | 2023-02-08 | redacted
Low Income - Power to Save | Faucet Aerators | 0 | 0 | 0.02 | 110.58 | 1 |  | 2023-02-08 | redacted
Low Income - Power to Save | HVAC Inspection | 0 | 0.18 | 0.06 | 601.4 | 1 |  | 2023-02-17 | redacted
Low Income - Power to Save | Low Flow Showerhead | 0 | 0.18 | 0.06 | 601.4 | 1 |  | 2023-02-17 | redacted
Low Income - Power to Save | Faucet Aerators | 0 | 0.18 | 0.06 | 601.4 | 1 |  | 2023-02-17 | redacted
Low Income - Power to Save | HVAC Inspection | 0 | 0.17 | 0 | 268.73 | 1 |  | 2023-02-20 | redacted
Low Income - Power to Save | Low Flow Showerhead | 0 | 0.04 | 0.1 | 504.08 | 1 |  | 2023-02-20 | redacted
Low Income - Power to Save | Faucet Aerators | 0 | 0 | 0.02 | 110.58 | 1 |  | 2023-02-20 | redacted
Low Income - Power to Save | HVAC Inspection | 0 | 0.17 | 0 | 268.73 | 1 |  | 2023-02-08 | redacted
Low Income - Power to Save | Low Flow Showerhead | 0 | 0.04 | 0.1 | 504.08 | 1 |  | 2023-02-08 | redacted
Low Income - Power to Save | Faucet Aerators | 0 | 0 | 0.02 | 110.58 | 1 |  | 2023-02-08 | redacted
Low Income - Power to Save | HVAC Inspection | 0 | 0.17 | 0 | 268.73 | 1 |  | 2023-02-09 | redacted
Low Income - Power to Save | Low Flow Showerhead | 0 | 0.04 | 0.1 | 504.08 | 1 |  | 2023-02-09 | redacted
Low Income - Power to Save | Faucet Aerators | 0 | 0 | 0.02 | 110.58 | 1 |  | 2023-02-09 | redacted
Low Income - Power to Save | HVAC Inspection | 0 | 0.17 | 0 | 268.73 | 1 |  | 2023-02-21 | redacted
Low Income - Power to Save | Low Flow Showerhead | 0 | 0.04 | 0.1 | 504.08 | 1 |  | 2023-02-21 | redacted
Low Income - Power to Save | Faucet Aerators | 0 | 0 | 0.02 | 110.58 | 1 |  | 2023-02-21 | redacted
Low Income - Power to Save | HVAC Inspection | 0 | 0.17 | 0 | 268.73 | 1 |  | 2023-02-08 | redacted
Low Income - Power to Save | Low Flow Showerhead | 0 | 0.04 | 0.1 | 504.08 | 1 |  | 2023-02-08 | redacted
Low Income - Power to Save | Faucet Aerators | 0 | 0 | 0.02 | 110.58 | 1 |  | 2023-02-08 | redacted
Low Income - Power to Save | HVAC Inspection | 0 | 0.17 | 0 | 268.73 | 1 |  | 2023-02-08 | redacted
Low Income - Power to Save | Low Flow Showerhead | 0 | 0.04 | 0.1 | 504.08 | 1 |  | 2023-02-08 | redacted
Low Income - Power to Save | HVAC Inspection | 0 | 0.17 | 0 | 268.73 | 1 |  | 2023-02-27 | redacted
Low Income - Power to Save | Low Flow Showerhead | 0 | 0.04 | 0.1 | 504.08 | 1 |  | 2023-02-27 | redacted
Low Income - Power to Save | HVAC Inspection | 0 | 0.17 | 0 | 268.73 | 1 |  | 2023-02-27 | redacted
Low Income - Power to Save | HVAC Inspection | 0 | 0.17 | 0 | 268.73 | 1 |  | 2023-02-15 | redacted
Low Income - Power to Save | Low Flow Showerhead | 0 | 0.04 | 0.1 | 504.08 | 1 |  | 2023-02-15 | redacted
Low Income - Power to Save | Faucet Aerators | 0 | 0 | 0.02 | 110.58 | 1 |  | 2023-02-15 | redacted
Low Income - Power to Save | HVAC Inspection | 0 | 0.17 | 0 | 268.73 | 1 |  | 2023-02-16 | redacted
Low Income - Power to Save | HVAC Inspection | 0 | 0.18 | 0.06 | 601.4 | 1 |  | 2023-02-14 | redacted
Low Income - Power to Save | Low Flow Showerhead | 0 | 0.18 | 0.06 | 601.4 | 1 |  | 2023-02-14 | redacted
Low Income - Power to Save | Faucet Aerators | 0 | 0.18 | 0.06 | 601.4 | 1 |  | 2023-02-14 | redacted
Low Income - Power to Save | HVAC Inspection | 0 | 0.17 | 0 | 268.73 | 1 |  | 2023-02-16 | redacted
Low Income - Power to Save | Low Flow Showerhead | 0 | 0.04 | 0.1 | 504.08 | 1 |  | 2023-02-16 | redacted
Low Income - Power to Save | Faucet Aerators | 0 | 0 | 0.02 | 110.58 | 1 |  | 2023-02-16 | redacted
Low Income - Power to Save | HVAC Inspection | 0 | 0.17 | 0 | 268.73 | 1 |  | 2023-02-07 | redacted
Low Income - Power to Save | Low Flow Showerhead | 0 | 0.04 | 0.1 | 504.08 | 1 |  | 2023-02-07 | redacted
Low Income - Power to Save | Faucet Aerators | 0 | 0 | 0.02 | 110.58 | 1 |  | 2023-02-07 | redacted
Low Income - Power to Save | HVAC Inspection | 0 | 0.17 | 0 | 268.73 | 1 |  | 2023-02-09 | redacted
Low Income - Power to Save | Low Flow Showerhead | 0 | 0.04 | 0.1 | 504.08 | 1 |  | 2023-02-09 | redacted
Low Income - Power to Save | Faucet Aerators | 0 | 0 | 0.02 | 110.58 | 1 |  | 2023-02-09 | redacted
Low Income - Power to Save | Weather Strip/Caulk | 0 | 0.25 | 0.09 | 503.3 | 1 |  | 2023-02-09 | redacted
Low Income - Power to Save | HVAC Inspection | 0 | 0.17 | 0 | 268.73 | 1 |  | 2023-02-20 | redacted
Low Income - Power to Save | Low Flow Showerhead | 0 | 0.04 | 0.1 | 504.08 | 1 |  | 2023-02-20 | redacted
Low Income - Power to Save | Faucet Aerators | 0 | 0 | 0.02 | 110.58 | 1 |  | 2023-02-20 | redacted
Low Income - Power to Save | HVAC Inspection | 0 | 0.17 | 0 | 268.73 | 1 |  | 2023-02-28 | redacted
Low Income - Power to Save | Low Flow Showerhead | 0 | 0.04 | 0.1 | 504.08 | 1 |  | 2023-02-28 | redacted
Low Income - Power to Save | Faucet Aerators | 0 | 0 | 0.02 | 110.58 | 1 |  | 2023-02-28 | redacted
Low Income - Power to Save | HVAC Inspection | 0 | 0.17 | 0 | 268.73 | 1 |  | 2023-02-21 | redacted
Low Income - Power to Save | Low Flow Showerhead | 0 | 0.04 | 0.1 | 504.08 | 1 |  | 2023-02-21 | redacted
Low Income - Power to Save | Faucet Aerators | 0 | 0 | 0.02 | 110.58 | 1 |  | 2023-02-21 | redacted
Low Income - Power to Save | HVAC Inspection | 0 | 0.17 | 0 | 268.73 | 1 |  | 2023-02-14 | redacted
Low Income - Power to Save | Low Flow Showerhead | 0 | 0.04 | 0.1 | 504.08 | 1 |  | 2023-02-16 | redacted
Low Income - Power to Save | Faucet Aerators | 0 | 0 | 0.02 | 110.58 | 1 |  | 2023-02-16 | redacted
Low Income - Power to Save | HVAC Inspection | 0 | 0.17 | 0 | 268.73 | 1 |  | 2023-02-13 | redacted
Low Income - Power to Save | Low Flow Showerhead | 0 | 0.04 | 0.1 | 504.08 | 1 |  | 2023-02-13 | redacted
Low Income - Power to Save | Faucet Aerators | 0 | 0 | 0.02 | 110.58 | 1 |  | 2023-02-13 | redacted
Low Income - Power to Save | HVAC Inspection | 0 | 0.17 | 0 | 268.73 | 1 |  | 2023-02-20 | redacted
Low Income - Power to Save | Low Flow Showerhead | 0 | 0.04 | 0.1 | 504.08 | 1 |  | 2023-02-20 | redacted
Low Income - Power to Save | Faucet Aerators | 0 | 0 | 0.02 | 110.58 | 1 |  | 2023-02-20 | redacted
Low Income - Power to Save | HVAC Inspection | 0 | 0.17 | 0 | 268.73 | 1 |  | 2023-02-08 | redacted
Low Income - Power to Save | Low Flow Showerhead | 0 | 0.04 | 0.1 | 504.08 | 1 |  | 2023-02-08 | redacted
Low Income - Power to Save | Faucet Aerators | 0 | 0 | 0.02 | 110.58 | 1 |  | 2023-02-08 | redacted
Low Income - Power to Save | HVAC Inspection | 0 | 0.17 | 0 | 268.73 | 1 |  | 2023-02-15 | redacted
Low Income - Power to Save | Low Flow Showerhead | 0 | 0.04 | 0.1 | 504.08 | 1 |  | 2023-02-15 | redacted
Low Income - Power to Save | HVAC Inspection | 0 | 0.18 | 0.06 | 601.4 | 1 |  | 2023-02-10 | redacted
Low Income - Power to Save | Low Flow Showerhead | 0 | 0.18 | 0.06 | 601.4 | 1 |  | 2023-02-10 | redacted
Low Income - Power to Save | Faucet Aerators | 0 | 0.18 | 0.06 | 601.4 | 1 |  | 2023-02-10 | redacted
Low Income - Power to Save | HVAC Inspection | 0 | 0.18 | 0.06 | 601.4 | 1 |  | 2023-02-23 | redacted
Low Income - Power to Save | Low Flow Showerhead | 0 | 0.18 | 0.06 | 601.4 | 1 |  | 2023-02-23 | redacted
Low Income - Power to Save | Faucet Aerators | 0 | 0.18 | 0.06 | 601.4 | 1 |  | 2023-02-23 | redacted
Low Income - Power to Save | HVAC Inspection | 0 | 0.17 | 0 | 268.73 | 1 |  | 2023-02-23 | redacted
Low Income - Power to Save | Low Flow Showerhead | 0 | 0.04 | 0.1 | 504.08 | 1 |  | 2023-02-23 | redacted
Low Income - Power to Save | Faucet Aerators | 0 | 0 | 0.02 | 110.58 | 1 |  | 2023-02-23 | redacted
Low Income - Power to Save | HVAC Inspection | 0 | 0.17 | 0 | 268.73 | 1 |  | 2023-02-14 | redacted
Low Income - Power to Save | Low Flow Showerhead | 0 | 0.04 | 0.1 | 504.08 | 1 |  | 2023-02-14 | redacted
Low Income - Power to Save | HVAC Inspection | 0 | 0.17 | 0 | 268.73 | 1 |  | 2023-02-03 | redacted
Low Income - Power to Save | Low Flow Showerhead | 0 | 0.04 | 0.1 | 504.08 | 1 |  | 2023-02-03 | redacted
Low Income - Power to Save | Faucet Aerators | 0 | 0 | 0.02 | 110.58 | 1 |  | 2023-02-03 | redacted
Low Income - Power to Save | Weather Strip/Caulk | 0 | 0.25 | 0.09 | 503.3 | 1 |  | 2023-02-03 | redacted
Low Income - Power to Save | HVAC Inspection | 0 | 0.17 | 0 | 268.73 | 1 |  | 2023-02-06 | redacted
Low Income - Power to Save | HVAC Inspection | 0 | 0.17 | 0 | 268.73 | 1 |  | 2023-02-14 | redacted
Low Income - Power to Save | Low Flow Showerhead | 0 | 0.04 | 0.1 | 504.08 | 1 |  | 2023-02-14 | redacted
Low Income - Power to Save | Faucet Aerators | 0 | 0 | 0.02 | 110.58 | 1 |  | 2023-02-14 | redacted
Low Income - Power to Save | HVAC Inspection | 0 | 0.17 | 0 | 268.73 | 1 |  | 2023-02-08 | redacted
Low Income - Power to Save | Low Flow Showerhead | 0 | 0.04 | 0.1 | 504.08 | 1 |  | 2023-02-08 | redacted
Low Income - Power to Save | HVAC Inspection | 0 | 0.18 | 0.01 | 362.3 | 1 |  | 2023-02-08 | redacted
Low Income - Power to Save | Faucet Aerators | 0 | 0.18 | 0.01 | 362.3 | 1 |  | 2023-02-08 | redacted
Low Income - Power to Save | HVAC Inspection | 0 | 0.17 | 0 | 268.73 | 1 |  | 2023-02-23 | redacted
Low Income - Power to Save | Low Flow Showerhead | 0 | 0.04 | 0.1 | 504.08 | 1 |  | 2023-02-23 | redacted
Low Income - Power to Save | Faucet Aerators | 0 | 0 | 0.02 | 110.58 | 1 |  | 2023-02-23 | redacted
Low Income - Power to Save | HVAC Inspection | 0 | 0.17 | 0 | 268.73 | 1 |  | 2023-02-08 | redacted
Low Income - Power to Save | Low Flow Showerhead | 0 | 0.04 | 0.1 | 504.08 | 1 |  | 2023-02-08 | redacted
Low Income - Power to Save | Faucet Aerators | 0 | 0 | 0.02 | 110.58 | 1 |  | 2023-02-08 | redacted
Low Income - Power to Save | HVAC Inspection | 0 | 0.17 | 0 | 268.73 | 1 |  | 2023-02-16 | redacted
Low Income - Power to Save | Low Flow Showerhead | 0 | 0.04 | 0.1 | 504.08 | 1 |  | 2023-02-16 | redacted
Low Income - Power to Save | Faucet Aerators | 0 | 0 | 0.02 | 110.58 | 1 |  | 2023-02-16 | redacted
Low Income - Power to Save | HVAC Inspection | 0 | 0.17 | 0 | 268.73 | 1 |  | 2023-02-09 | redacted
Low Income - Power to Save | Low Flow Showerhead | 0 | 0.04 | 0.1 | 504.08 | 1 |  | 2023-02-09 | redacted
Low Income - Power to Save | Faucet Aerators | 0 | 0 | 0.02 | 110.58 | 1 |  | 2023-02-09 | redacted
Low Income - Power to Save | HVAC Inspection | 0 | 0.17 | 0 | 268.73 | 1 |  | 2023-02-09 | redacted
Low Income - Power to Save | Faucet Aerators | 0 | 0 | 0.02 | 110.58 | 1 |  | 2023-02-09 | redacted
Low Income - Power to Save | HVAC Inspection | 0 | 0.17 | 0 | 268.73 | 1 |  | 2023-02-10 | redacted
Low Income - Power to Save | Low Flow Showerhead | 0 | 0.04 | 0.1 | 504.08 | 1 |  | 2023-02-10 | redacted
Low Income - Power to Save | Faucet Aerators | 0 | 0 | 0.02 | 110.58 | 1 |  | 2023-02-10 | redacted
Low Income - Power to Save | HVAC Inspection | 0 | 0.17 | 0 | 268.73 | 1 |  | 2023-02-28 | redacted
Low Income - Power to Save | Low Flow Showerhead | 0 | 0.04 | 0.1 | 504.08 | 1 |  | 2023-02-28 | redacted
Low Income - Power to Save | Faucet Aerators | 0 | 0 | 0.02 | 110.58 | 1 |  | 2023-02-28 | redacted
Low Income - Power to Save | HVAC Inspection | 0 | 0.17 | 0 | 268.73 | 1 |  | 2023-02-21 | redacted
Low Income - Power to Save | Low Flow Showerhead | 0 | 0.04 | 0.1 | 504.08 | 1 |  | 2023-02-21 | redacted
Low Income - Power to Save | Faucet Aerators | 0 | 0 | 0.02 | 110.58 | 1 |  | 2023-02-21 | redacted
Low Income - Power to Save | Weather Strip/Caulk | 0 | 0.25 | 0.09 | 503.3 | 1 |  | 2023-02-21 | redacted
Low Income - Power to Save | HVAC Inspection | 0 | 0.18 | 0.06 | 601.4 | 1 |  | 2023-02-10 | redacted
Low Income - Power to Save | Low Flow Showerhead | 0 | 0.18 | 0.06 | 601.4 | 1 |  | 2023-02-10 | redacted
Low Income - Power to Save | Faucet Aerators | 0 | 0.18 | 0.06 | 601.4 | 1 |  | 2023-02-10 | redacted
Low Income - Power to Save | HVAC Inspection | 0 | 0.17 | 0 | 268.73 | 1 |  | 2023-02-21 | redacted
Low Income - Power to Save | Low Flow Showerhead | 0 | 0.04 | 0.1 | 504.08 | 1 |  | 2023-02-21 | redacted
Low Income - Power to Save | Faucet Aerators | 0 | 0 | 0.02 | 110.58 | 1 |  | 2023-02-21 | redacted
Low Income - Power to Save | HVAC Inspection | 0 | 0.17 | 0 | 268.73 | 1 |  | 2023-02-17 | redacted
Low Income - Power to Save | Weather Strip/Caulk | 0 | 0.25 | 0.09 | 503.3 | 1 |  | 2023-02-17 | redacted
Low Income - Power to Save | HVAC Inspection | 0 | 0.17 | 0 | 268.73 | 1 |  | 2023-02-14 | redacted
Low Income - Power to Save | Low Flow Showerhead | 0 | 0.04 | 0.1 | 504.08 | 1 |  | 2023-02-14 | redacted
Low Income - Power to Save | Faucet Aerators | 0 | 0 | 0.02 | 110.58 | 1 |  | 2023-02-14 | redacted
Low Income - Power to Save | HVAC Inspection | 0 | 0.17 | 0 | 268.73 | 1 |  | 2023-02-16 | redacted
Low Income - Power to Save | Low Flow Showerhead | 0 | 0.04 | 0.1 | 504.08 | 1 |  | 2023-02-16 | redacted
Low Income - Power to Save | Faucet Aerators | 0 | 0 | 0.02 | 110.58 | 1 |  | 2023-02-16 | redacted
Low Income - Power to Save | HVAC Inspection | 0 | 0.17 | 0 | 268.73 | 1 |  | 2023-02-09 | redacted
Low Income - Power to Save | Low Flow Showerhead | 0 | 0.04 | 0.1 | 504.08 | 1 |  | 2023-02-09 | redacted
Low Income - Power to Save | Faucet Aerators | 0 | 0 | 0.02 | 110.58 | 1 |  | 2023-02-09 | redacted
Low Income - Power to Save | HVAC Inspection | 0 | 0.17 | 0 | 268.73 | 1 |  | 2023-02-22 | redacted
Low Income - Power to Save | Low Flow Showerhead | 0 | 0.04 | 0.1 | 504.08 | 1 |  | 2023-02-22 | redacted
Low Income - Power to Save | Faucet Aerators | 0 | 0 | 0.02 | 110.58 | 1 |  | 2023-02-22 | redacted
Low Income - Power to Save | HVAC Inspection | 0 | 0.17 | 0 | 268.73 | 1 |  | 2023-02-23 | redacted
Low Income - Power to Save | Low Flow Showerhead | 0 | 0.04 | 0.1 | 504.08 | 1 |  | 2023-02-23 | redacted
Low Income - Power to Save | Faucet Aerators | 0 | 0 | 0.02 | 110.58 | 1 |  | 2023-02-23 | redacted
Low Income - Power to Save | HVAC Inspection | 0 | 0.17 | 0 | 268.73 | 1 |  | 2023-02-20 | redacted
Low Income - Power to Save | Low Flow Showerhead | 0 | 0.04 | 0.1 | 504.08 | 1 |  | 2023-02-20 | redacted
Low Income - Power to Save | Faucet Aerators | 0 | 0 | 0.02 | 110.58 | 1 |  | 2023-02-20 | redacted
Low Income - Power to Save | HVAC Inspection | 0 | 0.17 | 0 | 268.73 | 1 |  | 2023-02-16 | redacted
Low Income - Power to Save | Low Flow Showerhead | 0 | 0.04 | 0.1 | 504.08 | 1 |  | 2023-02-16 | redacted
Low Income - Power to Save | Faucet Aerators | 0 | 0 | 0.02 | 110.58 | 1 |  | 2023-02-16 | redacted
Low Income - Power to Save | HVAC Inspection | 0 | 0.17 | 0 | 268.73 | 1 |  | 2023-02-15 | redacted
Low Income - Power to Save | Low Flow Showerhead | 0 | 0.04 | 0.1 | 504.08 | 1 |  | 2023-02-15 | redacted
Low Income - Power to Save | Faucet Aerators | 0 | 0 | 0.02 | 110.58 | 1 |  | 2023-02-15 | redacted
Low Income - Power to Save | Low Flow Showerhead | 0 | 0.04 | 0.1 | 504.08 | 1 |  | 2023-02-09 | redacted
Low Income - Power to Save | Faucet Aerators | 0 | 0 | 0.02 | 110.58 | 1 |  | 2023-02-09 | redacted
Low Income - Power to Save | HVAC Inspection | 0 | 0.18 | 0.06 | 601.4 | 1 |  | 2023-02-16 | redacted
Low Income - Power to Save | Low Flow Showerhead | 0 | 0.18 | 0.06 | 601.4 | 1 |  | 2023-02-16 | redacted
Low Income - Power to Save | Faucet Aerators | 0 | 0.18 | 0.06 | 601.4 | 1 |  | 2023-02-16 | redacted
Low Income - Power to Save | HVAC Inspection | 0 | 0.17 | 0 | 268.73 | 1 |  | 2023-02-23 | redacted
Low Income - Power to Save | Low Flow Showerhead | 0 | 0.04 | 0.1 | 504.08 | 1 |  | 2023-02-23 | redacted
Low Income - Power to Save | Faucet Aerators | 0 | 0 | 0.02 | 110.58 | 1 |  | 2023-02-23 | redacted
Low Income - Power to Save | Weather Strip/Caulk | 0 | 0.25 | 0.09 | 503.3 | 1 |  | 2023-02-23 | redacted
Low Income - Power to Save | HVAC Inspection | 0 | 0.17 | 0 | 268.73 | 1 |  | 2023-02-13 | redacted
Low Income - Power to Save | Low Flow Showerhead | 0 | 0.04 | 0.1 | 504.08 | 1 |  | 2023-02-13 | redacted
Low Income - Power to Save | Faucet Aerators | 0 | 0 | 0.02 | 110.58 | 1 |  | 2023-02-13 | redacted
Low Income - Power to Save | HVAC Inspection | 0 | 0.17 | 0 | 268.73 | 1 |  | 2023-02-21 | redacted
Low Income - Power to Save | Low Flow Showerhead | 0 | 0.04 | 0.1 | 504.08 | 1 |  | 2023-02-21 | redacted
Low Income - Power to Save | Faucet Aerators | 0 | 0 | 0.02 | 110.58 | 1 |  | 2023-02-21 | redacted
Low Income - Power to Save | HVAC Inspection | 0 | 0.17 | 0 | 268.73 | 1 |  | 2023-02-22 | redacted
Low Income - Power to Save | Low Flow Showerhead | 0 | 0.04 | 0.1 | 504.08 | 1 |  | 2023-02-22 | redacted
Low Income - Power to Save | Faucet Aerators | 0 | 0 | 0.02 | 110.58 | 1 |  | 2023-02-22 | redacted
Low Income - Power to Save | Weather Strip/Caulk | 0 | 0.25 | 0.09 | 503.3 | 1 |  | 2023-02-22 | redacted
Low Income - Power to Save | HVAC Inspection | 0 | 0.17 | 0 | 268.73 | 1 |  | 2023-02-16 | redacted
Low Income - Power to Save | Low Flow Showerhead | 0 | 0.04 | 0.1 | 504.08 | 1 |  | 2023-02-16 | redacted
Low Income - Power to Save | Faucet Aerators | 0 | 0 | 0.02 | 110.58 | 1 |  | 2023-02-16 | redacted
Low Income - Power to Save | HVAC Inspection | 0 | 0.17 | 0 | 268.73 | 1 |  | 2023-02-09 | redacted
Low Income - Power to Save | Low Flow Showerhead | 0 | 0.04 | 0.1 | 504.08 | 1 |  | 2023-02-09 | redacted
Low Income - Power to Save | Faucet Aerators | 0 | 0 | 0.02 | 110.58 | 1 |  | 2023-02-09 | redacted
Low Income - Power to Save | HVAC Inspection | 0 | 0.17 | 0 | 268.73 | 1 |  | 2023-02-07 | redacted
Low Income - Power to Save | Low Flow Showerhead | 0 | 0.04 | 0.1 | 504.08 | 1 |  | 2023-02-07 | redacted
Low Income - Power to Save | Faucet Aerators | 0 | 0 | 0.02 | 110.58 | 1 |  | 2023-02-07 | redacted
Low Income - Power to Save | HVAC Inspection | 0 | 0.17 | 0 | 268.73 | 1 |  | 2023-02-13 | redacted
Low Income - Power to Save | Low Flow Showerhead | 0 | 0.04 | 0.1 | 504.08 | 1 |  | 2023-02-13 | redacted
Low Income - Power to Save | Faucet Aerators | 0 | 0 | 0.02 | 110.58 | 1 |  | 2023-02-13 | redacted
Low Income - Power to Save | Weather Strip/Caulk | 0 | 0.25 | 0.09 | 503.3 | 1 |  | 2023-02-13 | redacted
Low Income - Power to Save | HVAC Inspection | 0 | 0.17 | 0 | 268.73 | 1 |  | 2023-02-10 | redacted
Low Income - Power to Save | Low Flow Showerhead | 0 | 0.04 | 0.1 | 504.08 | 1 |  | 2023-02-10 | redacted
Low Income - Power to Save | Faucet Aerators | 0 | 0 | 0.02 | 110.58 | 1 |  | 2023-02-10 | redacted
Low Income - Power to Save | Weather Strip/Caulk | 0 | 0.25 | 0.09 | 503.3 | 1 |  | 2023-02-10 | redacted
Low Income - Power to Save | HVAC Inspection | 0 | 0.18 | 0.06 | 601.4 | 1 |  | 2023-02-24 | redacted
Low Income - Power to Save | Low Flow Showerhead | 0 | 0.18 | 0.06 | 601.4 | 1 |  | 2023-02-24 | redacted
Low Income - Power to Save | Faucet Aerators | 0 | 0.18 | 0.06 | 601.4 | 1 |  | 2023-02-24 | redacted
Low Income - Power to Save | HVAC Inspection | 0 | 0.17 | 0 | 268.73 | 1 |  | 2023-02-15 | redacted
Low Income - Power to Save | HVAC Inspection | 0 | 0.17 | 0 | 268.73 | 1 |  | 2023-02-14 | redacted
Low Income - Power to Save | Faucet Aerators | 0 | 0 | 0.02 | 110.58 | 1 |  | 2023-02-14 | redacted
Low Income - Power to Save | Weather Strip/Caulk | 0 | 0.25 | 0.09 | 503.3 | 1 |  | 2023-02-14 | redacted
Low Income - Power to Save | HVAC Inspection | 0 | 0.17 | 0 | 268.73 | 1 |  | 2023-02-06 | redacted
Low Income - Power to Save | Low Flow Showerhead | 0 | 0.04 | 0.1 | 504.08 | 1 |  | 2023-02-06 | redacted
Low Income - Power to Save | Weather Strip/Caulk | 0 | 0.25 | 0.09 | 503.3 | 1 |  | 2023-02-06 | redacted
Low Income - Power to Save | HVAC Inspection | 0 | 0.17 | 0 | 268.73 | 1 |  | 2023-02-28 | redacted
Low Income - Power to Save | Low Flow Showerhead | 0 | 0.04 | 0.1 | 504.08 | 1 |  | 2023-02-28 | redacted
Low Income - Power to Save | Faucet Aerators | 0 | 0 | 0.02 | 110.58 | 1 |  | 2023-02-28 | redacted
Low Income - Power to Save | HVAC Inspection | 0 | 0.17 | 0 | 268.73 | 1 |  | 2023-02-01 | redacted
Low Income - Power to Save | Low Flow Showerhead | 0 | 0.04 | 0.1 | 504.08 | 1 |  | 2023-02-01 | redacted
Low Income - Power to Save | Faucet Aerators | 0 | 0 | 0.02 | 110.58 | 1 |  | 2023-02-01 | redacted
Low Income - Power to Save | HVAC Inspection | 0 | 0.17 | 0 | 268.73 | 1 |  | 2023-02-08 | redacted
Low Income - Power to Save | Low Flow Showerhead | 0 | 0.04 | 0.1 | 504.08 | 1 |  | 2023-02-08 | redacted
Low Income - Power to Save | Faucet Aerators | 0 | 0 | 0.02 | 110.58 | 1 |  | 2023-02-08 | redacted
Low Income - Power to Save | HVAC Inspection | 0 | 0.17 | 0 | 268.73 | 1 |  | 2023-02-17 | redacted
Low Income - Power to Save | Low Flow Showerhead | 0 | 0.04 | 0.1 | 504.08 | 1 |  | 2023-02-17 | redacted
Low Income - Power to Save | Faucet Aerators | 0 | 0 | 0.02 | 110.58 | 1 |  | 2023-02-17 | redacted
Low Income - Power to Save | HVAC Inspection | 0 | 0.17 | 0 | 268.73 | 1 |  | 2023-02-07 | redacted
Low Income - Power to Save | Low Flow Showerhead | 0 | 0.04 | 0.1 | 504.08 | 1 |  | 2023-02-07 | redacted
Low Income - Power to Save | Faucet Aerators | 0 | 0 | 0.02 | 110.58 | 1 |  | 2023-02-07 | redacted
Low Income - Power to Save | HVAC Inspection | 0 | 0.17 | 0 | 268.73 | 1 |  | 2023-02-09 | redacted
Low Income - Power to Save | Low Flow Showerhead | 0 | 0.04 | 0.1 | 504.08 | 1 |  | 2023-02-09 | redacted
Low Income - Power to Save | HVAC Inspection | 0 | 0.17 | 0 | 268.73 | 1 |  | 2023-02-28 | redacted
Low Income - Power to Save | Low Flow Showerhead | 0 | 0.04 | 0.1 | 504.08 | 1 |  | 2023-02-28 | redacted
Low Income - Power to Save | Faucet Aerators | 0 | 0 | 0.02 | 110.58 | 1 |  | 2023-02-28 | redacted
Low Income - Power to Save | HVAC Inspection | 0 | 0.17 | 0 | 268.73 | 1 |  | 2023-02-07 | redacted
Low Income - Power to Save | Low Flow Showerhead | 0 | 0.04 | 0.1 | 504.08 | 1 |  | 2023-02-07 | redacted
Low Income - Power to Save | Faucet Aerators | 0 | 0 | 0.02 | 110.58 | 1 |  | 2023-02-07 | redacted
Low Income - Power to Save | Weather Strip/Caulk | 0 | 0.25 | 0.09 | 503.3 | 1 |  | 2023-02-07 | redacted
Low Income - Power to Save | HVAC Inspection | 0 | 0.17 | 0 | 268.73 | 1 |  | 2023-02-16 | redacted
Low Income - Power to Save | Low Flow Showerhead | 0 | 0.04 | 0.1 | 504.08 | 1 |  | 2023-02-16 | redacted
Low Income - Power to Save | Faucet Aerators | 0 | 0 | 0.02 | 110.58 | 1 |  | 2023-02-16 | redacted
Low Income - Power to Save | HVAC Inspection | 0 | 0.17 | 0 | 268.73 | 1 |  | 2023-02-07 | redacted
Low Income - Power to Save | Faucet Aerators | 0 | 0 | 0.02 | 110.58 | 1 |  | 2023-02-07 | redacted
Low Income - Power to Save | HVAC Inspection | 0 | 0.17 | 0 | 268.73 | 1 |  | 2023-02-20 | redacted
Low Income - Power to Save | Low Flow Showerhead | 0 | 0.04 | 0.1 | 504.08 | 1 |  | 2023-02-20 | redacted
Low Income - Power to Save | Faucet Aerators | 0 | 0 | 0.02 | 110.58 | 1 |  | 2023-02-20 | redacted
Low Income - Power to Save | HVAC Inspection | 0 | 0.17 | 0 | 268.73 | 1 |  | 2023-02-28 | redacted
Low Income - Power to Save | Low Flow Showerhead | 0 | 0.04 | 0.1 | 504.08 | 1 |  | 2023-02-28 | redacted
Low Income - Power to Save | Faucet Aerators | 0 | 0 | 0.02 | 110.58 | 1 |  | 2023-02-28 | redacted
Low Income - Power to Save | HVAC Inspection | 0 | 0.17 | 0 | 268.73 | 1 |  | 2023-02-28 | redacted
Low Income - Power to Save | Low Flow Showerhead | 0 | 0.04 | 0.1 | 504.08 | 1 |  | 2023-02-28 | redacted
Low Income - Power to Save | Faucet Aerators | 0 | 0 | 0.02 | 110.58 | 1 |  | 2023-02-28 | redacted
Low Income - Power to Save | HVAC Inspection | 0 | 0.17 | 0 | 268.73 | 1 |  | 2023-02-28 | redacted
Low Income - Power to Save | HVAC Inspection | 0 | 0.17 | 0 | 268.73 | 1 |  | 2023-02-17 | redacted
Low Income - Power to Save | Low Flow Showerhead | 0 | 0.04 | 0.1 | 504.08 | 1 |  | 2023-02-17 | redacted
Low Income - Power to Save | Faucet Aerators | 0 | 0 | 0.02 | 110.58 | 1 |  | 2023-02-17 | redacted
Low Income - Power to Save | HVAC Inspection | 0 | 0.17 | 0 | 268.73 | 1 |  | 2023-02-06 | redacted
Low Income - Power to Save | Low Flow Showerhead | 0 | 0.04 | 0.1 | 504.08 | 1 |  | 2023-02-06 | redacted
Low Income - Power to Save | Faucet Aerators | 0 | 0 | 0.02 | 110.58 | 1 |  | 2023-02-06 | redacted
Low Income - Power to Save | HVAC Inspection | 0 | 0.17 | 0 | 268.73 | 1 |  | 2023-02-21 | redacted
Low Income - Power to Save | Low Flow Showerhead | 0 | 0.04 | 0.1 | 504.08 | 1 |  | 2023-02-21 | redacted
Low Income - Power to Save | Faucet Aerators | 0 | 0 | 0.02 | 110.58 | 1 |  | 2023-02-21 | redacted
Low Income - Power to Save | HVAC Inspection | 0 | 0.17 | 0 | 268.73 | 1 |  | 2023-02-20 | redacted
Low Income - Power to Save | HVAC Inspection | 0 | 0.17 | 0 | 268.73 | 1 |  | 2023-02-20 | redacted
Low Income - Power to Save | Low Flow Showerhead | 0 | 0.04 | 0.1 | 504.08 | 1 |  | 2023-02-20 | redacted
Low Income - Power to Save | Faucet Aerators | 0 | 0 | 0.02 | 110.58 | 1 |  | 2023-02-20 | redacted
Low Income - Power to Save | Weather Strip/Caulk | 0 | 0.25 | 0.09 | 503.3 | 1 |  | 2023-02-20 | redacted
Low Income - Power to Save | HVAC Inspection | 0 | 0.44 | 0.09 | 1083 | 1 |  | 2023-02-17 | redacted
Low Income - Power to Save | Low Flow Showerhead | 0 | 0.44 | 0.09 | 1083 | 1 |  | 2023-02-17 | redacted
Low Income - Power to Save | Faucet Aerators | 0 | 0.44 | 0.09 | 1083 | 1 |  | 2023-02-17 | redacted
Low Income - Power to Save | Weather Strip/Caulk | 0 | 0.44 | 0.09 | 1083 | 1 |  | 2023-02-17 | redacted
Low Income - Power to Save | HVAC Inspection | 0 | 0.17 | 0 | 268.73 | 1 |  | 2023-02-16 | redacted
Low Income - Power to Save | Low Flow Showerhead | 0 | 0.04 | 0.1 | 504.08 | 1 |  | 2023-02-16 | redacted
Low Income - Power to Save | Faucet Aerators | 0 | 0 | 0.02 | 110.58 | 1 |  | 2023-02-16 | redacted
Low Income - Power to Save | HVAC Inspection | 0 | 0.17 | 0 | 268.73 | 1 |  | 2023-02-14 | redacted
Low Income - Power to Save | Low Flow Showerhead | 0 | 0.04 | 0.1 | 504.08 | 1 |  | 2023-02-14 | redacted
Low Income - Power to Save | Faucet Aerators | 0 | 0 | 0.02 | 110.58 | 1 |  | 2023-02-14 | redacted
Low Income - Power to Save | HVAC Inspection | 0 | 0.17 | 0 | 268.73 | 1 |  | 2023-02-28 | redacted
Low Income - Power to Save | Low Flow Showerhead | 0 | 0.04 | 0.1 | 504.08 | 1 |  | 2023-02-28 | redacted
Low Income - Power to Save | Faucet Aerators | 0 | 0 | 0.02 | 110.58 | 1 |  | 2023-02-28 | redacted
Low Income - Power to Save | HVAC Inspection | 0 | 0.17 | 0 | 268.73 | 1 |  | 2023-02-10 | redacted
Low Income - Power to Save | Low Flow Showerhead | 0 | 0.04 | 0.1 | 504.08 | 1 |  | 2023-02-10 | redacted
Low Income - Power to Save | Faucet Aerators | 0 | 0 | 0.02 | 110.58 | 1 |  | 2023-02-10 | redacted
Low Income - Power to Save | Weather Strip/Caulk | 0 | 0.25 | 0.09 | 503.3 | 1 |  | 2023-02-10 | redacted
Low Income - Power to Save | HVAC Inspection | 0 | 0.17 | 0 | 268.73 | 1 |  | 2023-02-23 | redacted
Low Income - Power to Save | Low Flow Showerhead | 0 | 0.04 | 0.1 | 504.08 | 1 |  | 2023-02-23 | redacted
Low Income - Power to Save | Faucet Aerators | 0 | 0 | 0.02 | 110.58 | 1 |  | 2023-02-23 | redacted
Low Income - Power to Save | HVAC Inspection | 0 | 0.17 | 0 | 268.73 | 1 |  | 2023-02-08 | redacted
Low Income - Power to Save | Low Flow Showerhead | 0 | 0.04 | 0.1 | 504.08 | 1 |  | 2023-02-08 | redacted
Low Income - Power to Save | Faucet Aerators | 0 | 0 | 0.02 | 110.58 | 1 |  | 2023-02-08 | redacted
Low Income - Power to Save | HVAC Inspection | 0 | 0.17 | 0 | 268.73 | 1 |  | 2023-02-09 | redacted
Low Income - Power to Save | Low Flow Showerhead | 0 | 0.04 | 0.1 | 504.08 | 1 |  | 2023-02-09 | redacted
Low Income - Power to Save | Faucet Aerators | 0 | 0 | 0.02 | 110.58 | 1 |  | 2023-02-09 | redacted
Low Income - Power to Save | HVAC Inspection | 0 | 0.17 | 0 | 268.73 | 1 |  | 2023-02-24 | redacted
Low Income - Power to Save | Low Flow Showerhead | 0 | 0.04 | 0.1 | 504.08 | 1 |  | 2023-02-24 | redacted
Low Income - Power to Save | Faucet Aerators | 0 | 0 | 0.02 | 110.58 | 1 |  | 2023-02-24 | redacted
Low Income - Power to Save | HVAC Inspection | 0 | 0.17 | 0 | 268.73 | 1 |  | 2023-02-09 | redacted
Low Income - Power to Save | Low Flow Showerhead | 0 | 0.04 | 0.1 | 504.08 | 1 |  | 2023-02-09 | redacted
Low Income - Power to Save | Faucet Aerators | 0 | 0 | 0.02 | 110.58 | 1 |  | 2023-02-09 | redacted
Low Income - Power to Save | Weather Strip/Caulk | 0 | 0.25 | 0.09 | 503.3 | 1 |  | 2023-02-09 | redacted
Low Income - Power to Save | HVAC Inspection | 0 | 0.17 | 0 | 268.73 | 1 |  | 2023-02-21 | redacted
Low Income - Power to Save | Low Flow Showerhead | 0 | 0.04 | 0.1 | 504.08 | 1 |  | 2023-02-21 | redacted
Low Income - Power to Save | Faucet Aerators | 0 | 0 | 0.02 | 110.58 | 1 |  | 2023-02-21 | redacted
Low Income - Power to Save | HVAC Inspection | 0 | 0.17 | 0 | 268.73 | 1 |  | 2023-02-02 | redacted
Low Income - Power to Save | Faucet Aerators | 0 | 0 | 0.02 | 110.58 | 1 |  | 2023-02-02 | redacted
Low Income - Power to Save | HVAC Inspection | 0 | 0.17 | 0 | 268.73 | 1 |  | 2023-02-13 | redacted
Low Income - Power to Save | HVAC Inspection | 0 | 0.17 | 0 | 268.73 | 1 |  | 2023-02-13 | redacted
Low Income - Power to Save | Low Flow Showerhead | 0 | 0.04 | 0.1 | 504.08 | 1 |  | 2023-02-13 | redacted
Low Income - Power to Save | HVAC Inspection | 0 | 0.17 | 0 | 268.73 | 1 |  | 2023-02-09 | redacted
Low Income - Power to Save | Low Flow Showerhead | 0 | 0.04 | 0.1 | 504.08 | 1 |  | 2023-02-09 | redacted
Low Income - Power to Save | Faucet Aerators | 0 | 0 | 0.02 | 110.58 | 1 |  | 2023-02-09 | redacted
Low Income - Power to Save | HVAC Inspection | 0 | 0.17 | 0 | 268.73 | 1 |  | 2023-02-27 | redacted
Low Income - Power to Save | Low Flow Showerhead | 0 | 0.04 | 0.1 | 504.08 | 1 |  | 2023-02-27 | redacted
Low Income - Power to Save | Faucet Aerators | 0 | 0 | 0.02 | 110.58 | 1 |  | 2023-02-27 | redacted
Low Income - Power to Save | HVAC Inspection | 0 | 0.17 | 0 | 268.73 | 1 |  | 2023-02-27 | redacted
Low Income - Power to Save | Low Flow Showerhead | 0 | 0.04 | 0.1 | 504.08 | 1 |  | 2023-02-27 | redacted
Low Income - Power to Save | HVAC Inspection | 0 | 0.17 | 0 | 268.73 | 1 |  | 2023-02-08 | redacted
Low Income - Power to Save | Low Flow Showerhead | 0 | 0.04 | 0.1 | 504.08 | 1 |  | 2023-02-08 | redacted
Low Income - Power to Save | Faucet Aerators | 0 | 0 | 0.02 | 110.58 | 1 |  | 2023-02-08 | redacted
Low Income - Power to Save | HVAC Inspection | 0 | 0.17 | 0 | 268.73 | 1 |  | 2023-02-21 | redacted
Low Income - Power to Save | Low Flow Showerhead | 0 | 0.04 | 0.1 | 504.08 | 1 |  | 2023-02-21 | redacted
Low Income - Power to Save | Faucet Aerators | 0 | 0 | 0.02 | 110.58 | 1 |  | 2023-02-21 | redacted
Low Income - Power to Save | HVAC Inspection | 0 | 0.17 | 0 | 268.73 | 1 |  | 2023-02-21 | redacted
Low Income - Power to Save | Low Flow Showerhead | 0 | 0.04 | 0.1 | 504.08 | 1 |  | 2023-02-21 | redacted
Low Income - Power to Save | Faucet Aerators | 0 | 0 | 0.02 | 110.58 | 1 |  | 2023-02-21 | redacted
Low Income - Power to Save | HVAC Inspection | 0 | 0.17 | 0 | 268.73 | 1 |  | 2023-02-14 | redacted
Low Income - Power to Save | Low Flow Showerhead | 0 | 0.04 | 0.1 | 504.08 | 1 |  | 2023-02-14 | redacted
Low Income - Power to Save | Faucet Aerators | 0 | 0 | 0.02 | 110.58 | 1 |  | 2023-02-14 | redacted
Low Income - Power to Save | HVAC Inspection | 0 | 0.17 | 0 | 268.73 | 1 |  | 2023-02-09 | redacted
Low Income - Power to Save | Low Flow Showerhead | 0 | 0.04 | 0.1 | 504.08 | 1 |  | 2023-02-09 | redacted
Low Income - Power to Save | Faucet Aerators | 0 | 0 | 0.02 | 110.58 | 1 |  | 2023-02-09 | redacted
Low Income - Power to Save | HVAC Inspection | 0 | 0.17 | 0 | 268.73 | 1 |  | 2023-02-07 | redacted
Low Income - Power to Save | Low Flow Showerhead | 0 | 0.04 | 0.1 | 504.08 | 1 |  | 2023-02-07 | redacted
Low Income - Power to Save | Faucet Aerators | 0 | 0 | 0.02 | 110.58 | 1 |  | 2023-02-07 | redacted
Low Income - Power to Save | HVAC Inspection | 0 | 0.17 | 0 | 268.73 | 1 |  | 2023-02-28 | redacted
Low Income - Power to Save | Low Flow Showerhead | 0 | 0.04 | 0.1 | 504.08 | 1 |  | 2023-02-28 | redacted
Low Income - Power to Save | Faucet Aerators | 0 | 0 | 0.02 | 110.58 | 1 |  | 2023-02-28 | redacted
Low Income - Power to Save | HVAC Inspection | 0 | 0.17 | 0 | 268.73 | 1 |  | 2023-02-21 | redacted
Low Income - Power to Save | Low Flow Showerhead | 0 | 0.04 | 0.1 | 504.08 | 1 |  | 2023-02-21 | redacted
Low Income - Power to Save | Faucet Aerators | 0 | 0 | 0.02 | 110.58 | 1 |  | 2023-02-21 | redacted
Low Income - Power to Save | HVAC Inspection | 0 | 0.17 | 0 | 268.73 | 1 |  | 2023-02-07 | redacted
Low Income - Power to Save | Low Flow Showerhead | 0 | 0.04 | 0.1 | 504.08 | 1 |  | 2023-02-07 | redacted
Low Income - Power to Save | Faucet Aerators | 0 | 0 | 0.02 | 110.58 | 1 |  | 2023-02-07 | redacted
Low Income - Power to Save | Weather Strip/Caulk | 0 | 0.25 | 0.09 | 503.3 | 1 |  | 2023-02-07 | redacted
Low Income - Power to Save | HVAC Inspection | 0 | 0.17 | 0 | 268.73 | 1 |  | 2023-02-15 | redacted
Low Income - Power to Save | Low Flow Showerhead | 0 | 0.04 | 0.1 | 504.08 | 1 |  | 2023-02-15 | redacted
Low Income - Power to Save | Faucet Aerators | 0 | 0 | 0.02 | 110.58 | 1 |  | 2023-02-15 | redacted
Low Income - Power to Save | HVAC Inspection | 0 | 0.17 | 0 | 268.73 | 1 |  | 2023-02-07 | redacted
Low Income - Power to Save | Low Flow Showerhead | 0 | 0.04 | 0.1 | 504.08 | 1 |  | 2023-02-07 | redacted
Low Income - Power to Save | Faucet Aerators | 0 | 0 | 0.02 | 110.58 | 1 |  | 2023-02-07 | redacted
Low Income - Power to Save | HVAC Inspection | 0 | 0.17 | 0 | 268.73 | 1 |  | 2023-02-15 | redacted
Low Income - Power to Save | Low Flow Showerhead | 0 | 0.04 | 0.1 | 504.08 | 1 |  | 2023-02-15 | redacted
Low Income - Power to Save | Faucet Aerators | 0 | 0 | 0.02 | 110.58 | 1 |  | 2023-02-15 | redacted
Low Income - Power to Save | HVAC Inspection | 0 | 0.17 | 0 | 268.73 | 1 |  | 2023-02-21 | redacted
Low Income - Power to Save | Low Flow Showerhead | 0 | 0.04 | 0.1 | 504.08 | 1 |  | 2023-02-21 | redacted
Low Income - Power to Save | Faucet Aerators | 0 | 0 | 0.02 | 110.58 | 1 |  | 2023-02-21 | redacted
Low Income - Power to Save | HVAC Inspection | 0 | 0.17 | 0 | 268.73 | 1 |  | 2023-02-17 | redacted
Low Income - Power to Save | Low Flow Showerhead | 0 | 0.04 | 0.1 | 504.08 | 1 |  | 2023-02-17 | redacted
Low Income - Power to Save | Faucet Aerators | 0 | 0 | 0.02 | 110.58 | 1 |  | 2023-02-17 | redacted
Low Income - Power to Save | HVAC Inspection | 0 | 0.17 | 0 | 268.73 | 1 |  | 2023-02-10 | redacted
Low Income - Power to Save | Low Flow Showerhead | 0 | 0.04 | 0.1 | 504.08 | 1 |  | 2023-02-10 | redacted
Low Income - Power to Save | HVAC Inspection | 0 | 0.17 | 0 | 268.73 | 1 |  | 2023-02-15 | redacted
Low Income - Power to Save | Low Flow Showerhead | 0 | 0.04 | 0.1 | 504.08 | 1 |  | 2023-02-15 | redacted
Low Income - Power to Save | Faucet Aerators | 0 | 0 | 0.02 | 110.58 | 1 |  | 2023-02-15 | redacted
Low Income - Power to Save | HVAC Inspection | 0 | 0.17 | 0 | 268.73 | 1 |  | 2023-02-06 | redacted
Low Income - Power to Save | Low Flow Showerhead | 0 | 0.04 | 0.1 | 504.08 | 1 |  | 2023-02-06 | redacted
Low Income - Power to Save | Faucet Aerators | 0 | 0 | 0.02 | 110.58 | 1 |  | 2023-02-06 | redacted
Low Income - Power to Save | Low Flow Showerhead | 0 | 0 | 0.06 | 289.5 | 1 |  | 2023-02-15 | redacted
Low Income - Power to Save | Faucet Aerators | 0 | 0 | 0.06 | 289.5 | 1 |  | 2023-02-15 | redacted
Low Income - Power to Save | HVAC Inspection | 0 | 0.17 | 0 | 268.73 | 1 |  | 2023-02-20 | redacted
Low Income - Power to Save | Low Flow Showerhead | 0 | 0.04 | 0.1 | 504.08 | 1 |  | 2023-02-20 | redacted
Low Income - Power to Save | Faucet Aerators | 0 | 0 | 0.02 | 110.58 | 1 |  | 2023-02-20 | redacted
Low Income - Power to Save | HVAC Inspection | 0 | 0.17 | 0 | 268.73 | 1 |  | 2023-02-09 | redacted
Low Income - Power to Save | Low Flow Showerhead | 0 | 0.04 | 0.1 | 504.08 | 1 |  | 2023-02-09 | redacted
Low Income - Power to Save | Faucet Aerators | 0 | 0 | 0.02 | 110.58 | 1 |  | 2023-02-09 | redacted
Low Income - Power to Save | HVAC Inspection | 0 | 0.17 | 0 | 268.73 | 1 |  | 2023-02-28 | redacted
Low Income - Power to Save | Low Flow Showerhead | 0 | 0.04 | 0.1 | 504.08 | 1 |  | 2023-02-28 | redacted
Low Income - Power to Save | Faucet Aerators | 0 | 0 | 0.02 | 110.58 | 1 |  | 2023-02-28 | redacted
Low Income - Power to Save | Weather Strip/Caulk | 0 | 0.25 | 0.09 | 503.3 | 1 |  | 2023-02-28 | redacted
Low Income - Power to Save | HVAC Inspection | 0 | 0.17 | 0 | 268.73 | 1 |  | 2023-02-03 | redacted
Low Income - Power to Save | Low Flow Showerhead | 0 | 0.04 | 0.1 | 504.08 | 1 |  | 2023-02-03 | redacted
Low Income - Power to Save | Faucet Aerators | 0 | 0 | 0.02 | 110.58 | 1 |  | 2023-02-03 | redacted
Low Income - Power to Save | HVAC Inspection | 0 | 0.17 | 0 | 268.73 | 1 |  | 2023-02-22 | redacted
Low Income - Power to Save | Low Flow Showerhead | 0 | 0.04 | 0.1 | 504.08 | 1 |  | 2023-02-22 | redacted
Low Income - Power to Save | Faucet Aerators | 0 | 0 | 0.02 | 110.58 | 1 |  | 2023-02-22 | redacted
Low Income - Power to Save | HVAC Inspection | 0 | 0.17 | 0 | 268.73 | 1 |  | 2023-02-08 | redacted
Low Income - Power to Save | Low Flow Showerhead | 0 | 0.04 | 0.1 | 504.08 | 1 |  | 2023-02-08 | redacted
Low Income - Power to Save | Faucet Aerators | 0 | 0 | 0.02 | 110.58 | 1 |  | 2023-02-08 | redacted
Low Income - Power to Save | HVAC Inspection | 0 | 0.17 | 0 | 268.73 | 1 |  | 2023-02-27 | redacted
Low Income - Power to Save | Low Flow Showerhead | 0 | 0.04 | 0.1 | 504.08 | 1 |  | 2023-02-27 | redacted
Low Income - Power to Save | Faucet Aerators | 0 | 0 | 0.02 | 110.58 | 1 |  | 2023-02-27 | redacted
Low Income - Power to Save | HVAC Inspection | 0 | 0.17 | 0 | 268.73 | 1 |  | 2023-02-03 | redacted
Low Income - Power to Save | Faucet Aerators | 0 | 0 | 0.02 | 110.58 | 1 |  | 2023-02-03 | redacted
Low Income - Power to Save | Weather Strip/Caulk | 0 | 0.25 | 0.09 | 503.3 | 1 |  | 2023-02-03 | redacted
Low Income - Power to Save | HVAC Inspection | 0 | 0.18 | 0.06 | 601.4 | 1 |  | 2023-02-09 | redacted
Low Income - Power to Save | Low Flow Showerhead | 0 | 0.18 | 0.06 | 601.4 | 1 |  | 2023-02-09 | redacted
Low Income - Power to Save | Faucet Aerators | 0 | 0.18 | 0.06 | 601.4 | 1 |  | 2023-02-09 | redacted
Low Income - Power to Save | HVAC Inspection | 0 | 0.17 | 0 | 268.73 | 1 |  | 2023-02-20 | redacted
Low Income - Power to Save | Low Flow Showerhead | 0 | 0.04 | 0.1 | 504.08 | 1 |  | 2023-02-20 | redacted
Low Income - Power to Save | Faucet Aerators | 0 | 0 | 0.02 | 110.58 | 1 |  | 2023-02-20 | redacted
Low Income - Power to Save | HVAC Inspection | 0 | 0.17 | 0 | 268.73 | 1 |  | 2023-02-16 | redacted
Low Income - Power to Save | Low Flow Showerhead | 0 | 0.04 | 0.1 | 504.08 | 1 |  | 2023-02-16 | redacted
Low Income - Power to Save | Faucet Aerators | 0 | 0 | 0.02 | 110.58 | 1 |  | 2023-02-16 | redacted
Low Income - Power to Save | HVAC Inspection | 0 | 0.17 | 0 | 268.73 | 1 |  | 2023-02-20 | redacted
Low Income - Power to Save | Low Flow Showerhead | 0 | 0.04 | 0.1 | 504.08 | 1 |  | 2023-02-20 | redacted
Low Income - Power to Save | Faucet Aerators | 0 | 0 | 0.02 | 110.58 | 1 |  | 2023-02-20 | redacted
Low Income - Power to Save | Weather Strip/Caulk | 0 | 0.25 | 0.09 | 503.3 | 1 |  | 2023-02-20 | redacted
Low Income - Power to Save | HVAC Inspection | 0 | 0.18 | 0.06 | 601.4 | 1 |  | 2023-02-22 | redacted
Low Income - Power to Save | Low Flow Showerhead | 0 | 0.18 | 0.06 | 601.4 | 1 |  | 2023-02-22 | redacted
Low Income - Power to Save | Faucet Aerators | 0 | 0.18 | 0.06 | 601.4 | 1 |  | 2023-02-22 | redacted
Low Income - Power to Save | HVAC Inspection | 0 | 0.17 | 0 | 268.73 | 1 |  | 2023-02-23 | redacted
Low Income - Power to Save | Low Flow Showerhead | 0 | 0.04 | 0.1 | 504.08 | 1 |  | 2023-02-23 | redacted
Low Income - Power to Save | Faucet Aerators | 0 | 0 | 0.02 | 110.58 | 1 |  | 2023-02-23 | redacted
Low Income - Power to Save | HVAC Inspection | 0 | 0.17 | 0 | 268.73 | 1 |  | 2023-02-24 | redacted
Low Income - Power to Save | Low Flow Showerhead | 0 | 0.04 | 0.1 | 504.08 | 1 |  | 2023-02-24 | redacted
Low Income - Power to Save | Faucet Aerators | 0 | 0 | 0.02 | 110.58 | 1 |  | 2023-02-24 | redacted
Low Income - Power to Save | Low Flow Showerhead | 0 | 0.04 | 0.1 | 504.08 | 1 |  | 2023-02-09 | redacted
Low Income - Power to Save | Faucet Aerators | 0 | 0 | 0.02 | 110.58 | 1 |  | 2023-02-09 | redacted
Low Income - Power to Save | HVAC Inspection | 0 | 0.17 | 0 | 268.73 | 1 |  | 2023-02-08 | redacted
Low Income - Power to Save | HVAC Inspection | 0 | 0.17 | 0 | 268.73 | 1 |  | 2023-02-10 | redacted
Low Income - Power to Save | Low Flow Showerhead | 0 | 0.04 | 0.1 | 504.08 | 1 |  | 2023-02-10 | redacted
Low Income - Power to Save | Faucet Aerators | 0 | 0 | 0.02 | 110.58 | 1 |  | 2023-02-10 | redacted
Low Income - Power to Save | Weather Strip/Caulk | 0 | 0.25 | 0.09 | 503.3 | 1 |  | 2023-02-10 | redacted
Low Income - Power to Save | HVAC Inspection | 0 | 0.17 | 0 | 268.73 | 1 |  | 2023-02-21 | redacted
Low Income - Power to Save | Low Flow Showerhead | 0 | 0.04 | 0.1 | 504.08 | 1 |  | 2023-02-21 | redacted
Low Income - Power to Save | Faucet Aerators | 0 | 0 | 0.02 | 110.58 | 1 |  | 2023-02-21 | redacted
Low Income - Power to Save | HVAC Inspection | 0 | 0.17 | 0 | 268.73 | 1 |  | 2023-02-09 | redacted
Low Income - Power to Save | HVAC Inspection | 0 | 0.18 | 0.06 | 601.4 | 1 |  | 2023-02-15 | redacted
Low Income - Power to Save | Low Flow Showerhead | 0 | 0.18 | 0.06 | 601.4 | 1 |  | 2023-02-15 | redacted
Low Income - Power to Save | Faucet Aerators | 0 | 0.18 | 0.06 | 601.4 | 1 |  | 2023-02-15 | redacted
Low Income - Power to Save | HVAC Inspection | 0 | 0.17 | 0 | 268.73 | 1 |  | 2023-02-22 | redacted
Low Income - Power to Save | Low Flow Showerhead | 0 | 0.04 | 0.1 | 504.08 | 1 |  | 2023-02-22 | redacted
Low Income - Power to Save | Faucet Aerators | 0 | 0 | 0.02 | 110.58 | 1 |  | 2023-02-22 | redacted
Low Income - Power to Save | HVAC Inspection | 0 | 0.17 | 0 | 268.73 | 1 |  | 2023-02-08 | redacted
Low Income - Power to Save | Low Flow Showerhead | 0 | 0.04 | 0.1 | 504.08 | 1 |  | 2023-02-08 | redacted
Low Income - Power to Save | Faucet Aerators | 0 | 0 | 0.02 | 110.58 | 1 |  | 2023-02-08 | redacted
Low Income - Power to Save | HVAC Inspection | 0 | 0.17 | 0 | 268.73 | 1 |  | 2023-02-20 | redacted
Low Income - Power to Save | Low Flow Showerhead | 0 | 0.04 | 0.1 | 504.08 | 1 |  | 2023-02-20 | redacted
Low Income - Power to Save | Faucet Aerators | 0 | 0 | 0.02 | 110.58 | 1 |  | 2023-02-20 | redacted
Low Income - Power to Save | HVAC Inspection | 0 | 0.44 | 0.09 | 1083 | 1 |  | 2023-02-14 | redacted
Low Income - Power to Save | Low Flow Showerhead | 0 | 0.44 | 0.09 | 1083 | 1 |  | 2023-02-14 | redacted
Low Income - Power to Save | Faucet Aerators | 0 | 0.44 | 0.09 | 1083 | 1 |  | 2023-02-14 | redacted
Low Income - Power to Save | Weather Strip/Caulk | 0 | 0.44 | 0.09 | 1083 | 1 |  | 2023-02-14 | redacted
Low Income - Power to Save | HVAC Inspection | 0 | 0.17 | 0 | 268.73 | 1 |  | 2023-02-27 | redacted
Low Income - Power to Save | Low Flow Showerhead | 0 | 0.04 | 0.1 | 504.08 | 1 |  | 2023-02-27 | redacted
Low Income - Power to Save | Faucet Aerators | 0 | 0 | 0.02 | 110.58 | 1 |  | 2023-02-27 | redacted
Low Income - Power to Save | HVAC Inspection | 0 | 0.18 | 0.06 | 601.4 | 1 |  | 2023-02-07 | redacted
Low Income - Power to Save | Low Flow Showerhead | 0 | 0.18 | 0.06 | 601.4 | 1 |  | 2023-02-07 | redacted
Low Income - Power to Save | Faucet Aerators | 0 | 0.18 | 0.06 | 601.4 | 1 |  | 2023-02-07 | redacted
Low Income - Power to Save | HVAC Inspection | 0 | 0.17 | 0 | 268.73 | 1 |  | 2023-02-17 | redacted
Low Income - Power to Save | Low Flow Showerhead | 0 | 0.04 | 0.1 | 504.08 | 1 |  | 2023-02-17 | redacted
Low Income - Power to Save | Faucet Aerators | 0 | 0 | 0.02 | 110.58 | 1 |  | 2023-02-17 | redacted
Low Income - Power to Save | HVAC Inspection | 0 | 0.17 | 0 | 268.73 | 1 |  | 2023-02-06 | redacted
Low Income - Power to Save | Low Flow Showerhead | 0 | 0.04 | 0.1 | 504.08 | 1 |  | 2023-02-06 | redacted
Low Income - Power to Save | Faucet Aerators | 0 | 0 | 0.02 | 110.58 | 1 |  | 2023-02-06 | redacted
Low Income - Power to Save | HVAC Inspection | 0 | 0.17 | 0 | 268.73 | 1 |  | 2023-02-06 | redacted
Low Income - Power to Save | Low Flow Showerhead | 0 | 0.04 | 0.1 | 504.08 | 1 |  | 2023-02-06 | redacted
Low Income - Power to Save | Faucet Aerators | 0 | 0 | 0.02 | 110.58 | 1 |  | 2023-02-06 | redacted
Low Income - Power to Save | HVAC Inspection | 0 | 0.17 | 0 | 268.73 | 1 |  | 2023-02-09 | redacted
Low Income - Power to Save | Low Flow Showerhead | 0 | 0.04 | 0.1 | 504.08 | 1 |  | 2023-02-09 | redacted
Low Income - Power to Save | Faucet Aerators | 0 | 0 | 0.02 | 110.58 | 1 |  | 2023-02-09 | redacted
Low Income - Power to Save | HVAC Inspection | 0 | 0.17 | 0 | 268.73 | 1 |  | 2023-02-15 | redacted
Low Income - Power to Save | Low Flow Showerhead | 0 | 0.04 | 0.1 | 504.08 | 1 |  | 2023-02-15 | redacted
Low Income - Power to Save | HVAC Inspection | 0 | 0.17 | 0 | 268.73 | 1 |  | 2023-02-16 | redacted
Low Income - Power to Save | Low Flow Showerhead | 0 | 0.04 | 0.1 | 504.08 | 1 |  | 2023-02-16 | redacted
Low Income - Power to Save | Faucet Aerators | 0 | 0 | 0.02 | 110.58 | 1 |  | 2023-02-16 | redacted
Low Income - Power to Save | HVAC Inspection | 0 | 0.17 | 0 | 268.73 | 1 |  | 2023-02-20 | redacted
Low Income - Power to Save | Low Flow Showerhead | 0 | 0.04 | 0.1 | 504.08 | 1 |  | 2023-02-20 | redacted
Low Income - Power to Save | Faucet Aerators | 0 | 0 | 0.02 | 110.58 | 1 |  | 2023-02-20 | redacted
Low Income - Power to Save | HVAC Inspection | 0 | 0.17 | 0 | 268.73 | 1 |  | 2023-02-08 | redacted
Low Income - Power to Save | Low Flow Showerhead | 0 | 0.04 | 0.1 | 504.08 | 1 |  | 2023-02-08 | redacted
Low Income - Power to Save | HVAC Inspection | 0 | 0.17 | 0 | 268.73 | 1 |  | 2023-02-09 | redacted
Low Income - Power to Save | Low Flow Showerhead | 0 | 0.04 | 0.1 | 504.08 | 1 |  | 2023-02-09 | redacted
Low Income - Power to Save | Faucet Aerators | 0 | 0 | 0.02 | 110.58 | 1 |  | 2023-02-09 | redacted
Low Income - Power to Save | HVAC Inspection | 0 | 0.17 | 0 | 268.73 | 1 |  | 2023-02-08 | redacted
Low Income - Power to Save | Low Flow Showerhead | 0 | 0.04 | 0.1 | 504.08 | 1 |  | 2023-02-08 | redacted
Low Income - Power to Save | Faucet Aerators | 0 | 0 | 0.02 | 110.58 | 1 |  | 2023-02-08 | redacted
Low Income - Power to Save | HVAC Inspection | 0 | 0.17 | 0 | 268.73 | 1 |  | 2023-02-03 | redacted
Low Income - Power to Save | Low Flow Showerhead | 0 | 0.04 | 0.1 | 504.08 | 1 |  | 2023-02-03 | redacted
Low Income - Power to Save | Faucet Aerators | 0 | 0 | 0.02 | 110.58 | 1 |  | 2023-02-03 | redacted
Low Income - Power to Save | HVAC Inspection | 0 | 0.17 | 0 | 268.73 | 1 |  | 2023-02-15 | redacted
Low Income - Power to Save | Low Flow Showerhead | 0 | 0.04 | 0.1 | 504.08 | 1 |  | 2023-02-15 | redacted
Low Income - Power to Save | Faucet Aerators | 0 | 0 | 0.02 | 110.58 | 1 |  | 2023-02-15 | redacted
Low Income - Power to Save | HVAC Inspection | 0 | 0.17 | 0 | 268.73 | 1 |  | 2023-02-16 | redacted
Low Income - Power to Save | Low Flow Showerhead | 0 | 0.04 | 0.1 | 504.08 | 1 |  | 2023-02-16 | redacted
Low Income - Power to Save | Faucet Aerators | 0 | 0 | 0.02 | 110.58 | 1 |  | 2023-02-16 | redacted
Low Income - Power to Save | Weather Strip/Caulk | 0 | 0.25 | 0.09 | 503.3 | 1 |  | 2023-02-16 | redacted
Low Income - Power to Save | HVAC Inspection | 0 | 0.18 | 0.05 | 550.9 | 1 |  | 2023-02-16 | redacted
Low Income - Power to Save | Low Flow Showerhead | 0 | 0.18 | 0.05 | 550.9 | 1 |  | 2023-02-16 | redacted
Low Income - Power to Save | HVAC Inspection | 0 | 0.17 | 0 | 268.73 | 1 |  | 2023-02-16 | redacted
Low Income - Power to Save | Low Flow Showerhead | 0 | 0.04 | 0.1 | 504.08 | 1 |  | 2023-02-16 | redacted
Low Income - Power to Save | Faucet Aerators | 0 | 0 | 0.02 | 110.58 | 1 |  | 2023-02-16 | redacted
Low Income - Power to Save | HVAC Inspection | 0 | 0.17 | 0 | 268.73 | 1 |  | 2023-02-17 | redacted
Low Income - Power to Save | Low Flow Showerhead | 0 | 0.04 | 0.1 | 504.08 | 1 |  | 2023-02-17 | redacted
Low Income - Power to Save | Faucet Aerators | 0 | 0 | 0.02 | 110.58 | 1 |  | 2023-02-17 | redacted
Low Income - Power to Save | HVAC Inspection | 0 | 0.18 | 0.06 | 601.4 | 1 |  | 2023-02-10 | redacted
Low Income - Power to Save | Low Flow Showerhead | 0 | 0.18 | 0.06 | 601.4 | 1 |  | 2023-02-10 | redacted
Low Income - Power to Save | Faucet Aerators | 0 | 0.18 | 0.06 | 601.4 | 1 |  | 2023-02-10 | redacted
Low Income - Power to Save | HVAC Inspection | 0 | 0.17 | 0 | 268.73 | 1 |  | 2023-02-20 | redacted
Low Income - Power to Save | Low Flow Showerhead | 0 | 0.04 | 0.1 | 504.08 | 1 |  | 2023-02-20 | redacted
Low Income - Power to Save | Faucet Aerators | 0 | 0 | 0.02 | 110.58 | 1 |  | 2023-02-20 | redacted
Low Income - Power to Save | HVAC Inspection | 0 | 0.17 | 0 | 268.73 | 1 |  | 2023-02-08 | redacted
Low Income - Power to Save | Low Flow Showerhead | 0 | 0.04 | 0.1 | 504.08 | 1 |  | 2023-02-08 | redacted
Low Income - Power to Save | Faucet Aerators | 0 | 0 | 0.02 | 110.58 | 1 |  | 2023-02-08 | redacted
Low Income - Power to Save | HVAC Inspection | 0 | 0.17 | 0 | 268.73 | 1 |  | 2023-02-16 | redacted
Low Income - Power to Save | Low Flow Showerhead | 0 | 0.04 | 0.1 | 504.08 | 1 |  | 2023-02-16 | redacted
Low Income - Power to Save | Faucet Aerators | 0 | 0 | 0.02 | 110.58 | 1 |  | 2023-02-16 | redacted
Low Income - Power to Save | HVAC Inspection | 0 | 0.17 | 0 | 268.73 | 1 |  | 2023-02-07 | redacted
Low Income - Power to Save | Low Flow Showerhead | 0 | 0.04 | 0.1 | 504.08 | 1 |  | 2023-02-07 | redacted
Low Income - Power to Save | Faucet Aerators | 0 | 0 | 0.02 | 110.58 | 1 |  | 2023-02-07 | redacted
Low Income - Power to Save | HVAC Inspection | 0 | 0.17 | 0 | 268.73 | 1 |  | 2023-02-20 | redacted
Low Income - Power to Save | Low Flow Showerhead | 0 | 0.04 | 0.1 | 504.08 | 1 |  | 2023-02-20 | redacted
Low Income - Power to Save | Faucet Aerators | 0 | 0 | 0.02 | 110.58 | 1 |  | 2023-02-20 | redacted
Low Income - Power to Save | Weather Strip/Caulk | 0 | 0.25 | 0.09 | 503.3 | 1 |  | 2023-02-20 | redacted
Low Income - Power to Save | HVAC Inspection | 0 | 0.17 | 0 | 268.73 | 1 |  | 2023-02-14 | redacted
Low Income - Power to Save | Low Flow Showerhead | 0 | 0.04 | 0.1 | 504.08 | 1 |  | 2023-02-14 | redacted
Low Income - Power to Save | Faucet Aerators | 0 | 0 | 0.02 | 110.58 | 1 |  | 2023-02-14 | redacted
Low Income - Power to Save | HVAC Inspection | 0 | 0.17 | 0 | 268.73 | 1 |  | 2023-02-07 | redacted
Low Income - Power to Save | Low Flow Showerhead | 0 | 0.04 | 0.1 | 504.08 | 1 |  | 2023-02-07 | redacted
Low Income - Power to Save | Faucet Aerators | 0 | 0 | 0.02 | 110.58 | 1 |  | 2023-02-07 | redacted
Low Income - Power to Save | HVAC Inspection | 0 | 0.17 | 0 | 268.73 | 1 |  | 2023-02-02 | redacted
Low Income - Power to Save | Low Flow Showerhead | 0 | 0.04 | 0.1 | 504.08 | 1 |  | 2023-02-02 | redacted
Low Income - Power to Save | Faucet Aerators | 0 | 0 | 0.02 | 110.58 | 1 |  | 2023-02-02 | redacted
Low Income - Power to Save | HVAC Inspection | 0 | 0.17 | 0 | 268.73 | 1 |  | 2023-02-13 | redacted
Low Income - Power to Save | Low Flow Showerhead | 0 | 0.04 | 0.1 | 504.08 | 1 |  | 2023-02-13 | redacted
Low Income - Power to Save | Faucet Aerators | 0 | 0 | 0.02 | 110.58 | 1 |  | 2023-02-13 | redacted
Low Income - Power to Save | HVAC Inspection | 0 | 0.17 | 0 | 268.73 | 1 |  | 2023-02-13 | redacted
Low Income - Power to Save | Low Flow Showerhead | 0 | 0.04 | 0.1 | 504.08 | 1 |  | 2023-02-13 | redacted
Low Income - Power to Save | Faucet Aerators | 0 | 0 | 0.02 | 110.58 | 1 |  | 2023-02-13 | redacted
Low Income - Power to Save | HVAC Inspection | 0 | 0.17 | 0 | 268.73 | 1 |  | 2023-02-24 | redacted
Low Income - Power to Save | HVAC Inspection | 0 | 0.17 | 0 | 268.73 | 1 |  | 2023-02-22 | redacted
Low Income - Power to Save | Low Flow Showerhead | 0 | 0.04 | 0.1 | 504.08 | 1 |  | 2023-02-22 | redacted
Low Income - Power to Save | Faucet Aerators | 0 | 0 | 0.02 | 110.58 | 1 |  | 2023-02-22 | redacted
Low Income - Power to Save | HVAC Inspection | 0 | 0.17 | 0 | 268.73 | 1 |  | 2023-02-15 | redacted
Low Income - Power to Save | Low Flow Showerhead | 0 | 0.04 | 0.1 | 504.08 | 1 |  | 2023-02-15 | redacted
Low Income - Power to Save | Faucet Aerators | 0 | 0 | 0.02 | 110.58 | 1 |  | 2023-02-15 | redacted
Low Income - Power to Save | HVAC Inspection | 0 | 0.17 | 0 | 268.73 | 1 |  | 2023-02-23 | redacted
Low Income - Power to Save | Low Flow Showerhead | 0 | 0.04 | 0.1 | 504.08 | 1 |  | 2023-02-23 | redacted
Low Income - Power to Save | Faucet Aerators | 0 | 0 | 0.02 | 110.58 | 1 |  | 2023-02-23 | redacted
Low Income - Power to Save | HVAC Inspection | 0 | 0.17 | 0 | 268.73 | 1 |  | 2023-02-02 | redacted
Low Income - Power to Save | HVAC Inspection | 0 | 0.17 | 0 | 268.73 | 1 |  | 2023-02-13 | redacted
Low Income - Power to Save | Low Flow Showerhead | 0 | 0.04 | 0.1 | 504.08 | 1 |  | 2023-02-13 | redacted
Low Income - Power to Save | Faucet Aerators | 0 | 0 | 0.02 | 110.58 | 1 |  | 2023-02-13 | redacted
Low Income - Power to Save | HVAC Inspection | 0 | 0.17 | 0 | 268.73 | 1 |  | 2023-02-07 | redacted
Low Income - Power to Save | HVAC Inspection | 0 | 0.17 | 0 | 268.73 | 1 |  | 2023-02-06 | redacted
Low Income - Power to Save | Weather Strip/Caulk | 0 | 0.25 | 0.09 | 503.3 | 1 |  | 2023-02-06 | redacted
Low Income - Power to Save | HVAC Inspection | 0 | 0.17 | 0 | 268.73 | 1 |  | 2023-02-08 | redacted
Low Income - Power to Save | Low Flow Showerhead | 0 | 0.04 | 0.1 | 504.08 | 1 |  | 2023-02-08 | redacted
Low Income - Power to Save | Faucet Aerators | 0 | 0 | 0.02 | 110.58 | 1 |  | 2023-02-08 | redacted
Low Income - Power to Save | HVAC Inspection | 0 | 0.17 | 0 | 268.73 | 1 |  | 2023-02-08 | redacted
Low Income - Power to Save | Low Flow Showerhead | 0 | 0.04 | 0.1 | 504.08 | 1 |  | 2023-02-08 | redacted
Low Income - Power to Save | HVAC Inspection | 0 | 0.17 | 0 | 268.73 | 1 |  | 2023-02-23 | redacted
Low Income - Power to Save | Low Flow Showerhead | 0 | 0.04 | 0.1 | 504.08 | 1 |  | 2023-02-23 | redacted
Low Income - Power to Save | Faucet Aerators | 0 | 0 | 0.02 | 110.58 | 1 |  | 2023-02-23 | redacted
Low Income - Power to Save | HVAC Inspection | 0 | 0.17 | 0 | 268.73 | 1 |  | 2023-02-16 | redacted
Low Income - Power to Save | Low Flow Showerhead | 0 | 0.04 | 0.1 | 504.08 | 1 |  | 2023-02-16 | redacted
Low Income - Power to Save | Faucet Aerators | 0 | 0 | 0.02 | 110.58 | 1 |  | 2023-02-16 | redacted
Low Income - Power to Save | HVAC Inspection | 0 | 0.17 | 0 | 268.73 | 1 |  | 2023-02-06 | redacted
Low Income - Power to Save | Faucet Aerators | 0 | 0 | 0.02 | 110.58 | 1 |  | 2023-02-06 | redacted
Low Income - Power to Save | HVAC Inspection | 0 | 0.17 | 0 | 268.73 | 1 |  | 2023-02-28 | redacted
Low Income - Power to Save | Low Flow Showerhead | 0 | 0.04 | 0.1 | 504.08 | 1 |  | 2023-02-28 | redacted
Low Income - Power to Save | Faucet Aerators | 0 | 0 | 0.02 | 110.58 | 1 |  | 2023-02-28 | redacted
Low Income - Power to Save | HVAC Inspection | 0 | 0.17 | 0 | 268.73 | 1 |  | 2023-02-03 | redacted
Low Income - Power to Save | Low Flow Showerhead | 0 | 0.04 | 0.1 | 504.08 | 1 |  | 2023-02-03 | redacted
Low Income - Power to Save | Faucet Aerators | 0 | 0 | 0.02 | 110.58 | 1 |  | 2023-02-03 | redacted
Low Income - Power to Save | HVAC Inspection | 0 | 0.17 | 0 | 268.73 | 1 |  | 2023-02-23 | redacted
Low Income - Power to Save | Low Flow Showerhead | 0 | 0.04 | 0.1 | 504.08 | 1 |  | 2023-02-23 | redacted
Low Income - Power to Save | Faucet Aerators | 0 | 0 | 0.02 | 110.58 | 1 |  | 2023-02-23 | redacted
Low Income - Power to Save | HVAC Inspection | 0 | 0.17 | 0 | 268.73 | 1 |  | 2023-02-13 | redacted
Low Income - Power to Save | Low Flow Showerhead | 0 | 0.04 | 0.1 | 504.08 | 1 |  | 2023-02-13 | redacted
Low Income - Power to Save | Faucet Aerators | 0 | 0 | 0.02 | 110.58 | 1 |  | 2023-02-13 | redacted
Low Income - Power to Save | HVAC Inspection | 0 | 0.17 | 0 | 268.73 | 1 |  | 2023-02-20 | redacted
Low Income - Power to Save | Low Flow Showerhead | 0 | 0.04 | 0.1 | 504.08 | 1 |  | 2023-02-20 | redacted
Low Income - Power to Save | Faucet Aerators | 0 | 0 | 0.02 | 110.58 | 1 |  | 2023-02-20 | redacted
Low Income - Power to Save | Weather Strip/Caulk | 0 | 0.25 | 0.09 | 503.3 | 1 |  | 2023-02-20 | redacted
Low Income - Power to Save | HVAC Inspection | 0 | 0.17 | 0 | 268.73 | 1 |  | 2023-02-07 | redacted
Low Income - Power to Save | Low Flow Showerhead | 0 | 0.04 | 0.1 | 504.08 | 1 |  | 2023-02-07 | redacted
Low Income - Power to Save | Faucet Aerators | 0 | 0 | 0.02 | 110.58 | 1 |  | 2023-02-07 | redacted
Low Income - Power to Save | Weather Strip/Caulk | 0 | 0.25 | 0.09 | 503.3 | 1 |  | 2023-02-07 | redacted
Low Income - Power to Save | HVAC Inspection | 0 | 0.18 | 0.06 | 601.4 | 1 |  | 2023-02-17 | redacted
Low Income - Power to Save | Low Flow Showerhead | 0 | 0.18 | 0.06 | 601.4 | 1 |  | 2023-02-17 | redacted
Low Income - Power to Save | Faucet Aerators | 0 | 0.18 | 0.06 | 601.4 | 1 |  | 2023-02-17 | redacted
Low Income - Power to Save | HVAC Inspection | 0 | 0.17 | 0 | 268.73 | 1 |  | 2023-02-02 | redacted
Low Income - Power to Save | Low Flow Showerhead | 0 | 0.04 | 0.1 | 504.08 | 1 |  | 2023-02-02 | redacted
Low Income - Power to Save | HVAC Inspection | 0 | 0.17 | 0 | 268.73 | 1 |  | 2023-02-27 | redacted
Low Income - Power to Save | Low Flow Showerhead | 0 | 0.04 | 0.1 | 504.08 | 1 |  | 2023-02-27 | redacted
Low Income - Power to Save | Faucet Aerators | 0 | 0 | 0.02 | 110.58 | 1 |  | 2023-02-27 | redacted
Low Income - Power to Save | HVAC Inspection | 0 | 0.17 | 0 | 268.73 | 1 |  | 2023-02-13 | redacted
Low Income - Power to Save | Low Flow Showerhead | 0 | 0.04 | 0.1 | 504.08 | 1 |  | 2023-02-13 | redacted
Low Income - Power to Save | Faucet Aerators | 0 | 0 | 0.02 | 110.58 | 1 |  | 2023-02-13 | redacted
Low Income - Power to Save | HVAC Inspection | 0 | 0.17 | 0 | 268.73 | 1 |  | 2023-02-28 | redacted
Low Income - Power to Save | Low Flow Showerhead | 0 | 0.04 | 0.1 | 504.08 | 1 |  | 2023-02-28 | redacted
Low Income - Power to Save | Faucet Aerators | 0 | 0 | 0.02 | 110.58 | 1 |  | 2023-02-28 | redacted
Low Income - Power to Save | HVAC Inspection | 0 | 0.17 | 0 | 268.73 | 1 |  | 2023-02-07 | redacted
Low Income - Power to Save | Low Flow Showerhead | 0 | 0.04 | 0.1 | 504.08 | 1 |  | 2023-02-07 | redacted
Low Income - Power to Save | Faucet Aerators | 0 | 0 | 0.02 | 110.58 | 1 |  | 2023-02-07 | redacted
Low Income - Power to Save | HVAC Inspection | 0 | 0.17 | 0 | 268.73 | 1 |  | 2023-02-24 | redacted
Low Income - Power to Save | Low Flow Showerhead | 0 | 0.04 | 0.1 | 504.08 | 1 |  | 2023-02-24 | redacted
Low Income - Power to Save | Faucet Aerators | 0 | 0 | 0.02 | 110.58 | 1 |  | 2023-02-24 | redacted
Low Income - Power to Save | Low Flow Showerhead | 0 | 0.04 | 0.1 | 504.08 | 1 |  | 2023-02-14 | redacted
Low Income - Power to Save | Faucet Aerators | 0 | 0 | 0.02 | 110.58 | 1 |  | 2023-02-14 | redacted
Low Income - Power to Save | HVAC Inspection | 0 | 0.17 | 0 | 268.73 | 1 |  | 2023-02-27 | redacted
Low Income - Power to Save | Faucet Aerators | 0 | 0 | 0.02 | 110.58 | 1 |  | 2023-02-27 | redacted
Low Income - Power to Save | HVAC Inspection | 0 | 0.17 | 0 | 268.73 | 1 |  | 2023-02-17 | redacted
Low Income - Power to Save | Low Flow Showerhead | 0 | 0.04 | 0.1 | 504.08 | 1 |  | 2023-02-17 | redacted
Low Income - Power to Save | Faucet Aerators | 0 | 0 | 0.02 | 110.58 | 1 |  | 2023-02-17 | redacted
Low Income - Power to Save | HVAC Inspection | 0 | 0.17 | 0 | 268.73 | 1 |  | 2023-02-13 | redacted
Low Income - Power to Save | Low Flow Showerhead | 0 | 0.04 | 0.1 | 504.08 | 1 |  | 2023-02-13 | redacted
Low Income - Power to Save | Faucet Aerators | 0 | 0 | 0.02 | 110.58 | 1 |  | 2023-02-13 | redacted
Low Income - Power to Save | Weather Strip/Caulk | 0 | 0.25 | 0.09 | 503.3 | 1 |  | 2023-02-13 | redacted
Low Income - Power to Save | HVAC Inspection | 0 | 0.17 | 0 | 268.73 | 1 |  | 2023-02-09 | redacted
Low Income - Power to Save | Faucet Aerators | 0 | 0 | 0.02 | 110.58 | 1 |  | 2023-02-09 | redacted
Low Income - Power to Save | HVAC Inspection | 0 | 0.17 | 0 | 268.73 | 1 |  | 2023-02-20 | redacted
Low Income - Power to Save | Low Flow Showerhead | 0 | 0.04 | 0.1 | 504.08 | 1 |  | 2023-02-20 | redacted
Low Income - Power to Save | Faucet Aerators | 0 | 0 | 0.02 | 110.58 | 1 |  | 2023-02-20 | redacted
Low Income - Power to Save | HVAC Inspection | 0 | 0.17 | 0 | 268.73 | 1 |  | 2023-02-08 | redacted
Low Income - Power to Save | Low Flow Showerhead | 0 | 0.04 | 0.1 | 504.08 | 1 |  | 2023-02-08 | redacted
Low Income - Power to Save | Faucet Aerators | 0 | 0 | 0.02 | 110.58 | 1 |  | 2023-02-08 | redacted
Low Income - Power to Save | HVAC Inspection | 0 | 0.17 | 0 | 268.73 | 1 |  | 2023-02-01 | redacted
Low Income - Power to Save | Low Flow Showerhead | 0 | 0.04 | 0.1 | 504.08 | 1 |  | 2023-02-01 | redacted
Low Income - Power to Save | HVAC Inspection | 0 | 0.17 | 0 | 268.73 | 1 |  | 2023-02-23 | redacted
Low Income - Power to Save | Low Flow Showerhead | 0 | 0.04 | 0.1 | 504.08 | 1 |  | 2023-02-23 | redacted
Low Income - Power to Save | Low Flow Showerhead | 0 | 0.04 | 0.1 | 504.08 | 1 |  | 2023-02-15 | redacted
Low Income - Power to Save | Faucet Aerators | 0 | 0 | 0.02 | 110.58 | 1 |  | 2023-02-15 | redacted
Low Income - Power to Save | HVAC Inspection | 0 | 0.17 | 0 | 268.73 | 1 |  | 2023-02-08 | redacted
Low Income - Power to Save | Low Flow Showerhead | 0 | 0.04 | 0.1 | 504.08 | 1 |  | 2023-02-08 | redacted
Low Income - Power to Save | Faucet Aerators | 0 | 0 | 0.02 | 110.58 | 1 |  | 2023-02-08 | redacted
Low Income - Power to Save | HVAC Inspection | 0 | 0.17 | 0 | 268.73 | 1 |  | 2023-02-16 | redacted
Low Income - Power to Save | Low Flow Showerhead | 0 | 0.04 | 0.1 | 504.08 | 1 |  | 2023-02-16 | redacted
Low Income - Power to Save | Faucet Aerators | 0 | 0 | 0.02 | 110.58 | 1 |  | 2023-02-16 | redacted
Low Income - Power to Save | HVAC Inspection | 0 | 0.17 | 0 | 268.73 | 1 |  | 2023-02-07 | redacted
Low Income - Power to Save | Low Flow Showerhead | 0 | 0.04 | 0.1 | 504.08 | 1 |  | 2023-02-07 | redacted
Low Income - Power to Save | HVAC Inspection | 0 | 0.17 | 0 | 268.73 | 1 |  | 2023-02-28 | redacted
Low Income - Power to Save | Low Flow Showerhead | 0 | 0.04 | 0.1 | 504.08 | 1 |  | 2023-02-28 | redacted
Low Income - Power to Save | Faucet Aerators | 0 | 0 | 0.02 | 110.58 | 1 |  | 2023-02-28 | redacted
Low Income - Power to Save | HVAC Inspection | 0 | 0.17 | 0 | 268.73 | 1 |  | 2023-02-21 | redacted
Low Income - Power to Save | Low Flow Showerhead | 0 | 0.04 | 0.1 | 504.08 | 1 |  | 2023-02-21 | redacted
Low Income - Power to Save | Faucet Aerators | 0 | 0 | 0.02 | 110.58 | 1 |  | 2023-02-21 | redacted
Low Income - Power to Save | HVAC Inspection | 0 | 0.17 | 0 | 268.73 | 1 |  | 2023-02-21 | redacted
Low Income - Power to Save | Low Flow Showerhead | 0 | 0.04 | 0.1 | 504.08 | 1 |  | 2023-02-21 | redacted
Low Income - Power to Save | Faucet Aerators | 0 | 0 | 0.02 | 110.58 | 1 |  | 2023-02-21 | redacted
Low Income - Power to Save | HVAC Inspection | 0 | 0.17 | 0 | 268.73 | 1 |  | 2023-02-27 | redacted
Low Income - Power to Save | Low Flow Showerhead | 0 | 0.04 | 0.1 | 504.08 | 1 |  | 2023-02-27 | redacted
Low Income - Power to Save | Faucet Aerators | 0 | 0 | 0.02 | 110.58 | 1 |  | 2023-02-27 | redacted
Low Income - Power to Save | HVAC Inspection | 0 | 0.17 | 0 | 268.73 | 1 |  | 2023-02-17 | redacted
Low Income - Power to Save | Low Flow Showerhead | 0 | 0.04 | 0.1 | 504.08 | 1 |  | 2023-02-17 | redacted
Low Income - Power to Save | Faucet Aerators | 0 | 0 | 0.02 | 110.58 | 1 |  | 2023-02-17 | redacted
Low Income - Power to Save | HVAC Inspection | 0 | 0.17 | 0 | 268.73 | 1 |  | 2023-02-20 | redacted
Low Income - Power to Save | Low Flow Showerhead | 0 | 0.04 | 0.1 | 504.08 | 1 |  | 2023-02-20 | redacted
Low Income - Power to Save | Faucet Aerators | 0 | 0 | 0.02 | 110.58 | 1 |  | 2023-02-20 | redacted
Low Income - Power to Save | HVAC Inspection | 0 | 0.17 | 0 | 268.73 | 1 |  | 2023-02-27 | redacted
Low Income - Power to Save | Low Flow Showerhead | 0 | 0.04 | 0.1 | 504.08 | 1 |  | 2023-02-27 | redacted
Low Income - Power to Save | Faucet Aerators | 0 | 0 | 0.02 | 110.58 | 1 |  | 2023-02-27 | redacted
Low Income - Power to Save | HVAC Inspection | 0 | 0.17 | 0 | 268.73 | 1 |  | 2023-02-13 | redacted
Low Income - Power to Save | Low Flow Showerhead | 0 | 0.04 | 0.1 | 504.08 | 1 |  | 2023-02-13 | redacted
Low Income - Power to Save | Faucet Aerators | 0 | 0 | 0.02 | 110.58 | 1 |  | 2023-02-13 | redacted
Low Income - Power to Save | HVAC Inspection | 0 | 0.17 | 0 | 268.73 | 1 |  | 2023-02-24 | redacted
Low Income - Power to Save | Low Flow Showerhead | 0 | 0.04 | 0.1 | 504.08 | 1 |  | 2023-02-24 | redacted
Low Income - Power to Save | Faucet Aerators | 0 | 0 | 0.02 | 110.58 | 1 |  | 2023-02-24 | redacted
Low Income - Power to Save | HVAC Inspection | 0 | 0.17 | 0 | 268.73 | 1 |  | 2023-02-21 | redacted
Low Income - Power to Save | Low Flow Showerhead | 0 | 0.04 | 0.1 | 504.08 | 1 |  | 2023-02-21 | redacted
Low Income - Power to Save | Faucet Aerators | 0 | 0 | 0.02 | 110.58 | 1 |  | 2023-02-21 | redacted
Low Income - Power to Save | HVAC Inspection | 0 | 0.17 | 0 | 268.73 | 1 |  | 2023-02-08 | redacted
Low Income - Power to Save | Low Flow Showerhead | 0 | 0.04 | 0.1 | 504.08 | 1 |  | 2023-02-08 | redacted
Low Income - Power to Save | HVAC Inspection | 0 | 0.17 | 0 | 268.73 | 1 |  | 2023-02-16 | redacted
Low Income - Power to Save | Low Flow Showerhead | 0 | 0.04 | 0.1 | 504.08 | 1 |  | 2023-02-16 | redacted
Low Income - Power to Save | Faucet Aerators | 0 | 0 | 0.02 | 110.58 | 1 |  | 2023-02-16 | redacted
Low Income - Power to Save | HVAC Inspection | 0 | 0.17 | 0 | 268.73 | 1 |  | 2023-02-16 | redacted
Low Income - Power to Save | Low Flow Showerhead | 0 | 0.04 | 0.1 | 504.08 | 1 |  | 2023-02-16 | redacted
Low Income - Power to Save | Faucet Aerators | 0 | 0 | 0.02 | 110.58 | 1 |  | 2023-02-16 | redacted
Low Income - Power to Save | HVAC Inspection | 0 | 0.17 | 0 | 268.73 | 1 |  | 2023-02-20 | redacted
Low Income - Power to Save | HVAC Inspection | 0 | 0.17 | 0 | 268.73 | 1 |  | 2023-02-22 | redacted
Low Income - Power to Save | Low Flow Showerhead | 0 | 0.04 | 0.1 | 504.08 | 1 |  | 2023-02-22 | redacted
Low Income - Power to Save | Faucet Aerators | 0 | 0 | 0.02 | 110.58 | 1 |  | 2023-02-22 | redacted
Low Income - Power to Save | HVAC Inspection | 0 | 0.17 | 0 | 268.73 | 1 |  | 2023-02-27 | redacted
Low Income - Power to Save | Low Flow Showerhead | 0 | 0.04 | 0.1 | 504.08 | 1 |  | 2023-02-27 | redacted
Low Income - Power to Save | Faucet Aerators | 0 | 0 | 0.02 | 110.58 | 1 |  | 2023-02-27 | redacted
Low Income - Power to Save | HVAC Inspection | 0 | 0.17 | 0 | 268.73 | 1 |  | 2023-02-24 | redacted
Low Income - Power to Save | Low Flow Showerhead | 0 | 0.04 | 0.1 | 504.08 | 1 |  | 2023-02-24 | redacted
Low Income - Power to Save | Faucet Aerators | 0 | 0 | 0.02 | 110.58 | 1 |  | 2023-02-24 | redacted
Low Income - Power to Save | HVAC Inspection | 0 | 0.17 | 0 | 268.73 | 1 |  | 2023-02-13 | redacted
Low Income - Power to Save | Low Flow Showerhead | 0 | 0.04 | 0.1 | 504.08 | 1 |  | 2023-02-13 | redacted
Low Income - Power to Save | Faucet Aerators | 0 | 0 | 0.02 | 110.58 | 1 |  | 2023-02-13 | redacted
Low Income - Power to Save | HVAC Inspection | 0 | 0.17 | 0 | 268.73 | 1 |  | 2023-02-09 | redacted
Low Income - Power to Save | Low Flow Showerhead | 0 | 0.04 | 0.1 | 504.08 | 1 |  | 2023-02-09 | redacted
Low Income - Power to Save | Faucet Aerators | 0 | 0 | 0.02 | 110.58 | 1 |  | 2023-02-09 | redacted
Low Income - Power to Save | Weather Strip/Caulk | 0 | 0.25 | 0.09 | 503.3 | 1 |  | 2023-02-09 | redacted
Low Income - Power to Save | HVAC Inspection | 0 | 0.17 | 0 | 268.73 | 1 |  | 2023-02-15 | redacted
Low Income - Power to Save | Low Flow Showerhead | 0 | 0.04 | 0.1 | 504.08 | 1 |  | 2023-02-15 | redacted
Low Income - Power to Save | Faucet Aerators | 0 | 0 | 0.02 | 110.58 | 1 |  | 2023-02-15 | redacted
Low Income - Power to Save | HVAC Inspection | 0 | 0.17 | 0 | 268.73 | 1 |  | 2023-02-22 | redacted
Low Income - Power to Save | Low Flow Showerhead | 0 | 0.04 | 0.1 | 504.08 | 1 |  | 2023-02-22 | redacted
Low Income - Power to Save | HVAC Inspection | 0 | 0.18 | 0.06 | 601.4 | 1 |  | 2023-02-09 | redacted
Low Income - Power to Save | Low Flow Showerhead | 0 | 0.18 | 0.06 | 601.4 | 1 |  | 2023-02-09 | redacted
Low Income - Power to Save | Faucet Aerators | 0 | 0.18 | 0.06 | 601.4 | 1 |  | 2023-02-09 | redacted
Low Income - Power to Save | HVAC Inspection | 0 | 0.17 | 0 | 268.73 | 1 |  | 2023-02-20 | redacted
Low Income - Power to Save | Low Flow Showerhead | 0 | 0.04 | 0.1 | 504.08 | 1 |  | 2023-02-20 | redacted
Low Income - Power to Save | Faucet Aerators | 0 | 0 | 0.02 | 110.58 | 1 |  | 2023-02-20 | redacted
Low Income - Power to Save | HVAC Inspection | 0 | 0.17 | 0 | 268.73 | 1 |  | 2023-02-20 | redacted
Low Income - Power to Save | Low Flow Showerhead | 0 | 0.04 | 0.1 | 504.08 | 1 |  | 2023-02-20 | redacted
Low Income - Power to Save | Faucet Aerators | 0 | 0 | 0.02 | 110.58 | 1 |  | 2023-02-20 | redacted
Low Income - Power to Save | Weather Strip/Caulk | 0 | 0.25 | 0.09 | 503.3 | 1 |  | 2023-02-20 | redacted
Low Income - Power to Save | HVAC Inspection | 0 | 0.17 | 0 | 268.73 | 1 |  | 2023-02-15 | redacted
Low Income - Power to Save | Low Flow Showerhead | 0 | 0.04 | 0.1 | 504.08 | 1 |  | 2023-02-15 | redacted
Low Income - Power to Save | Faucet Aerators | 0 | 0 | 0.02 | 110.58 | 1 |  | 2023-02-15 | redacted
Low Income - Power to Save | HVAC Inspection | 0 | 0.17 | 0 | 268.73 | 1 |  | 2023-02-03 | redacted
Low Income - Power to Save | Low Flow Showerhead | 0 | 0.04 | 0.1 | 504.08 | 1 |  | 2023-02-03 | redacted
Low Income - Power to Save | Faucet Aerators | 0 | 0 | 0.02 | 110.58 | 1 |  | 2023-02-03 | redacted
Low Income - Power to Save | HVAC Inspection | 0 | 0.17 | 0 | 268.73 | 1 |  | 2023-02-22 | redacted
Low Income - Power to Save | Low Flow Showerhead | 0 | 0.04 | 0.1 | 504.08 | 1 |  | 2023-02-22 | redacted
Low Income - Power to Save | Faucet Aerators | 0 | 0 | 0.02 | 110.58 | 1 |  | 2023-02-22 | redacted
Low Income - Power to Save | HVAC Inspection | 0 | 0.17 | 0 | 268.73 | 1 |  | 2023-02-13 | redacted
Low Income - Power to Save | Low Flow Showerhead | 0 | 0.04 | 0.1 | 504.08 | 1 |  | 2023-02-13 | redacted
Low Income - Power to Save | HVAC Inspection | 0 | 0.17 | 0 | 268.73 | 1 |  | 2023-02-08 | redacted
Low Income - Power to Save | Low Flow Showerhead | 0 | 0.04 | 0.1 | 504.08 | 1 |  | 2023-02-08 | redacted
Low Income - Power to Save | Faucet Aerators | 0 | 0 | 0.02 | 110.58 | 1 |  | 2023-02-08 | redacted
Low Income - Power to Save | HVAC Inspection | 0 | 0.17 | 0 | 268.73 | 1 |  | 2023-02-13 | redacted
Low Income - Power to Save | Low Flow Showerhead | 0 | 0.04 | 0.1 | 504.08 | 1 |  | 2023-02-13 | redacted
Low Income - Power to Save | Faucet Aerators | 0 | 0 | 0.02 | 110.58 | 1 |  | 2023-02-13 | redacted
Low Income - Power to Save | HVAC Inspection | 0 | 0.17 | 0 | 268.73 | 1 |  | 2023-02-20 | redacted
Low Income - Power to Save | Low Flow Showerhead | 0 | 0.04 | 0.1 | 504.08 | 1 |  | 2023-02-20 | redacted
Low Income - Power to Save | Faucet Aerators | 0 | 0 | 0.02 | 110.58 | 1 |  | 2023-02-20 | redacted
Low Income - Power to Save | HVAC Inspection | 0 | 0.17 | 0 | 268.73 | 1 |  | 2023-02-23 | redacted
Low Income - Power to Save | Low Flow Showerhead | 0 | 0.04 | 0.1 | 504.08 | 1 |  | 2023-02-23 | redacted
Low Income - Power to Save | Faucet Aerators | 0 | 0 | 0.02 | 110.58 | 1 |  | 2023-02-23 | redacted
Low Income - Power to Save | HVAC Inspection | 0 | 0.17 | 0 | 268.73 | 1 |  | 2023-02-06 | redacted
Low Income - Power to Save | Low Flow Showerhead | 0 | 0.04 | 0.1 | 504.08 | 1 |  | 2023-02-06 | redacted
Low Income - Power to Save | Faucet Aerators | 0 | 0 | 0.02 | 110.58 | 1 |  | 2023-02-06 | redacted
Low Income - Power to Save | HVAC Inspection | 0 | 0.17 | 0 | 268.73 | 1 |  | 2023-02-14 | redacted
Low Income - Power to Save | Low Flow Showerhead | 0 | 0.04 | 0.1 | 504.08 | 1 |  | 2023-02-14 | redacted
Low Income - Power to Save | Faucet Aerators | 0 | 0 | 0.02 | 110.58 | 1 |  | 2023-02-14 | redacted
Low Income - Power to Save | HVAC Inspection | 0 | 0.17 | 0 | 268.73 | 1 |  | 2023-02-06 | redacted
Low Income - Power to Save | Low Flow Showerhead | 0 | 0.04 | 0.1 | 504.08 | 1 |  | 2023-02-06 | redacted
Low Income - Power to Save | Faucet Aerators | 0 | 0 | 0.02 | 110.58 | 1 |  | 2023-02-06 | redacted
Low Income - Power to Save | HVAC Inspection | 0 | 0.18 | 0.06 | 601.4 | 1 |  | 2023-02-17 | redacted
Low Income - Power to Save | Low Flow Showerhead | 0 | 0.18 | 0.06 | 601.4 | 1 |  | 2023-02-17 | redacted
Low Income - Power to Save | Faucet Aerators | 0 | 0.18 | 0.06 | 601.4 | 1 |  | 2023-02-17 | redacted
Low Income - Power to Save | HVAC Inspection | 0 | 0.17 | 0 | 268.73 | 1 |  | 2023-02-16 | redacted
Low Income - Power to Save | Low Flow Showerhead | 0 | 0.04 | 0.1 | 504.08 | 1 |  | 2023-02-16 | redacted
Low Income - Power to Save | Faucet Aerators | 0 | 0 | 0.02 | 110.58 | 1 |  | 2023-02-16 | redacted
Low Income - Power to Save | Weather Strip/Caulk | 0 | 0.25 | 0.09 | 503.3 | 1 |  | 2023-02-16 | redacted
Low Income - Power to Save | HVAC Inspection | 0 | 0.17 | 0 | 268.73 | 1 |  | 2023-02-17 | redacted
Low Income - Power to Save | HVAC Inspection | 0 | 0.17 | 0 | 268.73 | 1 |  | 2023-02-28 | redacted
Low Income - Power to Save | Low Flow Showerhead | 0 | 0.04 | 0.1 | 504.08 | 1 |  | 2023-02-28 | redacted
Low Income - Power to Save | Faucet Aerators | 0 | 0 | 0.02 | 110.58 | 1 |  | 2023-02-28 | redacted
Low Income - Power to Save | Weather Strip/Caulk | 0 | 0.25 | 0.09 | 503.3 | 1 |  | 2023-02-28 | redacted
Low Income - Power to Save | HVAC Inspection | 0 | 0.17 | 0 | 268.73 | 1 |  | 2023-02-27 | redacted
Low Income - Power to Save | Low Flow Showerhead | 0 | 0.04 | 0.1 | 504.08 | 1 |  | 2023-02-27 | redacted
Low Income - Power to Save | Low Flow Showerhead | 0 | 0.04 | 0.1 | 504.08 | 1 |  | 2023-02-14 | redacted
Low Income - Power to Save | Faucet Aerators | 0 | 0 | 0.02 | 110.58 | 1 |  | 2023-02-14 | redacted
Low Income - Power to Save | HVAC Inspection | 0 | 0.17 | 0 | 268.73 | 1 |  | 2023-02-21 | redacted
Low Income - Power to Save | Low Flow Showerhead | 0 | 0.04 | 0.1 | 504.08 | 1 |  | 2023-02-21 | redacted
Low Income - Power to Save | Faucet Aerators | 0 | 0 | 0.02 | 110.58 | 1 |  | 2023-02-21 | redacted
Low Income - Power to Save | HVAC Inspection | 0 | 0.17 | 0 | 268.73 | 1 |  | 2023-02-09 | redacted
Low Income - Power to Save | Low Flow Showerhead | 0 | 0.04 | 0.1 | 504.08 | 1 |  | 2023-02-09 | redacted
Low Income - Power to Save | Faucet Aerators | 0 | 0 | 0.02 | 110.58 | 1 |  | 2023-02-09 | redacted
Low Income - Power to Save | HVAC Inspection | 0 | 0.17 | 0 | 268.73 | 1 |  | 2023-02-10 | redacted
Low Income - Power to Save | Low Flow Showerhead | 0 | 0.04 | 0.1 | 504.08 | 1 |  | 2023-02-10 | redacted
Low Income - Power to Save | Faucet Aerators | 0 | 0 | 0.02 | 110.58 | 1 |  | 2023-02-10 | redacted
Low Income - Power to Save | Weather Strip/Caulk | 0 | 0.25 | 0.09 | 503.3 | 1 |  | 2023-02-10 | redacted
Low Income - Power to Save | HVAC Inspection | 0 | 0.17 | 0 | 268.73 | 1 |  | 2023-02-15 | redacted
Low Income - Power to Save | Low Flow Showerhead | 0 | 0.04 | 0.1 | 504.08 | 1 |  | 2023-02-15 | redacted
Low Income - Power to Save | Faucet Aerators | 0 | 0 | 0.02 | 110.58 | 1 |  | 2023-02-15 | redacted
Low Income - Power to Save | HVAC Inspection | 0 | 0.17 | 0 | 268.73 | 1 |  | 2023-02-28 | redacted
Low Income - Power to Save | Low Flow Showerhead | 0 | 0.04 | 0.1 | 504.08 | 1 |  | 2023-02-28 | redacted
Low Income - Power to Save | Faucet Aerators | 0 | 0 | 0.02 | 110.58 | 1 |  | 2023-02-28 | redacted
Low Income - Power to Save | HVAC Inspection | 0 | 0.17 | 0 | 268.73 | 1 |  | 2023-02-21 | redacted
Low Income - Power to Save | Low Flow Showerhead | 0 | 0.04 | 0.1 | 504.08 | 1 |  | 2023-02-21 | redacted
Low Income - Power to Save | Faucet Aerators | 0 | 0 | 0.02 | 110.58 | 1 |  | 2023-02-21 | redacted
Low Income - Power to Save | HVAC Inspection | 0 | 0.17 | 0 | 268.73 | 1 |  | 2023-02-22 | redacted
Low Income - Power to Save | Low Flow Showerhead | 0 | 0.04 | 0.1 | 504.08 | 1 |  | 2023-02-22 | redacted
Low Income - Power to Save | Faucet Aerators | 0 | 0 | 0.02 | 110.58 | 1 |  | 2023-02-22 | redacted
Low Income - Power to Save | HVAC Inspection | 0 | 0.17 | 0 | 268.73 | 1 |  | 2023-02-07 | redacted
Low Income - Power to Save | Low Flow Showerhead | 0 | 0.04 | 0.1 | 504.08 | 1 |  | 2023-02-07 | redacted
Low Income - Power to Save | Faucet Aerators | 0 | 0 | 0.02 | 110.58 | 1 |  | 2023-02-07 | redacted
Low Income - Power to Save | HVAC Inspection | 0 | 0.17 | 0 | 268.73 | 1 |  | 2023-02-13 | redacted
Low Income - Power to Save | HVAC Inspection | 0 | 0.17 | 0 | 268.73 | 1 |  | 2023-02-24 | redacted
Low Income - Power to Save | HVAC Inspection | 0 | 0.17 | 0 | 268.73 | 1 |  | 2023-02-08 | redacted
Low Income - Power to Save | Low Flow Showerhead | 0 | 0.04 | 0.1 | 504.08 | 1 |  | 2023-02-08 | redacted
Low Income - Power to Save | HVAC Inspection | 0 | 0.17 | 0 | 268.73 | 1 |  | 2023-02-08 | redacted
Low Income - Power to Save | Low Flow Showerhead | 0 | 0.04 | 0.1 | 504.08 | 1 |  | 2023-02-08 | redacted
Low Income - Power to Save | Faucet Aerators | 0 | 0 | 0.02 | 110.58 | 1 |  | 2023-02-08 | redacted
Low Income - Power to Save | HVAC Inspection | 0 | 0.17 | 0 | 268.73 | 1 |  | 2023-02-17 | redacted
Low Income - Power to Save | Low Flow Showerhead | 0 | 0.04 | 0.1 | 504.08 | 1 |  | 2023-02-17 | redacted
Low Income - Power to Save | Faucet Aerators | 0 | 0 | 0.02 | 110.58 | 1 |  | 2023-02-17 | redacted
Low Income - Power to Save | HVAC Inspection | 0 | 0.18 | 0.05 | 550.9 | 1 |  | 2023-02-09 | redacted
Low Income - Power to Save | Low Flow Showerhead | 0 | 0.18 | 0.05 | 550.9 | 1 |  | 2023-02-09 | redacted
Low Income - Power to Save | HVAC Inspection | 0 | 0.17 | 0 | 268.73 | 1 |  | 2023-02-17 | redacted
Low Income - Power to Save | Low Flow Showerhead | 0 | 0.04 | 0.1 | 504.08 | 1 |  | 2023-02-17 | redacted
Low Income - Power to Save | Faucet Aerators | 0 | 0 | 0.02 | 110.58 | 1 |  | 2023-02-17 | redacted
Low Income - Power to Save | HVAC Inspection | 0 | 0.17 | 0 | 268.73 | 1 |  | 2023-02-09 | redacted
Low Income - Power to Save | Low Flow Showerhead | 0 | 0.04 | 0.1 | 504.08 | 1 |  | 2023-02-09 | redacted
Low Income - Power to Save | HVAC Inspection | 0 | 0.17 | 0 | 268.73 | 1 |  | 2023-02-14 | redacted
Low Income - Power to Save | Low Flow Showerhead | 0 | 0.04 | 0.1 | 504.08 | 1 |  | 2023-02-14 | redacted
Low Income - Power to Save | Faucet Aerators | 0 | 0 | 0.02 | 110.58 | 1 |  | 2023-02-14 | redacted
Low Income - Power to Save | Weather Strip/Caulk | 0 | 0.25 | 0.09 | 503.3 | 1 |  | 2023-02-14 | redacted
Low Income - Power to Save | HVAC Inspection | 0 | 0.17 | 0 | 268.73 | 1 |  | 2023-02-14 | redacted
Low Income - Power to Save | Low Flow Showerhead | 0 | 0.04 | 0.1 | 504.08 | 1 |  | 2023-02-14 | redacted
Low Income - Power to Save | Faucet Aerators | 0 | 0 | 0.02 | 110.58 | 1 |  | 2023-02-14 | redacted
Low Income - Power to Save | HVAC Inspection | 0 | 0.17 | 0 | 268.73 | 1 |  | 2023-02-17 | redacted
Low Income - Power to Save | Low Flow Showerhead | 0 | 0.04 | 0.1 | 504.08 | 1 |  | 2023-02-17 | redacted
Low Income - Power to Save | Faucet Aerators | 0 | 0 | 0.02 | 110.58 | 1 |  | 2023-02-17 | redacted
Low Income - Power to Save | Low Flow Showerhead | 0 | 0.04 | 0.1 | 504.08 | 1 |  | 2023-02-08 | redacted
Low Income - Power to Save | Faucet Aerators | 0 | 0 | 0.02 | 110.58 | 1 |  | 2023-02-08 | redacted
Low Income - Power to Save | HVAC Inspection | 0 | 0.17 | 0 | 268.73 | 1 |  | 2023-02-17 | redacted
Low Income - Power to Save | Low Flow Showerhead | 0 | 0.04 | 0.1 | 504.08 | 1 |  | 2023-02-17 | redacted
Low Income - Power to Save | Faucet Aerators | 0 | 0 | 0.02 | 110.58 | 1 |  | 2023-02-17 | redacted
Low Income - Power to Save | Weather Strip/Caulk | 0 | 0.25 | 0.09 | 503.3 | 1 |  | 2023-02-17 | redacted
Low Income - Power to Save | HVAC Inspection | 0 | 0.17 | 0 | 268.73 | 1 |  | 2023-02-17 | redacted
Low Income - Power to Save | Low Flow Showerhead | 0 | 0.04 | 0.1 | 504.08 | 1 |  | 2023-02-17 | redacted
Low Income - Power to Save | Faucet Aerators | 0 | 0 | 0.02 | 110.58 | 1 |  | 2023-02-17 | redacted
Low Income - Power to Save | HVAC Inspection | 0 | 0.17 | 0 | 268.73 | 1 |  | 2023-02-17 | redacted
Low Income - Power to Save | Low Flow Showerhead | 0 | 0.04 | 0.1 | 504.08 | 1 |  | 2023-02-17 | redacted
Low Income - Power to Save | Weather Strip/Caulk | 0 | 0.25 | 0.09 | 503.3 | 1 |  | 2023-02-17 | redacted
Low Income - Power to Save | HVAC Inspection | 0 | 0.17 | 0 | 268.73 | 1 |  | 2023-02-07 | redacted
Low Income - Power to Save | Low Flow Showerhead | 0 | 0.04 | 0.1 | 504.08 | 1 |  | 2023-02-07 | redacted
Low Income - Power to Save | Faucet Aerators | 0 | 0 | 0.02 | 110.58 | 1 |  | 2023-02-07 | redacted
Low Income - Power to Save | HVAC Inspection | 0 | 0.17 | 0 | 268.73 | 1 |  | 2023-02-28 | redacted
Low Income - Power to Save | Low Flow Showerhead | 0 | 0.04 | 0.1 | 504.08 | 1 |  | 2023-02-28 | redacted
Low Income - Power to Save | HVAC Inspection | 0 | 0.17 | 0 | 268.73 | 1 |  | 2023-02-17 | redacted
Low Income - Power to Save | Low Flow Showerhead | 0 | 0.04 | 0.1 | 504.08 | 1 |  | 2023-02-17 | redacted
Low Income - Power to Save | Faucet Aerators | 0 | 0 | 0.02 | 110.58 | 1 |  | 2023-02-17 | redacted
Low Income - Power to Save | HVAC Inspection | 0 | 0.17 | 0 | 268.73 | 1 |  | 2023-02-14 | redacted
Low Income - Power to Save | Low Flow Showerhead | 0 | 0.04 | 0.1 | 504.08 | 1 |  | 2023-02-14 | redacted
Low Income - Power to Save | HVAC Inspection | 0 | 0.17 | 0 | 268.73 | 1 |  | 2023-02-23 | redacted
Low Income - Power to Save | Low Flow Showerhead | 0 | 0.04 | 0.1 | 504.08 | 1 |  | 2023-02-23 | redacted
Low Income - Power to Save | Faucet Aerators | 0 | 0 | 0.02 | 110.58 | 1 |  | 2023-02-23 | redacted
Low Income - Power to Save | HVAC Inspection | 0 | 0.17 | 0 | 268.73 | 1 |  | 2023-02-10 | redacted
Low Income - Power to Save | Low Flow Showerhead | 0 | 0.04 | 0.1 | 504.08 | 1 |  | 2023-02-10 | redacted
Low Income - Power to Save | Faucet Aerators | 0 | 0 | 0.02 | 110.58 | 1 |  | 2023-02-10 | redacted
Low Income - Power to Save | Weather Strip/Caulk | 0 | 0.25 | 0.09 | 503.3 | 1 |  | 2023-02-10 | redacted
Low Income - Power to Save | HVAC Inspection | 0 | 0.17 | 0 | 268.73 | 1 |  | 2023-02-23 | redacted
Low Income - Power to Save | Low Flow Showerhead | 0 | 0.04 | 0.1 | 504.08 | 1 |  | 2023-02-23 | redacted
Low Income - Power to Save | Faucet Aerators | 0 | 0 | 0.02 | 110.58 | 1 |  | 2023-02-23 | redacted
Low Income - Power to Save | HVAC Inspection | 0 | 0.18 | 0.06 | 601.4 | 1 |  | 2023-02-21 | redacted
Low Income - Power to Save | Low Flow Showerhead | 0 | 0.18 | 0.06 | 601.4 | 1 |  | 2023-02-21 | redacted
Low Income - Power to Save | Faucet Aerators | 0 | 0.18 | 0.06 | 601.4 | 1 |  | 2023-02-21 | redacted
Low Income - Power to Save | HVAC Inspection | 0 | 0.17 | 0 | 268.73 | 1 |  | 2023-02-20 | redacted
Low Income - Power to Save | Low Flow Showerhead | 0 | 0.04 | 0.1 | 504.08 | 1 |  | 2023-02-20 | redacted
Low Income - Power to Save | Faucet Aerators | 0 | 0 | 0.02 | 110.58 | 1 |  | 2023-02-20 | redacted
Low Income - Power to Save | HVAC Inspection | 0 | 0.18 | 0.06 | 601.4 | 1 |  | 2023-02-07 | redacted
Low Income - Power to Save | Low Flow Showerhead | 0 | 0.18 | 0.06 | 601.4 | 1 |  | 2023-02-07 | redacted
Low Income - Power to Save | Faucet Aerators | 0 | 0.18 | 0.06 | 601.4 | 1 |  | 2023-02-07 | redacted
Low Income - Power to Save | HVAC Inspection | 0 | 0.17 | 0 | 268.73 | 1 |  | 2023-02-16 | redacted
Low Income - Power to Save | Low Flow Showerhead | 0 | 0.04 | 0.1 | 504.08 | 1 |  | 2023-02-16 | redacted
Low Income - Power to Save | Faucet Aerators | 0 | 0 | 0.02 | 110.58 | 1 |  | 2023-02-16 | redacted
Low Income - Power to Save | HVAC Inspection | 0 | 0.17 | 0 | 268.73 | 1 |  | 2023-02-14 | redacted
Low Income - Power to Save | Low Flow Showerhead | 0 | 0.04 | 0.1 | 504.08 | 1 |  | 2023-02-14 | redacted
Low Income - Power to Save | Faucet Aerators | 0 | 0 | 0.02 | 110.58 | 1 |  | 2023-02-14 | redacted
Low Income - Power to Save | HVAC Inspection | 0 | 0.17 | 0 | 268.73 | 1 |  | 2023-02-27 | redacted
Low Income - Power to Save | Low Flow Showerhead | 0 | 0.04 | 0.1 | 504.08 | 1 |  | 2023-02-27 | redacted
Low Income - Power to Save | Faucet Aerators | 0 | 0 | 0.02 | 110.58 | 1 |  | 2023-02-27 | redacted
Low Income - Power to Save | HVAC Inspection | 0 | 0.17 | 0 | 268.73 | 1 |  | 2023-02-17 | redacted
Low Income - Power to Save | Low Flow Showerhead | 0 | 0.04 | 0.1 | 504.08 | 1 |  | 2023-02-17 | redacted
Low Income - Power to Save | Faucet Aerators | 0 | 0 | 0.02 | 110.58 | 1 |  | 2023-02-17 | redacted
Low Income - Power to Save | HVAC Inspection | 0 | 0.17 | 0 | 268.73 | 1 |  | 2023-02-17 | redacted
Low Income - Power to Save | HVAC Inspection | 0 | 0.17 | 0 | 268.73 | 1 |  | 2023-02-09 | redacted
Low Income - Power to Save | Low Flow Showerhead | 0 | 0.04 | 0.1 | 504.08 | 1 |  | 2023-02-09 | redacted
Low Income - Power to Save | Faucet Aerators | 0 | 0 | 0.02 | 110.58 | 1 |  | 2023-02-09 | redacted
Low Income - Power to Save | HVAC Inspection | 0 | 0.17 | 0 | 268.73 | 1 |  | 2023-02-14 | redacted
Low Income - Power to Save | Low Flow Showerhead | 0 | 0.04 | 0.1 | 504.08 | 1 |  | 2023-02-14 | redacted
Low Income - Power to Save | Faucet Aerators | 0 | 0 | 0.02 | 110.58 | 1 |  | 2023-02-14 | redacted
Low Income - Power to Save | HVAC Inspection | 0 | 0.17 | 0 | 268.73 | 1 |  | 2023-02-20 | redacted
Low Income - Power to Save | HVAC Inspection | 0 | 0.17 | 0 | 268.73 | 1 |  | 2023-02-01 | redacted
Low Income - Power to Save | Low Flow Showerhead | 0 | 0.04 | 0.1 | 504.08 | 1 |  | 2023-02-01 | redacted
Low Income - Power to Save | HVAC Inspection | 0 | 0.17 | 0 | 268.73 | 1 |  | 2023-02-27 | redacted
Low Income - Power to Save | Low Flow Showerhead | 0 | 0.04 | 0.1 | 504.08 | 1 |  | 2023-02-27 | redacted
Low Income - Power to Save | Faucet Aerators | 0 | 0 | 0.02 | 110.58 | 1 |  | 2023-02-27 | redacted
Low Income - Power to Save | HVAC Inspection | 0 | 0.17 | 0 | 268.73 | 1 |  | 2023-02-27 | redacted
Low Income - Power to Save | Low Flow Showerhead | 0 | 0.04 | 0.1 | 504.08 | 1 |  | 2023-02-27 | redacted
Low Income - Power to Save | Faucet Aerators | 0 | 0 | 0.02 | 110.58 | 1 |  | 2023-02-27 | redacted
Low Income - Power to Save | HVAC Inspection | 0 | 0.17 | 0 | 268.73 | 1 |  | 2023-02-13 | redacted
Low Income - Power to Save | HVAC Inspection | 0 | 0.18 | 0.06 | 601.4 | 1 |  | 2023-02-28 | redacted
Low Income - Power to Save | Low Flow Showerhead | 0 | 0.18 | 0.06 | 601.4 | 1 |  | 2023-02-28 | redacted
Low Income - Power to Save | Faucet Aerators | 0 | 0.18 | 0.06 | 601.4 | 1 |  | 2023-02-28 | redacted
Low Income - Power to Save | HVAC Inspection | 0 | 0.17 | 0 | 268.73 | 1 |  | 2023-02-09 | redacted
Low Income - Power to Save | HVAC Inspection | 0 | 0.17 | 0 | 268.73 | 1 |  | 2023-02-09 | redacted
Low Income - Power to Save | Low Flow Showerhead | 0 | 0.04 | 0.1 | 504.08 | 1 |  | 2023-02-09 | redacted
Low Income - Power to Save | Faucet Aerators | 0 | 0 | 0.02 | 110.58 | 1 |  | 2023-02-09 | redacted
Low Income - Power to Save | HVAC Inspection | 0 | 0.17 | 0 | 268.73 | 1 |  | 2023-02-09 | redacted
Low Income - Power to Save | HVAC Inspection | 0 | 0.17 | 0 | 268.73 | 1 |  | 2023-02-08 | redacted
Low Income - Power to Save | Low Flow Showerhead | 0 | 0.04 | 0.1 | 504.08 | 1 |  | 2023-02-08 | redacted
Low Income - Power to Save | Faucet Aerators | 0 | 0 | 0.02 | 110.58 | 1 |  | 2023-02-08 | redacted
Low Income - Power to Save | HVAC Inspection | 0 | 0.17 | 0 | 268.73 | 1 |  | 2023-02-15 | redacted
Low Income - Power to Save | Low Flow Showerhead | 0 | 0.04 | 0.1 | 504.08 | 1 |  | 2023-02-15 | redacted
Low Income - Power to Save | Faucet Aerators | 0 | 0 | 0.02 | 110.58 | 1 |  | 2023-02-15 | redacted
Low Income - Power to Save | HVAC Inspection | 0 | 0.17 | 0 | 268.73 | 1 |  | 2023-02-21 | redacted
Low Income - Power to Save | Low Flow Showerhead | 0 | 0.04 | 0.1 | 504.08 | 1 |  | 2023-02-21 | redacted
Low Income - Power to Save | Faucet Aerators | 0 | 0 | 0.02 | 110.58 | 1 |  | 2023-02-21 | redacted
Low Income - Power to Save | HVAC Inspection | 0 | 0.17 | 0 | 268.73 | 1 |  | 2023-02-17 | redacted
Low Income - Power to Save | Low Flow Showerhead | 0 | 0.04 | 0.1 | 504.08 | 1 |  | 2023-02-17 | redacted
Low Income - Power to Save | Faucet Aerators | 0 | 0 | 0.02 | 110.58 | 1 |  | 2023-02-17 | redacted
Low Income - Power to Save | HVAC Inspection | 0 | 0.17 | 0 | 268.73 | 1 |  | 2023-02-10 | redacted
Low Income - Power to Save | Low Flow Showerhead | 0 | 0.04 | 0.1 | 504.08 | 1 |  | 2023-02-10 | redacted
Low Income - Power to Save | Faucet Aerators | 0 | 0 | 0.02 | 110.58 | 1 |  | 2023-02-10 | redacted
Low Income - Power to Save | HVAC Inspection | 0 | 0.17 | 0 | 268.73 | 1 |  | 2023-02-09 | redacted
Low Income - Power to Save | Low Flow Showerhead | 0 | 0.04 | 0.1 | 504.08 | 1 |  | 2023-02-09 | redacted
Low Income - Power to Save | Faucet Aerators | 0 | 0 | 0.02 | 110.58 | 1 |  | 2023-02-09 | redacted
Low Income - Power to Save | HVAC Inspection | 0 | 0.17 | 0 | 268.73 | 1 |  | 2023-02-17 | redacted
Low Income - Power to Save | Low Flow Showerhead | 0 | 0.04 | 0.1 | 504.08 | 1 |  | 2023-02-17 | redacted
Low Income - Power to Save | Faucet Aerators | 0 | 0 | 0.02 | 110.58 | 1 |  | 2023-02-17 | redacted
Low Income - Power to Save | Weather Strip/Caulk | 0 | 0.25 | 0.09 | 503.3 | 1 |  | 2023-02-17 | redacted
Low Income - Power to Save | HVAC Inspection | 0 | 0.17 | 0 | 268.73 | 1 |  | 2023-02-23 | redacted
Low Income - Power to Save | Low Flow Showerhead | 0 | 0.04 | 0.1 | 504.08 | 1 |  | 2023-02-23 | redacted
Low Income - Power to Save | Faucet Aerators | 0 | 0 | 0.02 | 110.58 | 1 |  | 2023-02-23 | redacted
Low Income - Power to Save | HVAC Inspection | 0 | 0.17 | 0 | 268.73 | 1 |  | 2023-02-14 | redacted
Low Income - Power to Save | Low Flow Showerhead | 0 | 0.04 | 0.1 | 504.08 | 1 |  | 2023-02-14 | redacted
Low Income - Power to Save | Faucet Aerators | 0 | 0 | 0.02 | 110.58 | 1 |  | 2023-02-14 | redacted
Low Income - Power to Save | HVAC Inspection | 0 | 0.17 | 0 | 268.73 | 1 |  | 2023-02-22 | redacted
Low Income - Power to Save | Low Flow Showerhead | 0 | 0.04 | 0.1 | 504.08 | 1 |  | 2023-02-22 | redacted
Low Income - Power to Save | Faucet Aerators | 0 | 0 | 0.02 | 110.58 | 1 |  | 2023-02-22 | redacted
Low Income - Power to Save | Weather Strip/Caulk | 0 | 0.25 | 0.09 | 503.3 | 1 |  | 2023-02-22 | redacted
Low Income - Power to Save | HVAC Inspection | 0 | 0.18 | 0.06 | 601.4 | 1 |  | 2023-02-17 | redacted
Low Income - Power to Save | Low Flow Showerhead | 0 | 0.18 | 0.06 | 601.4 | 1 |  | 2023-02-17 | redacted
Low Income - Power to Save | Faucet Aerators | 0 | 0.18 | 0.06 | 601.4 | 1 |  | 2023-02-17 | redacted
Low Income - Power to Save | HVAC Inspection | 0 | 0.17 | 0 | 268.73 | 1 |  | 2023-02-13 | redacted
Low Income - Power to Save | Low Flow Showerhead | 0 | 0.04 | 0.1 | 504.08 | 1 |  | 2023-02-13 | redacted
Low Income - Power to Save | Faucet Aerators | 0 | 0 | 0.02 | 110.58 | 1 |  | 2023-02-13 | redacted
Low Income - Power to Save | Weather Strip/Caulk | 0 | 0.25 | 0.09 | 503.3 | 1 |  | 2023-02-13 | redacted
Low Income - Power to Save | HVAC Inspection | 0 | 0.17 | 0 | 268.73 | 1 |  | 2023-02-02 | redacted
Low Income - Power to Save | HVAC Inspection | 0 | 0.17 | 0 | 268.73 | 1 |  | 2023-02-28 | redacted
Low Income - Power to Save | Low Flow Showerhead | 0 | 0.04 | 0.1 | 504.08 | 1 |  | 2023-02-28 | redacted
Low Income - Power to Save | Faucet Aerators | 0 | 0 | 0.02 | 110.58 | 1 |  | 2023-02-28 | redacted
Low Income - Power to Save | HVAC Inspection | 0 | 0.17 | 0 | 268.73 | 1 |  | 2023-02-13 | redacted
Low Income - Power to Save | Low Flow Showerhead | 0 | 0.04 | 0.1 | 504.08 | 1 |  | 2023-02-13 | redacted
Low Income - Power to Save | Faucet Aerators | 0 | 0 | 0.02 | 110.58 | 1 |  | 2023-02-13 | redacted
Low Income - Power to Save | Weather Strip/Caulk | 0 | 0.25 | 0.09 | 503.3 | 1 |  | 2023-02-13 | redacted
Low Income - Power to Save | HVAC Inspection | 0 | 0.17 | 0 | 268.73 | 1 |  | 2023-02-13 | redacted
Low Income - Power to Save | Low Flow Showerhead | 0 | 0.04 | 0.1 | 504.08 | 1 |  | 2023-02-13 | redacted
Low Income - Power to Save | HVAC Inspection | 0 | 0.18 | 0.06 | 601.4 | 1 |  | 2023-02-23 | redacted
Low Income - Power to Save | Low Flow Showerhead | 0 | 0.18 | 0.06 | 601.4 | 1 |  | 2023-02-23 | redacted
Low Income - Power to Save | Faucet Aerators | 0 | 0.18 | 0.06 | 601.4 | 1 |  | 2023-02-23 | redacted
Low Income - Power to Save | HVAC Inspection | 0 | 0.17 | 0 | 268.73 | 1 |  | 2023-02-24 | redacted
Low Income - Power to Save | Low Flow Showerhead | 0 | 0.04 | 0.1 | 504.08 | 1 |  | 2023-02-24 | redacted
Low Income - Power to Save | Faucet Aerators | 0 | 0 | 0.02 | 110.58 | 1 |  | 2023-02-24 | redacted
Low Income - Power to Save | HVAC Inspection | 0 | 0.17 | 0 | 268.73 | 1 |  | 2023-02-14 | redacted
Low Income - Power to Save | Low Flow Showerhead | 0 | 0.04 | 0.1 | 504.08 | 1 |  | 2023-02-14 | redacted
Low Income - Power to Save | Faucet Aerators | 0 | 0 | 0.02 | 110.58 | 1 |  | 2023-02-14 | redacted
Low Income - Power to Save | HVAC Inspection | 0 | 0.17 | 0 | 268.73 | 1 |  | 2023-02-28 | redacted
Low Income - Power to Save | Low Flow Showerhead | 0 | 0.04 | 0.1 | 504.08 | 1 |  | 2023-02-28 | redacted
Low Income - Power to Save | Faucet Aerators | 0 | 0 | 0.02 | 110.58 | 1 |  | 2023-02-28 | redacted
Low Income - Power to Save | HVAC Inspection | 0 | 0.17 | 0 | 268.73 | 1 |  | 2023-02-16 | redacted
Low Income - Power to Save | Low Flow Showerhead | 0 | 0.04 | 0.1 | 504.08 | 1 |  | 2023-02-16 | redacted
Low Income - Power to Save | Faucet Aerators | 0 | 0 | 0.02 | 110.58 | 1 |  | 2023-02-16 | redacted
Low Income - Power to Save | HVAC Inspection | 0 | 0.17 | 0 | 268.73 | 1 |  | 2023-02-13 | redacted
Low Income - Power to Save | Low Flow Showerhead | 0 | 0.04 | 0.1 | 504.08 | 1 |  | 2023-02-13 | redacted
Low Income - Power to Save | Faucet Aerators | 0 | 0 | 0.02 | 110.58 | 1 |  | 2023-02-13 | redacted
Low Income - Power to Save | Weather Strip/Caulk | 0 | 0.25 | 0.09 | 503.3 | 1 |  | 2023-02-13 | redacted
Low Income - Power to Save | HVAC Inspection | 0 | 0.17 | 0 | 268.73 | 1 |  | 2023-02-27 | redacted
Low Income - Power to Save | Low Flow Showerhead | 0 | 0.04 | 0.1 | 504.08 | 1 |  | 2023-02-27 | redacted
Low Income - Power to Save | Faucet Aerators | 0 | 0 | 0.02 | 110.58 | 1 |  | 2023-02-27 | redacted
Low Income - Power to Save | HVAC Inspection | 0 | 0.17 | 0 | 268.73 | 1 |  | 2023-02-17 | redacted
Low Income - Power to Save | Low Flow Showerhead | 0 | 0.04 | 0.1 | 504.08 | 1 |  | 2023-02-17 | redacted
Low Income - Power to Save | Faucet Aerators | 0 | 0 | 0.02 | 110.58 | 1 |  | 2023-02-17 | redacted
Low Income - Power to Save | HVAC Inspection | 0 | 0.17 | 0 | 268.73 | 1 |  | 2023-02-08 | redacted
Low Income - Power to Save | Low Flow Showerhead | 0 | 0.04 | 0.1 | 504.08 | 1 |  | 2023-02-08 | redacted
Low Income - Power to Save | Faucet Aerators | 0 | 0 | 0.02 | 110.58 | 1 |  | 2023-02-08 | redacted
Low Income - Power to Save | HVAC Inspection | 0 | 0.18 | 0.06 | 601.4 | 1 |  | 2023-02-14 | redacted
Low Income - Power to Save | Low Flow Showerhead | 0 | 0.18 | 0.06 | 601.4 | 1 |  | 2023-02-14 | redacted
Low Income - Power to Save | Faucet Aerators | 0 | 0.18 | 0.06 | 601.4 | 1 |  | 2023-02-14 | redacted
Low Income - Power to Save | HVAC Inspection | 0 | 0.17 | 0 | 268.73 | 1 |  | 2023-02-23 | redacted
Low Income - Power to Save | Low Flow Showerhead | 0 | 0.04 | 0.1 | 504.08 | 1 |  | 2023-02-23 | redacted
Low Income - Power to Save | Faucet Aerators | 0 | 0 | 0.02 | 110.58 | 1 |  | 2023-02-23 | redacted
Low Income - Power to Save | Weather Strip/Caulk | 0 | 0.25 | 0.09 | 503.3 | 1 |  | 2023-02-23 | redacted
Low Income - Power to Save | HVAC Inspection | 0 | 0.18 | 0.06 | 601.4 | 1 |  | 2023-02-22 | redacted
Low Income - Power to Save | Low Flow Showerhead | 0 | 0.18 | 0.06 | 601.4 | 1 |  | 2023-02-22 | redacted
Low Income - Power to Save | Faucet Aerators | 0 | 0.18 | 0.06 | 601.4 | 1 |  | 2023-02-22 | redacted
Low Income - Power to Save | HVAC Inspection | 0 | 0.17 | 0 | 268.73 | 1 |  | 2023-02-24 | redacted
Low Income - Power to Save | Low Flow Showerhead | 0 | 0.04 | 0.1 | 504.08 | 1 |  | 2023-02-24 | redacted
Low Income - Power to Save | Faucet Aerators | 0 | 0 | 0.02 | 110.58 | 1 |  | 2023-02-24 | redacted
Low Income - Power to Save | HVAC Inspection | 0 | 0.17 | 0 | 268.73 | 1 |  | 2023-02-23 | redacted
Low Income - Power to Save | Low Flow Showerhead | 0 | 0.04 | 0.1 | 504.08 | 1 |  | 2023-02-23 | redacted
Low Income - Power to Save | Faucet Aerators | 0 | 0 | 0.02 | 110.58 | 1 |  | 2023-02-23 | redacted
Low Income - Power to Save | Weather Strip/Caulk | 0 | 0.25 | 0.09 | 503.3 | 1 |  | 2023-02-23 | redacted
Low Income - Power to Save | HVAC Inspection | 0 | 0.17 | 0 | 268.73 | 1 |  | 2023-02-14 | redacted
Low Income - Power to Save | Low Flow Showerhead | 0 | 0.04 | 0.1 | 504.08 | 1 |  | 2023-02-14 | redacted
Low Income - Power to Save | Faucet Aerators | 0 | 0 | 0.02 | 110.58 | 1 |  | 2023-02-14 | redacted
Low Income - Power to Save | HVAC Inspection | 0 | 0.17 | 0 | 268.73 | 1 |  | 2023-02-13 | redacted
Low Income - Power to Save | Low Flow Showerhead | 0 | 0.04 | 0.1 | 504.08 | 1 |  | 2023-02-13 | redacted
Low Income - Power to Save | Faucet Aerators | 0 | 0 | 0.02 | 110.58 | 1 |  | 2023-02-13 | redacted
Low Income - Power to Save | Weather Strip/Caulk | 0 | 0.25 | 0.09 | 503.3 | 1 |  | 2023-02-13 | redacted
Low Income - Power to Save | HVAC Inspection | 0 | 0.17 | 0 | 268.73 | 1 |  | 2023-02-21 | redacted
Low Income - Power to Save | Low Flow Showerhead | 0 | 0.04 | 0.1 | 504.08 | 1 |  | 2023-02-21 | redacted
Low Income - Power to Save | HVAC Inspection | 0 | 0.17 | 0 | 268.73 | 1 |  | 2023-02-17 | redacted
Low Income - Power to Save | Low Flow Showerhead | 0 | 0.04 | 0.1 | 504.08 | 1 |  | 2023-02-17 | redacted
Low Income - Power to Save | Faucet Aerators | 0 | 0 | 0.02 | 110.58 | 1 |  | 2023-02-17 | redacted
Low Income - Power to Save | HVAC Inspection | 0 | 0.17 | 0 | 268.73 | 1 |  | 2023-02-10 | redacted
Low Income - Power to Save | Low Flow Showerhead | 0 | 0.04 | 0.1 | 504.08 | 1 |  | 2023-02-10 | redacted
Low Income - Power to Save | Faucet Aerators | 0 | 0 | 0.02 | 110.58 | 1 |  | 2023-02-10 | redacted
Low Income - Power to Save | HVAC Inspection | 0 | 0.17 | 0 | 268.73 | 1 |  | 2023-02-13 | redacted
Low Income - Power to Save | Low Flow Showerhead | 0 | 0.04 | 0.1 | 504.08 | 1 |  | 2023-02-13 | redacted
Low Income - Power to Save | Faucet Aerators | 0 | 0 | 0.02 | 110.58 | 1 |  | 2023-02-13 | redacted
Low Income - Power to Save | HVAC Inspection | 0 | 0.17 | 0 | 268.73 | 1 |  | 2023-02-23 | redacted
Low Income - Power to Save | Low Flow Showerhead | 0 | 0.04 | 0.1 | 504.08 | 1 |  | 2023-02-23 | redacted
Low Income - Power to Save | Faucet Aerators | 0 | 0 | 0.02 | 110.58 | 1 |  | 2023-02-23 | redacted
Low Income - Power to Save | HVAC Inspection | 0 | 0.17 | 0 | 268.73 | 1 |  | 2023-02-07 | redacted
Low Income - Power to Save | Low Flow Showerhead | 0 | 0.04 | 0.1 | 504.08 | 1 |  | 2023-02-07 | redacted
Low Income - Power to Save | Faucet Aerators | 0 | 0 | 0.02 | 110.58 | 1 |  | 2023-02-07 | redacted
Low Income - Power to Save | HVAC Inspection | 0 | 0.17 | 0 | 268.73 | 1 |  | 2023-02-08 | redacted
Low Income - Power to Save | Low Flow Showerhead | 0 | 0.04 | 0.1 | 504.08 | 1 |  | 2023-02-08 | redacted
Low Income - Power to Save | Faucet Aerators | 0 | 0 | 0.02 | 110.58 | 1 |  | 2023-02-08 | redacted
Low Income - Power to Save | HVAC Inspection | 0 | 0.17 | 0 | 268.73 | 1 |  | 2023-02-20 | redacted
Low Income - Power to Save | HVAC Inspection | 0 | 0.17 | 0 | 268.73 | 1 |  | 2023-02-06 | redacted
Low Income - Power to Save | HVAC Inspection | 0 | 0.17 | 0 | 268.73 | 1 |  | 2023-02-14 | redacted
Low Income - Power to Save | Low Flow Showerhead | 0 | 0.04 | 0.1 | 504.08 | 1 |  | 2023-02-14 | redacted
Low Income - Power to Save | HVAC Inspection | 0 | 0.17 | 0 | 268.73 | 1 |  | 2023-02-21 | redacted
Low Income - Power to Save | HVAC Inspection | 0 | 0.17 | 0 | 268.73 | 1 |  | 2023-02-08 | redacted
Low Income - Power to Save | Low Flow Showerhead | 0 | 0.04 | 0.1 | 504.08 | 1 |  | 2023-02-08 | redacted
Low Income - Power to Save | Faucet Aerators | 0 | 0 | 0.02 | 110.58 | 1 |  | 2023-02-08 | redacted
Low Income - Power to Save | HVAC Inspection | 0 | 0.17 | 0 | 268.73 | 1 |  | 2023-02-08 | redacted
Low Income - Power to Save | Faucet Aerators | 0 | 0 | 0.02 | 110.58 | 1 |  | 2023-02-08 | redacted
Low Income - Power to Save | HVAC Inspection | 0 | 0.17 | 0 | 268.73 | 1 |  | 2023-02-09 | redacted
Low Income - Power to Save | Low Flow Showerhead | 0 | 0.04 | 0.1 | 504.08 | 1 |  | 2023-02-09 | redacted
Low Income - Power to Save | Faucet Aerators | 0 | 0 | 0.02 | 110.58 | 1 |  | 2023-02-09 | redacted
Low Income - Power to Save | HVAC Inspection | 0 | 0.17 | 0 | 268.73 | 1 |  | 2023-02-22 | redacted
Low Income - Power to Save | Low Flow Showerhead | 0 | 0.04 | 0.1 | 504.08 | 1 |  | 2023-02-22 | redacted
Low Income - Power to Save | Faucet Aerators | 0 | 0 | 0.02 | 110.58 | 1 |  | 2023-02-22 | redacted
Low Income - Power to Save | HVAC Inspection | 0 | 0.17 | 0 | 268.73 | 1 |  | 2023-02-07 | redacted
Low Income - Power to Save | Low Flow Showerhead | 0 | 0.04 | 0.1 | 504.08 | 1 |  | 2023-02-07 | redacted
Low Income - Power to Save | Faucet Aerators | 0 | 0 | 0.02 | 110.58 | 1 |  | 2023-02-07 | redacted
Low Income - Power to Save | HVAC Inspection | 0 | 0.17 | 0 | 268.73 | 1 |  | 2023-02-17 | redacted
Low Income - Power to Save | HVAC Inspection | 0 | 0.17 | 0 | 268.73 | 1 |  | 2023-02-28 | redacted
Low Income - Power to Save | Low Flow Showerhead | 0 | 0.04 | 0.1 | 504.08 | 1 |  | 2023-02-28 | redacted
Low Income - Power to Save | Faucet Aerators | 0 | 0 | 0.02 | 110.58 | 1 |  | 2023-02-28 | redacted
Low Income - Power to Save | HVAC Inspection | 0 | 0.17 | 0 | 268.73 | 1 |  | 2023-02-17 | redacted
Low Income - Power to Save | Low Flow Showerhead | 0 | 0.04 | 0.1 | 504.08 | 1 |  | 2023-02-17 | redacted
Low Income - Power to Save | Faucet Aerators | 0 | 0 | 0.02 | 110.58 | 1 |  | 2023-02-17 | redacted
Low Income - Power to Save | HVAC Inspection | 0 | 0.17 | 0 | 268.73 | 1 |  | 2023-02-01 | redacted
Low Income - Power to Save | Low Flow Showerhead | 0 | 0.04 | 0.1 | 504.08 | 1 |  | 2023-02-01 | redacted
Low Income - Power to Save | HVAC Inspection | 0 | 0.17 | 0 | 268.73 | 1 |  | 2023-02-01 | redacted
Low Income - Power to Save | Low Flow Showerhead | 0 | 0.04 | 0.1 | 504.08 | 1 |  | 2023-02-01 | redacted
Low Income - Power to Save | HVAC Inspection | 0 | 0.17 | 0 | 268.73 | 1 |  | 2023-02-14 | redacted
Low Income - Power to Save | Low Flow Showerhead | 0 | 0.04 | 0.1 | 504.08 | 1 |  | 2023-02-14 | redacted
Low Income - Power to Save | Faucet Aerators | 0 | 0 | 0.02 | 110.58 | 1 |  | 2023-02-14 | redacted
Low Income - Power to Save | HVAC Inspection | 0 | 0.18 | 0.06 | 601.4 | 1 |  | 2023-02-02 | redacted
Low Income - Power to Save | Low Flow Showerhead | 0 | 0.18 | 0.06 | 601.4 | 1 |  | 2023-02-02 | redacted
Low Income - Power to Save | Faucet Aerators | 0 | 0.18 | 0.06 | 601.4 | 1 |  | 2023-02-02 | redacted
Low Income - Power to Save | HVAC Inspection | 0 | 0.17 | 0 | 268.73 | 1 |  | 2023-02-20 | redacted
Low Income - Power to Save | Low Flow Showerhead | 0 | 0.04 | 0.1 | 504.08 | 1 |  | 2023-02-20 | redacted
Low Income - Power to Save | Faucet Aerators | 0 | 0 | 0.02 | 110.58 | 1 |  | 2023-02-20 | redacted
Low Income - Power to Save | HVAC Inspection | 0 | 0.17 | 0 | 268.73 | 1 |  | 2023-02-09 | redacted
Low Income - Power to Save | Low Flow Showerhead | 0 | 0.04 | 0.1 | 504.08 | 1 |  | 2023-02-09 | redacted
Low Income - Power to Save | Faucet Aerators | 0 | 0 | 0.02 | 110.58 | 1 |  | 2023-02-09 | redacted
Low Income - Power to Save | HVAC Inspection | 0 | 0.17 | 0 | 268.73 | 1 |  | 2023-02-13 | redacted
Low Income - Power to Save | HVAC Inspection | 0 | 0.17 | 0 | 268.73 | 1 |  | 2023-02-21 | redacted
Low Income - Power to Save | Low Flow Showerhead | 0 | 0.04 | 0.1 | 504.08 | 1 |  | 2023-02-21 | redacted
Low Income - Power to Save | Faucet Aerators | 0 | 0 | 0.02 | 110.58 | 1 |  | 2023-02-21 | redacted
Low Income - Power to Save | HVAC Inspection | 0 | 0.17 | 0 | 268.73 | 1 |  | 2023-02-23 | redacted
Low Income - Power to Save | Low Flow Showerhead | 0 | 0.04 | 0.1 | 504.08 | 1 |  | 2023-02-23 | redacted
Low Income - Power to Save | Faucet Aerators | 0 | 0 | 0.02 | 110.58 | 1 |  | 2023-02-23 | redacted
Low Income - Power to Save | HVAC Inspection | 0 | 0.17 | 0 | 268.73 | 1 |  | 2023-02-22 | redacted
Low Income - Power to Save | Low Flow Showerhead | 0 | 0.04 | 0.1 | 504.08 | 1 |  | 2023-02-22 | redacted
Low Income - Power to Save | Faucet Aerators | 0 | 0 | 0.02 | 110.58 | 1 |  | 2023-02-22 | redacted
Low Income - Power to Save | HVAC Inspection | 0 | 0.17 | 0 | 268.73 | 1 |  | 2023-02-15 | redacted
Low Income - Power to Save | HVAC Inspection | 0 | 0.17 | 0 | 268.73 | 1 |  | 2023-02-22 | redacted
Low Income - Power to Save | Low Flow Showerhead | 0 | 0.04 | 0.1 | 504.08 | 1 |  | 2023-02-22 | redacted
Low Income - Power to Save | Faucet Aerators | 0 | 0 | 0.02 | 110.58 | 1 |  | 2023-02-22 | redacted
Low Income - Power to Save | HVAC Inspection | 0 | 0.17 | 0 | 268.73 | 1 |  | 2023-02-23 | redacted
Low Income - Power to Save | Low Flow Showerhead | 0 | 0.04 | 0.1 | 504.08 | 1 |  | 2023-02-23 | redacted
Low Income - Power to Save | Faucet Aerators | 0 | 0 | 0.02 | 110.58 | 1 |  | 2023-02-23 | redacted
Low Income - Power to Save | HVAC Inspection | 0 | 0.17 | 0 | 268.73 | 1 |  | 2023-02-28 | redacted
Low Income - Power to Save | Low Flow Showerhead | 0 | 0.04 | 0.1 | 504.08 | 1 |  | 2023-02-28 | redacted
Low Income - Power to Save | Faucet Aerators | 0 | 0 | 0.02 | 110.58 | 1 |  | 2023-02-28 | redacted
Low Income - Power to Save | HVAC Inspection | 0 | 0.17 | 0 | 268.73 | 1 |  | 2023-02-24 | redacted
Low Income - Power to Save | Low Flow Showerhead | 0 | 0.04 | 0.1 | 504.08 | 1 |  | 2023-02-24 | redacted
Low Income - Power to Save | Faucet Aerators | 0 | 0 | 0.02 | 110.58 | 1 |  | 2023-02-24 | redacted
Low Income - Power to Save | HVAC Inspection | 0 | 0.17 | 0 | 268.73 | 1 |  | 2023-02-28 | redacted
Low Income - Power to Save | Low Flow Showerhead | 0 | 0.04 | 0.1 | 504.08 | 1 |  | 2023-02-28 | redacted
Low Income - Power to Save | Faucet Aerators | 0 | 0 | 0.02 | 110.58 | 1 |  | 2023-02-28 | redacted
Low Income - Power to Save | Weather Strip/Caulk | 0 | 0.25 | 0.09 | 503.3 | 1 |  | 2023-02-28 | redacted
Low Income - Power to Save | HVAC Inspection | 0 | 0.17 | 0 | 268.73 | 1 |  | 2023-02-23 | redacted
Low Income - Power to Save | Low Flow Showerhead | 0 | 0.04 | 0.1 | 504.08 | 1 |  | 2023-02-23 | redacted
Low Income - Power to Save | Faucet Aerators | 0 | 0 | 0.02 | 110.58 | 1 |  | 2023-02-23 | redacted
Low Income - Power to Save | HVAC Inspection | 0 | 0.18 | 0.06 | 601.4 | 1 |  | 2023-02-17 | redacted
Low Income - Power to Save | Low Flow Showerhead | 0 | 0.18 | 0.06 | 601.4 | 1 |  | 2023-02-17 | redacted
Low Income - Power to Save | Faucet Aerators | 0 | 0.18 | 0.06 | 601.4 | 1 |  | 2023-02-17 | redacted
Low Income - Power to Save | HVAC Inspection | 0 | 0.17 | 0 | 268.73 | 1 |  | 2023-02-21 | redacted
Low Income - Power to Save | Low Flow Showerhead | 0 | 0.04 | 0.1 | 504.08 | 1 |  | 2023-02-21 | redacted
Low Income - Power to Save | Faucet Aerators | 0 | 0 | 0.02 | 110.58 | 1 |  | 2023-02-21 | redacted
Low Income - Power to Save | HVAC Inspection | 0 | 0.17 | 0 | 268.73 | 1 |  | 2023-02-28 | redacted
Low Income - Power to Save | Low Flow Showerhead | 0 | 0.04 | 0.1 | 504.08 | 1 |  | 2023-02-28 | redacted
Low Income - Power to Save | Faucet Aerators | 0 | 0 | 0.02 | 110.58 | 1 |  | 2023-02-28 | redacted
Low Income - Power to Save | HVAC Inspection | 0 | 0.17 | 0 | 268.73 | 1 |  | 2023-02-14 | redacted
Low Income - Power to Save | HVAC Inspection | 0 | 0.17 | 0 | 268.73 | 1 |  | 2023-02-13 | redacted
Low Income - Power to Save | Low Flow Showerhead | 0 | 0.04 | 0.1 | 504.08 | 1 |  | 2023-02-13 | redacted
Low Income - Power to Save | Faucet Aerators | 0 | 0 | 0.02 | 110.58 | 1 |  | 2023-02-13 | redacted
Low Income - Power to Save | HVAC Inspection | 0 | 0.17 | 0 | 268.73 | 1 |  | 2023-02-17 | redacted
Low Income - Power to Save | Low Flow Showerhead | 0 | 0.04 | 0.1 | 504.08 | 1 |  | 2023-02-17 | redacted
Low Income - Power to Save | Faucet Aerators | 0 | 0 | 0.02 | 110.58 | 1 |  | 2023-02-17 | redacted
Low Income - Power to Save | HVAC Inspection | 0 | 0.17 | 0 | 268.73 | 1 |  | 2023-02-23 | redacted
Low Income - Power to Save | Low Flow Showerhead | 0 | 0.04 | 0.1 | 504.08 | 1 |  | 2023-02-23 | redacted
Low Income - Power to Save | Faucet Aerators | 0 | 0 | 0.02 | 110.58 | 1 |  | 2023-02-23 | redacted
Low Income - Power to Save | Weather Strip/Caulk | 0 | 0.25 | 0.09 | 503.3 | 1 |  | 2023-02-23 | redacted
Low Income - Power to Save | HVAC Inspection | 0 | 0.17 | 0 | 268.73 | 1 |  | 2023-02-23 | redacted
Low Income - Power to Save | Low Flow Showerhead | 0 | 0.04 | 0.1 | 504.08 | 1 |  | 2023-02-23 | redacted
Low Income - Power to Save | Faucet Aerators | 0 | 0 | 0.02 | 110.58 | 1 |  | 2023-02-23 | redacted
Low Income - Power to Save | Weather Strip/Caulk | 0 | 0.25 | 0.09 | 503.3 | 1 |  | 2023-02-23 | redacted
Low Income - Power to Save | HVAC Inspection | 0 | 0.17 | 0 | 268.73 | 1 |  | 2023-02-23 | redacted
Low Income - Power to Save | Low Flow Showerhead | 0 | 0.04 | 0.1 | 504.08 | 1 |  | 2023-02-23 | redacted
Low Income - Power to Save | Faucet Aerators | 0 | 0 | 0.02 | 110.58 | 1 |  | 2023-02-23 | redacted
Low Income - Power to Save | HVAC Inspection | 0 | 0.17 | 0 | 268.73 | 1 |  | 2023-02-16 | redacted
Low Income - Power to Save | Low Flow Showerhead | 0 | 0.04 | 0.1 | 504.08 | 1 |  | 2023-02-16 | redacted
Low Income - Power to Save | Faucet Aerators | 0 | 0 | 0.02 | 110.58 | 1 |  | 2023-02-16 | redacted
Low Income - Power to Save | Weather Strip/Caulk | 0 | 0.25 | 0.09 | 503.3 | 1 |  | 2023-02-16 | redacted
Low Income - Power to Save | HVAC Inspection | 0 | 0.17 | 0 | 268.73 | 1 |  | 2023-02-23 | redacted
Low Income - Power to Save | Low Flow Showerhead | 0 | 0.04 | 0.1 | 504.08 | 1 |  | 2023-02-23 | redacted
Low Income - Power to Save | Faucet Aerators | 0 | 0 | 0.02 | 110.58 | 1 |  | 2023-02-23 | redacted
Low Income - Power to Save | HVAC Inspection | 0 | 0.17 | 0 | 268.73 | 1 |  | 2023-02-22 | redacted
Low Income - Power to Save | Low Flow Showerhead | 0 | 0.04 | 0.1 | 504.08 | 1 |  | 2023-02-22 | redacted
Low Income - Power to Save | Faucet Aerators | 0 | 0 | 0.02 | 110.58 | 1 |  | 2023-02-22 | redacted
Low Income - Power to Save | HVAC Inspection | 0 | 0.17 | 0 | 268.73 | 1 |  | 2023-02-27 | redacted
Low Income - Power to Save | HVAC Inspection | 0 | 0.17 | 0 | 268.73 | 1 |  | 2023-02-22 | redacted
Low Income - Power to Save | Low Flow Showerhead | 0 | 0.04 | 0.1 | 504.08 | 1 |  | 2023-02-22 | redacted
Low Income - Power to Save | Faucet Aerators | 0 | 0 | 0.02 | 110.58 | 1 |  | 2023-02-22 | redacted
Low Income - Power to Save | HVAC Inspection | 0 | 0.17 | 0 | 268.73 | 1 |  | 2023-02-22 | redacted
Low Income - Power to Save | Low Flow Showerhead | 0 | 0.04 | 0.1 | 504.08 | 1 |  | 2023-02-22 | redacted
Low Income - Power to Save | Faucet Aerators | 0 | 0 | 0.02 | 110.58 | 1 |  | 2023-02-22 | redacted
Low Income - Power to Save | HVAC Inspection | 0 | 0.17 | 0 | 268.73 | 1 |  | 2023-02-16 | redacted
Low Income - Power to Save | Low Flow Showerhead | 0 | 0.04 | 0.1 | 504.08 | 1 |  | 2023-02-16 | redacted
Low Income - Power to Save | HVAC Inspection | 0 | 0.17 | 0 | 268.73 | 1 |  | 2023-02-08 | redacted
Low Income - Power to Save | Low Flow Showerhead | 0 | 0.04 | 0.1 | 504.08 | 1 |  | 2023-02-08 | redacted
Low Income - Power to Save | Faucet Aerators | 0 | 0 | 0.02 | 110.58 | 1 |  | 2023-02-08 | redacted
Low Income - Power to Save | HVAC Inspection | 0 | 0.17 | 0 | 268.73 | 1 |  | 2023-02-06 | redacted
Low Income - Power to Save | Low Flow Showerhead | 0 | 0.04 | 0.1 | 504.08 | 1 |  | 2023-02-06 | redacted
Low Income - Power to Save | Faucet Aerators | 0 | 0 | 0.02 | 110.58 | 1 |  | 2023-02-06 | redacted
Low Income - Power to Save | HVAC Inspection | 0 | 0.17 | 0 | 268.73 | 1 |  | 2023-02-22 | redacted
Low Income - Power to Save | Low Flow Showerhead | 0 | 0.04 | 0.1 | 504.08 | 1 |  | 2023-02-22 | redacted
Low Income - Power to Save | HVAC Inspection | 0 | 0.17 | 0 | 268.73 | 1 |  | 2023-02-20 | redacted
Low Income - Power to Save | Low Flow Showerhead | 0 | 0.04 | 0.1 | 504.08 | 1 |  | 2023-02-20 | redacted
Low Income - Power to Save | Faucet Aerators | 0 | 0 | 0.02 | 110.58 | 1 |  | 2023-02-20 | redacted
Low Income - Power to Save | HVAC Inspection | 0 | 0.17 | 0 | 268.73 | 1 |  | 2023-02-22 | redacted
Low Income - Power to Save | Low Flow Showerhead | 0 | 0.04 | 0.1 | 504.08 | 1 |  | 2023-02-22 | redacted
Low Income - Power to Save | Faucet Aerators | 0 | 0 | 0.02 | 110.58 | 1 |  | 2023-02-22 | redacted
Low Income - Power to Save | HVAC Inspection | 0 | 0.17 | 0 | 268.73 | 1 |  | 2023-02-10 | redacted
Low Income - Power to Save | Low Flow Showerhead | 0 | 0.04 | 0.1 | 504.08 | 1 |  | 2023-02-10 | redacted
Low Income - Power to Save | Faucet Aerators | 0 | 0 | 0.02 | 110.58 | 1 |  | 2023-02-10 | redacted
Low Income - Power to Save | HVAC Inspection | 0 | 0.17 | 0 | 268.73 | 1 |  | 2023-02-08 | redacted
Low Income - Power to Save | HVAC Inspection | 0 | 0.17 | 0 | 268.73 | 1 |  | 2023-02-13 | redacted
Low Income - Power to Save | HVAC Inspection | 0 | 0.17 | 0 | 268.73 | 1 |  | 2023-02-17 | redacted
Low Income - Power to Save | Low Flow Showerhead | 0 | 0.04 | 0.1 | 504.08 | 1 |  | 2023-02-17 | redacted
Low Income - Power to Save | Faucet Aerators | 0 | 0 | 0.02 | 110.58 | 1 |  | 2023-02-17 | redacted
Low Income - Power to Save | HVAC Inspection | 0 | 0.17 | 0 | 268.73 | 1 |  | 2023-02-03 | redacted
Low Income - Power to Save | Faucet Aerators | 0 | 0 | 0.02 | 110.58 | 1 |  | 2023-02-03 | redacted
Low Income - Power to Save | Weather Strip/Caulk | 0 | 0.25 | 0.09 | 503.3 | 1 |  | 2023-02-03 | redacted
Low Income - Power to Save | HVAC Inspection | 0 | 0.17 | 0 | 268.73 | 1 |  | 2023-02-23 | redacted
Low Income - Power to Save | Low Flow Showerhead | 0 | 0.04 | 0.1 | 504.08 | 1 |  | 2023-02-23 | redacted
Low Income - Power to Save | Faucet Aerators | 0 | 0 | 0.02 | 110.58 | 1 |  | 2023-02-23 | redacted
Low Income - Power to Save | HVAC Inspection | 0 | 0.17 | 0 | 268.73 | 1 |  | 2023-02-20 | redacted
Low Income - Power to Save | Low Flow Showerhead | 0 | 0.04 | 0.1 | 504.08 | 1 |  | 2023-02-20 | redacted
Low Income - Power to Save | Faucet Aerators | 0 | 0 | 0.02 | 110.58 | 1 |  | 2023-02-20 | redacted
Low Income - Power to Save | HVAC Inspection | 0 | 0.17 | 0 | 268.73 | 1 |  | 2023-02-06 | redacted
Low Income - Power to Save | Low Flow Showerhead | 0 | 0.04 | 0.1 | 504.08 | 1 |  | 2023-02-06 | redacted
Low Income - Power to Save | Faucet Aerators | 0 | 0 | 0.02 | 110.58 | 1 |  | 2023-02-06 | redacted
Low Income - Power to Save | HVAC Inspection | 0 | 0.17 | 0 | 268.73 | 1 |  | 2023-02-10 | redacted
Low Income - Power to Save | Low Flow Showerhead | 0 | 0.04 | 0.1 | 504.08 | 1 |  | 2023-02-10 | redacted
Low Income - Power to Save | Faucet Aerators | 0 | 0 | 0.02 | 110.58 | 1 |  | 2023-02-10 | redacted
Low Income - Power to Save | Weather Strip/Caulk | 0 | 0.25 | 0.09 | 503.3 | 1 |  | 2023-02-10 | redacted
Low Income - Power to Save | Pipe Wrap | 0 | 0.01 | 0.03 | 143.65 | 1 |  | 2023-02-10 | redacted
Low Income - Power to Save | HVAC Inspection | 0 | 0.17 | 0 | 268.73 | 1 |  | 2023-02-02 | redacted
Low Income - Power to Save | Low Flow Showerhead | 0 | 0.04 | 0.1 | 504.08 | 1 |  | 2023-02-02 | redacted
Low Income - Power to Save | HVAC Inspection | 0 | 0.17 | 0 | 268.73 | 1 |  | 2023-02-15 | redacted
Low Income - Power to Save | HVAC Inspection | 0 | 0.17 | 0 | 268.73 | 1 |  | 2023-02-21 | redacted
Low Income - Power to Save | Low Flow Showerhead | 0 | 0.04 | 0.1 | 504.08 | 1 |  | 2023-02-21 | redacted
Low Income - Power to Save | Faucet Aerators | 0 | 0 | 0.02 | 110.58 | 1 |  | 2023-02-21 | redacted
Low Income - Power to Save | HVAC Inspection | 0 | 0.17 | 0 | 268.73 | 1 |  | 2023-02-07 | redacted
Low Income - Power to Save | Low Flow Showerhead | 0 | 0.04 | 0.1 | 504.08 | 1 |  | 2023-02-07 | redacted
Low Income - Power to Save | Faucet Aerators | 0 | 0 | 0.02 | 110.58 | 1 |  | 2023-02-07 | redacted
Low Income - Power to Save | HVAC Inspection | 0 | 0.17 | 0 | 268.73 | 1 |  | 2023-02-24 | redacted
Low Income - Power to Save | Low Flow Showerhead | 0 | 0.04 | 0.1 | 504.08 | 1 |  | 2023-02-24 | redacted
Low Income - Power to Save | Faucet Aerators | 0 | 0 | 0.02 | 110.58 | 1 |  | 2023-02-24 | redacted
Low Income - Power to Save | HVAC Inspection | 0 | 0.17 | 0 | 268.73 | 1 |  | 2023-02-13 | redacted
Low Income - Power to Save | Low Flow Showerhead | 0 | 0.04 | 0.1 | 504.08 | 1 |  | 2023-02-13 | redacted
Low Income - Power to Save | Faucet Aerators | 0 | 0 | 0.02 | 110.58 | 1 |  | 2023-02-13 | redacted
Low Income - Power to Save | HVAC Inspection | 0 | 0.17 | 0 | 268.73 | 1 |  | 2023-02-09 | redacted
Low Income - Power to Save | Low Flow Showerhead | 0 | 0.04 | 0.1 | 504.08 | 1 |  | 2023-02-09 | redacted
Low Income - Power to Save | Faucet Aerators | 0 | 0 | 0.02 | 110.58 | 1 |  | 2023-02-09 | redacted
Low Income - Power to Save | Weather Strip/Caulk | 0 | 0.25 | 0.09 | 503.3 | 1 |  | 2023-02-09 | redacted
Low Income - Power to Save | HVAC Inspection | 0 | 0.17 | 0 | 268.73 | 1 |  | 2023-02-03 | redacted
Low Income - Power to Save | Low Flow Showerhead | 0 | 0.04 | 0.1 | 504.08 | 1 |  | 2023-02-03 | redacted
Low Income - Power to Save | Faucet Aerators | 0 | 0 | 0.02 | 110.58 | 1 |  | 2023-02-03 | redacted
Low Income - Power to Save | HVAC Inspection | 0 | 0.17 | 0 | 268.73 | 1 |  | 2023-02-27 | redacted
Low Income - Power to Save | Low Flow Showerhead | 0 | 0.04 | 0.1 | 504.08 | 1 |  | 2023-02-27 | redacted
Low Income - Power to Save | Faucet Aerators | 0 | 0 | 0.02 | 110.58 | 1 |  | 2023-02-27 | redacted
Low Income - Power to Save | HVAC Inspection | 0 | 0.17 | 0 | 268.73 | 1 |  | 2023-02-09 | redacted
Low Income - Power to Save | Faucet Aerators | 0 | 0 | 0.02 | 110.58 | 1 |  | 2023-02-09 | redacted
Low Income - Power to Save | HVAC Inspection | 0 | 0.17 | 0 | 268.73 | 1 |  | 2023-02-10 | redacted
Low Income - Power to Save | Low Flow Showerhead | 0 | 0.04 | 0.1 | 504.08 | 1 |  | 2023-02-10 | redacted
Low Income - Power to Save | Faucet Aerators | 0 | 0 | 0.02 | 110.58 | 1 |  | 2023-02-10 | redacted
Low Income - Power to Save | HVAC Inspection | 0 | 0.17 | 0 | 268.73 | 1 |  | 2023-02-27 | redacted
Low Income - Power to Save | HVAC Inspection | 0 | 0.17 | 0 | 268.73 | 1 |  | 2023-02-16 | redacted
Low Income - Power to Save | Low Flow Showerhead | 0 | 0.04 | 0.1 | 504.08 | 1 |  | 2023-02-16 | redacted
Low Income - Power to Save | Faucet Aerators | 0 | 0 | 0.02 | 110.58 | 1 |  | 2023-02-16 | redacted
Low Income - Power to Save | HVAC Inspection | 0 | 0.17 | 0 | 268.73 | 1 |  | 2023-02-16 | redacted
Low Income - Power to Save | Low Flow Showerhead | 0 | 0.04 | 0.1 | 504.08 | 1 |  | 2023-02-16 | redacted
Low Income - Power to Save | Faucet Aerators | 0 | 0 | 0.02 | 110.58 | 1 |  | 2023-02-16 | redacted
Low Income - Power to Save | HVAC Inspection | 0 | 0.17 | 0 | 268.73 | 1 |  | 2023-02-10 | redacted
Low Income - Power to Save | Low Flow Showerhead | 0 | 0.04 | 0.1 | 504.08 | 1 |  | 2023-02-10 | redacted
Low Income - Power to Save | Faucet Aerators | 0 | 0 | 0.02 | 110.58 | 1 |  | 2023-02-10 | redacted
Low Income - Power to Save | Weather Strip/Caulk | 0 | 0.25 | 0.09 | 503.3 | 1 |  | 2023-02-10 | redacted
Low Income - Power to Save | HVAC Inspection | 0 | 0.18 | 0.06 | 601.4 | 1 |  | 2023-02-16 | redacted
Low Income - Power to Save | Low Flow Showerhead | 0 | 0.18 | 0.06 | 601.4 | 1 |  | 2023-02-16 | redacted
Low Income - Power to Save | Faucet Aerators | 0 | 0.18 | 0.06 | 601.4 | 1 |  | 2023-02-16 | redacted
Low Income - Power to Save | HVAC Inspection | 0 | 0.18 | 0.06 | 601.4 | 1 |  | 2023-02-24 | redacted
Low Income - Power to Save | Low Flow Showerhead | 0 | 0.18 | 0.06 | 601.4 | 1 |  | 2023-02-24 | redacted
Low Income - Power to Save | Faucet Aerators | 0 | 0.18 | 0.06 | 601.4 | 1 |  | 2023-02-24 | redacted
Low Income - Power to Save | HVAC Inspection | 0 | 0.17 | 0 | 268.73 | 1 |  | 2023-02-02 | redacted
Low Income - Power to Save | Low Flow Showerhead | 0 | 0.04 | 0.1 | 504.08 | 1 |  | 2023-02-02 | redacted
Low Income - Power to Save | Faucet Aerators | 0 | 0 | 0.02 | 110.58 | 1 |  | 2023-02-02 | redacted
Low Income - Power to Save | Low Flow Showerhead | 0 | 0.04 | 0.1 | 504.08 | 1 |  | 2023-02-09 | redacted
Low Income - Power to Save | Faucet Aerators | 0 | 0 | 0.02 | 110.58 | 1 |  | 2023-02-09 | redacted
Low Income - Power to Save | HVAC Inspection | 0 | 0.17 | 0 | 268.73 | 1 |  | 2023-02-17 | redacted
Low Income - Power to Save | Low Flow Showerhead | 0 | 0.04 | 0.1 | 504.08 | 1 |  | 2023-02-17 | redacted
Low Income - Power to Save | Faucet Aerators | 0 | 0 | 0.02 | 110.58 | 1 |  | 2023-02-17 | redacted
Low Income - Power to Save | HVAC Inspection | 0 | 0.17 | 0 | 268.73 | 1 |  | 2023-02-08 | redacted
Low Income - Power to Save | Low Flow Showerhead | 0 | 0.04 | 0.1 | 504.08 | 1 |  | 2023-02-08 | redacted
Low Income - Power to Save | Faucet Aerators | 0 | 0 | 0.02 | 110.58 | 1 |  | 2023-02-08 | redacted
Low Income - Power to Save | HVAC Inspection | 0 | 0.17 | 0 | 268.73 | 1 |  | 2023-02-03 | redacted
Low Income - Power to Save | Low Flow Showerhead | 0 | 0.04 | 0.1 | 504.08 | 1 |  | 2023-02-03 | redacted
Low Income - Power to Save | Faucet Aerators | 0 | 0 | 0.02 | 110.58 | 1 |  | 2023-02-03 | redacted
Low Income - Power to Save | HVAC Inspection | 0 | 0.18 | 0.06 | 601.4 | 1 |  | 2023-02-27 | redacted
Low Income - Power to Save | Low Flow Showerhead | 0 | 0.18 | 0.06 | 601.4 | 1 |  | 2023-02-27 | redacted
Low Income - Power to Save | Faucet Aerators | 0 | 0.18 | 0.06 | 601.4 | 1 |  | 2023-02-27 | redacted
Low Income - Power to Save | HVAC Inspection | 0 | 0.17 | 0 | 268.73 | 1 |  | 2023-02-17 | redacted
Low Income - Power to Save | Low Flow Showerhead | 0 | 0.04 | 0.1 | 504.08 | 1 |  | 2023-02-17 | redacted
Low Income - Power to Save | Faucet Aerators | 0 | 0 | 0.02 | 110.58 | 1 |  | 2023-02-17 | redacted
Low Income - Power to Save | Weather Strip/Caulk | 0 | 0.25 | 0.09 | 503.3 | 1 |  | 2023-02-17 | redacted
Low Income - Power to Save | HVAC Inspection | 0 | 0.17 | 0 | 268.73 | 1 |  | 2023-02-08 | redacted
Low Income - Power to Save | Low Flow Showerhead | 0 | 0.04 | 0.1 | 504.08 | 1 |  | 2023-02-08 | redacted
Low Income - Power to Save | Faucet Aerators | 0 | 0 | 0.02 | 110.58 | 1 |  | 2023-02-08 | redacted
Low Income - Power to Save | HVAC Inspection | 0 | 0.17 | 0 | 268.73 | 1 |  | 2023-02-16 | redacted
Low Income - Power to Save | Low Flow Showerhead | 0 | 0.04 | 0.1 | 504.08 | 1 |  | 2023-02-16 | redacted
Low Income - Power to Save | Faucet Aerators | 0 | 0 | 0.02 | 110.58 | 1 |  | 2023-02-16 | redacted
Low Income - Power to Save | Weather Strip/Caulk | 0 | 0.25 | 0.09 | 503.3 | 1 |  | 2023-02-16 | redacted
Low Income - Power to Save | HVAC Inspection | 0 | 0.17 | 0 | 268.73 | 1 |  | 2023-02-23 | redacted
Low Income - Power to Save | Low Flow Showerhead | 0 | 0.04 | 0.1 | 504.08 | 1 |  | 2023-02-23 | redacted
Low Income - Power to Save | Faucet Aerators | 0 | 0 | 0.02 | 110.58 | 1 |  | 2023-02-23 | redacted
Low Income - Power to Save | HVAC Inspection | 0 | 0.17 | 0 | 268.73 | 1 |  | 2023-02-07 | redacted
Low Income - Power to Save | Faucet Aerators | 0 | 0 | 0.02 | 110.58 | 1 |  | 2023-02-07 | redacted
Low Income - Power to Save | HVAC Inspection | 0 | 0.17 | 0 | 268.73 | 1 |  | 2023-02-08 | redacted
Low Income - Power to Save | Low Flow Showerhead | 0 | 0.04 | 0.1 | 504.08 | 1 |  | 2023-02-08 | redacted
Low Income - Power to Save | Faucet Aerators | 0 | 0 | 0.02 | 110.58 | 1 |  | 2023-02-08 | redacted
Low Income - Power to Save | HVAC Inspection | 0 | 0.17 | 0 | 268.73 | 1 |  | 2023-02-06 | redacted
Low Income - Power to Save | Low Flow Showerhead | 0 | 0.04 | 0.1 | 504.08 | 1 |  | 2023-02-06 | redacted
Low Income - Power to Save | Faucet Aerators | 0 | 0 | 0.02 | 110.58 | 1 |  | 2023-02-06 | redacted
Low Income - Power to Save | Weather Strip/Caulk | 0 | 0.25 | 0.09 | 503.3 | 1 |  | 2023-02-06 | redacted
Low Income - Power to Save | HVAC Inspection | 0 | 0.17 | 0 | 268.73 | 1 |  | 2023-02-27 | redacted
Low Income - Power to Save | Low Flow Showerhead | 0 | 0.04 | 0.1 | 504.08 | 1 |  | 2023-02-27 | redacted
Low Income - Power to Save | HVAC Inspection | 0 | 0.17 | 0 | 268.73 | 1 |  | 2023-02-16 | redacted
Low Income - Power to Save | Low Flow Showerhead | 0 | 0.04 | 0.1 | 504.08 | 1 |  | 2023-02-16 | redacted
Low Income - Power to Save | Faucet Aerators | 0 | 0 | 0.02 | 110.58 | 1 |  | 2023-02-16 | redacted
Low Income - Power to Save | HVAC Inspection | 0 | 0.17 | 0 | 268.73 | 1 |  | 2023-02-02 | redacted
Low Income - Power to Save | Low Flow Showerhead | 0 | 0.04 | 0.1 | 504.08 | 1 |  | 2023-02-02 | redacted
Low Income - Power to Save | Faucet Aerators | 0 | 0 | 0.02 | 110.58 | 1 |  | 2023-02-02 | redacted
Low Income - Power to Save | HVAC Inspection | 0 | 0.18 | 0 | 311.9 | 1 |  | 2023-02-17 | redacted
Low Income - Power to Save | HVAC Inspection | 0 | 0.17 | 0 | 268.73 | 1 |  | 2023-02-21 | redacted
Low Income - Power to Save | HVAC Inspection | 0 | 0.17 | 0 | 268.73 | 1 |  | 2023-02-22 | redacted
Low Income - Power to Save | Low Flow Showerhead | 0 | 0.04 | 0.1 | 504.08 | 1 |  | 2023-02-22 | redacted
Low Income - Power to Save | Faucet Aerators | 0 | 0 | 0.02 | 110.58 | 1 |  | 2023-02-22 | redacted
Low Income - Power to Save | HVAC Inspection | 0 | 0.17 | 0 | 268.73 | 1 |  | 2023-02-07 | redacted
Low Income - Power to Save | Low Flow Showerhead | 0 | 0.04 | 0.1 | 504.08 | 1 |  | 2023-02-07 | redacted
Low Income - Power to Save | Faucet Aerators | 0 | 0 | 0.02 | 110.58 | 1 |  | 2023-02-07 | redacted
Low Income - Power to Save | HVAC Inspection | 0 | 0.18 | 0.06 | 601.4 | 1 |  | 2023-02-24 | redacted
Low Income - Power to Save | Low Flow Showerhead | 0 | 0.18 | 0.06 | 601.4 | 1 |  | 2023-02-24 | redacted
Low Income - Power to Save | Faucet Aerators | 0 | 0.18 | 0.06 | 601.4 | 1 |  | 2023-02-24 | redacted
Low Income - Power to Save | HVAC Inspection | 0 | 0.17 | 0 | 268.73 | 1 |  | 2023-02-17 | redacted
Low Income - Power to Save | Low Flow Showerhead | 0 | 0.04 | 0.1 | 504.08 | 1 |  | 2023-02-17 | redacted
Low Income - Power to Save | Faucet Aerators | 0 | 0 | 0.02 | 110.58 | 1 |  | 2023-02-17 | redacted
Low Income - Power to Save | HVAC Inspection | 0 | 0.17 | 0 | 268.73 | 1 |  | 2023-02-28 | redacted
Low Income - Power to Save | Low Flow Showerhead | 0 | 0.04 | 0.1 | 504.08 | 1 |  | 2023-02-28 | redacted
Low Income - Power to Save | Faucet Aerators | 0 | 0 | 0.02 | 110.58 | 1 |  | 2023-02-28 | redacted
Low Income - Power to Save | HVAC Inspection | 0 | 0.17 | 0 | 268.73 | 1 |  | 2023-02-14 | redacted
Low Income - Power to Save | Low Flow Showerhead | 0 | 0.04 | 0.1 | 504.08 | 1 |  | 2023-02-14 | redacted
Low Income - Power to Save | Faucet Aerators | 0 | 0 | 0.02 | 110.58 | 1 |  | 2023-02-14 | redacted
Low Income - Power to Save | Weather Strip/Caulk | 0 | 0.25 | 0.09 | 503.3 | 1 |  | 2023-02-14 | redacted
Low Income - Power to Save | Low Flow Showerhead | 0 | 0.04 | 0.1 | 504.08 | 1 |  | 2023-02-15 | redacted
Low Income - Power to Save | Faucet Aerators | 0 | 0 | 0.02 | 110.58 | 1 |  | 2023-02-15 | redacted
Low Income - Power to Save | HVAC Inspection | 0 | 0.45 | 0.12 | 1226.6 | 1 |  | 2023-02-09 | redacted
Low Income - Power to Save | Low Flow Showerhead | 0 | 0.45 | 0.12 | 1226.6 | 1 |  | 2023-02-09 | redacted
Low Income - Power to Save | Faucet Aerators | 0 | 0.45 | 0.12 | 1226.6 | 1 |  | 2023-02-09 | redacted
Low Income - Power to Save | Weather Strip/Caulk | 0 | 0.45 | 0.12 | 1226.6 | 1 |  | 2023-02-09 | redacted
Low Income - Power to Save | Pipe Wrap | 0 | 0.45 | 0.12 | 1226.6 | 1 |  | 2023-02-09 | redacted
Low Income - Power to Save | HVAC Inspection | 0 | 0.18 | 0.06 | 601.4 | 1 |  | 2023-02-24 | redacted
Low Income - Power to Save | Low Flow Showerhead | 0 | 0.18 | 0.06 | 601.4 | 1 |  | 2023-02-24 | redacted
Low Income - Power to Save | Faucet Aerators | 0 | 0.18 | 0.06 | 601.4 | 1 |  | 2023-02-24 | redacted
Low Income - Power to Save | HVAC Inspection | 0 | 0.17 | 0 | 268.73 | 1 |  | 2023-02-06 | redacted
Low Income - Power to Save | Low Flow Showerhead | 0 | 0.04 | 0.1 | 504.08 | 1 |  | 2023-02-06 | redacted
Low Income - Power to Save | HVAC Inspection | 0 | 0.17 | 0 | 268.73 | 1 |  | 2023-02-20 | redacted
Low Income - Power to Save | Low Flow Showerhead | 0 | 0.04 | 0.1 | 504.08 | 1 |  | 2023-02-20 | redacted
Low Income - Power to Save | Faucet Aerators | 0 | 0 | 0.02 | 110.58 | 1 |  | 2023-02-20 | redacted
Low Income - Power to Save | Weather Strip/Caulk | 0 | 0.25 | 0.09 | 503.3 | 1 |  | 2023-02-20 | redacted
Low Income - Power to Save | HVAC Inspection | 0 | 0.17 | 0 | 268.73 | 1 |  | 2023-02-23 | redacted
Low Income - Power to Save | Low Flow Showerhead | 0 | 0.04 | 0.1 | 504.08 | 1 |  | 2023-02-23 | redacted
Low Income - Power to Save | Faucet Aerators | 0 | 0 | 0.02 | 110.58 | 1 |  | 2023-02-23 | redacted
Low Income - Power to Save | HVAC Inspection | 0 | 0.18 | 0.06 | 601.4 | 1 |  | 2023-02-15 | redacted
Low Income - Power to Save | Low Flow Showerhead | 0 | 0.18 | 0.06 | 601.4 | 1 |  | 2023-02-15 | redacted
Low Income - Power to Save | Faucet Aerators | 0 | 0.18 | 0.06 | 601.4 | 1 |  | 2023-02-15 | redacted
Low Income - Power to Save | HVAC Inspection | 0 | 0.17 | 0 | 268.73 | 1 |  | 2023-02-21 | redacted
Low Income - Power to Save | Low Flow Showerhead | 0 | 0.04 | 0.1 | 504.08 | 1 |  | 2023-02-21 | redacted
Low Income - Power to Save | Faucet Aerators | 0 | 0 | 0.02 | 110.58 | 1 |  | 2023-02-21 | redacted
Low Income - Power to Save | HVAC Inspection | 0 | 0.17 | 0 | 268.73 | 1 |  | 2023-02-21 | redacted
Low Income - Power to Save | Low Flow Showerhead | 0 | 0.04 | 0.1 | 504.08 | 1 |  | 2023-02-21 | redacted
Low Income - Power to Save | Faucet Aerators | 0 | 0 | 0.02 | 110.58 | 1 |  | 2023-02-21 | redacted
Low Income - Power to Save | HVAC Inspection | 0 | 0.44 | 0.09 | 1083 | 1 |  | 2023-02-20 | redacted
Low Income - Power to Save | Low Flow Showerhead | 0 | 0.44 | 0.09 | 1083 | 1 |  | 2023-02-20 | redacted
Low Income - Power to Save | Faucet Aerators | 0 | 0.44 | 0.09 | 1083 | 1 |  | 2023-02-20 | redacted
Low Income - Power to Save | Weather Strip/Caulk | 0 | 0.44 | 0.09 | 1083 | 1 |  | 2023-02-20 | redacted
Low Income - Power to Save | HVAC Inspection | 0 | 0.17 | 0 | 268.73 | 1 |  | 2023-02-27 | redacted
Low Income - Power to Save | Low Flow Showerhead | 0 | 0.04 | 0.1 | 504.08 | 1 |  | 2023-02-27 | redacted
Low Income - Power to Save | Faucet Aerators | 0 | 0 | 0.02 | 110.58 | 1 |  | 2023-02-27 | redacted
Low Income - Power to Save | HVAC Inspection | 0 | 0.17 | 0 | 268.73 | 1 |  | 2023-02-08 | redacted
Low Income - Power to Save | Low Flow Showerhead | 0 | 0.04 | 0.1 | 504.08 | 1 |  | 2023-02-08 | redacted
Low Income - Power to Save | Faucet Aerators | 0 | 0 | 0.02 | 110.58 | 1 |  | 2023-02-08 | redacted
Low Income - Power to Save | HVAC Inspection | 0 | 0.17 | 0 | 268.73 | 1 |  | 2023-02-28 | redacted
Low Income - Power to Save | Low Flow Showerhead | 0 | 0.04 | 0.1 | 504.08 | 1 |  | 2023-02-28 | redacted
Low Income - Power to Save | Faucet Aerators | 0 | 0 | 0.02 | 110.58 | 1 |  | 2023-02-28 | redacted
Low Income - Power to Save | HVAC Inspection | 0 | 0.17 | 0 | 268.73 | 1 |  | 2023-02-06 | redacted
Low Income - Power to Save | Low Flow Showerhead | 0 | 0.04 | 0.1 | 504.08 | 1 |  | 2023-02-06 | redacted
Low Income - Power to Save | Weather Strip/Caulk | 0 | 0.25 | 0.09 | 503.3 | 1 |  | 2023-02-06 | redacted
Low Income - Power to Save | HVAC Inspection | 0 | 0.17 | 0 | 268.73 | 1 |  | 2023-02-14 | redacted
Low Income - Power to Save | Low Flow Showerhead | 0 | 0.04 | 0.1 | 504.08 | 1 |  | 2023-02-14 | redacted
Low Income - Power to Save | Faucet Aerators | 0 | 0 | 0.02 | 110.58 | 1 |  | 2023-02-14 | redacted
Low Income - Power to Save | Weather Strip/Caulk | 0 | 0.25 | 0.09 | 503.3 | 1 |  | 2023-02-14 | redacted
Low Income - Power to Save | HVAC Inspection | 0 | 0.17 | 0 | 268.73 | 1 |  | 2023-02-09 | redacted
Low Income - Power to Save | Low Flow Showerhead | 0 | 0.04 | 0.1 | 504.08 | 1 |  | 2023-02-09 | redacted
Low Income - Power to Save | Faucet Aerators | 0 | 0 | 0.02 | 110.58 | 1 |  | 2023-02-09 | redacted
Low Income - Power to Save | Weather Strip/Caulk | 0 | 0.25 | 0.09 | 503.3 | 1 |  | 2023-02-09 | redacted
Low Income - Power to Save | HVAC Inspection | 0 | 0.17 | 0 | 268.73 | 1 |  | 2023-02-15 | redacted
Low Income - Power to Save | Low Flow Showerhead | 0 | 0.04 | 0.1 | 504.08 | 1 |  | 2023-02-15 | redacted
Low Income - Power to Save | Faucet Aerators | 0 | 0 | 0.02 | 110.58 | 1 |  | 2023-02-15 | redacted
Low Income - Power to Save | HVAC Inspection | 0 | 0.17 | 0 | 268.73 | 1 |  | 2023-02-24 | redacted
Low Income - Power to Save | Low Flow Showerhead | 0 | 0.04 | 0.1 | 504.08 | 1 |  | 2023-02-24 | redacted
Low Income - Power to Save | Faucet Aerators | 0 | 0 | 0.02 | 110.58 | 1 |  | 2023-02-24 | redacted
Low Income - Power to Save | HVAC Inspection | 0 | 0.17 | 0 | 268.73 | 1 |  | 2023-02-20 | redacted
Low Income - Power to Save | Low Flow Showerhead | 0 | 0.04 | 0.1 | 504.08 | 1 |  | 2023-02-20 | redacted
Low Income - Power to Save | Faucet Aerators | 0 | 0 | 0.02 | 110.58 | 1 |  | 2023-02-20 | redacted
Low Income - Power to Save | HVAC Inspection | 0 | 0.17 | 0 | 268.73 | 1 |  | 2023-02-10 | redacted
Low Income - Power to Save | Low Flow Showerhead | 0 | 0.04 | 0.1 | 504.08 | 1 |  | 2023-02-10 | redacted
Low Income - Power to Save | Faucet Aerators | 0 | 0 | 0.02 | 110.58 | 1 |  | 2023-02-10 | redacted
Low Income - Power to Save | Weather Strip/Caulk | 0 | 0.25 | 0.09 | 503.3 | 1 |  | 2023-02-10 | redacted
Low Income - Power to Save | HVAC Inspection | 0 | 0.17 | 0 | 268.73 | 1 |  | 2023-02-03 | redacted
Low Income - Power to Save | Low Flow Showerhead | 0 | 0.04 | 0.1 | 504.08 | 1 |  | 2023-02-03 | redacted
Low Income - Power to Save | Faucet Aerators | 0 | 0 | 0.02 | 110.58 | 1 |  | 2023-02-03 | redacted
Low Income - Power to Save | HVAC Inspection | 0 | 0.17 | 0 | 268.73 | 1 |  | 2023-02-03 | redacted
Low Income - Power to Save | Weather Strip/Caulk | 0 | 0.25 | 0.09 | 503.3 | 1 |  | 2023-02-03 | redacted
Low Income - Power to Save | HVAC Inspection | 0 | 0.17 | 0 | 268.73 | 1 |  | 2023-02-03 | redacted
Low Income - Power to Save | Weather Strip/Caulk | 0 | 0.25 | 0.09 | 503.3 | 1 |  | 2023-02-03 | redacted
Low Income - Power to Save | HVAC Inspection | 0 | 0.17 | 0 | 268.73 | 1 |  | 2023-02-13 | redacted
Low Income - Power to Save | Low Flow Showerhead | 0 | 0.04 | 0.1 | 504.08 | 1 |  | 2023-02-13 | redacted
Low Income - Power to Save | Faucet Aerators | 0 | 0 | 0.02 | 110.58 | 1 |  | 2023-02-13 | redacted
Low Income - Power to Save | Weather Strip/Caulk | 0 | 0.25 | 0.09 | 503.3 | 1 |  | 2023-02-13 | redacted
Low Income - Power to Save | HVAC Inspection | 0 | 0.17 | 0 | 268.73 | 1 |  | 2023-02-27 | redacted
Low Income - Power to Save | Low Flow Showerhead | 0 | 0.04 | 0.1 | 504.08 | 1 |  | 2023-02-27 | redacted
Low Income - Power to Save | Faucet Aerators | 0 | 0 | 0.02 | 110.58 | 1 |  | 2023-02-27 | redacted
Low Income - Power to Save | HVAC Inspection | 0 | 0.17 | 0 | 268.73 | 1 |  | 2023-02-23 | redacted
Low Income - Power to Save | Low Flow Showerhead | 0 | 0.04 | 0.1 | 504.08 | 1 |  | 2023-02-23 | redacted
Low Income - Power to Save | Faucet Aerators | 0 | 0 | 0.02 | 110.58 | 1 |  | 2023-02-23 | redacted
Low Income - Power to Save | HVAC Inspection | 0 | 0.18 | 0.06 | 601.4 | 1 |  | 2023-02-22 | redacted
Low Income - Power to Save | Low Flow Showerhead | 0 | 0.18 | 0.06 | 601.4 | 1 |  | 2023-02-22 | redacted
Low Income - Power to Save | Faucet Aerators | 0 | 0.18 | 0.06 | 601.4 | 1 |  | 2023-02-22 | redacted
Low Income - Power to Save | HVAC Inspection | 0 | 0.17 | 0 | 268.73 | 1 |  | 2023-02-13 | redacted
Low Income - Power to Save | Faucet Aerators | 0 | 0 | 0.02 | 110.58 | 1 |  | 2023-02-13 | redacted
Low Income - Power to Save | HVAC Inspection | 0 | 0.17 | 0 | 268.73 | 1 |  | 2023-02-08 | redacted
Low Income - Power to Save | Faucet Aerators | 0 | 0 | 0.02 | 110.58 | 1 |  | 2023-02-08 | redacted
Low Income - Power to Save | HVAC Inspection | 0 | 0.17 | 0 | 268.73 | 1 |  | 2023-02-17 | redacted
Low Income - Power to Save | Low Flow Showerhead | 0 | 0.04 | 0.1 | 504.08 | 1 |  | 2023-02-17 | redacted
Low Income - Power to Save | Faucet Aerators | 0 | 0 | 0.02 | 110.58 | 1 |  | 2023-02-17 | redacted
Low Income - Power to Save | HVAC Inspection | 0 | 0.17 | 0 | 268.73 | 1 |  | 2023-02-28 | redacted
Low Income - Power to Save | HVAC Inspection | 0 | 0.17 | 0 | 268.73 | 1 |  | 2023-02-06 | redacted
Low Income - Power to Save | Low Flow Showerhead | 0 | 0.04 | 0.1 | 504.08 | 1 |  | 2023-02-06 | redacted
Low Income - Power to Save | Faucet Aerators | 0 | 0 | 0.02 | 110.58 | 1 |  | 2023-02-06 | redacted
Low Income - Power to Save | HVAC Inspection | 0 | 0.17 | 0 | 268.73 | 1 |  | 2023-02-22 | redacted
Low Income - Power to Save | Low Flow Showerhead | 0 | 0.04 | 0.1 | 504.08 | 1 |  | 2023-02-22 | redacted
Low Income - Power to Save | Faucet Aerators | 0 | 0 | 0.02 | 110.58 | 1 |  | 2023-02-22 | redacted
Low Income - Power to Save | HVAC Inspection | 0 | 0.17 | 0 | 268.73 | 1 |  | 2023-02-13 | redacted
Low Income - Power to Save | Low Flow Showerhead | 0 | 0.04 | 0.1 | 504.08 | 1 |  | 2023-02-13 | redacted
Low Income - Power to Save | Faucet Aerators | 0 | 0 | 0.02 | 110.58 | 1 |  | 2023-02-13 | redacted
Low Income - Power to Save | HVAC Inspection | 0 | 0.17 | 0 | 268.73 | 1 |  | 2023-02-09 | redacted
Low Income - Power to Save | Low Flow Showerhead | 0 | 0.04 | 0.1 | 504.08 | 1 |  | 2023-02-09 | redacted
Low Income - Power to Save | Faucet Aerators | 0 | 0 | 0.02 | 110.58 | 1 |  | 2023-02-09 | redacted
Low Income - Power to Save | Weather Strip/Caulk | 0 | 0.25 | 0.09 | 503.3 | 1 |  | 2023-02-09 | redacted
Low Income - Power to Save | HVAC Inspection | 0 | 0.17 | 0 | 268.73 | 1 |  | 2023-02-22 | redacted
Low Income - Power to Save | Low Flow Showerhead | 0 | 0.04 | 0.1 | 504.08 | 1 |  | 2023-02-22 | redacted
Low Income - Power to Save | Faucet Aerators | 0 | 0 | 0.02 | 110.58 | 1 |  | 2023-02-22 | redacted
Low Income - Power to Save | HVAC Inspection | 0 | 0.18 | 0.06 | 601.4 | 1 |  | 2023-02-27 | redacted
Low Income - Power to Save | Low Flow Showerhead | 0 | 0.18 | 0.06 | 601.4 | 1 |  | 2023-02-27 | redacted
Low Income - Power to Save | Faucet Aerators | 0 | 0.18 | 0.06 | 601.4 | 1 |  | 2023-02-27 | redacted
Low Income - Power to Save | HVAC Inspection | 0 | 0.17 | 0 | 268.73 | 1 |  | 2023-02-09 | redacted
Low Income - Power to Save | Low Flow Showerhead | 0 | 0.04 | 0.1 | 504.08 | 1 |  | 2023-02-09 | redacted
Low Income - Power to Save | HVAC Inspection | 0 | 0.18 | 0.06 | 601.4 | 1 |  | 2023-02-15 | redacted
Low Income - Power to Save | Low Flow Showerhead | 0 | 0.18 | 0.06 | 601.4 | 1 |  | 2023-02-15 | redacted
Low Income - Power to Save | Faucet Aerators | 0 | 0.18 | 0.06 | 601.4 | 1 |  | 2023-02-15 | redacted
Low Income - Power to Save | HVAC Inspection | 0 | 0.17 | 0 | 268.73 | 1 |  | 2023-02-15 | redacted
Low Income - Power to Save | Low Flow Showerhead | 0 | 0.04 | 0.1 | 504.08 | 1 |  | 2023-02-15 | redacted
Low Income - Power to Save | Faucet Aerators | 0 | 0 | 0.02 | 110.58 | 1 |  | 2023-02-15 | redacted
Low Income - Power to Save | HVAC Inspection | 0 | 0.17 | 0 | 268.73 | 1 |  | 2023-02-28 | redacted
Low Income - Power to Save | Low Flow Showerhead | 0 | 0.04 | 0.1 | 504.08 | 1 |  | 2023-02-28 | redacted
Low Income - Power to Save | Faucet Aerators | 0 | 0 | 0.02 | 110.58 | 1 |  | 2023-02-28 | redacted
Low Income - Power to Save | HVAC Inspection | 0 | 0.17 | 0 | 268.73 | 1 |  | 2023-02-10 | redacted
Low Income - Power to Save | Low Flow Showerhead | 0 | 0.04 | 0.1 | 504.08 | 1 |  | 2023-02-10 | redacted
Low Income - Power to Save | HVAC Inspection | 0 | 0.17 | 0 | 268.73 | 1 |  | 2023-02-13 | redacted
Low Income - Power to Save | Low Flow Showerhead | 0 | 0.04 | 0.1 | 504.08 | 1 |  | 2023-02-13 | redacted
Low Income - Power to Save | Faucet Aerators | 0 | 0 | 0.02 | 110.58 | 1 |  | 2023-02-13 | redacted
Low Income - Power to Save | HVAC Inspection | 0 | 0.17 | 0 | 268.73 | 1 |  | 2023-02-07 | redacted
Low Income - Power to Save | HVAC Inspection | 0 | 0.17 | 0 | 268.73 | 1 |  | 2023-02-20 | redacted
Low Income - Power to Save | Low Flow Showerhead | 0 | 0.04 | 0.1 | 504.08 | 1 |  | 2023-02-20 | redacted
Low Income - Power to Save | Faucet Aerators | 0 | 0 | 0.02 | 110.58 | 1 |  | 2023-02-20 | redacted
Low Income - Power to Save | Weather Strip/Caulk | 0 | 0.25 | 0.09 | 503.3 | 1 |  | 2023-02-20 | redacted
Low Income - Power to Save | HVAC Inspection | 0 | 0.17 | 0 | 268.73 | 1 |  | 2023-02-17 | redacted
Low Income - Power to Save | Low Flow Showerhead | 0 | 0.04 | 0.1 | 504.08 | 1 |  | 2023-02-17 | redacted
Low Income - Power to Save | Faucet Aerators | 0 | 0 | 0.02 | 110.58 | 1 |  | 2023-02-17 | redacted
Low Income - Power to Save | Weather Strip/Caulk | 0 | 0.25 | 0.09 | 503.3 | 1 |  | 2023-02-17 | redacted
Low Income - Power to Save | HVAC Inspection | 0 | 0.17 | 0 | 268.73 | 1 |  | 2023-02-09 | redacted
Low Income - Power to Save | Low Flow Showerhead | 0 | 0.04 | 0.1 | 504.08 | 1 |  | 2023-02-09 | redacted
Low Income - Power to Save | Faucet Aerators | 0 | 0 | 0.02 | 110.58 | 1 |  | 2023-02-09 | redacted
Low Income - Power to Save | HVAC Inspection | 0 | 0.17 | 0 | 268.73 | 1 |  | 2023-02-08 | redacted
Low Income - Power to Save | HVAC Inspection | 0 | 0.17 | 0 | 268.73 | 1 |  | 2023-02-07 | redacted
Low Income - Power to Save | Low Flow Showerhead | 0 | 0.04 | 0.1 | 504.08 | 1 |  | 2023-02-07 | redacted
Low Income - Power to Save | Faucet Aerators | 0 | 0 | 0.02 | 110.58 | 1 |  | 2023-02-07 | redacted
Low Income - Power to Save | HVAC Inspection | 0 | 0.18 | 0.06 | 601.4 | 1 |  | 2023-02-08 | redacted
Low Income - Power to Save | Low Flow Showerhead | 0 | 0.18 | 0.06 | 601.4 | 1 |  | 2023-02-08 | redacted
Low Income - Power to Save | Faucet Aerators | 0 | 0.18 | 0.06 | 601.4 | 1 |  | 2023-02-08 | redacted
Low Income - Power to Save | HVAC Inspection | 0 | 0.17 | 0 | 268.73 | 1 |  | 2023-02-09 | redacted
Low Income - Power to Save | Low Flow Showerhead | 0 | 0.04 | 0.1 | 504.08 | 1 |  | 2023-02-09 | redacted
Low Income - Power to Save | Faucet Aerators | 0 | 0 | 0.02 | 110.58 | 1 |  | 2023-02-09 | redacted
Low Income - Power to Save | HVAC Inspection | 0 | 0.17 | 0 | 268.73 | 1 |  | 2023-02-17 | redacted
Low Income - Power to Save | Low Flow Showerhead | 0 | 0.04 | 0.1 | 504.08 | 1 |  | 2023-02-17 | redacted
Low Income - Power to Save | Faucet Aerators | 0 | 0 | 0.02 | 110.58 | 1 |  | 2023-02-17 | redacted
Low Income - Power to Save | HVAC Inspection | 0 | 0.17 | 0 | 268.73 | 1 |  | 2023-02-24 | redacted
Low Income - Power to Save | Low Flow Showerhead | 0 | 0.04 | 0.1 | 504.08 | 1 |  | 2023-02-24 | redacted
Low Income - Power to Save | Faucet Aerators | 0 | 0 | 0.02 | 110.58 | 1 |  | 2023-02-24 | redacted
Low Income - Power to Save | HVAC Inspection | 0 | 0.17 | 0 | 268.73 | 1 |  | 2023-02-20 | redacted
Low Income - Power to Save | HVAC Inspection | 0 | 0.17 | 0 | 268.73 | 1 |  | 2023-02-28 | redacted
Low Income - Power to Save | Low Flow Showerhead | 0 | 0.04 | 0.1 | 504.08 | 1 |  | 2023-02-28 | redacted
Low Income - Power to Save | Faucet Aerators | 0 | 0 | 0.02 | 110.58 | 1 |  | 2023-02-28 | redacted
Low Income - Power to Save | HVAC Inspection | 0 | 0.17 | 0 | 268.73 | 1 |  | 2023-02-13 | redacted
Low Income - Power to Save | Low Flow Showerhead | 0 | 0.04 | 0.1 | 504.08 | 1 |  | 2023-02-13 | redacted
Low Income - Power to Save | Faucet Aerators | 0 | 0 | 0.02 | 110.58 | 1 |  | 2023-02-13 | redacted
Low Income - Power to Save | HVAC Inspection | 0 | 0.17 | 0 | 268.73 | 1 |  | 2023-02-23 | redacted
Low Income - Power to Save | Low Flow Showerhead | 0 | 0.04 | 0.1 | 504.08 | 1 |  | 2023-02-23 | redacted
Low Income - Power to Save | Faucet Aerators | 0 | 0 | 0.02 | 110.58 | 1 |  | 2023-02-23 | redacted
Low Income - Power to Save | HVAC Inspection | 0 | 0.17 | 0 | 268.73 | 1 |  | 2023-02-23 | redacted
Low Income - Power to Save | Low Flow Showerhead | 0 | 0.04 | 0.1 | 504.08 | 1 |  | 2023-02-23 | redacted
Low Income - Power to Save | Faucet Aerators | 0 | 0 | 0.02 | 110.58 | 1 |  | 2023-02-23 | redacted
Low Income - Power to Save | HVAC Inspection | 0 | 0.17 | 0 | 268.73 | 1 |  | 2023-02-20 | redacted
Low Income - Power to Save | Low Flow Showerhead | 0 | 0.04 | 0.1 | 504.08 | 1 |  | 2023-02-20 | redacted
Low Income - Power to Save | Faucet Aerators | 0 | 0 | 0.02 | 110.58 | 1 |  | 2023-02-20 | redacted
Low Income - Power to Save | HVAC Inspection | 0 | 0.17 | 0 | 268.73 | 1 |  | 2023-02-17 | redacted
Low Income - Power to Save | Low Flow Showerhead | 0 | 0.04 | 0.1 | 504.08 | 1 |  | 2023-02-17 | redacted
Low Income - Power to Save | Faucet Aerators | 0 | 0 | 0.02 | 110.58 | 1 |  | 2023-02-17 | redacted
Low Income - Power to Save | HVAC Inspection | 0 | 0.18 | 0.06 | 601.4 | 1 |  | 2023-02-07 | redacted
Low Income - Power to Save | Low Flow Showerhead | 0 | 0.18 | 0.06 | 601.4 | 1 |  | 2023-02-07 | redacted
Low Income - Power to Save | Faucet Aerators | 0 | 0.18 | 0.06 | 601.4 | 1 |  | 2023-02-07 | redacted
Low Income - Power to Save | HVAC Inspection | 0 | 0.17 | 0 | 268.73 | 1 |  | 2023-02-15 | redacted
Low Income - Power to Save | Low Flow Showerhead | 0 | 0.04 | 0.1 | 504.08 | 1 |  | 2023-02-15 | redacted
Low Income - Power to Save | Faucet Aerators | 0 | 0 | 0.02 | 110.58 | 1 |  | 2023-02-15 | redacted
Low Income - Power to Save | HVAC Inspection | 0 | 0.17 | 0 | 268.73 | 1 |  | 2023-02-08 | redacted
Low Income - Power to Save | Faucet Aerators | 0 | 0 | 0.02 | 110.58 | 1 |  | 2023-02-08 | redacted
Low Income - Power to Save | HVAC Inspection | 0 | 0.18 | 0.01 | 362.3 | 1 |  | 2023-02-15 | redacted
Low Income - Power to Save | Faucet Aerators | 0 | 0.18 | 0.01 | 362.3 | 1 |  | 2023-02-15 | redacted
Low Income - Power to Save | HVAC Inspection | 0 | 0.17 | 0 | 268.73 | 1 |  | 2023-02-07 | redacted
Low Income - Power to Save | Low Flow Showerhead | 0 | 0.04 | 0.1 | 504.08 | 1 |  | 2023-02-07 | redacted
Low Income - Power to Save | Faucet Aerators | 0 | 0 | 0.02 | 110.58 | 1 |  | 2023-02-07 | redacted
Low Income - Power to Save | HVAC Inspection | 0 | 0.18 | 0.06 | 601.4 | 1 |  | 2023-02-13 | redacted
Low Income - Power to Save | Low Flow Showerhead | 0 | 0.18 | 0.06 | 601.4 | 1 |  | 2023-02-13 | redacted
Low Income - Power to Save | Faucet Aerators | 0 | 0.18 | 0.06 | 601.4 | 1 |  | 2023-02-13 | redacted
Low Income - Power to Save | HVAC Inspection | 0 | 0.18 | 0.06 | 601.4 | 1 |  | 2023-02-10 | redacted
Low Income - Power to Save | Low Flow Showerhead | 0 | 0.18 | 0.06 | 601.4 | 1 |  | 2023-02-10 | redacted
Low Income - Power to Save | Faucet Aerators | 0 | 0.18 | 0.06 | 601.4 | 1 |  | 2023-02-10 | redacted
Low Income - Power to Save | HVAC Inspection | 0 | 0.18 | 0 | 311.9 | 1 |  | 2023-02-20 | redacted
Low Income - Power to Save | HVAC Inspection | 0 | 0.17 | 0 | 268.73 | 1 |  | 2023-02-14 | redacted
Low Income - Power to Save | Low Flow Showerhead | 0 | 0.04 | 0.1 | 504.08 | 1 |  | 2023-02-14 | redacted
Low Income - Power to Save | Faucet Aerators | 0 | 0 | 0.02 | 110.58 | 1 |  | 2023-02-14 | redacted
Low Income - Power to Save | HVAC Inspection | 0 | 0.17 | 0 | 268.73 | 1 |  | 2023-02-14 | redacted
Low Income - Power to Save | Low Flow Showerhead | 0 | 0.04 | 0.1 | 504.08 | 1 |  | 2023-02-14 | redacted
Low Income - Power to Save | HVAC Inspection | 0 | 0.17 | 0 | 268.73 | 1 |  | 2023-02-10 | redacted
Low Income - Power to Save | Low Flow Showerhead | 0 | 0.04 | 0.1 | 504.08 | 1 |  | 2023-02-10 | redacted
Low Income - Power to Save | Faucet Aerators | 0 | 0 | 0.02 | 110.58 | 1 |  | 2023-02-10 | redacted
Low Income - Power to Save | HVAC Inspection | 0 | 0.17 | 0 | 268.73 | 1 |  | 2023-02-09 | redacted
Low Income - Power to Save | Faucet Aerators | 0 | 0 | 0.02 | 110.58 | 1 |  | 2023-02-09 | redacted
Low Income - Power to Save | HVAC Inspection | 0 | 0.17 | 0 | 268.73 | 1 |  | 2023-02-20 | redacted
Low Income - Power to Save | HVAC Inspection | 0 | 0.17 | 0 | 268.73 | 1 |  | 2023-02-28 | redacted
Low Income - Power to Save | Low Flow Showerhead | 0 | 0.04 | 0.1 | 504.08 | 1 |  | 2023-02-28 | redacted
Low Income - Power to Save | Faucet Aerators | 0 | 0 | 0.02 | 110.58 | 1 |  | 2023-02-28 | redacted
Low Income - Power to Save | HVAC Inspection | 0 | 0.17 | 0 | 268.73 | 1 |  | 2023-02-07 | redacted
Low Income - Power to Save | Low Flow Showerhead | 0 | 0.04 | 0.1 | 504.08 | 1 |  | 2023-02-07 | redacted
Low Income - Power to Save | Faucet Aerators | 0 | 0 | 0.02 | 110.58 | 1 |  | 2023-02-07 | redacted
Low Income - Power to Save | Weather Strip/Caulk | 0 | 0.25 | 0.09 | 503.3 | 1 |  | 2023-02-07 | redacted
Low Income - Power to Save | HVAC Inspection | 0 | 0.17 | 0 | 268.73 | 1 |  | 2023-02-14 | redacted
Low Income - Power to Save | Low Flow Showerhead | 0 | 0.04 | 0.1 | 504.08 | 1 |  | 2023-02-14 | redacted
Low Income - Power to Save | Faucet Aerators | 0 | 0 | 0.02 | 110.58 | 1 |  | 2023-02-14 | redacted
Low Income - Power to Save | HVAC Inspection | 0 | 0.17 | 0 | 268.73 | 1 |  | 2023-02-17 | redacted
Low Income - Power to Save | Low Flow Showerhead | 0 | 0.04 | 0.1 | 504.08 | 1 |  | 2023-02-17 | redacted
Low Income - Power to Save | Faucet Aerators | 0 | 0 | 0.02 | 110.58 | 1 |  | 2023-02-17 | redacted
Low Income - Power to Save | HVAC Inspection | 0 | 0.17 | 0 | 268.73 | 1 |  | 2023-02-27 | redacted
Low Income - Power to Save | Low Flow Showerhead | 0 | 0 | 0.06 | 289.5 | 1 |  | 2023-02-15 | redacted
Low Income - Power to Save | Faucet Aerators | 0 | 0 | 0.06 | 289.5 | 1 |  | 2023-02-15 | redacted
Low Income - Power to Save | HVAC Inspection | 0 | 0.17 | 0 | 268.73 | 1 |  | 2023-02-21 | redacted
Low Income - Power to Save | Low Flow Showerhead | 0 | 0.04 | 0.1 | 504.08 | 1 |  | 2023-02-21 | redacted
Low Income - Power to Save | Faucet Aerators | 0 | 0 | 0.02 | 110.58 | 1 |  | 2023-02-21 | redacted
Low Income - Power to Save | HVAC Inspection | 0 | 0.17 | 0 | 268.73 | 1 |  | 2023-02-08 | redacted
Low Income - Power to Save | Low Flow Showerhead | 0 | 0.04 | 0.1 | 504.08 | 1 |  | 2023-02-08 | redacted
Low Income - Power to Save | Faucet Aerators | 0 | 0 | 0.02 | 110.58 | 1 |  | 2023-02-08 | redacted
Low Income - Power to Save | HVAC Inspection | 0 | 0.17 | 0 | 268.73 | 1 |  | 2023-02-10 | redacted
Low Income - Power to Save | Low Flow Showerhead | 0 | 0.04 | 0.1 | 504.08 | 1 |  | 2023-02-10 | redacted
Low Income - Power to Save | Faucet Aerators | 0 | 0 | 0.02 | 110.58 | 1 |  | 2023-02-10 | redacted
Low Income - Power to Save | HVAC Inspection | 0 | 0.17 | 0 | 268.73 | 1 |  | 2023-02-28 | redacted
Low Income - Power to Save | Low Flow Showerhead | 0 | 0.04 | 0.1 | 504.08 | 1 |  | 2023-02-28 | redacted
Low Income - Power to Save | Faucet Aerators | 0 | 0 | 0.02 | 110.58 | 1 |  | 2023-02-28 | redacted
Low Income - Power to Save | HVAC Inspection | 0 | 0.17 | 0 | 268.73 | 1 |  | 2023-02-17 | redacted
Low Income - Power to Save | Low Flow Showerhead | 0 | 0.04 | 0.1 | 504.08 | 1 |  | 2023-02-17 | redacted
Low Income - Power to Save | Faucet Aerators | 0 | 0 | 0.02 | 110.58 | 1 |  | 2023-02-17 | redacted
Low Income - Power to Save | HVAC Inspection | 0 | 0.17 | 0 | 268.73 | 1 |  | 2023-02-06 | redacted
Low Income - Power to Save | Low Flow Showerhead | 0 | 0.04 | 0.1 | 504.08 | 1 |  | 2023-02-06 | redacted
Low Income - Power to Save | Faucet Aerators | 0 | 0 | 0.02 | 110.58 | 1 |  | 2023-02-06 | redacted
Low Income - Power to Save | Weather Strip/Caulk | 0 | 0.25 | 0.09 | 503.3 | 1 |  | 2023-02-06 | redacted
Low Income - Power to Save | HVAC Inspection | 0 | 0.17 | 0 | 268.73 | 1 |  | 2023-02-16 | redacted
Low Income - Power to Save | Low Flow Showerhead | 0 | 0.04 | 0.1 | 504.08 | 1 |  | 2023-02-16 | redacted
Low Income - Power to Save | HVAC Inspection | 0 | 0.18 | 0.05 | 550.9 | 1 |  | 2023-02-22 | redacted
Low Income - Power to Save | Low Flow Showerhead | 0 | 0.18 | 0.05 | 550.9 | 1 |  | 2023-02-22 | redacted
Low Income - Power to Save | HVAC Inspection | 0 | 0.17 | 0 | 268.73 | 1 |  | 2023-02-06 | redacted
Low Income - Power to Save | Low Flow Showerhead | 0 | 0.04 | 0.1 | 504.08 | 1 |  | 2023-02-06 | redacted
Low Income - Power to Save | HVAC Inspection | 0 | 0.18 | 0.06 | 601.4 | 1 |  | 2023-02-22 | redacted
Low Income - Power to Save | Low Flow Showerhead | 0 | 0.18 | 0.06 | 601.4 | 1 |  | 2023-02-22 | redacted
Low Income - Power to Save | Faucet Aerators | 0 | 0.18 | 0.06 | 601.4 | 1 |  | 2023-02-22 | redacted
Low Income - Power to Save | HVAC Inspection | 0 | 0.17 | 0 | 268.73 | 1 |  | 2023-02-07 | redacted
Low Income - Power to Save | Low Flow Showerhead | 0 | 0.04 | 0.1 | 504.08 | 1 |  | 2023-02-07 | redacted
Low Income - Power to Save | Faucet Aerators | 0 | 0 | 0.02 | 110.58 | 1 |  | 2023-02-07 | redacted
Low Income - Power to Save | HVAC Inspection | 0 | 0.17 | 0 | 268.73 | 1 |  | 2023-02-09 | redacted
Low Income - Power to Save | HVAC Inspection | 0 | 0.17 | 0 | 268.73 | 1 |  | 2023-02-22 | redacted
Low Income - Power to Save | Low Flow Showerhead | 0 | 0.04 | 0.1 | 504.08 | 1 |  | 2023-02-22 | redacted
Low Income - Power to Save | Faucet Aerators | 0 | 0 | 0.02 | 110.58 | 1 |  | 2023-02-22 | redacted
Low Income - Power to Save | HVAC Inspection | 0 | 0.17 | 0 | 268.73 | 1 |  | 2023-02-07 | redacted
Low Income - Power to Save | Low Flow Showerhead | 0 | 0.04 | 0.1 | 504.08 | 1 |  | 2023-02-07 | redacted
Low Income - Power to Save | Faucet Aerators | 0 | 0 | 0.02 | 110.58 | 1 |  | 2023-02-07 | redacted
Low Income - Power to Save | HVAC Inspection | 0 | 0.18 | 0.06 | 601.4 | 1 |  | 2023-02-07 | redacted
Low Income - Power to Save | Low Flow Showerhead | 0 | 0.18 | 0.06 | 601.4 | 1 |  | 2023-02-07 | redacted
Low Income - Power to Save | Faucet Aerators | 0 | 0.18 | 0.06 | 601.4 | 1 |  | 2023-02-07 | redacted
Low Income - Power to Save | HVAC Inspection | 0 | 0.17 | 0 | 268.73 | 1 |  | 2023-02-23 | redacted
Low Income - Power to Save | Low Flow Showerhead | 0 | 0.04 | 0.1 | 504.08 | 1 |  | 2023-02-23 | redacted
Low Income - Power to Save | Faucet Aerators | 0 | 0 | 0.02 | 110.58 | 1 |  | 2023-02-23 | redacted
Low Income - Power to Save | HVAC Inspection | 0 | 0.17 | 0 | 268.73 | 1 |  | 2023-02-06 | redacted
Low Income - Power to Save | Low Flow Showerhead | 0 | 0.04 | 0.1 | 504.08 | 1 |  | 2023-02-06 | redacted
Low Income - Power to Save | Faucet Aerators | 0 | 0 | 0.02 | 110.58 | 1 |  | 2023-02-06 | redacted
Low Income - Power to Save | HVAC Inspection | 0 | 0.17 | 0 | 268.73 | 1 |  | 2023-02-23 | redacted
Low Income - Power to Save | HVAC Inspection | 0 | 0.17 | 0 | 268.73 | 1 |  | 2023-02-28 | redacted
Low Income - Power to Save | Low Flow Showerhead | 0 | 0.04 | 0.1 | 504.08 | 1 |  | 2023-02-28 | redacted
Low Income - Power to Save | Faucet Aerators | 0 | 0 | 0.02 | 110.58 | 1 |  | 2023-02-28 | redacted
Low Income - Power to Save | HVAC Inspection | 0 | 0.17 | 0 | 268.73 | 1 |  | 2023-02-14 | redacted
Low Income - Power to Save | Low Flow Showerhead | 0 | 0.04 | 0.1 | 504.08 | 1 |  | 2023-02-14 | redacted
Low Income - Power to Save | Faucet Aerators | 0 | 0 | 0.02 | 110.58 | 1 |  | 2023-02-14 | redacted
Low Income - Power to Save | HVAC Inspection | 0 | 0.18 | 0 | 311.9 | 1 |  | 2023-02-22 | redacted
Low Income - Power to Save | HVAC Inspection | 0 | 0.17 | 0 | 268.73 | 1 |  | 2023-02-21 | redacted
Low Income - Power to Save | Low Flow Showerhead | 0 | 0.04 | 0.1 | 504.08 | 1 |  | 2023-02-21 | redacted
Low Income - Power to Save | Faucet Aerators | 0 | 0 | 0.02 | 110.58 | 1 |  | 2023-02-21 | redacted
Low Income - Power to Save | Weather Strip/Caulk | 0 | 0.25 | 0.09 | 503.3 | 1 |  | 2023-02-21 | redacted
Low Income - Power to Save | HVAC Inspection | 0 | 0.17 | 0 | 268.73 | 1 |  | 2023-02-22 | redacted
Low Income - Power to Save | Low Flow Showerhead | 0 | 0.04 | 0.1 | 504.08 | 1 |  | 2023-02-22 | redacted
Low Income - Power to Save | Faucet Aerators | 0 | 0 | 0.02 | 110.58 | 1 |  | 2023-02-22 | redacted
Low Income - Power to Save | HVAC Inspection | 0 | 0.17 | 0 | 268.73 | 1 |  | 2023-02-10 | redacted
Low Income - Power to Save | Low Flow Showerhead | 0 | 0.04 | 0.1 | 504.08 | 1 |  | 2023-02-10 | redacted
Low Income - Power to Save | Faucet Aerators | 0 | 0 | 0.02 | 110.58 | 1 |  | 2023-02-10 | redacted
Low Income - Power to Save | Weather Strip/Caulk | 0 | 0.25 | 0.09 | 503.3 | 1 |  | 2023-02-10 | redacted
Low Income - Power to Save | HVAC Inspection | 0 | 0.17 | 0 | 268.73 | 1 |  | 2023-02-16 | redacted
Low Income - Power to Save | Low Flow Showerhead | 0 | 0.04 | 0.1 | 504.08 | 1 |  | 2023-02-16 | redacted
Low Income - Power to Save | Faucet Aerators | 0 | 0 | 0.02 | 110.58 | 1 |  | 2023-02-16 | redacted
Low Income - Power to Save | HVAC Inspection | 0 | 0.17 | 0 | 268.73 | 1 |  | 2023-02-16 | redacted
Low Income - Power to Save | Low Flow Showerhead | 0 | 0.04 | 0.1 | 504.08 | 1 |  | 2023-02-16 | redacted
Low Income - Power to Save | Faucet Aerators | 0 | 0 | 0.02 | 110.58 | 1 |  | 2023-02-16 | redacted
Low Income - Power to Save | HVAC Inspection | 0 | 0.17 | 0 | 268.73 | 1 |  | 2023-02-20 | redacted
Low Income - Power to Save | Low Flow Showerhead | 0 | 0.04 | 0.1 | 504.08 | 1 |  | 2023-02-20 | redacted
Low Income - Power to Save | Faucet Aerators | 0 | 0 | 0.02 | 110.58 | 1 |  | 2023-02-20 | redacted
Low Income - Power to Save | HVAC Inspection | 0 | 0.17 | 0 | 268.73 | 1 |  | 2023-02-03 | redacted
Low Income - Power to Save | Low Flow Showerhead | 0 | 0.04 | 0.1 | 504.08 | 1 |  | 2023-02-03 | redacted
Low Income - Power to Save | Faucet Aerators | 0 | 0 | 0.02 | 110.58 | 1 |  | 2023-02-03 | redacted
Low Income - Power to Save | HVAC Inspection | 0 | 0.17 | 0 | 268.73 | 1 |  | 2023-02-07 | redacted
Low Income - Power to Save | Low Flow Showerhead | 0 | 0.04 | 0.1 | 504.08 | 1 |  | 2023-02-07 | redacted
Low Income - Power to Save | Faucet Aerators | 0 | 0 | 0.02 | 110.58 | 1 |  | 2023-02-07 | redacted
Low Income - Power to Save | HVAC Inspection | 0 | 0.17 | 0 | 268.73 | 1 |  | 2023-02-08 | redacted
Low Income - Power to Save | Low Flow Showerhead | 0 | 0.04 | 0.1 | 504.08 | 1 |  | 2023-02-08 | redacted
Low Income - Power to Save | Faucet Aerators | 0 | 0 | 0.02 | 110.58 | 1 |  | 2023-02-08 | redacted
Low Income - Power to Save | HVAC Inspection | 0 | 0.17 | 0 | 268.73 | 1 |  | 2023-02-15 | redacted
Low Income - Power to Save | Low Flow Showerhead | 0 | 0.04 | 0.1 | 504.08 | 1 |  | 2023-02-15 | redacted
Low Income - Power to Save | HVAC Inspection | 0 | 0.17 | 0 | 268.73 | 1 |  | 2023-02-10 | redacted
Low Income - Power to Save | Low Flow Showerhead | 0 | 0.04 | 0.1 | 504.08 | 1 |  | 2023-02-10 | redacted
Low Income - Power to Save | Faucet Aerators | 0 | 0 | 0.02 | 110.58 | 1 |  | 2023-02-10 | redacted
Low Income - Power to Save | HVAC Inspection | 0 | 0.17 | 0 | 268.73 | 1 |  | 2023-02-08 | redacted
Low Income - Power to Save | Faucet Aerators | 0 | 0 | 0.02 | 110.58 | 1 |  | 2023-02-08 | redacted
Low Income - Power to Save | Low Flow Showerhead | 0 | 0.04 | 0.1 | 504.08 | 1 |  | 2023-02-09 | redacted
Low Income - Power to Save | Faucet Aerators | 0 | 0 | 0.02 | 110.58 | 1 |  | 2023-02-09 | redacted
Low Income - Power to Save | HVAC Inspection | 0 | 0.17 | 0 | 268.73 | 1 |  | 2023-02-09 | redacted
Low Income - Power to Save | Low Flow Showerhead | 0 | 0.04 | 0.1 | 504.08 | 1 |  | 2023-02-09 | redacted
Low Income - Power to Save | Faucet Aerators | 0 | 0 | 0.02 | 110.58 | 1 |  | 2023-02-09 | redacted
Low Income - Power to Save | HVAC Inspection | 0 | 0.17 | 0 | 268.73 | 1 |  | 2023-02-10 | redacted
Low Income - Power to Save | Low Flow Showerhead | 0 | 0.04 | 0.1 | 504.08 | 1 |  | 2023-02-10 | redacted
Low Income - Power to Save | Faucet Aerators | 0 | 0 | 0.02 | 110.58 | 1 |  | 2023-02-10 | redacted
Low Income - Power to Save | HVAC Inspection | 0 | 0.18 | 0.06 | 601.4 | 1 |  | 2023-02-21 | redacted
Low Income - Power to Save | Low Flow Showerhead | 0 | 0.18 | 0.06 | 601.4 | 1 |  | 2023-02-21 | redacted
Low Income - Power to Save | Faucet Aerators | 0 | 0.18 | 0.06 | 601.4 | 1 |  | 2023-02-21 | redacted
Low Income - Power to Save | HVAC Inspection | 0 | 0.17 | 0 | 268.73 | 1 |  | 2023-02-23 | redacted
Low Income - Power to Save | Low Flow Showerhead | 0 | 0.04 | 0.1 | 504.08 | 1 |  | 2023-02-23 | redacted
Low Income - Power to Save | Faucet Aerators | 0 | 0 | 0.02 | 110.58 | 1 |  | 2023-02-23 | redacted
Low Income - Power to Save | HVAC Inspection | 0 | 0.17 | 0 | 268.73 | 1 |  | 2023-02-09 | redacted
Low Income - Power to Save | Low Flow Showerhead | 0 | 0.04 | 0.1 | 504.08 | 1 |  | 2023-02-09 | redacted
Low Income - Power to Save | Faucet Aerators | 0 | 0 | 0.02 | 110.58 | 1 |  | 2023-02-09 | redacted
Low Income - Power to Save | Low Flow Showerhead | 0 | 0.04 | 0.1 | 504.08 | 1 |  | 2023-02-09 | redacted
Low Income - Power to Save | Faucet Aerators | 0 | 0 | 0.02 | 110.58 | 1 |  | 2023-02-09 | redacted
Low Income - Power to Save | HVAC Inspection | 0 | 0.17 | 0 | 268.73 | 1 |  | 2023-02-02 | redacted
Low Income - Power to Save | Low Flow Showerhead | 0 | 0.04 | 0.1 | 504.08 | 1 |  | 2023-02-02 | redacted
Low Income - Power to Save | HVAC Inspection | 0 | 0.17 | 0 | 268.73 | 1 |  | 2023-02-15 | redacted
Low Income - Power to Save | Low Flow Showerhead | 0 | 0.04 | 0.1 | 504.08 | 1 |  | 2023-02-15 | redacted
Low Income - Power to Save | Faucet Aerators | 0 | 0 | 0.02 | 110.58 | 1 |  | 2023-02-15 | redacted
Low Income - Power to Save | HVAC Inspection | 0 | 0.17 | 0 | 268.73 | 1 |  | 2023-02-14 | redacted
Low Income - Power to Save | Low Flow Showerhead | 0 | 0.04 | 0.1 | 504.08 | 1 |  | 2023-02-14 | redacted
Low Income - Power to Save | Faucet Aerators | 0 | 0 | 0.02 | 110.58 | 1 |  | 2023-02-14 | redacted
Low Income - Power to Save | Weather Strip/Caulk | 0 | 0.25 | 0.09 | 503.3 | 1 |  | 2023-02-14 | redacted
Low Income - Power to Save | HVAC Inspection | 0 | 0.18 | 0.06 | 601.4 | 1 |  | 2023-02-20 | redacted
Low Income - Power to Save | Low Flow Showerhead | 0 | 0.18 | 0.06 | 601.4 | 1 |  | 2023-02-20 | redacted
Low Income - Power to Save | Faucet Aerators | 0 | 0.18 | 0.06 | 601.4 | 1 |  | 2023-02-20 | redacted
Low Income - Power to Save | HVAC Inspection | 0 | 0.44 | 0.09 | 1083 | 1 |  | 2023-02-07 | redacted
Low Income - Power to Save | Low Flow Showerhead | 0 | 0.44 | 0.09 | 1083 | 1 |  | 2023-02-07 | redacted
Low Income - Power to Save | Faucet Aerators | 0 | 0.44 | 0.09 | 1083 | 1 |  | 2023-02-07 | redacted
Low Income - Power to Save | Weather Strip/Caulk | 0 | 0.44 | 0.09 | 1083 | 1 |  | 2023-02-07 | redacted
Low Income - Power to Save | HVAC Inspection | 0 | 0.18 | 0.06 | 601.4 | 1 |  | 2023-02-13 | redacted
Low Income - Power to Save | Low Flow Showerhead | 0 | 0.18 | 0.06 | 601.4 | 1 |  | 2023-02-13 | redacted
Low Income - Power to Save | Faucet Aerators | 0 | 0.18 | 0.06 | 601.4 | 1 |  | 2023-02-13 | redacted
Low Income - Power to Save | HVAC Inspection | 0 | 0.17 | 0 | 268.73 | 1 |  | 2023-02-14 | redacted
Low Income - Power to Save | Low Flow Showerhead | 0 | 0.04 | 0.1 | 504.08 | 1 |  | 2023-02-14 | redacted
Low Income - Power to Save | Faucet Aerators | 0 | 0 | 0.02 | 110.58 | 1 |  | 2023-02-14 | redacted
Low Income - Power to Save | HVAC Inspection | 0 | 0.17 | 0 | 268.73 | 1 |  | 2023-02-28 | redacted
Low Income - Power to Save | Low Flow Showerhead | 0 | 0.04 | 0.1 | 504.08 | 1 |  | 2023-02-28 | redacted
Low Income - Power to Save | HVAC Inspection | 0 | 0.17 | 0 | 268.73 | 1 |  | 2023-02-28 | redacted
Low Income - Power to Save | Low Flow Showerhead | 0 | 0.04 | 0.1 | 504.08 | 1 |  | 2023-02-28 | redacted
Low Income - Power to Save | Faucet Aerators | 0 | 0 | 0.02 | 110.58 | 1 |  | 2023-02-28 | redacted
Low Income - Power to Save | HVAC Inspection | 0 | 0.17 | 0 | 268.73 | 1 |  | 2023-02-09 | redacted
Low Income - Power to Save | Low Flow Showerhead | 0 | 0.04 | 0.1 | 504.08 | 1 |  | 2023-02-09 | redacted
Low Income - Power to Save | Faucet Aerators | 0 | 0 | 0.02 | 110.58 | 1 |  | 2023-02-09 | redacted
Low Income - Power to Save | HVAC Inspection | 0 | 0.17 | 0 | 268.73 | 1 |  | 2023-02-07 | redacted
Low Income - Power to Save | Low Flow Showerhead | 0 | 0.04 | 0.1 | 504.08 | 1 |  | 2023-02-07 | redacted
Low Income - Power to Save | Faucet Aerators | 0 | 0 | 0.02 | 110.58 | 1 |  | 2023-02-07 | redacted
Low Income - Power to Save | HVAC Inspection | 0 | 0.17 | 0 | 268.73 | 1 |  | 2023-02-08 | redacted
Low Income - Power to Save | Low Flow Showerhead | 0 | 0.04 | 0.1 | 504.08 | 1 |  | 2023-02-08 | redacted
Low Income - Power to Save | Faucet Aerators | 0 | 0 | 0.02 | 110.58 | 1 |  | 2023-02-08 | redacted
Low Income - Power to Save | HVAC Inspection | 0 | 0.17 | 0 | 268.73 | 1 |  | 2023-02-23 | redacted
Low Income - Power to Save | Low Flow Showerhead | 0 | 0.04 | 0.1 | 504.08 | 1 |  | 2023-02-23 | redacted
Low Income - Power to Save | Faucet Aerators | 0 | 0 | 0.02 | 110.58 | 1 |  | 2023-02-23 | redacted
Low Income - Power to Save | HVAC Inspection | 0 | 0.17 | 0 | 268.73 | 1 |  | 2023-02-08 | redacted
Low Income - Power to Save | Low Flow Showerhead | 0 | 0.04 | 0.1 | 504.08 | 1 |  | 2023-02-08 | redacted
Low Income - Power to Save | HVAC Inspection | 0 | 0.17 | 0 | 268.73 | 1 |  | 2023-02-28 | redacted
Low Income - Power to Save | Low Flow Showerhead | 0 | 0.04 | 0.1 | 504.08 | 1 |  | 2023-02-28 | redacted
Low Income - Power to Save | Faucet Aerators | 0 | 0 | 0.02 | 110.58 | 1 |  | 2023-02-28 | redacted
Low Income - Power to Save | HVAC Inspection | 0 | 0.17 | 0 | 268.73 | 1 |  | 2023-02-24 | redacted
Low Income - Power to Save | Low Flow Showerhead | 0 | 0.04 | 0.1 | 504.08 | 1 |  | 2023-02-24 | redacted
Low Income - Power to Save | Faucet Aerators | 0 | 0 | 0.02 | 110.58 | 1 |  | 2023-02-24 | redacted
Low Income - Power to Save | HVAC Inspection | 0 | 0.17 | 0 | 268.73 | 1 |  | 2023-02-27 | redacted
Low Income - Power to Save | HVAC Inspection | 0 | 0.17 | 0 | 268.73 | 1 |  | 2023-02-15 | redacted
Low Income - Power to Save | Low Flow Showerhead | 0 | 0.04 | 0.1 | 504.08 | 1 |  | 2023-02-15 | redacted
Low Income - Power to Save | Faucet Aerators | 0 | 0 | 0.02 | 110.58 | 1 |  | 2023-02-15 | redacted
Low Income - Power to Save | HVAC Inspection | 0 | 0.17 | 0 | 268.73 | 1 |  | 2023-02-20 | redacted
Low Income - Power to Save | Low Flow Showerhead | 0 | 0.04 | 0.1 | 504.08 | 1 |  | 2023-02-20 | redacted
Low Income - Power to Save | Faucet Aerators | 0 | 0 | 0.02 | 110.58 | 1 |  | 2023-02-20 | redacted
Low Income - Power to Save | HVAC Inspection | 0 | 0.17 | 0 | 268.73 | 1 |  | 2023-02-16 | redacted
Low Income - Power to Save | Low Flow Showerhead | 0 | 0.04 | 0.1 | 504.08 | 1 |  | 2023-02-16 | redacted
Low Income - Power to Save | Faucet Aerators | 0 | 0 | 0.02 | 110.58 | 1 |  | 2023-02-16 | redacted
Low Income - Power to Save | HVAC Inspection | 0 | 0.17 | 0 | 268.73 | 1 |  | 2023-02-28 | redacted
Low Income - Power to Save | Low Flow Showerhead | 0 | 0.04 | 0.1 | 504.08 | 1 |  | 2023-02-28 | redacted
Low Income - Power to Save | Faucet Aerators | 0 | 0 | 0.02 | 110.58 | 1 |  | 2023-02-28 | redacted
Low Income - Power to Save | HVAC Inspection | 0 | 0.17 | 0 | 268.73 | 1 |  | 2023-02-09 | redacted
Low Income - Power to Save | Low Flow Showerhead | 0 | 0.04 | 0.1 | 504.08 | 1 |  | 2023-02-09 | redacted
Low Income - Power to Save | Faucet Aerators | 0 | 0 | 0.02 | 110.58 | 1 |  | 2023-02-09 | redacted
Low Income - Power to Save | HVAC Inspection | 0 | 0.17 | 0 | 268.73 | 1 |  | 2023-02-13 | redacted
Low Income - Power to Save | Low Flow Showerhead | 0 | 0.04 | 0.1 | 504.08 | 1 |  | 2023-02-13 | redacted
Low Income - Power to Save | HVAC Inspection | 0 | 0.17 | 0 | 268.73 | 1 |  | 2023-02-16 | redacted
Low Income - Power to Save | Low Flow Showerhead | 0 | 0.04 | 0.1 | 504.08 | 1 |  | 2023-02-16 | redacted
Low Income - Power to Save | Faucet Aerators | 0 | 0 | 0.02 | 110.58 | 1 |  | 2023-02-16 | redacted
Low Income - Power to Save | HVAC Inspection | 0 | 0.17 | 0 | 268.73 | 1 |  | 2023-02-17 | redacted
Low Income - Power to Save | Low Flow Showerhead | 0 | 0.04 | 0.1 | 504.08 | 1 |  | 2023-02-17 | redacted
Low Income - Power to Save | Faucet Aerators | 0 | 0 | 0.02 | 110.58 | 1 |  | 2023-02-17 | redacted
Low Income - Power to Save | HVAC Inspection | 0 | 0.17 | 0 | 268.73 | 1 |  | 2023-02-07 | redacted
Low Income - Power to Save | Low Flow Showerhead | 0 | 0.04 | 0.1 | 504.08 | 1 |  | 2023-02-07 | redacted
Low Income - Power to Save | Faucet Aerators | 0 | 0 | 0.02 | 110.58 | 1 |  | 2023-02-07 | redacted
Low Income - Power to Save | HVAC Inspection | 0 | 0.17 | 0 | 268.73 | 1 |  | 2023-02-21 | redacted
Low Income - Power to Save | Low Flow Showerhead | 0 | 0.04 | 0.1 | 504.08 | 1 |  | 2023-02-21 | redacted
Low Income - Power to Save | Faucet Aerators | 0 | 0 | 0.02 | 110.58 | 1 |  | 2023-02-21 | redacted
Low Income - Power to Save | HVAC Inspection | 0 | 0.18 | 0.06 | 601.4 | 1 |  | 2023-02-03 | redacted
Low Income - Power to Save | Low Flow Showerhead | 0 | 0.18 | 0.06 | 601.4 | 1 |  | 2023-02-03 | redacted
Low Income - Power to Save | Faucet Aerators | 0 | 0.18 | 0.06 | 601.4 | 1 |  | 2023-02-03 | redacted
Low Income - Power to Save | Low Flow Showerhead | 0 | 0.04 | 0.1 | 504.08 | 1 |  | 2023-02-09 | redacted
Low Income - Power to Save | Faucet Aerators | 0 | 0 | 0.02 | 110.58 | 1 |  | 2023-02-09 | redacted
Low Income - Power to Save | HVAC Inspection | 0 | 0.17 | 0 | 268.73 | 1 |  | 2023-02-21 | redacted
Low Income - Power to Save | Low Flow Showerhead | 0 | 0.04 | 0.1 | 504.08 | 1 |  | 2023-02-21 | redacted
Low Income - Power to Save | Faucet Aerators | 0 | 0 | 0.02 | 110.58 | 1 |  | 2023-02-21 | redacted
Low Income - Power to Save | Weather Strip/Caulk | 0 | 0.25 | 0.09 | 503.3 | 1 |  | 2023-02-21 | redacted
Low Income - Power to Save | HVAC Inspection | 0 | 0.17 | 0 | 268.73 | 1 |  | 2023-02-10 | redacted
Low Income - Power to Save | Low Flow Showerhead | 0 | 0.04 | 0.1 | 504.08 | 1 |  | 2023-02-10 | redacted
Low Income - Power to Save | Faucet Aerators | 0 | 0 | 0.02 | 110.58 | 1 |  | 2023-02-10 | redacted
Low Income - Power to Save | Low Flow Showerhead | 0 | 0.04 | 0.1 | 504.08 | 1 |  | 2023-02-16 | redacted
Low Income - Power to Save | Faucet Aerators | 0 | 0 | 0.02 | 110.58 | 1 |  | 2023-02-16 | redacted
Low Income - Power to Save | HVAC Inspection | 0 | 0.17 | 0 | 268.73 | 1 |  | 2023-02-02 | redacted
Low Income - Power to Save | Low Flow Showerhead | 0 | 0.04 | 0.1 | 504.08 | 1 |  | 2023-02-02 | redacted
Low Income - Power to Save | Faucet Aerators | 0 | 0 | 0.02 | 110.58 | 1 |  | 2023-02-02 | redacted
Low Income - Power to Save | Weather Strip/Caulk | 0 | 0.25 | 0.09 | 503.3 | 1 |  | 2023-02-02 | redacted
Low Income - Power to Save | HVAC Inspection | 0 | 0.17 | 0 | 268.73 | 1 |  | 2023-02-13 | redacted
Low Income - Power to Save | HVAC Inspection | 0 | 0.17 | 0 | 268.73 | 1 |  | 2023-02-15 | redacted
Low Income - Power to Save | Faucet Aerators | 0 | 0 | 0.02 | 110.58 | 1 |  | 2023-02-15 | redacted
Low Income - Power to Save | HVAC Inspection | 0 | 0.17 | 0 | 268.73 | 1 |  | 2023-02-16 | redacted
Low Income - Power to Save | Low Flow Showerhead | 0 | 0.04 | 0.1 | 504.08 | 1 |  | 2023-02-16 | redacted
Low Income - Power to Save | Faucet Aerators | 0 | 0 | 0.02 | 110.58 | 1 |  | 2023-02-16 | redacted
Low Income - Power to Save | HVAC Inspection | 0 | 0.44 | 0.09 | 1083 | 1 |  | 2023-02-28 | redacted
Low Income - Power to Save | Low Flow Showerhead | 0 | 0.44 | 0.09 | 1083 | 1 |  | 2023-02-28 | redacted
Low Income - Power to Save | Faucet Aerators | 0 | 0.44 | 0.09 | 1083 | 1 |  | 2023-02-28 | redacted
Low Income - Power to Save | Weather Strip/Caulk | 0 | 0.44 | 0.09 | 1083 | 1 |  | 2023-02-28 | redacted
Low Income - Power to Save | HVAC Inspection | 0 | 0.18 | 0.05 | 550.9 | 1 |  | 2023-02-01 | redacted
Low Income - Power to Save | Low Flow Showerhead | 0 | 0.18 | 0.05 | 550.9 | 1 |  | 2023-02-01 | redacted
Low Income - Power to Save | HVAC Inspection | 0 | 0.17 | 0 | 268.73 | 1 |  | 2023-02-07 | redacted
Low Income - Power to Save | Low Flow Showerhead | 0 | 0.04 | 0.1 | 504.08 | 1 |  | 2023-02-07 | redacted
Low Income - Power to Save | Faucet Aerators | 0 | 0 | 0.02 | 110.58 | 1 |  | 2023-02-07 | redacted
Low Income - Power to Save | HVAC Inspection | 0 | 0.17 | 0 | 268.73 | 1 |  | 2023-02-07 | redacted
Low Income - Power to Save | Low Flow Showerhead | 0 | 0.04 | 0.1 | 504.08 | 1 |  | 2023-02-07 | redacted
Low Income - Power to Save | Faucet Aerators | 0 | 0 | 0.02 | 110.58 | 1 |  | 2023-02-07 | redacted
Low Income - Power to Save | HVAC Inspection | 0 | 0.17 | 0 | 268.73 | 1 |  | 2023-02-10 | redacted
Low Income - Power to Save | Low Flow Showerhead | 0 | 0.04 | 0.1 | 504.08 | 1 |  | 2023-02-10 | redacted
Low Income - Power to Save | Low Flow Showerhead | 0 | 0.04 | 0.1 | 504.08 | 1 |  | 2023-02-09 | redacted
Low Income - Power to Save | Faucet Aerators | 0 | 0 | 0.02 | 110.58 | 1 |  | 2023-02-09 | redacted
Low Income - Power to Save | HVAC Inspection | 0 | 0.17 | 0 | 268.73 | 1 |  | 2023-02-09 | redacted
Low Income - Power to Save | Low Flow Showerhead | 0 | 0.04 | 0.1 | 504.08 | 1 |  | 2023-02-09 | redacted
Low Income - Power to Save | Faucet Aerators | 0 | 0 | 0.02 | 110.58 | 1 |  | 2023-02-09 | redacted
Low Income - Power to Save | HVAC Inspection | 0 | 0.17 | 0 | 268.73 | 1 |  | 2023-02-17 | redacted
Low Income - Power to Save | Low Flow Showerhead | 0 | 0.04 | 0.1 | 504.08 | 1 |  | 2023-02-17 | redacted
Low Income - Power to Save | Faucet Aerators | 0 | 0 | 0.02 | 110.58 | 1 |  | 2023-02-17 | redacted
Low Income - Power to Save | Low Flow Showerhead | 0 | 0.04 | 0.1 | 504.08 | 1 |  | 2023-02-15 | redacted
Low Income - Power to Save | Faucet Aerators | 0 | 0 | 0.02 | 110.58 | 1 |  | 2023-02-15 | redacted
Low Income - Power to Save | HVAC Inspection | 0 | 0.17 | 0 | 268.73 | 1 |  | 2023-02-07 | redacted
Low Income - Power to Save | Low Flow Showerhead | 0 | 0.04 | 0.1 | 504.08 | 1 |  | 2023-02-07 | redacted
Low Income - Power to Save | Faucet Aerators | 0 | 0 | 0.02 | 110.58 | 1 |  | 2023-02-07 | redacted
Low Income - Power to Save | HVAC Inspection | 0 | 0.17 | 0 | 268.73 | 1 |  | 2023-02-16 | redacted
Low Income - Power to Save | Low Flow Showerhead | 0 | 0.04 | 0.1 | 504.08 | 1 |  | 2023-02-16 | redacted
Low Income - Power to Save | Faucet Aerators | 0 | 0 | 0.02 | 110.58 | 1 |  | 2023-02-16 | redacted
Low Income - Power to Save | HVAC Inspection | 0 | 0.17 | 0 | 268.73 | 1 |  | 2023-02-07 | redacted
Low Income - Power to Save | Low Flow Showerhead | 0 | 0.04 | 0.1 | 504.08 | 1 |  | 2023-02-07 | redacted
Low Income - Power to Save | Faucet Aerators | 0 | 0 | 0.02 | 110.58 | 1 |  | 2023-02-07 | redacted
Low Income - Power to Save | HVAC Inspection | 0 | 0.17 | 0 | 268.73 | 1 |  | 2023-02-23 | redacted
Low Income - Power to Save | Low Flow Showerhead | 0 | 0.04 | 0.1 | 504.08 | 1 |  | 2023-02-23 | redacted
Low Income - Power to Save | Faucet Aerators | 0 | 0 | 0.02 | 110.58 | 1 |  | 2023-02-23 | redacted
Low Income - Power to Save | Weather Strip/Caulk | 0 | 0.25 | 0.09 | 503.3 | 1 |  | 2023-02-23 | redacted
Low Income - Power to Save | HVAC Inspection | 0 | 0.18 | 0.06 | 601.4 | 1 |  | 2023-02-23 | redacted
Low Income - Power to Save | Low Flow Showerhead | 0 | 0.18 | 0.06 | 601.4 | 1 |  | 2023-02-23 | redacted
Low Income - Power to Save | Faucet Aerators | 0 | 0.18 | 0.06 | 601.4 | 1 |  | 2023-02-23 | redacted
Low Income - Power to Save | HVAC Inspection | 0 | 0.17 | 0 | 268.73 | 1 |  | 2023-02-23 | redacted
Low Income - Power to Save | Low Flow Showerhead | 0 | 0.04 | 0.1 | 504.08 | 1 |  | 2023-02-23 | redacted
Low Income - Power to Save | Faucet Aerators | 0 | 0 | 0.02 | 110.58 | 1 |  | 2023-02-23 | redacted
Low Income - Power to Save | HVAC Inspection | 0 | 0.17 | 0 | 268.73 | 1 |  | 2023-02-17 | redacted
Low Income - Power to Save | Low Flow Showerhead | 0 | 0.04 | 0.1 | 504.08 | 1 |  | 2023-02-17 | redacted
Low Income - Power to Save | Faucet Aerators | 0 | 0 | 0.02 | 110.58 | 1 |  | 2023-02-17 | redacted
Low Income - Power to Save | HVAC Inspection | 0 | 0.17 | 0 | 268.73 | 1 |  | 2023-02-14 | redacted
Low Income - Power to Save | Low Flow Showerhead | 0 | 0.04 | 0.1 | 504.08 | 1 |  | 2023-02-14 | redacted
Low Income - Power to Save | Faucet Aerators | 0 | 0 | 0.02 | 110.58 | 1 |  | 2023-02-14 | redacted
Low Income - Power to Save | Weather Strip/Caulk | 0 | 0.25 | 0.09 | 503.3 | 1 |  | 2023-02-14 | redacted
Low Income - Power to Save | HVAC Inspection | 0 | 0.18 | 0.06 | 601.4 | 1 |  | 2023-02-07 | redacted
Low Income - Power to Save | Low Flow Showerhead | 0 | 0.18 | 0.06 | 601.4 | 1 |  | 2023-02-07 | redacted
Low Income - Power to Save | Faucet Aerators | 0 | 0.18 | 0.06 | 601.4 | 1 |  | 2023-02-07 | redacted
Low Income - Power to Save | HVAC Inspection | 0 | 0.18 | 0.06 | 601.4 | 1 |  | 2023-02-17 | redacted
Low Income - Power to Save | Low Flow Showerhead | 0 | 0.18 | 0.06 | 601.4 | 1 |  | 2023-02-17 | redacted
Low Income - Power to Save | Faucet Aerators | 0 | 0.18 | 0.06 | 601.4 | 1 |  | 2023-02-17 | redacted
Low Income - Power to Save | HVAC Inspection | 0 | 0.17 | 0 | 268.73 | 1 |  | 2023-02-17 | redacted
Low Income - Power to Save | Low Flow Showerhead | 0 | 0.04 | 0.1 | 504.08 | 1 |  | 2023-02-17 | redacted
Low Income - Power to Save | Faucet Aerators | 0 | 0 | 0.02 | 110.58 | 1 |  | 2023-02-17 | redacted
Low Income - Power to Save | HVAC Inspection | 0 | 0.17 | 0 | 268.73 | 1 |  | 2023-02-28 | redacted
Low Income - Power to Save | Low Flow Showerhead | 0 | 0.04 | 0.1 | 504.08 | 1 |  | 2023-02-28 | redacted
Low Income - Power to Save | Faucet Aerators | 0 | 0 | 0.02 | 110.58 | 1 |  | 2023-02-28 | redacted
Low Income - Power to Save | HVAC Inspection | 0 | 0.17 | 0 | 268.73 | 1 |  | 2023-02-08 | redacted
Low Income - Power to Save | Low Flow Showerhead | 0 | 0.04 | 0.1 | 504.08 | 1 |  | 2023-02-08 | redacted
Low Income - Power to Save | HVAC Inspection | 0 | 0.17 | 0 | 268.73 | 1 |  | 2023-02-09 | redacted
Low Income - Power to Save | Low Flow Showerhead | 0 | 0.04 | 0.1 | 504.08 | 1 |  | 2023-02-09 | redacted
Low Income - Power to Save | Faucet Aerators | 0 | 0 | 0.02 | 110.58 | 1 |  | 2023-02-09 | redacted
Low Income - Power to Save | HVAC Inspection | 0 | 0.17 | 0 | 268.73 | 1 |  | 2023-02-07 | redacted
Low Income - Power to Save | Faucet Aerators | 0 | 0 | 0.02 | 110.58 | 1 |  | 2023-02-07 | redacted
Low Income - Power to Save | HVAC Inspection | 0 | 0.17 | 0 | 268.73 | 1 |  | 2023-02-14 | redacted
Low Income - Power to Save | HVAC Inspection | 0 | 0.17 | 0 | 268.73 | 1 |  | 2023-02-21 | redacted
Low Income - Power to Save | HVAC Inspection | 0 | 0.17 | 0 | 268.73 | 1 |  | 2023-02-13 | redacted
Low Income - Power to Save | Low Flow Showerhead | 0 | 0.04 | 0.1 | 504.08 | 1 |  | 2023-02-13 | redacted
Low Income - Power to Save | Faucet Aerators | 0 | 0 | 0.02 | 110.58 | 1 |  | 2023-02-13 | redacted
Low Income - Power to Save | HVAC Inspection | 0 | 0.17 | 0 | 268.73 | 1 |  | 2023-02-07 | redacted
Low Income - Power to Save | HVAC Inspection | 0 | 0.17 | 0 | 268.73 | 1 |  | 2023-02-17 | redacted
Low Income - Power to Save | Low Flow Showerhead | 0 | 0.04 | 0.1 | 504.08 | 1 |  | 2023-02-17 | redacted
Low Income - Power to Save | Faucet Aerators | 0 | 0 | 0.02 | 110.58 | 1 |  | 2023-02-17 | redacted
Low Income - Power to Save | HVAC Inspection | 0 | 0.17 | 0 | 268.73 | 1 |  | 2023-02-20 | redacted
Low Income - Power to Save | Low Flow Showerhead | 0 | 0.04 | 0.1 | 504.08 | 1 |  | 2023-02-20 | redacted
Low Income - Power to Save | Faucet Aerators | 0 | 0 | 0.02 | 110.58 | 1 |  | 2023-02-20 | redacted
Low Income - Power to Save | HVAC Inspection | 0 | 0.17 | 0 | 268.73 | 1 |  | 2023-02-24 | redacted
Low Income - Power to Save | Low Flow Showerhead | 0 | 0.04 | 0.1 | 504.08 | 1 |  | 2023-02-24 | redacted
Low Income - Power to Save | Faucet Aerators | 0 | 0 | 0.02 | 110.58 | 1 |  | 2023-02-24 | redacted
Low Income - Power to Save | HVAC Inspection | 0 | 0.17 | 0 | 268.73 | 1 |  | 2023-02-21 | redacted
Low Income - Power to Save | Low Flow Showerhead | 0 | 0.04 | 0.1 | 504.08 | 1 |  | 2023-02-21 | redacted
Low Income - Power to Save | Faucet Aerators | 0 | 0 | 0.02 | 110.58 | 1 |  | 2023-02-21 | redacted
Low Income - Power to Save | HVAC Inspection | 0 | 0.17 | 0 | 268.73 | 1 |  | 2023-02-13 | redacted
Low Income - Power to Save | Low Flow Showerhead | 0 | 0.04 | 0.1 | 504.08 | 1 |  | 2023-02-13 | redacted
Low Income - Power to Save | Faucet Aerators | 0 | 0 | 0.02 | 110.58 | 1 |  | 2023-02-13 | redacted
Low Income - Power to Save | HVAC Inspection | 0 | 0.17 | 0 | 268.73 | 1 |  | 2023-02-27 | redacted
Low Income - Power to Save | Faucet Aerators | 0 | 0 | 0.02 | 110.58 | 1 |  | 2023-02-27 | redacted
Low Income - Power to Save | HVAC Inspection | 0 | 0.17 | 0 | 268.73 | 1 |  | 2023-02-22 | redacted
Low Income - Power to Save | Low Flow Showerhead | 0 | 0.04 | 0.1 | 504.08 | 1 |  | 2023-02-22 | redacted
Low Income - Power to Save | Faucet Aerators | 0 | 0 | 0.02 | 110.58 | 1 |  | 2023-02-22 | redacted
Low Income - Power to Save | HVAC Inspection | 0 | 0.17 | 0 | 268.73 | 1 |  | 2023-02-09 | redacted
Low Income - Power to Save | Low Flow Showerhead | 0 | 0.04 | 0.1 | 504.08 | 1 |  | 2023-02-09 | redacted
Low Income - Power to Save | Faucet Aerators | 0 | 0 | 0.02 | 110.58 | 1 |  | 2023-02-09 | redacted
Low Income - Power to Save | HVAC Inspection | 0 | 0.17 | 0 | 268.73 | 1 |  | 2023-02-21 | redacted
Low Income - Power to Save | Low Flow Showerhead | 0 | 0.04 | 0.1 | 504.08 | 1 |  | 2023-02-21 | redacted
Low Income - Power to Save | Faucet Aerators | 0 | 0 | 0.02 | 110.58 | 1 |  | 2023-02-21 | redacted
Low Income - Power to Save | HVAC Inspection | 0 | 0.17 | 0 | 268.73 | 1 |  | 2023-02-22 | redacted
Low Income - Power to Save | Low Flow Showerhead | 0 | 0.04 | 0.1 | 504.08 | 1 |  | 2023-02-14 | redacted
Low Income - Power to Save | Faucet Aerators | 0 | 0 | 0.02 | 110.58 | 1 |  | 2023-02-14 | redacted
Low Income - Power to Save | HVAC Inspection | 0 | 0.17 | 0 | 268.73 | 1 |  | 2023-02-20 | redacted
Low Income - Power to Save | Low Flow Showerhead | 0 | 0.04 | 0.1 | 504.08 | 1 |  | 2023-02-20 | redacted
Low Income - Power to Save | Faucet Aerators | 0 | 0 | 0.02 | 110.58 | 1 |  | 2023-02-20 | redacted
Low Income - Power to Save | HVAC Inspection | 0 | 0.17 | 0 | 268.73 | 1 |  | 2023-02-17 | redacted
Low Income - Power to Save | HVAC Inspection | 0 | 0.17 | 0 | 268.73 | 1 |  | 2023-02-09 | redacted
Low Income - Power to Save | HVAC Inspection | 0 | 0.17 | 0 | 268.73 | 1 |  | 2023-02-17 | redacted
Low Income - Power to Save | Low Flow Showerhead | 0 | 0.04 | 0.1 | 504.08 | 1 |  | 2023-02-17 | redacted
Low Income - Power to Save | Faucet Aerators | 0 | 0 | 0.02 | 110.58 | 1 |  | 2023-02-17 | redacted
Low Income - Power to Save | HVAC Inspection | 0 | 0.17 | 0 | 268.73 | 1 |  | 2023-02-13 | redacted
Low Income - Power to Save | Low Flow Showerhead | 0 | 0.04 | 0.1 | 504.08 | 1 |  | 2023-02-13 | redacted
Low Income - Power to Save | Faucet Aerators | 0 | 0 | 0.02 | 110.58 | 1 |  | 2023-02-13 | redacted
Low Income - Power to Save | HVAC Inspection | 0 | 0.17 | 0 | 268.73 | 1 |  | 2023-02-10 | redacted
Low Income - Power to Save | Low Flow Showerhead | 0 | 0.04 | 0.1 | 504.08 | 1 |  | 2023-02-10 | redacted
Low Income - Power to Save | Faucet Aerators | 0 | 0 | 0.02 | 110.58 | 1 |  | 2023-02-10 | redacted
Low Income - Power to Save | HVAC Inspection | 0 | 0.17 | 0 | 268.73 | 1 |  | 2023-02-14 | redacted
Low Income - Power to Save | Low Flow Showerhead | 0 | 0.04 | 0.1 | 504.08 | 1 |  | 2023-02-14 | redacted
Low Income - Power to Save | HVAC Inspection | 0 | 0.17 | 0 | 268.73 | 1 |  | 2023-02-21 | redacted
Low Income - Power to Save | Low Flow Showerhead | 0 | 0.04 | 0.1 | 504.08 | 1 |  | 2023-02-21 | redacted
Low Income - Power to Save | Faucet Aerators | 0 | 0 | 0.02 | 110.58 | 1 |  | 2023-02-21 | redacted
Low Income - Power to Save | HVAC Inspection | 0 | 0.17 | 0 | 268.73 | 1 |  | 2023-02-20 | redacted
Low Income - Power to Save | Low Flow Showerhead | 0 | 0.04 | 0.1 | 504.08 | 1 |  | 2023-02-20 | redacted
Low Income - Power to Save | Faucet Aerators | 0 | 0 | 0.02 | 110.58 | 1 |  | 2023-02-20 | redacted
Low Income - Power to Save | HVAC Inspection | 0 | 0.17 | 0 | 268.73 | 1 |  | 2023-02-14 | redacted
Low Income - Power to Save | Low Flow Showerhead | 0 | 0.04 | 0.1 | 504.08 | 1 |  | 2023-02-14 | redacted
Low Income - Power to Save | Faucet Aerators | 0 | 0 | 0.02 | 110.58 | 1 |  | 2023-02-14 | redacted
Low Income - Power to Save | HVAC Inspection | 0 | 0.17 | 0 | 268.73 | 1 |  | 2023-02-16 | redacted
Low Income - Power to Save | Low Flow Showerhead | 0 | 0.04 | 0.1 | 504.08 | 1 |  | 2023-02-16 | redacted
Low Income - Power to Save | HVAC Inspection | 0 | 0.17 | 0 | 268.73 | 1 |  | 2023-02-22 | redacted
Low Income - Power to Save | Low Flow Showerhead | 0 | 0.04 | 0.1 | 504.08 | 1 |  | 2023-02-22 | redacted
Low Income - Power to Save | Faucet Aerators | 0 | 0 | 0.02 | 110.58 | 1 |  | 2023-02-22 | redacted
Low Income - Power to Save | HVAC Inspection | 0 | 0.17 | 0 | 268.73 | 1 |  | 2023-02-10 | redacted
Low Income - Power to Save | Low Flow Showerhead | 0 | 0.04 | 0.1 | 504.08 | 1 |  | 2023-02-10 | redacted
Low Income - Power to Save | Faucet Aerators | 0 | 0 | 0.02 | 110.58 | 1 |  | 2023-02-10 | redacted
Low Income - Power to Save | Low Flow Showerhead | 0 | 0.04 | 0.1 | 504.08 | 1 |  | 2023-02-09 | redacted
Low Income - Power to Save | Faucet Aerators | 0 | 0 | 0.02 | 110.58 | 1 |  | 2023-02-09 | redacted
Low Income - Power to Save | HVAC Inspection | 0 | 0.17 | 0 | 268.73 | 1 |  | 2023-02-01 | redacted
Low Income - Power to Save | Low Flow Showerhead | 0 | 0.04 | 0.1 | 504.08 | 1 |  | 2023-02-01 | redacted
Low Income - Power to Save | HVAC Inspection | 0 | 0.17 | 0 | 268.73 | 1 |  | 2023-02-16 | redacted
Low Income - Power to Save | Low Flow Showerhead | 0 | 0.04 | 0.1 | 504.08 | 1 |  | 2023-02-16 | redacted
Low Income - Power to Save | HVAC Inspection | 0 | 0.17 | 0 | 268.73 | 1 |  | 2023-02-10 | redacted
Low Income - Power to Save | Low Flow Showerhead | 0 | 0.04 | 0.1 | 504.08 | 1 |  | 2023-02-10 | redacted
Low Income - Power to Save | Faucet Aerators | 0 | 0 | 0.02 | 110.58 | 1 |  | 2023-02-10 | redacted
Low Income - Power to Save | HVAC Inspection | 0 | 0.17 | 0 | 268.73 | 1 |  | 2023-02-13 | redacted
Low Income - Power to Save | Low Flow Showerhead | 0 | 0.04 | 0.1 | 504.08 | 1 |  | 2023-02-13 | redacted
Low Income - Power to Save | Faucet Aerators | 0 | 0 | 0.02 | 110.58 | 1 |  | 2023-02-13 | redacted
Low Income - Power to Save | Weather Strip/Caulk | 0 | 0.25 | 0.09 | 503.3 | 1 |  | 2023-02-13 | redacted
Low Income - Power to Save | HVAC Inspection | 0 | 0.18 | 0.05 | 550.9 | 1 |  | 2023-02-15 | redacted
Low Income - Power to Save | Low Flow Showerhead | 0 | 0.18 | 0.05 | 550.9 | 1 |  | 2023-02-15 | redacted
Low Income - Power to Save | HVAC Inspection | 0 | 0.17 | 0 | 268.73 | 1 |  | 2023-02-14 | redacted
Low Income - Power to Save | Low Flow Showerhead | 0 | 0.04 | 0.1 | 504.08 | 1 |  | 2023-02-14 | redacted
Low Income - Power to Save | HVAC Inspection | 0 | 0.17 | 0 | 268.73 | 1 |  | 2023-02-22 | redacted
Low Income - Power to Save | Low Flow Showerhead | 0 | 0.04 | 0.1 | 504.08 | 1 |  | 2023-02-22 | redacted
Low Income - Power to Save | Faucet Aerators | 0 | 0 | 0.02 | 110.58 | 1 |  | 2023-02-22 | redacted
Low Income - Power to Save | HVAC Inspection | 0 | 0.17 | 0 | 268.73 | 1 |  | 2023-02-22 | redacted
Low Income - Power to Save | Low Flow Showerhead | 0 | 0.04 | 0.1 | 504.08 | 1 |  | 2023-02-22 | redacted
Low Income - Power to Save | Faucet Aerators | 0 | 0 | 0.02 | 110.58 | 1 |  | 2023-02-22 | redacted
Low Income - Power to Save | HVAC Inspection | 0 | 0.17 | 0 | 268.73 | 1 |  | 2023-02-28 | redacted
Low Income - Power to Save | Low Flow Showerhead | 0 | 0.04 | 0.1 | 504.08 | 1 |  | 2023-02-28 | redacted
Low Income - Power to Save | Faucet Aerators | 0 | 0 | 0.02 | 110.58 | 1 |  | 2023-02-28 | redacted
Low Income - Power to Save | HVAC Inspection | 0 | 0.17 | 0 | 268.73 | 1 |  | 2023-02-14 | redacted
Low Income - Power to Save | Low Flow Showerhead | 0 | 0.04 | 0.1 | 504.08 | 1 |  | 2023-02-14 | redacted
Low Income - Power to Save | Faucet Aerators | 0 | 0 | 0.02 | 110.58 | 1 |  | 2023-02-14 | redacted
Low Income - Power to Save | HVAC Inspection | 0 | 0.17 | 0 | 268.73 | 1 |  | 2023-02-15 | redacted
Low Income - Power to Save | Low Flow Showerhead | 0 | 0.04 | 0.1 | 504.08 | 1 |  | 2023-02-15 | redacted
Low Income - Power to Save | Faucet Aerators | 0 | 0 | 0.02 | 110.58 | 1 |  | 2023-02-15 | redacted
Low Income - Power to Save | HVAC Inspection | 0 | 0.17 | 0 | 268.73 | 1 |  | 2023-02-09 | redacted
Low Income - Power to Save | Low Flow Showerhead | 0 | 0.04 | 0.1 | 504.08 | 1 |  | 2023-02-09 | redacted
Low Income - Power to Save | Faucet Aerators | 0 | 0 | 0.02 | 110.58 | 1 |  | 2023-02-09 | redacted
Low Income - Power to Save | HVAC Inspection | 0 | 0.17 | 0 | 268.73 | 1 |  | 2023-02-13 | redacted
Low Income - Power to Save | Low Flow Showerhead | 0 | 0.04 | 0.1 | 504.08 | 1 |  | 2023-02-13 | redacted
Low Income - Power to Save | Faucet Aerators | 0 | 0 | 0.02 | 110.58 | 1 |  | 2023-02-13 | redacted
Low Income - Power to Save | HVAC Inspection | 0 | 0.17 | 0 | 268.73 | 1 |  | 2023-02-21 | redacted
Low Income - Power to Save | Low Flow Showerhead | 0 | 0.04 | 0.1 | 504.08 | 1 |  | 2023-02-21 | redacted
Low Income - Power to Save | Faucet Aerators | 0 | 0 | 0.02 | 110.58 | 1 |  | 2023-02-21 | redacted
Low Income - Power to Save | HVAC Inspection | 0 | 0.17 | 0 | 268.73 | 1 |  | 2023-02-20 | redacted
Low Income - Power to Save | Low Flow Showerhead | 0 | 0.04 | 0.1 | 504.08 | 1 |  | 2023-02-20 | redacted
Low Income - Power to Save | Faucet Aerators | 0 | 0 | 0.02 | 110.58 | 1 |  | 2023-02-20 | redacted
Low Income - Power to Save | HVAC Inspection | 0 | 0.17 | 0 | 268.73 | 1 |  | 2023-02-22 | redacted
Low Income - Power to Save | Low Flow Showerhead | 0 | 0.04 | 0.1 | 504.08 | 1 |  | 2023-02-22 | redacted
Low Income - Power to Save | Faucet Aerators | 0 | 0 | 0.02 | 110.58 | 1 |  | 2023-02-22 | redacted
Low Income - Power to Save | HVAC Inspection | 0 | 0.17 | 0 | 268.73 | 1 |  | 2023-02-10 | redacted
Low Income - Power to Save | Low Flow Showerhead | 0 | 0.04 | 0.1 | 504.08 | 1 |  | 2023-02-10 | redacted
Low Income - Power to Save | HVAC Inspection | 0 | 0.18 | 0.06 | 601.4 | 1 |  | 2023-02-08 | redacted
Low Income - Power to Save | Low Flow Showerhead | 0 | 0.18 | 0.06 | 601.4 | 1 |  | 2023-02-08 | redacted
Low Income - Power to Save | Faucet Aerators | 0 | 0.18 | 0.06 | 601.4 | 1 |  | 2023-02-08 | redacted
Low Income - Power to Save | HVAC Inspection | 0 | 0.17 | 0 | 268.73 | 1 |  | 2023-02-14 | redacted
Low Income - Power to Save | Low Flow Showerhead | 0 | 0.04 | 0.1 | 504.08 | 1 |  | 2023-02-14 | redacted
Low Income - Power to Save | Faucet Aerators | 0 | 0 | 0.02 | 110.58 | 1 |  | 2023-02-14 | redacted
Low Income - Power to Save | HVAC Inspection | 0 | 0.17 | 0 | 268.73 | 1 |  | 2023-02-10 | redacted
Low Income - Power to Save | Low Flow Showerhead | 0 | 0.04 | 0.1 | 504.08 | 1 |  | 2023-02-10 | redacted
Low Income - Power to Save | Faucet Aerators | 0 | 0 | 0.02 | 110.58 | 1 |  | 2023-02-10 | redacted
Low Income - Power to Save | Weather Strip/Caulk | 0 | 0.25 | 0.09 | 503.3 | 1 |  | 2023-02-10 | redacted
Low Income - Power to Save | HVAC Inspection | 0 | 0.17 | 0 | 268.73 | 1 |  | 2023-02-09 | redacted
Low Income - Power to Save | Low Flow Showerhead | 0 | 0.04 | 0.1 | 504.08 | 1 |  | 2023-02-09 | redacted
Low Income - Power to Save | Faucet Aerators | 0 | 0 | 0.02 | 110.58 | 1 |  | 2023-02-09 | redacted
Low Income - Power to Save | Weather Strip/Caulk | 0 | 0.25 | 0.09 | 503.3 | 1 |  | 2023-02-09 | redacted
Low Income - Power to Save | Pipe Wrap | 0 | 0.01 | 0.03 | 143.65 | 1 |  | 2023-02-09 | redacted
Low Income - Power to Save | HVAC Inspection | 0 | 0.17 | 0 | 268.73 | 1 |  | 2023-02-03 | redacted
Low Income - Power to Save | HVAC Inspection | 0 | 0.17 | 0 | 268.73 | 1 |  | 2023-02-15 | redacted
Low Income - Power to Save | Low Flow Showerhead | 0 | 0.04 | 0.1 | 504.08 | 1 |  | 2023-02-15 | redacted
Low Income - Power to Save | Faucet Aerators | 0 | 0 | 0.02 | 110.58 | 1 |  | 2023-02-15 | redacted
Low Income - Power to Save | HVAC Inspection | 0 | 0.17 | 0 | 268.73 | 1 |  | 2023-02-21 | redacted
Low Income - Power to Save | Low Flow Showerhead | 0 | 0.04 | 0.1 | 504.08 | 1 |  | 2023-02-21 | redacted
Low Income - Power to Save | Faucet Aerators | 0 | 0 | 0.02 | 110.58 | 1 |  | 2023-02-21 | redacted
Low Income - Power to Save | HVAC Inspection | 0 | 0.17 | 0 | 268.73 | 1 |  | 2023-02-14 | redacted
Low Income - Power to Save | Low Flow Showerhead | 0 | 0.04 | 0.1 | 504.08 | 1 |  | 2023-02-14 | redacted
Low Income - Power to Save | Faucet Aerators | 0 | 0 | 0.02 | 110.58 | 1 |  | 2023-02-14 | redacted
Low Income - Power to Save | HVAC Inspection | 0 | 0.17 | 0 | 268.73 | 1 |  | 2023-02-13 | redacted
Low Income - Power to Save | HVAC Inspection | 0 | 0.17 | 0 | 268.73 | 1 |  | 2023-02-20 | redacted
Low Income - Power to Save | Low Flow Showerhead | 0 | 0.04 | 0.1 | 504.08 | 1 |  | 2023-02-20 | redacted
Low Income - Power to Save | Faucet Aerators | 0 | 0 | 0.02 | 110.58 | 1 |  | 2023-02-20 | redacted
Low Income - Power to Save | HVAC Inspection | 0 | 0.17 | 0 | 268.73 | 1 |  | 2023-02-14 | redacted
Low Income - Power to Save | Low Flow Showerhead | 0 | 0.04 | 0.1 | 504.08 | 1 |  | 2023-02-14 | redacted
Low Income - Power to Save | HVAC Inspection | 0 | 0.17 | 0 | 268.73 | 1 |  | 2023-02-09 | redacted
Low Income - Power to Save | Low Flow Showerhead | 0 | 0.04 | 0.1 | 504.08 | 1 |  | 2023-02-09 | redacted
Low Income - Power to Save | Faucet Aerators | 0 | 0 | 0.02 | 110.58 | 1 |  | 2023-02-09 | redacted
Low Income - Power to Save | Weather Strip/Caulk | 0 | 0.25 | 0.09 | 503.3 | 1 |  | 2023-02-09 | redacted
Low Income - Power to Save | HVAC Inspection | 0 | 0.17 | 0 | 268.73 | 1 |  | 2023-02-27 | redacted
Low Income - Power to Save | Low Flow Showerhead | 0 | 0.04 | 0.1 | 504.08 | 1 |  | 2023-02-27 | redacted
Low Income - Power to Save | Faucet Aerators | 0 | 0 | 0.02 | 110.58 | 1 |  | 2023-02-27 | redacted
Low Income - Power to Save | HVAC Inspection | 0 | 0.17 | 0 | 268.73 | 1 |  | 2023-02-27 | redacted
Low Income - Power to Save | Low Flow Showerhead | 0 | 0.04 | 0.1 | 504.08 | 1 |  | 2023-02-27 | redacted
Low Income - Power to Save | Faucet Aerators | 0 | 0 | 0.02 | 110.58 | 1 |  | 2023-02-27 | redacted
Low Income - Power to Save | HVAC Inspection | 0 | 0.17 | 0 | 268.73 | 1 |  | 2023-02-13 | redacted
Low Income - Power to Save | HVAC Inspection | 0 | 0.17 | 0 | 268.73 | 1 |  | 2023-02-13 | redacted
Low Income - Power to Save | HVAC Inspection | 0 | 0.17 | 0 | 268.73 | 1 |  | 2023-02-13 | redacted
Low Income - Power to Save | Low Flow Showerhead | 0 | 0.04 | 0.1 | 504.08 | 1 |  | 2023-02-13 | redacted
Low Income - Power to Save | HVAC Inspection | 0 | 0.17 | 0 | 268.73 | 1 |  | 2023-02-03 | redacted
Low Income - Power to Save | Low Flow Showerhead | 0 | 0.04 | 0.1 | 504.08 | 1 |  | 2023-02-03 | redacted
Low Income - Power to Save | Faucet Aerators | 0 | 0 | 0.02 | 110.58 | 1 |  | 2023-02-03 | redacted
Low Income - Power to Save | Weather Strip/Caulk | 0 | 0.25 | 0.09 | 503.3 | 1 |  | 2023-02-03 | redacted
Low Income - Power to Save | HVAC Inspection | 0 | 0.17 | 0 | 268.73 | 1 |  | 2023-02-09 | redacted
Low Income - Power to Save | Low Flow Showerhead | 0 | 0.04 | 0.1 | 504.08 | 1 |  | 2023-02-09 | redacted
Low Income - Power to Save | Faucet Aerators | 0 | 0 | 0.02 | 110.58 | 1 |  | 2023-02-09 | redacted
Low Income - Power to Save | Weather Strip/Caulk | 0 | 0.25 | 0.09 | 503.3 | 1 |  | 2023-02-09 | redacted
Low Income - Power to Save | HVAC Inspection | 0 | 0.17 | 0 | 268.73 | 1 |  | 2023-02-02 | redacted
Low Income - Power to Save | Low Flow Showerhead | 0 | 0.04 | 0.1 | 504.08 | 1 |  | 2023-02-02 | redacted
Low Income - Power to Save | Faucet Aerators | 0 | 0 | 0.02 | 110.58 | 1 |  | 2023-02-02 | redacted
Low Income - Power to Save | HVAC Inspection | 0 | 0.17 | 0 | 268.73 | 1 |  | 2023-02-27 | redacted
Low Income - Power to Save | Low Flow Showerhead | 0 | 0.04 | 0.1 | 504.08 | 1 |  | 2023-02-27 | redacted
Low Income - Power to Save | Faucet Aerators | 0 | 0 | 0.02 | 110.58 | 1 |  | 2023-02-27 | redacted
Low Income - Power to Save | HVAC Inspection | 0 | 0.17 | 0 | 268.73 | 1 |  | 2023-02-07 | redacted
Low Income - Power to Save | Low Flow Showerhead | 0 | 0.04 | 0.1 | 504.08 | 1 |  | 2023-02-07 | redacted
Low Income - Power to Save | Faucet Aerators | 0 | 0 | 0.02 | 110.58 | 1 |  | 2023-02-07 | redacted
Low Income - Power to Save | HVAC Inspection | 0 | 0.17 | 0 | 268.73 | 1 |  | 2023-02-22 | redacted
Low Income - Power to Save | HVAC Inspection | 0 | 0.44 | 0.09 | 1083 | 1 |  | 2023-02-22 | redacted
Low Income - Power to Save | Low Flow Showerhead | 0 | 0.44 | 0.09 | 1083 | 1 |  | 2023-02-22 | redacted
Low Income - Power to Save | Faucet Aerators | 0 | 0.44 | 0.09 | 1083 | 1 |  | 2023-02-22 | redacted
Low Income - Power to Save | Weather Strip/Caulk | 0 | 0.44 | 0.09 | 1083 | 1 |  | 2023-02-22 | redacted
Low Income - Power to Save | HVAC Inspection | 0 | 0.17 | 0 | 268.73 | 1 |  | 2023-02-15 | redacted
Low Income - Power to Save | Low Flow Showerhead | 0 | 0.04 | 0.1 | 504.08 | 1 |  | 2023-02-15 | redacted
Low Income - Power to Save | Faucet Aerators | 0 | 0 | 0.02 | 110.58 | 1 |  | 2023-02-15 | redacted
Low Income - Power to Save | HVAC Inspection | 0 | 0.17 | 0 | 268.73 | 1 |  | 2023-02-15 | redacted
Low Income - Power to Save | Low Flow Showerhead | 0 | 0.04 | 0.1 | 504.08 | 1 |  | 2023-02-15 | redacted
Low Income - Power to Save | Faucet Aerators | 0 | 0 | 0.02 | 110.58 | 1 |  | 2023-02-15 | redacted
Low Income - Power to Save | HVAC Inspection | 0 | 0.17 | 0 | 268.73 | 1 |  | 2023-02-07 | redacted
Low Income - Power to Save | Low Flow Showerhead | 0 | 0.04 | 0.1 | 504.08 | 1 |  | 2023-02-07 | redacted
Low Income - Power to Save | HVAC Inspection | 0 | 0.17 | 0 | 268.73 | 1 |  | 2023-02-13 | redacted
Low Income - Power to Save | HVAC Inspection | 0 | 0.17 | 0 | 268.73 | 1 |  | 2023-02-08 | redacted
Low Income - Power to Save | Low Flow Showerhead | 0 | 0.04 | 0.1 | 504.08 | 1 |  | 2023-02-08 | redacted
Low Income - Power to Save | Faucet Aerators | 0 | 0 | 0.02 | 110.58 | 1 |  | 2023-02-08 | redacted
Low Income - Power to Save | HVAC Inspection | 0 | 0.17 | 0 | 268.73 | 1 |  | 2023-02-17 | redacted
Low Income - Power to Save | Low Flow Showerhead | 0 | 0.04 | 0.1 | 504.08 | 1 |  | 2023-02-17 | redacted
Low Income - Power to Save | Faucet Aerators | 0 | 0 | 0.02 | 110.58 | 1 |  | 2023-02-17 | redacted
Low Income - Power to Save | HVAC Inspection | 0 | 0.17 | 0 | 268.73 | 1 |  | 2023-02-15 | redacted
Low Income - Power to Save | Low Flow Showerhead | 0 | 0.04 | 0.1 | 504.08 | 1 |  | 2023-02-15 | redacted
Low Income - Power to Save | Faucet Aerators | 0 | 0 | 0.02 | 110.58 | 1 |  | 2023-02-15 | redacted
Low Income - Power to Save | HVAC Inspection | 0 | 0.17 | 0 | 268.73 | 1 |  | 2023-02-24 | redacted
Low Income - Power to Save | HVAC Inspection | 0 | 0.17 | 0 | 268.73 | 1 |  | 2023-02-28 | redacted
Low Income - Power to Save | Low Flow Showerhead | 0 | 0.04 | 0.1 | 504.08 | 1 |  | 2023-02-28 | redacted
Low Income - Power to Save | Faucet Aerators | 0 | 0 | 0.02 | 110.58 | 1 |  | 2023-02-28 | redacted
Low Income - Power to Save | HVAC Inspection | 0 | 0.17 | 0 | 268.73 | 1 |  | 2023-02-14 | redacted
Low Income - Power to Save | Low Flow Showerhead | 0 | 0.04 | 0.1 | 504.08 | 1 |  | 2023-02-14 | redacted
Low Income - Power to Save | Faucet Aerators | 0 | 0 | 0.02 | 110.58 | 1 |  | 2023-02-14 | redacted
Low Income - Power to Save | HVAC Inspection | 0 | 0.17 | 0 | 268.73 | 1 |  | 2023-02-24 | redacted
Low Income - Power to Save | Low Flow Showerhead | 0 | 0.04 | 0.1 | 504.08 | 1 |  | 2023-02-24 | redacted
Low Income - Power to Save | HVAC Inspection | 0 | 0.17 | 0 | 268.73 | 1 |  | 2023-02-16 | redacted
Low Income - Power to Save | Low Flow Showerhead | 0 | 0.04 | 0.1 | 504.08 | 1 |  | 2023-02-16 | redacted
Low Income - Power to Save | Faucet Aerators | 0 | 0 | 0.02 | 110.58 | 1 |  | 2023-02-16 | redacted
Low Income - Power to Save | HVAC Inspection | 0 | 0.17 | 0 | 268.73 | 1 |  | 2023-02-08 | redacted
Low Income - Power to Save | Low Flow Showerhead | 0 | 0.04 | 0.1 | 504.08 | 1 |  | 2023-02-08 | redacted
Low Income - Power to Save | HVAC Inspection | 0 | 0.17 | 0 | 268.73 | 1 |  | 2023-02-23 | redacted
Low Income - Power to Save | Low Flow Showerhead | 0 | 0.04 | 0.1 | 504.08 | 1 |  | 2023-02-23 | redacted
Low Income - Power to Save | Faucet Aerators | 0 | 0 | 0.02 | 110.58 | 1 |  | 2023-02-23 | redacted
Low Income - Power to Save | HVAC Inspection | 0 | 0.17 | 0 | 268.73 | 1 |  | 2023-02-14 | redacted
Low Income - Power to Save | HVAC Inspection | 0 | 0.17 | 0 | 268.73 | 1 |  | 2023-02-20 | redacted
Low Income - Power to Save | Low Flow Showerhead | 0 | 0.04 | 0.1 | 504.08 | 1 |  | 2023-02-20 | redacted
Low Income - Power to Save | Faucet Aerators | 0 | 0 | 0.02 | 110.58 | 1 |  | 2023-02-20 | redacted
Low Income - Power to Save | HVAC Inspection | 0 | 0.17 | 0 | 268.73 | 1 |  | 2023-02-22 | redacted
Low Income - Power to Save | Low Flow Showerhead | 0 | 0.04 | 0.1 | 504.08 | 1 |  | 2023-02-22 | redacted
Low Income - Power to Save | Faucet Aerators | 0 | 0 | 0.02 | 110.58 | 1 |  | 2023-02-22 | redacted
Low Income - Power to Save | HVAC Inspection | 0 | 0.17 | 0 | 268.73 | 1 |  | 2023-02-16 | redacted
Low Income - Power to Save | Low Flow Showerhead | 0 | 0.04 | 0.1 | 504.08 | 1 |  | 2023-02-16 | redacted
Low Income - Power to Save | Faucet Aerators | 0 | 0 | 0.02 | 110.58 | 1 |  | 2023-02-16 | redacted
Low Income - Power to Save | HVAC Inspection | 0 | 0.17 | 0 | 268.73 | 1 |  | 2023-02-13 | redacted
Low Income - Power to Save | Low Flow Showerhead | 0 | 0.04 | 0.1 | 504.08 | 1 |  | 2023-02-13 | redacted
Low Income - Power to Save | Faucet Aerators | 0 | 0 | 0.02 | 110.58 | 1 |  | 2023-02-13 | redacted
Low Income - Power to Save | HVAC Inspection | 0 | 0.17 | 0 | 268.73 | 1 |  | 2023-02-03 | redacted
Low Income - Power to Save | Low Flow Showerhead | 0 | 0.04 | 0.1 | 504.08 | 1 |  | 2023-02-03 | redacted
Low Income - Power to Save | Faucet Aerators | 0 | 0 | 0.02 | 110.58 | 1 |  | 2023-02-03 | redacted
Low Income - Power to Save | HVAC Inspection | 0 | 0.17 | 0 | 268.73 | 1 |  | 2023-02-08 | redacted
Low Income - Power to Save | HVAC Inspection | 0 | 0.17 | 0 | 268.73 | 1 |  | 2023-02-09 | redacted
Low Income - Power to Save | HVAC Inspection | 0 | 0.17 | 0 | 268.73 | 1 |  | 2023-02-23 | redacted
Low Income - Power to Save | Low Flow Showerhead | 0 | 0.04 | 0.1 | 504.08 | 1 |  | 2023-02-23 | redacted
Low Income - Power to Save | Faucet Aerators | 0 | 0 | 0.02 | 110.58 | 1 |  | 2023-02-23 | redacted
Low Income - Power to Save | HVAC Inspection | 0 | 0.18 | 0.06 | 601.4 | 1 |  | 2023-02-28 | redacted
Low Income - Power to Save | Low Flow Showerhead | 0 | 0.18 | 0.06 | 601.4 | 1 |  | 2023-02-28 | redacted
Low Income - Power to Save | Faucet Aerators | 0 | 0.18 | 0.06 | 601.4 | 1 |  | 2023-02-28 | redacted
Low Income - Power to Save | HVAC Inspection | 0 | 0.18 | 0.06 | 601.4 | 1 |  | 2023-02-10 | redacted
Low Income - Power to Save | Low Flow Showerhead | 0 | 0.18 | 0.06 | 601.4 | 1 |  | 2023-02-10 | redacted
Low Income - Power to Save | Faucet Aerators | 0 | 0.18 | 0.06 | 601.4 | 1 |  | 2023-02-10 | redacted
Low Income - Power to Save | HVAC Inspection | 0 | 0.17 | 0 | 268.73 | 1 |  | 2023-02-17 | redacted
Low Income - Power to Save | Low Flow Showerhead | 0 | 0.04 | 0.1 | 504.08 | 1 |  | 2023-02-17 | redacted
Low Income - Power to Save | Faucet Aerators | 0 | 0 | 0.02 | 110.58 | 1 |  | 2023-02-17 | redacted
Low Income - Power to Save | Low Flow Showerhead | 0 | 0.04 | 0.1 | 504.08 | 1 |  | 2023-02-28 | redacted
Low Income - Power to Save | Faucet Aerators | 0 | 0 | 0.02 | 110.58 | 1 |  | 2023-02-28 | redacted
Low Income - Power to Save | HVAC Inspection | 0 | 0.17 | 0 | 268.73 | 1 |  | 2023-02-13 | redacted
Low Income - Power to Save | HVAC Inspection | 0 | 0.17 | 0 | 268.73 | 1 |  | 2023-02-22 | redacted
Low Income - Power to Save | Low Flow Showerhead | 0 | 0.04 | 0.1 | 504.08 | 1 |  | 2023-02-22 | redacted
Low Income - Power to Save | Faucet Aerators | 0 | 0 | 0.02 | 110.58 | 1 |  | 2023-02-22 | redacted
Low Income - Power to Save | HVAC Inspection | 0 | 0.17 | 0 | 268.73 | 1 |  | 2023-02-03 | redacted
Low Income - Power to Save | Low Flow Showerhead | 0 | 0.04 | 0.1 | 504.08 | 1 |  | 2023-02-03 | redacted
Low Income - Power to Save | Faucet Aerators | 0 | 0 | 0.02 | 110.58 | 1 |  | 2023-02-03 | redacted
Low Income - Power to Save | HVAC Inspection | 0 | 0.17 | 0 | 268.73 | 1 |  | 2023-02-10 | redacted
Low Income - Power to Save | Low Flow Showerhead | 0 | 0.04 | 0.1 | 504.08 | 1 |  | 2023-02-10 | redacted
Low Income - Power to Save | Faucet Aerators | 0 | 0 | 0.02 | 110.58 | 1 |  | 2023-02-10 | redacted
Low Income - Power to Save | HVAC Inspection | 0 | 0.17 | 0 | 268.73 | 1 |  | 2023-02-21 | redacted
Low Income - Power to Save | Low Flow Showerhead | 0 | 0.04 | 0.1 | 504.08 | 1 |  | 2023-02-21 | redacted
Low Income - Power to Save | Faucet Aerators | 0 | 0 | 0.02 | 110.58 | 1 |  | 2023-02-21 | redacted
Low Income - Power to Save | HVAC Inspection | 0 | 0.44 | 0.09 | 1083 | 1 |  | 2023-02-03 | redacted
Low Income - Power to Save | Low Flow Showerhead | 0 | 0.44 | 0.09 | 1083 | 1 |  | 2023-02-03 | redacted
Low Income - Power to Save | Faucet Aerators | 0 | 0.44 | 0.09 | 1083 | 1 |  | 2023-02-03 | redacted
Low Income - Power to Save | Weather Strip/Caulk | 0 | 0.44 | 0.09 | 1083 | 1 |  | 2023-02-03 | redacted
Low Income - Power to Save | HVAC Inspection | 0 | 0.17 | 0 | 268.73 | 1 |  | 2023-02-16 | redacted
Low Income - Power to Save | Low Flow Showerhead | 0 | 0.04 | 0.1 | 504.08 | 1 |  | 2023-02-16 | redacted
Low Income - Power to Save | Faucet Aerators | 0 | 0 | 0.02 | 110.58 | 1 |  | 2023-02-16 | redacted
Low Income - Power to Save | Weather Strip/Caulk | 0 | 0.25 | 0.09 | 503.3 | 1 |  | 2023-02-16 | redacted
Low Income - Power to Save | HVAC Inspection | 0 | 0.17 | 0 | 268.73 | 1 |  | 2023-02-28 | redacted
Low Income - Power to Save | Low Flow Showerhead | 0 | 0.04 | 0.1 | 504.08 | 1 |  | 2023-02-28 | redacted
Low Income - Power to Save | HVAC Inspection | 0 | 0.17 | 0 | 268.73 | 1 |  | 2023-02-23 | redacted
Low Income - Power to Save | Low Flow Showerhead | 0 | 0.04 | 0.1 | 504.08 | 1 |  | 2023-02-23 | redacted
Low Income - Power to Save | Faucet Aerators | 0 | 0 | 0.02 | 110.58 | 1 |  | 2023-02-23 | redacted
Low Income - Power to Save | HVAC Inspection | 0 | 0.17 | 0 | 268.73 | 1 |  | 2023-02-08 | redacted
Low Income - Power to Save | Low Flow Showerhead | 0 | 0.04 | 0.1 | 504.08 | 1 |  | 2023-02-08 | redacted
Low Income - Power to Save | Faucet Aerators | 0 | 0 | 0.02 | 110.58 | 1 |  | 2023-02-08 | redacted
Low Income - Power to Save | HVAC Inspection | 0 | 0.17 | 0 | 268.73 | 1 |  | 2023-02-06 | redacted
Low Income - Power to Save | HVAC Inspection | 0 | 0.17 | 0 | 268.73 | 1 |  | 2023-02-23 | redacted
Low Income - Power to Save | HVAC Inspection | 0 | 0.17 | 0 | 268.73 | 1 |  | 2023-02-16 | redacted
Low Income - Power to Save | Low Flow Showerhead | 0 | 0.04 | 0.1 | 504.08 | 1 |  | 2023-02-16 | redacted
Low Income - Power to Save | HVAC Inspection | 0 | 0.17 | 0 | 268.73 | 1 |  | 2023-02-07 | redacted
Low Income - Power to Save | HVAC Inspection | 0 | 0.18 | 0.06 | 601.4 | 1 |  | 2023-02-14 | redacted
Low Income - Power to Save | Low Flow Showerhead | 0 | 0.18 | 0.06 | 601.4 | 1 |  | 2023-02-14 | redacted
Low Income - Power to Save | Faucet Aerators | 0 | 0.18 | 0.06 | 601.4 | 1 |  | 2023-02-14 | redacted
Low Income - Power to Save | HVAC Inspection | 0 | 0.17 | 0 | 268.73 | 1 |  | 2023-02-08 | redacted
Low Income - Power to Save | HVAC Inspection | 0 | 0.17 | 0 | 268.73 | 1 |  | 2023-02-13 | redacted
Low Income - Power to Save | Low Flow Showerhead | 0 | 0.04 | 0.1 | 504.08 | 1 |  | 2023-02-13 | redacted
Low Income - Power to Save | Faucet Aerators | 0 | 0 | 0.02 | 110.58 | 1 |  | 2023-02-13 | redacted
Low Income - Power to Save | HVAC Inspection | 0 | 0.18 | 0 | 311.9 | 1 |  | 2023-02-22 | redacted
Low Income - Power to Save | Low Flow Showerhead | 0 | 0.04 | 0.1 | 504.08 | 1 |  | 2023-02-14 | redacted
Low Income - Power to Save | Faucet Aerators | 0 | 0 | 0.02 | 110.58 | 1 |  | 2023-02-14 | redacted
Low Income - Power to Save | HVAC Inspection | 0 | 0.17 | 0 | 268.73 | 1 |  | 2023-02-17 | redacted
Low Income - Power to Save | Low Flow Showerhead | 0 | 0.04 | 0.1 | 504.08 | 1 |  | 2023-02-17 | redacted
Low Income - Power to Save | Faucet Aerators | 0 | 0 | 0.02 | 110.58 | 1 |  | 2023-02-17 | redacted
Low Income - Power to Save | HVAC Inspection | 0 | 0.17 | 0 | 268.73 | 1 |  | 2023-02-13 | redacted
Low Income - Power to Save | Low Flow Showerhead | 0 | 0.04 | 0.1 | 504.08 | 1 |  | 2023-02-13 | redacted
Low Income - Power to Save | Faucet Aerators | 0 | 0 | 0.02 | 110.58 | 1 |  | 2023-02-13 | redacted
Low Income - Power to Save | HVAC Inspection | 0 | 0.17 | 0 | 268.73 | 1 |  | 2023-02-22 | redacted
Low Income - Power to Save | Low Flow Showerhead | 0 | 0.04 | 0.1 | 504.08 | 1 |  | 2023-02-22 | redacted
Low Income - Power to Save | Faucet Aerators | 0 | 0 | 0.02 | 110.58 | 1 |  | 2023-02-22 | redacted
Low Income - Power to Save | HVAC Inspection | 0 | 0.17 | 0 | 268.73 | 1 |  | 2023-02-28 | redacted
Low Income - Power to Save | Low Flow Showerhead | 0 | 0.04 | 0.1 | 504.08 | 1 |  | 2023-02-28 | redacted
Low Income - Power to Save | Faucet Aerators | 0 | 0 | 0.02 | 110.58 | 1 |  | 2023-02-28 | redacted
Low Income - Power to Save | HVAC Inspection | 0 | 0.17 | 0 | 268.73 | 1 |  | 2023-02-23 | redacted
Low Income - Power to Save | Low Flow Showerhead | 0 | 0.04 | 0.1 | 504.08 | 1 |  | 2023-02-23 | redacted
Low Income - Power to Save | Faucet Aerators | 0 | 0 | 0.02 | 110.58 | 1 |  | 2023-02-23 | redacted
Low Income - Power to Save | HVAC Inspection | 0 | 0.17 | 0 | 268.73 | 1 |  | 2023-02-16 | redacted
Low Income - Power to Save | Low Flow Showerhead | 0 | 0.04 | 0.1 | 504.08 | 1 |  | 2023-02-16 | redacted
Low Income - Power to Save | Faucet Aerators | 0 | 0 | 0.02 | 110.58 | 1 |  | 2023-02-16 | redacted
Low Income - Power to Save | HVAC Inspection | 0 | 0.17 | 0 | 268.73 | 1 |  | 2023-02-08 | redacted
Low Income - Power to Save | Low Flow Showerhead | 0 | 0.04 | 0.1 | 504.08 | 1 |  | 2023-02-08 | redacted
Low Income - Power to Save | Faucet Aerators | 0 | 0 | 0.02 | 110.58 | 1 |  | 2023-02-08 | redacted
Low Income - Power to Save | HVAC Inspection | 0 | 0.17 | 0 | 268.73 | 1 |  | 2023-02-21 | redacted
Low Income - Power to Save | Low Flow Showerhead | 0 | 0.04 | 0.1 | 504.08 | 1 |  | 2023-02-21 | redacted
Low Income - Power to Save | Faucet Aerators | 0 | 0 | 0.02 | 110.58 | 1 |  | 2023-02-21 | redacted
Low Income - Power to Save | HVAC Inspection | 0 | 0.17 | 0 | 268.73 | 1 |  | 2023-02-22 | redacted
Low Income - Power to Save | Low Flow Showerhead | 0 | 0.04 | 0.1 | 504.08 | 1 |  | 2023-02-22 | redacted
Low Income - Power to Save | Faucet Aerators | 0 | 0 | 0.02 | 110.58 | 1 |  | 2023-02-22 | redacted
Low Income - Power to Save | HVAC Inspection | 0 | 0.17 | 0 | 268.73 | 1 |  | 2023-02-13 | redacted
Low Income - Power to Save | Low Flow Showerhead | 0 | 0.04 | 0.1 | 504.08 | 1 |  | 2023-02-13 | redacted
Low Income - Power to Save | Faucet Aerators | 0 | 0 | 0.02 | 110.58 | 1 |  | 2023-02-13 | redacted
Low Income - Power to Save | HVAC Inspection | 0 | 0.17 | 0 | 268.73 | 1 |  | 2023-02-22 | redacted
Low Income - Power to Save | Low Flow Showerhead | 0 | 0.04 | 0.1 | 504.08 | 1 |  | 2023-02-22 | redacted
Low Income - Power to Save | Faucet Aerators | 0 | 0 | 0.02 | 110.58 | 1 |  | 2023-02-22 | redacted
Low Income - Power to Save | HVAC Inspection | 0 | 0.18 | 0.06 | 601.4 | 1 |  | 2023-01-25 | redacted
Low Income - Power to Save | Low Flow Showerhead | 0 | 0.18 | 0.06 | 601.4 | 1 |  | 2023-01-25 | redacted
Low Income - Power to Save | Faucet Aerators | 0 | 0.18 | 0.06 | 601.4 | 1 |  | 2023-01-25 | redacted
Low Income - Power to Save | HVAC Inspection | 0 | 0.17 | 0 | 268.73 | 1 |  | 2023-01-27 | redacted
Low Income - Power to Save | Low Flow Showerhead | 0 | 0.04 | 0.1 | 504.08 | 1 |  | 2023-01-27 | redacted
Low Income - Power to Save | Faucet Aerators | 0 | 0 | 0.02 | 110.58 | 1 |  | 2023-01-27 | redacted
Low Income - Power to Save | HVAC Inspection | 0 | 0.18 | 0.05 | 550.9 | 1 |  | 2023-01-31 | redacted
Low Income - Power to Save | Low Flow Showerhead | 0 | 0.18 | 0.05 | 550.9 | 1 |  | 2023-01-31 | redacted
Low Income - Power to Save | HVAC Inspection | 0 | 0.17 | 0 | 268.73 | 1 |  | 2023-01-06 | redacted
Low Income - Power to Save | Low Flow Showerhead | 0 | 0.04 | 0.1 | 504.08 | 1 |  | 2023-01-06 | redacted
Low Income - Power to Save | Faucet Aerators | 0 | 0 | 0.02 | 110.58 | 1 |  | 2023-01-06 | redacted
Low Income - Power to Save | HVAC Inspection | 0 | 0.17 | 0 | 268.73 | 1 |  | 2023-01-06 | redacted
Low Income - Power to Save | Low Flow Showerhead | 0 | 0.04 | 0.1 | 504.08 | 1 |  | 2023-01-06 | redacted
Low Income - Power to Save | HVAC Inspection | 0 | 0.17 | 0 | 268.73 | 1 |  | 2023-01-24 | redacted
Low Income - Power to Save | HVAC Inspection | 0 | 0.17 | 0 | 268.73 | 1 |  | 2023-01-27 | redacted
Low Income - Power to Save | Low Flow Showerhead | 0 | 0.04 | 0.1 | 504.08 | 1 |  | 2023-01-27 | redacted
Low Income - Power to Save | HVAC Inspection | 0 | 0.17 | 0 | 268.73 | 1 |  | 2023-01-19 | redacted
Low Income - Power to Save | Low Flow Showerhead | 0 | 0.04 | 0.1 | 504.08 | 1 |  | 2023-01-19 | redacted
Low Income - Power to Save | HVAC Inspection | 0 | 0.17 | 0 | 268.73 | 1 |  | 2023-01-27 | redacted
Low Income - Power to Save | Low Flow Showerhead | 0 | 0.04 | 0.1 | 504.08 | 1 |  | 2023-01-27 | redacted
Low Income - Power to Save | Faucet Aerators | 0 | 0 | 0.02 | 110.58 | 1 |  | 2023-01-27 | redacted
Low Income - Power to Save | HVAC Inspection | 0 | 0.17 | 0 | 268.73 | 1 |  | 2023-01-31 | redacted
Low Income - Power to Save | Low Flow Showerhead | 0 | 0.04 | 0.1 | 504.08 | 1 |  | 2023-01-31 | redacted
Low Income - Power to Save | Faucet Aerators | 0 | 0 | 0.02 | 110.58 | 1 |  | 2023-01-31 | redacted
Low Income - Power to Save | HVAC Inspection | 0 | 0.17 | 0 | 268.73 | 1 |  | 2023-01-24 | redacted
Low Income - Power to Save | Low Flow Showerhead | 0 | 0.04 | 0.1 | 504.08 | 1 |  | 2023-01-24 | redacted
Low Income - Power to Save | HVAC Inspection | 0 | 0.18 | 0.05 | 550.9 | 1 |  | 2023-01-25 | redacted
Low Income - Power to Save | Low Flow Showerhead | 0 | 0.18 | 0.05 | 550.9 | 1 |  | 2023-01-25 | redacted
Low Income - Power to Save | HVAC Inspection | 0 | 0.17 | 0 | 268.73 | 1 |  | 2023-01-23 | redacted
Low Income - Power to Save | HVAC Inspection | 0 | 0.17 | 0 | 268.73 | 1 |  | 2023-01-26 | redacted
Low Income - Power to Save | Low Flow Showerhead | 0 | 0.04 | 0.1 | 504.08 | 1 |  | 2023-01-26 | redacted
Low Income - Power to Save | HVAC Inspection | 0 | 0.17 | 0 | 268.73 | 1 |  | 2023-01-27 | redacted
Low Income - Power to Save | Low Flow Showerhead | 0 | 0.04 | 0.1 | 504.08 | 1 |  | 2023-01-27 | redacted
Low Income - Power to Save | HVAC Inspection | 0 | 0.17 | 0 | 268.73 | 1 |  | 2023-01-30 | redacted
Low Income - Power to Save | Low Flow Showerhead | 0 | 0.04 | 0.1 | 504.08 | 1 |  | 2023-01-30 | redacted
Low Income - Power to Save | HVAC Inspection | 0 | 0.18 | 0.06 | 601.4 | 1 |  | 2023-01-27 | redacted
Low Income - Power to Save | Low Flow Showerhead | 0 | 0.18 | 0.06 | 601.4 | 1 |  | 2023-01-27 | redacted
Low Income - Power to Save | Faucet Aerators | 0 | 0.18 | 0.06 | 601.4 | 1 |  | 2023-01-27 | redacted
Low Income - Power to Save | HVAC Inspection | 0 | 0.17 | 0 | 268.73 | 1 |  | 2023-01-26 | redacted
Low Income - Power to Save | Low Flow Showerhead | 0 | 0.04 | 0.1 | 504.08 | 1 |  | 2023-01-26 | redacted
Low Income - Power to Save | Faucet Aerators | 0 | 0 | 0.02 | 110.58 | 1 |  | 2023-01-26 | redacted
Low Income - Power to Save | HVAC Inspection | 0 | 0.17 | 0 | 268.73 | 1 |  | 2023-01-19 | redacted
Low Income - Power to Save | Low Flow Showerhead | 0 | 0.04 | 0.1 | 504.08 | 1 |  | 2023-01-19 | redacted
Low Income - Power to Save | Faucet Aerators | 0 | 0 | 0.02 | 110.58 | 1 |  | 2023-01-19 | redacted
Low Income - Power to Save | HVAC Inspection | 0 | 0.18 | 0 | 311.9 | 1 |  | 2023-01-24 | redacted
Low Income - Power to Save | HVAC Inspection | 0 | 0.17 | 0 | 268.73 | 1 |  | 2023-01-19 | redacted
Low Income - Power to Save | Low Flow Showerhead | 0 | 0.04 | 0.1 | 504.08 | 1 |  | 2023-01-19 | redacted
Low Income - Power to Save | HVAC Inspection | 0 | 0.17 | 0 | 268.73 | 1 |  | 2023-01-25 | redacted
Low Income - Power to Save | Low Flow Showerhead | 0 | 0.04 | 0.1 | 504.08 | 1 |  | 2023-01-25 | redacted
Low Income - Power to Save | HVAC Inspection | 0 | 0.17 | 0 | 268.73 | 1 |  | 2023-01-03 | redacted
Low Income - Power to Save | Low Flow Showerhead | 0 | 0.04 | 0.01 | 504.08 | 1 |  | 2023-01-03 | redacted
Low Income - Power to Save | HVAC Inspection | 0 | 0.17 | 0 | 268.73 | 1 |  | 2023-01-31 | redacted
Low Income - Power to Save | Faucet Aerators | 0 | 0 | 0.02 | 110.58 | 1 |  | 2023-01-31 | redacted
Low Income - Power to Save | HVAC Inspection | 0 | 0.17 | 0 | 268.73 | 1 |  | 2023-01-03 | redacted
Low Income - Power to Save | Faucet Aerators | 0 | 0 | 0.02 | 110.58 | 1 |  | 2023-01-03 | redacted
Low Income - Power to Save | HVAC Inspection | 0 | 0.17 | 0 | 268.73 | 1 |  | 2023-01-25 | redacted
Low Income - Power to Save | Low Flow Showerhead | 0 | 0.04 | 0.1 | 504.08 | 1 |  | 2023-01-25 | redacted
Low Income - Power to Save | Faucet Aerators | 0 | 0 | 0.02 | 110.58 | 1 |  | 2023-01-25 | redacted
Low Income - Power to Save | HVAC Inspection | 0 | 0.17 | 0 | 268.73 | 1 |  | 2023-01-03 | redacted
Low Income - Power to Save | Low Flow Showerhead | 0 | 0.04 | 0.1 | 504.08 | 1 |  | 2023-01-03 | redacted
Low Income - Power to Save | Faucet Aerators | 0 | 0 | 0.02 | 110.58 | 1 |  | 2023-01-03 | redacted
Low Income - Power to Save | HVAC Inspection | 0 | 0.17 | 0 | 268.73 | 1 |  | 2023-01-24 | redacted
Low Income - Power to Save | Low Flow Showerhead | 0 | 0.04 | 0.1 | 504.08 | 1 |  | 2023-01-24 | redacted
Low Income - Power to Save | HVAC Inspection | 0 | 0.17 | 0 | 268.73 | 1 |  | 2023-01-30 | redacted
Low Income - Power to Save | HVAC Inspection | 0 | 0.17 | 0 | 268.73 | 1 |  | 2023-01-03 | redacted
Low Income - Power to Save | Low Flow Showerhead | 0 | 0.04 | 0.1 | 504.08 | 1 |  | 2023-01-03 | redacted
Low Income - Power to Save | Faucet Aerators | 0 | 0 | 0.02 | 110.58 | 1 |  | 2023-01-03 | redacted
Low Income - Power to Save | HVAC Inspection | 0 | 0.17 | 0 | 268.73 | 1 |  | 2023-01-25 | redacted
Low Income - Power to Save | Low Flow Showerhead | 0 | 0.04 | 0.1 | 504.08 | 1 |  | 2023-01-25 | redacted
Low Income - Power to Save | Faucet Aerators | 0 | 0 | 0.02 | 110.58 | 1 |  | 2023-01-25 | redacted
Low Income - Power to Save | HVAC Inspection | 0 | 0.17 | 0 | 268.73 | 1 |  | 2023-01-31 | redacted
Low Income - Power to Save | Low Flow Showerhead | 0 | 0.04 | 0.1 | 504.08 | 1 |  | 2023-01-31 | redacted
Low Income - Power to Save | HVAC Inspection | 0 | 0.18 | 0.05 | 550.9 | 1 |  | 2023-01-27 | redacted
Low Income - Power to Save | Low Flow Showerhead | 0 | 0.18 | 0.05 | 550.9 | 1 |  | 2023-01-27 | redacted
Low Income - Power to Save | HVAC Inspection | 0 | 0.17 | 0 | 268.73 | 1 |  | 2023-01-25 | redacted
Low Income - Power to Save | Low Flow Showerhead | 0 | 0.04 | 0.1 | 504.08 | 1 |  | 2023-01-25 | redacted
Low Income - Power to Save | HVAC Inspection | 0 | 0.17 | 0 | 268.73 | 1 |  | 2023-01-24 | redacted
Low Income - Power to Save | Low Flow Showerhead | 0 | 0.04 | 0.1 | 504.08 | 1 |  | 2023-01-24 | redacted
Low Income - Power to Save | HVAC Inspection | 0 | 0.17 | 0 | 268.73 | 1 |  | 2023-01-27 | redacted
Low Income - Power to Save | Low Flow Showerhead | 0 | 0.04 | 0.1 | 504.08 | 1 |  | 2023-01-27 | redacted
Low Income - Power to Save | Faucet Aerators | 0 | 0 | 0.02 | 110.58 | 1 |  | 2023-01-27 | redacted
Low Income - Power to Save | HVAC Inspection | 0 | 0.17 | 0 | 268.73 | 1 |  | 2023-01-26 | redacted
Low Income - Power to Save | Low Flow Showerhead | 0 | 0.04 | 0.1 | 504.08 | 1 |  | 2023-01-26 | redacted
Low Income - Power to Save | Faucet Aerators | 0 | 0 | 0.02 | 110.58 | 1 |  | 2023-01-26 | redacted
Low Income - Power to Save | HVAC Inspection | 0 | 0.17 | 0 | 268.73 | 1 |  | 2023-01-23 | redacted
Low Income - Power to Save | Low Flow Showerhead | 0 | 0.04 | 0.1 | 504.08 | 1 |  | 2023-01-23 | redacted
Low Income - Power to Save | Faucet Aerators | 0 | 0 | 0.02 | 110.58 | 1 |  | 2023-01-23 | redacted
Low Income - Power to Save | HVAC Inspection | 0 | 0.17 | 0 | 268.73 | 1 |  | 2023-01-03 | redacted
Low Income - Power to Save | Low Flow Showerhead | 0 | 0.04 | 0.1 | 504.08 | 1 |  | 2023-01-03 | redacted
Low Income - Power to Save | Faucet Aerators | 0 | 0 | 0.02 | 110.58 | 1 |  | 2023-01-03 | redacted
Low Income - Power to Save | HVAC Inspection | 0 | 0.17 | 0 | 268.73 | 1 |  | 2023-01-27 | redacted
Low Income - Power to Save | Low Flow Showerhead | 0 | 0.04 | 0.1 | 504.08 | 1 |  | 2023-01-27 | redacted
Low Income - Power to Save | Faucet Aerators | 0 | 0 | 0.02 | 110.58 | 1 |  | 2023-01-27 | redacted
Low Income - Power to Save | HVAC Inspection | 0 | 0.17 | 0 | 268.73 | 1 |  | 2023-01-26 | redacted
Low Income - Power to Save | Low Flow Showerhead | 0 | 0.04 | 0.1 | 504.08 | 1 |  | 2023-01-26 | redacted
Low Income - Power to Save | Faucet Aerators | 0 | 0 | 0.02 | 110.58 | 1 |  | 2023-01-26 | redacted
Low Income - Power to Save | HVAC Inspection | 0 | 0.18 | 0.05 | 550.9 | 1 |  | 2023-01-19 | redacted
Low Income - Power to Save | Low Flow Showerhead | 0 | 0.18 | 0.05 | 550.9 | 1 |  | 2023-01-19 | redacted
Low Income - Power to Save | HVAC Inspection | 0 | 0.17 | 0 | 268.73 | 1 |  | 2023-01-06 | redacted
Low Income - Power to Save | Low Flow Showerhead | 0 | 0.04 | 0.1 | 504.08 | 1 |  | 2023-01-06 | redacted
Low Income - Power to Save | Faucet Aerators | 0 | 0 | 0.02 | 110.58 | 1 |  | 2023-01-06 | redacted
Low Income - Power to Save | HVAC Inspection | 0 | 0.17 | 0 | 268.73 | 1 |  | 2023-01-31 | redacted
Low Income - Power to Save | Low Flow Showerhead | 0 | 0.04 | 0.1 | 504.08 | 1 |  | 2023-01-31 | redacted
Low Income - Power to Save | HVAC Inspection | 0 | 0.17 | 0 | 268.73 | 1 |  | 2023-01-03 | redacted
Low Income - Power to Save | Low Flow Showerhead | 0 | 0.04 | 0.1 | 504.08 | 1 |  | 2023-01-03 | redacted
Low Income - Power to Save | Faucet Aerators | 0 | 0 | 0.02 | 110.58 | 1 |  | 2023-01-03 | redacted
Low Income - Power to Save | HVAC Inspection | 0 | 0.17 | 0 | 268.73 | 1 |  | 2023-01-25 | redacted
Low Income - Power to Save | Low Flow Showerhead | 0 | 0.04 | 0.1 | 504.08 | 1 |  | 2023-01-25 | redacted
Low Income - Power to Save | Faucet Aerators | 0 | 0 | 0.02 | 110.58 | 1 |  | 2023-01-25 | redacted
Low Income - Power to Save | HVAC Inspection | 0 | 0.18 | 0.05 | 550.9 | 1 |  | 2023-01-25 | redacted
Low Income - Power to Save | Low Flow Showerhead | 0 | 0.18 | 0.05 | 550.9 | 1 |  | 2023-01-25 | redacted
Low Income - Power to Save | HVAC Inspection | 0 | 0.17 | 0 | 268.73 | 1 |  | 2023-01-20 | redacted
Low Income - Power to Save | Low Flow Showerhead | 0 | 0.04 | 0.1 | 504.08 | 1 |  | 2023-01-20 | redacted
Low Income - Power to Save | HVAC Inspection | 0 | 0.17 | 0 | 268.73 | 1 |  | 2023-01-03 | redacted
Low Income - Power to Save | Low Flow Showerhead | 0 | 0.04 | 0.1 | 504.08 | 1 |  | 2023-01-03 | redacted
Low Income - Power to Save | Faucet Aerators | 0 | 0 | 0.02 | 110.58 | 1 |  | 2023-01-03 | redacted
Low Income - Power to Save | HVAC Inspection | 0 | 0.17 | 0 | 268.73 | 1 |  | 2023-01-20 | redacted
Low Income - Power to Save | HVAC Inspection | 0 | 0.17 | 0 | 268.73 | 1 |  | 2023-01-25 | redacted
Low Income - Power to Save | Low Flow Showerhead | 0 | 0.04 | 0.1 | 504.08 | 1 |  | 2023-01-25 | redacted
Low Income - Power to Save | HVAC Inspection | 0 | 0.17 | 0 | 268.73 | 1 |  | 2023-01-27 | redacted
Low Income - Power to Save | Low Flow Showerhead | 0 | 0.04 | 0.1 | 504.08 | 1 |  | 2023-01-27 | redacted
Low Income - Power to Save | Faucet Aerators | 0 | 0 | 0.02 | 110.58 | 1 |  | 2023-01-27 | redacted
Low Income - Power to Save | HVAC Inspection | 0 | 0.17 | 0 | 268.73 | 1 |  | 2023-01-27 | redacted
Low Income - Power to Save | Low Flow Showerhead | 0 | 0.04 | 0.1 | 504.08 | 1 |  | 2023-01-27 | redacted
Low Income - Power to Save | Faucet Aerators | 0 | 0 | 0.02 | 110.58 | 1 |  | 2023-01-27 | redacted
Low Income - Power to Save | HVAC Inspection | 0 | 0.17 | 0 | 268.73 | 1 |  | 2023-01-03 | redacted
Low Income - Power to Save | Faucet Aerators | 0 | 0 | 0.02 | 110.58 | 1 |  | 2023-01-03 | redacted
Low Income - Power to Save | HVAC Inspection | 0 | 0.17 | 0 | 268.73 | 1 |  | 2023-01-26 | redacted
Low Income - Power to Save | Low Flow Showerhead | 0 | 0.04 | 0.1 | 504.08 | 1 |  | 2023-01-26 | redacted
Low Income - Power to Save | HVAC Inspection | 0 | 0.17 | 0 | 268.73 | 1 |  | 2023-01-27 | redacted
Low Income - Power to Save | Low Flow Showerhead | 0 | 0.04 | 0.1 | 504.08 | 1 |  | 2023-01-27 | redacted
Low Income - Power to Save | Faucet Aerators | 0 | 0 | 0.02 | 110.58 | 1 |  | 2023-01-27 | redacted
Low Income - Power to Save | HVAC Inspection | 0 | 0.17 | 0 | 268.73 | 1 |  | 2023-01-27 | redacted
Low Income - Power to Save | HVAC Inspection | 0 | 0.17 | 0 | 268.73 | 1 |  | 2023-01-26 | redacted
Low Income - Power to Save | Low Flow Showerhead | 0 | 0.04 | 0.1 | 504.08 | 1 |  | 2023-01-26 | redacted
Low Income - Power to Save | Faucet Aerators | 0 | 0 | 0.02 | 110.58 | 1 |  | 2023-01-26 | redacted
Low Income - Power to Save | HVAC Inspection | 0 | 0.17 | 0 | 268.73 | 1 |  | 2023-01-06 | redacted
Low Income - Power to Save | Low Flow Showerhead | 0 | 0.04 | 0.1 | 504.08 | 1 |  | 2023-01-06 | redacted
Low Income - Power to Save | Faucet Aerators | 0 | 0 | 0.02 | 110.58 | 1 |  | 2023-01-06 | redacted
Low Income - Power to Save | HVAC Inspection | 0 | 0.17 | 0 | 268.73 | 1 |  | 2023-01-30 | redacted
Low Income - Power to Save | Low Flow Showerhead | 0 | 0.04 | 0.1 | 504.08 | 1 |  | 2023-01-30 | redacted
Low Income - Power to Save | Faucet Aerators | 0 | 0 | 0.02 | 110.58 | 1 |  | 2023-01-30 | redacted
Low Income - Power to Save | HVAC Inspection | 0 | 0.17 | 0 | 268.73 | 1 |  | 2023-01-20 | redacted
Low Income - Power to Save | Low Flow Showerhead | 0 | 0.04 | 0.1 | 504.08 | 1 |  | 2023-01-20 | redacted
Low Income - Power to Save | Faucet Aerators | 0 | 0 | 0.02 | 110.58 | 1 |  | 2023-01-20 | redacted
Low Income - Power to Save | HVAC Inspection | 0 | 0.17 | 0 | 268.73 | 1 |  | 2023-01-26 | redacted
Low Income - Power to Save | HVAC Inspection | 0 | 0.17 | 0 | 268.73 | 1 |  | 2023-01-26 | redacted
Low Income - Power to Save | Low Flow Showerhead | 0 | 0.04 | 0.1 | 504.08 | 1 |  | 2023-01-26 | redacted
Low Income - Power to Save | Faucet Aerators | 0 | 0 | 0.02 | 110.58 | 1 |  | 2023-01-26 | redacted
Low Income - Power to Save | HVAC Inspection | 0 | 0.17 | 0 | 268.73 | 1 |  | 2023-01-31 | redacted
Low Income - Power to Save | Low Flow Showerhead | 0 | 0.04 | 0.1 | 504.08 | 1 |  | 2023-01-31 | redacted
Low Income - Power to Save | HVAC Inspection | 0 | 0.17 | 0 | 268.73 | 1 |  | 2023-01-27 | redacted
Low Income - Power to Save | Low Flow Showerhead | 0 | 0.04 | 0.1 | 504.08 | 1 |  | 2023-01-27 | redacted
Low Income - Power to Save | HVAC Inspection | 0 | 0.17 | 0 | 268.73 | 1 |  | 2023-01-03 | redacted
Low Income - Power to Save | Low Flow Showerhead | 0 | 0.04 | 0.1 | 504.08 | 1 |  | 2023-01-03 | redacted
Low Income - Power to Save | Faucet Aerators | 0 | 0 | 0.02 | 110.58 | 1 |  | 2023-01-03 | redacted
Low Income - Power to Save | HVAC Inspection | 0 | 0.17 | 0 | 268.73 | 1 |  | 2023-01-27 | redacted
Low Income - Power to Save | Low Flow Showerhead | 0 | 0.04 | 0.1 | 504.08 | 1 |  | 2023-01-27 | redacted
Low Income - Power to Save | HVAC Inspection | 0 | 0.17 | 0 | 268.73 | 1 |  | 2023-01-30 | redacted
Low Income - Power to Save | Low Flow Showerhead | 0 | 0.04 | 0.1 | 504.08 | 1 |  | 2023-01-30 | redacted
Low Income - Power to Save | HVAC Inspection | 0 | 0.17 | 0 | 268.73 | 1 |  | 2023-01-03 | redacted
Low Income - Power to Save | Low Flow Showerhead | 0 | 0.04 | 0.1 | 504.08 | 1 |  | 2023-01-03 | redacted
Low Income - Power to Save | Faucet Aerators | 0 | 0 | 0.02 | 110.58 | 1 |  | 2023-01-03 | redacted
Low Income - Power to Save | HVAC Inspection | 0 | 0.17 | 0 | 268.73 | 1 |  | 2023-01-26 | redacted
Low Income - Power to Save | HVAC Inspection | 0 | 0.17 | 0 | 268.73 | 1 |  | 2023-01-25 | redacted
Low Income - Power to Save | Low Flow Showerhead | 0 | 0.04 | 0.1 | 504.08 | 1 |  | 2023-01-25 | redacted
Low Income - Power to Save | Faucet Aerators | 0 | 0 | 0.02 | 110.58 | 1 |  | 2023-01-25 | redacted
Low Income - Power to Save | HVAC Inspection | 0 | 0.17 | 0 | 268.73 | 1 |  | 2023-01-26 | redacted
Low Income - Power to Save | Low Flow Showerhead | 0 | 0.04 | 0.1 | 504.08 | 1 |  | 2023-01-26 | redacted
Low Income - Power to Save | Faucet Aerators | 0 | 0 | 0.02 | 110.58 | 1 |  | 2023-01-26 | redacted
Low Income - Power to Save | HVAC Inspection | 0 | 0.17 | 0 | 268.73 | 1 |  | 2023-01-03 | redacted
Low Income - Power to Save | Low Flow Showerhead | 0 | 0.04 | 0.1 | 504.08 | 1 |  | 2023-01-03 | redacted
Low Income - Power to Save | Faucet Aerators | 0 | 0 | 0.02 | 110.58 | 1 |  | 2023-01-03 | redacted
Low Income - Power to Save | HVAC Inspection | 0 | 0.17 | 0 | 268.73 | 1 |  | 2023-01-06 | redacted
Low Income - Power to Save | HVAC Inspection | 0 | 0.17 | 0 | 268.73 | 1 |  | 2023-01-27 | redacted
Low Income - Power to Save | Low Flow Showerhead | 0 | 0.04 | 0.1 | 504.08 | 1 |  | 2023-01-27 | redacted
Low Income - Power to Save | Faucet Aerators | 0 | 0 | 0.02 | 110.58 | 1 |  | 2023-01-27 | redacted
Low Income - Power to Save | HVAC Inspection | 0 | 0.17 | 0 | 268.73 | 1 |  | 2023-01-27 | redacted
Low Income - Power to Save | Low Flow Showerhead | 0 | 0.04 | 0.1 | 504.08 | 1 |  | 2023-01-27 | redacted
Low Income - Power to Save | Faucet Aerators | 0 | 0 | 0.02 | 110.58 | 1 |  | 2023-01-27 | redacted
Low Income - Power to Save | HVAC Inspection | 0 | 0.17 | 0 | 268.73 | 1 |  | 2023-01-30 | redacted
Low Income - Power to Save | Low Flow Showerhead | 0 | 0.04 | 0.1 | 504.08 | 1 |  | 2023-01-30 | redacted
Low Income - Power to Save | HVAC Inspection | 0 | 0.17 | 0 | 268.73 | 1 |  | 2023-01-20 | redacted
Low Income - Power to Save | HVAC Inspection | 0 | 0.17 | 0 | 268.73 | 1 |  | 2023-01-03 | redacted
Low Income - Power to Save | Low Flow Showerhead | 0 | 0.04 | 0.1 | 504.08 | 1 |  | 2023-01-03 | redacted
Low Income - Power to Save | HVAC Inspection | 0 | 0.17 | 0 | 268.73 | 1 |  | 2023-01-23 | redacted
Low Income - Power to Save | Low Flow Showerhead | 0 | 0.04 | 0.1 | 504.08 | 1 |  | 2023-01-23 | redacted
Low Income - Power to Save | HVAC Inspection | 0 | 0.17 | 0 | 268.73 | 1 |  | 2023-01-27 | redacted
Low Income - Power to Save | Low Flow Showerhead | 0 | 0.04 | 0.1 | 504.08 | 1 |  | 2023-01-27 | redacted
Low Income - Power to Save | Faucet Aerators | 0 | 0 | 0.02 | 110.58 | 1 |  | 2023-01-27 | redacted
Low Income - Power to Save | HVAC Inspection | 0 | 0.17 | 0 | 268.73 | 1 |  | 2023-01-03 | redacted
Low Income - Power to Save | Low Flow Showerhead | 0 | 0.04 | 0.1 | 504.08 | 1 |  | 2023-01-03 | redacted
Low Income - Power to Save | Faucet Aerators | 0 | 0 | 0.02 | 110.58 | 1 |  | 2023-01-03 | redacted
Low Income - Power to Save | HVAC Inspection | 0 | 0.17 | 0 | 268.73 | 1 |  | 2023-01-31 | redacted
Low Income - Power to Save | Low Flow Showerhead | 0 | 0.04 | 0.1 | 504.08 | 1 |  | 2023-01-31 | redacted
Low Income - Power to Save | HVAC Inspection | 0 | 0.17 | 0 | 268.73 | 1 |  | 2023-01-26 | redacted
Low Income - Power to Save | Low Flow Showerhead | 0 | 0.04 | 0.1 | 504.08 | 1 |  | 2023-01-26 | redacted
Low Income - Power to Save | HVAC Inspection | 0 | 0.17 | 0 | 268.73 | 1 |  | 2023-01-03 | redacted
Low Income - Power to Save | Low Flow Showerhead | 0 | 0.04 | 0.1 | 504.08 | 1 |  | 2023-01-03 | redacted
Low Income - Power to Save | Faucet Aerators | 0 | 0 | 0.02 | 110.58 | 1 |  | 2023-01-03 | redacted
Low Income - Power to Save | HVAC Inspection | 0 | 0.17 | 0 | 268.73 | 1 |  | 2023-01-24 | redacted
Low Income - Power to Save | Low Flow Showerhead | 0 | 0.04 | 0.1 | 504.08 | 1 |  | 2023-01-24 | redacted
Low Income - Power to Save | HVAC Inspection | 0 | 0.17 | 0 | 268.73 | 1 |  | 2023-01-27 | redacted
Low Income - Power to Save | Low Flow Showerhead | 0 | 0.04 | 0.1 | 504.08 | 1 |  | 2023-01-27 | redacted
Low Income - Power to Save | HVAC Inspection | 0 | 0.17 | 0 | 268.73 | 1 |  | 2023-01-23 | redacted
Low Income - Power to Save | Low Flow Showerhead | 0 | 0.04 | 0.1 | 504.08 | 1 |  | 2023-01-23 | redacted
Low Income - Power to Save | HVAC Inspection | 0 | 0.17 | 0 | 268.73 | 1 |  | 2023-01-26 | redacted
Low Income - Power to Save | Low Flow Showerhead | 0 | 0.04 | 0.1 | 504.08 | 1 |  | 2023-01-26 | redacted
Low Income - Power to Save | Faucet Aerators | 0 | 0 | 0.02 | 110.58 | 1 |  | 2023-01-26 | redacted
Low Income - Power to Save | HVAC Inspection | 0 | 0.17 | 0 | 268.73 | 1 |  | 2023-01-26 | redacted
Low Income - Power to Save | Low Flow Showerhead | 0 | 0.04 | 0.1 | 504.08 | 1 |  | 2023-01-26 | redacted
Low Income - Power to Save | Faucet Aerators | 0 | 0 | 0.02 | 110.58 | 1 |  | 2023-01-26 | redacted
Low Income - Power to Save | HVAC Inspection | 0 | 0.18 | 0.05 | 550.9 | 1 |  | 2023-01-06 | redacted
Low Income - Power to Save | Low Flow Showerhead | 0 | 0.18 | 0.05 | 550.9 | 1 |  | 2023-01-06 | redacted
Low Income - Power to Save | HVAC Inspection | 0 | 0.17 | 0 | 268.73 | 1 |  | 2023-01-06 | redacted
Low Income - Power to Save | Low Flow Showerhead | 0 | 0.04 | 0.1 | 504.08 | 1 |  | 2023-01-06 | redacted
Low Income - Power to Save | Faucet Aerators | 0 | 0 | 0.02 | 110.58 | 1 |  | 2023-01-06 | redacted
Low Income - Power to Save | HVAC Inspection | 0 | 0.17 | 0 | 268.73 | 1 |  | 2023-01-19 | redacted
Low Income - Power to Save | Low Flow Showerhead | 0 | 0.04 | 0.1 | 504.08 | 1 |  | 2023-01-19 | redacted
Low Income - Power to Save | Faucet Aerators | 0 | 0 | 0.02 | 110.58 | 1 |  | 2023-01-19 | redacted
Low Income - Power to Save | HVAC Inspection | 0 | 0.17 | 0 | 268.73 | 1 |  | 2023-01-27 | redacted
Low Income - Power to Save | Low Flow Showerhead | 0 | 0.04 | 0.1 | 504.08 | 1 |  | 2023-01-27 | redacted
Low Income - Power to Save | Faucet Aerators | 0 | 0 | 0.02 | 110.58 | 1 |  | 2023-01-27 | redacted
Low Income - Power to Save | HVAC Inspection | 0 | 0.17 | 0 | 268.73 | 1 |  | 2023-01-27 | redacted
Low Income - Power to Save | Low Flow Showerhead | 0 | 0.04 | 0.1 | 504.08 | 1 |  | 2023-01-27 | redacted
Low Income - Power to Save | Faucet Aerators | 0 | 0 | 0.02 | 110.58 | 1 |  | 2023-01-27 | redacted
Low Income - Power to Save | HVAC Inspection | 0 | 0.18 | 0.05 | 550.9 | 1 |  | 2023-01-24 | redacted
Low Income - Power to Save | Low Flow Showerhead | 0 | 0.18 | 0.05 | 550.9 | 1 |  | 2023-01-24 | redacted
Low Income - Power to Save | HVAC Inspection | 0 | 0.17 | 0 | 268.73 | 1 |  | 2023-01-06 | redacted
Low Income - Power to Save | Low Flow Showerhead | 0 | 0.04 | 0.1 | 504.08 | 1 |  | 2023-01-06 | redacted
Low Income - Power to Save | HVAC Inspection | 0 | 0.17 | 0 | 268.73 | 1 |  | 2023-01-25 | redacted
Low Income - Power to Save | Low Flow Showerhead | 0 | 0.04 | 0.1 | 504.08 | 1 |  | 2023-01-25 | redacted
Low Income - Power to Save | Faucet Aerators | 0 | 0 | 0.02 | 110.58 | 1 |  | 2023-01-25 | redacted
Low Income - Power to Save | HVAC Inspection | 0 | 0.17 | 0 | 268.73 | 1 |  | 2023-01-27 | redacted
Low Income - Power to Save | Low Flow Showerhead | 0 | 0.04 | 0.1 | 504.08 | 1 |  | 2023-01-27 | redacted
Low Income - Power to Save | Faucet Aerators | 0 | 0 | 0.02 | 110.58 | 1 |  | 2023-01-27 | redacted
Low Income - Power to Save | HVAC Inspection | 0 | 0.17 | 0 | 268.73 | 1 |  | 2023-01-26 | redacted
Low Income - Power to Save | Low Flow Showerhead | 0 | 0.04 | 0.1 | 504.08 | 1 |  | 2023-01-26 | redacted
Low Income - Power to Save | HVAC Inspection | 0 | 0.17 | 0 | 268.73 | 1 |  | 2023-01-26 | redacted
Low Income - Power to Save | Low Flow Showerhead | 0 | 0.04 | 0.1 | 504.08 | 1 |  | 2023-01-26 | redacted
Low Income - Power to Save | Faucet Aerators | 0 | 0 | 0.02 | 110.58 | 1 |  | 2023-01-26 | redacted
Low Income - Power to Save | HVAC Inspection | 0 | 0.17 | 0 | 268.73 | 1 |  | 2023-01-30 | redacted
Low Income - Power to Save | Low Flow Showerhead | 0 | 0.04 | 0.1 | 504.08 | 1 |  | 2023-01-30 | redacted
Low Income - Power to Save | HVAC Inspection | 0 | 0.17 | 0 | 268.73 | 1 |  | 2023-01-27 | redacted
Low Income - Power to Save | Low Flow Showerhead | 0 | 0.04 | 0.1 | 504.08 | 1 |  | 2023-01-27 | redacted
Low Income - Power to Save | Faucet Aerators | 0 | 0 | 0.02 | 110.58 | 1 |  | 2023-01-27 | redacted
Low Income - Power to Save | HVAC Inspection | 0 | 0.17 | 0 | 268.73 | 1 |  | 2023-01-20 | redacted
Low Income - Power to Save | Low Flow Showerhead | 0 | 0.04 | 0.1 | 504.08 | 1 |  | 2023-01-20 | redacted
Low Income - Power to Save | HVAC Inspection | 0 | 0.17 | 0 | 268.73 | 1 |  | 2023-01-24 | redacted
Low Income - Power to Save | Low Flow Showerhead | 0 | 0.04 | 0.1 | 504.08 | 1 |  | 2023-01-24 | redacted
Low Income - Power to Save | HVAC Inspection | 0 | 0.17 | 0 | 268.73 | 1 |  | 2023-01-31 | redacted
Low Income - Power to Save | Low Flow Showerhead | 0 | 0.04 | 0.1 | 504.08 | 1 |  | 2023-01-31 | redacted
Low Income - Power to Save | Faucet Aerators | 0 | 0 | 0.02 | 110.58 | 1 |  | 2023-01-31 | redacted
Low Income - Power to Save | HVAC Inspection | 0 | 0.17 | 0 | 268.73 | 1 |  | 2023-01-20 | redacted
Low Income - Power to Save | HVAC Inspection | 0 | 0.17 | 0 | 268.73 | 1 |  | 2023-01-26 | redacted
Low Income - Power to Save | Low Flow Showerhead | 0 | 0.04 | 0.1 | 504.08 | 1 |  | 2023-01-26 | redacted
Low Income - Power to Save | Faucet Aerators | 0 | 0 | 0.02 | 110.58 | 1 |  | 2023-01-26 | redacted
Low Income - Power to Save | HVAC Inspection | 0 | 0.17 | 0 | 268.73 | 1 |  | 2023-01-19 | redacted
Low Income - Power to Save | Low Flow Showerhead | 0 | 0.04 | 0.1 | 504.08 | 1 |  | 2023-01-19 | redacted
Low Income - Power to Save | HVAC Inspection | 0 | 0.17 | 0 | 268.73 | 1 |  | 2023-01-19 | redacted
Low Income - Power to Save | Low Flow Showerhead | 0 | 0.04 | 0.1 | 504.08 | 1 |  | 2023-01-19 | redacted
Low Income - Power to Save | Faucet Aerators | 0 | 0 | 0.02 | 110.58 | 1 |  | 2023-01-19 | redacted
Low Income - Power to Save | HVAC Inspection | 0 | 0.17 | 0 | 268.73 | 1 |  | 2023-01-27 | redacted
Low Income - Power to Save | Low Flow Showerhead | 0 | 0.04 | 0.1 | 504.08 | 1 |  | 2023-01-27 | redacted
Low Income - Power to Save | Faucet Aerators | 0 | 0 | 0.02 | 110.58 | 1 |  | 2023-01-27 | redacted
Low Income - Power to Save | HVAC Inspection | 0 | 0.17 | 0 | 268.73 | 1 |  | 2023-01-25 | redacted
Low Income - Power to Save | Low Flow Showerhead | 0 | 0.04 | 0.1 | 504.08 | 1 |  | 2023-01-25 | redacted
Low Income - Power to Save | HVAC Inspection | 0 | 0.17 | 0 | 268.73 | 1 |  | 2023-01-31 | redacted
Low Income - Power to Save | Low Flow Showerhead | 0 | 0.04 | 0.1 | 504.08 | 1 |  | 2023-01-31 | redacted
Low Income - Power to Save | HVAC Inspection | 0 | 0.17 | 0 | 268.73 | 1 |  | 2023-01-23 | redacted
Low Income - Power to Save | Low Flow Showerhead | 0 | 0.04 | 0.1 | 504.08 | 1 |  | 2023-01-23 | redacted
Low Income - Power to Save | HVAC Inspection | 0 | 0.17 | 0 | 268.73 | 1 |  | 2023-01-20 | redacted
Low Income - Power to Save | Low Flow Showerhead | 0 | 0.04 | 0.1 | 504.08 | 1 |  | 2023-01-20 | redacted
Low Income - Power to Save | HVAC Inspection | 0 | 0.17 | 0 | 268.73 | 1 |  | 2023-01-30 | redacted
Low Income - Power to Save | Low Flow Showerhead | 0 | 0.04 | 0.1 | 504.08 | 1 |  | 2023-01-30 | redacted
Low Income - Power to Save | HVAC Inspection | 0 | 0.17 | 0 | 268.73 | 1 |  | 2023-01-03 | redacted
Low Income - Power to Save | Low Flow Showerhead | 0 | 0.04 | 0.1 | 504.08 | 1 |  | 2023-01-03 | redacted
Low Income - Power to Save | Faucet Aerators | 0 | 0 | 0.02 | 110.58 | 1 |  | 2023-01-03 | redacted
Low Income - Power to Save | HVAC Inspection | 0 | 0.17 | 0 | 268.73 | 1 |  | 2023-01-03 | redacted
Low Income - Power to Save | Low Flow Showerhead | 0 | 0.04 | 0.1 | 504.08 | 1 |  | 2023-01-03 | redacted
Low Income - Power to Save | Faucet Aerators | 0 | 0 | 0.02 | 110.58 | 1 |  | 2023-01-03 | redacted
Low Income - Power to Save | HVAC Inspection | 0 | 0.17 | 0 | 268.73 | 1 |  | 2023-01-03 | redacted
Low Income - Power to Save | HVAC Inspection | 0 | 0.17 | 0 | 268.73 | 1 |  | 2023-01-23 | redacted
Low Income - Power to Save | Low Flow Showerhead | 0 | 0.04 | 0.1 | 504.08 | 1 |  | 2023-01-23 | redacted
Low Income - Power to Save | HVAC Inspection | 0 | 0.17 | 0 | 268.73 | 1 |  | 2023-01-03 | redacted
Low Income - Power to Save | HVAC Inspection | 0 | 0.18 | 0 | 311.9 | 1 |  | 2023-01-25 | redacted
Low Income - Power to Save | HVAC Inspection | 0 | 0.17 | 0 | 268.73 | 1 |  | 2023-01-30 | redacted
Low Income - Power to Save | Low Flow Showerhead | 0 | 0.04 | 0.1 | 504.08 | 1 |  | 2023-01-30 | redacted
Low Income - Power to Save | Faucet Aerators | 0 | 0 | 0.02 | 110.58 | 1 |  | 2023-01-30 | redacted
Low Income - Power to Save | HVAC Inspection | 0 | 0.17 | 0 | 268.73 | 1 |  | 2023-01-03 | redacted
Low Income - Power to Save | HVAC Inspection | 0 | 0.18 | 0.05 | 550.9 | 1 |  | 2023-01-30 | redacted
Low Income - Power to Save | Low Flow Showerhead | 0 | 0.18 | 0.05 | 550.9 | 1 |  | 2023-01-30 | redacted
Low Income - Power to Save | HVAC Inspection | 0 | 0.17 | 0 | 268.73 | 1 |  | 2023-01-24 | redacted
Low Income - Power to Save | Low Flow Showerhead | 0 | 0.04 | 0.1 | 504.08 | 1 |  | 2023-01-24 | redacted
Low Income - Power to Save | HVAC Inspection | 0 | 0.17 | 0 | 268.73 | 1 |  | 2023-01-19 | redacted
Low Income - Power to Save | Low Flow Showerhead | 0 | 0.04 | 0.1 | 504.08 | 1 |  | 2023-01-19 | redacted
Low Income - Power to Save | HVAC Inspection | 0 | 0.17 | 0 | 268.73 | 1 |  | 2023-01-26 | redacted
Low Income - Power to Save | Low Flow Showerhead | 0 | 0.04 | 0.1 | 504.08 | 1 |  | 2023-01-26 | redacted
Low Income - Power to Save | Faucet Aerators | 0 | 0 | 0.02 | 110.58 | 1 |  | 2023-01-26 | redacted
Low Income - Power to Save | HVAC Inspection | 0 | 0.17 | 0 | 268.73 | 1 |  | 2023-01-27 | redacted
Low Income - Power to Save | Low Flow Showerhead | 0 | 0.04 | 0.1 | 504.08 | 1 |  | 2023-01-27 | redacted
Low Income - Power to Save | HVAC Inspection | 0 | 0.17 | 0 | 268.73 | 1 |  | 2023-01-19 | redacted
Low Income - Power to Save | Low Flow Showerhead | 0 | 0.04 | 0.1 | 504.08 | 1 |  | 2023-01-19 | redacted
Low Income - Power to Save | HVAC Inspection | 0 | 0.18 | 0 | 311.9 | 1 |  | 2023-01-26 | redacted
Low Income - Power to Save | HVAC Inspection | 0 | 0.17 | 0 | 268.73 | 1 |  | 2023-01-03 | redacted
Low Income - Power to Save | HVAC Inspection | 0 | 0.17 | 0 | 268.73 | 1 |  | 2023-01-03 | redacted
Low Income - Power to Save | Low Flow Showerhead | 0 | 0.04 | 0.1 | 504.08 | 1 |  | 2023-01-03 | redacted
Low Income - Power to Save | Faucet Aerators | 0 | 0 | 0.02 | 110.58 | 1 |  | 2023-01-03 | redacted
Low Income - Power to Save | HVAC Inspection | 0 | 0.17 | 0 | 268.73 | 1 |  | 2023-01-06 | redacted
Low Income - Power to Save | HVAC Inspection | 0 | 0.17 | 0 | 268.73 | 1 |  | 2023-01-20 | redacted
Low Income - Power to Save | Low Flow Showerhead | 0 | 0.04 | 0.1 | 504.08 | 1 |  | 2023-01-20 | redacted
Low Income - Power to Save | HVAC Inspection | 0 | 0.17 | 0 | 268.73 | 1 |  | 2023-01-26 | redacted
Low Income - Power to Save | Low Flow Showerhead | 0 | 0.04 | 0.1 | 504.08 | 1 |  | 2023-01-26 | redacted
Low Income - Power to Save | Faucet Aerators | 0 | 0 | 0.02 | 110.58 | 1 |  | 2023-01-26 | redacted
Low Income - Power to Save | HVAC Inspection | 0 | 0.17 | 0 | 268.73 | 1 |  | 2023-01-06 | redacted
Low Income - Power to Save | HVAC Inspection | 0 | 0.17 | 0 | 268.73 | 1 |  | 2023-01-03 | redacted
Low Income - Power to Save | Low Flow Showerhead | 0 | 0.04 | 0.1 | 504.08 | 1 |  | 2023-01-03 | redacted
Low Income - Power to Save | Faucet Aerators | 0 | 0 | 0.02 | 110.58 | 1 |  | 2023-01-03 | redacted
Low Income - Power to Save | HVAC Inspection | 0 | 0.17 | 0 | 268.73 | 1 |  | 2023-01-20 | redacted
Low Income - Power to Save | Low Flow Showerhead | 0 | 0.04 | 0.1 | 504.08 | 1 |  | 2023-01-20 | redacted
Low Income - Power to Save | HVAC Inspection | 0 | 0.17 | 0 | 268.73 | 1 |  | 2023-01-03 | redacted
Low Income - Power to Save | Low Flow Showerhead | 0 | 0.04 | 0.1 | 504.08 | 1 |  | 2023-01-03 | redacted
Low Income - Power to Save | Faucet Aerators | 0 | 0 | 0.02 | 110.58 | 1 |  | 2023-01-03 | redacted
Low Income | Pipe Wrap | 40 | 0.01 | 0.03 | 143.65 | 1 | Centro Campesino Farmworker Center Inc | 2023-12-12 | redacted
Low Income | Low Flow Showerhead | 30 | 0.04 | 0.1 | 504.08 | 1 | Centro Campesino Farmworker Center Inc | 2023-12-12 | redacted
Low Income | Weather Strip/Caulk | 90 | 0.25 | 0.09 | 503.3 | 1 | Centro Campesino Farmworker Center Inc | 2023-12-12 | redacted
Low Income | Faucet Aerators | 10 | 0 | 0.02 | 110.58 | 1 | Centro Campesino Farmworker Center Inc | 2023-12-12 | redacted
Low Income | LI - DUCT | 60 | 0.4 | 0.12 | 775.77 | 1 | Centro Campesino Farmworker Center Inc | 2023-12-12 | redacted
Low Income | LED Lights | 5 | 0 | 0 | 47.6 | 1 | Centro Campesino Farmworker Center Inc | 2023-12-12 | redacted
Low Income | HVAC Inspection | 80 | 0.17 | 0 | 268.73 | 1 | Centro Campesino Farmworker Center Inc | 2023-12-14 | redacted
Low Income | Low Flow Showerhead | 30 | 0.04 | 0.1 | 504.08 | 1 | Centro Campesino Farmworker Center Inc | 2023-12-14 | redacted
Low Income | Outdoor Coil Cleaning | 60 | 0.1 | 0 | 275 | 1 | Centro Campesino Farmworker Center Inc | 2023-12-14 | redacted
Low Income | LED Lights | 5 | 0 | 0 | 47.6 | 1 | Centro Campesino Farmworker Center Inc | 2023-12-14 | redacted
Low Income | Weather Strip/Caulk | 90 | 0.25 | 0.09 | 503.3 | 1 | Centro Campesino Farmworker Center Inc | 2023-12-14 | redacted
Low Income | Faucet Aerators | 10 | 0 | 0.02 | 110.58 | 1 | Centro Campesino Farmworker Center Inc | 2023-12-14 | redacted
Low Income | Pipe Wrap | 40 | 0.01 | 0.03 | 143.65 | 1 | Centro Campesino Farmworker Center Inc | 2023-12-12 | redacted
Low Income | Low Flow Showerhead | 30 | 0.04 | 0.1 | 504.08 | 1 | Centro Campesino Farmworker Center Inc | 2023-12-12 | redacted
Low Income | Weather Strip/Caulk | 90 | 0.25 | 0.09 | 503.3 | 1 | Centro Campesino Farmworker Center Inc | 2023-12-12 | redacted
Low Income | Faucet Aerators | 10 | 0 | 0.02 | 110.58 | 1 | Centro Campesino Farmworker Center Inc | 2023-12-12 | redacted
Low Income | LED Lights | 5 | 0 | 0 | 47.6 | 1 | Centro Campesino Farmworker Center Inc | 2023-12-12 | redacted
Low Income | HVAC Inspection | 80 | 0.17 | 0 | 268.73 | 1 | Centro Campesino Farmworker Center Inc | 2023-12-12 | redacted
Low Income | Weather Strip/Caulk | 90 | 0.25 | 0.09 | 503.3 | 1 | Centro Campesino Farmworker Center Inc | 2023-12-12 | redacted
Low Income | Outdoor Coil Cleaning | 60 | 0.1 | 0 | 275 | 1 | Centro Campesino Farmworker Center Inc | 2023-12-12 | redacted
Low Income | LED Lights | 5 | 0 | 0 | 47.6 | 1 | Centro Campesino Farmworker Center Inc | 2023-12-12 | redacted
Low Income | Pipe Wrap | 40 | 0.01 | 0.03 | 143.65 | 1 | Centro Campesino Farmworker Center Inc | 2023-12-14 | redacted
Low Income | HVAC Inspection | 80 | 0.17 | 0 | 268.73 | 1 | Centro Campesino Farmworker Center Inc | 2023-12-14 | redacted
Low Income | Weather Strip/Caulk | 90 | 0.25 | 0.09 | 503.3 | 1 | Centro Campesino Farmworker Center Inc | 2023-12-14 | redacted
Low Income | Outdoor Coil Cleaning | 60 | 0.1 | 0 | 275 | 1 | Centro Campesino Farmworker Center Inc | 2023-12-14 | redacted
Low Income | LED Lights | 5 | 0 | 0 | 47.6 | 1 | Centro Campesino Farmworker Center Inc | 2023-12-14 | redacted
Low Income | Pipe Wrap | 40 | 0.01 | 0.03 | 143.65 | 1 | Centro Campesino Farmworker Center Inc | 2023-12-14 | redacted
Low Income | HVAC Inspection | 80 | 0.17 | 0 | 268.73 | 1 | Centro Campesino Farmworker Center Inc | 2023-12-14 | redacted
Low Income | Weather Strip/Caulk | 90 | 0.25 | 0.09 | 503.3 | 1 | Centro Campesino Farmworker Center Inc | 2023-12-14 | redacted
Low Income | Outdoor Coil Cleaning | 60 | 0.1 | 0 | 275 | 1 | Centro Campesino Farmworker Center Inc | 2023-12-14 | redacted
Low Income | Low Flow Showerhead | 30 | 0.04 | 0.1 | 504.08 | 1 | Centro Campesino Farmworker Center Inc | 2023-12-14 | redacted
Low Income | Weather Strip/Caulk | 90 | 0.25 | 0.09 | 503.3 | 1 | Centro Campesino Farmworker Center Inc | 2023-12-14 | redacted
Low Income | Pipe Wrap | 40 | 0.01 | 0.03 | 143.65 | 1 | Centro Campesino Farmworker Center Inc | 2023-12-14 | redacted
Low Income | HVAC Inspection | 80 | 0.17 | 0 | 268.73 | 1 | Centro Campesino Farmworker Center Inc | 2023-12-14 | redacted
Low Income | Faucet Aerators | 10 | 0 | 0.02 | 110.58 | 1 | Centro Campesino Farmworker Center Inc | 2023-12-14 | redacted
Low Income | Outdoor Coil Cleaning | 60 | 0.1 | 0 | 275 | 1 | Centro Campesino Farmworker Center Inc | 2023-12-14 | redacted
Low Income | Pipe Wrap | 40 | 0.01 | 0.03 | 143.65 | 1 | Centro Campesino Farmworker Center Inc | 2023-12-15 | redacted
Low Income | HVAC Inspection | 80 | 0.17 | 0 | 268.73 | 1 | Centro Campesino Farmworker Center Inc | 2023-12-15 | redacted
Low Income | Weather Strip/Caulk | 90 | 0.25 | 0.09 | 503.3 | 1 | Centro Campesino Farmworker Center Inc | 2023-12-15 | redacted
Low Income | Faucet Aerators | 10 | 0 | 0.02 | 110.58 | 1 | Centro Campesino Farmworker Center Inc | 2023-12-15 | redacted
Low Income | LI - DUCT | 60 | 0.4 | 0.12 | 775.77 | 1 | Centro Campesino Farmworker Center Inc | 2023-12-15 | redacted
Low Income | Outdoor Coil Cleaning | 60 | 0.1 | 0 | 275 | 1 | Centro Campesino Farmworker Center Inc | 2023-12-15 | redacted
Low Income | LED Lights | 5 | 0 | 0 | 47.6 | 1 | Centro Campesino Farmworker Center Inc | 2023-12-15 | redacted
Low Income | Low Flow Showerhead | 30 | 0.04 | 0.1 | 504.08 | 1 | Centro Campesino Farmworker Center Inc | 2023-11-17 | redacted
Low Income | Faucet Aerators | 10 | 0 | 0.02 | 110.58 | 1 | Centro Campesino Farmworker Center Inc | 2023-11-17 | redacted
Low Income | LED Lights | 5 | 0 | 0 | 47.6 | 1 | Centro Campesino Farmworker Center Inc | 2023-11-17 | redacted
Low Income | Pipe Wrap | 40 | 0.01 | 0.03 | 143.65 | 1 | Centro Campesino Farmworker Center Inc | 2023-11-17 | redacted
Low Income | Weather Strip/Caulk | 90 | 0.25 | 0.09 | 503.3 | 1 | Centro Campesino Farmworker Center Inc | 2023-11-17 | redacted
Low Income | Pipe Wrap | 40 | 0.01 | 0.03 | 143.65 | 1 | Centro Campesino Farmworker Center Inc | 2023-11-17 | redacted
Low Income | Weather Strip/Caulk | 90 | 0.25 | 0.09 | 503.3 | 1 | Centro Campesino Farmworker Center Inc | 2023-11-17 | redacted
Low Income | Faucet Aerators | 10 | 0 | 0.02 | 110.58 | 1 | Centro Campesino Farmworker Center Inc | 2023-11-17 | redacted
Low Income | LED Lights | 5 | 0 | 0 | 47.6 | 1 | Centro Campesino Farmworker Center Inc | 2023-11-17 | redacted
Low Income | Weather Strip/Caulk | 90 | 0.25 | 0.09 | 503.3 | 1 | Centro Campesino Farmworker Center Inc | 2023-11-17 | redacted
Low Income | Pipe Wrap | 40 | 0.01 | 0.03 | 143.65 | 1 | Centro Campesino Farmworker Center Inc | 2023-11-27 | redacted
Low Income | Low Flow Showerhead | 30 | 0.04 | 0.1 | 504.08 | 1 | Centro Campesino Farmworker Center Inc | 2023-11-27 | redacted
Low Income | Weather Strip/Caulk | 90 | 0.25 | 0.09 | 503.3 | 1 | Centro Campesino Farmworker Center Inc | 2023-11-27 | redacted
Low Income | Faucet Aerators | 10 | 0 | 0.02 | 110.58 | 1 | Centro Campesino Farmworker Center Inc | 2023-11-27 | redacted
Low Income | LED Lights | 5 | 0 | 0 | 47.6 | 1 | Centro Campesino Farmworker Center Inc | 2023-11-27 | redacted
Low Income | HVAC Inspection | 80 | 0.17 | 0 | 268.73 | 1 | Centro Campesino Farmworker Center Inc | 2023-11-17 | redacted
Low Income | Weather Strip/Caulk | 90 | 0.25 | 0.09 | 503.3 | 1 | Centro Campesino Farmworker Center Inc | 2023-11-17 | redacted
Low Income | Faucet Aerators | 10 | 0 | 0.02 | 110.58 | 1 | Centro Campesino Farmworker Center Inc | 2023-11-17 | redacted
Low Income | LI - DUCT | 60 | 0.4 | 0.12 | 775.77 | 1 | Centro Campesino Farmworker Center Inc | 2023-11-17 | redacted
Low Income | Outdoor Coil Cleaning | 60 | 0.1 | 0 | 275 | 1 | Centro Campesino Farmworker Center Inc | 2023-11-17 | redacted
Low Income | LED Lights | 5 | 0 | 0 | 47.6 | 1 | Centro Campesino Farmworker Center Inc | 2023-11-17 | redacted
Low Income | Pipe Wrap | 40 | 0.01 | 0.03 | 143.65 | 1 | Centro Campesino Farmworker Center Inc | 2023-11-27 | redacted
Low Income | HVAC Inspection | 80 | 0.17 | 0 | 268.73 | 1 | Centro Campesino Farmworker Center Inc | 2023-11-27 | redacted
Low Income | Low Flow Showerhead | 30 | 0.04 | 0.1 | 504.08 | 1 | Centro Campesino Farmworker Center Inc | 2023-11-27 | redacted
Low Income | Weather Strip/Caulk | 90 | 0.25 | 0.09 | 503.3 | 1 | Centro Campesino Farmworker Center Inc | 2023-11-27 | redacted
Low Income | Faucet Aerators | 10 | 0 | 0.02 | 110.58 | 1 | Centro Campesino Farmworker Center Inc | 2023-11-27 | redacted
Low Income | Outdoor Coil Cleaning | 60 | 0.1 | 0 | 275 | 1 | Centro Campesino Farmworker Center Inc | 2023-11-27 | redacted
Low Income | Pipe Wrap | 40 | 0.01 | 0.03 | 143.65 | 1 | Centro Campesino Farmworker Center Inc | 2023-11-27 | redacted
Low Income | Low Flow Showerhead | 30 | 0.04 | 0.1 | 504.08 | 1 | Centro Campesino Farmworker Center Inc | 2023-11-27 | redacted
Low Income | Weather Strip/Caulk | 90 | 0.25 | 0.09 | 503.3 | 1 | Centro Campesino Farmworker Center Inc | 2023-11-27 | redacted
Low Income | Faucet Aerators | 10 | 0 | 0.02 | 110.58 | 1 | Centro Campesino Farmworker Center Inc | 2023-11-27 | redacted
Low Income | LED Lights | 5 | 0 | 0 | 47.6 | 1 | Centro Campesino Farmworker Center Inc | 2023-11-27 | redacted
Low Income | Pipe Wrap | 40 | 0.01 | 0.03 | 143.65 | 1 | Centro Campesino Farmworker Center Inc | 2023-11-17 | redacted
Low Income | HVAC Inspection | 80 | 0.17 | 0 | 268.73 | 1 | Centro Campesino Farmworker Center Inc | 2023-11-17 | redacted
Low Income | Weather Strip/Caulk | 90 | 0.25 | 0.09 | 503.3 | 1 | Centro Campesino Farmworker Center Inc | 2023-11-17 | redacted
Low Income | Faucet Aerators | 10 | 0 | 0.02 | 110.58 | 1 | Centro Campesino Farmworker Center Inc | 2023-11-17 | redacted
Low Income | LI - DUCT | 60 | 0.4 | 0.12 | 775.77 | 1 | Centro Campesino Farmworker Center Inc | 2023-11-17 | redacted
Low Income | Outdoor Coil Cleaning | 60 | 0.1 | 0 | 275 | 1 | Centro Campesino Farmworker Center Inc | 2023-11-17 | redacted
Low Income | LED Lights | 5 | 0 | 0 | 47.6 | 1 | Centro Campesino Farmworker Center Inc | 2023-11-17 | redacted
Low Income | Pipe Wrap | 40 | 0.01 | 0.03 | 143.65 | 1 | Centro Campesino Farmworker Center Inc | 2023-11-17 | redacted
Low Income | HVAC Inspection | 80 | 0.17 | 0 | 268.73 | 1 | Centro Campesino Farmworker Center Inc | 2023-11-17 | redacted
Low Income | Faucet Aerators | 10 | 0 | 0.02 | 110.58 | 1 | Centro Campesino Farmworker Center Inc | 2023-11-17 | redacted
Low Income | Outdoor Coil Cleaning | 60 | 0.1 | 0 | 275 | 1 | Centro Campesino Farmworker Center Inc | 2023-11-17 | redacted
Low Income | LED Lights | 5 | 0 | 0 | 47.6 | 1 | Centro Campesino Farmworker Center Inc | 2023-11-17 | redacted
Low Income | Pipe Wrap | 40 | 0.01 | 0.03 | 143.65 | 1 | Centro Campesino Farmworker Center Inc | 2023-11-17 | redacted
Low Income | HVAC Inspection | 80 | 0.17 | 0 | 268.73 | 1 | Centro Campesino Farmworker Center Inc | 2023-11-17 | redacted
Low Income | Weather Strip/Caulk | 90 | 0.25 | 0.09 | 503.3 | 1 | Centro Campesino Farmworker Center Inc | 2023-11-17 | redacted
Low Income | Faucet Aerators | 10 | 0 | 0.02 | 110.58 | 1 | Centro Campesino Farmworker Center Inc | 2023-11-17 | redacted
Low Income | Outdoor Coil Cleaning | 60 | 0.1 | 0 | 275 | 1 | Centro Campesino Farmworker Center Inc | 2023-11-17 | redacted
Low Income | Weather Strip/Caulk | 90 | 0.25 | 0.09 | 503.3 | 1 | Centro Campesino Farmworker Center Inc | 2023-11-17 | redacted
Low Income | Faucet Aerators | 10 | 0 | 0.02 | 110.58 | 1 | Centro Campesino Farmworker Center Inc | 2023-11-17 | redacted
Low Income | LED Lights | 5 | 0 | 0 | 47.6 | 1 | Centro Campesino Farmworker Center Inc | 2023-11-17 | redacted
Low Income | Pipe Wrap | 40 | 0.01 | 0.03 | 143.65 | 1 | Centro Campesino Farmworker Center Inc | 2023-11-17 | redacted
Low Income | HVAC Inspection | 80 | 0.17 | 0 | 268.73 | 1 | Centro Campesino Farmworker Center Inc | 2023-11-17 | redacted
Low Income | Weather Strip/Caulk | 90 | 0.25 | 0.09 | 503.3 | 1 | Centro Campesino Farmworker Center Inc | 2023-11-17 | redacted
Low Income | Outdoor Coil Cleaning | 60 | 0.1 | 0 | 275 | 1 | Centro Campesino Farmworker Center Inc | 2023-11-17 | redacted
Low Income | Pipe Wrap | 40 | 0.01 | 0.03 | 143.65 | 1 | Centro Campesino Farmworker Center Inc | 2023-11-17 | redacted
Low Income | HVAC Inspection | 80 | 0.17 | 0 | 268.73 | 1 | Centro Campesino Farmworker Center Inc | 2023-11-17 | redacted
Low Income | Low Flow Showerhead | 30 | 0.04 | 0.1 | 504.08 | 1 | Centro Campesino Farmworker Center Inc | 2023-11-17 | redacted
Low Income | Weather Strip/Caulk | 90 | 0.25 | 0.09 | 503.3 | 1 | Centro Campesino Farmworker Center Inc | 2023-11-17 | redacted
Low Income | LI - DUCT | 60 | 0.4 | 0.12 | 775.77 | 1 | Centro Campesino Farmworker Center Inc | 2023-11-17 | redacted
Low Income | Outdoor Coil Cleaning | 60 | 0.1 | 0 | 275 | 1 | Centro Campesino Farmworker Center Inc | 2023-11-17 | redacted
Low Income | LED Lights | 5 | 0 | 0 | 47.6 | 1 | Centro Campesino Farmworker Center Inc | 2023-11-17 | redacted
Low Income | Pipe Wrap | 40 | 0.01 | 0.03 | 143.65 | 1 | Centro Campesino Farmworker Center Inc | 2023-11-27 | redacted
Low Income | Low Flow Showerhead | 30 | 0.04 | 0.1 | 504.08 | 1 | Centro Campesino Farmworker Center Inc | 2023-11-27 | redacted
Low Income | Weather Strip/Caulk | 90 | 0.25 | 0.09 | 503.3 | 1 | Centro Campesino Farmworker Center Inc | 2023-11-27 | redacted
Low Income | Faucet Aerators | 10 | 0 | 0.02 | 110.58 | 1 | Centro Campesino Farmworker Center Inc | 2023-11-27 | redacted
Low Income | LI - DUCT | 60 | 0.4 | 0.12 | 775.77 | 1 | Centro Campesino Farmworker Center Inc | 2023-11-27 | redacted
Low Income | LED Lights | 5 | 0 | 0 | 47.6 | 1 | Centro Campesino Farmworker Center Inc | 2023-11-27 | redacted
Low Income | Pipe Wrap | 40 | 0.01 | 0.03 | 143.65 | 1 | Centro Campesino Farmworker Center Inc | 2023-11-27 | redacted
Low Income | Low Flow Showerhead | 30 | 0.04 | 0.1 | 504.08 | 1 | Centro Campesino Farmworker Center Inc | 2023-11-27 | redacted
Low Income | Weather Strip/Caulk | 90 | 0.25 | 0.09 | 503.3 | 1 | Centro Campesino Farmworker Center Inc | 2023-11-27 | redacted
Low Income | LED Lights | 5 | 0 | 0 | 47.6 | 1 | Centro Campesino Farmworker Center Inc | 2023-11-27 | redacted
Low Income | HVAC Inspection | 80 | 0.17 | 0 | 268.73 | 1 | Centro Campesino Farmworker Center Inc | 2023-11-17 | redacted
Low Income | Weather Strip/Caulk | 90 | 0.25 | 0.09 | 503.3 | 1 | Centro Campesino Farmworker Center Inc | 2023-11-17 | redacted
Low Income | Faucet Aerators | 10 | 0 | 0.02 | 110.58 | 1 | Centro Campesino Farmworker Center Inc | 2023-11-17 | redacted
Low Income | Outdoor Coil Cleaning | 60 | 0.1 | 0 | 275 | 1 | Centro Campesino Farmworker Center Inc | 2023-11-17 | redacted
Low Income | LED Lights | 5 | 0 | 0 | 47.6 | 1 | Centro Campesino Farmworker Center Inc | 2023-11-17 | redacted
Low Income | HVAC Inspection | 80 | 0.17 | 0 | 268.73 | 1 | Centro Campesino Farmworker Center Inc | 2023-11-17 | redacted
Low Income | Low Flow Showerhead | 30 | 0.04 | 0.1 | 504.08 | 1 | Centro Campesino Farmworker Center Inc | 2023-11-17 | redacted
Low Income | Weather Strip/Caulk | 90 | 0.25 | 0.09 | 503.3 | 1 | Centro Campesino Farmworker Center Inc | 2023-11-17 | redacted
Low Income | LI - DUCT | 60 | 0.4 | 0.12 | 775.77 | 1 | Centro Campesino Farmworker Center Inc | 2023-11-17 | redacted
Low Income | Outdoor Coil Cleaning | 60 | 0.1 | 0 | 275 | 1 | Centro Campesino Farmworker Center Inc | 2023-11-17 | redacted
Low Income | LED Lights | 5 | 0 | 0 | 47.6 | 1 | Centro Campesino Farmworker Center Inc | 2023-11-17 | redacted
Low Income | Pipe Wrap | 40 | 0.01 | 0.03 | 143.65 | 1 | Centro Campesino Farmworker Center Inc | 2023-11-17 | redacted
Low Income | HVAC Inspection | 80 | 0.17 | 0 | 268.73 | 1 | Centro Campesino Farmworker Center Inc | 2023-11-17 | redacted
Low Income | Low Flow Showerhead | 30 | 0.04 | 0.1 | 504.08 | 1 | Centro Campesino Farmworker Center Inc | 2023-11-17 | redacted
Low Income | Weather Strip/Caulk | 90 | 0.25 | 0.09 | 503.3 | 1 | Centro Campesino Farmworker Center Inc | 2023-11-17 | redacted
Low Income | Faucet Aerators | 10 | 0 | 0.02 | 110.58 | 1 | Centro Campesino Farmworker Center Inc | 2023-11-17 | redacted
Low Income | LI - DUCT | 60 | 0.4 | 0.12 | 775.77 | 1 | Centro Campesino Farmworker Center Inc | 2023-11-17 | redacted
Low Income | Outdoor Coil Cleaning | 60 | 0.1 | 0 | 275 | 1 | Centro Campesino Farmworker Center Inc | 2023-11-17 | redacted
Low Income | LED Lights | 5 | 0 | 0 | 47.6 | 1 | Centro Campesino Farmworker Center Inc | 2023-11-17 | redacted
Low Income | Pipe Wrap | 40 | 0.01 | 0.03 | 143.65 | 1 | Centro Campesino Farmworker Center Inc | 2023-11-27 | redacted
Low Income | HVAC Inspection | 80 | 0.17 | 0 | 268.73 | 1 | Centro Campesino Farmworker Center Inc | 2023-11-27 | redacted
Low Income | Weather Strip/Caulk | 90 | 0.25 | 0.09 | 503.3 | 1 | Centro Campesino Farmworker Center Inc | 2023-11-27 | redacted
Low Income | Faucet Aerators | 10 | 0 | 0.02 | 110.58 | 1 | Centro Campesino Farmworker Center Inc | 2023-11-27 | redacted
Low Income | Outdoor Coil Cleaning | 60 | 0.1 | 0 | 275 | 1 | Centro Campesino Farmworker Center Inc | 2023-11-27 | redacted
Low Income | LED Lights | 5 | 0 | 0 | 47.6 | 1 | Centro Campesino Farmworker Center Inc | 2023-11-27 | redacted
Low Income | Pipe Wrap | 40 | 0.01 | 0.03 | 143.65 | 1 | Centro Campesino Farmworker Center Inc | 2023-11-27 | redacted
Low Income | Weather Strip/Caulk | 90 | 0.25 | 0.09 | 503.3 | 1 | Centro Campesino Farmworker Center Inc | 2023-11-27 | redacted
Low Income | Outdoor Coil Cleaning | 60 | 0.1 | 0 | 275 | 1 | Centro Campesino Farmworker Center Inc | 2023-11-27 | redacted
Low Income | Pipe Wrap | 40 | 0.01 | 0.03 | 143.65 | 1 | Centro Campesino Farmworker Center Inc | 2023-11-17 | redacted
Low Income | Weather Strip/Caulk | 90 | 0.25 | 0.09 | 503.3 | 1 | Centro Campesino Farmworker Center Inc | 2023-11-17 | redacted
Low Income | Faucet Aerators | 10 | 0 | 0.02 | 110.58 | 1 | Centro Campesino Farmworker Center Inc | 2023-11-17 | redacted
Low Income | LED Lights | 5 | 0 | 0 | 47.6 | 1 | Centro Campesino Farmworker Center Inc | 2023-11-17 | redacted
Low Income | HVAC Inspection | 80 | 0.17 | 0 | 268.73 | 1 | Centro Campesino Farmworker Center Inc | 2023-11-17 | redacted
Low Income | Weather Strip/Caulk | 90 | 0.25 | 0.09 | 503.3 | 1 | Centro Campesino Farmworker Center Inc | 2023-11-17 | redacted
Low Income | LI - DUCT | 60 | 0.4 | 0.12 | 775.77 | 1 | Centro Campesino Farmworker Center Inc | 2023-11-17 | redacted
Low Income | Pipe Wrap | 40 | 0.01 | 0.03 | 143.65 | 1 | Centro Campesino Farmworker Center Inc | 2023-11-27 | redacted
Low Income | HVAC Inspection | 80 | 0.17 | 0 | 268.73 | 1 | Centro Campesino Farmworker Center Inc | 2023-11-27 | redacted
Low Income | Low Flow Showerhead | 30 | 0.04 | 0.1 | 504.08 | 1 | Centro Campesino Farmworker Center Inc | 2023-11-27 | redacted
Low Income | Weather Strip/Caulk | 90 | 0.25 | 0.09 | 503.3 | 1 | Centro Campesino Farmworker Center Inc | 2023-11-27 | redacted
Low Income | Faucet Aerators | 10 | 0 | 0.02 | 110.58 | 1 | Centro Campesino Farmworker Center Inc | 2023-11-27 | redacted
Low Income | Outdoor Coil Cleaning | 60 | 0.1 | 0 | 275 | 1 | Centro Campesino Farmworker Center Inc | 2023-11-27 | redacted
Low Income | LED Lights | 5 | 0 | 0 | 47.6 | 1 | Centro Campesino Farmworker Center Inc | 2023-11-27 | redacted
Low Income | Pipe Wrap | 40 | 0.01 | 0.03 | 143.65 | 1 | Centro Campesino Farmworker Center Inc | 2023-11-17 | redacted
Low Income | HVAC Inspection | 80 | 0.17 | 0 | 268.73 | 1 | Centro Campesino Farmworker Center Inc | 2023-11-17 | redacted
Low Income | Weather Strip/Caulk | 90 | 0.25 | 0.09 | 503.3 | 1 | Centro Campesino Farmworker Center Inc | 2023-11-17 | redacted
Low Income | LI - DUCT | 60 | 0.4 | 0.12 | 775.77 | 1 | Centro Campesino Farmworker Center Inc | 2023-11-17 | redacted
Low Income | Outdoor Coil Cleaning | 60 | 0.1 | 0 | 275 | 1 | Centro Campesino Farmworker Center Inc | 2023-11-17 | redacted
Low Income | Pipe Wrap | 40 | 0.01 | 0.03 | 143.65 | 1 | Centro Campesino Farmworker Center Inc | 2023-11-27 | redacted
Low Income | Weather Strip/Caulk | 90 | 0.25 | 0.09 | 503.3 | 1 | Centro Campesino Farmworker Center Inc | 2023-11-27 | redacted
Low Income | LI - DUCT | 60 | 0.4 | 0.12 | 775.77 | 1 | Centro Campesino Farmworker Center Inc | 2023-11-27 | redacted
Low Income | LED Lights | 5 | 0 | 0 | 47.6 | 1 | Centro Campesino Farmworker Center Inc | 2023-11-27 | redacted
Low Income | Weather Strip/Caulk | 90 | 0.25 | 0.09 | 503.3 | 1 | Centro Campesino Farmworker Center Inc | 2023-11-27 | redacted
Low Income | LED Lights | 5 | 0 | 0 | 47.6 | 1 | Centro Campesino Farmworker Center Inc | 2023-11-27 | redacted
Low Income | Pipe Wrap | 40 | 0.01 | 0.03 | 143.65 | 1 | Centro Campesino Farmworker Center Inc | 2023-11-27 | redacted
Low Income | Weather Strip/Caulk | 90 | 0.25 | 0.09 | 503.3 | 1 | Centro Campesino Farmworker Center Inc | 2023-11-27 | redacted
Low Income | Faucet Aerators | 10 | 0 | 0.02 | 110.58 | 1 | Centro Campesino Farmworker Center Inc | 2023-11-27 | redacted
Low Income | LED Lights | 5 | 0 | 0 | 47.6 | 1 | Centro Campesino Farmworker Center Inc | 2023-11-27 | redacted
Low Income | Weather Strip/Caulk | 90 | 0.25 | 0.09 | 503.3 | 1 | Centro Campesino Farmworker Center Inc | 2023-11-27 | redacted
Low Income | LED Lights | 5 | 0 | 0 | 47.6 | 1 | Centro Campesino Farmworker Center Inc | 2023-11-27 | redacted
Low Income | Pipe Wrap | 40 | 0.01 | 0.03 | 143.65 | 1 | Centro Campesino Farmworker Center Inc | 2023-11-27 | redacted
Low Income | Weather Strip/Caulk | 90 | 0.25 | 0.09 | 503.3 | 1 | Centro Campesino Farmworker Center Inc | 2023-11-27 | redacted
Low Income | Faucet Aerators | 10 | 0 | 0.02 | 110.58 | 1 | Centro Campesino Farmworker Center Inc | 2023-11-27 | redacted
Low Income | LED Lights | 5 | 0 | 0 | 47.6 | 1 | Centro Campesino Farmworker Center Inc | 2023-11-27 | redacted
Low Income | Pipe Wrap | 40 | 0.01 | 0.03 | 143.65 | 1 | Centro Campesino Farmworker Center Inc | 2023-11-17 | redacted
Low Income | Low Flow Showerhead | 30 | 0.04 | 0.1 | 504.08 | 1 | Centro Campesino Farmworker Center Inc | 2023-11-17 | redacted
Low Income | Weather Strip/Caulk | 90 | 0.25 | 0.09 | 503.3 | 1 | Centro Campesino Farmworker Center Inc | 2023-11-17 | redacted
Low Income | Faucet Aerators | 10 | 0 | 0.02 | 110.58 | 1 | Centro Campesino Farmworker Center Inc | 2023-11-17 | redacted
Low Income | LED Lights | 5 | 0 | 0 | 47.6 | 1 | Centro Campesino Farmworker Center Inc | 2023-11-17 | redacted
Low Income | Pipe Wrap | 40 | 0.01 | 0.03 | 143.65 | 1 | Centro Campesino Farmworker Center Inc | 2023-11-17 | redacted
Low Income | Low Flow Showerhead | 30 | 0.04 | 0.1 | 504.08 | 1 | Centro Campesino Farmworker Center Inc | 2023-11-17 | redacted
Low Income | Weather Strip/Caulk | 90 | 0.25 | 0.09 | 503.3 | 1 | Centro Campesino Farmworker Center Inc | 2023-11-17 | redacted
Low Income | Pipe Wrap | 40 | 0.01 | 0.03 | 143.65 | 1 | Centro Campesino Farmworker Center Inc | 2023-11-17 | redacted
Low Income | HVAC Inspection | 80 | 0.17 | 0 | 268.73 | 1 | Centro Campesino Farmworker Center Inc | 2023-11-17 | redacted
Low Income | Low Flow Showerhead | 30 | 0.04 | 0.1 | 504.08 | 1 | Centro Campesino Farmworker Center Inc | 2023-11-17 | redacted
Low Income | Weather Strip/Caulk | 90 | 0.25 | 0.09 | 503.3 | 1 | Centro Campesino Farmworker Center Inc | 2023-11-17 | redacted
Low Income | Faucet Aerators | 10 | 0 | 0.02 | 110.58 | 1 | Centro Campesino Farmworker Center Inc | 2023-11-17 | redacted
Low Income | LI - DUCT | 60 | 0.4 | 0.12 | 775.77 | 1 | Centro Campesino Farmworker Center Inc | 2023-11-17 | redacted
Low Income | Outdoor Coil Cleaning | 60 | 0.1 | 0 | 275 | 1 | Centro Campesino Farmworker Center Inc | 2023-11-17 | redacted
Low Income | LED Lights | 5 | 0 | 0 | 47.6 | 1 | Centro Campesino Farmworker Center Inc | 2023-11-17 | redacted
Low Income | Pipe Wrap | 40 | 0.01 | 0.03 | 143.65 | 1 | Centro Campesino Farmworker Center Inc | 2023-11-17 | redacted
Low Income | HVAC Inspection | 80 | 0.17 | 0 | 268.73 | 1 | Centro Campesino Farmworker Center Inc | 2023-11-17 | redacted
Low Income | Weather Strip/Caulk | 90 | 0.25 | 0.09 | 503.3 | 1 | Centro Campesino Farmworker Center Inc | 2023-11-17 | redacted
Low Income | LI - DUCT | 60 | 0.4 | 0.12 | 775.77 | 1 | Centro Campesino Farmworker Center Inc | 2023-11-17 | redacted
Low Income | Outdoor Coil Cleaning | 60 | 0.1 | 0 | 275 | 1 | Centro Campesino Farmworker Center Inc | 2023-11-17 | redacted
Low Income | LED Lights | 5 | 0 | 0 | 47.6 | 1 | Centro Campesino Farmworker Center Inc | 2023-11-17 | redacted
Low Income | Pipe Wrap | 40 | 0.01 | 0.03 | 143.65 | 1 | Centro Campesino Farmworker Center Inc | 2023-11-27 | redacted
Low Income | HVAC Inspection | 80 | 0.17 | 0 | 268.73 | 1 | Centro Campesino Farmworker Center Inc | 2023-11-27 | redacted
Low Income | Weather Strip/Caulk | 90 | 0.25 | 0.09 | 503.3 | 1 | Centro Campesino Farmworker Center Inc | 2023-11-27 | redacted
Low Income | LI - DUCT | 60 | 0.4 | 0.12 | 775.77 | 1 | Centro Campesino Farmworker Center Inc | 2023-11-27 | redacted
Low Income | Outdoor Coil Cleaning | 60 | 0.1 | 0 | 275 | 1 | Centro Campesino Farmworker Center Inc | 2023-11-27 | redacted
Low Income | LED Lights | 5 | 0 | 0 | 47.6 | 1 | Centro Campesino Farmworker Center Inc | 2023-11-27 | redacted
Low Income | Pipe Wrap | 40 | 0.01 | 0.03 | 143.65 | 1 | Centro Campesino Farmworker Center Inc | 2023-11-17 | redacted
Low Income | HVAC Inspection | 80 | 0.17 | 0 | 268.73 | 1 | Centro Campesino Farmworker Center Inc | 2023-11-17 | redacted
Low Income | Weather Strip/Caulk | 90 | 0.25 | 0.09 | 503.3 | 1 | Centro Campesino Farmworker Center Inc | 2023-11-17 | redacted
Low Income | LI - DUCT | 60 | 0.4 | 0.12 | 775.77 | 1 | Centro Campesino Farmworker Center Inc | 2023-11-17 | redacted
Low Income | Outdoor Coil Cleaning | 60 | 0.1 | 0 | 275 | 1 | Centro Campesino Farmworker Center Inc | 2023-11-17 | redacted
Low Income | LED Lights | 5 | 0 | 0 | 47.6 | 1 | Centro Campesino Farmworker Center Inc | 2023-11-17 | redacted
Low Income | Pipe Wrap | 40 | 0.01 | 0.03 | 143.65 | 1 | Centro Campesino Farmworker Center Inc | 2023-11-17 | redacted
Low Income | HVAC Inspection | 80 | 0.17 | 0 | 268.73 | 1 | Centro Campesino Farmworker Center Inc | 2023-11-17 | redacted
Low Income | Low Flow Showerhead | 30 | 0.04 | 0.1 | 504.08 | 1 | Centro Campesino Farmworker Center Inc | 2023-11-17 | redacted
Low Income | Weather Strip/Caulk | 90 | 0.25 | 0.09 | 503.3 | 1 | Centro Campesino Farmworker Center Inc | 2023-11-17 | redacted
Low Income | Outdoor Coil Cleaning | 60 | 0.1 | 0 | 275 | 1 | Centro Campesino Farmworker Center Inc | 2023-11-17 | redacted
Low Income | LED Lights | 5 | 0 | 0 | 47.6 | 1 | Centro Campesino Farmworker Center Inc | 2023-11-17 | redacted
Low Income | Pipe Wrap | 40 | 0.01 | 0.03 | 143.65 | 1 | Centro Campesino Farmworker Center Inc | 2023-11-17 | redacted
Low Income | HVAC Inspection | 80 | 0.17 | 0 | 268.73 | 1 | Centro Campesino Farmworker Center Inc | 2023-11-17 | redacted
Low Income | Low Flow Showerhead | 30 | 0.04 | 0.1 | 504.08 | 1 | Centro Campesino Farmworker Center Inc | 2023-11-17 | redacted
Low Income | Weather Strip/Caulk | 90 | 0.25 | 0.09 | 503.3 | 1 | Centro Campesino Farmworker Center Inc | 2023-11-17 | redacted
Low Income | Faucet Aerators | 10 | 0 | 0.02 | 110.58 | 1 | Centro Campesino Farmworker Center Inc | 2023-11-17 | redacted
Low Income | LI - DUCT | 60 | 0.4 | 0.12 | 775.77 | 1 | Centro Campesino Farmworker Center Inc | 2023-11-17 | redacted
Low Income | Outdoor Coil Cleaning | 60 | 0.1 | 0 | 275 | 1 | Centro Campesino Farmworker Center Inc | 2023-11-17 | redacted
Low Income | LED Lights | 5 | 0 | 0 | 47.6 | 1 | Centro Campesino Farmworker Center Inc | 2023-11-17 | redacted
Low Income | Pipe Wrap | 40 | 0.01 | 0.03 | 143.65 | 1 | Centro Campesino Farmworker Center Inc | 2023-11-17 | redacted
Low Income | Low Flow Showerhead | 30 | 0.04 | 0.1 | 504.08 | 1 | Centro Campesino Farmworker Center Inc | 2023-11-17 | redacted
Low Income | Faucet Aerators | 10 | 0 | 0.02 | 110.58 | 1 | Centro Campesino Farmworker Center Inc | 2023-11-17 | redacted
Low Income | Pipe Wrap | 40 | 0.01 | 0.03 | 143.65 | 1 | Centro Campesino Farmworker Center Inc | 2023-11-27 | redacted
Low Income | HVAC Inspection | 80 | 0.17 | 0 | 268.73 | 1 | Centro Campesino Farmworker Center Inc | 2023-11-27 | redacted
Low Income | Low Flow Showerhead | 30 | 0.04 | 0.1 | 504.08 | 1 | Centro Campesino Farmworker Center Inc | 2023-11-27 | redacted
Low Income | Weather Strip/Caulk | 90 | 0.25 | 0.09 | 503.3 | 1 | Centro Campesino Farmworker Center Inc | 2023-11-27 | redacted
Low Income | Outdoor Coil Cleaning | 60 | 0.1 | 0 | 275 | 1 | Centro Campesino Farmworker Center Inc | 2023-11-27 | redacted
Low Income | LED Lights | 5 | 0 | 0 | 47.6 | 1 | Centro Campesino Farmworker Center Inc | 2023-11-27 | redacted
Low Income | Pipe Wrap | 40 | 0.01 | 0.03 | 143.65 | 1 | Centro Campesino Farmworker Center Inc | 2023-11-17 | redacted
Low Income | HVAC Inspection | 80 | 0.17 | 0 | 268.73 | 1 | Centro Campesino Farmworker Center Inc | 2023-11-17 | redacted
Low Income | Weather Strip/Caulk | 90 | 0.25 | 0.09 | 503.3 | 1 | Centro Campesino Farmworker Center Inc | 2023-11-17 | redacted
Low Income | Faucet Aerators | 10 | 0 | 0.02 | 110.58 | 1 | Centro Campesino Farmworker Center Inc | 2023-11-17 | redacted
Low Income | LI - DUCT | 60 | 0.4 | 0.12 | 775.77 | 1 | Centro Campesino Farmworker Center Inc | 2023-11-17 | redacted
Low Income | Outdoor Coil Cleaning | 60 | 0.1 | 0 | 275 | 1 | Centro Campesino Farmworker Center Inc | 2023-11-17 | redacted
Low Income | LED Lights | 5 | 0 | 0 | 47.6 | 1 | Centro Campesino Farmworker Center Inc | 2023-11-17 | redacted
Low Income | Weather Strip/Caulk | 90 | 0.25 | 0.09 | 503.3 | 1 | Centro Campesino Farmworker Center Inc | 2023-11-17 | redacted
Low Income | Pipe Wrap | 40 | 0.01 | 0.03 | 143.65 | 1 | Centro Campesino Farmworker Center Inc | 2023-11-17 | redacted
Low Income | HVAC Inspection | 80 | 0.17 | 0 | 268.73 | 1 | Centro Campesino Farmworker Center Inc | 2023-11-17 | redacted
Low Income | Weather Strip/Caulk | 90 | 0.25 | 0.09 | 503.3 | 1 | Centro Campesino Farmworker Center Inc | 2023-11-17 | redacted
Low Income | Outdoor Coil Cleaning | 60 | 0.1 | 0 | 275 | 1 | Centro Campesino Farmworker Center Inc | 2023-11-17 | redacted
Low Income | Pipe Wrap | 40 | 0.01 | 0.03 | 143.65 | 1 | Centro Campesino Farmworker Center Inc | 2023-11-27 | redacted
Low Income | Weather Strip/Caulk | 90 | 0.25 | 0.09 | 503.3 | 1 | Centro Campesino Farmworker Center Inc | 2023-11-27 | redacted
Low Income | LI - DUCT | 60 | 0.4 | 0.12 | 775.77 | 1 | Centro Campesino Farmworker Center Inc | 2023-11-27 | redacted
Low Income | LED Lights | 5 | 0 | 0 | 47.6 | 1 | Centro Campesino Farmworker Center Inc | 2023-11-27 | redacted
Low Income | Pipe Wrap | 40 | 0.01 | 0.03 | 143.65 | 1 | Centro Campesino Farmworker Center Inc | 2023-11-17 | redacted
Low Income | Low Flow Showerhead | 30 | 0.04 | 0.1 | 504.08 | 1 | Centro Campesino Farmworker Center Inc | 2023-11-17 | redacted
Low Income | Weather Strip/Caulk | 90 | 0.25 | 0.09 | 503.3 | 1 | Centro Campesino Farmworker Center Inc | 2023-11-17 | redacted
Low Income | Faucet Aerators | 10 | 0 | 0.02 | 110.58 | 1 | Centro Campesino Farmworker Center Inc | 2023-11-17 | redacted
Low Income | LED Lights | 5 | 0 | 0 | 47.6 | 1 | Centro Campesino Farmworker Center Inc | 2023-11-17 | redacted
Low Income | HVAC Inspection | 80 | 0.17 | 0 | 268.73 | 1 | Centro Campesino Farmworker Center Inc | 2023-11-17 | redacted
Low Income | Weather Strip/Caulk | 90 | 0.25 | 0.09 | 503.3 | 1 | Centro Campesino Farmworker Center Inc | 2023-11-17 | redacted
Low Income | Outdoor Coil Cleaning | 60 | 0.1 | 0 | 275 | 1 | Centro Campesino Farmworker Center Inc | 2023-11-17 | redacted
Low Income | Pipe Wrap | 40 | 0.01 | 0.03 | 143.65 | 1 | Centro Campesino Farmworker Center Inc | 2023-11-27 | redacted
Low Income | HVAC Inspection | 80 | 0.17 | 0 | 268.73 | 1 | Centro Campesino Farmworker Center Inc | 2023-11-27 | redacted
Low Income | Weather Strip/Caulk | 90 | 0.25 | 0.09 | 503.3 | 1 | Centro Campesino Farmworker Center Inc | 2023-11-27 | redacted
Low Income | Faucet Aerators | 10 | 0 | 0.02 | 110.58 | 1 | Centro Campesino Farmworker Center Inc | 2023-11-27 | redacted
Low Income | Outdoor Coil Cleaning | 60 | 0.1 | 0 | 275 | 1 | Centro Campesino Farmworker Center Inc | 2023-11-27 | redacted
Low Income | Pipe Wrap | 40 | 0.01 | 0.03 | 143.65 | 1 | Centro Campesino Farmworker Center Inc | 2023-11-17 | redacted
Low Income | HVAC Inspection | 80 | 0.17 | 0 | 268.73 | 1 | Centro Campesino Farmworker Center Inc | 2023-11-17 | redacted
Low Income | Weather Strip/Caulk | 90 | 0.25 | 0.09 | 503.3 | 1 | Centro Campesino Farmworker Center Inc | 2023-11-17 | redacted
Low Income | Faucet Aerators | 10 | 0 | 0.02 | 110.58 | 1 | Centro Campesino Farmworker Center Inc | 2023-11-17 | redacted
Low Income | Outdoor Coil Cleaning | 60 | 0.1 | 0 | 275 | 1 | Centro Campesino Farmworker Center Inc | 2023-11-17 | redacted
Low Income | LED Lights | 5 | 0 | 0 | 47.6 | 1 | Centro Campesino Farmworker Center Inc | 2023-11-17 | redacted
Low Income | Pipe Wrap | 40 | 0.01 | 0.03 | 143.65 | 1 | Centro Campesino Farmworker Center Inc | 2023-11-27 | redacted
Low Income | Low Flow Showerhead | 30 | 0.04 | 0.1 | 504.08 | 1 | Centro Campesino Farmworker Center Inc | 2023-11-27 | redacted
Low Income | Weather Strip/Caulk | 90 | 0.25 | 0.09 | 503.3 | 1 | Centro Campesino Farmworker Center Inc | 2023-11-27 | redacted
Low Income | Faucet Aerators | 10 | 0 | 0.02 | 110.58 | 1 | Centro Campesino Farmworker Center Inc | 2023-11-27 | redacted
Low Income | LED Lights | 5 | 0 | 0 | 47.6 | 1 | Centro Campesino Farmworker Center Inc | 2023-11-27 | redacted
Low Income | Pipe Wrap | 40 | 0.01 | 0.03 | 143.65 | 1 | Centro Campesino Farmworker Center Inc | 2023-11-17 | redacted
Low Income | HVAC Inspection | 80 | 0.17 | 0 | 268.73 | 1 | Centro Campesino Farmworker Center Inc | 2023-11-17 | redacted
Low Income | Weather Strip/Caulk | 90 | 0.25 | 0.09 | 503.3 | 1 | Centro Campesino Farmworker Center Inc | 2023-11-17 | redacted
Low Income | Faucet Aerators | 10 | 0 | 0.02 | 110.58 | 1 | Centro Campesino Farmworker Center Inc | 2023-11-17 | redacted
Low Income | Outdoor Coil Cleaning | 60 | 0.1 | 0 | 275 | 1 | Centro Campesino Farmworker Center Inc | 2023-11-17 | redacted
Low Income | LED Lights | 5 | 0 | 0 | 47.6 | 1 | Centro Campesino Farmworker Center Inc | 2023-11-17 | redacted
Low Income | Pipe Wrap | 40 | 0.01 | 0.03 | 143.65 | 1 | Centro Campesino Farmworker Center Inc | 2023-11-17 | redacted
Low Income | HVAC Inspection | 80 | 0.17 | 0 | 268.73 | 1 | Centro Campesino Farmworker Center Inc | 2023-11-17 | redacted
Low Income | Low Flow Showerhead | 30 | 0.04 | 0.1 | 504.08 | 1 | Centro Campesino Farmworker Center Inc | 2023-11-17 | redacted
Low Income | Faucet Aerators | 10 | 0 | 0.02 | 110.58 | 1 | Centro Campesino Farmworker Center Inc | 2023-11-17 | redacted
Low Income | Outdoor Coil Cleaning | 60 | 0.1 | 0 | 275 | 1 | Centro Campesino Farmworker Center Inc | 2023-11-17 | redacted
Low Income | LED Lights | 5 | 0 | 0 | 47.6 | 1 | Centro Campesino Farmworker Center Inc | 2023-11-17 | redacted
Low Income | Pipe Wrap | 40 | 0.01 | 0.03 | 143.65 | 1 | Centro Campesino Farmworker Center Inc | 2023-11-27 | redacted
Low Income | Low Flow Showerhead | 30 | 0.04 | 0.1 | 504.08 | 1 | Centro Campesino Farmworker Center Inc | 2023-11-27 | redacted
Low Income | Weather Strip/Caulk | 90 | 0.25 | 0.09 | 503.3 | 1 | Centro Campesino Farmworker Center Inc | 2023-11-27 | redacted
Low Income | Faucet Aerators | 10 | 0 | 0.02 | 110.58 | 1 | Centro Campesino Farmworker Center Inc | 2023-11-27 | redacted
Low Income | LED Lights | 5 | 0 | 0 | 47.6 | 1 | Centro Campesino Farmworker Center Inc | 2023-11-27 | redacted
Low Income | Pipe Wrap | 40 | 0.01 | 0.03 | 143.65 | 1 | Centro Campesino Farmworker Center Inc | 2023-11-27 | redacted
Low Income | Low Flow Showerhead | 30 | 0.04 | 0.1 | 504.08 | 1 | Centro Campesino Farmworker Center Inc | 2023-11-27 | redacted
Low Income | Weather Strip/Caulk | 90 | 0.25 | 0.09 | 503.3 | 1 | Centro Campesino Farmworker Center Inc | 2023-11-27 | redacted
Low Income | Faucet Aerators | 10 | 0 | 0.02 | 110.58 | 1 | Centro Campesino Farmworker Center Inc | 2023-11-27 | redacted
Low Income | LED Lights | 5 | 0 | 0 | 47.6 | 1 | Centro Campesino Farmworker Center Inc | 2023-11-27 | redacted
Low Income | Outdoor Coil Cleaning | 60 | 0.1 | 0 | 275 | 1 | Centro Campesino Farmworker Center Inc | 2023-03-16 | redacted
Low Income | Faucet Aerators | 10 | 0 | 0.02 | 110.58 | 1 | Centro Campesino Farmworker Center Inc | 2023-03-16 | redacted
Low Income | Weather Strip/Caulk | 90 | 0.25 | 0.09 | 503.3 | 1 | Centro Campesino Farmworker Center Inc | 2023-03-16 | redacted
Low Income | LED Lights | 5 | 0 | 0 | 47.6 | 1 | Centro Campesino Farmworker Center Inc | 2023-03-16 | redacted
Low Income | Faucet Aerators | 10 | 0 | 0.02 | 110.58 | 1 | Centro Campesino Farmworker Center Inc | 2023-03-16 | redacted
Low Income | Weather Strip/Caulk | 90 | 0.25 | 0.09 | 503.3 | 1 | Centro Campesino Farmworker Center Inc | 2023-03-16 | redacted
Low Income | LED Lights | 5 | 0 | 0 | 47.6 | 1 | Centro Campesino Farmworker Center Inc | 2023-03-16 | redacted
Low Income | Pipe Wrap | 40 | 0.01 | 0.03 | 143.65 | 1 | Centro Campesino Farmworker Center Inc | 2023-03-16 | redacted
Low Income | Faucet Aerators | 10 | 0 | 0.02 | 110.58 | 1 | Centro Campesino Farmworker Center Inc | 2023-03-16 | redacted
Low Income | Weather Strip/Caulk | 90 | 0.25 | 0.09 | 503.3 | 1 | Centro Campesino Farmworker Center Inc | 2023-03-16 | redacted
Low Income | LED Lights | 5 | 0 | 0 | 47.6 | 1 | Centro Campesino Farmworker Center Inc | 2023-03-16 | redacted
Low Income | Pipe Wrap | 40 | 0.01 | 0.03 | 143.65 | 1 | Centro Campesino Farmworker Center Inc | 2023-03-16 | redacted
Low Income | Low Flow Showerhead | 30 | 0.04 | 0.1 | 504.08 | 1 | Centro Campesino Farmworker Center Inc | 2023-03-16 | redacted
Low Income | Faucet Aerators | 10 | 0 | 0.02 | 110.58 | 1 | Centro Campesino Farmworker Center Inc | 2023-03-16 | redacted
Low Income | Weather Strip/Caulk | 90 | 0.25 | 0.09 | 503.3 | 1 | Centro Campesino Farmworker Center Inc | 2023-03-16 | redacted
Low Income | LED Lights | 5 | 0 | 0 | 47.6 | 1 | Centro Campesino Farmworker Center Inc | 2023-03-16 | redacted
Low Income | Pipe Wrap | 40 | 0.01 | 0.03 | 143.65 | 1 | Centro Campesino Farmworker Center Inc | 2023-03-16 | redacted
Low Income | Faucet Aerators | 10 | 0 | 0.02 | 110.58 | 1 | Centro Campesino Farmworker Center Inc | 2023-03-16 | redacted
Low Income | Weather Strip/Caulk | 90 | 0.25 | 0.09 | 503.3 | 1 | Centro Campesino Farmworker Center Inc | 2023-03-16 | redacted
Low Income | LED Lights | 5 | 0 | 0 | 47.6 | 1 | Centro Campesino Farmworker Center Inc | 2023-03-16 | redacted
Low Income | Pipe Wrap | 40 | 0.01 | 0.03 | 143.65 | 1 | Centro Campesino Farmworker Center Inc | 2023-03-16 | redacted
Low Income | Low Flow Showerhead | 30 | 0.04 | 0.1 | 504.08 | 1 | Centro Campesino Farmworker Center Inc | 2023-03-16 | redacted
Low Income | Weather Strip/Caulk | 90 | 0.25 | 0.09 | 503.3 | 1 | Centro Campesino Farmworker Center Inc | 2023-03-16 | redacted
Low Income | LED Lights | 5 | 0 | 0 | 47.6 | 1 | Centro Campesino Farmworker Center Inc | 2023-03-16 | redacted
Low Income | Pipe Wrap | 40 | 0.01 | 0.03 | 143.65 | 1 | Centro Campesino Farmworker Center Inc | 2023-03-16 | redacted
Low Income | Weather Strip/Caulk | 90 | 0.25 | 0.09 | 503.3 | 1 | Centro Campesino Farmworker Center Inc | 2023-03-16 | redacted
Low Income | LED Lights | 5 | 0 | 0 | 47.6 | 1 | Centro Campesino Farmworker Center Inc | 2023-03-16 | redacted
Low Income | Faucet Aerators | 10 | 0 | 0.02 | 110.58 | 1 | Centro Campesino Farmworker Center Inc | 2023-03-16 | redacted
Low Income | Weather Strip/Caulk | 90 | 0.25 | 0.09 | 503.3 | 1 | Centro Campesino Farmworker Center Inc | 2023-03-16 | redacted
Low Income | LED Lights | 5 | 0 | 0 | 47.6 | 1 | Centro Campesino Farmworker Center Inc | 2023-03-16 | redacted
Low Income | Pipe Wrap | 40 | 0.01 | 0.03 | 143.65 | 1 | Centro Campesino Farmworker Center Inc | 2023-03-16 | redacted
Low Income | HVAC Inspection | 80 | 0.17 | 0 | 268.73 | 1 | Centro Campesino Farmworker Center Inc | 2023-03-16 | redacted
Low Income | Low Flow Showerhead | 30 | 0.04 | 0.1 | 504.08 | 1 | Centro Campesino Farmworker Center Inc | 2023-03-16 | redacted
Low Income | Weather Strip/Caulk | 90 | 0.25 | 0.09 | 503.3 | 1 | Centro Campesino Farmworker Center Inc | 2023-03-16 | redacted
Low Income | Outdoor Coil Cleaning | 60 | 0.1 | 0 | 275 | 1 | Centro Campesino Farmworker Center Inc | 2023-03-16 | redacted
Low Income | LED Lights | 5 | 0 | 0 | 47.6 | 1 | Centro Campesino Farmworker Center Inc | 2023-03-16 | redacted
Low Income | Pipe Wrap | 40 | 0.01 | 0.03 | 143.65 | 1 | Centro Campesino Farmworker Center Inc | 2023-03-16 | redacted
Low Income | Low Flow Showerhead | 30 | 0.04 | 0.1 | 504.08 | 1 | Centro Campesino Farmworker Center Inc | 2023-03-16 | redacted
Low Income | Faucet Aerators | 10 | 0 | 0.02 | 110.58 | 1 | Centro Campesino Farmworker Center Inc | 2023-03-16 | redacted
Low Income | Outdoor Coil Cleaning | 60 | 0.1 | 0 | 275 | 1 | Centro Campesino Farmworker Center Inc | 2023-03-16 | redacted
Low Income | LED Lights | 5 | 0 | 0 | 47.6 | 1 | Centro Campesino Farmworker Center Inc | 2023-03-16 | redacted
Low Income | Pipe Wrap | 40 | 0.01 | 0.03 | 143.65 | 1 | Centro Campesino Farmworker Center Inc | 2023-03-16 | redacted
Low Income | Low Flow Showerhead | 30 | 0.04 | 0.1 | 504.08 | 1 | Centro Campesino Farmworker Center Inc | 2023-03-16 | redacted
Low Income | Faucet Aerators | 10 | 0 | 0.02 | 110.58 | 1 | Centro Campesino Farmworker Center Inc | 2023-03-16 | redacted
Low Income | Weather Strip/Caulk | 90 | 0.25 | 0.09 | 503.3 | 1 | Centro Campesino Farmworker Center Inc | 2023-03-16 | redacted
Low Income | Faucet Aerators | 10 | 0 | 0.02 | 110.58 | 1 | Centro Campesino Farmworker Center Inc | 2023-01-31 | redacted
Low Income | Weather Strip/Caulk | 90 | 0.25 | 0.09 | 503.3 | 1 | Centro Campesino Farmworker Center Inc | 2023-01-31 | redacted
Low Income | LED Lights | 5 | 0 | 0 | 47.6 | 1 | Centro Campesino Farmworker Center Inc | 2023-01-31 | redacted
Low Income | Pipe Wrap | 40 | 0.01 | 0.03 | 143.65 | 1 | Centro Campesino Farmworker Center Inc | 2023-01-31 | redacted
Low Income | Weather Strip/Caulk | 90 | 0.25 | 0.09 | 503.3 | 1 | Centro Campesino Farmworker Center Inc | 2023-01-31 | redacted
Low Income | LED Lights | 5 | 0 | 0 | 47.6 | 1 | Centro Campesino Farmworker Center Inc | 2023-01-31 | redacted
Low Income | Pipe Wrap | 40 | 0.01 | 0.03 | 143.65 | 1 | Centro Campesino Farmworker Center Inc | 2023-01-31 | redacted
Low Income | Weather Strip/Caulk | 90 | 0.25 | 0.09 | 503.3 | 1 | Centro Campesino Farmworker Center Inc | 2023-01-31 | redacted
Low Income | LED Lights | 5 | 0 | 0 | 47.6 | 1 | Centro Campesino Farmworker Center Inc | 2023-01-31 | redacted
Low Income | Pipe Wrap | 40 | 0.01 | 0.03 | 143.65 | 1 | Centro Campesino Farmworker Center Inc | 2023-01-31 | redacted
Low Income | Faucet Aerators | 10 | 0 | 0.02 | 110.58 | 1 | Centro Campesino Farmworker Center Inc | 2023-01-31 | redacted
Low Income | Weather Strip/Caulk | 90 | 0.25 | 0.09 | 503.3 | 1 | Centro Campesino Farmworker Center Inc | 2023-01-31 | redacted
Low Income | LED Lights | 5 | 0 | 0 | 47.6 | 1 | Centro Campesino Farmworker Center Inc | 2023-01-31 | redacted
Low Income | Pipe Wrap | 40 | 0.01 | 0.03 | 143.65 | 1 | Centro Campesino Farmworker Center Inc | 2023-01-31 | redacted
Low Income | Low Flow Showerhead | 30 | 0.04 | 0.1 | 504.08 | 1 | Centro Campesino Farmworker Center Inc | 2023-01-31 | redacted
Low Income | Faucet Aerators | 10 | 0 | 0.02 | 110.58 | 1 | Centro Campesino Farmworker Center Inc | 2023-01-31 | redacted
Low Income | Weather Strip/Caulk | 90 | 0.25 | 0.09 | 503.3 | 1 | Centro Campesino Farmworker Center Inc | 2023-01-31 | redacted
Low Income | LED Lights | 5 | 0 | 0 | 47.6 | 1 | Centro Campesino Farmworker Center Inc | 2023-01-31 | redacted
Low Income | Pipe Wrap | 40 | 0.01 | 0.03 | 143.65 | 1 | Centro Campesino Farmworker Center Inc | 2023-01-31 | redacted
Low Income | Faucet Aerators | 10 | 0 | 0.02 | 110.58 | 1 | Centro Campesino Farmworker Center Inc | 2023-01-31 | redacted
Low Income | Weather Strip/Caulk | 90 | 0.25 | 0.09 | 503.3 | 1 | Centro Campesino Farmworker Center Inc | 2023-01-31 | redacted
Low Income | LED Lights | 5 | 0 | 0 | 47.6 | 1 | Centro Campesino Farmworker Center Inc | 2023-01-31 | redacted
Low Income | Pipe Wrap | 40 | 0.01 | 0.03 | 143.65 | 1 | Centro Campesino Farmworker Center Inc | 2023-01-31 | redacted
Low Income | Low Flow Showerhead | 30 | 0.04 | 0.1 | 504.08 | 1 | Centro Campesino Farmworker Center Inc | 2023-01-31 | redacted
Low Income | Weather Strip/Caulk | 90 | 0.25 | 0.09 | 503.3 | 1 | Centro Campesino Farmworker Center Inc | 2023-01-31 | redacted
Low Income | LED Lights | 5 | 0 | 0 | 47.6 | 1 | Centro Campesino Farmworker Center Inc | 2023-01-31 | redacted
Low Income | HVAC Inspection | 80 | 0.17 | 0 | 268.73 | 1 | Centro Campesino Farmworker Center Inc | 2023-01-31 | redacted
Low Income | Weather Strip/Caulk | 90 | 0.25 | 0.09 | 503.3 | 1 | Centro Campesino Farmworker Center Inc | 2023-01-31 | redacted
Low Income | Outdoor Coil Cleaning | 60 | 0.1 | 0 | 275 | 1 | Centro Campesino Farmworker Center Inc | 2023-01-31 | redacted
Low Income | LED Lights | 5 | 0 | 0 | 47.6 | 1 | Centro Campesino Farmworker Center Inc | 2023-01-31 | redacted
Low Income | Pipe Wrap | 40 | 0.01 | 0.03 | 143.65 | 1 | Centro Campesino Farmworker Center Inc | 2023-01-31 | redacted
Low Income | Weather Strip/Caulk | 90 | 0.25 | 0.09 | 503.3 | 1 | Centro Campesino Farmworker Center Inc | 2023-01-31 | redacted
Low Income | LED Lights | 5 | 0 | 0 | 47.6 | 1 | Centro Campesino Farmworker Center Inc | 2023-01-31 | redacted
Low Income | Pipe Wrap | 40 | 0.01 | 0.03 | 143.65 | 1 | Centro Campesino Farmworker Center Inc | 2023-01-31 | redacted
Low Income - Power to Save | Outdoor Coil Cleaning | 0 | 0.1 | 0 | 275 | 1 | Honeywell | 2023-12-21 | redacted
Low Income - Power to Save | HVAC Inspection | 0 | 0.17 | 0 | 268.73 | 1 | Honeywell | 2023-12-21 | redacted
Low Income - Power to Save | Low Flow Showerhead | 0 | 0.04 | 0.1 | 504.08 | 1 | Honeywell | 2023-12-21 | redacted
Low Income - Power to Save | LI - DUCT | 0 | 0.4 | 0.12 | 775.77 | 1 | Honeywell | 2023-12-21 | redacted
Low Income - Power to Save | LED Lights | 0 | 0 | 0 | 47.6 | 1 | Honeywell | 2023-12-21 | redacted
Low Income - Power to Save | Weather Strip/Caulk | 0 | 0.25 | 0.09 | 503.3 | 1 | Honeywell | 2023-12-12 | redacted
Low Income - Power to Save | Faucet Aerators | 0 | 0 | 0.02 | 110.58 | 1 | Honeywell | 2023-12-12 | redacted
Low Income - Power to Save | Low Flow Showerhead | 0 | 0.04 | 0.1 | 504.08 | 1 | Honeywell | 2023-12-12 | redacted
Low Income - Power to Save | LED Lights | 0 | 0 | 0 | 47.6 | 1 | Honeywell | 2023-12-12 | redacted
Low Income - Power to Save | Weather Strip/Caulk | 0 | 0.25 | 0.09 | 503.3 | 1 | Honeywell | 2023-12-19 | redacted
Low Income - Power to Save | LED Lights | 0 | 0 | 0 | 47.6 | 1 | Honeywell | 2023-12-19 | redacted
Low Income - Power to Save | Weather Strip/Caulk | 0 | 0.25 | 0.09 | 503.3 | 1 | Honeywell | 2023-12-11 | redacted
Low Income - Power to Save | Pipe Wrap | 0 | 0.01 | 0.03 | 143.65 | 1 | Honeywell | 2023-12-11 | redacted
Low Income - Power to Save | Outdoor Coil Cleaning | 0 | 0.1 | 0 | 275 | 1 | Honeywell | 2023-12-11 | redacted
Low Income - Power to Save | HVAC Inspection | 0 | 0.17 | 0 | 268.73 | 1 | Honeywell | 2023-12-11 | redacted
Low Income - Power to Save | Low Flow Showerhead | 0 | 0.04 | 0.1 | 504.08 | 1 | Honeywell | 2023-12-11 | redacted
Low Income - Power to Save | LI - DUCT | 0 | 0.4 | 0.12 | 775.77 | 1 | Honeywell | 2023-12-11 | redacted
Low Income - Power to Save | LED Lights | 0 | 0 | 0 | 47.6 | 1 | Honeywell | 2023-12-11 | redacted
Low Income - Power to Save | Outdoor Coil Cleaning | 0 | 0.1 | 0 | 275 | 1 | Honeywell | 2023-12-19 | redacted
Low Income - Power to Save | LED Lights | 0 | 0 | 0 | 47.6 | 1 | Honeywell | 2023-12-19 | redacted
Low Income - Power to Save | Weather Strip/Caulk | 0 | 0.25 | 0.09 | 503.3 | 1 | Honeywell | 2023-12-11 | redacted
Low Income - Power to Save | Outdoor Coil Cleaning | 0 | 0.1 | 0 | 275 | 1 | Honeywell | 2023-12-11 | redacted
Low Income - Power to Save | HVAC Inspection | 0 | 0.17 | 0 | 268.73 | 1 | Honeywell | 2023-12-11 | redacted
Low Income - Power to Save | Faucet Aerators | 0 | 0 | 0.02 | 110.58 | 1 | Honeywell | 2023-12-11 | redacted
Low Income - Power to Save | LI - DUCT | 0 | 0.4 | 0.12 | 775.77 | 1 | Honeywell | 2023-12-11 | redacted
Low Income - Power to Save | LED Lights | 0 | 0 | 0 | 47.6 | 1 | Honeywell | 2023-12-11 | redacted
Low Income - Power to Save | Weather Strip/Caulk | 0 | 0.25 | 0.09 | 503.3 | 1 | Honeywell | 2023-12-12 | redacted
Low Income - Power to Save | Pipe Wrap | 0 | 0.01 | 0.03 | 143.65 | 1 | Honeywell | 2023-12-12 | redacted
Low Income - Power to Save | Outdoor Coil Cleaning | 0 | 0.1 | 0 | 275 | 1 | Honeywell | 2023-12-12 | redacted
Low Income - Power to Save | HVAC Inspection | 0 | 0.17 | 0 | 268.73 | 1 | Honeywell | 2023-12-12 | redacted
Low Income - Power to Save | Low Flow Showerhead | 0 | 0.04 | 0.1 | 504.08 | 1 | Honeywell | 2023-12-12 | redacted
Low Income - Power to Save | LI - DUCT | 0 | 0.4 | 0.12 | 775.77 | 1 | Honeywell | 2023-12-12 | redacted
Low Income - Power to Save | LED Lights | 0 | 0 | 0 | 47.6 | 1 | Honeywell | 2023-12-12 | redacted
Low Income - Power to Save | Pipe Wrap | 0 | 0.01 | 0.03 | 143.65 | 1 | Honeywell | 2023-12-21 | redacted
Low Income - Power to Save | Outdoor Coil Cleaning | 0 | 0.1 | 0 | 275 | 1 | Honeywell | 2023-12-21 | redacted
Low Income - Power to Save | HVAC Inspection | 0 | 0.17 | 0 | 268.73 | 1 | Honeywell | 2023-12-21 | redacted
Low Income - Power to Save | Low Flow Showerhead | 0 | 0.04 | 0.1 | 504.08 | 1 | Honeywell | 2023-12-21 | redacted
Low Income - Power to Save | LI - DUCT | 0 | 0.4 | 0.12 | 775.77 | 1 | Honeywell | 2023-12-21 | redacted
Low Income - Power to Save | LED Lights | 0 | 0 | 0 | 47.6 | 1 | Honeywell | 2023-12-21 | redacted
Low Income - Power to Save | Weather Strip/Caulk | 0 | 0.25 | 0.09 | 503.3 | 1 | Honeywell | 2023-12-22 | redacted
Low Income - Power to Save | Pipe Wrap | 0 | 0.01 | 0.03 | 143.65 | 1 | Honeywell | 2023-12-22 | redacted
Low Income - Power to Save | Outdoor Coil Cleaning | 0 | 0.1 | 0 | 275 | 1 | Honeywell | 2023-12-22 | redacted
Low Income - Power to Save | HVAC Inspection | 0 | 0.17 | 0 | 268.73 | 1 | Honeywell | 2023-12-22 | redacted
Low Income - Power to Save | Faucet Aerators | 0 | 0 | 0.02 | 110.58 | 1 | Honeywell | 2023-12-22 | redacted
Low Income - Power to Save | Low Flow Showerhead | 0 | 0.04 | 0.1 | 504.08 | 1 | Honeywell | 2023-12-22 | redacted
Low Income - Power to Save | LI - DUCT | 0 | 0.4 | 0.12 | 775.77 | 1 | Honeywell | 2023-12-22 | redacted
Low Income - Power to Save | LED Lights | 0 | 0 | 0 | 47.6 | 1 | Honeywell | 2023-12-22 | redacted
Low Income - Power to Save | Faucet Aerators | 0 | 0 | 0.02 | 110.58 | 1 | Honeywell | 2023-12-20 | redacted
Low Income - Power to Save | Low Flow Showerhead | 0 | 0.04 | 0.1 | 504.08 | 1 | Honeywell | 2023-12-20 | redacted
Low Income - Power to Save | LED Lights | 0 | 0 | 0 | 47.6 | 1 | Honeywell | 2023-12-20 | redacted
Low Income - Power to Save | Weather Strip/Caulk | 0 | 0.25 | 0.09 | 503.3 | 1 | Honeywell | 2023-12-11 | redacted
Low Income - Power to Save | Outdoor Coil Cleaning | 0 | 0.1 | 0 | 275 | 1 | Honeywell | 2023-12-11 | redacted
Low Income - Power to Save | Low Flow Showerhead | 0 | 0.04 | 0.1 | 504.08 | 1 | Honeywell | 2023-12-11 | redacted
Low Income - Power to Save | LED Lights | 0 | 0 | 0 | 47.6 | 1 | Honeywell | 2023-12-11 | redacted
Low Income - Power to Save | Pipe Wrap | 0 | 0.01 | 0.03 | 143.65 | 1 | Honeywell | 2023-12-21 | redacted
Low Income - Power to Save | Outdoor Coil Cleaning | 0 | 0.1 | 0 | 275 | 1 | Honeywell | 2023-12-21 | redacted
Low Income - Power to Save | HVAC Inspection | 0 | 0.17 | 0 | 268.73 | 1 | Honeywell | 2023-12-21 | redacted
Low Income - Power to Save | LI - DUCT | 0 | 0.4 | 0.12 | 775.77 | 1 | Honeywell | 2023-12-21 | redacted
Low Income - Power to Save | LED Lights | 0 | 0 | 0 | 47.6 | 1 | Honeywell | 2023-12-21 | redacted
Low Income - Power to Save | Weather Strip/Caulk | 0 | 0.25 | 0.09 | 503.3 | 1 | Honeywell | 2023-12-11 | redacted
Low Income - Power to Save | Outdoor Coil Cleaning | 0 | 0.1 | 0 | 275 | 1 | Honeywell | 2023-12-11 | redacted
Low Income - Power to Save | HVAC Inspection | 0 | 0.17 | 0 | 268.73 | 1 | Honeywell | 2023-12-11 | redacted
Low Income - Power to Save | Faucet Aerators | 0 | 0 | 0.02 | 110.58 | 1 | Honeywell | 2023-12-11 | redacted
Low Income - Power to Save | Low Flow Showerhead | 0 | 0.04 | 0.1 | 504.08 | 1 | Honeywell | 2023-12-11 | redacted
Low Income - Power to Save | LI - DUCT | 0 | 0.4 | 0.12 | 775.77 | 1 | Honeywell | 2023-12-11 | redacted
Low Income - Power to Save | LED Lights | 0 | 0 | 0 | 47.6 | 1 | Honeywell | 2023-12-11 | redacted
Low Income - Power to Save | Weather Strip/Caulk | 0 | 0.25 | 0.09 | 503.3 | 1 | Honeywell | 2023-12-11 | redacted
Low Income - Power to Save | Pipe Wrap | 0 | 0.01 | 0.03 | 143.65 | 1 | Honeywell | 2023-12-11 | redacted
Low Income - Power to Save | Outdoor Coil Cleaning | 0 | 0.1 | 0 | 275 | 1 | Honeywell | 2023-12-11 | redacted
Low Income - Power to Save | HVAC Inspection | 0 | 0.17 | 0 | 268.73 | 1 | Honeywell | 2023-12-11 | redacted
Low Income - Power to Save | Faucet Aerators | 0 | 0 | 0.02 | 110.58 | 1 | Honeywell | 2023-12-11 | redacted
Low Income - Power to Save | LI - DUCT | 0 | 0.4 | 0.12 | 775.77 | 1 | Honeywell | 2023-12-11 | redacted
Low Income - Power to Save | LED Lights | 0 | 0 | 0 | 47.6 | 1 | Honeywell | 2023-12-11 | redacted
Low Income - Power to Save | Weather Strip/Caulk | 0 | 0.25 | 0.09 | 503.3 | 1 | Honeywell | 2023-12-11 | redacted
Low Income - Power to Save | Outdoor Coil Cleaning | 0 | 0.1 | 0 | 275 | 1 | Honeywell | 2023-12-11 | redacted
Low Income - Power to Save | HVAC Inspection | 0 | 0.17 | 0 | 268.73 | 1 | Honeywell | 2023-12-11 | redacted
Low Income - Power to Save | LED Lights | 0 | 0 | 0 | 47.6 | 1 | Honeywell | 2023-12-11 | redacted
Low Income - Power to Save | Weather Strip/Caulk | 0 | 0.25 | 0.09 | 503.3 | 1 | Honeywell | 2023-12-13 | redacted
Low Income - Power to Save | Outdoor Coil Cleaning | 0 | 0.1 | 0 | 275 | 1 | Honeywell | 2023-12-13 | redacted
Low Income - Power to Save | Low Flow Showerhead | 0 | 0.04 | 0.1 | 504.08 | 1 | Honeywell | 2023-12-13 | redacted
Low Income - Power to Save | LED Lights | 0 | 0 | 0 | 47.6 | 1 | Honeywell | 2023-12-13 | redacted
Low Income - Power to Save | Outdoor Coil Cleaning | 0 | 0.1 | 0 | 275 | 1 | Honeywell | 2023-12-19 | redacted
Low Income - Power to Save | HVAC Inspection | 0 | 0.17 | 0 | 268.73 | 1 | Honeywell | 2023-12-19 | redacted
Low Income - Power to Save | Low Flow Showerhead | 0 | 0.04 | 0.1 | 504.08 | 1 | Honeywell | 2023-12-19 | redacted
Low Income - Power to Save | LI - DUCT | 0 | 0.4 | 0.12 | 775.77 | 1 | Honeywell | 2023-12-19 | redacted
Low Income - Power to Save | LED Lights | 0 | 0 | 0 | 47.6 | 1 | Honeywell | 2023-12-19 | redacted
Low Income - Power to Save | Weather Strip/Caulk | 0 | 0.25 | 0.09 | 503.3 | 1 | Honeywell | 2023-12-19 | redacted
Low Income - Power to Save | Outdoor Coil Cleaning | 0 | 0.1 | 0 | 275 | 1 | Honeywell | 2023-12-19 | redacted
Low Income - Power to Save | Faucet Aerators | 0 | 0 | 0.02 | 110.58 | 1 | Honeywell | 2023-12-19 | redacted
Low Income - Power to Save | Low Flow Showerhead | 0 | 0.04 | 0.1 | 504.08 | 1 | Honeywell | 2023-12-19 | redacted
Low Income - Power to Save | LED Lights | 0 | 0 | 0 | 47.6 | 1 | Honeywell | 2023-12-19 | redacted
Low Income - Power to Save | Weather Strip/Caulk | 0 | 0.25 | 0.09 | 503.3 | 1 | Honeywell | 2023-12-20 | redacted
Low Income - Power to Save | Outdoor Coil Cleaning | 0 | 0.1 | 0 | 275 | 1 | Honeywell | 2023-12-20 | redacted
Low Income - Power to Save | Low Flow Showerhead | 0 | 0.04 | 0.1 | 504.08 | 1 | Honeywell | 2023-12-20 | redacted
Low Income - Power to Save | LED Lights | 0 | 0 | 0 | 47.6 | 1 | Honeywell | 2023-12-20 | redacted
Low Income - Power to Save | Weather Strip/Caulk | 0 | 0.25 | 0.09 | 503.3 | 1 | Honeywell | 2023-12-19 | redacted
Low Income - Power to Save | Outdoor Coil Cleaning | 0 | 0.1 | 0 | 275 | 1 | Honeywell | 2023-12-19 | redacted
Low Income - Power to Save | Faucet Aerators | 0 | 0 | 0.02 | 110.58 | 1 | Honeywell | 2023-12-19 | redacted
Low Income - Power to Save | Low Flow Showerhead | 0 | 0.04 | 0.1 | 504.08 | 1 | Honeywell | 2023-12-19 | redacted
Low Income - Power to Save | LED Lights | 0 | 0 | 0 | 47.6 | 1 | Honeywell | 2023-12-19 | redacted
Low Income - Power to Save | Weather Strip/Caulk | 0 | 0.25 | 0.09 | 503.3 | 1 | Honeywell | 2023-12-19 | redacted
Low Income - Power to Save | Outdoor Coil Cleaning | 0 | 0.1 | 0 | 275 | 1 | Honeywell | 2023-12-19 | redacted
Low Income - Power to Save | HVAC Inspection | 0 | 0.17 | 0 | 268.73 | 1 | Honeywell | 2023-12-19 | redacted
Low Income - Power to Save | Low Flow Showerhead | 0 | 0.04 | 0.1 | 504.08 | 1 | Honeywell | 2023-12-19 | redacted
Low Income - Power to Save | LI - DUCT | 0 | 0.4 | 0.12 | 775.77 | 1 | Honeywell | 2023-12-19 | redacted
Low Income - Power to Save | LED Lights | 0 | 0 | 0 | 47.6 | 1 | Honeywell | 2023-12-19 | redacted
Low Income - Power to Save | Pipe Wrap | 0 | 0.01 | 0.03 | 143.65 | 1 | Honeywell | 2023-12-19 | redacted
Low Income - Power to Save | Outdoor Coil Cleaning | 0 | 0.1 | 0 | 275 | 1 | Honeywell | 2023-12-19 | redacted
Low Income - Power to Save | HVAC Inspection | 0 | 0.17 | 0 | 268.73 | 1 | Honeywell | 2023-12-19 | redacted
Low Income - Power to Save | Low Flow Showerhead | 0 | 0.04 | 0.1 | 504.08 | 1 | Honeywell | 2023-12-19 | redacted
Low Income - Power to Save | LED Lights | 0 | 0 | 0 | 47.6 | 1 | Honeywell | 2023-12-19 | redacted
Low Income - Power to Save | Weather Strip/Caulk | 0 | 0.25 | 0.09 | 503.3 | 1 | Honeywell | 2023-12-21 | redacted
Low Income - Power to Save | Pipe Wrap | 0 | 0.01 | 0.03 | 143.65 | 1 | Honeywell | 2023-12-21 | redacted
Low Income - Power to Save | Outdoor Coil Cleaning | 0 | 0.1 | 0 | 275 | 1 | Honeywell | 2023-12-21 | redacted
Low Income - Power to Save | HVAC Inspection | 0 | 0.17 | 0 | 268.73 | 1 | Honeywell | 2023-12-21 | redacted
Low Income - Power to Save | LI - DUCT | 0 | 0.4 | 0.12 | 775.77 | 1 | Honeywell | 2023-12-21 | redacted
Low Income - Power to Save | LED Lights | 0 | 0 | 0 | 47.6 | 1 | Honeywell | 2023-12-21 | redacted
Low Income - Power to Save | Weather Strip/Caulk | 0 | 0.25 | 0.09 | 503.3 | 1 | Honeywell | 2023-12-19 | redacted
Low Income - Power to Save | Pipe Wrap | 0 | 0.01 | 0.03 | 143.65 | 1 | Honeywell | 2023-12-19 | redacted
Low Income - Power to Save | Outdoor Coil Cleaning | 0 | 0.1 | 0 | 275 | 1 | Honeywell | 2023-12-19 | redacted
Low Income - Power to Save | HVAC Inspection | 0 | 0.17 | 0 | 268.73 | 1 | Honeywell | 2023-12-19 | redacted
Low Income - Power to Save | Faucet Aerators | 0 | 0 | 0.02 | 110.58 | 1 | Honeywell | 2023-12-19 | redacted
Low Income - Power to Save | Low Flow Showerhead | 0 | 0.04 | 0.1 | 504.08 | 1 | Honeywell | 2023-12-19 | redacted
Low Income - Power to Save | LI - DUCT | 0 | 0.4 | 0.12 | 775.77 | 1 | Honeywell | 2023-12-19 | redacted
Low Income - Power to Save | LED Lights | 0 | 0 | 0 | 47.6 | 1 | Honeywell | 2023-12-19 | redacted
Low Income - Power to Save | Weather Strip/Caulk | 0 | 0.25 | 0.09 | 503.3 | 1 | Honeywell | 2023-12-22 | redacted
Low Income - Power to Save | Faucet Aerators | 0 | 0 | 0.02 | 110.58 | 1 | Honeywell | 2023-12-22 | redacted
Low Income - Power to Save | Low Flow Showerhead | 0 | 0.04 | 0.1 | 504.08 | 1 | Honeywell | 2023-12-22 | redacted
Low Income - Power to Save | LED Lights | 0 | 0 | 0 | 47.6 | 1 | Honeywell | 2023-12-22 | redacted
Low Income - Power to Save | LED Lights | 0 | 0 | 0 | 47.6 | 1 | Honeywell | 2023-12-11 | redacted
Low Income - Power to Save | Weather Strip/Caulk | 0 | 0.25 | 0.09 | 503.3 | 1 | Honeywell | 2023-12-08 | redacted
Low Income - Power to Save | HVAC Inspection | 0 | 0.17 | 0 | 268.73 | 1 | Honeywell | 2023-12-08 | redacted
Low Income - Power to Save | Low Flow Showerhead | 0 | 0.04 | 0.1 | 504.08 | 1 | Honeywell | 2023-12-08 | redacted
Low Income - Power to Save | LED Lights | 0 | 0 | 0 | 47.6 | 1 | Honeywell | 2023-12-08 | redacted
Low Income - Power to Save | Outdoor Coil Cleaning | 0 | 0.1 | 0 | 275 | 1 | Honeywell | 2023-12-08 | redacted
Low Income - Power to Save | Faucet Aerators | 0 | 0 | 0.02 | 110.58 | 1 | Honeywell | 2023-12-08 | redacted
Low Income - Power to Save | Low Flow Showerhead | 0 | 0.04 | 0.1 | 504.08 | 1 | Honeywell | 2023-12-08 | redacted
Low Income - Power to Save | LED Lights | 0 | 0 | 0 | 47.6 | 1 | Honeywell | 2023-12-08 | redacted
Low Income - Power to Save | Weather Strip/Caulk | 0 | 0.25 | 0.09 | 503.3 | 1 | Honeywell | 2023-12-18 | redacted
Low Income - Power to Save | LED Lights | 0 | 0 | 0 | 47.6 | 1 | Honeywell | 2023-12-18 | redacted
Low Income - Power to Save | Weather Strip/Caulk | 0 | 0.25 | 0.09 | 503.3 | 1 | Honeywell | 2023-12-11 | redacted
Low Income - Power to Save | Outdoor Coil Cleaning | 0 | 0.1 | 0 | 275 | 1 | Honeywell | 2023-12-11 | redacted
Low Income - Power to Save | HVAC Inspection | 0 | 0.17 | 0 | 268.73 | 1 | Honeywell | 2023-12-11 | redacted
Low Income - Power to Save | Low Flow Showerhead | 0 | 0.04 | 0.1 | 504.08 | 1 | Honeywell | 2023-12-11 | redacted
Low Income - Power to Save | LI - DUCT | 0 | 0.4 | 0.12 | 775.77 | 1 | Honeywell | 2023-12-11 | redacted
Low Income - Power to Save | LED Lights | 0 | 0 | 0 | 47.6 | 1 | Honeywell | 2023-12-11 | redacted
Low Income - Power to Save | Weather Strip/Caulk | 0 | 0.25 | 0.09 | 503.3 | 1 | Honeywell | 2023-12-21 | redacted
Low Income - Power to Save | Outdoor Coil Cleaning | 0 | 0.1 | 0 | 275 | 1 | Honeywell | 2023-12-21 | redacted
Low Income - Power to Save | Faucet Aerators | 0 | 0 | 0.02 | 110.58 | 1 | Honeywell | 2023-12-21 | redacted
Low Income - Power to Save | Low Flow Showerhead | 0 | 0.04 | 0.1 | 504.08 | 1 | Honeywell | 2023-12-21 | redacted
Low Income - Power to Save | LED Lights | 0 | 0 | 0 | 47.6 | 1 | Honeywell | 2023-12-21 | redacted
Low Income - Power to Save | Weather Strip/Caulk | 0 | 0.25 | 0.09 | 503.3 | 1 | Honeywell | 2023-12-13 | redacted
Low Income - Power to Save | Pipe Wrap | 0 | 0.01 | 0.03 | 143.65 | 1 | Honeywell | 2023-12-13 | redacted
Low Income - Power to Save | Outdoor Coil Cleaning | 0 | 0.1 | 0 | 275 | 1 | Honeywell | 2023-12-13 | redacted
Low Income - Power to Save | HVAC Inspection | 0 | 0.17 | 0 | 268.73 | 1 | Honeywell | 2023-12-13 | redacted
Low Income - Power to Save | Faucet Aerators | 0 | 0 | 0.02 | 110.58 | 1 | Honeywell | 2023-12-13 | redacted
Low Income - Power to Save | LI - DUCT | 0 | 0.4 | 0.12 | 775.77 | 1 | Honeywell | 2023-12-13 | redacted
Low Income - Power to Save | LED Lights | 0 | 0 | 0 | 47.6 | 1 | Honeywell | 2023-12-13 | redacted
Low Income - Power to Save | Weather Strip/Caulk | 0 | 0.25 | 0.09 | 503.3 | 1 | Honeywell | 2023-12-12 | redacted
Low Income - Power to Save | Pipe Wrap | 0 | 0.01 | 0.03 | 143.65 | 1 | Honeywell | 2023-12-12 | redacted
Low Income - Power to Save | Outdoor Coil Cleaning | 0 | 0.1 | 0 | 275 | 1 | Honeywell | 2023-12-12 | redacted
Low Income - Power to Save | HVAC Inspection | 0 | 0.17 | 0 | 268.73 | 1 | Honeywell | 2023-12-12 | redacted
Low Income - Power to Save | Faucet Aerators | 0 | 0 | 0.02 | 110.58 | 1 | Honeywell | 2023-12-12 | redacted
Low Income - Power to Save | LI - DUCT | 0 | 0.4 | 0.12 | 775.77 | 1 | Honeywell | 2023-12-12 | redacted
Low Income - Power to Save | LED Lights | 0 | 0 | 0 | 47.6 | 1 | Honeywell | 2023-12-12 | redacted
Low Income - Power to Save | Weather Strip/Caulk | 0 | 0.25 | 0.09 | 503.3 | 1 | Honeywell | 2023-12-19 | redacted
Low Income - Power to Save | Pipe Wrap | 0 | 0.01 | 0.03 | 143.65 | 1 | Honeywell | 2023-12-19 | redacted
Low Income - Power to Save | Outdoor Coil Cleaning | 0 | 0.1 | 0 | 275 | 1 | Honeywell | 2023-12-19 | redacted
Low Income - Power to Save | HVAC Inspection | 0 | 0.17 | 0 | 268.73 | 1 | Honeywell | 2023-12-19 | redacted
Low Income - Power to Save | Faucet Aerators | 0 | 0 | 0.02 | 110.58 | 1 | Honeywell | 2023-12-19 | redacted
Low Income - Power to Save | Low Flow Showerhead | 0 | 0.04 | 0.1 | 504.08 | 1 | Honeywell | 2023-12-19 | redacted
Low Income - Power to Save | LI - DUCT | 0 | 0.4 | 0.12 | 775.77 | 1 | Honeywell | 2023-12-19 | redacted
Low Income - Power to Save | LED Lights | 0 | 0 | 0 | 47.6 | 1 | Honeywell | 2023-12-19 | redacted
Low Income - Power to Save | Outdoor Coil Cleaning | 0 | 0.1 | 0 | 275 | 1 | Honeywell | 2023-12-11 | redacted
Low Income - Power to Save | Faucet Aerators | 0 | 0 | 0.02 | 110.58 | 1 | Honeywell | 2023-12-11 | redacted
Low Income - Power to Save | Low Flow Showerhead | 0 | 0.04 | 0.1 | 504.08 | 1 | Honeywell | 2023-12-11 | redacted
Low Income - Power to Save | LED Lights | 0 | 0 | 0 | 47.6 | 1 | Honeywell | 2023-12-11 | redacted
Low Income - Power to Save | Weather Strip/Caulk | 0 | 0.25 | 0.09 | 503.3 | 1 | Honeywell | 2023-12-08 | redacted
Low Income - Power to Save | LED Lights | 0 | 0 | 0 | 47.6 | 1 | Honeywell | 2023-12-08 | redacted
Low Income - Power to Save | Weather Strip/Caulk | 0 | 0.25 | 0.09 | 503.3 | 1 | Honeywell | 2023-12-22 | redacted
Low Income - Power to Save | Outdoor Coil Cleaning | 0 | 0.1 | 0 | 275 | 1 | Honeywell | 2023-12-22 | redacted
Low Income - Power to Save | HVAC Inspection | 0 | 0.17 | 0 | 268.73 | 1 | Honeywell | 2023-12-22 | redacted
Low Income - Power to Save | Low Flow Showerhead | 0 | 0.04 | 0.1 | 504.08 | 1 | Honeywell | 2023-12-22 | redacted
Low Income - Power to Save | LI - DUCT | 0 | 0.4 | 0.12 | 775.77 | 1 | Honeywell | 2023-12-22 | redacted
Low Income - Power to Save | LED Lights | 0 | 0 | 0 | 47.6 | 1 | Honeywell | 2023-12-22 | redacted
Low Income - Power to Save | Weather Strip/Caulk | 0 | 0.25 | 0.09 | 503.3 | 1 | Honeywell | 2023-12-19 | redacted
Low Income - Power to Save | Pipe Wrap | 0 | 0.01 | 0.03 | 143.65 | 1 | Honeywell | 2023-12-19 | redacted
Low Income - Power to Save | Outdoor Coil Cleaning | 0 | 0.1 | 0 | 275 | 1 | Honeywell | 2023-12-19 | redacted
Low Income - Power to Save | HVAC Inspection | 0 | 0.17 | 0 | 268.73 | 1 | Honeywell | 2023-12-19 | redacted
Low Income - Power to Save | Low Flow Showerhead | 0 | 0.04 | 0.1 | 504.08 | 1 | Honeywell | 2023-12-19 | redacted
Low Income - Power to Save | LI - DUCT | 0 | 0.4 | 0.12 | 775.77 | 1 | Honeywell | 2023-12-19 | redacted
Low Income - Power to Save | LED Lights | 0 | 0 | 0 | 47.6 | 1 | Honeywell | 2023-12-19 | redacted
Low Income - Power to Save | Weather Strip/Caulk | 0 | 0.25 | 0.09 | 503.3 | 1 | Honeywell | 2023-12-13 | redacted
Low Income - Power to Save | Faucet Aerators | 0 | 0 | 0.02 | 110.58 | 1 | Honeywell | 2023-12-13 | redacted
Low Income - Power to Save | LED Lights | 0 | 0 | 0 | 47.6 | 1 | Honeywell | 2023-12-13 | redacted
Low Income - Power to Save | Weather Strip/Caulk | 0 | 0.25 | 0.09 | 503.3 | 1 | Honeywell | 2023-12-22 | redacted
Low Income - Power to Save | HVAC Inspection | 0 | 0.17 | 0 | 268.73 | 1 | Honeywell | 2023-12-22 | redacted
Low Income - Power to Save | LED Lights | 0 | 0 | 0 | 47.6 | 1 | Honeywell | 2023-12-22 | redacted
Low Income - Power to Save | Weather Strip/Caulk | 0 | 0.25 | 0.09 | 503.3 | 1 | Honeywell | 2023-12-21 | redacted
Low Income - Power to Save | Pipe Wrap | 0 | 0.01 | 0.03 | 143.65 | 1 | Honeywell | 2023-12-21 | redacted
Low Income - Power to Save | Outdoor Coil Cleaning | 0 | 0.1 | 0 | 275 | 1 | Honeywell | 2023-12-21 | redacted
Low Income - Power to Save | HVAC Inspection | 0 | 0.17 | 0 | 268.73 | 1 | Honeywell | 2023-12-21 | redacted
Low Income - Power to Save | Low Flow Showerhead | 0 | 0.04 | 0.1 | 504.08 | 1 | Honeywell | 2023-12-21 | redacted
Low Income - Power to Save | LI - DUCT | 0 | 0.4 | 0.12 | 775.77 | 1 | Honeywell | 2023-12-21 | redacted
Low Income - Power to Save | LED Lights | 0 | 0 | 0 | 47.6 | 1 | Honeywell | 2023-12-21 | redacted
Low Income - Power to Save | Weather Strip/Caulk | 0 | 0.25 | 0.09 | 503.3 | 1 | Honeywell | 2023-12-22 | redacted
Low Income - Power to Save | Outdoor Coil Cleaning | 0 | 0.1 | 0 | 275 | 1 | Honeywell | 2023-12-22 | redacted
Low Income - Power to Save | Low Flow Showerhead | 0 | 0.04 | 0.1 | 504.08 | 1 | Honeywell | 2023-12-22 | redacted
Low Income - Power to Save | LED Lights | 0 | 0 | 0 | 47.6 | 1 | Honeywell | 2023-12-22 | redacted
Low Income - Power to Save | Weather Strip/Caulk | 0 | 0.25 | 0.09 | 503.3 | 1 | Honeywell | 2023-12-19 | redacted
Low Income - Power to Save | Outdoor Coil Cleaning | 0 | 0.1 | 0 | 275 | 1 | Honeywell | 2023-12-19 | redacted
Low Income - Power to Save | HVAC Inspection | 0 | 0.17 | 0 | 268.73 | 1 | Honeywell | 2023-12-19 | redacted
Low Income - Power to Save | Faucet Aerators | 0 | 0 | 0.02 | 110.58 | 1 | Honeywell | 2023-12-19 | redacted
Low Income - Power to Save | Low Flow Showerhead | 0 | 0.04 | 0.1 | 504.08 | 1 | Honeywell | 2023-12-19 | redacted
Low Income - Power to Save | LI - DUCT | 0 | 0.4 | 0.12 | 775.77 | 1 | Honeywell | 2023-12-19 | redacted
Low Income - Power to Save | LED Lights | 0 | 0 | 0 | 47.6 | 1 | Honeywell | 2023-12-19 | redacted
Low Income - Power to Save | Weather Strip/Caulk | 0 | 0.25 | 0.09 | 503.3 | 1 | Honeywell | 2023-12-19 | redacted
Low Income - Power to Save | Pipe Wrap | 0 | 0.01 | 0.03 | 143.65 | 1 | Honeywell | 2023-12-19 | redacted
Low Income - Power to Save | Outdoor Coil Cleaning | 0 | 0.1 | 0 | 275 | 1 | Honeywell | 2023-12-19 | redacted
Low Income - Power to Save | HVAC Inspection | 0 | 0.17 | 0 | 268.73 | 1 | Honeywell | 2023-12-19 | redacted
Low Income - Power to Save | Low Flow Showerhead | 0 | 0.04 | 0.1 | 504.08 | 1 | Honeywell | 2023-12-19 | redacted
Low Income - Power to Save | LI - DUCT | 0 | 0.4 | 0.12 | 775.77 | 1 | Honeywell | 2023-12-19 | redacted
Low Income - Power to Save | LED Lights | 0 | 0 | 0 | 47.6 | 1 | Honeywell | 2023-12-19 | redacted
Low Income - Power to Save | Weather Strip/Caulk | 0 | 0.25 | 0.09 | 503.3 | 1 | Honeywell | 2023-12-13 | redacted
Low Income - Power to Save | Low Flow Showerhead | 0 | 0.04 | 0.1 | 504.08 | 1 | Honeywell | 2023-12-13 | redacted
Low Income - Power to Save | LED Lights | 0 | 0 | 0 | 47.6 | 1 | Honeywell | 2023-12-13 | redacted
Low Income - Power to Save | Weather Strip/Caulk | 0 | 0.25 | 0.09 | 503.3 | 1 | Honeywell | 2023-12-21 | redacted
Low Income - Power to Save | Pipe Wrap | 0 | 0.01 | 0.03 | 143.65 | 1 | Honeywell | 2023-12-21 | redacted
Low Income - Power to Save | Outdoor Coil Cleaning | 0 | 0.1 | 0 | 275 | 1 | Honeywell | 2023-12-21 | redacted
Low Income - Power to Save | HVAC Inspection | 0 | 0.17 | 0 | 268.73 | 1 | Honeywell | 2023-12-21 | redacted
Low Income - Power to Save | LI - DUCT | 0 | 0.4 | 0.12 | 775.77 | 1 | Honeywell | 2023-12-21 | redacted
Low Income - Power to Save | LED Lights | 0 | 0 | 0 | 47.6 | 1 | Honeywell | 2023-12-21 | redacted
Low Income - Power to Save | Weather Strip/Caulk | 0 | 0.25 | 0.09 | 503.3 | 1 | Honeywell | 2023-12-08 | redacted
Low Income - Power to Save | Pipe Wrap | 0 | 0.01 | 0.03 | 143.65 | 1 | Honeywell | 2023-12-08 | redacted
Low Income - Power to Save | LED Lights | 0 | 0 | 0 | 47.6 | 1 | Honeywell | 2023-12-08 | redacted
Low Income - Power to Save | Weather Strip/Caulk | 0 | 0.25 | 0.09 | 503.3 | 1 | Honeywell | 2023-12-11 | redacted
Low Income - Power to Save | Outdoor Coil Cleaning | 0 | 0.1 | 0 | 275 | 1 | Honeywell | 2023-12-11 | redacted
Low Income - Power to Save | HVAC Inspection | 0 | 0.17 | 0 | 268.73 | 1 | Honeywell | 2023-12-11 | redacted
Low Income - Power to Save | Faucet Aerators | 0 | 0 | 0.02 | 110.58 | 1 | Honeywell | 2023-12-11 | redacted
Low Income - Power to Save | Low Flow Showerhead | 0 | 0.04 | 0.1 | 504.08 | 1 | Honeywell | 2023-12-11 | redacted
Low Income - Power to Save | LI - DUCT | 0 | 0.4 | 0.12 | 775.77 | 1 | Honeywell | 2023-12-11 | redacted
Low Income - Power to Save | LED Lights | 0 | 0 | 0 | 47.6 | 1 | Honeywell | 2023-12-11 | redacted
Low Income - Power to Save | Weather Strip/Caulk | 0 | 0.25 | 0.09 | 503.3 | 1 | Honeywell | 2023-12-19 | redacted
Low Income - Power to Save | Outdoor Coil Cleaning | 0 | 0.1 | 0 | 275 | 1 | Honeywell | 2023-12-19 | redacted
Low Income - Power to Save | HVAC Inspection | 0 | 0.17 | 0 | 268.73 | 1 | Honeywell | 2023-12-19 | redacted
Low Income - Power to Save | Low Flow Showerhead | 0 | 0.04 | 0.1 | 504.08 | 1 | Honeywell | 2023-12-19 | redacted
Low Income - Power to Save | LI - DUCT | 0 | 0.4 | 0.12 | 775.77 | 1 | Honeywell | 2023-12-19 | redacted
Low Income - Power to Save | LED Lights | 0 | 0 | 0 | 47.6 | 1 | Honeywell | 2023-12-19 | redacted
Low Income - Power to Save | Weather Strip/Caulk | 0 | 0.25 | 0.09 | 503.3 | 1 | Honeywell | 2023-12-21 | redacted
Low Income - Power to Save | Outdoor Coil Cleaning | 0 | 0.1 | 0 | 275 | 1 | Honeywell | 2023-12-21 | redacted
Low Income - Power to Save | Faucet Aerators | 0 | 0 | 0.02 | 110.58 | 1 | Honeywell | 2023-12-21 | redacted
Low Income - Power to Save | Low Flow Showerhead | 0 | 0.04 | 0.1 | 504.08 | 1 | Honeywell | 2023-12-21 | redacted
Low Income - Power to Save | LED Lights | 0 | 0 | 0 | 47.6 | 1 | Honeywell | 2023-12-21 | redacted
Low Income - Power to Save | Weather Strip/Caulk | 0 | 0.25 | 0.09 | 503.3 | 1 | Honeywell | 2023-12-21 | redacted
Low Income - Power to Save | Outdoor Coil Cleaning | 0 | 0.1 | 0 | 275 | 1 | Honeywell | 2023-12-21 | redacted
Low Income - Power to Save | HVAC Inspection | 0 | 0.17 | 0 | 268.73 | 1 | Honeywell | 2023-12-21 | redacted
Low Income - Power to Save | Faucet Aerators | 0 | 0 | 0.02 | 110.58 | 1 | Honeywell | 2023-12-21 | redacted
Low Income - Power to Save | Low Flow Showerhead | 0 | 0.04 | 0.1 | 504.08 | 1 | Honeywell | 2023-12-21 | redacted
Low Income - Power to Save | LI - DUCT | 0 | 0.4 | 0.12 | 775.77 | 1 | Honeywell | 2023-12-21 | redacted
Low Income - Power to Save | LED Lights | 0 | 0 | 0 | 47.6 | 1 | Honeywell | 2023-12-21 | redacted
Low Income - Power to Save | Weather Strip/Caulk | 0 | 0.25 | 0.09 | 503.3 | 1 | Honeywell | 2023-12-13 | redacted
Low Income - Power to Save | Outdoor Coil Cleaning | 0 | 0.1 | 0 | 275 | 1 | Honeywell | 2023-12-13 | redacted
Low Income - Power to Save | Faucet Aerators | 0 | 0 | 0.02 | 110.58 | 1 | Honeywell | 2023-12-13 | redacted
Low Income - Power to Save | Low Flow Showerhead | 0 | 0.04 | 0.1 | 504.08 | 1 | Honeywell | 2023-12-13 | redacted
Low Income - Power to Save | LED Lights | 0 | 0 | 0 | 47.6 | 1 | Honeywell | 2023-12-13 | redacted
Low Income - Power to Save | Weather Strip/Caulk | 0 | 0.25 | 0.09 | 503.3 | 1 | Honeywell | 2023-12-13 | redacted
Low Income - Power to Save | Outdoor Coil Cleaning | 0 | 0.1 | 0 | 275 | 1 | Honeywell | 2023-12-13 | redacted
Low Income - Power to Save | Low Flow Showerhead | 0 | 0.04 | 0.1 | 504.08 | 1 | Honeywell | 2023-12-13 | redacted
Low Income - Power to Save | LED Lights | 0 | 0 | 0 | 47.6 | 1 | Honeywell | 2023-12-13 | redacted
Low Income - Power to Save | Faucet Aerators | 0 | 0 | 0.02 | 110.58 | 1 | Honeywell | 2023-12-22 | redacted
Low Income - Power to Save | Low Flow Showerhead | 0 | 0.04 | 0.1 | 504.08 | 1 | Honeywell | 2023-12-22 | redacted
Low Income - Power to Save | LED Lights | 0 | 0 | 0 | 47.6 | 1 | Honeywell | 2023-12-22 | redacted
Low Income - Power to Save | Weather Strip/Caulk | 0 | 0.25 | 0.09 | 503.3 | 1 | Honeywell | 2023-12-11 | redacted
Low Income - Power to Save | Outdoor Coil Cleaning | 0 | 0.1 | 0 | 275 | 1 | Honeywell | 2023-12-11 | redacted
Low Income - Power to Save | HVAC Inspection | 0 | 0.17 | 0 | 268.73 | 1 | Honeywell | 2023-12-11 | redacted
Low Income - Power to Save | Faucet Aerators | 0 | 0 | 0.02 | 110.58 | 1 | Honeywell | 2023-12-11 | redacted
Low Income - Power to Save | Low Flow Showerhead | 0 | 0.04 | 0.1 | 504.08 | 1 | Honeywell | 2023-12-11 | redacted
Low Income - Power to Save | LED Lights | 0 | 0 | 0 | 47.6 | 1 | Honeywell | 2023-12-11 | redacted
Low Income - Power to Save | Weather Strip/Caulk | 0 | 0.25 | 0.09 | 503.3 | 1 | Honeywell | 2023-12-22 | redacted
Low Income - Power to Save | Outdoor Coil Cleaning | 0 | 0.1 | 0 | 275 | 1 | Honeywell | 2023-12-22 | redacted
Low Income - Power to Save | HVAC Inspection | 0 | 0.17 | 0 | 268.73 | 1 | Honeywell | 2023-12-22 | redacted
Low Income - Power to Save | Faucet Aerators | 0 | 0 | 0.02 | 110.58 | 1 | Honeywell | 2023-12-22 | redacted
Low Income - Power to Save | LI - DUCT | 0 | 0.4 | 0.12 | 775.77 | 1 | Honeywell | 2023-12-22 | redacted
Low Income - Power to Save | LED Lights | 0 | 0 | 0 | 47.6 | 1 | Honeywell | 2023-12-22 | redacted
Low Income - Power to Save | Weather Strip/Caulk | 0 | 0.25 | 0.09 | 503.3 | 1 | Honeywell | 2023-12-19 | redacted
Low Income - Power to Save | Outdoor Coil Cleaning | 0 | 0.1 | 0 | 275 | 1 | Honeywell | 2023-12-19 | redacted
Low Income - Power to Save | HVAC Inspection | 0 | 0.17 | 0 | 268.73 | 1 | Honeywell | 2023-12-19 | redacted
Low Income - Power to Save | Low Flow Showerhead | 0 | 0.04 | 0.1 | 504.08 | 1 | Honeywell | 2023-12-19 | redacted
Low Income - Power to Save | LI - DUCT | 0 | 0.4 | 0.12 | 775.77 | 1 | Honeywell | 2023-12-19 | redacted
Low Income - Power to Save | LED Lights | 0 | 0 | 0 | 47.6 | 1 | Honeywell | 2023-12-19 | redacted
Low Income - Power to Save | Weather Strip/Caulk | 0 | 0.25 | 0.09 | 503.3 | 1 | Honeywell | 2023-12-21 | redacted
Low Income - Power to Save | Faucet Aerators | 0 | 0 | 0.02 | 110.58 | 1 | Honeywell | 2023-12-21 | redacted
Low Income - Power to Save | Low Flow Showerhead | 0 | 0.04 | 0.1 | 504.08 | 1 | Honeywell | 2023-12-21 | redacted
Low Income - Power to Save | Weather Strip/Caulk | 0 | 0.25 | 0.09 | 503.3 | 1 | Honeywell | 2023-12-19 | redacted
Low Income - Power to Save | Outdoor Coil Cleaning | 0 | 0.1 | 0 | 275 | 1 | Honeywell | 2023-12-19 | redacted
Low Income - Power to Save | HVAC Inspection | 0 | 0.17 | 0 | 268.73 | 1 | Honeywell | 2023-12-19 | redacted
Low Income - Power to Save | Low Flow Showerhead | 0 | 0.04 | 0.1 | 504.08 | 1 | Honeywell | 2023-12-19 | redacted
Low Income - Power to Save | LI - DUCT | 0 | 0.4 | 0.12 | 775.77 | 1 | Honeywell | 2023-12-19 | redacted
Low Income - Power to Save | LED Lights | 0 | 0 | 0 | 47.6 | 1 | Honeywell | 2023-12-19 | redacted
Low Income - Power to Save | Weather Strip/Caulk | 0 | 0.25 | 0.09 | 503.3 | 1 | Honeywell | 2023-12-13 | redacted
Low Income - Power to Save | Outdoor Coil Cleaning | 0 | 0.1 | 0 | 275 | 1 | Honeywell | 2023-12-13 | redacted
Low Income - Power to Save | HVAC Inspection | 0 | 0.17 | 0 | 268.73 | 1 | Honeywell | 2023-12-13 | redacted
Low Income - Power to Save | LED Lights | 0 | 0 | 0 | 47.6 | 1 | Honeywell | 2023-12-13 | redacted
Low Income - Power to Save | Weather Strip/Caulk | 0 | 0.25 | 0.09 | 503.3 | 1 | Honeywell | 2023-12-13 | redacted
Low Income - Power to Save | Outdoor Coil Cleaning | 0 | 0.1 | 0 | 275 | 1 | Honeywell | 2023-12-13 | redacted
Low Income - Power to Save | HVAC Inspection | 0 | 0.17 | 0 | 268.73 | 1 | Honeywell | 2023-12-13 | redacted
Low Income - Power to Save | Faucet Aerators | 0 | 0 | 0.02 | 110.58 | 1 | Honeywell | 2023-12-13 | redacted
Low Income - Power to Save | Low Flow Showerhead | 0 | 0.04 | 0.1 | 504.08 | 1 | Honeywell | 2023-12-13 | redacted
Low Income - Power to Save | LED Lights | 0 | 0 | 0 | 47.6 | 1 | Honeywell | 2023-12-13 | redacted
Low Income - Power to Save | Weather Strip/Caulk | 0 | 0.25 | 0.09 | 503.3 | 1 | Honeywell | 2023-12-22 | redacted
Low Income - Power to Save | Outdoor Coil Cleaning | 0 | 0.1 | 0 | 275 | 1 | Honeywell | 2023-12-22 | redacted
Low Income - Power to Save | Low Flow Showerhead | 0 | 0.04 | 0.1 | 504.08 | 1 | Honeywell | 2023-12-22 | redacted
Low Income - Power to Save | LED Lights | 0 | 0 | 0 | 47.6 | 1 | Honeywell | 2023-12-22 | redacted
Low Income - Power to Save | Weather Strip/Caulk | 0 | 0.25 | 0.09 | 503.3 | 1 | Honeywell | 2023-12-18 | redacted
Low Income - Power to Save | Outdoor Coil Cleaning | 0 | 0.1 | 0 | 275 | 1 | Honeywell | 2023-12-18 | redacted
Low Income - Power to Save | HVAC Inspection | 0 | 0.17 | 0 | 268.73 | 1 | Honeywell | 2023-12-18 | redacted
Low Income - Power to Save | Low Flow Showerhead | 0 | 0.04 | 0.1 | 504.08 | 1 | Honeywell | 2023-12-18 | redacted
Low Income - Power to Save | LI - DUCT | 0 | 0.4 | 0.12 | 775.77 | 1 | Honeywell | 2023-12-18 | redacted
Low Income - Power to Save | LED Lights | 0 | 0 | 0 | 47.6 | 1 | Honeywell | 2023-12-18 | redacted
Low Income - Power to Save | Weather Strip/Caulk | 0 | 0.25 | 0.09 | 503.3 | 1 | Honeywell | 2023-12-11 | redacted
Low Income - Power to Save | Outdoor Coil Cleaning | 0 | 0.1 | 0 | 275 | 1 | Honeywell | 2023-12-11 | redacted
Low Income - Power to Save | HVAC Inspection | 0 | 0.17 | 0 | 268.73 | 1 | Honeywell | 2023-12-11 | redacted
Low Income - Power to Save | Faucet Aerators | 0 | 0 | 0.02 | 110.58 | 1 | Honeywell | 2023-12-11 | redacted
Low Income - Power to Save | Low Flow Showerhead | 0 | 0.04 | 0.1 | 504.08 | 1 | Honeywell | 2023-12-11 | redacted
Low Income - Power to Save | LI - DUCT | 0 | 0.4 | 0.12 | 775.77 | 1 | Honeywell | 2023-12-11 | redacted
Low Income - Power to Save | LED Lights | 0 | 0 | 0 | 47.6 | 1 | Honeywell | 2023-12-11 | redacted
Low Income - Power to Save | Outdoor Coil Cleaning | 0 | 0.1 | 0 | 275 | 1 | Honeywell | 2023-12-22 | redacted
Low Income - Power to Save | Faucet Aerators | 0 | 0 | 0.02 | 110.58 | 1 | Honeywell | 2023-12-22 | redacted
Low Income - Power to Save | Low Flow Showerhead | 0 | 0.04 | 0.1 | 504.08 | 1 | Honeywell | 2023-12-22 | redacted
Low Income - Power to Save | LED Lights | 0 | 0 | 0 | 47.6 | 1 | Honeywell | 2023-12-22 | redacted
Low Income - Power to Save | Outdoor Coil Cleaning | 0 | 0.1 | 0 | 275 | 1 | Honeywell | 2023-12-19 | redacted
Low Income - Power to Save | HVAC Inspection | 0 | 0.17 | 0 | 268.73 | 1 | Honeywell | 2023-12-19 | redacted
Low Income - Power to Save | Faucet Aerators | 0 | 0 | 0.02 | 110.58 | 1 | Honeywell | 2023-12-19 | redacted
Low Income - Power to Save | Low Flow Showerhead | 0 | 0.04 | 0.1 | 504.08 | 1 | Honeywell | 2023-12-19 | redacted
Low Income - Power to Save | LI - DUCT | 0 | 0.4 | 0.12 | 775.77 | 1 | Honeywell | 2023-12-19 | redacted
Low Income - Power to Save | LED Lights | 0 | 0 | 0 | 47.6 | 1 | Honeywell | 2023-12-19 | redacted
Low Income - Power to Save | Weather Strip/Caulk | 0 | 0.25 | 0.09 | 503.3 | 1 | Honeywell | 2023-12-21 | redacted
Low Income - Power to Save | Outdoor Coil Cleaning | 0 | 0.1 | 0 | 275 | 1 | Honeywell | 2023-12-21 | redacted
Low Income - Power to Save | Low Flow Showerhead | 0 | 0.04 | 0.1 | 504.08 | 1 | Honeywell | 2023-12-21 | redacted
Low Income - Power to Save | LED Lights | 0 | 0 | 0 | 47.6 | 1 | Honeywell | 2023-12-21 | redacted
Low Income - Power to Save | Weather Strip/Caulk | 0 | 0.25 | 0.09 | 503.3 | 1 | Honeywell | 2023-12-21 | redacted
Low Income - Power to Save | Outdoor Coil Cleaning | 0 | 0.1 | 0 | 275 | 1 | Honeywell | 2023-12-21 | redacted
Low Income - Power to Save | HVAC Inspection | 0 | 0.17 | 0 | 268.73 | 1 | Honeywell | 2023-12-21 | redacted
Low Income - Power to Save | Faucet Aerators | 0 | 0 | 0.02 | 110.58 | 1 | Honeywell | 2023-12-21 | redacted
Low Income - Power to Save | Low Flow Showerhead | 0 | 0.04 | 0.1 | 504.08 | 1 | Honeywell | 2023-12-21 | redacted
Low Income - Power to Save | LI - DUCT | 0 | 0.4 | 0.12 | 775.77 | 1 | Honeywell | 2023-12-21 | redacted
Low Income - Power to Save | LED Lights | 0 | 0 | 0 | 47.6 | 1 | Honeywell | 2023-12-21 | redacted
Low Income - Power to Save | Weather Strip/Caulk | 0 | 0.25 | 0.09 | 503.3 | 1 | Honeywell | 2023-12-11 | redacted
Low Income - Power to Save | Outdoor Coil Cleaning | 0 | 0.1 | 0 | 275 | 1 | Honeywell | 2023-12-11 | redacted
Low Income - Power to Save | HVAC Inspection | 0 | 0.17 | 0 | 268.73 | 1 | Honeywell | 2023-12-11 | redacted
Low Income - Power to Save | Low Flow Showerhead | 0 | 0.04 | 0.1 | 504.08 | 1 | Honeywell | 2023-12-11 | redacted
Low Income - Power to Save | LED Lights | 0 | 0 | 0 | 47.6 | 1 | Honeywell | 2023-12-11 | redacted
Low Income - Power to Save | Weather Strip/Caulk | 0 | 0.25 | 0.09 | 503.3 | 1 | Honeywell | 2023-12-19 | redacted
Low Income - Power to Save | Outdoor Coil Cleaning | 0 | 0.1 | 0 | 275 | 1 | Honeywell | 2023-12-19 | redacted
Low Income - Power to Save | HVAC Inspection | 0 | 0.17 | 0 | 268.73 | 1 | Honeywell | 2023-12-19 | redacted
Low Income - Power to Save | Faucet Aerators | 0 | 0 | 0.02 | 110.58 | 1 | Honeywell | 2023-12-19 | redacted
Low Income - Power to Save | Low Flow Showerhead | 0 | 0.04 | 0.1 | 504.08 | 1 | Honeywell | 2023-12-19 | redacted
Low Income - Power to Save | LI - DUCT | 0 | 0.4 | 0.12 | 775.77 | 1 | Honeywell | 2023-12-19 | redacted
Low Income - Power to Save | LED Lights | 0 | 0 | 0 | 47.6 | 1 | Honeywell | 2023-12-19 | redacted
Low Income - Power to Save | Weather Strip/Caulk | 0 | 0.25 | 0.09 | 503.3 | 1 | Honeywell | 2023-12-21 | redacted
Low Income - Power to Save | Faucet Aerators | 0 | 0 | 0.02 | 110.58 | 1 | Honeywell | 2023-12-21 | redacted
Low Income - Power to Save | Low Flow Showerhead | 0 | 0.04 | 0.1 | 504.08 | 1 | Honeywell | 2023-12-21 | redacted
Low Income - Power to Save | LED Lights | 0 | 0 | 0 | 47.6 | 1 | Honeywell | 2023-12-21 | redacted
Low Income - Power to Save | Faucet Aerators | 0 | 0 | 0.02 | 110.58 | 1 | Honeywell | 2023-12-11 | redacted
Low Income - Power to Save | Low Flow Showerhead | 0 | 0.04 | 0.1 | 504.08 | 1 | Honeywell | 2023-12-11 | redacted
Low Income - Power to Save | LED Lights | 0 | 0 | 0 | 47.6 | 1 | Honeywell | 2023-12-11 | redacted
Low Income - Power to Save | Weather Strip/Caulk | 0 | 0.25 | 0.09 | 503.3 | 1 | Honeywell | 2023-12-19 | redacted
Low Income - Power to Save | Outdoor Coil Cleaning | 0 | 0.1 | 0 | 275 | 1 | Honeywell | 2023-12-19 | redacted
Low Income - Power to Save | LED Lights | 0 | 0 | 0 | 47.6 | 1 | Honeywell | 2023-12-19 | redacted
Low Income - Power to Save | Weather Strip/Caulk | 0 | 0.25 | 0.09 | 503.3 | 1 | Honeywell | 2023-12-11 | redacted
Low Income - Power to Save | Faucet Aerators | 0 | 0 | 0.02 | 110.58 | 1 | Honeywell | 2023-12-11 | redacted
Low Income - Power to Save | Low Flow Showerhead | 0 | 0.04 | 0.1 | 504.08 | 1 | Honeywell | 2023-12-11 | redacted
Low Income - Power to Save | LED Lights | 0 | 0 | 0 | 47.6 | 1 | Honeywell | 2023-12-11 | redacted
Low Income - Power to Save | Weather Strip/Caulk | 0 | 0.25 | 0.09 | 503.3 | 1 | Honeywell | 2023-12-19 | redacted
Low Income - Power to Save | Low Flow Showerhead | 0 | 0.04 | 0.1 | 504.08 | 1 | Honeywell | 2023-12-19 | redacted
Low Income - Power to Save | LED Lights | 0 | 0 | 0 | 47.6 | 1 | Honeywell | 2023-12-19 | redacted
Low Income - Power to Save | Weather Strip/Caulk | 0 | 0.25 | 0.09 | 503.3 | 1 | Honeywell | 2023-12-20 | redacted
Low Income - Power to Save | Outdoor Coil Cleaning | 0 | 0.1 | 0 | 275 | 1 | Honeywell | 2023-12-20 | redacted
Low Income - Power to Save | HVAC Inspection | 0 | 0.17 | 0 | 268.73 | 1 | Honeywell | 2023-12-20 | redacted
Low Income - Power to Save | Low Flow Showerhead | 0 | 0.04 | 0.1 | 504.08 | 1 | Honeywell | 2023-12-20 | redacted
Low Income - Power to Save | LI - DUCT | 0 | 0.4 | 0.12 | 775.77 | 1 | Honeywell | 2023-12-20 | redacted
Low Income - Power to Save | LED Lights | 0 | 0 | 0 | 47.6 | 1 | Honeywell | 2023-12-20 | redacted
Low Income - Power to Save | Weather Strip/Caulk | 0 | 0.25 | 0.09 | 503.3 | 1 | Honeywell | 2023-12-11 | redacted
Low Income - Power to Save | Outdoor Coil Cleaning | 0 | 0.1 | 0 | 275 | 1 | Honeywell | 2023-12-11 | redacted
Low Income - Power to Save | HVAC Inspection | 0 | 0.17 | 0 | 268.73 | 1 | Honeywell | 2023-12-11 | redacted
Low Income - Power to Save | Faucet Aerators | 0 | 0 | 0.02 | 110.58 | 1 | Honeywell | 2023-12-11 | redacted
Low Income - Power to Save | LI - DUCT | 0 | 0.4 | 0.12 | 775.77 | 1 | Honeywell | 2023-12-11 | redacted
Low Income - Power to Save | LED Lights | 0 | 0 | 0 | 47.6 | 1 | Honeywell | 2023-12-11 | redacted
Low Income - Power to Save | Weather Strip/Caulk | 0 | 0.25 | 0.09 | 503.3 | 1 | Honeywell | 2023-12-20 | redacted
Low Income - Power to Save | Outdoor Coil Cleaning | 0 | 0.1 | 0 | 275 | 1 | Honeywell | 2023-12-20 | redacted
Low Income - Power to Save | HVAC Inspection | 0 | 0.17 | 0 | 268.73 | 1 | Honeywell | 2023-12-20 | redacted
Low Income - Power to Save | LI - DUCT | 0 | 0.4 | 0.12 | 775.77 | 1 | Honeywell | 2023-12-20 | redacted
Low Income - Power to Save | LED Lights | 0 | 0 | 0 | 47.6 | 1 | Honeywell | 2023-12-20 | redacted
Low Income - Power to Save | Weather Strip/Caulk | 0 | 0.25 | 0.09 | 503.3 | 1 | Honeywell | 2023-12-13 | redacted
Low Income - Power to Save | Outdoor Coil Cleaning | 0 | 0.1 | 0 | 275 | 1 | Honeywell | 2023-12-13 | redacted
Low Income - Power to Save | Faucet Aerators | 0 | 0 | 0.02 | 110.58 | 1 | Honeywell | 2023-12-13 | redacted
Low Income - Power to Save | Low Flow Showerhead | 0 | 0.04 | 0.1 | 504.08 | 1 | Honeywell | 2023-12-13 | redacted
Low Income - Power to Save | LED Lights | 0 | 0 | 0 | 47.6 | 1 | Honeywell | 2023-12-13 | redacted
Low Income - Power to Save | Weather Strip/Caulk | 0 | 0.25 | 0.09 | 503.3 | 1 | Honeywell | 2023-12-11 | redacted
Low Income - Power to Save | Pipe Wrap | 0 | 0.01 | 0.03 | 143.65 | 1 | Honeywell | 2023-12-11 | redacted
Low Income - Power to Save | Outdoor Coil Cleaning | 0 | 0.1 | 0 | 275 | 1 | Honeywell | 2023-12-11 | redacted
Low Income - Power to Save | HVAC Inspection | 0 | 0.17 | 0 | 268.73 | 1 | Honeywell | 2023-12-11 | redacted
Low Income - Power to Save | LI - DUCT | 0 | 0.4 | 0.12 | 775.77 | 1 | Honeywell | 2023-12-11 | redacted
Low Income - Power to Save | LED Lights | 0 | 0 | 0 | 47.6 | 1 | Honeywell | 2023-12-11 | redacted
Low Income - Power to Save | Weather Strip/Caulk | 0 | 0.25 | 0.09 | 503.3 | 1 | Honeywell | 2023-12-22 | redacted
Low Income - Power to Save | Low Flow Showerhead | 0 | 0.04 | 0.1 | 504.08 | 1 | Honeywell | 2023-12-22 | redacted
Low Income - Power to Save | LED Lights | 0 | 0 | 0 | 47.6 | 1 | Honeywell | 2023-12-22 | redacted
Low Income - Power to Save | Weather Strip/Caulk | 0 | 0.25 | 0.09 | 503.3 | 1 | Honeywell | 2023-12-21 | redacted
Low Income - Power to Save | LED Lights | 0 | 0 | 0 | 47.6 | 1 | Honeywell | 2023-12-21 | redacted
Low Income - Power to Save | Faucet Aerators | 0 | 0 | 0.02 | 110.58 | 1 | Honeywell | 2023-12-21 | redacted
Low Income - Power to Save | Low Flow Showerhead | 0 | 0.04 | 0.1 | 504.08 | 1 | Honeywell | 2023-12-21 | redacted
Low Income - Power to Save | LED Lights | 0 | 0 | 0 | 47.6 | 1 | Honeywell | 2023-12-21 | redacted
Low Income - Power to Save | Weather Strip/Caulk | 0 | 0.25 | 0.09 | 503.3 | 1 | Honeywell | 2023-12-20 | redacted
Low Income - Power to Save | Outdoor Coil Cleaning | 0 | 0.1 | 0 | 275 | 1 | Honeywell | 2023-12-20 | redacted
Low Income - Power to Save | HVAC Inspection | 0 | 0.17 | 0 | 268.73 | 1 | Honeywell | 2023-12-20 | redacted
Low Income - Power to Save | Faucet Aerators | 0 | 0 | 0.02 | 110.58 | 1 | Honeywell | 2023-12-20 | redacted
Low Income - Power to Save | Low Flow Showerhead | 0 | 0.04 | 0.1 | 504.08 | 1 | Honeywell | 2023-12-20 | redacted
Low Income - Power to Save | LED Lights | 0 | 0 | 0 | 47.6 | 1 | Honeywell | 2023-12-20 | redacted
Low Income - Power to Save | Faucet Aerators | 0 | 0 | 0.02 | 110.58 | 1 | Honeywell | 2023-12-20 | redacted
Low Income - Power to Save | Low Flow Showerhead | 0 | 0.04 | 0.1 | 504.08 | 1 | Honeywell | 2023-12-20 | redacted
Low Income - Power to Save | LED Lights | 0 | 0 | 0 | 47.6 | 1 | Honeywell | 2023-12-20 | redacted
Low Income - Power to Save | Weather Strip/Caulk | 0 | 0.25 | 0.09 | 503.3 | 1 | Honeywell | 2023-12-11 | redacted
Low Income - Power to Save | Faucet Aerators | 0 | 0 | 0.02 | 110.58 | 1 | Honeywell | 2023-12-11 | redacted
Low Income - Power to Save | Low Flow Showerhead | 0 | 0.04 | 0.1 | 504.08 | 1 | Honeywell | 2023-12-11 | redacted
Low Income - Power to Save | LED Lights | 0 | 0 | 0 | 47.6 | 1 | Honeywell | 2023-12-11 | redacted
Low Income - Power to Save | Weather Strip/Caulk | 0 | 0.25 | 0.09 | 503.3 | 1 | Honeywell | 2023-12-22 | redacted
Low Income - Power to Save | Outdoor Coil Cleaning | 0 | 0.1 | 0 | 275 | 1 | Honeywell | 2023-12-22 | redacted
Low Income - Power to Save | HVAC Inspection | 0 | 0.17 | 0 | 268.73 | 1 | Honeywell | 2023-12-22 | redacted
Low Income - Power to Save | Low Flow Showerhead | 0 | 0.04 | 0.1 | 504.08 | 1 | Honeywell | 2023-12-22 | redacted
Low Income - Power to Save | LI - DUCT | 0 | 0.4 | 0.12 | 775.77 | 1 | Honeywell | 2023-12-22 | redacted
Low Income - Power to Save | LED Lights | 0 | 0 | 0 | 47.6 | 1 | Honeywell | 2023-12-22 | redacted
Low Income - Power to Save | Weather Strip/Caulk | 0 | 0.25 | 0.09 | 503.3 | 1 | Honeywell | 2023-12-11 | redacted
Low Income - Power to Save | Outdoor Coil Cleaning | 0 | 0.1 | 0 | 275 | 1 | Honeywell | 2023-12-11 | redacted
Low Income - Power to Save | HVAC Inspection | 0 | 0.17 | 0 | 268.73 | 1 | Honeywell | 2023-12-11 | redacted
Low Income - Power to Save | Faucet Aerators | 0 | 0 | 0.02 | 110.58 | 1 | Honeywell | 2023-12-11 | redacted
Low Income - Power to Save | Low Flow Showerhead | 0 | 0.04 | 0.1 | 504.08 | 1 | Honeywell | 2023-12-11 | redacted
Low Income - Power to Save | LI - DUCT | 0 | 0.4 | 0.12 | 775.77 | 1 | Honeywell | 2023-12-11 | redacted
Low Income - Power to Save | LED Lights | 0 | 0 | 0 | 47.6 | 1 | Honeywell | 2023-12-11 | redacted
Low Income - Power to Save | Weather Strip/Caulk | 0 | 0.25 | 0.09 | 503.3 | 1 | Honeywell | 2023-12-22 | redacted
Low Income - Power to Save | Faucet Aerators | 0 | 0 | 0.02 | 110.58 | 1 | Honeywell | 2023-12-22 | redacted
Low Income - Power to Save | Low Flow Showerhead | 0 | 0.04 | 0.1 | 504.08 | 1 | Honeywell | 2023-12-22 | redacted
Low Income - Power to Save | LED Lights | 0 | 0 | 0 | 47.6 | 1 | Honeywell | 2023-12-22 | redacted
Low Income - Power to Save | Weather Strip/Caulk | 0 | 0.25 | 0.09 | 503.3 | 1 | Honeywell | 2023-12-11 | redacted
Low Income - Power to Save | Faucet Aerators | 0 | 0 | 0.02 | 110.58 | 1 | Honeywell | 2023-12-11 | redacted
Low Income - Power to Save | Low Flow Showerhead | 0 | 0.04 | 0.1 | 504.08 | 1 | Honeywell | 2023-12-11 | redacted
Low Income - Power to Save | LED Lights | 0 | 0 | 0 | 47.6 | 1 | Honeywell | 2023-12-11 | redacted
Low Income - Power to Save | Weather Strip/Caulk | 0 | 0.25 | 0.09 | 503.3 | 1 | Honeywell | 2023-12-11 | redacted
Low Income - Power to Save | Pipe Wrap | 0 | 0.01 | 0.03 | 143.65 | 1 | Honeywell | 2023-12-11 | redacted
Low Income - Power to Save | Outdoor Coil Cleaning | 0 | 0.1 | 0 | 275 | 1 | Honeywell | 2023-12-11 | redacted
Low Income - Power to Save | HVAC Inspection | 0 | 0.17 | 0 | 268.73 | 1 | Honeywell | 2023-12-11 | redacted
Low Income - Power to Save | Faucet Aerators | 0 | 0 | 0.02 | 110.58 | 1 | Honeywell | 2023-12-11 | redacted
Low Income - Power to Save | LI - DUCT | 0 | 0.4 | 0.12 | 775.77 | 1 | Honeywell | 2023-12-11 | redacted
Low Income - Power to Save | LED Lights | 0 | 0 | 0 | 47.6 | 1 | Honeywell | 2023-12-11 | redacted
Low Income - Power to Save | Low Flow Showerhead | 0 | 0.04 | 0.1 | 504.08 | 1 | Honeywell | 2023-12-21 | redacted
Low Income - Power to Save | LED Lights | 0 | 0 | 0 | 47.6 | 1 | Honeywell | 2023-12-21 | redacted
Low Income - Power to Save | Weather Strip/Caulk | 0 | 0.25 | 0.09 | 503.3 | 1 | Honeywell | 2023-12-19 | redacted
Low Income - Power to Save | Outdoor Coil Cleaning | 0 | 0.1 | 0 | 275 | 1 | Honeywell | 2023-12-19 | redacted
Low Income - Power to Save | Low Flow Showerhead | 0 | 0.04 | 0.1 | 504.08 | 1 | Honeywell | 2023-12-19 | redacted
Low Income - Power to Save | LED Lights | 0 | 0 | 0 | 47.6 | 1 | Honeywell | 2023-12-19 | redacted
Low Income - Power to Save | Weather Strip/Caulk | 0 | 0.25 | 0.09 | 503.3 | 1 | Honeywell | 2023-12-12 | redacted
Low Income - Power to Save | Outdoor Coil Cleaning | 0 | 0.1 | 0 | 275 | 1 | Honeywell | 2023-12-12 | redacted
Low Income - Power to Save | HVAC Inspection | 0 | 0.17 | 0 | 268.73 | 1 | Honeywell | 2023-12-12 | redacted
Low Income - Power to Save | Faucet Aerators | 0 | 0 | 0.02 | 110.58 | 1 | Honeywell | 2023-12-12 | redacted
Low Income - Power to Save | Low Flow Showerhead | 0 | 0.04 | 0.1 | 504.08 | 1 | Honeywell | 2023-12-12 | redacted
Low Income - Power to Save | LI - DUCT | 0 | 0.4 | 0.12 | 775.77 | 1 | Honeywell | 2023-12-12 | redacted
Low Income - Power to Save | LED Lights | 0 | 0 | 0 | 47.6 | 1 | Honeywell | 2023-12-12 | redacted
Low Income - Power to Save | Weather Strip/Caulk | 0 | 0.25 | 0.09 | 503.3 | 1 | Honeywell | 2023-12-19 | redacted
Low Income - Power to Save | Pipe Wrap | 0 | 0.01 | 0.03 | 143.65 | 1 | Honeywell | 2023-12-19 | redacted
Low Income - Power to Save | Outdoor Coil Cleaning | 0 | 0.1 | 0 | 275 | 1 | Honeywell | 2023-12-19 | redacted
Low Income - Power to Save | HVAC Inspection | 0 | 0.17 | 0 | 268.73 | 1 | Honeywell | 2023-12-19 | redacted
Low Income - Power to Save | Faucet Aerators | 0 | 0 | 0.02 | 110.58 | 1 | Honeywell | 2023-12-19 | redacted
Low Income - Power to Save | Low Flow Showerhead | 0 | 0.04 | 0.1 | 504.08 | 1 | Honeywell | 2023-12-19 | redacted
Low Income - Power to Save | LI - DUCT | 0 | 0.4 | 0.12 | 775.77 | 1 | Honeywell | 2023-12-19 | redacted
Low Income - Power to Save | LED Lights | 0 | 0 | 0 | 47.6 | 1 | Honeywell | 2023-12-19 | redacted
Low Income - Power to Save | Weather Strip/Caulk | 0 | 0.25 | 0.09 | 503.3 | 1 | Honeywell | 2023-12-21 | redacted
Low Income - Power to Save | Outdoor Coil Cleaning | 0 | 0.1 | 0 | 275 | 1 | Honeywell | 2023-12-21 | redacted
Low Income - Power to Save | HVAC Inspection | 0 | 0.17 | 0 | 268.73 | 1 | Honeywell | 2023-12-21 | redacted
Low Income - Power to Save | Low Flow Showerhead | 0 | 0.04 | 0.1 | 504.08 | 1 | Honeywell | 2023-12-21 | redacted
Low Income - Power to Save | LI - DUCT | 0 | 0.4 | 0.12 | 775.77 | 1 | Honeywell | 2023-12-21 | redacted
Low Income - Power to Save | LED Lights | 0 | 0 | 0 | 47.6 | 1 | Honeywell | 2023-12-21 | redacted
Low Income - Power to Save | Weather Strip/Caulk | 0 | 0.25 | 0.09 | 503.3 | 1 | Honeywell | 2023-12-19 | redacted
Low Income - Power to Save | Outdoor Coil Cleaning | 0 | 0.1 | 0 | 275 | 1 | Honeywell | 2023-12-19 | redacted
Low Income - Power to Save | Low Flow Showerhead | 0 | 0.04 | 0.1 | 504.08 | 1 | Honeywell | 2023-12-19 | redacted
Low Income - Power to Save | LI - DUCT | 0 | 0.4 | 0.12 | 775.77 | 1 | Honeywell | 2023-12-19 | redacted
Low Income - Power to Save | LED Lights | 0 | 0 | 0 | 47.6 | 1 | Honeywell | 2023-12-19 | redacted
Low Income - Power to Save | Weather Strip/Caulk | 0 | 0.25 | 0.09 | 503.3 | 1 | Honeywell | 2023-12-11 | redacted
Low Income - Power to Save | Pipe Wrap | 0 | 0.01 | 0.03 | 143.65 | 1 | Honeywell | 2023-12-11 | redacted
Low Income - Power to Save | Outdoor Coil Cleaning | 0 | 0.1 | 0 | 275 | 1 | Honeywell | 2023-12-11 | redacted
Low Income - Power to Save | HVAC Inspection | 0 | 0.17 | 0 | 268.73 | 1 | Honeywell | 2023-12-11 | redacted
Low Income - Power to Save | Faucet Aerators | 0 | 0 | 0.02 | 110.58 | 1 | Honeywell | 2023-12-11 | redacted
Low Income - Power to Save | LI - DUCT | 0 | 0.4 | 0.12 | 775.77 | 1 | Honeywell | 2023-12-11 | redacted
Low Income - Power to Save | LED Lights | 0 | 0 | 0 | 47.6 | 1 | Honeywell | 2023-12-11 | redacted
Low Income - Power to Save | Weather Strip/Caulk | 0 | 0.25 | 0.09 | 503.3 | 1 | Honeywell | 2023-12-22 | redacted
Low Income - Power to Save | Outdoor Coil Cleaning | 0 | 0.1 | 0 | 275 | 1 | Honeywell | 2023-12-22 | redacted
Low Income - Power to Save | HVAC Inspection | 0 | 0.17 | 0 | 268.73 | 1 | Honeywell | 2023-12-22 | redacted
Low Income - Power to Save | Low Flow Showerhead | 0 | 0.04 | 0.1 | 504.08 | 1 | Honeywell | 2023-12-22 | redacted
Low Income - Power to Save | LI - DUCT | 0 | 0.4 | 0.12 | 775.77 | 1 | Honeywell | 2023-12-22 | redacted
Low Income - Power to Save | LED Lights | 0 | 0 | 0 | 47.6 | 1 | Honeywell | 2023-12-22 | redacted
Low Income - Power to Save | Weather Strip/Caulk | 0 | 0.25 | 0.09 | 503.3 | 1 | Honeywell | 2023-12-19 | redacted
Low Income - Power to Save | Pipe Wrap | 0 | 0.01 | 0.03 | 143.65 | 1 | Honeywell | 2023-12-19 | redacted
Low Income - Power to Save | Outdoor Coil Cleaning | 0 | 0.1 | 0 | 275 | 1 | Honeywell | 2023-12-19 | redacted
Low Income - Power to Save | HVAC Inspection | 0 | 0.17 | 0 | 268.73 | 1 | Honeywell | 2023-12-19 | redacted
Low Income - Power to Save | Low Flow Showerhead | 0 | 0.04 | 0.1 | 504.08 | 1 | Honeywell | 2023-12-19 | redacted
Low Income - Power to Save | LI - DUCT | 0 | 0.4 | 0.12 | 775.77 | 1 | Honeywell | 2023-12-19 | redacted
Low Income - Power to Save | LED Lights | 0 | 0 | 0 | 47.6 | 1 | Honeywell | 2023-12-19 | redacted
Low Income - Power to Save | Weather Strip/Caulk | 0 | 0.25 | 0.09 | 503.3 | 1 | Honeywell | 2023-12-11 | redacted
Low Income - Power to Save | Pipe Wrap | 0 | 0.01 | 0.03 | 143.65 | 1 | Honeywell | 2023-12-11 | redacted
Low Income - Power to Save | Outdoor Coil Cleaning | 0 | 0.1 | 0 | 275 | 1 | Honeywell | 2023-12-11 | redacted
Low Income - Power to Save | HVAC Inspection | 0 | 0.17 | 0 | 268.73 | 1 | Honeywell | 2023-12-11 | redacted
Low Income - Power to Save | Low Flow Showerhead | 0 | 0.04 | 0.1 | 504.08 | 1 | Honeywell | 2023-12-11 | redacted
Low Income - Power to Save | LI - DUCT | 0 | 0.4 | 0.12 | 775.77 | 1 | Honeywell | 2023-12-11 | redacted
Low Income - Power to Save | LED Lights | 0 | 0 | 0 | 47.6 | 1 | Honeywell | 2023-12-11 | redacted
Low Income - Power to Save | Weather Strip/Caulk | 0 | 0.25 | 0.09 | 503.3 | 1 | Honeywell | 2023-12-19 | redacted
Low Income - Power to Save | Pipe Wrap | 0 | 0.01 | 0.03 | 143.65 | 1 | Honeywell | 2023-12-19 | redacted
Low Income - Power to Save | Outdoor Coil Cleaning | 0 | 0.1 | 0 | 275 | 1 | Honeywell | 2023-12-19 | redacted
Low Income - Power to Save | HVAC Inspection | 0 | 0.17 | 0 | 268.73 | 1 | Honeywell | 2023-12-19 | redacted
Low Income - Power to Save | Faucet Aerators | 0 | 0 | 0.02 | 110.58 | 1 | Honeywell | 2023-12-19 | redacted
Low Income - Power to Save | LI - DUCT | 0 | 0.4 | 0.12 | 775.77 | 1 | Honeywell | 2023-12-19 | redacted
Low Income - Power to Save | LED Lights | 0 | 0 | 0 | 47.6 | 1 | Honeywell | 2023-12-19 | redacted
Low Income - Power to Save | Weather Strip/Caulk | 0 | 0.25 | 0.09 | 503.3 | 1 | Honeywell | 2023-12-22 | redacted
Low Income - Power to Save | Faucet Aerators | 0 | 0 | 0.02 | 110.58 | 1 | Honeywell | 2023-12-22 | redacted
Low Income - Power to Save | Low Flow Showerhead | 0 | 0.04 | 0.1 | 504.08 | 1 | Honeywell | 2023-12-22 | redacted
Low Income - Power to Save | LED Lights | 0 | 0 | 0 | 47.6 | 1 | Honeywell | 2023-12-22 | redacted
Low Income - Power to Save | Weather Strip/Caulk | 0 | 0.25 | 0.09 | 503.3 | 1 | Honeywell | 2023-12-19 | redacted
Low Income - Power to Save | Pipe Wrap | 0 | 0.01 | 0.03 | 143.65 | 1 | Honeywell | 2023-12-19 | redacted
Low Income - Power to Save | Outdoor Coil Cleaning | 0 | 0.1 | 0 | 275 | 1 | Honeywell | 2023-12-19 | redacted
Low Income - Power to Save | HVAC Inspection | 0 | 0.17 | 0 | 268.73 | 1 | Honeywell | 2023-12-19 | redacted
Low Income - Power to Save | Low Flow Showerhead | 0 | 0.04 | 0.1 | 504.08 | 1 | Honeywell | 2023-12-19 | redacted
Low Income - Power to Save | LI - DUCT | 0 | 0.4 | 0.12 | 775.77 | 1 | Honeywell | 2023-12-19 | redacted
Low Income - Power to Save | LED Lights | 0 | 0 | 0 | 47.6 | 1 | Honeywell | 2023-12-19 | redacted
Low Income - Power to Save | Weather Strip/Caulk | 0 | 0.25 | 0.09 | 503.3 | 1 | Honeywell | 2023-12-19 | redacted
Low Income - Power to Save | Pipe Wrap | 0 | 0.01 | 0.03 | 143.65 | 1 | Honeywell | 2023-12-19 | redacted
Low Income - Power to Save | Outdoor Coil Cleaning | 0 | 0.1 | 0 | 275 | 1 | Honeywell | 2023-12-19 | redacted
Low Income - Power to Save | HVAC Inspection | 0 | 0.17 | 0 | 268.73 | 1 | Honeywell | 2023-12-19 | redacted
Low Income - Power to Save | Low Flow Showerhead | 0 | 0.04 | 0.1 | 504.08 | 1 | Honeywell | 2023-12-19 | redacted
Low Income - Power to Save | LI - DUCT | 0 | 0.4 | 0.12 | 775.77 | 1 | Honeywell | 2023-12-19 | redacted
Low Income - Power to Save | LED Lights | 0 | 0 | 0 | 47.6 | 1 | Honeywell | 2023-12-19 | redacted
Low Income - Power to Save | Weather Strip/Caulk | 0 | 0.25 | 0.09 | 503.3 | 1 | Honeywell | 2023-12-20 | redacted
Low Income - Power to Save | Faucet Aerators | 0 | 0 | 0.02 | 110.58 | 1 | Honeywell | 2023-12-20 | redacted
Low Income - Power to Save | LED Lights | 0 | 0 | 0 | 47.6 | 1 | Honeywell | 2023-12-20 | redacted
Low Income - Power to Save | Weather Strip/Caulk | 0 | 0.25 | 0.09 | 503.3 | 1 | Honeywell | 2023-12-21 | redacted
Low Income - Power to Save | Pipe Wrap | 0 | 0.01 | 0.03 | 143.65 | 1 | Honeywell | 2023-12-21 | redacted
Low Income - Power to Save | Outdoor Coil Cleaning | 0 | 0.1 | 0 | 275 | 1 | Honeywell | 2023-12-21 | redacted
Low Income - Power to Save | HVAC Inspection | 0 | 0.17 | 0 | 268.73 | 1 | Honeywell | 2023-12-21 | redacted
Low Income - Power to Save | Faucet Aerators | 0 | 0 | 0.02 | 110.58 | 1 | Honeywell | 2023-12-21 | redacted
Low Income - Power to Save | Low Flow Showerhead | 0 | 0.04 | 0.1 | 504.08 | 1 | Honeywell | 2023-12-21 | redacted
Low Income - Power to Save | LI - DUCT | 0 | 0.4 | 0.12 | 775.77 | 1 | Honeywell | 2023-12-21 | redacted
Low Income - Power to Save | LED Lights | 0 | 0 | 0 | 47.6 | 1 | Honeywell | 2023-12-21 | redacted
Low Income - Power to Save | Weather Strip/Caulk | 0 | 0.25 | 0.09 | 503.3 | 1 | Honeywell | 2023-12-19 | redacted
Low Income - Power to Save | Outdoor Coil Cleaning | 0 | 0.1 | 0 | 275 | 1 | Honeywell | 2023-12-19 | redacted
Low Income - Power to Save | HVAC Inspection | 0 | 0.17 | 0 | 268.73 | 1 | Honeywell | 2023-12-19 | redacted
Low Income - Power to Save | Faucet Aerators | 0 | 0 | 0.02 | 110.58 | 1 | Honeywell | 2023-12-19 | redacted
Low Income - Power to Save | Low Flow Showerhead | 0 | 0.04 | 0.1 | 504.08 | 1 | Honeywell | 2023-12-19 | redacted
Low Income - Power to Save | LED Lights | 0 | 0 | 0 | 47.6 | 1 | Honeywell | 2023-12-19 | redacted
Low Income - Power to Save | Weather Strip/Caulk | 0 | 0.25 | 0.09 | 503.3 | 1 | Honeywell | 2023-12-22 | redacted
Low Income - Power to Save | Outdoor Coil Cleaning | 0 | 0.1 | 0 | 275 | 1 | Honeywell | 2023-12-22 | redacted
Low Income - Power to Save | HVAC Inspection | 0 | 0.17 | 0 | 268.73 | 1 | Honeywell | 2023-12-22 | redacted
Low Income - Power to Save | Faucet Aerators | 0 | 0 | 0.02 | 110.58 | 1 | Honeywell | 2023-12-22 | redacted
Low Income - Power to Save | Low Flow Showerhead | 0 | 0.04 | 0.1 | 504.08 | 1 | Honeywell | 2023-12-22 | redacted
Low Income - Power to Save | LI - DUCT | 0 | 0.4 | 0.12 | 775.77 | 1 | Honeywell | 2023-12-22 | redacted
Low Income - Power to Save | LED Lights | 0 | 0 | 0 | 47.6 | 1 | Honeywell | 2023-12-22 | redacted
Low Income - Power to Save | Weather Strip/Caulk | 0 | 0.25 | 0.09 | 503.3 | 1 | Honeywell | 2023-12-18 | redacted
Low Income - Power to Save | Outdoor Coil Cleaning | 0 | 0.1 | 0 | 275 | 1 | Honeywell | 2023-12-18 | redacted
Low Income - Power to Save | HVAC Inspection | 0 | 0.17 | 0 | 268.73 | 1 | Honeywell | 2023-12-18 | redacted
Low Income - Power to Save | Faucet Aerators | 0 | 0 | 0.02 | 110.58 | 1 | Honeywell | 2023-12-18 | redacted
Low Income - Power to Save | LED Lights | 0 | 0 | 0 | 47.6 | 1 | Honeywell | 2023-12-18 | redacted
Low Income - Power to Save | Weather Strip/Caulk | 0 | 0.25 | 0.09 | 503.3 | 1 | Honeywell | 2023-12-21 | redacted
Low Income - Power to Save | Outdoor Coil Cleaning | 0 | 0.1 | 0 | 275 | 1 | Honeywell | 2023-12-21 | redacted
Low Income - Power to Save | HVAC Inspection | 0 | 0.17 | 0 | 268.73 | 1 | Honeywell | 2023-12-21 | redacted
Low Income - Power to Save | Faucet Aerators | 0 | 0 | 0.02 | 110.58 | 1 | Honeywell | 2023-12-21 | redacted
Low Income - Power to Save | Low Flow Showerhead | 0 | 0.04 | 0.1 | 504.08 | 1 | Honeywell | 2023-12-21 | redacted
Low Income - Power to Save | LI - DUCT | 0 | 0.4 | 0.12 | 775.77 | 1 | Honeywell | 2023-12-21 | redacted
Low Income - Power to Save | LED Lights | 0 | 0 | 0 | 47.6 | 1 | Honeywell | 2023-12-21 | redacted
Low Income - Power to Save | Weather Strip/Caulk | 0 | 0.25 | 0.09 | 503.3 | 1 | Honeywell | 2023-12-13 | redacted
Low Income - Power to Save | Pipe Wrap | 0 | 0.01 | 0.03 | 143.65 | 1 | Honeywell | 2023-12-13 | redacted
Low Income - Power to Save | Outdoor Coil Cleaning | 0 | 0.1 | 0 | 275 | 1 | Honeywell | 2023-12-13 | redacted
Low Income - Power to Save | Low Flow Showerhead | 0 | 0.04 | 0.1 | 504.08 | 1 | Honeywell | 2023-12-13 | redacted
Low Income - Power to Save | LED Lights | 0 | 0 | 0 | 47.6 | 1 | Honeywell | 2023-12-13 | redacted
Low Income - Power to Save | Weather Strip/Caulk | 0 | 0.25 | 0.09 | 503.3 | 1 | Honeywell | 2023-12-21 | redacted
Low Income - Power to Save | Outdoor Coil Cleaning | 0 | 0.1 | 0 | 275 | 1 | Honeywell | 2023-12-21 | redacted
Low Income - Power to Save | HVAC Inspection | 0 | 0.17 | 0 | 268.73 | 1 | Honeywell | 2023-12-21 | redacted
Low Income - Power to Save | Faucet Aerators | 0 | 0 | 0.02 | 110.58 | 1 | Honeywell | 2023-12-21 | redacted
Low Income - Power to Save | Low Flow Showerhead | 0 | 0.04 | 0.1 | 504.08 | 1 | Honeywell | 2023-12-21 | redacted
Low Income - Power to Save | LI - DUCT | 0 | 0.4 | 0.12 | 775.77 | 1 | Honeywell | 2023-12-21 | redacted
Low Income - Power to Save | LED Lights | 0 | 0 | 0 | 47.6 | 1 | Honeywell | 2023-12-21 | redacted
Low Income - Power to Save | Weather Strip/Caulk | 0 | 0.25 | 0.09 | 503.3 | 1 | Honeywell | 2023-12-21 | redacted
Low Income - Power to Save | Faucet Aerators | 0 | 0 | 0.02 | 110.58 | 1 | Honeywell | 2023-12-21 | redacted
Low Income - Power to Save | Low Flow Showerhead | 0 | 0.04 | 0.1 | 504.08 | 1 | Honeywell | 2023-12-21 | redacted
Low Income - Power to Save | LED Lights | 0 | 0 | 0 | 47.6 | 1 | Honeywell | 2023-12-21 | redacted
Low Income - Power to Save | Weather Strip/Caulk | 0 | 0.25 | 0.09 | 503.3 | 1 | Honeywell | 2023-12-12 | redacted
Low Income - Power to Save | Faucet Aerators | 0 | 0 | 0.02 | 110.58 | 1 | Honeywell | 2023-12-12 | redacted
Low Income - Power to Save | Low Flow Showerhead | 0 | 0.04 | 0.1 | 504.08 | 1 | Honeywell | 2023-12-12 | redacted
Low Income - Power to Save | LED Lights | 0 | 0 | 0 | 47.6 | 1 | Honeywell | 2023-12-12 | redacted
Low Income - Power to Save | Weather Strip/Caulk | 0 | 0.25 | 0.09 | 503.3 | 1 | Honeywell | 2023-12-19 | redacted
Low Income - Power to Save | Pipe Wrap | 0 | 0.01 | 0.03 | 143.65 | 1 | Honeywell | 2023-12-19 | redacted
Low Income - Power to Save | Outdoor Coil Cleaning | 0 | 0.1 | 0 | 275 | 1 | Honeywell | 2023-12-19 | redacted
Low Income - Power to Save | HVAC Inspection | 0 | 0.17 | 0 | 268.73 | 1 | Honeywell | 2023-12-19 | redacted
Low Income - Power to Save | Faucet Aerators | 0 | 0 | 0.02 | 110.58 | 1 | Honeywell | 2023-12-19 | redacted
Low Income - Power to Save | Low Flow Showerhead | 0 | 0.04 | 0.1 | 504.08 | 1 | Honeywell | 2023-12-19 | redacted
Low Income - Power to Save | LI - DUCT | 0 | 0.4 | 0.12 | 775.77 | 1 | Honeywell | 2023-12-19 | redacted
Low Income - Power to Save | LED Lights | 0 | 0 | 0 | 47.6 | 1 | Honeywell | 2023-12-19 | redacted
Low Income - Power to Save | Weather Strip/Caulk | 0 | 0.25 | 0.09 | 503.3 | 1 | Honeywell | 2023-12-18 | redacted
Low Income - Power to Save | Outdoor Coil Cleaning | 0 | 0.1 | 0 | 275 | 1 | Honeywell | 2023-12-18 | redacted
Low Income - Power to Save | HVAC Inspection | 0 | 0.17 | 0 | 268.73 | 1 | Honeywell | 2023-12-18 | redacted
Low Income - Power to Save | Low Flow Showerhead | 0 | 0.04 | 0.1 | 504.08 | 1 | Honeywell | 2023-12-18 | redacted
Low Income - Power to Save | LED Lights | 0 | 0 | 0 | 47.6 | 1 | Honeywell | 2023-12-18 | redacted
Low Income - Power to Save | Weather Strip/Caulk | 0 | 0.25 | 0.09 | 503.3 | 1 | Honeywell | 2023-12-21 | redacted
Low Income - Power to Save | Faucet Aerators | 0 | 0 | 0.02 | 110.58 | 1 | Honeywell | 2023-12-21 | redacted
Low Income - Power to Save | Low Flow Showerhead | 0 | 0.04 | 0.1 | 504.08 | 1 | Honeywell | 2023-12-21 | redacted
Low Income - Power to Save | LED Lights | 0 | 0 | 0 | 47.6 | 1 | Honeywell | 2023-12-21 | redacted
Low Income - Power to Save | Weather Strip/Caulk | 0 | 0.25 | 0.09 | 503.3 | 1 | Honeywell | 2023-12-11 | redacted
Low Income - Power to Save | Pipe Wrap | 0 | 0.01 | 0.03 | 143.65 | 1 | Honeywell | 2023-12-11 | redacted
Low Income - Power to Save | Outdoor Coil Cleaning | 0 | 0.1 | 0 | 275 | 1 | Honeywell | 2023-12-11 | redacted
Low Income - Power to Save | HVAC Inspection | 0 | 0.17 | 0 | 268.73 | 1 | Honeywell | 2023-12-11 | redacted
Low Income - Power to Save | Low Flow Showerhead | 0 | 0.04 | 0.1 | 504.08 | 1 | Honeywell | 2023-12-11 | redacted
Low Income - Power to Save | LI - DUCT | 0 | 0.4 | 0.12 | 775.77 | 1 | Honeywell | 2023-12-11 | redacted
Low Income - Power to Save | LED Lights | 0 | 0 | 0 | 47.6 | 1 | Honeywell | 2023-12-11 | redacted
Low Income - Power to Save | Weather Strip/Caulk | 0 | 0.25 | 0.09 | 503.3 | 1 | Honeywell | 2023-12-19 | redacted
Low Income - Power to Save | LED Lights | 0 | 0 | 0 | 47.6 | 1 | Honeywell | 2023-12-19 | redacted
Low Income - Power to Save | Weather Strip/Caulk | 0 | 0.25 | 0.09 | 503.3 | 1 | Honeywell | 2023-12-19 | redacted
Low Income - Power to Save | Pipe Wrap | 0 | 0.01 | 0.03 | 143.65 | 1 | Honeywell | 2023-12-19 | redacted
Low Income - Power to Save | Outdoor Coil Cleaning | 0 | 0.1 | 0 | 275 | 1 | Honeywell | 2023-12-19 | redacted
Low Income - Power to Save | HVAC Inspection | 0 | 0.17 | 0 | 268.73 | 1 | Honeywell | 2023-12-19 | redacted
Low Income - Power to Save | Faucet Aerators | 0 | 0 | 0.02 | 110.58 | 1 | Honeywell | 2023-12-19 | redacted
Low Income - Power to Save | Low Flow Showerhead | 0 | 0.04 | 0.1 | 504.08 | 1 | Honeywell | 2023-12-19 | redacted
Low Income - Power to Save | LI - DUCT | 0 | 0.4 | 0.12 | 775.77 | 1 | Honeywell | 2023-12-19 | redacted
Low Income - Power to Save | LED Lights | 0 | 0 | 0 | 47.6 | 1 | Honeywell | 2023-12-19 | redacted
Low Income - Power to Save | Weather Strip/Caulk | 0 | 0.25 | 0.09 | 503.3 | 1 | Honeywell | 2023-12-11 | redacted
Low Income - Power to Save | Faucet Aerators | 0 | 0 | 0.02 | 110.58 | 1 | Honeywell | 2023-12-11 | redacted
Low Income - Power to Save | Low Flow Showerhead | 0 | 0.04 | 0.1 | 504.08 | 1 | Honeywell | 2023-12-11 | redacted
Low Income - Power to Save | LED Lights | 0 | 0 | 0 | 47.6 | 1 | Honeywell | 2023-12-11 | redacted
Low Income - Power to Save | Weather Strip/Caulk | 0 | 0.25 | 0.09 | 503.3 | 1 | Honeywell | 2023-12-21 | redacted
Low Income - Power to Save | Pipe Wrap | 0 | 0.01 | 0.03 | 143.65 | 1 | Honeywell | 2023-12-21 | redacted
Low Income - Power to Save | Outdoor Coil Cleaning | 0 | 0.1 | 0 | 275 | 1 | Honeywell | 2023-12-21 | redacted
Low Income - Power to Save | HVAC Inspection | 0 | 0.17 | 0 | 268.73 | 1 | Honeywell | 2023-12-21 | redacted
Low Income - Power to Save | Faucet Aerators | 0 | 0 | 0.02 | 110.58 | 1 | Honeywell | 2023-12-21 | redacted
Low Income - Power to Save | Low Flow Showerhead | 0 | 0.04 | 0.1 | 504.08 | 1 | Honeywell | 2023-12-21 | redacted
Low Income - Power to Save | LI - DUCT | 0 | 0.4 | 0.12 | 775.77 | 1 | Honeywell | 2023-12-21 | redacted
Low Income - Power to Save | LED Lights | 0 | 0 | 0 | 47.6 | 1 | Honeywell | 2023-12-21 | redacted
Low Income - Power to Save | Weather Strip/Caulk | 0 | 0.25 | 0.09 | 503.3 | 1 | Honeywell | 2023-12-20 | redacted
Low Income - Power to Save | Outdoor Coil Cleaning | 0 | 0.1 | 0 | 275 | 1 | Honeywell | 2023-12-20 | redacted
Low Income - Power to Save | HVAC Inspection | 0 | 0.17 | 0 | 268.73 | 1 | Honeywell | 2023-12-20 | redacted
Low Income - Power to Save | LI - DUCT | 0 | 0.4 | 0.12 | 775.77 | 1 | Honeywell | 2023-12-20 | redacted
Low Income - Power to Save | LED Lights | 0 | 0 | 0 | 47.6 | 1 | Honeywell | 2023-12-20 | redacted
Low Income - Power to Save | Weather Strip/Caulk | 0 | 0.25 | 0.09 | 503.3 | 1 | Honeywell | 2023-12-12 | redacted
Low Income - Power to Save | Low Flow Showerhead | 0 | 0.04 | 0.1 | 504.08 | 1 | Honeywell | 2023-12-12 | redacted
Low Income - Power to Save | LED Lights | 0 | 0 | 0 | 47.6 | 1 | Honeywell | 2023-12-12 | redacted
Low Income - Power to Save | Weather Strip/Caulk | 0 | 0.25 | 0.09 | 503.3 | 1 | Honeywell | 2023-12-21 | redacted
Low Income - Power to Save | Pipe Wrap | 0 | 0.01 | 0.03 | 143.65 | 1 | Honeywell | 2023-12-21 | redacted
Low Income - Power to Save | Outdoor Coil Cleaning | 0 | 0.1 | 0 | 275 | 1 | Honeywell | 2023-12-21 | redacted
Low Income - Power to Save | HVAC Inspection | 0 | 0.17 | 0 | 268.73 | 1 | Honeywell | 2023-12-21 | redacted
Low Income - Power to Save | Faucet Aerators | 0 | 0 | 0.02 | 110.58 | 1 | Honeywell | 2023-12-21 | redacted
Low Income - Power to Save | Low Flow Showerhead | 0 | 0.04 | 0.1 | 504.08 | 1 | Honeywell | 2023-12-21 | redacted
Low Income - Power to Save | LI - DUCT | 0 | 0.4 | 0.12 | 775.77 | 1 | Honeywell | 2023-12-21 | redacted
Low Income - Power to Save | LED Lights | 0 | 0 | 0 | 47.6 | 1 | Honeywell | 2023-12-21 | redacted
Low Income - Power to Save | Weather Strip/Caulk | 0 | 0.25 | 0.09 | 503.3 | 1 | Honeywell | 2023-12-22 | redacted
Low Income - Power to Save | Outdoor Coil Cleaning | 0 | 0.1 | 0 | 275 | 1 | Honeywell | 2023-12-22 | redacted
Low Income - Power to Save | Faucet Aerators | 0 | 0 | 0.02 | 110.58 | 1 | Honeywell | 2023-12-22 | redacted
Low Income - Power to Save | Low Flow Showerhead | 0 | 0.04 | 0.1 | 504.08 | 1 | Honeywell | 2023-12-22 | redacted
Low Income - Power to Save | LED Lights | 0 | 0 | 0 | 47.6 | 1 | Honeywell | 2023-12-22 | redacted
Low Income - Power to Save | Weather Strip/Caulk | 0 | 0.25 | 0.09 | 503.3 | 1 | Honeywell | 2023-12-22 | redacted
Low Income - Power to Save | Outdoor Coil Cleaning | 0 | 0.1 | 0 | 275 | 1 | Honeywell | 2023-12-22 | redacted
Low Income - Power to Save | HVAC Inspection | 0 | 0.17 | 0 | 268.73 | 1 | Honeywell | 2023-12-22 | redacted
Low Income - Power to Save | LI - DUCT | 0 | 0.4 | 0.12 | 775.77 | 1 | Honeywell | 2023-12-22 | redacted
Low Income - Power to Save | LED Lights | 0 | 0 | 0 | 47.6 | 1 | Honeywell | 2023-12-22 | redacted
Low Income - Power to Save | Outdoor Coil Cleaning | 0 | 0.1 | 0 | 275 | 1 | Honeywell | 2023-12-21 | redacted
Low Income - Power to Save | HVAC Inspection | 0 | 0.17 | 0 | 268.73 | 1 | Honeywell | 2023-12-21 | redacted
Low Income - Power to Save | Faucet Aerators | 0 | 0 | 0.02 | 110.58 | 1 | Honeywell | 2023-12-21 | redacted
Low Income - Power to Save | Low Flow Showerhead | 0 | 0.04 | 0.1 | 504.08 | 1 | Honeywell | 2023-12-21 | redacted
Low Income - Power to Save | LED Lights | 0 | 0 | 0 | 47.6 | 1 | Honeywell | 2023-12-21 | redacted
Low Income - Power to Save | Weather Strip/Caulk | 0 | 0.25 | 0.09 | 503.3 | 1 | Honeywell | 2023-12-22 | redacted
Low Income - Power to Save | Pipe Wrap | 0 | 0.01 | 0.03 | 143.65 | 1 | Honeywell | 2023-12-22 | redacted
Low Income - Power to Save | Outdoor Coil Cleaning | 0 | 0.1 | 0 | 275 | 1 | Honeywell | 2023-12-22 | redacted
Low Income - Power to Save | HVAC Inspection | 0 | 0.17 | 0 | 268.73 | 1 | Honeywell | 2023-12-22 | redacted
Low Income - Power to Save | Low Flow Showerhead | 0 | 0.04 | 0.1 | 504.08 | 1 | Honeywell | 2023-12-22 | redacted
Low Income - Power to Save | LI - DUCT | 0 | 0.4 | 0.12 | 775.77 | 1 | Honeywell | 2023-12-22 | redacted
Low Income - Power to Save | LED Lights | 0 | 0 | 0 | 47.6 | 1 | Honeywell | 2023-12-22 | redacted
Low Income - Power to Save | Weather Strip/Caulk | 0 | 0.25 | 0.09 | 503.3 | 1 | Honeywell | 2023-12-11 | redacted
Low Income - Power to Save | Outdoor Coil Cleaning | 0 | 0.1 | 0 | 275 | 1 | Honeywell | 2023-12-11 | redacted
Low Income - Power to Save | HVAC Inspection | 0 | 0.17 | 0 | 268.73 | 1 | Honeywell | 2023-12-11 | redacted
Low Income - Power to Save | Faucet Aerators | 0 | 0 | 0.02 | 110.58 | 1 | Honeywell | 2023-12-11 | redacted
Low Income - Power to Save | Low Flow Showerhead | 0 | 0.04 | 0.1 | 504.08 | 1 | Honeywell | 2023-12-11 | redacted
Low Income - Power to Save | LI - DUCT | 0 | 0.4 | 0.12 | 775.77 | 1 | Honeywell | 2023-12-11 | redacted
Low Income - Power to Save | LED Lights | 0 | 0 | 0 | 47.6 | 1 | Honeywell | 2023-12-11 | redacted
Low Income - Power to Save | Outdoor Coil Cleaning | 0 | 0.1 | 0 | 275 | 1 | Honeywell | 2023-12-22 | redacted
Low Income - Power to Save | HVAC Inspection | 0 | 0.17 | 0 | 268.73 | 1 | Honeywell | 2023-12-22 | redacted
Low Income - Power to Save | Faucet Aerators | 0 | 0 | 0.02 | 110.58 | 1 | Honeywell | 2023-12-22 | redacted
Low Income - Power to Save | Low Flow Showerhead | 0 | 0.04 | 0.1 | 504.08 | 1 | Honeywell | 2023-12-22 | redacted
Low Income - Power to Save | LI - DUCT | 0 | 0.4 | 0.12 | 775.77 | 1 | Honeywell | 2023-12-22 | redacted
Low Income - Power to Save | LED Lights | 0 | 0 | 0 | 47.6 | 1 | Honeywell | 2023-12-22 | redacted
Low Income - Power to Save | Weather Strip/Caulk | 0 | 0.25 | 0.09 | 503.3 | 1 | Honeywell | 2023-12-11 | redacted
Low Income - Power to Save | Pipe Wrap | 0 | 0.01 | 0.03 | 143.65 | 1 | Honeywell | 2023-12-11 | redacted
Low Income - Power to Save | Outdoor Coil Cleaning | 0 | 0.1 | 0 | 275 | 1 | Honeywell | 2023-12-11 | redacted
Low Income - Power to Save | HVAC Inspection | 0 | 0.17 | 0 | 268.73 | 1 | Honeywell | 2023-12-11 | redacted
Low Income - Power to Save | Faucet Aerators | 0 | 0 | 0.02 | 110.58 | 1 | Honeywell | 2023-12-11 | redacted
Low Income - Power to Save | Low Flow Showerhead | 0 | 0.04 | 0.1 | 504.08 | 1 | Honeywell | 2023-12-11 | redacted
Low Income - Power to Save | LI - DUCT | 0 | 0.4 | 0.12 | 775.77 | 1 | Honeywell | 2023-12-11 | redacted
Low Income - Power to Save | LED Lights | 0 | 0 | 0 | 47.6 | 1 | Honeywell | 2023-12-11 | redacted
Low Income - Power to Save | Weather Strip/Caulk | 0 | 0.25 | 0.09 | 503.3 | 1 | Honeywell | 2023-12-11 | redacted
Low Income - Power to Save | Pipe Wrap | 0 | 0.01 | 0.03 | 143.65 | 1 | Honeywell | 2023-12-11 | redacted
Low Income - Power to Save | Outdoor Coil Cleaning | 0 | 0.1 | 0 | 275 | 1 | Honeywell | 2023-12-11 | redacted
Low Income - Power to Save | Faucet Aerators | 0 | 0 | 0.02 | 110.58 | 1 | Honeywell | 2023-12-11 | redacted
Low Income - Power to Save | Low Flow Showerhead | 0 | 0.04 | 0.1 | 504.08 | 1 | Honeywell | 2023-12-11 | redacted
Low Income - Power to Save | LED Lights | 0 | 0 | 0 | 47.6 | 1 | Honeywell | 2023-12-11 | redacted
Low Income - Power to Save | Weather Strip/Caulk | 0 | 0.25 | 0.09 | 503.3 | 1 | Honeywell | 2023-12-11 | redacted
Low Income - Power to Save | Pipe Wrap | 0 | 0.01 | 0.03 | 143.65 | 1 | Honeywell | 2023-12-11 | redacted
Low Income - Power to Save | Outdoor Coil Cleaning | 0 | 0.1 | 0 | 275 | 1 | Honeywell | 2023-12-11 | redacted
Low Income - Power to Save | HVAC Inspection | 0 | 0.17 | 0 | 268.73 | 1 | Honeywell | 2023-12-11 | redacted
Low Income - Power to Save | Faucet Aerators | 0 | 0 | 0.02 | 110.58 | 1 | Honeywell | 2023-12-11 | redacted
Low Income - Power to Save | LI - DUCT | 0 | 0.4 | 0.12 | 775.77 | 1 | Honeywell | 2023-12-11 | redacted
Low Income - Power to Save | LED Lights | 0 | 0 | 0 | 47.6 | 1 | Honeywell | 2023-12-11 | redacted
Low Income - Power to Save | Weather Strip/Caulk | 0 | 0.25 | 0.09 | 503.3 | 1 | Honeywell | 2023-12-21 | redacted
Low Income - Power to Save | Outdoor Coil Cleaning | 0 | 0.1 | 0 | 275 | 1 | Honeywell | 2023-12-21 | redacted
Low Income - Power to Save | HVAC Inspection | 0 | 0.17 | 0 | 268.73 | 1 | Honeywell | 2023-12-21 | redacted
Low Income - Power to Save | Faucet Aerators | 0 | 0 | 0.02 | 110.58 | 1 | Honeywell | 2023-12-21 | redacted
Low Income - Power to Save | Low Flow Showerhead | 0 | 0.04 | 0.1 | 504.08 | 1 | Honeywell | 2023-12-21 | redacted
Low Income - Power to Save | LI - DUCT | 0 | 0.4 | 0.12 | 775.77 | 1 | Honeywell | 2023-12-21 | redacted
Low Income - Power to Save | LED Lights | 0 | 0 | 0 | 47.6 | 1 | Honeywell | 2023-12-21 | redacted
Low Income - Power to Save | Weather Strip/Caulk | 0 | 0.25 | 0.09 | 503.3 | 1 | Honeywell | 2023-12-21 | redacted
Low Income - Power to Save | Outdoor Coil Cleaning | 0 | 0.1 | 0 | 275 | 1 | Honeywell | 2023-12-21 | redacted
Low Income - Power to Save | HVAC Inspection | 0 | 0.17 | 0 | 268.73 | 1 | Honeywell | 2023-12-21 | redacted
Low Income - Power to Save | Low Flow Showerhead | 0 | 0.04 | 0.1 | 504.08 | 1 | Honeywell | 2023-12-21 | redacted
Low Income - Power to Save | LI - DUCT | 0 | 0.4 | 0.12 | 775.77 | 1 | Honeywell | 2023-12-21 | redacted
Low Income - Power to Save | LED Lights | 0 | 0 | 0 | 47.6 | 1 | Honeywell | 2023-12-21 | redacted
Low Income - Power to Save | Weather Strip/Caulk | 0 | 0.25 | 0.09 | 503.3 | 1 | Honeywell | 2023-12-22 | redacted
Low Income - Power to Save | Outdoor Coil Cleaning | 0 | 0.1 | 0 | 275 | 1 | Honeywell | 2023-12-22 | redacted
Low Income - Power to Save | HVAC Inspection | 0 | 0.17 | 0 | 268.73 | 1 | Honeywell | 2023-12-22 | redacted
Low Income - Power to Save | Faucet Aerators | 0 | 0 | 0.02 | 110.58 | 1 | Honeywell | 2023-12-22 | redacted
Low Income - Power to Save | Low Flow Showerhead | 0 | 0.04 | 0.1 | 504.08 | 1 | Honeywell | 2023-12-22 | redacted
Low Income - Power to Save | LI - DUCT | 0 | 0.4 | 0.12 | 775.77 | 1 | Honeywell | 2023-12-22 | redacted
Low Income - Power to Save | LED Lights | 0 | 0 | 0 | 47.6 | 1 | Honeywell | 2023-12-22 | redacted
Low Income - Power to Save | Weather Strip/Caulk | 0 | 0.25 | 0.09 | 503.3 | 1 | Honeywell | 2023-12-20 | redacted
Low Income - Power to Save | Outdoor Coil Cleaning | 0 | 0.1 | 0 | 275 | 1 | Honeywell | 2023-12-20 | redacted
Low Income - Power to Save | HVAC Inspection | 0 | 0.17 | 0 | 268.73 | 1 | Honeywell | 2023-12-20 | redacted
Low Income - Power to Save | Low Flow Showerhead | 0 | 0.04 | 0.1 | 504.08 | 1 | Honeywell | 2023-12-20 | redacted
Low Income - Power to Save | LI - DUCT | 0 | 0.4 | 0.12 | 775.77 | 1 | Honeywell | 2023-12-20 | redacted
Low Income - Power to Save | LED Lights | 0 | 0 | 0 | 47.6 | 1 | Honeywell | 2023-12-20 | redacted
Low Income - Power to Save | Weather Strip/Caulk | 0 | 0.25 | 0.09 | 503.3 | 1 | Honeywell | 2023-12-20 | redacted
Low Income - Power to Save | Outdoor Coil Cleaning | 0 | 0.1 | 0 | 275 | 1 | Honeywell | 2023-12-20 | redacted
Low Income - Power to Save | Low Flow Showerhead | 0 | 0.04 | 0.1 | 504.08 | 1 | Honeywell | 2023-12-20 | redacted
Low Income - Power to Save | LED Lights | 0 | 0 | 0 | 47.6 | 1 | Honeywell | 2023-12-20 | redacted
Low Income - Power to Save | Weather Strip/Caulk | 0 | 0.25 | 0.09 | 503.3 | 1 | Honeywell | 2023-12-08 | redacted
Low Income - Power to Save | Faucet Aerators | 0 | 0 | 0.02 | 110.58 | 1 | Honeywell | 2023-12-08 | redacted
Low Income - Power to Save | Low Flow Showerhead | 0 | 0.04 | 0.1 | 504.08 | 1 | Honeywell | 2023-12-08 | redacted
Low Income - Power to Save | LED Lights | 0 | 0 | 0 | 47.6 | 1 | Honeywell | 2023-12-08 | redacted
Low Income - Power to Save | Weather Strip/Caulk | 0 | 0.25 | 0.09 | 503.3 | 1 | Honeywell | 2023-12-19 | redacted
Low Income - Power to Save | Faucet Aerators | 0 | 0 | 0.02 | 110.58 | 1 | Honeywell | 2023-12-19 | redacted
Low Income - Power to Save | Low Flow Showerhead | 0 | 0.04 | 0.1 | 504.08 | 1 | Honeywell | 2023-12-19 | redacted
Low Income - Power to Save | LED Lights | 0 | 0 | 0 | 47.6 | 1 | Honeywell | 2023-12-19 | redacted
Low Income - Power to Save | Outdoor Coil Cleaning | 0 | 0.1 | 0 | 275 | 1 | Honeywell | 2023-12-22 | redacted
Low Income - Power to Save | HVAC Inspection | 0 | 0.17 | 0 | 268.73 | 1 | Honeywell | 2023-12-22 | redacted
Low Income - Power to Save | Faucet Aerators | 0 | 0 | 0.02 | 110.58 | 1 | Honeywell | 2023-12-22 | redacted
Low Income - Power to Save | Low Flow Showerhead | 0 | 0.04 | 0.1 | 504.08 | 1 | Honeywell | 2023-12-22 | redacted
Low Income - Power to Save | LI - DUCT | 0 | 0.4 | 0.12 | 775.77 | 1 | Honeywell | 2023-12-22 | redacted
Low Income - Power to Save | LED Lights | 0 | 0 | 0 | 47.6 | 1 | Honeywell | 2023-12-22 | redacted
Low Income - Power to Save | Weather Strip/Caulk | 0 | 0.25 | 0.09 | 503.3 | 1 | Honeywell | 2023-12-19 | redacted
Low Income - Power to Save | Pipe Wrap | 0 | 0.01 | 0.03 | 143.65 | 1 | Honeywell | 2023-12-19 | redacted
Low Income - Power to Save | LED Lights | 0 | 0 | 0 | 47.6 | 1 | Honeywell | 2023-12-19 | redacted
Low Income - Power to Save | Weather Strip/Caulk | 0 | 0.25 | 0.09 | 503.3 | 1 | Honeywell | 2023-12-08 | redacted
Low Income - Power to Save | Pipe Wrap | 0 | 0.01 | 0.03 | 143.65 | 1 | Honeywell | 2023-12-08 | redacted
Low Income - Power to Save | Outdoor Coil Cleaning | 0 | 0.1 | 0 | 275 | 1 | Honeywell | 2023-12-08 | redacted
Low Income - Power to Save | HVAC Inspection | 0 | 0.17 | 0 | 268.73 | 1 | Honeywell | 2023-12-08 | redacted
Low Income - Power to Save | Faucet Aerators | 0 | 0 | 0.02 | 110.58 | 1 | Honeywell | 2023-12-08 | redacted
Low Income - Power to Save | Low Flow Showerhead | 0 | 0.04 | 0.1 | 504.08 | 1 | Honeywell | 2023-12-08 | redacted
Low Income - Power to Save | LI - DUCT | 0 | 0.4 | 0.12 | 775.77 | 1 | Honeywell | 2023-12-08 | redacted
Low Income - Power to Save | LED Lights | 0 | 0 | 0 | 47.6 | 1 | Honeywell | 2023-12-08 | redacted
Low Income - Power to Save | Weather Strip/Caulk | 0 | 0.25 | 0.09 | 503.3 | 1 | Honeywell | 2023-12-11 | redacted
Low Income - Power to Save | Outdoor Coil Cleaning | 0 | 0.1 | 0 | 275 | 1 | Honeywell | 2023-12-11 | redacted
Low Income - Power to Save | HVAC Inspection | 0 | 0.17 | 0 | 268.73 | 1 | Honeywell | 2023-12-11 | redacted
Low Income - Power to Save | Low Flow Showerhead | 0 | 0.04 | 0.1 | 504.08 | 1 | Honeywell | 2023-12-11 | redacted
Low Income - Power to Save | LI - DUCT | 0 | 0.4 | 0.12 | 775.77 | 1 | Honeywell | 2023-12-11 | redacted
Low Income - Power to Save | LED Lights | 0 | 0 | 0 | 47.6 | 1 | Honeywell | 2023-12-11 | redacted
Low Income - Power to Save | Weather Strip/Caulk | 0 | 0.25 | 0.09 | 503.3 | 1 | Honeywell | 2023-12-20 | redacted
Low Income - Power to Save | Outdoor Coil Cleaning | 0 | 0.1 | 0 | 275 | 1 | Honeywell | 2023-12-20 | redacted
Low Income - Power to Save | Low Flow Showerhead | 0 | 0.04 | 0.1 | 504.08 | 1 | Honeywell | 2023-12-20 | redacted
Low Income - Power to Save | LED Lights | 0 | 0 | 0 | 47.6 | 1 | Honeywell | 2023-12-20 | redacted
Low Income - Power to Save | Weather Strip/Caulk | 0 | 0.25 | 0.09 | 503.3 | 1 | Honeywell | 2023-12-11 | redacted
Low Income - Power to Save | Outdoor Coil Cleaning | 0 | 0.1 | 0 | 275 | 1 | Honeywell | 2023-12-11 | redacted
Low Income - Power to Save | HVAC Inspection | 0 | 0.17 | 0 | 268.73 | 1 | Honeywell | 2023-12-11 | redacted
Low Income - Power to Save | Faucet Aerators | 0 | 0 | 0.02 | 110.58 | 1 | Honeywell | 2023-12-11 | redacted
Low Income - Power to Save | Low Flow Showerhead | 0 | 0.04 | 0.1 | 504.08 | 1 | Honeywell | 2023-12-11 | redacted
Low Income - Power to Save | LED Lights | 0 | 0 | 0 | 47.6 | 1 | Honeywell | 2023-12-11 | redacted
Low Income - Power to Save | Weather Strip/Caulk | 0 | 0.25 | 0.09 | 503.3 | 1 | Honeywell | 2023-12-19 | redacted
Low Income - Power to Save | Pipe Wrap | 0 | 0.01 | 0.03 | 143.65 | 1 | Honeywell | 2023-12-19 | redacted
Low Income - Power to Save | Outdoor Coil Cleaning | 0 | 0.1 | 0 | 275 | 1 | Honeywell | 2023-12-19 | redacted
Low Income - Power to Save | HVAC Inspection | 0 | 0.17 | 0 | 268.73 | 1 | Honeywell | 2023-12-19 | redacted
Low Income - Power to Save | Faucet Aerators | 0 | 0 | 0.02 | 110.58 | 1 | Honeywell | 2023-12-19 | redacted
Low Income - Power to Save | Low Flow Showerhead | 0 | 0.04 | 0.1 | 504.08 | 1 | Honeywell | 2023-12-19 | redacted
Low Income - Power to Save | LI - DUCT | 0 | 0.4 | 0.12 | 775.77 | 1 | Honeywell | 2023-12-19 | redacted
Low Income - Power to Save | LED Lights | 0 | 0 | 0 | 47.6 | 1 | Honeywell | 2023-12-19 | redacted
Low Income - Power to Save | Weather Strip/Caulk | 0 | 0.25 | 0.09 | 503.3 | 1 | Honeywell | 2023-12-20 | redacted
Low Income - Power to Save | Outdoor Coil Cleaning | 0 | 0.1 | 0 | 275 | 1 | Honeywell | 2023-12-20 | redacted
Low Income - Power to Save | Low Flow Showerhead | 0 | 0.04 | 0.1 | 504.08 | 1 | Honeywell | 2023-12-20 | redacted
Low Income - Power to Save | LED Lights | 0 | 0 | 0 | 47.6 | 1 | Honeywell | 2023-12-20 | redacted
Low Income - Power to Save | Weather Strip/Caulk | 0 | 0.25 | 0.09 | 503.3 | 1 | Honeywell | 2023-12-19 | redacted
Low Income - Power to Save | Pipe Wrap | 0 | 0.01 | 0.03 | 143.65 | 1 | Honeywell | 2023-12-19 | redacted
Low Income - Power to Save | Outdoor Coil Cleaning | 0 | 0.1 | 0 | 275 | 1 | Honeywell | 2023-12-19 | redacted
Low Income - Power to Save | HVAC Inspection | 0 | 0.17 | 0 | 268.73 | 1 | Honeywell | 2023-12-19 | redacted
Low Income - Power to Save | Faucet Aerators | 0 | 0 | 0.02 | 110.58 | 1 | Honeywell | 2023-12-19 | redacted
Low Income - Power to Save | Low Flow Showerhead | 0 | 0.04 | 0.1 | 504.08 | 1 | Honeywell | 2023-12-19 | redacted
Low Income - Power to Save | LI - DUCT | 0 | 0.4 | 0.12 | 775.77 | 1 | Honeywell | 2023-12-19 | redacted
Low Income - Power to Save | LED Lights | 0 | 0 | 0 | 47.6 | 1 | Honeywell | 2023-12-19 | redacted
Low Income - Power to Save | Weather Strip/Caulk | 0 | 0.25 | 0.09 | 503.3 | 1 | Honeywell | 2023-12-12 | redacted
Low Income - Power to Save | Outdoor Coil Cleaning | 0 | 0.1 | 0 | 275 | 1 | Honeywell | 2023-12-12 | redacted
Low Income - Power to Save | Faucet Aerators | 0 | 0 | 0.02 | 110.58 | 1 | Honeywell | 2023-12-12 | redacted
Low Income - Power to Save | Low Flow Showerhead | 0 | 0.04 | 0.1 | 504.08 | 1 | Honeywell | 2023-12-12 | redacted
Low Income - Power to Save | LED Lights | 0 | 0 | 0 | 47.6 | 1 | Honeywell | 2023-12-12 | redacted
Low Income - Power to Save | Weather Strip/Caulk | 0 | 0.25 | 0.09 | 503.3 | 1 | Honeywell | 2023-12-21 | redacted
Low Income - Power to Save | Outdoor Coil Cleaning | 0 | 0.1 | 0 | 275 | 1 | Honeywell | 2023-12-21 | redacted
Low Income - Power to Save | HVAC Inspection | 0 | 0.17 | 0 | 268.73 | 1 | Honeywell | 2023-12-21 | redacted
Low Income - Power to Save | Faucet Aerators | 0 | 0 | 0.02 | 110.58 | 1 | Honeywell | 2023-12-21 | redacted
Low Income - Power to Save | Low Flow Showerhead | 0 | 0.04 | 0.1 | 504.08 | 1 | Honeywell | 2023-12-21 | redacted
Low Income - Power to Save | LI - DUCT | 0 | 0.4 | 0.12 | 775.77 | 1 | Honeywell | 2023-12-21 | redacted
Low Income - Power to Save | LED Lights | 0 | 0 | 0 | 47.6 | 1 | Honeywell | 2023-12-21 | redacted
Low Income - Power to Save | Weather Strip/Caulk | 0 | 0.25 | 0.09 | 503.3 | 1 | Honeywell | 2023-12-22 | redacted
Low Income - Power to Save | Faucet Aerators | 0 | 0 | 0.02 | 110.58 | 1 | Honeywell | 2023-12-22 | redacted
Low Income - Power to Save | LED Lights | 0 | 0 | 0 | 47.6 | 1 | Honeywell | 2023-12-22 | redacted
Low Income - Power to Save | Weather Strip/Caulk | 0 | 0.25 | 0.09 | 503.3 | 1 | Honeywell | 2023-12-19 | redacted
Low Income - Power to Save | Outdoor Coil Cleaning | 0 | 0.1 | 0 | 275 | 1 | Honeywell | 2023-12-19 | redacted
Low Income - Power to Save | Faucet Aerators | 0 | 0 | 0.02 | 110.58 | 1 | Honeywell | 2023-12-19 | redacted
Low Income - Power to Save | Low Flow Showerhead | 0 | 0.04 | 0.1 | 504.08 | 1 | Honeywell | 2023-12-19 | redacted
Low Income - Power to Save | LED Lights | 0 | 0 | 0 | 47.6 | 1 | Honeywell | 2023-12-19 | redacted
Low Income - Power to Save | Weather Strip/Caulk | 0 | 0.25 | 0.09 | 503.3 | 1 | Honeywell | 2023-12-11 | redacted
Low Income - Power to Save | Pipe Wrap | 0 | 0.01 | 0.03 | 143.65 | 1 | Honeywell | 2023-12-11 | redacted
Low Income - Power to Save | Faucet Aerators | 0 | 0 | 0.02 | 110.58 | 1 | Honeywell | 2023-12-11 | redacted
Low Income - Power to Save | Low Flow Showerhead | 0 | 0.04 | 0.1 | 504.08 | 1 | Honeywell | 2023-12-11 | redacted
Low Income - Power to Save | LED Lights | 0 | 0 | 0 | 47.6 | 1 | Honeywell | 2023-12-11 | redacted
Low Income - Power to Save | Weather Strip/Caulk | 0 | 0.25 | 0.09 | 503.3 | 1 | Honeywell | 2023-12-20 | redacted
Low Income - Power to Save | Pipe Wrap | 0 | 0.01 | 0.03 | 143.65 | 1 | Honeywell | 2023-12-20 | redacted
Low Income - Power to Save | Outdoor Coil Cleaning | 0 | 0.1 | 0 | 275 | 1 | Honeywell | 2023-12-20 | redacted
Low Income - Power to Save | HVAC Inspection | 0 | 0.17 | 0 | 268.73 | 1 | Honeywell | 2023-12-20 | redacted
Low Income - Power to Save | Low Flow Showerhead | 0 | 0.04 | 0.1 | 504.08 | 1 | Honeywell | 2023-12-20 | redacted
Low Income - Power to Save | LI - DUCT | 0 | 0.4 | 0.12 | 775.77 | 1 | Honeywell | 2023-12-20 | redacted
Low Income - Power to Save | LED Lights | 0 | 0 | 0 | 47.6 | 1 | Honeywell | 2023-12-20 | redacted
Low Income - Power to Save | Weather Strip/Caulk | 0 | 0.25 | 0.09 | 503.3 | 1 | Honeywell | 2023-12-19 | redacted
Low Income - Power to Save | Outdoor Coil Cleaning | 0 | 0.1 | 0 | 275 | 1 | Honeywell | 2023-12-19 | redacted
Low Income - Power to Save | HVAC Inspection | 0 | 0.17 | 0 | 268.73 | 1 | Honeywell | 2023-12-19 | redacted
Low Income - Power to Save | Faucet Aerators | 0 | 0 | 0.02 | 110.58 | 1 | Honeywell | 2023-12-19 | redacted
Low Income - Power to Save | LI - DUCT | 0 | 0.4 | 0.12 | 775.77 | 1 | Honeywell | 2023-12-19 | redacted
Low Income - Power to Save | LED Lights | 0 | 0 | 0 | 47.6 | 1 | Honeywell | 2023-12-19 | redacted
Low Income - Power to Save | Weather Strip/Caulk | 0 | 0.25 | 0.09 | 503.3 | 1 | Honeywell | 2023-12-19 | redacted
Low Income - Power to Save | Outdoor Coil Cleaning | 0 | 0.1 | 0 | 275 | 1 | Honeywell | 2023-12-19 | redacted
Low Income - Power to Save | Low Flow Showerhead | 0 | 0.04 | 0.1 | 504.08 | 1 | Honeywell | 2023-12-19 | redacted
Low Income - Power to Save | LED Lights | 0 | 0 | 0 | 47.6 | 1 | Honeywell | 2023-12-19 | redacted
Low Income - Power to Save | Weather Strip/Caulk | 0 | 0.25 | 0.09 | 503.3 | 1 | Honeywell | 2023-12-21 | redacted
Low Income - Power to Save | Faucet Aerators | 0 | 0 | 0.02 | 110.58 | 1 | Honeywell | 2023-12-21 | redacted
Low Income - Power to Save | Low Flow Showerhead | 0 | 0.04 | 0.1 | 504.08 | 1 | Honeywell | 2023-12-21 | redacted
Low Income - Power to Save | LED Lights | 0 | 0 | 0 | 47.6 | 1 | Honeywell | 2023-12-21 | redacted
Low Income - Power to Save | Weather Strip/Caulk | 0 | 0.25 | 0.09 | 503.3 | 1 | Honeywell | 2023-12-12 | redacted
Low Income - Power to Save | Outdoor Coil Cleaning | 0 | 0.1 | 0 | 275 | 1 | Honeywell | 2023-12-12 | redacted
Low Income - Power to Save | HVAC Inspection | 0 | 0.17 | 0 | 268.73 | 1 | Honeywell | 2023-12-12 | redacted
Low Income - Power to Save | Faucet Aerators | 0 | 0 | 0.02 | 110.58 | 1 | Honeywell | 2023-12-12 | redacted
Low Income - Power to Save | LI - DUCT | 0 | 0.4 | 0.12 | 775.77 | 1 | Honeywell | 2023-12-12 | redacted
Low Income - Power to Save | LED Lights | 0 | 0 | 0 | 47.6 | 1 | Honeywell | 2023-12-12 | redacted
Low Income - Power to Save | Faucet Aerators | 0 | 0 | 0.02 | 110.58 | 1 | Honeywell | 2023-12-12 | redacted
Low Income - Power to Save | Low Flow Showerhead | 0 | 0.04 | 0.1 | 504.08 | 1 | Honeywell | 2023-12-12 | redacted
Low Income - Power to Save | LED Lights | 0 | 0 | 0 | 47.6 | 1 | Honeywell | 2023-12-12 | redacted
Low Income - Power to Save | Weather Strip/Caulk | 0 | 0.25 | 0.09 | 503.3 | 1 | Honeywell | 2023-12-12 | redacted
Low Income - Power to Save | Outdoor Coil Cleaning | 0 | 0.1 | 0 | 275 | 1 | Honeywell | 2023-12-12 | redacted
Low Income - Power to Save | HVAC Inspection | 0 | 0.17 | 0 | 268.73 | 1 | Honeywell | 2023-12-12 | redacted
Low Income - Power to Save | Faucet Aerators | 0 | 0 | 0.02 | 110.58 | 1 | Honeywell | 2023-12-12 | redacted
Low Income - Power to Save | Low Flow Showerhead | 0 | 0.04 | 0.1 | 504.08 | 1 | Honeywell | 2023-12-12 | redacted
Low Income - Power to Save | LI - DUCT | 0 | 0.4 | 0.12 | 775.77 | 1 | Honeywell | 2023-12-12 | redacted
Low Income - Power to Save | LED Lights | 0 | 0 | 0 | 47.6 | 1 | Honeywell | 2023-12-12 | redacted
Low Income - Power to Save | Weather Strip/Caulk | 0 | 0.25 | 0.09 | 503.3 | 1 | Honeywell | 2023-12-22 | redacted
Low Income - Power to Save | Low Flow Showerhead | 0 | 0.04 | 0.1 | 504.08 | 1 | Honeywell | 2023-12-22 | redacted
Low Income - Power to Save | LED Lights | 0 | 0 | 0 | 47.6 | 1 | Honeywell | 2023-12-22 | redacted
Low Income - Power to Save | Weather Strip/Caulk | 0 | 0.25 | 0.09 | 503.3 | 1 | Honeywell | 2023-12-11 | redacted
Low Income - Power to Save | Outdoor Coil Cleaning | 0 | 0.1 | 0 | 275 | 1 | Honeywell | 2023-12-11 | redacted
Low Income - Power to Save | HVAC Inspection | 0 | 0.17 | 0 | 268.73 | 1 | Honeywell | 2023-12-11 | redacted
Low Income - Power to Save | Faucet Aerators | 0 | 0 | 0.02 | 110.58 | 1 | Honeywell | 2023-12-11 | redacted
Low Income - Power to Save | Low Flow Showerhead | 0 | 0.04 | 0.1 | 504.08 | 1 | Honeywell | 2023-12-11 | redacted
Low Income - Power to Save | LI - DUCT | 0 | 0.4 | 0.12 | 775.77 | 1 | Honeywell | 2023-12-11 | redacted
Low Income - Power to Save | LED Lights | 0 | 0 | 0 | 47.6 | 1 | Honeywell | 2023-12-11 | redacted
Low Income - Power to Save | Low Flow Showerhead | 0 | 0.04 | 0.1 | 504.08 | 1 | Honeywell | 2023-12-11 | redacted
Low Income - Power to Save | LED Lights | 0 | 0 | 0 | 47.6 | 1 | Honeywell | 2023-12-11 | redacted
Low Income - Power to Save | Weather Strip/Caulk | 0 | 0.25 | 0.09 | 503.3 | 1 | Honeywell | 2023-12-11 | redacted
Low Income - Power to Save | Outdoor Coil Cleaning | 0 | 0.1 | 0 | 275 | 1 | Honeywell | 2023-12-11 | redacted
Low Income - Power to Save | Faucet Aerators | 0 | 0 | 0.02 | 110.58 | 1 | Honeywell | 2023-12-11 | redacted
Low Income - Power to Save | Low Flow Showerhead | 0 | 0.04 | 0.1 | 504.08 | 1 | Honeywell | 2023-12-11 | redacted
Low Income - Power to Save | LED Lights | 0 | 0 | 0 | 47.6 | 1 | Honeywell | 2023-12-11 | redacted
Low Income - Power to Save | Faucet Aerators | 0 | 0 | 0.02 | 110.58 | 1 | Honeywell | 2023-12-19 | redacted
Low Income - Power to Save | Low Flow Showerhead | 0 | 0.04 | 0.1 | 504.08 | 1 | Honeywell | 2023-12-19 | redacted
Low Income - Power to Save | LED Lights | 0 | 0 | 0 | 47.6 | 1 | Honeywell | 2023-12-19 | redacted
Low Income - Power to Save | Weather Strip/Caulk | 0 | 0.25 | 0.09 | 503.3 | 1 | Honeywell | 2023-12-12 | redacted
Low Income - Power to Save | Outdoor Coil Cleaning | 0 | 0.1 | 0 | 275 | 1 | Honeywell | 2023-12-12 | redacted
Low Income - Power to Save | HVAC Inspection | 0 | 0.17 | 0 | 268.73 | 1 | Honeywell | 2023-12-12 | redacted
Low Income - Power to Save | Faucet Aerators | 0 | 0 | 0.02 | 110.58 | 1 | Honeywell | 2023-12-12 | redacted
Low Income - Power to Save | Low Flow Showerhead | 0 | 0.04 | 0.1 | 504.08 | 1 | Honeywell | 2023-12-12 | redacted
Low Income - Power to Save | LI - DUCT | 0 | 0.4 | 0.12 | 775.77 | 1 | Honeywell | 2023-12-12 | redacted
Low Income - Power to Save | LED Lights | 0 | 0 | 0 | 47.6 | 1 | Honeywell | 2023-12-12 | redacted
Low Income - Power to Save | Weather Strip/Caulk | 0 | 0.25 | 0.09 | 503.3 | 1 | Honeywell | 2023-12-13 | redacted
Low Income - Power to Save | Outdoor Coil Cleaning | 0 | 0.1 | 0 | 275 | 1 | Honeywell | 2023-12-13 | redacted
Low Income - Power to Save | HVAC Inspection | 0 | 0.17 | 0 | 268.73 | 1 | Honeywell | 2023-12-13 | redacted
Low Income - Power to Save | Faucet Aerators | 0 | 0 | 0.02 | 110.58 | 1 | Honeywell | 2023-12-13 | redacted
Low Income - Power to Save | LI - DUCT | 0 | 0.4 | 0.12 | 775.77 | 1 | Honeywell | 2023-12-13 | redacted
Low Income - Power to Save | LED Lights | 0 | 0 | 0 | 47.6 | 1 | Honeywell | 2023-12-13 | redacted
Low Income - Power to Save | Weather Strip/Caulk | 0 | 0.25 | 0.09 | 503.3 | 1 | Honeywell | 2023-12-22 | redacted
Low Income - Power to Save | Faucet Aerators | 0 | 0 | 0.02 | 110.58 | 1 | Honeywell | 2023-12-22 | redacted
Low Income - Power to Save | Low Flow Showerhead | 0 | 0.04 | 0.1 | 504.08 | 1 | Honeywell | 2023-12-22 | redacted
Low Income - Power to Save | LED Lights | 0 | 0 | 0 | 47.6 | 1 | Honeywell | 2023-12-22 | redacted
Low Income - Power to Save | Weather Strip/Caulk | 0 | 0.25 | 0.09 | 503.3 | 1 | Honeywell | 2023-12-08 | redacted
Low Income - Power to Save | LED Lights | 0 | 0 | 0 | 47.6 | 1 | Honeywell | 2023-12-08 | redacted
Low Income - Power to Save | Outdoor Coil Cleaning | 0 | 0.1 | 0 | 275 | 1 | Honeywell | 2023-12-19 | redacted
Low Income - Power to Save | HVAC Inspection | 0 | 0.17 | 0 | 268.73 | 1 | Honeywell | 2023-12-19 | redacted
Low Income - Power to Save | Low Flow Showerhead | 0 | 0.04 | 0.1 | 504.08 | 1 | Honeywell | 2023-12-19 | redacted
Low Income - Power to Save | LED Lights | 0 | 0 | 0 | 47.6 | 1 | Honeywell | 2023-12-19 | redacted
Low Income - Power to Save | Weather Strip/Caulk | 0 | 0.25 | 0.09 | 503.3 | 1 | Honeywell | 2023-12-19 | redacted
Low Income - Power to Save | Pipe Wrap | 0 | 0.01 | 0.03 | 143.65 | 1 | Honeywell | 2023-12-19 | redacted
Low Income - Power to Save | Outdoor Coil Cleaning | 0 | 0.1 | 0 | 275 | 1 | Honeywell | 2023-12-19 | redacted
Low Income - Power to Save | Faucet Aerators | 0 | 0 | 0.02 | 110.58 | 1 | Honeywell | 2023-12-19 | redacted
Low Income - Power to Save | Low Flow Showerhead | 0 | 0.04 | 0.1 | 504.08 | 1 | Honeywell | 2023-12-19 | redacted
Low Income - Power to Save | LI - DUCT | 0 | 0.4 | 0.12 | 775.77 | 1 | Honeywell | 2023-12-19 | redacted
Low Income - Power to Save | LED Lights | 0 | 0 | 0 | 47.6 | 1 | Honeywell | 2023-12-19 | redacted
Low Income - Power to Save | Weather Strip/Caulk | 0 | 0.25 | 0.09 | 503.3 | 1 | Honeywell | 2023-12-12 | redacted
Low Income - Power to Save | Pipe Wrap | 0 | 0.01 | 0.03 | 143.65 | 1 | Honeywell | 2023-12-12 | redacted
Low Income - Power to Save | Outdoor Coil Cleaning | 0 | 0.1 | 0 | 275 | 1 | Honeywell | 2023-12-12 | redacted
Low Income - Power to Save | HVAC Inspection | 0 | 0.17 | 0 | 268.73 | 1 | Honeywell | 2023-12-12 | redacted
Low Income - Power to Save | Low Flow Showerhead | 0 | 0.04 | 0.1 | 504.08 | 1 | Honeywell | 2023-12-12 | redacted
Low Income - Power to Save | LI - DUCT | 0 | 0.4 | 0.12 | 775.77 | 1 | Honeywell | 2023-12-12 | redacted
Low Income - Power to Save | LED Lights | 0 | 0 | 0 | 47.6 | 1 | Honeywell | 2023-12-12 | redacted
Low Income - Power to Save | Weather Strip/Caulk | 0 | 0.25 | 0.09 | 503.3 | 1 | Honeywell | 2023-12-21 | redacted
Low Income - Power to Save | Faucet Aerators | 0 | 0 | 0.02 | 110.58 | 1 | Honeywell | 2023-12-21 | redacted
Low Income - Power to Save | Low Flow Showerhead | 0 | 0.04 | 0.1 | 504.08 | 1 | Honeywell | 2023-12-21 | redacted
Low Income - Power to Save | LED Lights | 0 | 0 | 0 | 47.6 | 1 | Honeywell | 2023-12-21 | redacted
Low Income - Power to Save | Weather Strip/Caulk | 0 | 0.25 | 0.09 | 503.3 | 1 | Honeywell | 2023-12-18 | redacted
Low Income - Power to Save | Outdoor Coil Cleaning | 0 | 0.1 | 0 | 275 | 1 | Honeywell | 2023-12-18 | redacted
Low Income - Power to Save | Faucet Aerators | 0 | 0 | 0.02 | 110.58 | 1 | Honeywell | 2023-12-18 | redacted
Low Income - Power to Save | LED Lights | 0 | 0 | 0 | 47.6 | 1 | Honeywell | 2023-12-18 | redacted
Low Income - Power to Save | Weather Strip/Caulk | 0 | 0.25 | 0.09 | 503.3 | 1 | Honeywell | 2023-12-22 | redacted
Low Income - Power to Save | Pipe Wrap | 0 | 0.01 | 0.03 | 143.65 | 1 | Honeywell | 2023-12-22 | redacted
Low Income - Power to Save | Low Flow Showerhead | 0 | 0.04 | 0.1 | 504.08 | 1 | Honeywell | 2023-12-22 | redacted
Low Income - Power to Save | LED Lights | 0 | 0 | 0 | 47.6 | 1 | Honeywell | 2023-12-22 | redacted
Low Income - Power to Save | Weather Strip/Caulk | 0 | 0.25 | 0.09 | 503.3 | 1 | Honeywell | 2023-12-21 | redacted
Low Income - Power to Save | Outdoor Coil Cleaning | 0 | 0.1 | 0 | 275 | 1 | Honeywell | 2023-12-21 | redacted
Low Income - Power to Save | Faucet Aerators | 0 | 0 | 0.02 | 110.58 | 1 | Honeywell | 2023-12-21 | redacted
Low Income - Power to Save | Low Flow Showerhead | 0 | 0.04 | 0.1 | 504.08 | 1 | Honeywell | 2023-12-21 | redacted
Low Income - Power to Save | LED Lights | 0 | 0 | 0 | 47.6 | 1 | Honeywell | 2023-12-21 | redacted
Low Income - Power to Save | Outdoor Coil Cleaning | 0 | 0.1 | 0 | 275 | 1 | Honeywell | 2023-12-19 | redacted
Low Income - Power to Save | HVAC Inspection | 0 | 0.17 | 0 | 268.73 | 1 | Honeywell | 2023-12-19 | redacted
Low Income - Power to Save | Faucet Aerators | 0 | 0 | 0.02 | 110.58 | 1 | Honeywell | 2023-12-19 | redacted
Low Income - Power to Save | Low Flow Showerhead | 0 | 0.04 | 0.1 | 504.08 | 1 | Honeywell | 2023-12-19 | redacted
Low Income - Power to Save | LED Lights | 0 | 0 | 0 | 47.6 | 1 | Honeywell | 2023-12-19 | redacted
Low Income - Power to Save | Weather Strip/Caulk | 0 | 0.25 | 0.09 | 503.3 | 1 | Honeywell | 2023-12-11 | redacted
Low Income - Power to Save | Faucet Aerators | 0 | 0 | 0.02 | 110.58 | 1 | Honeywell | 2023-12-11 | redacted
Low Income - Power to Save | Low Flow Showerhead | 0 | 0.04 | 0.1 | 504.08 | 1 | Honeywell | 2023-12-11 | redacted
Low Income - Power to Save | LED Lights | 0 | 0 | 0 | 47.6 | 1 | Honeywell | 2023-12-11 | redacted
Low Income - Power to Save | Faucet Aerators | 0 | 0 | 0.02 | 110.58 | 1 | Honeywell | 2023-12-11 | redacted
Low Income - Power to Save | Low Flow Showerhead | 0 | 0.04 | 0.1 | 504.08 | 1 | Honeywell | 2023-12-11 | redacted
Low Income - Power to Save | LED Lights | 0 | 0 | 0 | 47.6 | 1 | Honeywell | 2023-12-11 | redacted
Low Income - Power to Save | Weather Strip/Caulk | 0 | 0.25 | 0.09 | 503.3 | 1 | Honeywell | 2023-12-13 | redacted
Low Income - Power to Save | Outdoor Coil Cleaning | 0 | 0.1 | 0 | 275 | 1 | Honeywell | 2023-12-13 | redacted
Low Income - Power to Save | Low Flow Showerhead | 0 | 0.04 | 0.1 | 504.08 | 1 | Honeywell | 2023-12-13 | redacted
Low Income - Power to Save | LED Lights | 0 | 0 | 0 | 47.6 | 1 | Honeywell | 2023-12-13 | redacted
Low Income - Power to Save | Weather Strip/Caulk | 0 | 0.25 | 0.09 | 503.3 | 1 | Honeywell | 2023-12-22 | redacted
Low Income - Power to Save | Pipe Wrap | 0 | 0.01 | 0.03 | 143.65 | 1 | Honeywell | 2023-12-22 | redacted
Low Income - Power to Save | Outdoor Coil Cleaning | 0 | 0.1 | 0 | 275 | 1 | Honeywell | 2023-12-22 | redacted
Low Income - Power to Save | HVAC Inspection | 0 | 0.17 | 0 | 268.73 | 1 | Honeywell | 2023-12-22 | redacted
Low Income - Power to Save | Faucet Aerators | 0 | 0 | 0.02 | 110.58 | 1 | Honeywell | 2023-12-22 | redacted
Low Income - Power to Save | Low Flow Showerhead | 0 | 0.04 | 0.1 | 504.08 | 1 | Honeywell | 2023-12-22 | redacted
Low Income - Power to Save | LI - DUCT | 0 | 0.4 | 0.12 | 775.77 | 1 | Honeywell | 2023-12-22 | redacted
Low Income - Power to Save | LED Lights | 0 | 0 | 0 | 47.6 | 1 | Honeywell | 2023-12-22 | redacted
Low Income - Power to Save | Weather Strip/Caulk | 0 | 0.25 | 0.09 | 503.3 | 1 | Honeywell | 2023-12-08 | redacted
Low Income - Power to Save | Faucet Aerators | 0 | 0 | 0.02 | 110.58 | 1 | Honeywell | 2023-12-08 | redacted
Low Income - Power to Save | Low Flow Showerhead | 0 | 0.04 | 0.1 | 504.08 | 1 | Honeywell | 2023-12-08 | redacted
Low Income - Power to Save | LED Lights | 0 | 0 | 0 | 47.6 | 1 | Honeywell | 2023-12-08 | redacted
Low Income - Power to Save | Faucet Aerators | 0 | 0 | 0.02 | 110.58 | 1 | Honeywell | 2023-12-11 | redacted
Low Income - Power to Save | Low Flow Showerhead | 0 | 0.04 | 0.1 | 504.08 | 1 | Honeywell | 2023-12-11 | redacted
Low Income - Power to Save | LED Lights | 0 | 0 | 0 | 47.6 | 1 | Honeywell | 2023-12-11 | redacted
Low Income - Power to Save | Weather Strip/Caulk | 0 | 0.25 | 0.09 | 503.3 | 1 | Honeywell | 2023-12-22 | redacted
Low Income - Power to Save | Outdoor Coil Cleaning | 0 | 0.1 | 0 | 275 | 1 | Honeywell | 2023-12-22 | redacted
Low Income - Power to Save | HVAC Inspection | 0 | 0.17 | 0 | 268.73 | 1 | Honeywell | 2023-12-22 | redacted
Low Income - Power to Save | Faucet Aerators | 0 | 0 | 0.02 | 110.58 | 1 | Honeywell | 2023-12-22 | redacted
Low Income - Power to Save | Low Flow Showerhead | 0 | 0.04 | 0.1 | 504.08 | 1 | Honeywell | 2023-12-22 | redacted
Low Income - Power to Save | LED Lights | 0 | 0 | 0 | 47.6 | 1 | Honeywell | 2023-12-22 | redacted
Low Income - Power to Save | Weather Strip/Caulk | 0 | 0.25 | 0.09 | 503.3 | 1 | Honeywell | 2023-12-21 | redacted
Low Income - Power to Save | Outdoor Coil Cleaning | 0 | 0.1 | 0 | 275 | 1 | Honeywell | 2023-12-21 | redacted
Low Income - Power to Save | Faucet Aerators | 0 | 0 | 0.02 | 110.58 | 1 | Honeywell | 2023-12-21 | redacted
Low Income - Power to Save | Low Flow Showerhead | 0 | 0.04 | 0.1 | 504.08 | 1 | Honeywell | 2023-12-21 | redacted
Low Income - Power to Save | LED Lights | 0 | 0 | 0 | 47.6 | 1 | Honeywell | 2023-12-21 | redacted
Low Income - Power to Save | Weather Strip/Caulk | 0 | 0.25 | 0.09 | 503.3 | 1 | Honeywell | 2023-12-22 | redacted
Low Income - Power to Save | LED Lights | 0 | 0 | 0 | 47.6 | 1 | Honeywell | 2023-12-22 | redacted
Low Income - Power to Save | Weather Strip/Caulk | 0 | 0.25 | 0.09 | 503.3 | 1 | Honeywell | 2023-12-20 | redacted
Low Income - Power to Save | Pipe Wrap | 0 | 0.01 | 0.03 | 143.65 | 1 | Honeywell | 2023-12-20 | redacted
Low Income - Power to Save | Outdoor Coil Cleaning | 0 | 0.1 | 0 | 275 | 1 | Honeywell | 2023-12-20 | redacted
Low Income - Power to Save | HVAC Inspection | 0 | 0.17 | 0 | 268.73 | 1 | Honeywell | 2023-12-20 | redacted
Low Income - Power to Save | Faucet Aerators | 0 | 0 | 0.02 | 110.58 | 1 | Honeywell | 2023-12-20 | redacted
Low Income - Power to Save | Low Flow Showerhead | 0 | 0.04 | 0.1 | 504.08 | 1 | Honeywell | 2023-12-20 | redacted
Low Income - Power to Save | LI - DUCT | 0 | 0.4 | 0.12 | 775.77 | 1 | Honeywell | 2023-12-20 | redacted
Low Income - Power to Save | LED Lights | 0 | 0 | 0 | 47.6 | 1 | Honeywell | 2023-12-20 | redacted
Low Income - Power to Save | Weather Strip/Caulk | 0 | 0.25 | 0.09 | 503.3 | 1 | Honeywell | 2023-12-13 | redacted
Low Income - Power to Save | Pipe Wrap | 0 | 0.01 | 0.03 | 143.65 | 1 | Honeywell | 2023-12-13 | redacted
Low Income - Power to Save | Outdoor Coil Cleaning | 0 | 0.1 | 0 | 275 | 1 | Honeywell | 2023-12-13 | redacted
Low Income - Power to Save | HVAC Inspection | 0 | 0.17 | 0 | 268.73 | 1 | Honeywell | 2023-12-13 | redacted
Low Income - Power to Save | Faucet Aerators | 0 | 0 | 0.02 | 110.58 | 1 | Honeywell | 2023-12-13 | redacted
Low Income - Power to Save | Low Flow Showerhead | 0 | 0.04 | 0.1 | 504.08 | 1 | Honeywell | 2023-12-13 | redacted
Low Income - Power to Save | LI - DUCT | 0 | 0.4 | 0.12 | 775.77 | 1 | Honeywell | 2023-12-13 | redacted
Low Income - Power to Save | LED Lights | 0 | 0 | 0 | 47.6 | 1 | Honeywell | 2023-12-13 | redacted
Low Income - Power to Save | Weather Strip/Caulk | 0 | 0.25 | 0.09 | 503.3 | 1 | Honeywell | 2023-12-19 | redacted
Low Income - Power to Save | Pipe Wrap | 0 | 0.01 | 0.03 | 143.65 | 1 | Honeywell | 2023-12-19 | redacted
Low Income - Power to Save | Outdoor Coil Cleaning | 0 | 0.1 | 0 | 275 | 1 | Honeywell | 2023-12-19 | redacted
Low Income - Power to Save | HVAC Inspection | 0 | 0.17 | 0 | 268.73 | 1 | Honeywell | 2023-12-19 | redacted
Low Income - Power to Save | Low Flow Showerhead | 0 | 0.04 | 0.1 | 504.08 | 1 | Honeywell | 2023-12-19 | redacted
Low Income - Power to Save | LI - DUCT | 0 | 0.4 | 0.12 | 775.77 | 1 | Honeywell | 2023-12-19 | redacted
Low Income - Power to Save | LED Lights | 0 | 0 | 0 | 47.6 | 1 | Honeywell | 2023-12-19 | redacted
Low Income - Power to Save | Weather Strip/Caulk | 0 | 0.25 | 0.09 | 503.3 | 1 | Honeywell | 2023-12-21 | redacted
Low Income - Power to Save | Pipe Wrap | 0 | 0.01 | 0.03 | 143.65 | 1 | Honeywell | 2023-12-21 | redacted
Low Income - Power to Save | Outdoor Coil Cleaning | 0 | 0.1 | 0 | 275 | 1 | Honeywell | 2023-12-21 | redacted
Low Income - Power to Save | HVAC Inspection | 0 | 0.17 | 0 | 268.73 | 1 | Honeywell | 2023-12-21 | redacted
Low Income - Power to Save | Low Flow Showerhead | 0 | 0.04 | 0.1 | 504.08 | 1 | Honeywell | 2023-12-21 | redacted
Low Income - Power to Save | LI - DUCT | 0 | 0.4 | 0.12 | 775.77 | 1 | Honeywell | 2023-12-21 | redacted
Low Income - Power to Save | LED Lights | 0 | 0 | 0 | 47.6 | 1 | Honeywell | 2023-12-21 | redacted
Low Income - Power to Save | Faucet Aerators | 0 | 0 | 0.02 | 110.58 | 1 | Honeywell | 2023-12-11 | redacted
Low Income - Power to Save | Low Flow Showerhead | 0 | 0.04 | 0.1 | 504.08 | 1 | Honeywell | 2023-12-11 | redacted
Low Income - Power to Save | LED Lights | 0 | 0 | 0 | 47.6 | 1 | Honeywell | 2023-12-11 | redacted
Low Income - Power to Save | Weather Strip/Caulk | 0 | 0.25 | 0.09 | 503.3 | 1 | Honeywell | 2023-12-20 | redacted
Low Income - Power to Save | Pipe Wrap | 0 | 0.01 | 0.03 | 143.65 | 1 | Honeywell | 2023-12-20 | redacted
Low Income - Power to Save | Outdoor Coil Cleaning | 0 | 0.1 | 0 | 275 | 1 | Honeywell | 2023-12-20 | redacted
Low Income - Power to Save | HVAC Inspection | 0 | 0.17 | 0 | 268.73 | 1 | Honeywell | 2023-12-20 | redacted
Low Income - Power to Save | Faucet Aerators | 0 | 0 | 0.02 | 110.58 | 1 | Honeywell | 2023-12-20 | redacted
Low Income - Power to Save | Low Flow Showerhead | 0 | 0.04 | 0.1 | 504.08 | 1 | Honeywell | 2023-12-20 | redacted
Low Income - Power to Save | LI - DUCT | 0 | 0.4 | 0.12 | 775.77 | 1 | Honeywell | 2023-12-20 | redacted
Low Income - Power to Save | LED Lights | 0 | 0 | 0 | 47.6 | 1 | Honeywell | 2023-12-20 | redacted
Low Income - Power to Save | Weather Strip/Caulk | 0 | 0.25 | 0.09 | 503.3 | 1 | Honeywell | 2023-12-21 | redacted
Low Income - Power to Save | Faucet Aerators | 0 | 0 | 0.02 | 110.58 | 1 | Honeywell | 2023-12-21 | redacted
Low Income - Power to Save | LED Lights | 0 | 0 | 0 | 47.6 | 1 | Honeywell | 2023-12-21 | redacted
Low Income - Power to Save | Weather Strip/Caulk | 0 | 0.25 | 0.09 | 503.3 | 1 | Honeywell | 2023-12-22 | redacted
Low Income - Power to Save | Outdoor Coil Cleaning | 0 | 0.1 | 0 | 275 | 1 | Honeywell | 2023-12-22 | redacted
Low Income - Power to Save | HVAC Inspection | 0 | 0.17 | 0 | 268.73 | 1 | Honeywell | 2023-12-22 | redacted
Low Income - Power to Save | Faucet Aerators | 0 | 0 | 0.02 | 110.58 | 1 | Honeywell | 2023-12-22 | redacted
Low Income - Power to Save | Low Flow Showerhead | 0 | 0.04 | 0.1 | 504.08 | 1 | Honeywell | 2023-12-22 | redacted
Low Income - Power to Save | LED Lights | 0 | 0 | 0 | 47.6 | 1 | Honeywell | 2023-12-22 | redacted
Low Income - Power to Save | Weather Strip/Caulk | 0 | 0.25 | 0.09 | 503.3 | 1 | Honeywell | 2023-12-19 | redacted
Low Income - Power to Save | Outdoor Coil Cleaning | 0 | 0.1 | 0 | 275 | 1 | Honeywell | 2023-12-19 | redacted
Low Income - Power to Save | HVAC Inspection | 0 | 0.17 | 0 | 268.73 | 1 | Honeywell | 2023-12-19 | redacted
Low Income - Power to Save | Faucet Aerators | 0 | 0 | 0.02 | 110.58 | 1 | Honeywell | 2023-12-19 | redacted
Low Income - Power to Save | Low Flow Showerhead | 0 | 0.04 | 0.1 | 504.08 | 1 | Honeywell | 2023-12-19 | redacted
Low Income - Power to Save | LI - DUCT | 0 | 0.4 | 0.12 | 775.77 | 1 | Honeywell | 2023-12-19 | redacted
Low Income - Power to Save | LED Lights | 0 | 0 | 0 | 47.6 | 1 | Honeywell | 2023-12-19 | redacted
Low Income - Power to Save | Weather Strip/Caulk | 0 | 0.25 | 0.09 | 503.3 | 1 | Honeywell | 2023-12-21 | redacted
Low Income - Power to Save | Outdoor Coil Cleaning | 0 | 0.1 | 0 | 275 | 1 | Honeywell | 2023-12-21 | redacted
Low Income - Power to Save | HVAC Inspection | 0 | 0.17 | 0 | 268.73 | 1 | Honeywell | 2023-12-21 | redacted
Low Income - Power to Save | Faucet Aerators | 0 | 0 | 0.02 | 110.58 | 1 | Honeywell | 2023-12-21 | redacted
Low Income - Power to Save | Low Flow Showerhead | 0 | 0.04 | 0.1 | 504.08 | 1 | Honeywell | 2023-12-21 | redacted
Low Income - Power to Save | LI - DUCT | 0 | 0.4 | 0.12 | 775.77 | 1 | Honeywell | 2023-12-21 | redacted
Low Income - Power to Save | LED Lights | 0 | 0 | 0 | 47.6 | 1 | Honeywell | 2023-12-21 | redacted
Low Income - Power to Save | Weather Strip/Caulk | 0 | 0.25 | 0.09 | 503.3 | 1 | Honeywell | 2023-12-11 | redacted
Low Income - Power to Save | Faucet Aerators | 0 | 0 | 0.02 | 110.58 | 1 | Honeywell | 2023-12-11 | redacted
Low Income - Power to Save | LED Lights | 0 | 0 | 0 | 47.6 | 1 | Honeywell | 2023-12-11 | redacted
Low Income - Power to Save | Weather Strip/Caulk | 0 | 0.25 | 0.09 | 503.3 | 1 | Honeywell | 2023-12-21 | redacted
Low Income - Power to Save | Pipe Wrap | 0 | 0.01 | 0.03 | 143.65 | 1 | Honeywell | 2023-12-21 | redacted
Low Income - Power to Save | Outdoor Coil Cleaning | 0 | 0.1 | 0 | 275 | 1 | Honeywell | 2023-12-21 | redacted
Low Income - Power to Save | HVAC Inspection | 0 | 0.17 | 0 | 268.73 | 1 | Honeywell | 2023-12-21 | redacted
Low Income - Power to Save | Faucet Aerators | 0 | 0 | 0.02 | 110.58 | 1 | Honeywell | 2023-12-21 | redacted
Low Income - Power to Save | Low Flow Showerhead | 0 | 0.04 | 0.1 | 504.08 | 1 | Honeywell | 2023-12-21 | redacted
Low Income - Power to Save | LI - DUCT | 0 | 0.4 | 0.12 | 775.77 | 1 | Honeywell | 2023-12-21 | redacted
Low Income - Power to Save | LED Lights | 0 | 0 | 0 | 47.6 | 1 | Honeywell | 2023-12-21 | redacted
Low Income - Power to Save | Weather Strip/Caulk | 0 | 0.25 | 0.09 | 503.3 | 1 | Honeywell | 2023-12-20 | redacted
Low Income - Power to Save | Outdoor Coil Cleaning | 0 | 0.1 | 0 | 275 | 1 | Honeywell | 2023-12-20 | redacted
Low Income - Power to Save | HVAC Inspection | 0 | 0.17 | 0 | 268.73 | 1 | Honeywell | 2023-12-20 | redacted
Low Income - Power to Save | Faucet Aerators | 0 | 0 | 0.02 | 110.58 | 1 | Honeywell | 2023-12-20 | redacted
Low Income - Power to Save | LED Lights | 0 | 0 | 0 | 47.6 | 1 | Honeywell | 2023-12-20 | redacted
Low Income - Power to Save | Faucet Aerators | 0 | 0 | 0.02 | 110.58 | 1 | Honeywell | 2023-12-11 | redacted
Low Income - Power to Save | Low Flow Showerhead | 0 | 0.04 | 0.1 | 504.08 | 1 | Honeywell | 2023-12-11 | redacted
Low Income - Power to Save | LED Lights | 0 | 0 | 0 | 47.6 | 1 | Honeywell | 2023-12-11 | redacted
Low Income - Power to Save | Outdoor Coil Cleaning | 0 | 0.1 | 0 | 275 | 1 | Honeywell | 2023-12-11 | redacted
Low Income - Power to Save | Faucet Aerators | 0 | 0 | 0.02 | 110.58 | 1 | Honeywell | 2023-12-11 | redacted
Low Income - Power to Save | Low Flow Showerhead | 0 | 0.04 | 0.1 | 504.08 | 1 | Honeywell | 2023-12-11 | redacted
Low Income - Power to Save | LED Lights | 0 | 0 | 0 | 47.6 | 1 | Honeywell | 2023-12-11 | redacted
Low Income - Power to Save | Weather Strip/Caulk | 0 | 0.25 | 0.09 | 503.3 | 1 | Honeywell | 2023-12-22 | redacted
Low Income - Power to Save | Faucet Aerators | 0 | 0 | 0.02 | 110.58 | 1 | Honeywell | 2023-12-22 | redacted
Low Income - Power to Save | Low Flow Showerhead | 0 | 0.04 | 0.1 | 504.08 | 1 | Honeywell | 2023-12-22 | redacted
Low Income - Power to Save | LED Lights | 0 | 0 | 0 | 47.6 | 1 | Honeywell | 2023-12-22 | redacted
Low Income - Power to Save | Low Flow Showerhead | 0 | 0.04 | 0.1 | 504.08 | 1 | Honeywell | 2023-12-21 | redacted
Low Income - Power to Save | LED Lights | 0 | 0 | 0 | 47.6 | 1 | Honeywell | 2023-12-21 | redacted
Low Income - Power to Save | Weather Strip/Caulk | 0 | 0.25 | 0.09 | 503.3 | 1 | Honeywell | 2023-12-11 | redacted
Low Income - Power to Save | Outdoor Coil Cleaning | 0 | 0.1 | 0 | 275 | 1 | Honeywell | 2023-12-11 | redacted
Low Income - Power to Save | HVAC Inspection | 0 | 0.17 | 0 | 268.73 | 1 | Honeywell | 2023-12-11 | redacted
Low Income - Power to Save | LED Lights | 0 | 0 | 0 | 47.6 | 1 | Honeywell | 2023-12-11 | redacted
Low Income - Power to Save | Weather Strip/Caulk | 0 | 0.25 | 0.09 | 503.3 | 1 | Honeywell | 2023-12-18 | redacted
Low Income - Power to Save | Outdoor Coil Cleaning | 0 | 0.1 | 0 | 275 | 1 | Honeywell | 2023-12-18 | redacted
Low Income - Power to Save | Faucet Aerators | 0 | 0 | 0.02 | 110.58 | 1 | Honeywell | 2023-12-18 | redacted
Low Income - Power to Save | Low Flow Showerhead | 0 | 0.04 | 0.1 | 504.08 | 1 | Honeywell | 2023-12-18 | redacted
Low Income - Power to Save | LED Lights | 0 | 0 | 0 | 47.6 | 1 | Honeywell | 2023-12-18 | redacted
Low Income - Power to Save | Weather Strip/Caulk | 0 | 0.25 | 0.09 | 503.3 | 1 | Honeywell | 2023-12-22 | redacted
Low Income - Power to Save | Faucet Aerators | 0 | 0 | 0.02 | 110.58 | 1 | Honeywell | 2023-12-22 | redacted
Low Income - Power to Save | LED Lights | 0 | 0 | 0 | 47.6 | 1 | Honeywell | 2023-12-22 | redacted
Low Income - Power to Save | Weather Strip/Caulk | 0 | 0.25 | 0.09 | 503.3 | 1 | Honeywell | 2023-12-12 | redacted
Low Income - Power to Save | Pipe Wrap | 0 | 0.01 | 0.03 | 143.65 | 1 | Honeywell | 2023-12-12 | redacted
Low Income - Power to Save | Outdoor Coil Cleaning | 0 | 0.1 | 0 | 275 | 1 | Honeywell | 2023-12-12 | redacted
Low Income - Power to Save | HVAC Inspection | 0 | 0.17 | 0 | 268.73 | 1 | Honeywell | 2023-12-12 | redacted
Low Income - Power to Save | Low Flow Showerhead | 0 | 0.04 | 0.1 | 504.08 | 1 | Honeywell | 2023-12-12 | redacted
Low Income - Power to Save | LI - DUCT | 0 | 0.4 | 0.12 | 775.77 | 1 | Honeywell | 2023-12-12 | redacted
Low Income - Power to Save | LED Lights | 0 | 0 | 0 | 47.6 | 1 | Honeywell | 2023-12-12 | redacted
Low Income - Power to Save | Weather Strip/Caulk | 0 | 0.25 | 0.09 | 503.3 | 1 | Honeywell | 2023-12-19 | redacted
Low Income - Power to Save | Pipe Wrap | 0 | 0.01 | 0.03 | 143.65 | 1 | Honeywell | 2023-12-19 | redacted
Low Income - Power to Save | Outdoor Coil Cleaning | 0 | 0.1 | 0 | 275 | 1 | Honeywell | 2023-12-19 | redacted
Low Income - Power to Save | HVAC Inspection | 0 | 0.17 | 0 | 268.73 | 1 | Honeywell | 2023-12-19 | redacted
Low Income - Power to Save | Low Flow Showerhead | 0 | 0.04 | 0.1 | 504.08 | 1 | Honeywell | 2023-12-19 | redacted
Low Income - Power to Save | LI - DUCT | 0 | 0.4 | 0.12 | 775.77 | 1 | Honeywell | 2023-12-19 | redacted
Low Income - Power to Save | LED Lights | 0 | 0 | 0 | 47.6 | 1 | Honeywell | 2023-12-19 | redacted
Low Income - Power to Save | Weather Strip/Caulk | 0 | 0.25 | 0.09 | 503.3 | 1 | Honeywell | 2023-12-21 | redacted
Low Income - Power to Save | Faucet Aerators | 0 | 0 | 0.02 | 110.58 | 1 | Honeywell | 2023-12-21 | redacted
Low Income - Power to Save | Low Flow Showerhead | 0 | 0.04 | 0.1 | 504.08 | 1 | Honeywell | 2023-12-21 | redacted
Low Income - Power to Save | LED Lights | 0 | 0 | 0 | 47.6 | 1 | Honeywell | 2023-12-21 | redacted
Low Income - Power to Save | Weather Strip/Caulk | 0 | 0.25 | 0.09 | 503.3 | 1 | Honeywell | 2023-12-11 | redacted
Low Income - Power to Save | LED Lights | 0 | 0 | 0 | 47.6 | 1 | Honeywell | 2023-12-11 | redacted
Low Income - Power to Save | Weather Strip/Caulk | 0 | 0.25 | 0.09 | 503.3 | 1 | Honeywell | 2023-12-22 | redacted
Low Income - Power to Save | Outdoor Coil Cleaning | 0 | 0.1 | 0 | 275 | 1 | Honeywell | 2023-12-22 | redacted
Low Income - Power to Save | HVAC Inspection | 0 | 0.17 | 0 | 268.73 | 1 | Honeywell | 2023-12-22 | redacted
Low Income - Power to Save | Faucet Aerators | 0 | 0 | 0.02 | 110.58 | 1 | Honeywell | 2023-12-22 | redacted
Low Income - Power to Save | Low Flow Showerhead | 0 | 0.04 | 0.1 | 504.08 | 1 | Honeywell | 2023-12-22 | redacted
Low Income - Power to Save | LI - DUCT | 0 | 0.4 | 0.12 | 775.77 | 1 | Honeywell | 2023-12-22 | redacted
Low Income - Power to Save | LED Lights | 0 | 0 | 0 | 47.6 | 1 | Honeywell | 2023-12-22 | redacted
Low Income - Power to Save | Weather Strip/Caulk | 0 | 0.25 | 0.09 | 503.3 | 1 | Honeywell | 2023-12-13 | redacted
Low Income - Power to Save | Pipe Wrap | 0 | 0.01 | 0.03 | 143.65 | 1 | Honeywell | 2023-12-13 | redacted
Low Income - Power to Save | Outdoor Coil Cleaning | 0 | 0.1 | 0 | 275 | 1 | Honeywell | 2023-12-13 | redacted
Low Income - Power to Save | HVAC Inspection | 0 | 0.17 | 0 | 268.73 | 1 | Honeywell | 2023-12-13 | redacted
Low Income - Power to Save | Low Flow Showerhead | 0 | 0.04 | 0.1 | 504.08 | 1 | Honeywell | 2023-12-13 | redacted
Low Income - Power to Save | LI - DUCT | 0 | 0.4 | 0.12 | 775.77 | 1 | Honeywell | 2023-12-13 | redacted
Low Income - Power to Save | LED Lights | 0 | 0 | 0 | 47.6 | 1 | Honeywell | 2023-12-13 | redacted
Low Income - Power to Save | Weather Strip/Caulk | 0 | 0.25 | 0.09 | 503.3 | 1 | Honeywell | 2023-12-11 | redacted
Low Income - Power to Save | Pipe Wrap | 0 | 0.01 | 0.03 | 143.65 | 1 | Honeywell | 2023-12-11 | redacted
Low Income - Power to Save | Outdoor Coil Cleaning | 0 | 0.1 | 0 | 275 | 1 | Honeywell | 2023-12-11 | redacted
Low Income - Power to Save | HVAC Inspection | 0 | 0.17 | 0 | 268.73 | 1 | Honeywell | 2023-12-11 | redacted
Low Income - Power to Save | LI - DUCT | 0 | 0.4 | 0.12 | 775.77 | 1 | Honeywell | 2023-12-11 | redacted
Low Income - Power to Save | LED Lights | 0 | 0 | 0 | 47.6 | 1 | Honeywell | 2023-12-11 | redacted
Low Income - Power to Save | Weather Strip/Caulk | 0 | 0.25 | 0.09 | 503.3 | 1 | Honeywell | 2023-12-22 | redacted
Low Income - Power to Save | Outdoor Coil Cleaning | 0 | 0.1 | 0 | 275 | 1 | Honeywell | 2023-12-22 | redacted
Low Income - Power to Save | HVAC Inspection | 0 | 0.17 | 0 | 268.73 | 1 | Honeywell | 2023-12-22 | redacted
Low Income - Power to Save | Faucet Aerators | 0 | 0 | 0.02 | 110.58 | 1 | Honeywell | 2023-12-22 | redacted
Low Income - Power to Save | Low Flow Showerhead | 0 | 0.04 | 0.1 | 504.08 | 1 | Honeywell | 2023-12-22 | redacted
Low Income - Power to Save | LED Lights | 0 | 0 | 0 | 47.6 | 1 | Honeywell | 2023-12-22 | redacted
Low Income - Power to Save | Outdoor Coil Cleaning | 0 | 0.1 | 0 | 275 | 1 | Honeywell | 2023-12-19 | redacted
Low Income - Power to Save | HVAC Inspection | 0 | 0.17 | 0 | 268.73 | 1 | Honeywell | 2023-12-19 | redacted
Low Income - Power to Save | Low Flow Showerhead | 0 | 0.04 | 0.1 | 504.08 | 1 | Honeywell | 2023-12-19 | redacted
Low Income - Power to Save | LED Lights | 0 | 0 | 0 | 47.6 | 1 | Honeywell | 2023-12-19 | redacted
Low Income - Power to Save | Weather Strip/Caulk | 0 | 0.25 | 0.09 | 503.3 | 1 | Honeywell | 2023-12-19 | redacted
Low Income - Power to Save | Outdoor Coil Cleaning | 0 | 0.1 | 0 | 275 | 1 | Honeywell | 2023-12-19 | redacted
Low Income - Power to Save | HVAC Inspection | 0 | 0.17 | 0 | 268.73 | 1 | Honeywell | 2023-12-19 | redacted
Low Income - Power to Save | Faucet Aerators | 0 | 0 | 0.02 | 110.58 | 1 | Honeywell | 2023-12-19 | redacted
Low Income - Power to Save | Low Flow Showerhead | 0 | 0.04 | 0.1 | 504.08 | 1 | Honeywell | 2023-12-19 | redacted
Low Income - Power to Save | LED Lights | 0 | 0 | 0 | 47.6 | 1 | Honeywell | 2023-12-19 | redacted
Low Income - Power to Save | Weather Strip/Caulk | 0 | 0.25 | 0.09 | 503.3 | 1 | Honeywell | 2023-12-22 | redacted
Low Income - Power to Save | Faucet Aerators | 0 | 0 | 0.02 | 110.58 | 1 | Honeywell | 2023-12-22 | redacted
Low Income - Power to Save | LED Lights | 0 | 0 | 0 | 47.6 | 1 | Honeywell | 2023-12-22 | redacted
Low Income - Power to Save | Weather Strip/Caulk | 0 | 0.25 | 0.09 | 503.3 | 1 | Honeywell | 2023-12-19 | redacted
Low Income - Power to Save | Outdoor Coil Cleaning | 0 | 0.1 | 0 | 275 | 1 | Honeywell | 2023-12-19 | redacted
Low Income - Power to Save | HVAC Inspection | 0 | 0.17 | 0 | 268.73 | 1 | Honeywell | 2023-12-19 | redacted
Low Income - Power to Save | LED Lights | 0 | 0 | 0 | 47.6 | 1 | Honeywell | 2023-12-19 | redacted
Low Income - Power to Save | Faucet Aerators | 0 | 0 | 0.02 | 110.58 | 1 | Honeywell | 2023-12-11 | redacted
Low Income - Power to Save | Low Flow Showerhead | 0 | 0.04 | 0.1 | 504.08 | 1 | Honeywell | 2023-12-11 | redacted
Low Income - Power to Save | LED Lights | 0 | 0 | 0 | 47.6 | 1 | Honeywell | 2023-12-11 | redacted
Low Income - Power to Save | Outdoor Coil Cleaning | 0 | 0.1 | 0 | 275 | 1 | Honeywell | 2023-12-20 | redacted
Low Income - Power to Save | HVAC Inspection | 0 | 0.17 | 0 | 268.73 | 1 | Honeywell | 2023-12-20 | redacted
Low Income - Power to Save | Faucet Aerators | 0 | 0 | 0.02 | 110.58 | 1 | Honeywell | 2023-12-20 | redacted
Low Income - Power to Save | Low Flow Showerhead | 0 | 0.04 | 0.1 | 504.08 | 1 | Honeywell | 2023-12-20 | redacted
Low Income - Power to Save | LI - DUCT | 0 | 0.4 | 0.12 | 775.77 | 1 | Honeywell | 2023-12-20 | redacted
Low Income - Power to Save | LED Lights | 0 | 0 | 0 | 47.6 | 1 | Honeywell | 2023-12-20 | redacted
Low Income - Power to Save | Weather Strip/Caulk | 0 | 0.25 | 0.09 | 503.3 | 1 | Honeywell | 2023-12-21 | redacted
Low Income - Power to Save | Pipe Wrap | 0 | 0.01 | 0.03 | 143.65 | 1 | Honeywell | 2023-12-21 | redacted
Low Income - Power to Save | Outdoor Coil Cleaning | 0 | 0.1 | 0 | 275 | 1 | Honeywell | 2023-12-21 | redacted
Low Income - Power to Save | HVAC Inspection | 0 | 0.17 | 0 | 268.73 | 1 | Honeywell | 2023-12-21 | redacted
Low Income - Power to Save | Faucet Aerators | 0 | 0 | 0.02 | 110.58 | 1 | Honeywell | 2023-12-21 | redacted
Low Income - Power to Save | Low Flow Showerhead | 0 | 0.04 | 0.1 | 504.08 | 1 | Honeywell | 2023-12-21 | redacted
Low Income - Power to Save | LI - DUCT | 0 | 0.4 | 0.12 | 775.77 | 1 | Honeywell | 2023-12-21 | redacted
Low Income - Power to Save | LED Lights | 0 | 0 | 0 | 47.6 | 1 | Honeywell | 2023-12-21 | redacted
Low Income - Power to Save | Weather Strip/Caulk | 0 | 0.25 | 0.09 | 503.3 | 1 | Honeywell | 2023-12-08 | redacted
Low Income - Power to Save | Low Flow Showerhead | 0 | 0.04 | 0.1 | 504.08 | 1 | Honeywell | 2023-12-08 | redacted
Low Income - Power to Save | LED Lights | 0 | 0 | 0 | 47.6 | 1 | Honeywell | 2023-12-08 | redacted
Low Income - Power to Save | Weather Strip/Caulk | 0 | 0.25 | 0.09 | 503.3 | 1 | Honeywell | 2023-12-18 | redacted
Low Income - Power to Save | Outdoor Coil Cleaning | 0 | 0.1 | 0 | 275 | 1 | Honeywell | 2023-12-18 | redacted
Low Income - Power to Save | HVAC Inspection | 0 | 0.17 | 0 | 268.73 | 1 | Honeywell | 2023-12-18 | redacted
Low Income - Power to Save | Faucet Aerators | 0 | 0 | 0.02 | 110.58 | 1 | Honeywell | 2023-12-18 | redacted
Low Income - Power to Save | Low Flow Showerhead | 0 | 0.04 | 0.1 | 504.08 | 1 | Honeywell | 2023-12-18 | redacted
Low Income - Power to Save | LED Lights | 0 | 0 | 0 | 47.6 | 1 | Honeywell | 2023-12-18 | redacted
Low Income - Power to Save | Weather Strip/Caulk | 0 | 0.25 | 0.09 | 503.3 | 1 | Honeywell | 2023-12-21 | redacted
Low Income - Power to Save | Faucet Aerators | 0 | 0 | 0.02 | 110.58 | 1 | Honeywell | 2023-12-21 | redacted
Low Income - Power to Save | Low Flow Showerhead | 0 | 0.04 | 0.1 | 504.08 | 1 | Honeywell | 2023-12-21 | redacted
Low Income - Power to Save | LED Lights | 0 | 0 | 0 | 47.6 | 1 | Honeywell | 2023-12-21 | redacted
Low Income - Power to Save | Weather Strip/Caulk | 0 | 0.25 | 0.09 | 503.3 | 1 | Honeywell | 2023-12-19 | redacted
Low Income - Power to Save | Outdoor Coil Cleaning | 0 | 0.1 | 0 | 275 | 1 | Honeywell | 2023-12-19 | redacted
Low Income - Power to Save | HVAC Inspection | 0 | 0.17 | 0 | 268.73 | 1 | Honeywell | 2023-12-19 | redacted
Low Income - Power to Save | Faucet Aerators | 0 | 0 | 0.02 | 110.58 | 1 | Honeywell | 2023-12-19 | redacted
Low Income - Power to Save | Low Flow Showerhead | 0 | 0.04 | 0.1 | 504.08 | 1 | Honeywell | 2023-12-19 | redacted
Low Income - Power to Save | LED Lights | 0 | 0 | 0 | 47.6 | 1 | Honeywell | 2023-12-19 | redacted
Low Income - Power to Save | Weather Strip/Caulk | 0 | 0.25 | 0.09 | 503.3 | 1 | Honeywell | 2023-12-18 | redacted
Low Income - Power to Save | Outdoor Coil Cleaning | 0 | 0.1 | 0 | 275 | 1 | Honeywell | 2023-12-18 | redacted
Low Income - Power to Save | HVAC Inspection | 0 | 0.17 | 0 | 268.73 | 1 | Honeywell | 2023-12-18 | redacted
Low Income - Power to Save | Faucet Aerators | 0 | 0 | 0.02 | 110.58 | 1 | Honeywell | 2023-12-18 | redacted
Low Income - Power to Save | Low Flow Showerhead | 0 | 0.04 | 0.1 | 504.08 | 1 | Honeywell | 2023-12-18 | redacted
Low Income - Power to Save | LED Lights | 0 | 0 | 0 | 47.6 | 1 | Honeywell | 2023-12-18 | redacted
Low Income - Power to Save | Weather Strip/Caulk | 0 | 0.25 | 0.09 | 503.3 | 1 | Honeywell | 2023-12-11 | redacted
Low Income - Power to Save | Outdoor Coil Cleaning | 0 | 0.1 | 0 | 275 | 1 | Honeywell | 2023-12-11 | redacted
Low Income - Power to Save | Faucet Aerators | 0 | 0 | 0.02 | 110.58 | 1 | Honeywell | 2023-12-11 | redacted
Low Income - Power to Save | Low Flow Showerhead | 0 | 0.04 | 0.1 | 504.08 | 1 | Honeywell | 2023-12-11 | redacted
Low Income - Power to Save | LED Lights | 0 | 0 | 0 | 47.6 | 1 | Honeywell | 2023-12-11 | redacted
Low Income - Power to Save | Weather Strip/Caulk | 0 | 0.25 | 0.09 | 503.3 | 1 | Honeywell | 2023-12-21 | redacted
Low Income - Power to Save | Outdoor Coil Cleaning | 0 | 0.1 | 0 | 275 | 1 | Honeywell | 2023-12-21 | redacted
Low Income - Power to Save | Faucet Aerators | 0 | 0 | 0.02 | 110.58 | 1 | Honeywell | 2023-12-21 | redacted
Low Income - Power to Save | Low Flow Showerhead | 0 | 0.04 | 0.1 | 504.08 | 1 | Honeywell | 2023-12-21 | redacted
Low Income - Power to Save | LED Lights | 0 | 0 | 0 | 47.6 | 1 | Honeywell | 2023-12-21 | redacted
Low Income - Power to Save | Weather Strip/Caulk | 0 | 0.25 | 0.09 | 503.3 | 1 | Honeywell | 2023-12-11 | redacted
Low Income - Power to Save | Outdoor Coil Cleaning | 0 | 0.1 | 0 | 275 | 1 | Honeywell | 2023-12-11 | redacted
Low Income - Power to Save | HVAC Inspection | 0 | 0.17 | 0 | 268.73 | 1 | Honeywell | 2023-12-11 | redacted
Low Income - Power to Save | Low Flow Showerhead | 0 | 0.04 | 0.1 | 504.08 | 1 | Honeywell | 2023-12-11 | redacted
Low Income - Power to Save | LI - DUCT | 0 | 0.4 | 0.12 | 775.77 | 1 | Honeywell | 2023-12-11 | redacted
Low Income - Power to Save | LED Lights | 0 | 0 | 0 | 47.6 | 1 | Honeywell | 2023-12-11 | redacted
Low Income - Power to Save | Weather Strip/Caulk | 0 | 0.25 | 0.09 | 503.3 | 1 | Honeywell | 2023-12-21 | redacted
Low Income - Power to Save | Faucet Aerators | 0 | 0 | 0.02 | 110.58 | 1 | Honeywell | 2023-12-21 | redacted
Low Income - Power to Save | Low Flow Showerhead | 0 | 0.04 | 0.1 | 504.08 | 1 | Honeywell | 2023-12-21 | redacted
Low Income - Power to Save | LED Lights | 0 | 0 | 0 | 47.6 | 1 | Honeywell | 2023-12-21 | redacted
Low Income - Power to Save | Weather Strip/Caulk | 0 | 0.25 | 0.09 | 503.3 | 1 | Honeywell | 2023-12-20 | redacted
Low Income - Power to Save | Outdoor Coil Cleaning | 0 | 0.1 | 0 | 275 | 1 | Honeywell | 2023-12-20 | redacted
Low Income - Power to Save | HVAC Inspection | 0 | 0.17 | 0 | 268.73 | 1 | Honeywell | 2023-12-20 | redacted
Low Income - Power to Save | Faucet Aerators | 0 | 0 | 0.02 | 110.58 | 1 | Honeywell | 2023-12-20 | redacted
Low Income - Power to Save | Low Flow Showerhead | 0 | 0.04 | 0.1 | 504.08 | 1 | Honeywell | 2023-12-20 | redacted
Low Income - Power to Save | LI - DUCT | 0 | 0.4 | 0.12 | 775.77 | 1 | Honeywell | 2023-12-20 | redacted
Low Income - Power to Save | LED Lights | 0 | 0 | 0 | 47.6 | 1 | Honeywell | 2023-12-20 | redacted
Low Income - Power to Save | Weather Strip/Caulk | 0 | 0.25 | 0.09 | 503.3 | 1 | Honeywell | 2023-12-20 | redacted
Low Income - Power to Save | Outdoor Coil Cleaning | 0 | 0.1 | 0 | 275 | 1 | Honeywell | 2023-12-20 | redacted
Low Income - Power to Save | HVAC Inspection | 0 | 0.17 | 0 | 268.73 | 1 | Honeywell | 2023-12-20 | redacted
Low Income - Power to Save | Low Flow Showerhead | 0 | 0.04 | 0.1 | 504.08 | 1 | Honeywell | 2023-12-20 | redacted
Low Income - Power to Save | LI - DUCT | 0 | 0.4 | 0.12 | 775.77 | 1 | Honeywell | 2023-12-20 | redacted
Low Income - Power to Save | LED Lights | 0 | 0 | 0 | 47.6 | 1 | Honeywell | 2023-12-20 | redacted
Low Income - Power to Save | Weather Strip/Caulk | 0 | 0.25 | 0.09 | 503.3 | 1 | Honeywell | 2023-12-19 | redacted
Low Income - Power to Save | Outdoor Coil Cleaning | 0 | 0.1 | 0 | 275 | 1 | Honeywell | 2023-12-19 | redacted
Low Income - Power to Save | HVAC Inspection | 0 | 0.17 | 0 | 268.73 | 1 | Honeywell | 2023-12-19 | redacted
Low Income - Power to Save | Faucet Aerators | 0 | 0 | 0.02 | 110.58 | 1 | Honeywell | 2023-12-19 | redacted
Low Income - Power to Save | Low Flow Showerhead | 0 | 0.04 | 0.1 | 504.08 | 1 | Honeywell | 2023-12-19 | redacted
Low Income - Power to Save | LI - DUCT | 0 | 0.4 | 0.12 | 775.77 | 1 | Honeywell | 2023-12-19 | redacted
Low Income - Power to Save | LED Lights | 0 | 0 | 0 | 47.6 | 1 | Honeywell | 2023-12-19 | redacted
Low Income - Power to Save | Weather Strip/Caulk | 0 | 0.25 | 0.09 | 503.3 | 1 | Honeywell | 2023-12-11 | redacted
Low Income - Power to Save | Outdoor Coil Cleaning | 0 | 0.1 | 0 | 275 | 1 | Honeywell | 2023-12-11 | redacted
Low Income - Power to Save | HVAC Inspection | 0 | 0.17 | 0 | 268.73 | 1 | Honeywell | 2023-12-11 | redacted
Low Income - Power to Save | Faucet Aerators | 0 | 0 | 0.02 | 110.58 | 1 | Honeywell | 2023-12-11 | redacted
Low Income - Power to Save | LED Lights | 0 | 0 | 0 | 47.6 | 1 | Honeywell | 2023-12-11 | redacted
Low Income - Power to Save | Weather Strip/Caulk | 0 | 0.25 | 0.09 | 503.3 | 1 | Honeywell | 2023-12-19 | redacted
Low Income - Power to Save | Outdoor Coil Cleaning | 0 | 0.1 | 0 | 275 | 1 | Honeywell | 2023-12-19 | redacted
Low Income - Power to Save | Faucet Aerators | 0 | 0 | 0.02 | 110.58 | 1 | Honeywell | 2023-12-19 | redacted
Low Income - Power to Save | Low Flow Showerhead | 0 | 0.04 | 0.1 | 504.08 | 1 | Honeywell | 2023-12-19 | redacted
Low Income - Power to Save | LED Lights | 0 | 0 | 0 | 47.6 | 1 | Honeywell | 2023-12-19 | redacted
Low Income - Power to Save | Weather Strip/Caulk | 0 | 0.25 | 0.09 | 503.3 | 1 | Honeywell | 2023-12-21 | redacted
Low Income - Power to Save | Outdoor Coil Cleaning | 0 | 0.1 | 0 | 275 | 1 | Honeywell | 2023-12-21 | redacted
Low Income - Power to Save | Faucet Aerators | 0 | 0 | 0.02 | 110.58 | 1 | Honeywell | 2023-12-21 | redacted
Low Income - Power to Save | Low Flow Showerhead | 0 | 0.04 | 0.1 | 504.08 | 1 | Honeywell | 2023-12-21 | redacted
Low Income - Power to Save | LED Lights | 0 | 0 | 0 | 47.6 | 1 | Honeywell | 2023-12-21 | redacted
Low Income - Power to Save | Weather Strip/Caulk | 0 | 0.25 | 0.09 | 503.3 | 1 | Honeywell | 2023-12-21 | redacted
Low Income - Power to Save | Outdoor Coil Cleaning | 0 | 0.1 | 0 | 275 | 1 | Honeywell | 2023-12-21 | redacted
Low Income - Power to Save | Low Flow Showerhead | 0 | 0.04 | 0.1 | 504.08 | 1 | Honeywell | 2023-12-21 | redacted
Low Income - Power to Save | LI - DUCT | 0 | 0.4 | 0.12 | 775.77 | 1 | Honeywell | 2023-12-21 | redacted
Low Income - Power to Save | LED Lights | 0 | 0 | 0 | 47.6 | 1 | Honeywell | 2023-12-21 | redacted
Low Income - Power to Save | Weather Strip/Caulk | 0 | 0.25 | 0.09 | 503.3 | 1 | Honeywell | 2023-12-21 | redacted
Low Income - Power to Save | Outdoor Coil Cleaning | 0 | 0.1 | 0 | 275 | 1 | Honeywell | 2023-12-21 | redacted
Low Income - Power to Save | HVAC Inspection | 0 | 0.17 | 0 | 268.73 | 1 | Honeywell | 2023-12-21 | redacted
Low Income - Power to Save | LI - DUCT | 0 | 0.4 | 0.12 | 775.77 | 1 | Honeywell | 2023-12-21 | redacted
Low Income - Power to Save | LED Lights | 0 | 0 | 0 | 47.6 | 1 | Honeywell | 2023-12-21 | redacted
Low Income - Power to Save | Weather Strip/Caulk | 0 | 0.25 | 0.09 | 503.3 | 1 | Honeywell | 2023-12-21 | redacted
Low Income - Power to Save | Outdoor Coil Cleaning | 0 | 0.1 | 0 | 275 | 1 | Honeywell | 2023-12-21 | redacted
Low Income - Power to Save | HVAC Inspection | 0 | 0.17 | 0 | 268.73 | 1 | Honeywell | 2023-12-21 | redacted
Low Income - Power to Save | LED Lights | 0 | 0 | 0 | 47.6 | 1 | Honeywell | 2023-12-21 | redacted
Low Income - Power to Save | Weather Strip/Caulk | 0 | 0.25 | 0.09 | 503.3 | 1 | Honeywell | 2023-12-19 | redacted
Low Income - Power to Save | Low Flow Showerhead | 0 | 0.04 | 0.1 | 504.08 | 1 | Honeywell | 2023-12-19 | redacted
Low Income - Power to Save | LED Lights | 0 | 0 | 0 | 47.6 | 1 | Honeywell | 2023-12-19 | redacted
Low Income - Power to Save | Weather Strip/Caulk | 0 | 0.25 | 0.09 | 503.3 | 1 | Honeywell | 2023-12-19 | redacted
Low Income - Power to Save | Outdoor Coil Cleaning | 0 | 0.1 | 0 | 275 | 1 | Honeywell | 2023-12-19 | redacted
Low Income - Power to Save | Faucet Aerators | 0 | 0 | 0.02 | 110.58 | 1 | Honeywell | 2023-12-19 | redacted
Low Income - Power to Save | LED Lights | 0 | 0 | 0 | 47.6 | 1 | Honeywell | 2023-12-19 | redacted
Low Income - Power to Save | Weather Strip/Caulk | 0 | 0.25 | 0.09 | 503.3 | 1 | Honeywell | 2023-12-11 | redacted
Low Income - Power to Save | Outdoor Coil Cleaning | 0 | 0.1 | 0 | 275 | 1 | Honeywell | 2023-12-11 | redacted
Low Income - Power to Save | HVAC Inspection | 0 | 0.17 | 0 | 268.73 | 1 | Honeywell | 2023-12-11 | redacted
Low Income - Power to Save | Low Flow Showerhead | 0 | 0.04 | 0.1 | 504.08 | 1 | Honeywell | 2023-12-11 | redacted
Low Income - Power to Save | LI - DUCT | 0 | 0.4 | 0.12 | 775.77 | 1 | Honeywell | 2023-12-11 | redacted
Low Income - Power to Save | LED Lights | 0 | 0 | 0 | 47.6 | 1 | Honeywell | 2023-12-11 | redacted
Low Income - Power to Save | Weather Strip/Caulk | 0 | 0.25 | 0.09 | 503.3 | 1 | Honeywell | 2023-12-19 | redacted
Low Income - Power to Save | Pipe Wrap | 0 | 0.01 | 0.03 | 143.65 | 1 | Honeywell | 2023-12-19 | redacted
Low Income - Power to Save | Outdoor Coil Cleaning | 0 | 0.1 | 0 | 275 | 1 | Honeywell | 2023-12-19 | redacted
Low Income - Power to Save | HVAC Inspection | 0 | 0.17 | 0 | 268.73 | 1 | Honeywell | 2023-12-19 | redacted
Low Income - Power to Save | Faucet Aerators | 0 | 0 | 0.02 | 110.58 | 1 | Honeywell | 2023-12-19 | redacted
Low Income - Power to Save | Low Flow Showerhead | 0 | 0.04 | 0.1 | 504.08 | 1 | Honeywell | 2023-12-19 | redacted
Low Income - Power to Save | LED Lights | 0 | 0 | 0 | 47.6 | 1 | Honeywell | 2023-12-19 | redacted
Low Income - Power to Save | Weather Strip/Caulk | 0 | 0.25 | 0.09 | 503.3 | 1 | Honeywell | 2023-12-19 | redacted
Low Income - Power to Save | Low Flow Showerhead | 0 | 0.04 | 0.1 | 504.08 | 1 | Honeywell | 2023-12-19 | redacted
Low Income - Power to Save | LED Lights | 0 | 0 | 0 | 47.6 | 1 | Honeywell | 2023-12-19 | redacted
Low Income - Power to Save | Weather Strip/Caulk | 0 | 0.25 | 0.09 | 503.3 | 1 | Honeywell | 2023-12-20 | redacted
Low Income - Power to Save | Outdoor Coil Cleaning | 0 | 0.1 | 0 | 275 | 1 | Honeywell | 2023-12-20 | redacted
Low Income - Power to Save | HVAC Inspection | 0 | 0.17 | 0 | 268.73 | 1 | Honeywell | 2023-12-20 | redacted
Low Income - Power to Save | Faucet Aerators | 0 | 0 | 0.02 | 110.58 | 1 | Honeywell | 2023-12-20 | redacted
Low Income - Power to Save | Low Flow Showerhead | 0 | 0.04 | 0.1 | 504.08 | 1 | Honeywell | 2023-12-20 | redacted
Low Income - Power to Save | LI - DUCT | 0 | 0.4 | 0.12 | 775.77 | 1 | Honeywell | 2023-12-20 | redacted
Low Income - Power to Save | LED Lights | 0 | 0 | 0 | 47.6 | 1 | Honeywell | 2023-12-20 | redacted
Low Income - Power to Save | Outdoor Coil Cleaning | 0 | 0.1 | 0 | 275 | 1 | Honeywell | 2023-12-19 | redacted
Low Income - Power to Save | HVAC Inspection | 0 | 0.17 | 0 | 268.73 | 1 | Honeywell | 2023-12-19 | redacted
Low Income - Power to Save | Faucet Aerators | 0 | 0 | 0.02 | 110.58 | 1 | Honeywell | 2023-12-19 | redacted
Low Income - Power to Save | Low Flow Showerhead | 0 | 0.04 | 0.1 | 504.08 | 1 | Honeywell | 2023-12-19 | redacted
Low Income - Power to Save | LED Lights | 0 | 0 | 0 | 47.6 | 1 | Honeywell | 2023-12-19 | redacted
Low Income - Power to Save | Weather Strip/Caulk | 0 | 0.25 | 0.09 | 503.3 | 1 | Honeywell | 2023-12-21 | redacted
Low Income - Power to Save | Outdoor Coil Cleaning | 0 | 0.1 | 0 | 275 | 1 | Honeywell | 2023-12-21 | redacted
Low Income - Power to Save | Faucet Aerators | 0 | 0 | 0.02 | 110.58 | 1 | Honeywell | 2023-12-21 | redacted
Low Income - Power to Save | Low Flow Showerhead | 0 | 0.04 | 0.1 | 504.08 | 1 | Honeywell | 2023-12-21 | redacted
Low Income - Power to Save | LED Lights | 0 | 0 | 0 | 47.6 | 1 | Honeywell | 2023-12-21 | redacted
Low Income - Power to Save | Weather Strip/Caulk | 0 | 0.25 | 0.09 | 503.3 | 1 | Honeywell | 2023-12-20 | redacted
Low Income - Power to Save | Faucet Aerators | 0 | 0 | 0.02 | 110.58 | 1 | Honeywell | 2023-12-20 | redacted
Low Income - Power to Save | Low Flow Showerhead | 0 | 0.04 | 0.1 | 504.08 | 1 | Honeywell | 2023-12-20 | redacted
Low Income - Power to Save | LED Lights | 0 | 0 | 0 | 47.6 | 1 | Honeywell | 2023-12-20 | redacted
Low Income - Power to Save | Weather Strip/Caulk | 0 | 0.25 | 0.09 | 503.3 | 1 | Honeywell | 2023-12-20 | redacted
Low Income - Power to Save | Outdoor Coil Cleaning | 0 | 0.1 | 0 | 275 | 1 | Honeywell | 2023-12-20 | redacted
Low Income - Power to Save | HVAC Inspection | 0 | 0.17 | 0 | 268.73 | 1 | Honeywell | 2023-12-20 | redacted
Low Income - Power to Save | LED Lights | 0 | 0 | 0 | 47.6 | 1 | Honeywell | 2023-12-20 | redacted
Low Income - Power to Save | Weather Strip/Caulk | 0 | 0.25 | 0.09 | 503.3 | 1 | Honeywell | 2023-12-18 | redacted
Low Income - Power to Save | Faucet Aerators | 0 | 0 | 0.02 | 110.58 | 1 | Honeywell | 2023-12-18 | redacted
Low Income - Power to Save | LED Lights | 0 | 0 | 0 | 47.6 | 1 | Honeywell | 2023-12-18 | redacted
Low Income - Power to Save | Weather Strip/Caulk | 0 | 0.25 | 0.09 | 503.3 | 1 | Honeywell | 2023-12-11 | redacted
Low Income - Power to Save | Outdoor Coil Cleaning | 0 | 0.1 | 0 | 275 | 1 | Honeywell | 2023-12-11 | redacted
Low Income - Power to Save | HVAC Inspection | 0 | 0.17 | 0 | 268.73 | 1 | Honeywell | 2023-12-11 | redacted
Low Income - Power to Save | Faucet Aerators | 0 | 0 | 0.02 | 110.58 | 1 | Honeywell | 2023-12-11 | redacted
Low Income - Power to Save | Low Flow Showerhead | 0 | 0.04 | 0.1 | 504.08 | 1 | Honeywell | 2023-12-11 | redacted
Low Income - Power to Save | LI - DUCT | 0 | 0.4 | 0.12 | 775.77 | 1 | Honeywell | 2023-12-11 | redacted
Low Income - Power to Save | LED Lights | 0 | 0 | 0 | 47.6 | 1 | Honeywell | 2023-12-11 | redacted
Low Income - Power to Save | Weather Strip/Caulk | 0 | 0.25 | 0.09 | 503.3 | 1 | Honeywell | 2023-12-21 | redacted
Low Income - Power to Save | Outdoor Coil Cleaning | 0 | 0.1 | 0 | 275 | 1 | Honeywell | 2023-12-21 | redacted
Low Income - Power to Save | HVAC Inspection | 0 | 0.17 | 0 | 268.73 | 1 | Honeywell | 2023-12-21 | redacted
Low Income - Power to Save | Faucet Aerators | 0 | 0 | 0.02 | 110.58 | 1 | Honeywell | 2023-12-21 | redacted
Low Income - Power to Save | Low Flow Showerhead | 0 | 0.04 | 0.1 | 504.08 | 1 | Honeywell | 2023-12-21 | redacted
Low Income - Power to Save | LI - DUCT | 0 | 0.4 | 0.12 | 775.77 | 1 | Honeywell | 2023-12-21 | redacted
Low Income - Power to Save | LED Lights | 0 | 0 | 0 | 47.6 | 1 | Honeywell | 2023-12-21 | redacted
Low Income - Power to Save | Weather Strip/Caulk | 0 | 0.25 | 0.09 | 503.3 | 1 | Honeywell | 2023-12-08 | redacted
Low Income - Power to Save | Low Flow Showerhead | 0 | 0.04 | 0.1 | 504.08 | 1 | Honeywell | 2023-12-08 | redacted
Low Income - Power to Save | LED Lights | 0 | 0 | 0 | 47.6 | 1 | Honeywell | 2023-12-08 | redacted
Low Income - Power to Save | Weather Strip/Caulk | 0 | 0.25 | 0.09 | 503.3 | 1 | Honeywell | 2023-12-21 | redacted
Low Income - Power to Save | Outdoor Coil Cleaning | 0 | 0.1 | 0 | 275 | 1 | Honeywell | 2023-12-21 | redacted
Low Income - Power to Save | Faucet Aerators | 0 | 0 | 0.02 | 110.58 | 1 | Honeywell | 2023-12-21 | redacted
Low Income - Power to Save | Low Flow Showerhead | 0 | 0.04 | 0.1 | 504.08 | 1 | Honeywell | 2023-12-21 | redacted
Low Income - Power to Save | LED Lights | 0 | 0 | 0 | 47.6 | 1 | Honeywell | 2023-12-21 | redacted
Low Income - Power to Save | Low Flow Showerhead | 0 | 0.04 | 0.1 | 504.08 | 1 | Honeywell | 2023-12-12 | redacted
Low Income - Power to Save | LED Lights | 0 | 0 | 0 | 47.6 | 1 | Honeywell | 2023-12-12 | redacted
Low Income - Power to Save | Faucet Aerators | 0 | 0 | 0.02 | 110.58 | 1 | Honeywell | 2023-12-19 | redacted
Low Income - Power to Save | Low Flow Showerhead | 0 | 0.04 | 0.1 | 504.08 | 1 | Honeywell | 2023-12-19 | redacted
Low Income - Power to Save | LED Lights | 0 | 0 | 0 | 47.6 | 1 | Honeywell | 2023-12-19 | redacted
Low Income - Power to Save | Weather Strip/Caulk | 0 | 0.25 | 0.09 | 503.3 | 1 | Honeywell | 2023-12-08 | redacted
Low Income - Power to Save | Outdoor Coil Cleaning | 0 | 0.1 | 0 | 275 | 1 | Honeywell | 2023-12-08 | redacted
Low Income - Power to Save | HVAC Inspection | 0 | 0.17 | 0 | 268.73 | 1 | Honeywell | 2023-12-08 | redacted
Low Income - Power to Save | Low Flow Showerhead | 0 | 0.04 | 0.1 | 504.08 | 1 | Honeywell | 2023-12-08 | redacted
Low Income - Power to Save | LI - DUCT | 0 | 0.4 | 0.12 | 775.77 | 1 | Honeywell | 2023-12-08 | redacted
Low Income - Power to Save | LED Lights | 0 | 0 | 0 | 47.6 | 1 | Honeywell | 2023-12-08 | redacted
Low Income - Power to Save | Weather Strip/Caulk | 0 | 0.25 | 0.09 | 503.3 | 1 | Honeywell | 2023-12-12 | redacted
Low Income - Power to Save | Outdoor Coil Cleaning | 0 | 0.1 | 0 | 275 | 1 | Honeywell | 2023-12-12 | redacted
Low Income - Power to Save | HVAC Inspection | 0 | 0.17 | 0 | 268.73 | 1 | Honeywell | 2023-12-12 | redacted
Low Income - Power to Save | Low Flow Showerhead | 0 | 0.04 | 0.1 | 504.08 | 1 | Honeywell | 2023-12-12 | redacted
Low Income - Power to Save | LI - DUCT | 0 | 0.4 | 0.12 | 775.77 | 1 | Honeywell | 2023-12-12 | redacted
Low Income - Power to Save | LED Lights | 0 | 0 | 0 | 47.6 | 1 | Honeywell | 2023-12-12 | redacted
Low Income - Power to Save | Weather Strip/Caulk | 0 | 0.25 | 0.09 | 503.3 | 1 | Honeywell | 2023-12-08 | redacted
Low Income - Power to Save | Pipe Wrap | 0 | 0.01 | 0.03 | 143.65 | 1 | Honeywell | 2023-12-08 | redacted
Low Income - Power to Save | Outdoor Coil Cleaning | 0 | 0.1 | 0 | 275 | 1 | Honeywell | 2023-12-08 | redacted
Low Income - Power to Save | HVAC Inspection | 0 | 0.17 | 0 | 268.73 | 1 | Honeywell | 2023-12-08 | redacted
Low Income - Power to Save | Low Flow Showerhead | 0 | 0.04 | 0.1 | 504.08 | 1 | Honeywell | 2023-12-08 | redacted
Low Income - Power to Save | LI - DUCT | 0 | 0.4 | 0.12 | 775.77 | 1 | Honeywell | 2023-12-08 | redacted
Low Income - Power to Save | LED Lights | 0 | 0 | 0 | 47.6 | 1 | Honeywell | 2023-12-08 | redacted
Low Income - Power to Save | Weather Strip/Caulk | 0 | 0.25 | 0.09 | 503.3 | 1 | Honeywell | 2023-12-20 | redacted
Low Income - Power to Save | LED Lights | 0 | 0 | 0 | 47.6 | 1 | Honeywell | 2023-12-20 | redacted
Low Income - Power to Save | Weather Strip/Caulk | 0 | 0.25 | 0.09 | 503.3 | 1 | Honeywell | 2023-12-18 | redacted
Low Income - Power to Save | Pipe Wrap | 0 | 0.01 | 0.03 | 143.65 | 1 | Honeywell | 2023-12-18 | redacted
Low Income - Power to Save | Outdoor Coil Cleaning | 0 | 0.1 | 0 | 275 | 1 | Honeywell | 2023-12-18 | redacted
Low Income - Power to Save | HVAC Inspection | 0 | 0.17 | 0 | 268.73 | 1 | Honeywell | 2023-12-18 | redacted
Low Income - Power to Save | Low Flow Showerhead | 0 | 0.04 | 0.1 | 504.08 | 1 | Honeywell | 2023-12-18 | redacted
Low Income - Power to Save | LI - DUCT | 0 | 0.4 | 0.12 | 775.77 | 1 | Honeywell | 2023-12-18 | redacted
Low Income - Power to Save | LED Lights | 0 | 0 | 0 | 47.6 | 1 | Honeywell | 2023-12-18 | redacted
Low Income - Power to Save | Weather Strip/Caulk | 0 | 0.25 | 0.09 | 503.3 | 1 | Honeywell | 2023-12-11 | redacted
Low Income - Power to Save | Outdoor Coil Cleaning | 0 | 0.1 | 0 | 275 | 1 | Honeywell | 2023-12-11 | redacted
Low Income - Power to Save | LED Lights | 0 | 0 | 0 | 47.6 | 1 | Honeywell | 2023-12-11 | redacted
Low Income - Power to Save | Outdoor Coil Cleaning | 0 | 0.1 | 0 | 275 | 1 | Honeywell | 2023-12-19 | redacted
Low Income - Power to Save | HVAC Inspection | 0 | 0.17 | 0 | 268.73 | 1 | Honeywell | 2023-12-19 | redacted
Low Income - Power to Save | Low Flow Showerhead | 0 | 0.04 | 0.1 | 504.08 | 1 | Honeywell | 2023-12-19 | redacted
Low Income - Power to Save | LI - DUCT | 0 | 0.4 | 0.12 | 775.77 | 1 | Honeywell | 2023-12-19 | redacted
Low Income - Power to Save | LED Lights | 0 | 0 | 0 | 47.6 | 1 | Honeywell | 2023-12-19 | redacted
Low Income - Power to Save | Outdoor Coil Cleaning | 0 | 0.1 | 0 | 275 | 1 | Honeywell | 2023-12-21 | redacted
Low Income - Power to Save | HVAC Inspection | 0 | 0.17 | 0 | 268.73 | 1 | Honeywell | 2023-12-21 | redacted
Low Income - Power to Save | Faucet Aerators | 0 | 0 | 0.02 | 110.58 | 1 | Honeywell | 2023-12-21 | redacted
Low Income - Power to Save | Low Flow Showerhead | 0 | 0.04 | 0.1 | 504.08 | 1 | Honeywell | 2023-12-21 | redacted
Low Income - Power to Save | LI - DUCT | 0 | 0.4 | 0.12 | 775.77 | 1 | Honeywell | 2023-12-21 | redacted
Low Income - Power to Save | LED Lights | 0 | 0 | 0 | 47.6 | 1 | Honeywell | 2023-12-21 | redacted
Low Income - Power to Save | Weather Strip/Caulk | 0 | 0.25 | 0.09 | 503.3 | 1 | Honeywell | 2023-12-20 | redacted
Low Income - Power to Save | Outdoor Coil Cleaning | 0 | 0.1 | 0 | 275 | 1 | Honeywell | 2023-12-20 | redacted
Low Income - Power to Save | HVAC Inspection | 0 | 0.17 | 0 | 268.73 | 1 | Honeywell | 2023-12-20 | redacted
Low Income - Power to Save | Faucet Aerators | 0 | 0 | 0.02 | 110.58 | 1 | Honeywell | 2023-12-20 | redacted
Low Income - Power to Save | Low Flow Showerhead | 0 | 0.04 | 0.1 | 504.08 | 1 | Honeywell | 2023-12-20 | redacted
Low Income - Power to Save | LED Lights | 0 | 0 | 0 | 47.6 | 1 | Honeywell | 2023-12-20 | redacted
Low Income - Power to Save | Weather Strip/Caulk | 0 | 0.25 | 0.09 | 503.3 | 1 | Honeywell | 2023-12-22 | redacted
Low Income - Power to Save | Outdoor Coil Cleaning | 0 | 0.1 | 0 | 275 | 1 | Honeywell | 2023-12-22 | redacted
Low Income - Power to Save | HVAC Inspection | 0 | 0.17 | 0 | 268.73 | 1 | Honeywell | 2023-12-22 | redacted
Low Income - Power to Save | Low Flow Showerhead | 0 | 0.04 | 0.1 | 504.08 | 1 | Honeywell | 2023-12-22 | redacted
Low Income - Power to Save | LED Lights | 0 | 0 | 0 | 47.6 | 1 | Honeywell | 2023-12-22 | redacted
Low Income - Power to Save | Weather Strip/Caulk | 0 | 0.25 | 0.09 | 503.3 | 1 | Honeywell | 2023-12-19 | redacted
Low Income - Power to Save | Faucet Aerators | 0 | 0 | 0.02 | 110.58 | 1 | Honeywell | 2023-12-19 | redacted
Low Income - Power to Save | Low Flow Showerhead | 0 | 0.04 | 0.1 | 504.08 | 1 | Honeywell | 2023-12-19 | redacted
Low Income - Power to Save | LED Lights | 0 | 0 | 0 | 47.6 | 1 | Honeywell | 2023-12-19 | redacted
Low Income - Power to Save | Weather Strip/Caulk | 0 | 0.25 | 0.09 | 503.3 | 1 | Honeywell | 2023-12-20 | redacted
Low Income - Power to Save | Outdoor Coil Cleaning | 0 | 0.1 | 0 | 275 | 1 | Honeywell | 2023-12-20 | redacted
Low Income - Power to Save | Low Flow Showerhead | 0 | 0.04 | 0.1 | 504.08 | 1 | Honeywell | 2023-12-20 | redacted
Low Income - Power to Save | LED Lights | 0 | 0 | 0 | 47.6 | 1 | Honeywell | 2023-12-20 | redacted
Low Income - Power to Save | Weather Strip/Caulk | 0 | 0.25 | 0.09 | 503.3 | 1 | Honeywell | 2023-12-22 | redacted
Low Income - Power to Save | Faucet Aerators | 0 | 0 | 0.02 | 110.58 | 1 | Honeywell | 2023-12-22 | redacted
Low Income - Power to Save | Low Flow Showerhead | 0 | 0.04 | 0.1 | 504.08 | 1 | Honeywell | 2023-12-22 | redacted
Low Income - Power to Save | LED Lights | 0 | 0 | 0 | 47.6 | 1 | Honeywell | 2023-12-22 | redacted
Low Income - Power to Save | Weather Strip/Caulk | 0 | 0.25 | 0.09 | 503.3 | 1 | Honeywell | 2023-12-11 | redacted
Low Income - Power to Save | Outdoor Coil Cleaning | 0 | 0.1 | 0 | 275 | 1 | Honeywell | 2023-12-11 | redacted
Low Income - Power to Save | Faucet Aerators | 0 | 0 | 0.02 | 110.58 | 1 | Honeywell | 2023-12-11 | redacted
Low Income - Power to Save | LED Lights | 0 | 0 | 0 | 47.6 | 1 | Honeywell | 2023-12-11 | redacted
Low Income - Power to Save | Weather Strip/Caulk | 0 | 0.25 | 0.09 | 503.3 | 1 | Honeywell | 2023-12-11 | redacted
Low Income - Power to Save | Outdoor Coil Cleaning | 0 | 0.1 | 0 | 275 | 1 | Honeywell | 2023-12-11 | redacted
Low Income - Power to Save | HVAC Inspection | 0 | 0.17 | 0 | 268.73 | 1 | Honeywell | 2023-12-11 | redacted
Low Income - Power to Save | Faucet Aerators | 0 | 0 | 0.02 | 110.58 | 1 | Honeywell | 2023-12-11 | redacted
Low Income - Power to Save | Low Flow Showerhead | 0 | 0.04 | 0.1 | 504.08 | 1 | Honeywell | 2023-12-11 | redacted
Low Income - Power to Save | LI - DUCT | 0 | 0.4 | 0.12 | 775.77 | 1 | Honeywell | 2023-12-11 | redacted
Low Income - Power to Save | LED Lights | 0 | 0 | 0 | 47.6 | 1 | Honeywell | 2023-12-11 | redacted
Low Income - Power to Save | Weather Strip/Caulk | 0 | 0.25 | 0.09 | 503.3 | 1 | Honeywell | 2023-12-20 | redacted
Low Income - Power to Save | Outdoor Coil Cleaning | 0 | 0.1 | 0 | 275 | 1 | Honeywell | 2023-12-20 | redacted
Low Income - Power to Save | HVAC Inspection | 0 | 0.17 | 0 | 268.73 | 1 | Honeywell | 2023-12-20 | redacted
Low Income - Power to Save | LI - DUCT | 0 | 0.4 | 0.12 | 775.77 | 1 | Honeywell | 2023-12-20 | redacted
Low Income - Power to Save | LED Lights | 0 | 0 | 0 | 47.6 | 1 | Honeywell | 2023-12-20 | redacted
Low Income - Power to Save | Weather Strip/Caulk | 0 | 0.25 | 0.09 | 503.3 | 1 | Honeywell | 2023-12-11 | redacted
Low Income - Power to Save | Outdoor Coil Cleaning | 0 | 0.1 | 0 | 275 | 1 | Honeywell | 2023-12-11 | redacted
Low Income - Power to Save | HVAC Inspection | 0 | 0.17 | 0 | 268.73 | 1 | Honeywell | 2023-12-11 | redacted
Low Income - Power to Save | LI - DUCT | 0 | 0.4 | 0.12 | 775.77 | 1 | Honeywell | 2023-12-11 | redacted
Low Income - Power to Save | LED Lights | 0 | 0 | 0 | 47.6 | 1 | Honeywell | 2023-12-11 | redacted
Low Income - Power to Save | Weather Strip/Caulk | 0 | 0.25 | 0.09 | 503.3 | 1 | Honeywell | 2023-12-19 | redacted
Low Income - Power to Save | Pipe Wrap | 0 | 0.01 | 0.03 | 143.65 | 1 | Honeywell | 2023-12-19 | redacted
Low Income - Power to Save | Outdoor Coil Cleaning | 0 | 0.1 | 0 | 275 | 1 | Honeywell | 2023-12-19 | redacted
Low Income - Power to Save | HVAC Inspection | 0 | 0.17 | 0 | 268.73 | 1 | Honeywell | 2023-12-19 | redacted
Low Income - Power to Save | Low Flow Showerhead | 0 | 0.04 | 0.1 | 504.08 | 1 | Honeywell | 2023-12-19 | redacted
Low Income - Power to Save | LED Lights | 0 | 0 | 0 | 47.6 | 1 | Honeywell | 2023-12-19 | redacted
Low Income - Power to Save | Weather Strip/Caulk | 0 | 0.25 | 0.09 | 503.3 | 1 | Honeywell | 2023-12-19 | redacted
Low Income - Power to Save | Outdoor Coil Cleaning | 0 | 0.1 | 0 | 275 | 1 | Honeywell | 2023-12-19 | redacted
Low Income - Power to Save | HVAC Inspection | 0 | 0.17 | 0 | 268.73 | 1 | Honeywell | 2023-12-19 | redacted
Low Income - Power to Save | LI - DUCT | 0 | 0.4 | 0.12 | 775.77 | 1 | Honeywell | 2023-12-19 | redacted
Low Income - Power to Save | Outdoor Coil Cleaning | 0 | 0.1 | 0 | 275 | 1 | Honeywell | 2023-12-20 | redacted
Low Income - Power to Save | Low Flow Showerhead | 0 | 0.04 | 0.1 | 504.08 | 1 | Honeywell | 2023-12-20 | redacted
Low Income - Power to Save | LED Lights | 0 | 0 | 0 | 47.6 | 1 | Honeywell | 2023-12-20 | redacted
Low Income - Power to Save | Faucet Aerators | 0 | 0 | 0.02 | 110.58 | 1 | Honeywell | 2023-12-13 | redacted
Low Income - Power to Save | Low Flow Showerhead | 0 | 0.04 | 0.1 | 504.08 | 1 | Honeywell | 2023-12-13 | redacted
Low Income - Power to Save | LED Lights | 0 | 0 | 0 | 47.6 | 1 | Honeywell | 2023-12-13 | redacted
Low Income - Power to Save | Weather Strip/Caulk | 0 | 0.25 | 0.09 | 503.3 | 1 | Honeywell | 2023-12-20 | redacted
Low Income - Power to Save | Faucet Aerators | 0 | 0 | 0.02 | 110.58 | 1 | Honeywell | 2023-12-20 | redacted
Low Income - Power to Save | Low Flow Showerhead | 0 | 0.04 | 0.1 | 504.08 | 1 | Honeywell | 2023-12-20 | redacted
Low Income - Power to Save | LED Lights | 0 | 0 | 0 | 47.6 | 1 | Honeywell | 2023-12-20 | redacted
Low Income - Power to Save | Outdoor Coil Cleaning | 0 | 0.1 | 0 | 275 | 1 | Honeywell | 2023-12-11 | redacted
Low Income - Power to Save | HVAC Inspection | 0 | 0.17 | 0 | 268.73 | 1 | Honeywell | 2023-12-11 | redacted
Low Income - Power to Save | Low Flow Showerhead | 0 | 0.04 | 0.1 | 504.08 | 1 | Honeywell | 2023-12-11 | redacted
Low Income - Power to Save | LED Lights | 0 | 0 | 0 | 47.6 | 1 | Honeywell | 2023-12-11 | redacted
Low Income - Power to Save | Weather Strip/Caulk | 0 | 0.25 | 0.09 | 503.3 | 1 | Honeywell | 2023-12-20 | redacted
Low Income - Power to Save | Faucet Aerators | 0 | 0 | 0.02 | 110.58 | 1 | Honeywell | 2023-12-20 | redacted
Low Income - Power to Save | Low Flow Showerhead | 0 | 0.04 | 0.1 | 504.08 | 1 | Honeywell | 2023-12-20 | redacted
Low Income - Power to Save | LED Lights | 0 | 0 | 0 | 47.6 | 1 | Honeywell | 2023-12-20 | redacted
Low Income - Power to Save | Weather Strip/Caulk | 0 | 0.25 | 0.09 | 503.3 | 1 | Honeywell | 2023-12-20 | redacted
Low Income - Power to Save | Faucet Aerators | 0 | 0 | 0.02 | 110.58 | 1 | Honeywell | 2023-12-20 | redacted
Low Income - Power to Save | Low Flow Showerhead | 0 | 0.04 | 0.1 | 504.08 | 1 | Honeywell | 2023-12-20 | redacted
Low Income - Power to Save | LED Lights | 0 | 0 | 0 | 47.6 | 1 | Honeywell | 2023-12-20 | redacted
Low Income - Power to Save | Weather Strip/Caulk | 0 | 0.25 | 0.09 | 503.3 | 1 | Honeywell | 2023-12-13 | redacted
Low Income - Power to Save | Outdoor Coil Cleaning | 0 | 0.1 | 0 | 275 | 1 | Honeywell | 2023-12-13 | redacted
Low Income - Power to Save | HVAC Inspection | 0 | 0.17 | 0 | 268.73 | 1 | Honeywell | 2023-12-13 | redacted
Low Income - Power to Save | Faucet Aerators | 0 | 0 | 0.02 | 110.58 | 1 | Honeywell | 2023-12-13 | redacted
Low Income - Power to Save | Low Flow Showerhead | 0 | 0.04 | 0.1 | 504.08 | 1 | Honeywell | 2023-12-13 | redacted
Low Income - Power to Save | LED Lights | 0 | 0 | 0 | 47.6 | 1 | Honeywell | 2023-12-13 | redacted
Low Income - Power to Save | Low Flow Showerhead | 0 | 0.04 | 0.1 | 504.08 | 1 | Honeywell | 2023-12-11 | redacted
Low Income - Power to Save | LED Lights | 0 | 0 | 0 | 47.6 | 1 | Honeywell | 2023-12-11 | redacted
Low Income - Power to Save | Weather Strip/Caulk | 0 | 0.25 | 0.09 | 503.3 | 1 | Honeywell | 2023-12-13 | redacted
Low Income - Power to Save | Faucet Aerators | 0 | 0 | 0.02 | 110.58 | 1 | Honeywell | 2023-12-13 | redacted
Low Income - Power to Save | Low Flow Showerhead | 0 | 0.04 | 0.1 | 504.08 | 1 | Honeywell | 2023-12-13 | redacted
Low Income - Power to Save | LED Lights | 0 | 0 | 0 | 47.6 | 1 | Honeywell | 2023-12-13 | redacted
Low Income - Power to Save | Weather Strip/Caulk | 0 | 0.25 | 0.09 | 503.3 | 1 | Honeywell | 2023-12-20 | redacted
Low Income - Power to Save | Outdoor Coil Cleaning | 0 | 0.1 | 0 | 275 | 1 | Honeywell | 2023-12-20 | redacted
Low Income - Power to Save | HVAC Inspection | 0 | 0.17 | 0 | 268.73 | 1 | Honeywell | 2023-12-20 | redacted
Low Income - Power to Save | Faucet Aerators | 0 | 0 | 0.02 | 110.58 | 1 | Honeywell | 2023-12-20 | redacted
Low Income - Power to Save | Low Flow Showerhead | 0 | 0.04 | 0.1 | 504.08 | 1 | Honeywell | 2023-12-20 | redacted
Low Income - Power to Save | LI - DUCT | 0 | 0.4 | 0.12 | 775.77 | 1 | Honeywell | 2023-12-20 | redacted
Low Income - Power to Save | LED Lights | 0 | 0 | 0 | 47.6 | 1 | Honeywell | 2023-12-20 | redacted
Low Income - Power to Save | Weather Strip/Caulk | 0 | 0.25 | 0.09 | 503.3 | 1 | Honeywell | 2023-12-19 | redacted
Low Income - Power to Save | Pipe Wrap | 0 | 0.01 | 0.03 | 143.65 | 1 | Honeywell | 2023-12-19 | redacted
Low Income - Power to Save | Outdoor Coil Cleaning | 0 | 0.1 | 0 | 275 | 1 | Honeywell | 2023-12-19 | redacted
Low Income - Power to Save | HVAC Inspection | 0 | 0.17 | 0 | 268.73 | 1 | Honeywell | 2023-12-19 | redacted
Low Income - Power to Save | Faucet Aerators | 0 | 0 | 0.02 | 110.58 | 1 | Honeywell | 2023-12-19 | redacted
Low Income - Power to Save | LI - DUCT | 0 | 0.4 | 0.12 | 775.77 | 1 | Honeywell | 2023-12-19 | redacted
Low Income - Power to Save | LED Lights | 0 | 0 | 0 | 47.6 | 1 | Honeywell | 2023-12-19 | redacted
Low Income - Power to Save | Pipe Wrap | 0 | 0.01 | 0.03 | 143.65 | 1 | Honeywell | 2023-12-19 | redacted
Low Income - Power to Save | Low Flow Showerhead | 0 | 0.04 | 0.1 | 504.08 | 1 | Honeywell | 2023-12-19 | redacted
Low Income - Power to Save | LED Lights | 0 | 0 | 0 | 47.6 | 1 | Honeywell | 2023-12-19 | redacted
Low Income - Power to Save | Outdoor Coil Cleaning | 0 | 0.1 | 0 | 275 | 1 | Honeywell | 2023-12-12 | redacted
Low Income - Power to Save | HVAC Inspection | 0 | 0.17 | 0 | 268.73 | 1 | Honeywell | 2023-12-12 | redacted
Low Income - Power to Save | Low Flow Showerhead | 0 | 0.04 | 0.1 | 504.08 | 1 | Honeywell | 2023-12-12 | redacted
Low Income - Power to Save | LI - DUCT | 0 | 0.4 | 0.12 | 775.77 | 1 | Honeywell | 2023-12-12 | redacted
Low Income - Power to Save | LED Lights | 0 | 0 | 0 | 47.6 | 1 | Honeywell | 2023-12-12 | redacted
Low Income - Power to Save | Weather Strip/Caulk | 0 | 0.25 | 0.09 | 503.3 | 1 | Honeywell | 2023-12-22 | redacted
Low Income - Power to Save | Pipe Wrap | 0 | 0.01 | 0.03 | 143.65 | 1 | Honeywell | 2023-12-22 | redacted
Low Income - Power to Save | Outdoor Coil Cleaning | 0 | 0.1 | 0 | 275 | 1 | Honeywell | 2023-12-22 | redacted
Low Income - Power to Save | HVAC Inspection | 0 | 0.17 | 0 | 268.73 | 1 | Honeywell | 2023-12-22 | redacted
Low Income - Power to Save | Faucet Aerators | 0 | 0 | 0.02 | 110.58 | 1 | Honeywell | 2023-12-22 | redacted
Low Income - Power to Save | Low Flow Showerhead | 0 | 0.04 | 0.1 | 504.08 | 1 | Honeywell | 2023-12-22 | redacted
Low Income - Power to Save | LI - DUCT | 0 | 0.4 | 0.12 | 775.77 | 1 | Honeywell | 2023-12-22 | redacted
Low Income - Power to Save | LED Lights | 0 | 0 | 0 | 47.6 | 1 | Honeywell | 2023-12-22 | redacted
Low Income - Power to Save | Weather Strip/Caulk | 0 | 0.25 | 0.09 | 503.3 | 1 | Honeywell | 2023-12-22 | redacted
Low Income - Power to Save | Faucet Aerators | 0 | 0 | 0.02 | 110.58 | 1 | Honeywell | 2023-12-22 | redacted
Low Income - Power to Save | Low Flow Showerhead | 0 | 0.04 | 0.1 | 504.08 | 1 | Honeywell | 2023-12-22 | redacted
Low Income - Power to Save | LED Lights | 0 | 0 | 0 | 47.6 | 1 | Honeywell | 2023-12-22 | redacted
Low Income - Power to Save | Weather Strip/Caulk | 0 | 0.25 | 0.09 | 503.3 | 1 | Honeywell | 2023-12-20 | redacted
Low Income - Power to Save | Faucet Aerators | 0 | 0 | 0.02 | 110.58 | 1 | Honeywell | 2023-12-20 | redacted
Low Income - Power to Save | Low Flow Showerhead | 0 | 0.04 | 0.1 | 504.08 | 1 | Honeywell | 2023-12-20 | redacted
Low Income - Power to Save | LED Lights | 0 | 0 | 0 | 47.6 | 1 | Honeywell | 2023-12-20 | redacted
Low Income - Power to Save | Weather Strip/Caulk | 0 | 0.25 | 0.09 | 503.3 | 1 | Honeywell | 2023-12-19 | redacted
Low Income - Power to Save | Faucet Aerators | 0 | 0 | 0.02 | 110.58 | 1 | Honeywell | 2023-12-19 | redacted
Low Income - Power to Save | Low Flow Showerhead | 0 | 0.04 | 0.1 | 504.08 | 1 | Honeywell | 2023-12-19 | redacted
Low Income - Power to Save | LED Lights | 0 | 0 | 0 | 47.6 | 1 | Honeywell | 2023-12-19 | redacted
Low Income - Power to Save | Faucet Aerators | 0 | 0 | 0.02 | 110.58 | 1 | Honeywell | 2023-12-08 | redacted
Low Income - Power to Save | Low Flow Showerhead | 0 | 0.04 | 0.1 | 504.08 | 1 | Honeywell | 2023-12-08 | redacted
Low Income - Power to Save | LED Lights | 0 | 0 | 0 | 47.6 | 1 | Honeywell | 2023-12-08 | redacted
Low Income - Power to Save | Weather Strip/Caulk | 0 | 0.25 | 0.09 | 503.3 | 1 | Honeywell | 2023-12-19 | redacted
Low Income - Power to Save | Pipe Wrap | 0 | 0.01 | 0.03 | 143.65 | 1 | Honeywell | 2023-12-19 | redacted
Low Income - Power to Save | Outdoor Coil Cleaning | 0 | 0.1 | 0 | 275 | 1 | Honeywell | 2023-12-19 | redacted
Low Income - Power to Save | Low Flow Showerhead | 0 | 0.04 | 0.1 | 504.08 | 1 | Honeywell | 2023-12-19 | redacted
Low Income - Power to Save | LED Lights | 0 | 0 | 0 | 47.6 | 1 | Honeywell | 2023-12-19 | redacted
Low Income - Power to Save | Outdoor Coil Cleaning | 0 | 0.1 | 0 | 275 | 1 | Honeywell | 2023-12-21 | redacted
Low Income - Power to Save | HVAC Inspection | 0 | 0.17 | 0 | 268.73 | 1 | Honeywell | 2023-12-21 | redacted
Low Income - Power to Save | Faucet Aerators | 0 | 0 | 0.02 | 110.58 | 1 | Honeywell | 2023-12-21 | redacted
Low Income - Power to Save | Low Flow Showerhead | 0 | 0.04 | 0.1 | 504.08 | 1 | Honeywell | 2023-12-21 | redacted
Low Income - Power to Save | LI - DUCT | 0 | 0.4 | 0.12 | 775.77 | 1 | Honeywell | 2023-12-21 | redacted
Low Income - Power to Save | LED Lights | 0 | 0 | 0 | 47.6 | 1 | Honeywell | 2023-12-21 | redacted
Low Income - Power to Save | Weather Strip/Caulk | 0 | 0.25 | 0.09 | 503.3 | 1 | Honeywell | 2023-12-11 | redacted
Low Income - Power to Save | Outdoor Coil Cleaning | 0 | 0.1 | 0 | 275 | 1 | Honeywell | 2023-12-11 | redacted
Low Income - Power to Save | HVAC Inspection | 0 | 0.17 | 0 | 268.73 | 1 | Honeywell | 2023-12-11 | redacted
Low Income - Power to Save | Faucet Aerators | 0 | 0 | 0.02 | 110.58 | 1 | Honeywell | 2023-12-11 | redacted
Low Income - Power to Save | Low Flow Showerhead | 0 | 0.04 | 0.1 | 504.08 | 1 | Honeywell | 2023-12-11 | redacted
Low Income - Power to Save | LI - DUCT | 0 | 0.4 | 0.12 | 775.77 | 1 | Honeywell | 2023-12-11 | redacted
Low Income - Power to Save | LED Lights | 0 | 0 | 0 | 47.6 | 1 | Honeywell | 2023-12-11 | redacted
Low Income - Power to Save | Weather Strip/Caulk | 0 | 0.25 | 0.09 | 503.3 | 1 | Honeywell | 2023-12-21 | redacted
Low Income - Power to Save | Outdoor Coil Cleaning | 0 | 0.1 | 0 | 275 | 1 | Honeywell | 2023-12-21 | redacted
Low Income - Power to Save | HVAC Inspection | 0 | 0.17 | 0 | 268.73 | 1 | Honeywell | 2023-12-21 | redacted
Low Income - Power to Save | LI - DUCT | 0 | 0.4 | 0.12 | 775.77 | 1 | Honeywell | 2023-12-21 | redacted
Low Income - Power to Save | LED Lights | 0 | 0 | 0 | 47.6 | 1 | Honeywell | 2023-12-21 | redacted
Low Income - Power to Save | Weather Strip/Caulk | 0 | 0.25 | 0.09 | 503.3 | 1 | Honeywell | 2023-12-20 | redacted
Low Income - Power to Save | Faucet Aerators | 0 | 0 | 0.02 | 110.58 | 1 | Honeywell | 2023-12-20 | redacted
Low Income - Power to Save | Low Flow Showerhead | 0 | 0.04 | 0.1 | 504.08 | 1 | Honeywell | 2023-12-20 | redacted
Low Income - Power to Save | LED Lights | 0 | 0 | 0 | 47.6 | 1 | Honeywell | 2023-12-20 | redacted
Low Income - Power to Save | Weather Strip/Caulk | 0 | 0.25 | 0.09 | 503.3 | 1 | Honeywell | 2023-12-18 | redacted
Low Income - Power to Save | Outdoor Coil Cleaning | 0 | 0.1 | 0 | 275 | 1 | Honeywell | 2023-12-18 | redacted
Low Income - Power to Save | Faucet Aerators | 0 | 0 | 0.02 | 110.58 | 1 | Honeywell | 2023-12-18 | redacted
Low Income - Power to Save | Low Flow Showerhead | 0 | 0.04 | 0.1 | 504.08 | 1 | Honeywell | 2023-12-18 | redacted
Low Income - Power to Save | LED Lights | 0 | 0 | 0 | 47.6 | 1 | Honeywell | 2023-12-18 | redacted
Low Income - Power to Save | Weather Strip/Caulk | 0 | 0.25 | 0.09 | 503.3 | 1 | Honeywell | 2023-12-20 | redacted
Low Income - Power to Save | Faucet Aerators | 0 | 0 | 0.02 | 110.58 | 1 | Honeywell | 2023-12-20 | redacted
Low Income - Power to Save | Low Flow Showerhead | 0 | 0.04 | 0.1 | 504.08 | 1 | Honeywell | 2023-12-20 | redacted
Low Income - Power to Save | LED Lights | 0 | 0 | 0 | 47.6 | 1 | Honeywell | 2023-12-20 | redacted
Low Income - Power to Save | Weather Strip/Caulk | 0 | 0.25 | 0.09 | 503.3 | 1 | Honeywell | 2023-12-22 | redacted
Low Income - Power to Save | Faucet Aerators | 0 | 0 | 0.02 | 110.58 | 1 | Honeywell | 2023-12-22 | redacted
Low Income - Power to Save | Low Flow Showerhead | 0 | 0.04 | 0.1 | 504.08 | 1 | Honeywell | 2023-12-22 | redacted
Low Income - Power to Save | LED Lights | 0 | 0 | 0 | 47.6 | 1 | Honeywell | 2023-12-22 | redacted
Low Income - Power to Save | Weather Strip/Caulk | 0 | 0.25 | 0.09 | 503.3 | 1 | Honeywell | 2023-12-21 | redacted
Low Income - Power to Save | Outdoor Coil Cleaning | 0 | 0.1 | 0 | 275 | 1 | Honeywell | 2023-12-21 | redacted
Low Income - Power to Save | HVAC Inspection | 0 | 0.17 | 0 | 268.73 | 1 | Honeywell | 2023-12-21 | redacted
Low Income - Power to Save | Low Flow Showerhead | 0 | 0.04 | 0.1 | 504.08 | 1 | Honeywell | 2023-12-21 | redacted
Low Income - Power to Save | LI - DUCT | 0 | 0.4 | 0.12 | 775.77 | 1 | Honeywell | 2023-12-21 | redacted
Low Income - Power to Save | LED Lights | 0 | 0 | 0 | 47.6 | 1 | Honeywell | 2023-12-21 | redacted
Low Income - Power to Save | Weather Strip/Caulk | 0 | 0.25 | 0.09 | 503.3 | 1 | Honeywell | 2023-12-13 | redacted
Low Income - Power to Save | Outdoor Coil Cleaning | 0 | 0.1 | 0 | 275 | 1 | Honeywell | 2023-12-13 | redacted
Low Income - Power to Save | HVAC Inspection | 0 | 0.17 | 0 | 268.73 | 1 | Honeywell | 2023-12-13 | redacted
Low Income - Power to Save | Low Flow Showerhead | 0 | 0.04 | 0.1 | 504.08 | 1 | Honeywell | 2023-12-13 | redacted
Low Income - Power to Save | LED Lights | 0 | 0 | 0 | 47.6 | 1 | Honeywell | 2023-12-13 | redacted
Low Income - Power to Save | Weather Strip/Caulk | 0 | 0.25 | 0.09 | 503.3 | 1 | Honeywell | 2023-12-21 | redacted
Low Income - Power to Save | Outdoor Coil Cleaning | 0 | 0.1 | 0 | 275 | 1 | Honeywell | 2023-12-21 | redacted
Low Income - Power to Save | Low Flow Showerhead | 0 | 0.04 | 0.1 | 504.08 | 1 | Honeywell | 2023-12-21 | redacted
Low Income - Power to Save | LED Lights | 0 | 0 | 0 | 47.6 | 1 | Honeywell | 2023-12-21 | redacted
Low Income - Power to Save | Low Flow Showerhead | 0 | 0.04 | 0.1 | 504.08 | 1 | Honeywell | 2023-12-19 | redacted
Low Income - Power to Save | LED Lights | 0 | 0 | 0 | 47.6 | 1 | Honeywell | 2023-12-19 | redacted
Low Income - Power to Save | Weather Strip/Caulk | 0 | 0.25 | 0.09 | 503.3 | 1 | Honeywell | 2023-12-22 | redacted
Low Income - Power to Save | Outdoor Coil Cleaning | 0 | 0.1 | 0 | 275 | 1 | Honeywell | 2023-12-22 | redacted
Low Income - Power to Save | HVAC Inspection | 0 | 0.17 | 0 | 268.73 | 1 | Honeywell | 2023-12-22 | redacted
Low Income - Power to Save | Low Flow Showerhead | 0 | 0.04 | 0.1 | 504.08 | 1 | Honeywell | 2023-12-22 | redacted
Low Income - Power to Save | LI - DUCT | 0 | 0.4 | 0.12 | 775.77 | 1 | Honeywell | 2023-12-22 | redacted
Low Income - Power to Save | LED Lights | 0 | 0 | 0 | 47.6 | 1 | Honeywell | 2023-12-22 | redacted
Low Income - Power to Save | Weather Strip/Caulk | 0 | 0.25 | 0.09 | 503.3 | 1 | Honeywell | 2023-12-21 | redacted
Low Income - Power to Save | Pipe Wrap | 0 | 0.01 | 0.03 | 143.65 | 1 | Honeywell | 2023-12-21 | redacted
Low Income - Power to Save | Outdoor Coil Cleaning | 0 | 0.1 | 0 | 275 | 1 | Honeywell | 2023-12-21 | redacted
Low Income - Power to Save | HVAC Inspection | 0 | 0.17 | 0 | 268.73 | 1 | Honeywell | 2023-12-21 | redacted
Low Income - Power to Save | Faucet Aerators | 0 | 0 | 0.02 | 110.58 | 1 | Honeywell | 2023-12-21 | redacted
Low Income - Power to Save | LI - DUCT | 0 | 0.4 | 0.12 | 775.77 | 1 | Honeywell | 2023-12-21 | redacted
Low Income - Power to Save | LED Lights | 0 | 0 | 0 | 47.6 | 1 | Honeywell | 2023-12-21 | redacted
Low Income - Power to Save | Weather Strip/Caulk | 0 | 0.25 | 0.09 | 503.3 | 1 | Honeywell | 2023-12-21 | redacted
Low Income - Power to Save | Outdoor Coil Cleaning | 0 | 0.1 | 0 | 275 | 1 | Honeywell | 2023-12-21 | redacted
Low Income - Power to Save | Faucet Aerators | 0 | 0 | 0.02 | 110.58 | 1 | Honeywell | 2023-12-21 | redacted
Low Income - Power to Save | Low Flow Showerhead | 0 | 0.04 | 0.1 | 504.08 | 1 | Honeywell | 2023-12-21 | redacted
Low Income - Power to Save | LED Lights | 0 | 0 | 0 | 47.6 | 1 | Honeywell | 2023-12-21 | redacted
Low Income - Power to Save | Weather Strip/Caulk | 0 | 0.25 | 0.09 | 503.3 | 1 | Honeywell | 2023-12-19 | redacted
Low Income - Power to Save | Faucet Aerators | 0 | 0 | 0.02 | 110.58 | 1 | Honeywell | 2023-12-19 | redacted
Low Income - Power to Save | Low Flow Showerhead | 0 | 0.04 | 0.1 | 504.08 | 1 | Honeywell | 2023-12-19 | redacted
Low Income - Power to Save | LED Lights | 0 | 0 | 0 | 47.6 | 1 | Honeywell | 2023-12-19 | redacted
Low Income - Power to Save | Weather Strip/Caulk | 0 | 0.25 | 0.09 | 503.3 | 1 | Honeywell | 2023-12-21 | redacted
Low Income - Power to Save | Outdoor Coil Cleaning | 0 | 0.1 | 0 | 275 | 1 | Honeywell | 2023-12-21 | redacted
Low Income - Power to Save | HVAC Inspection | 0 | 0.17 | 0 | 268.73 | 1 | Honeywell | 2023-12-21 | redacted
Low Income - Power to Save | Low Flow Showerhead | 0 | 0.04 | 0.1 | 504.08 | 1 | Honeywell | 2023-12-21 | redacted
Low Income - Power to Save | LED Lights | 0 | 0 | 0 | 47.6 | 1 | Honeywell | 2023-12-21 | redacted
Low Income - Power to Save | Weather Strip/Caulk | 0 | 0.25 | 0.09 | 503.3 | 1 | Honeywell | 2023-12-21 | redacted
Low Income - Power to Save | Outdoor Coil Cleaning | 0 | 0.1 | 0 | 275 | 1 | Honeywell | 2023-12-21 | redacted
Low Income - Power to Save | HVAC Inspection | 0 | 0.17 | 0 | 268.73 | 1 | Honeywell | 2023-12-21 | redacted
Low Income - Power to Save | Low Flow Showerhead | 0 | 0.04 | 0.1 | 504.08 | 1 | Honeywell | 2023-12-21 | redacted
Low Income - Power to Save | LI - DUCT | 0 | 0.4 | 0.12 | 775.77 | 1 | Honeywell | 2023-12-21 | redacted
Low Income - Power to Save | LED Lights | 0 | 0 | 0 | 47.6 | 1 | Honeywell | 2023-12-21 | redacted
Low Income - Power to Save | Weather Strip/Caulk | 0 | 0.25 | 0.09 | 503.3 | 1 | Honeywell | 2023-12-19 | redacted
Low Income - Power to Save | Outdoor Coil Cleaning | 0 | 0.1 | 0 | 275 | 1 | Honeywell | 2023-12-19 | redacted
Low Income - Power to Save | HVAC Inspection | 0 | 0.17 | 0 | 268.73 | 1 | Honeywell | 2023-12-19 | redacted
Low Income - Power to Save | LI - DUCT | 0 | 0.4 | 0.12 | 775.77 | 1 | Honeywell | 2023-12-19 | redacted
Low Income - Power to Save | LED Lights | 0 | 0 | 0 | 47.6 | 1 | Honeywell | 2023-12-19 | redacted
Low Income - Power to Save | Weather Strip/Caulk | 0 | 0.25 | 0.09 | 503.3 | 1 | Honeywell | 2023-12-20 | redacted
Low Income - Power to Save | Outdoor Coil Cleaning | 0 | 0.1 | 0 | 275 | 1 | Honeywell | 2023-12-20 | redacted
Low Income - Power to Save | HVAC Inspection | 0 | 0.17 | 0 | 268.73 | 1 | Honeywell | 2023-12-20 | redacted
Low Income - Power to Save | Low Flow Showerhead | 0 | 0.04 | 0.1 | 504.08 | 1 | Honeywell | 2023-12-20 | redacted
Low Income - Power to Save | LI - DUCT | 0 | 0.4 | 0.12 | 775.77 | 1 | Honeywell | 2023-12-20 | redacted
Low Income - Power to Save | LED Lights | 0 | 0 | 0 | 47.6 | 1 | Honeywell | 2023-12-20 | redacted
Low Income - Power to Save | Outdoor Coil Cleaning | 0 | 0.1 | 0 | 275 | 1 | Honeywell | 2023-12-22 | redacted
Low Income - Power to Save | Faucet Aerators | 0 | 0 | 0.02 | 110.58 | 1 | Honeywell | 2023-12-22 | redacted
Low Income - Power to Save | Low Flow Showerhead | 0 | 0.04 | 0.1 | 504.08 | 1 | Honeywell | 2023-12-22 | redacted
Low Income - Power to Save | LED Lights | 0 | 0 | 0 | 47.6 | 1 | Honeywell | 2023-12-22 | redacted
Low Income - Power to Save | Weather Strip/Caulk | 0 | 0.25 | 0.09 | 503.3 | 1 | Honeywell | 2023-12-22 | redacted
Low Income - Power to Save | Outdoor Coil Cleaning | 0 | 0.1 | 0 | 275 | 1 | Honeywell | 2023-12-22 | redacted
Low Income - Power to Save | Faucet Aerators | 0 | 0 | 0.02 | 110.58 | 1 | Honeywell | 2023-12-22 | redacted
Low Income - Power to Save | Low Flow Showerhead | 0 | 0.04 | 0.1 | 504.08 | 1 | Honeywell | 2023-12-22 | redacted
Low Income - Power to Save | LED Lights | 0 | 0 | 0 | 47.6 | 1 | Honeywell | 2023-12-22 | redacted
Low Income - Power to Save | Weather Strip/Caulk | 0 | 0.25 | 0.09 | 503.3 | 1 | Honeywell | 2023-12-22 | redacted
Low Income - Power to Save | Outdoor Coil Cleaning | 0 | 0.1 | 0 | 275 | 1 | Honeywell | 2023-12-22 | redacted
Low Income - Power to Save | HVAC Inspection | 0 | 0.17 | 0 | 268.73 | 1 | Honeywell | 2023-12-22 | redacted
Low Income - Power to Save | Low Flow Showerhead | 0 | 0.04 | 0.1 | 504.08 | 1 | Honeywell | 2023-12-22 | redacted
Low Income - Power to Save | LI - DUCT | 0 | 0.4 | 0.12 | 775.77 | 1 | Honeywell | 2023-12-22 | redacted
Low Income - Power to Save | LED Lights | 0 | 0 | 0 | 47.6 | 1 | Honeywell | 2023-12-22 | redacted
Low Income - Power to Save | Weather Strip/Caulk | 0 | 0.25 | 0.09 | 503.3 | 1 | Honeywell | 2023-12-21 | redacted
Low Income - Power to Save | Faucet Aerators | 0 | 0 | 0.02 | 110.58 | 1 | Honeywell | 2023-12-21 | redacted
Low Income - Power to Save | Low Flow Showerhead | 0 | 0.04 | 0.1 | 504.08 | 1 | Honeywell | 2023-12-21 | redacted
Low Income - Power to Save | LED Lights | 0 | 0 | 0 | 47.6 | 1 | Honeywell | 2023-12-21 | redacted
Low Income - Power to Save | Weather Strip/Caulk | 0 | 0.25 | 0.09 | 503.3 | 1 | Honeywell | 2023-12-18 | redacted
Low Income - Power to Save | Outdoor Coil Cleaning | 0 | 0.1 | 0 | 275 | 1 | Honeywell | 2023-12-18 | redacted
Low Income - Power to Save | HVAC Inspection | 0 | 0.17 | 0 | 268.73 | 1 | Honeywell | 2023-12-18 | redacted
Low Income - Power to Save | Low Flow Showerhead | 0 | 0.04 | 0.1 | 504.08 | 1 | Honeywell | 2023-12-18 | redacted
Low Income - Power to Save | LI - DUCT | 0 | 0.4 | 0.12 | 775.77 | 1 | Honeywell | 2023-12-18 | redacted
Low Income - Power to Save | LED Lights | 0 | 0 | 0 | 47.6 | 1 | Honeywell | 2023-12-18 | redacted
Low Income - Power to Save | Outdoor Coil Cleaning | 0 | 0.1 | 0 | 275 | 1 | Honeywell | 2023-12-22 | redacted
Low Income - Power to Save | Faucet Aerators | 0 | 0 | 0.02 | 110.58 | 1 | Honeywell | 2023-12-22 | redacted
Low Income - Power to Save | LED Lights | 0 | 0 | 0 | 47.6 | 1 | Honeywell | 2023-12-22 | redacted
Low Income - Power to Save | Weather Strip/Caulk | 0 | 0.25 | 0.09 | 503.3 | 1 | Honeywell | 2023-12-12 | redacted
Low Income - Power to Save | Faucet Aerators | 0 | 0 | 0.02 | 110.58 | 1 | Honeywell | 2023-12-12 | redacted
Low Income - Power to Save | Low Flow Showerhead | 0 | 0.04 | 0.1 | 504.08 | 1 | Honeywell | 2023-12-12 | redacted
Low Income - Power to Save | LED Lights | 0 | 0 | 0 | 47.6 | 1 | Honeywell | 2023-12-12 | redacted
Low Income - Power to Save | Weather Strip/Caulk | 0 | 0.25 | 0.09 | 503.3 | 1 | Honeywell | 2023-12-21 | redacted
Low Income - Power to Save | Outdoor Coil Cleaning | 0 | 0.1 | 0 | 275 | 1 | Honeywell | 2023-12-21 | redacted
Low Income - Power to Save | HVAC Inspection | 0 | 0.17 | 0 | 268.73 | 1 | Honeywell | 2023-12-21 | redacted
Low Income - Power to Save | Faucet Aerators | 0 | 0 | 0.02 | 110.58 | 1 | Honeywell | 2023-12-21 | redacted
Low Income - Power to Save | Low Flow Showerhead | 0 | 0.04 | 0.1 | 504.08 | 1 | Honeywell | 2023-12-21 | redacted
Low Income - Power to Save | LI - DUCT | 0 | 0.4 | 0.12 | 775.77 | 1 | Honeywell | 2023-12-21 | redacted
Low Income - Power to Save | LED Lights | 0 | 0 | 0 | 47.6 | 1 | Honeywell | 2023-12-21 | redacted
Low Income - Power to Save | Weather Strip/Caulk | 0 | 0.25 | 0.09 | 503.3 | 1 | Honeywell | 2023-12-22 | redacted
Low Income - Power to Save | Outdoor Coil Cleaning | 0 | 0.1 | 0 | 275 | 1 | Honeywell | 2023-12-22 | redacted
Low Income - Power to Save | Low Flow Showerhead | 0 | 0.04 | 0.1 | 504.08 | 1 | Honeywell | 2023-12-22 | redacted
Low Income - Power to Save | LED Lights | 0 | 0 | 0 | 47.6 | 1 | Honeywell | 2023-12-22 | redacted
Low Income - Power to Save | Weather Strip/Caulk | 0 | 0.25 | 0.09 | 503.3 | 1 | Honeywell | 2023-12-22 | redacted
Low Income - Power to Save | Outdoor Coil Cleaning | 0 | 0.1 | 0 | 275 | 1 | Honeywell | 2023-12-22 | redacted
Low Income - Power to Save | Low Flow Showerhead | 0 | 0.04 | 0.1 | 504.08 | 1 | Honeywell | 2023-12-22 | redacted
Low Income - Power to Save | LED Lights | 0 | 0 | 0 | 47.6 | 1 | Honeywell | 2023-12-22 | redacted
Low Income - Power to Save | Weather Strip/Caulk | 0 | 0.25 | 0.09 | 503.3 | 1 | Honeywell | 2023-12-21 | redacted
Low Income - Power to Save | Outdoor Coil Cleaning | 0 | 0.1 | 0 | 275 | 1 | Honeywell | 2023-12-21 | redacted
Low Income - Power to Save | Faucet Aerators | 0 | 0 | 0.02 | 110.58 | 1 | Honeywell | 2023-12-21 | redacted
Low Income - Power to Save | Low Flow Showerhead | 0 | 0.04 | 0.1 | 504.08 | 1 | Honeywell | 2023-12-21 | redacted
Low Income - Power to Save | LED Lights | 0 | 0 | 0 | 47.6 | 1 | Honeywell | 2023-12-21 | redacted
Low Income - Power to Save | Outdoor Coil Cleaning | 0 | 0.1 | 0 | 275 | 1 | Honeywell | 2023-12-19 | redacted
Low Income - Power to Save | HVAC Inspection | 0 | 0.17 | 0 | 268.73 | 1 | Honeywell | 2023-12-19 | redacted
Low Income - Power to Save | Low Flow Showerhead | 0 | 0.04 | 0.1 | 504.08 | 1 | Honeywell | 2023-12-19 | redacted
Low Income - Power to Save | LED Lights | 0 | 0 | 0 | 47.6 | 1 | Honeywell | 2023-12-19 | redacted
Low Income - Power to Save | Weather Strip/Caulk | 0 | 0.25 | 0.09 | 503.3 | 1 | Honeywell | 2023-12-19 | redacted
Low Income - Power to Save | Faucet Aerators | 0 | 0 | 0.02 | 110.58 | 1 | Honeywell | 2023-12-19 | redacted
Low Income - Power to Save | Low Flow Showerhead | 0 | 0.04 | 0.1 | 504.08 | 1 | Honeywell | 2023-12-19 | redacted
Low Income - Power to Save | LED Lights | 0 | 0 | 0 | 47.6 | 1 | Honeywell | 2023-12-19 | redacted
Low Income - Power to Save | Weather Strip/Caulk | 0 | 0.25 | 0.09 | 503.3 | 1 | Honeywell | 2023-12-22 | redacted
Low Income - Power to Save | Outdoor Coil Cleaning | 0 | 0.1 | 0 | 275 | 1 | Honeywell | 2023-12-22 | redacted
Low Income - Power to Save | HVAC Inspection | 0 | 0.17 | 0 | 268.73 | 1 | Honeywell | 2023-12-22 | redacted
Low Income - Power to Save | Faucet Aerators | 0 | 0 | 0.02 | 110.58 | 1 | Honeywell | 2023-12-22 | redacted
Low Income - Power to Save | Low Flow Showerhead | 0 | 0.04 | 0.1 | 504.08 | 1 | Honeywell | 2023-12-22 | redacted
Low Income - Power to Save | LI - DUCT | 0 | 0.4 | 0.12 | 775.77 | 1 | Honeywell | 2023-12-22 | redacted
Low Income - Power to Save | LED Lights | 0 | 0 | 0 | 47.6 | 1 | Honeywell | 2023-12-22 | redacted
Low Income - Power to Save | Weather Strip/Caulk | 0 | 0.25 | 0.09 | 503.3 | 1 | Honeywell | 2023-12-19 | redacted
Low Income - Power to Save | Outdoor Coil Cleaning | 0 | 0.1 | 0 | 275 | 1 | Honeywell | 2023-12-19 | redacted
Low Income - Power to Save | HVAC Inspection | 0 | 0.17 | 0 | 268.73 | 1 | Honeywell | 2023-12-19 | redacted
Low Income - Power to Save | LED Lights | 0 | 0 | 0 | 47.6 | 1 | Honeywell | 2023-12-19 | redacted
Low Income - Power to Save | Weather Strip/Caulk | 0 | 0.25 | 0.09 | 503.3 | 1 | Honeywell | 2023-12-22 | redacted
Low Income - Power to Save | Outdoor Coil Cleaning | 0 | 0.1 | 0 | 275 | 1 | Honeywell | 2023-12-22 | redacted
Low Income - Power to Save | Low Flow Showerhead | 0 | 0.04 | 0.1 | 504.08 | 1 | Honeywell | 2023-12-22 | redacted
Low Income - Power to Save | LED Lights | 0 | 0 | 0 | 47.6 | 1 | Honeywell | 2023-12-22 | redacted
Low Income - Power to Save | Weather Strip/Caulk | 0 | 0.25 | 0.09 | 503.3 | 1 | Honeywell | 2023-12-22 | redacted
Low Income - Power to Save | Pipe Wrap | 0 | 0.01 | 0.03 | 143.65 | 1 | Honeywell | 2023-12-22 | redacted
Low Income - Power to Save | Outdoor Coil Cleaning | 0 | 0.1 | 0 | 275 | 1 | Honeywell | 2023-12-22 | redacted
Low Income - Power to Save | HVAC Inspection | 0 | 0.17 | 0 | 268.73 | 1 | Honeywell | 2023-12-22 | redacted
Low Income - Power to Save | Low Flow Showerhead | 0 | 0.04 | 0.1 | 504.08 | 1 | Honeywell | 2023-12-22 | redacted
Low Income - Power to Save | LI - DUCT | 0 | 0.4 | 0.12 | 775.77 | 1 | Honeywell | 2023-12-22 | redacted
Low Income - Power to Save | LED Lights | 0 | 0 | 0 | 47.6 | 1 | Honeywell | 2023-12-22 | redacted
Low Income - Power to Save | Weather Strip/Caulk | 0 | 0.25 | 0.09 | 503.3 | 1 | Honeywell | 2023-12-19 | redacted
Low Income - Power to Save | Faucet Aerators | 0 | 0 | 0.02 | 110.58 | 1 | Honeywell | 2023-12-19 | redacted
Low Income - Power to Save | Low Flow Showerhead | 0 | 0.04 | 0.1 | 504.08 | 1 | Honeywell | 2023-12-19 | redacted
Low Income - Power to Save | LED Lights | 0 | 0 | 0 | 47.6 | 1 | Honeywell | 2023-12-19 | redacted
Low Income - Power to Save | Weather Strip/Caulk | 0 | 0.25 | 0.09 | 503.3 | 1 | Honeywell | 2023-12-11 | redacted
Low Income - Power to Save | Pipe Wrap | 0 | 0.01 | 0.03 | 143.65 | 1 | Honeywell | 2023-12-11 | redacted
Low Income - Power to Save | Outdoor Coil Cleaning | 0 | 0.1 | 0 | 275 | 1 | Honeywell | 2023-12-11 | redacted
Low Income - Power to Save | HVAC Inspection | 0 | 0.17 | 0 | 268.73 | 1 | Honeywell | 2023-12-11 | redacted
Low Income - Power to Save | Faucet Aerators | 0 | 0 | 0.02 | 110.58 | 1 | Honeywell | 2023-12-11 | redacted
Low Income - Power to Save | LI - DUCT | 0 | 0.4 | 0.12 | 775.77 | 1 | Honeywell | 2023-12-11 | redacted
Low Income - Power to Save | LED Lights | 0 | 0 | 0 | 47.6 | 1 | Honeywell | 2023-12-11 | redacted
Low Income - Power to Save | Weather Strip/Caulk | 0 | 0.25 | 0.09 | 503.3 | 1 | Honeywell | 2023-12-11 | redacted
Low Income - Power to Save | Outdoor Coil Cleaning | 0 | 0.1 | 0 | 275 | 1 | Honeywell | 2023-12-11 | redacted
Low Income - Power to Save | HVAC Inspection | 0 | 0.17 | 0 | 268.73 | 1 | Honeywell | 2023-12-11 | redacted
Low Income - Power to Save | Faucet Aerators | 0 | 0 | 0.02 | 110.58 | 1 | Honeywell | 2023-12-11 | redacted
Low Income - Power to Save | Low Flow Showerhead | 0 | 0.04 | 0.1 | 504.08 | 1 | Honeywell | 2023-12-11 | redacted
Low Income - Power to Save | LI - DUCT | 0 | 0.4 | 0.12 | 775.77 | 1 | Honeywell | 2023-12-11 | redacted
Low Income - Power to Save | LED Lights | 0 | 0 | 0 | 47.6 | 1 | Honeywell | 2023-12-11 | redacted
Low Income - Power to Save | Weather Strip/Caulk | 0 | 0.25 | 0.09 | 503.3 | 1 | Honeywell | 2023-12-19 | redacted
Low Income - Power to Save | Pipe Wrap | 0 | 0.01 | 0.03 | 143.65 | 1 | Honeywell | 2023-12-19 | redacted
Low Income - Power to Save | Outdoor Coil Cleaning | 0 | 0.1 | 0 | 275 | 1 | Honeywell | 2023-12-19 | redacted
Low Income - Power to Save | HVAC Inspection | 0 | 0.17 | 0 | 268.73 | 1 | Honeywell | 2023-12-19 | redacted
Low Income - Power to Save | Faucet Aerators | 0 | 0 | 0.02 | 110.58 | 1 | Honeywell | 2023-12-19 | redacted
Low Income - Power to Save | Low Flow Showerhead | 0 | 0.04 | 0.1 | 504.08 | 1 | Honeywell | 2023-12-19 | redacted
Low Income - Power to Save | LI - DUCT | 0 | 0.4 | 0.12 | 775.77 | 1 | Honeywell | 2023-12-19 | redacted
Low Income - Power to Save | LED Lights | 0 | 0 | 0 | 47.6 | 1 | Honeywell | 2023-12-19 | redacted
Low Income - Power to Save | Weather Strip/Caulk | 0 | 0.25 | 0.09 | 503.3 | 1 | Honeywell | 2023-12-18 | redacted
Low Income - Power to Save | Outdoor Coil Cleaning | 0 | 0.1 | 0 | 275 | 1 | Honeywell | 2023-12-18 | redacted
Low Income - Power to Save | HVAC Inspection | 0 | 0.17 | 0 | 268.73 | 1 | Honeywell | 2023-12-18 | redacted
Low Income - Power to Save | LI - DUCT | 0 | 0.4 | 0.12 | 775.77 | 1 | Honeywell | 2023-12-18 | redacted
Low Income - Power to Save | LED Lights | 0 | 0 | 0 | 47.6 | 1 | Honeywell | 2023-12-18 | redacted
Low Income - Power to Save | Weather Strip/Caulk | 0 | 0.25 | 0.09 | 503.3 | 1 | Honeywell | 2023-12-22 | redacted
Low Income - Power to Save | Outdoor Coil Cleaning | 0 | 0.1 | 0 | 275 | 1 | Honeywell | 2023-12-22 | redacted
Low Income - Power to Save | HVAC Inspection | 0 | 0.17 | 0 | 268.73 | 1 | Honeywell | 2023-12-22 | redacted
Low Income - Power to Save | Faucet Aerators | 0 | 0 | 0.02 | 110.58 | 1 | Honeywell | 2023-12-22 | redacted
Low Income - Power to Save | LED Lights | 0 | 0 | 0 | 47.6 | 1 | Honeywell | 2023-12-22 | redacted
Low Income - Power to Save | Weather Strip/Caulk | 0 | 0.25 | 0.09 | 503.3 | 1 | Honeywell | 2023-12-12 | redacted
Low Income - Power to Save | Pipe Wrap | 0 | 0.01 | 0.03 | 143.65 | 1 | Honeywell | 2023-12-12 | redacted
Low Income - Power to Save | Outdoor Coil Cleaning | 0 | 0.1 | 0 | 275 | 1 | Honeywell | 2023-12-12 | redacted
Low Income - Power to Save | HVAC Inspection | 0 | 0.17 | 0 | 268.73 | 1 | Honeywell | 2023-12-12 | redacted
Low Income - Power to Save | Low Flow Showerhead | 0 | 0.04 | 0.1 | 504.08 | 1 | Honeywell | 2023-12-12 | redacted
Low Income - Power to Save | LI - DUCT | 0 | 0.4 | 0.12 | 775.77 | 1 | Honeywell | 2023-12-12 | redacted
Low Income - Power to Save | LED Lights | 0 | 0 | 0 | 47.6 | 1 | Honeywell | 2023-12-12 | redacted
Low Income - Power to Save | Weather Strip/Caulk | 0 | 0.25 | 0.09 | 503.3 | 1 | Honeywell | 2023-12-08 | redacted
Low Income - Power to Save | Pipe Wrap | 0 | 0.01 | 0.03 | 143.65 | 1 | Honeywell | 2023-12-08 | redacted
Low Income - Power to Save | Outdoor Coil Cleaning | 0 | 0.1 | 0 | 275 | 1 | Honeywell | 2023-12-08 | redacted
Low Income - Power to Save | HVAC Inspection | 0 | 0.17 | 0 | 268.73 | 1 | Honeywell | 2023-12-08 | redacted
Low Income - Power to Save | Low Flow Showerhead | 0 | 0.04 | 0.1 | 504.08 | 1 | Honeywell | 2023-12-08 | redacted
Low Income - Power to Save | LI - DUCT | 0 | 0.4 | 0.12 | 775.77 | 1 | Honeywell | 2023-12-08 | redacted
Low Income - Power to Save | LED Lights | 0 | 0 | 0 | 47.6 | 1 | Honeywell | 2023-12-08 | redacted
Low Income - Power to Save | Outdoor Coil Cleaning | 0 | 0.1 | 0 | 275 | 1 | Honeywell | 2023-12-19 | redacted
Low Income - Power to Save | HVAC Inspection | 0 | 0.17 | 0 | 268.73 | 1 | Honeywell | 2023-12-19 | redacted
Low Income - Power to Save | Faucet Aerators | 0 | 0 | 0.02 | 110.58 | 1 | Honeywell | 2023-12-19 | redacted
Low Income - Power to Save | Low Flow Showerhead | 0 | 0.04 | 0.1 | 504.08 | 1 | Honeywell | 2023-12-19 | redacted
Low Income - Power to Save | LED Lights | 0 | 0 | 0 | 47.6 | 1 | Honeywell | 2023-12-19 | redacted
Low Income - Power to Save | Weather Strip/Caulk | 0 | 0.25 | 0.09 | 503.3 | 1 | Honeywell | 2023-12-11 | redacted
Low Income - Power to Save | Pipe Wrap | 0 | 0.01 | 0.03 | 143.65 | 1 | Honeywell | 2023-12-11 | redacted
Low Income - Power to Save | Outdoor Coil Cleaning | 0 | 0.1 | 0 | 275 | 1 | Honeywell | 2023-12-11 | redacted
Low Income - Power to Save | HVAC Inspection | 0 | 0.17 | 0 | 268.73 | 1 | Honeywell | 2023-12-11 | redacted
Low Income - Power to Save | Low Flow Showerhead | 0 | 0.04 | 0.1 | 504.08 | 1 | Honeywell | 2023-12-11 | redacted
Low Income - Power to Save | LI - DUCT | 0 | 0.4 | 0.12 | 775.77 | 1 | Honeywell | 2023-12-11 | redacted
Low Income - Power to Save | LED Lights | 0 | 0 | 0 | 47.6 | 1 | Honeywell | 2023-12-11 | redacted
Low Income - Power to Save | Low Flow Showerhead | 0 | 0.04 | 0.1 | 504.08 | 1 | Honeywell | 2023-12-19 | redacted
Low Income - Power to Save | LED Lights | 0 | 0 | 0 | 47.6 | 1 | Honeywell | 2023-12-19 | redacted
Low Income - Power to Save | Weather Strip/Caulk | 0 | 0.25 | 0.09 | 503.3 | 1 | Honeywell | 2023-12-21 | redacted
Low Income - Power to Save | Outdoor Coil Cleaning | 0 | 0.1 | 0 | 275 | 1 | Honeywell | 2023-12-21 | redacted
Low Income - Power to Save | HVAC Inspection | 0 | 0.17 | 0 | 268.73 | 1 | Honeywell | 2023-12-21 | redacted
Low Income - Power to Save | Faucet Aerators | 0 | 0 | 0.02 | 110.58 | 1 | Honeywell | 2023-12-21 | redacted
Low Income - Power to Save | Low Flow Showerhead | 0 | 0.04 | 0.1 | 504.08 | 1 | Honeywell | 2023-12-21 | redacted
Low Income - Power to Save | LI - DUCT | 0 | 0.4 | 0.12 | 775.77 | 1 | Honeywell | 2023-12-21 | redacted
Low Income - Power to Save | LED Lights | 0 | 0 | 0 | 47.6 | 1 | Honeywell | 2023-12-21 | redacted
Low Income - Power to Save | Weather Strip/Caulk | 0 | 0.25 | 0.09 | 503.3 | 1 | Honeywell | 2023-12-21 | redacted
Low Income - Power to Save | Outdoor Coil Cleaning | 0 | 0.1 | 0 | 275 | 1 | Honeywell | 2023-12-21 | redacted
Low Income - Power to Save | HVAC Inspection | 0 | 0.17 | 0 | 268.73 | 1 | Honeywell | 2023-12-21 | redacted
Low Income - Power to Save | Faucet Aerators | 0 | 0 | 0.02 | 110.58 | 1 | Honeywell | 2023-12-21 | redacted
Low Income - Power to Save | Low Flow Showerhead | 0 | 0.04 | 0.1 | 504.08 | 1 | Honeywell | 2023-12-21 | redacted
Low Income - Power to Save | LED Lights | 0 | 0 | 0 | 47.6 | 1 | Honeywell | 2023-12-21 | redacted
Low Income - Power to Save | Weather Strip/Caulk | 0 | 0.25 | 0.09 | 503.3 | 1 | Honeywell | 2023-12-12 | redacted
Low Income - Power to Save | Faucet Aerators | 0 | 0 | 0.02 | 110.58 | 1 | Honeywell | 2023-12-12 | redacted
Low Income - Power to Save | Low Flow Showerhead | 0 | 0.04 | 0.1 | 504.08 | 1 | Honeywell | 2023-12-12 | redacted
Low Income - Power to Save | LED Lights | 0 | 0 | 0 | 47.6 | 1 | Honeywell | 2023-12-12 | redacted
Low Income - Power to Save | Weather Strip/Caulk | 0 | 0.25 | 0.09 | 503.3 | 1 | Honeywell | 2023-12-20 | redacted
Low Income - Power to Save | Outdoor Coil Cleaning | 0 | 0.1 | 0 | 275 | 1 | Honeywell | 2023-12-20 | redacted
Low Income - Power to Save | HVAC Inspection | 0 | 0.17 | 0 | 268.73 | 1 | Honeywell | 2023-12-20 | redacted
Low Income - Power to Save | LI - DUCT | 0 | 0.4 | 0.12 | 775.77 | 1 | Honeywell | 2023-12-20 | redacted
Low Income - Power to Save | LED Lights | 0 | 0 | 0 | 47.6 | 1 | Honeywell | 2023-12-20 | redacted
Low Income - Power to Save | Weather Strip/Caulk | 0 | 0.25 | 0.09 | 503.3 | 1 | Honeywell | 2023-12-19 | redacted
Low Income - Power to Save | Pipe Wrap | 0 | 0.01 | 0.03 | 143.65 | 1 | Honeywell | 2023-12-19 | redacted
Low Income - Power to Save | Outdoor Coil Cleaning | 0 | 0.1 | 0 | 275 | 1 | Honeywell | 2023-12-19 | redacted
Low Income - Power to Save | HVAC Inspection | 0 | 0.17 | 0 | 268.73 | 1 | Honeywell | 2023-12-19 | redacted
Low Income - Power to Save | Faucet Aerators | 0 | 0 | 0.02 | 110.58 | 1 | Honeywell | 2023-12-19 | redacted
Low Income - Power to Save | Low Flow Showerhead | 0 | 0.04 | 0.1 | 504.08 | 1 | Honeywell | 2023-12-19 | redacted
Low Income - Power to Save | LI - DUCT | 0 | 0.4 | 0.12 | 775.77 | 1 | Honeywell | 2023-12-19 | redacted
Low Income - Power to Save | LED Lights | 0 | 0 | 0 | 47.6 | 1 | Honeywell | 2023-12-19 | redacted
Low Income - Power to Save | Weather Strip/Caulk | 0 | 0.25 | 0.09 | 503.3 | 1 | Honeywell | 2023-12-20 | redacted
Low Income - Power to Save | Outdoor Coil Cleaning | 0 | 0.1 | 0 | 275 | 1 | Honeywell | 2023-12-20 | redacted
Low Income - Power to Save | Faucet Aerators | 0 | 0 | 0.02 | 110.58 | 1 | Honeywell | 2023-12-20 | redacted
Low Income - Power to Save | Low Flow Showerhead | 0 | 0.04 | 0.1 | 504.08 | 1 | Honeywell | 2023-12-20 | redacted
Low Income - Power to Save | LED Lights | 0 | 0 | 0 | 47.6 | 1 | Honeywell | 2023-12-20 | redacted
Low Income - Power to Save | Weather Strip/Caulk | 0 | 0.25 | 0.09 | 503.3 | 1 | Honeywell | 2023-12-19 | redacted
Low Income - Power to Save | Faucet Aerators | 0 | 0 | 0.02 | 110.58 | 1 | Honeywell | 2023-12-19 | redacted
Low Income - Power to Save | Low Flow Showerhead | 0 | 0.04 | 0.1 | 504.08 | 1 | Honeywell | 2023-12-19 | redacted
Low Income - Power to Save | LED Lights | 0 | 0 | 0 | 47.6 | 1 | Honeywell | 2023-12-19 | redacted
Low Income - Power to Save | Weather Strip/Caulk | 0 | 0.25 | 0.09 | 503.3 | 1 | Honeywell | 2023-12-11 | redacted
Low Income - Power to Save | Outdoor Coil Cleaning | 0 | 0.1 | 0 | 275 | 1 | Honeywell | 2023-12-11 | redacted
Low Income - Power to Save | HVAC Inspection | 0 | 0.17 | 0 | 268.73 | 1 | Honeywell | 2023-12-11 | redacted
Low Income - Power to Save | Faucet Aerators | 0 | 0 | 0.02 | 110.58 | 1 | Honeywell | 2023-12-11 | redacted
Low Income - Power to Save | Low Flow Showerhead | 0 | 0.04 | 0.1 | 504.08 | 1 | Honeywell | 2023-12-11 | redacted
Low Income - Power to Save | LED Lights | 0 | 0 | 0 | 47.6 | 1 | Honeywell | 2023-12-11 | redacted
Low Income - Power to Save | Faucet Aerators | 0 | 0 | 0.02 | 110.58 | 1 | Honeywell | 2023-12-13 | redacted
Low Income - Power to Save | Low Flow Showerhead | 0 | 0.04 | 0.1 | 504.08 | 1 | Honeywell | 2023-12-13 | redacted
Low Income - Power to Save | LED Lights | 0 | 0 | 0 | 47.6 | 1 | Honeywell | 2023-12-13 | redacted
Low Income - Power to Save | Weather Strip/Caulk | 0 | 0.25 | 0.09 | 503.3 | 1 | Honeywell | 2023-12-13 | redacted
Low Income - Power to Save | Pipe Wrap | 0 | 0.01 | 0.03 | 143.65 | 1 | Honeywell | 2023-12-13 | redacted
Low Income - Power to Save | Outdoor Coil Cleaning | 0 | 0.1 | 0 | 275 | 1 | Honeywell | 2023-12-13 | redacted
Low Income - Power to Save | HVAC Inspection | 0 | 0.17 | 0 | 268.73 | 1 | Honeywell | 2023-12-13 | redacted
Low Income - Power to Save | Low Flow Showerhead | 0 | 0.04 | 0.1 | 504.08 | 1 | Honeywell | 2023-12-13 | redacted
Low Income - Power to Save | LI - DUCT | 0 | 0.4 | 0.12 | 775.77 | 1 | Honeywell | 2023-12-13 | redacted
Low Income - Power to Save | LED Lights | 0 | 0 | 0 | 47.6 | 1 | Honeywell | 2023-12-13 | redacted
Low Income - Power to Save | Weather Strip/Caulk | 0 | 0.25 | 0.09 | 503.3 | 1 | Honeywell | 2023-12-21 | redacted
Low Income - Power to Save | Faucet Aerators | 0 | 0 | 0.02 | 110.58 | 1 | Honeywell | 2023-12-21 | redacted
Low Income - Power to Save | Low Flow Showerhead | 0 | 0.04 | 0.1 | 504.08 | 1 | Honeywell | 2023-12-21 | redacted
Low Income - Power to Save | LED Lights | 0 | 0 | 0 | 47.6 | 1 | Honeywell | 2023-12-21 | redacted
Low Income - Power to Save | Weather Strip/Caulk | 0 | 0.25 | 0.09 | 503.3 | 1 | Honeywell | 2023-12-08 | redacted
Low Income - Power to Save | Pipe Wrap | 0 | 0.01 | 0.03 | 143.65 | 1 | Honeywell | 2023-12-08 | redacted
Low Income - Power to Save | Outdoor Coil Cleaning | 0 | 0.1 | 0 | 275 | 1 | Honeywell | 2023-12-08 | redacted
Low Income - Power to Save | HVAC Inspection | 0 | 0.17 | 0 | 268.73 | 1 | Honeywell | 2023-12-08 | redacted
Low Income - Power to Save | Faucet Aerators | 0 | 0 | 0.02 | 110.58 | 1 | Honeywell | 2023-12-08 | redacted
Low Income - Power to Save | Low Flow Showerhead | 0 | 0.04 | 0.1 | 504.08 | 1 | Honeywell | 2023-12-08 | redacted
Low Income - Power to Save | LI - DUCT | 0 | 0.4 | 0.12 | 775.77 | 1 | Honeywell | 2023-12-08 | redacted
Low Income - Power to Save | LED Lights | 0 | 0 | 0 | 47.6 | 1 | Honeywell | 2023-12-08 | redacted
Low Income - Power to Save | Weather Strip/Caulk | 0 | 0.25 | 0.09 | 503.3 | 1 | Honeywell | 2023-12-22 | redacted
Low Income - Power to Save | Pipe Wrap | 0 | 0.01 | 0.03 | 143.65 | 1 | Honeywell | 2023-12-22 | redacted
Low Income - Power to Save | Outdoor Coil Cleaning | 0 | 0.1 | 0 | 275 | 1 | Honeywell | 2023-12-22 | redacted
Low Income - Power to Save | HVAC Inspection | 0 | 0.17 | 0 | 268.73 | 1 | Honeywell | 2023-12-22 | redacted
Low Income - Power to Save | Low Flow Showerhead | 0 | 0.04 | 0.1 | 504.08 | 1 | Honeywell | 2023-12-22 | redacted
Low Income - Power to Save | LI - DUCT | 0 | 0.4 | 0.12 | 775.77 | 1 | Honeywell | 2023-12-22 | redacted
Low Income - Power to Save | LED Lights | 0 | 0 | 0 | 47.6 | 1 | Honeywell | 2023-12-22 | redacted
Low Income - Power to Save | Weather Strip/Caulk | 0 | 0.25 | 0.09 | 503.3 | 1 | Honeywell | 2023-12-19 | redacted
Low Income - Power to Save | Pipe Wrap | 0 | 0.01 | 0.03 | 143.65 | 1 | Honeywell | 2023-12-19 | redacted
Low Income - Power to Save | Outdoor Coil Cleaning | 0 | 0.1 | 0 | 275 | 1 | Honeywell | 2023-12-19 | redacted
Low Income - Power to Save | HVAC Inspection | 0 | 0.17 | 0 | 268.73 | 1 | Honeywell | 2023-12-19 | redacted
Low Income - Power to Save | Faucet Aerators | 0 | 0 | 0.02 | 110.58 | 1 | Honeywell | 2023-12-19 | redacted
Low Income - Power to Save | LI - DUCT | 0 | 0.4 | 0.12 | 775.77 | 1 | Honeywell | 2023-12-19 | redacted
Low Income - Power to Save | LED Lights | 0 | 0 | 0 | 47.6 | 1 | Honeywell | 2023-12-19 | redacted
Low Income - Power to Save | Weather Strip/Caulk | 0 | 0.25 | 0.09 | 503.3 | 1 | Honeywell | 2023-12-11 | redacted
Low Income - Power to Save | Outdoor Coil Cleaning | 0 | 0.1 | 0 | 275 | 1 | Honeywell | 2023-12-11 | redacted
Low Income - Power to Save | HVAC Inspection | 0 | 0.17 | 0 | 268.73 | 1 | Honeywell | 2023-12-11 | redacted
Low Income - Power to Save | LI - DUCT | 0 | 0.4 | 0.12 | 775.77 | 1 | Honeywell | 2023-12-11 | redacted
Low Income - Power to Save | LED Lights | 0 | 0 | 0 | 47.6 | 1 | Honeywell | 2023-12-11 | redacted
Low Income - Power to Save | Weather Strip/Caulk | 0 | 0.25 | 0.09 | 503.3 | 1 | Honeywell | 2023-12-22 | redacted
Low Income - Power to Save | Outdoor Coil Cleaning | 0 | 0.1 | 0 | 275 | 1 | Honeywell | 2023-12-22 | redacted
Low Income - Power to Save | Low Flow Showerhead | 0 | 0.04 | 0.1 | 504.08 | 1 | Honeywell | 2023-12-22 | redacted
Low Income - Power to Save | LED Lights | 0 | 0 | 0 | 47.6 | 1 | Honeywell | 2023-12-22 | redacted
Low Income - Power to Save | Outdoor Coil Cleaning | 0 | 0.1 | 0 | 275 | 1 | Honeywell | 2023-12-19 | redacted
Low Income - Power to Save | Faucet Aerators | 0 | 0 | 0.02 | 110.58 | 1 | Honeywell | 2023-12-19 | redacted
Low Income - Power to Save | Low Flow Showerhead | 0 | 0.04 | 0.1 | 504.08 | 1 | Honeywell | 2023-12-19 | redacted
Low Income - Power to Save | LED Lights | 0 | 0 | 0 | 47.6 | 1 | Honeywell | 2023-12-19 | redacted
Low Income - Power to Save | Weather Strip/Caulk | 0 | 0.25 | 0.09 | 503.3 | 1 | Honeywell | 2023-12-18 | redacted
Low Income - Power to Save | Faucet Aerators | 0 | 0 | 0.02 | 110.58 | 1 | Honeywell | 2023-12-18 | redacted
Low Income - Power to Save | Low Flow Showerhead | 0 | 0.04 | 0.1 | 504.08 | 1 | Honeywell | 2023-12-18 | redacted
Low Income - Power to Save | LED Lights | 0 | 0 | 0 | 47.6 | 1 | Honeywell | 2023-12-18 | redacted
Low Income - Power to Save | Faucet Aerators | 0 | 0 | 0.02 | 110.58 | 1 | Honeywell | 2023-12-08 | redacted
Low Income - Power to Save | Low Flow Showerhead | 0 | 0.04 | 0.1 | 504.08 | 1 | Honeywell | 2023-12-08 | redacted
Low Income - Power to Save | LED Lights | 0 | 0 | 0 | 47.6 | 1 | Honeywell | 2023-12-08 | redacted
Low Income - Power to Save | Weather Strip/Caulk | 0 | 0.25 | 0.09 | 503.3 | 1 | Honeywell | 2023-12-13 | redacted
Low Income - Power to Save | Outdoor Coil Cleaning | 0 | 0.1 | 0 | 275 | 1 | Honeywell | 2023-12-13 | redacted
Low Income - Power to Save | HVAC Inspection | 0 | 0.17 | 0 | 268.73 | 1 | Honeywell | 2023-12-13 | redacted
Low Income - Power to Save | Faucet Aerators | 0 | 0 | 0.02 | 110.58 | 1 | Honeywell | 2023-12-13 | redacted
Low Income - Power to Save | Low Flow Showerhead | 0 | 0.04 | 0.1 | 504.08 | 1 | Honeywell | 2023-12-13 | redacted
Low Income - Power to Save | LED Lights | 0 | 0 | 0 | 47.6 | 1 | Honeywell | 2023-12-13 | redacted
Low Income - Power to Save | Weather Strip/Caulk | 0 | 0.25 | 0.09 | 503.3 | 1 | Honeywell | 2023-12-22 | redacted
Low Income - Power to Save | Outdoor Coil Cleaning | 0 | 0.1 | 0 | 275 | 1 | Honeywell | 2023-12-22 | redacted
Low Income - Power to Save | Low Flow Showerhead | 0 | 0.04 | 0.1 | 504.08 | 1 | Honeywell | 2023-12-22 | redacted
Low Income - Power to Save | LED Lights | 0 | 0 | 0 | 47.6 | 1 | Honeywell | 2023-12-22 | redacted
Low Income - Power to Save | Weather Strip/Caulk | 0 | 0.25 | 0.09 | 503.3 | 1 | Honeywell | 2023-12-22 | redacted
Low Income - Power to Save | Outdoor Coil Cleaning | 0 | 0.1 | 0 | 275 | 1 | Honeywell | 2023-12-22 | redacted
Low Income - Power to Save | Faucet Aerators | 0 | 0 | 0.02 | 110.58 | 1 | Honeywell | 2023-12-22 | redacted
Low Income - Power to Save | Low Flow Showerhead | 0 | 0.04 | 0.1 | 504.08 | 1 | Honeywell | 2023-12-22 | redacted
Low Income - Power to Save | LED Lights | 0 | 0 | 0 | 47.6 | 1 | Honeywell | 2023-12-22 | redacted
Low Income - Power to Save | Weather Strip/Caulk | 0 | 0.25 | 0.09 | 503.3 | 1 | Honeywell | 2023-12-19 | redacted
Low Income - Power to Save | Faucet Aerators | 0 | 0 | 0.02 | 110.58 | 1 | Honeywell | 2023-12-19 | redacted
Low Income - Power to Save | Low Flow Showerhead | 0 | 0.04 | 0.1 | 504.08 | 1 | Honeywell | 2023-12-19 | redacted
Low Income - Power to Save | LED Lights | 0 | 0 | 0 | 47.6 | 1 | Honeywell | 2023-12-19 | redacted
Low Income - Power to Save | Weather Strip/Caulk | 0 | 0.25 | 0.09 | 503.3 | 1 | Honeywell | 2023-12-18 | redacted
Low Income - Power to Save | Low Flow Showerhead | 0 | 0.04 | 0.1 | 504.08 | 1 | Honeywell | 2023-12-18 | redacted
Low Income - Power to Save | LED Lights | 0 | 0 | 0 | 47.6 | 1 | Honeywell | 2023-12-18 | redacted
Low Income - Power to Save | Weather Strip/Caulk | 0 | 0.25 | 0.09 | 503.3 | 1 | Honeywell | 2023-12-22 | redacted
Low Income - Power to Save | Faucet Aerators | 0 | 0 | 0.02 | 110.58 | 1 | Honeywell | 2023-12-22 | redacted
Low Income - Power to Save | Low Flow Showerhead | 0 | 0.04 | 0.1 | 504.08 | 1 | Honeywell | 2023-12-22 | redacted
Low Income - Power to Save | LED Lights | 0 | 0 | 0 | 47.6 | 1 | Honeywell | 2023-12-22 | redacted
Low Income - Power to Save | Weather Strip/Caulk | 0 | 0.25 | 0.09 | 503.3 | 1 | Honeywell | 2023-12-08 | redacted
Low Income - Power to Save | Low Flow Showerhead | 0 | 0.04 | 0.1 | 504.08 | 1 | Honeywell | 2023-12-08 | redacted
Low Income - Power to Save | LED Lights | 0 | 0 | 0 | 47.6 | 1 | Honeywell | 2023-12-08 | redacted
Low Income - Power to Save | Weather Strip/Caulk | 0 | 0.25 | 0.09 | 503.3 | 1 | Honeywell | 2023-12-19 | redacted
Low Income - Power to Save | Faucet Aerators | 0 | 0 | 0.02 | 110.58 | 1 | Honeywell | 2023-12-19 | redacted
Low Income - Power to Save | Low Flow Showerhead | 0 | 0.04 | 0.1 | 504.08 | 1 | Honeywell | 2023-12-19 | redacted
Low Income - Power to Save | LED Lights | 0 | 0 | 0 | 47.6 | 1 | Honeywell | 2023-12-19 | redacted
Low Income - Power to Save | Outdoor Coil Cleaning | 0 | 0.1 | 0 | 275 | 1 | Honeywell | 2023-12-19 | redacted
Low Income - Power to Save | Faucet Aerators | 0 | 0 | 0.02 | 110.58 | 1 | Honeywell | 2023-12-19 | redacted
Low Income - Power to Save | Low Flow Showerhead | 0 | 0.04 | 0.1 | 504.08 | 1 | Honeywell | 2023-12-19 | redacted
Low Income - Power to Save | LED Lights | 0 | 0 | 0 | 47.6 | 1 | Honeywell | 2023-12-19 | redacted
Low Income - Power to Save | Weather Strip/Caulk | 0 | 0.25 | 0.09 | 503.3 | 1 | Honeywell | 2023-12-18 | redacted
Low Income - Power to Save | Outdoor Coil Cleaning | 0 | 0.1 | 0 | 275 | 1 | Honeywell | 2023-12-18 | redacted
Low Income - Power to Save | HVAC Inspection | 0 | 0.17 | 0 | 268.73 | 1 | Honeywell | 2023-12-18 | redacted
Low Income - Power to Save | Low Flow Showerhead | 0 | 0.04 | 0.1 | 504.08 | 1 | Honeywell | 2023-12-18 | redacted
Low Income - Power to Save | LI - DUCT | 0 | 0.4 | 0.12 | 775.77 | 1 | Honeywell | 2023-12-18 | redacted
Low Income - Power to Save | LED Lights | 0 | 0 | 0 | 47.6 | 1 | Honeywell | 2023-12-18 | redacted
Low Income - Power to Save | Weather Strip/Caulk | 0 | 0.25 | 0.09 | 503.3 | 1 | Honeywell | 2023-12-20 | redacted
Low Income - Power to Save | Outdoor Coil Cleaning | 0 | 0.1 | 0 | 275 | 1 | Honeywell | 2023-12-20 | redacted
Low Income - Power to Save | HVAC Inspection | 0 | 0.17 | 0 | 268.73 | 1 | Honeywell | 2023-12-20 | redacted
Low Income - Power to Save | Faucet Aerators | 0 | 0 | 0.02 | 110.58 | 1 | Honeywell | 2023-12-20 | redacted
Low Income - Power to Save | LI - DUCT | 0 | 0.4 | 0.12 | 775.77 | 1 | Honeywell | 2023-12-20 | redacted
Low Income - Power to Save | LED Lights | 0 | 0 | 0 | 47.6 | 1 | Honeywell | 2023-12-20 | redacted
Low Income - Power to Save | Weather Strip/Caulk | 0 | 0.25 | 0.09 | 503.3 | 1 | Honeywell | 2023-12-21 | redacted
Low Income - Power to Save | Outdoor Coil Cleaning | 0 | 0.1 | 0 | 275 | 1 | Honeywell | 2023-12-21 | redacted
Low Income - Power to Save | HVAC Inspection | 0 | 0.17 | 0 | 268.73 | 1 | Honeywell | 2023-12-21 | redacted
Low Income - Power to Save | Low Flow Showerhead | 0 | 0.04 | 0.1 | 504.08 | 1 | Honeywell | 2023-12-21 | redacted
Low Income - Power to Save | LI - DUCT | 0 | 0.4 | 0.12 | 775.77 | 1 | Honeywell | 2023-12-21 | redacted
Low Income - Power to Save | LED Lights | 0 | 0 | 0 | 47.6 | 1 | Honeywell | 2023-12-21 | redacted
Low Income - Power to Save | Weather Strip/Caulk | 0 | 0.25 | 0.09 | 503.3 | 1 | Honeywell | 2023-12-12 | redacted
Low Income - Power to Save | Pipe Wrap | 0 | 0.01 | 0.03 | 143.65 | 1 | Honeywell | 2023-12-12 | redacted
Low Income - Power to Save | Outdoor Coil Cleaning | 0 | 0.1 | 0 | 275 | 1 | Honeywell | 2023-12-12 | redacted
Low Income - Power to Save | HVAC Inspection | 0 | 0.17 | 0 | 268.73 | 1 | Honeywell | 2023-12-12 | redacted
Low Income - Power to Save | Faucet Aerators | 0 | 0 | 0.02 | 110.58 | 1 | Honeywell | 2023-12-12 | redacted
Low Income - Power to Save | LI - DUCT | 0 | 0.4 | 0.12 | 775.77 | 1 | Honeywell | 2023-12-12 | redacted
Low Income - Power to Save | LED Lights | 0 | 0 | 0 | 47.6 | 1 | Honeywell | 2023-12-12 | redacted
Low Income - Power to Save | Weather Strip/Caulk | 0 | 0.25 | 0.09 | 503.3 | 1 | Honeywell | 2023-12-22 | redacted
Low Income - Power to Save | Outdoor Coil Cleaning | 0 | 0.1 | 0 | 275 | 1 | Honeywell | 2023-12-22 | redacted
Low Income - Power to Save | HVAC Inspection | 0 | 0.17 | 0 | 268.73 | 1 | Honeywell | 2023-12-22 | redacted
Low Income - Power to Save | Faucet Aerators | 0 | 0 | 0.02 | 110.58 | 1 | Honeywell | 2023-12-22 | redacted
Low Income - Power to Save | Low Flow Showerhead | 0 | 0.04 | 0.1 | 504.08 | 1 | Honeywell | 2023-12-22 | redacted
Low Income - Power to Save | LI - DUCT | 0 | 0.4 | 0.12 | 775.77 | 1 | Honeywell | 2023-12-22 | redacted
Low Income - Power to Save | LED Lights | 0 | 0 | 0 | 47.6 | 1 | Honeywell | 2023-12-22 | redacted
Low Income - Power to Save | Weather Strip/Caulk | 0 | 0.25 | 0.09 | 503.3 | 1 | Honeywell | 2023-12-19 | redacted
Low Income - Power to Save | Outdoor Coil Cleaning | 0 | 0.1 | 0 | 275 | 1 | Honeywell | 2023-12-19 | redacted
Low Income - Power to Save | HVAC Inspection | 0 | 0.17 | 0 | 268.73 | 1 | Honeywell | 2023-12-19 | redacted
Low Income - Power to Save | Faucet Aerators | 0 | 0 | 0.02 | 110.58 | 1 | Honeywell | 2023-12-19 | redacted
Low Income - Power to Save | Low Flow Showerhead | 0 | 0.04 | 0.1 | 504.08 | 1 | Honeywell | 2023-12-19 | redacted
Low Income - Power to Save | LI - DUCT | 0 | 0.4 | 0.12 | 775.77 | 1 | Honeywell | 2023-12-19 | redacted
Low Income - Power to Save | LED Lights | 0 | 0 | 0 | 47.6 | 1 | Honeywell | 2023-12-19 | redacted
Low Income - Power to Save | Weather Strip/Caulk | 0 | 0.25 | 0.09 | 503.3 | 1 | Honeywell | 2023-12-19 | redacted
Low Income - Power to Save | LED Lights | 0 | 0 | 0 | 47.6 | 1 | Honeywell | 2023-12-19 | redacted
Low Income - Power to Save | Weather Strip/Caulk | 0 | 0.25 | 0.09 | 503.3 | 1 | Honeywell | 2023-12-08 | redacted
Low Income - Power to Save | Pipe Wrap | 0 | 0.01 | 0.03 | 143.65 | 1 | Honeywell | 2023-12-08 | redacted
Low Income - Power to Save | Outdoor Coil Cleaning | 0 | 0.1 | 0 | 275 | 1 | Honeywell | 2023-12-08 | redacted
Low Income - Power to Save | HVAC Inspection | 0 | 0.17 | 0 | 268.73 | 1 | Honeywell | 2023-12-08 | redacted
Low Income - Power to Save | Faucet Aerators | 0 | 0 | 0.02 | 110.58 | 1 | Honeywell | 2023-12-08 | redacted
Low Income - Power to Save | Low Flow Showerhead | 0 | 0.04 | 0.1 | 504.08 | 1 | Honeywell | 2023-12-08 | redacted
Low Income - Power to Save | LI - DUCT | 0 | 0.4 | 0.12 | 775.77 | 1 | Honeywell | 2023-12-08 | redacted
Low Income - Power to Save | LED Lights | 0 | 0 | 0 | 47.6 | 1 | Honeywell | 2023-12-08 | redacted
Low Income - Power to Save | Weather Strip/Caulk | 0 | 0.25 | 0.09 | 503.3 | 1 | Honeywell | 2023-12-13 | redacted
Low Income - Power to Save | Faucet Aerators | 0 | 0 | 0.02 | 110.58 | 1 | Honeywell | 2023-12-13 | redacted
Low Income - Power to Save | Low Flow Showerhead | 0 | 0.04 | 0.1 | 504.08 | 1 | Honeywell | 2023-12-13 | redacted
Low Income - Power to Save | LED Lights | 0 | 0 | 0 | 47.6 | 1 | Honeywell | 2023-12-13 | redacted
Low Income - Power to Save | Weather Strip/Caulk | 0 | 0.25 | 0.09 | 503.3 | 1 | Honeywell | 2023-12-12 | redacted
Low Income - Power to Save | Outdoor Coil Cleaning | 0 | 0.1 | 0 | 275 | 1 | Honeywell | 2023-12-12 | redacted
Low Income - Power to Save | HVAC Inspection | 0 | 0.17 | 0 | 268.73 | 1 | Honeywell | 2023-12-12 | redacted
Low Income - Power to Save | Faucet Aerators | 0 | 0 | 0.02 | 110.58 | 1 | Honeywell | 2023-12-12 | redacted
Low Income - Power to Save | Low Flow Showerhead | 0 | 0.04 | 0.1 | 504.08 | 1 | Honeywell | 2023-12-12 | redacted
Low Income - Power to Save | LI - DUCT | 0 | 0.4 | 0.12 | 775.77 | 1 | Honeywell | 2023-12-12 | redacted
Low Income - Power to Save | LED Lights | 0 | 0 | 0 | 47.6 | 1 | Honeywell | 2023-12-12 | redacted
Low Income - Power to Save | Weather Strip/Caulk | 0 | 0.25 | 0.09 | 503.3 | 1 | Honeywell | 2023-12-13 | redacted
Low Income - Power to Save | Faucet Aerators | 0 | 0 | 0.02 | 110.58 | 1 | Honeywell | 2023-12-13 | redacted
Low Income - Power to Save | Low Flow Showerhead | 0 | 0.04 | 0.1 | 504.08 | 1 | Honeywell | 2023-12-13 | redacted
Low Income - Power to Save | LED Lights | 0 | 0 | 0 | 47.6 | 1 | Honeywell | 2023-12-13 | redacted
Low Income - Power to Save | Weather Strip/Caulk | 0 | 0.25 | 0.09 | 503.3 | 1 | Honeywell | 2023-12-20 | redacted
Low Income - Power to Save | Outdoor Coil Cleaning | 0 | 0.1 | 0 | 275 | 1 | Honeywell | 2023-12-20 | redacted
Low Income - Power to Save | HVAC Inspection | 0 | 0.17 | 0 | 268.73 | 1 | Honeywell | 2023-12-20 | redacted
Low Income - Power to Save | Low Flow Showerhead | 0 | 0.04 | 0.1 | 504.08 | 1 | Honeywell | 2023-12-20 | redacted
Low Income - Power to Save | LI - DUCT | 0 | 0.4 | 0.12 | 775.77 | 1 | Honeywell | 2023-12-20 | redacted
Low Income - Power to Save | LED Lights | 0 | 0 | 0 | 47.6 | 1 | Honeywell | 2023-12-20 | redacted
Low Income - Power to Save | Weather Strip/Caulk | 0 | 0.25 | 0.09 | 503.3 | 1 | Honeywell | 2023-12-20 | redacted
Low Income - Power to Save | Outdoor Coil Cleaning | 0 | 0.1 | 0 | 275 | 1 | Honeywell | 2023-12-20 | redacted
Low Income - Power to Save | HVAC Inspection | 0 | 0.17 | 0 | 268.73 | 1 | Honeywell | 2023-12-20 | redacted
Low Income - Power to Save | LI - DUCT | 0 | 0.4 | 0.12 | 775.77 | 1 | Honeywell | 2023-12-20 | redacted
Low Income - Power to Save | LED Lights | 0 | 0 | 0 | 47.6 | 1 | Honeywell | 2023-12-20 | redacted
Low Income - Power to Save | Weather Strip/Caulk | 0 | 0.25 | 0.09 | 503.3 | 1 | Honeywell | 2023-12-22 | redacted
Low Income - Power to Save | Outdoor Coil Cleaning | 0 | 0.1 | 0 | 275 | 1 | Honeywell | 2023-12-22 | redacted
Low Income - Power to Save | Faucet Aerators | 0 | 0 | 0.02 | 110.58 | 1 | Honeywell | 2023-12-22 | redacted
Low Income - Power to Save | LED Lights | 0 | 0 | 0 | 47.6 | 1 | Honeywell | 2023-12-22 | redacted
Low Income - Power to Save | Weather Strip/Caulk | 0 | 0.25 | 0.09 | 503.3 | 1 | Honeywell | 2023-12-12 | redacted
Low Income - Power to Save | Pipe Wrap | 0 | 0.01 | 0.03 | 143.65 | 1 | Honeywell | 2023-12-12 | redacted
Low Income - Power to Save | Outdoor Coil Cleaning | 0 | 0.1 | 0 | 275 | 1 | Honeywell | 2023-12-12 | redacted
Low Income - Power to Save | HVAC Inspection | 0 | 0.17 | 0 | 268.73 | 1 | Honeywell | 2023-12-12 | redacted
Low Income - Power to Save | Low Flow Showerhead | 0 | 0.04 | 0.1 | 504.08 | 1 | Honeywell | 2023-12-12 | redacted
Low Income - Power to Save | LI - DUCT | 0 | 0.4 | 0.12 | 775.77 | 1 | Honeywell | 2023-12-12 | redacted
Low Income - Power to Save | LED Lights | 0 | 0 | 0 | 47.6 | 1 | Honeywell | 2023-12-12 | redacted
Low Income - Power to Save | Weather Strip/Caulk | 0 | 0.25 | 0.09 | 503.3 | 1 | Honeywell | 2023-12-11 | redacted
Low Income - Power to Save | Outdoor Coil Cleaning | 0 | 0.1 | 0 | 275 | 1 | Honeywell | 2023-12-11 | redacted
Low Income - Power to Save | HVAC Inspection | 0 | 0.17 | 0 | 268.73 | 1 | Honeywell | 2023-12-11 | redacted
Low Income - Power to Save | Faucet Aerators | 0 | 0 | 0.02 | 110.58 | 1 | Honeywell | 2023-12-11 | redacted
Low Income - Power to Save | Low Flow Showerhead | 0 | 0.04 | 0.1 | 504.08 | 1 | Honeywell | 2023-12-11 | redacted
Low Income - Power to Save | LED Lights | 0 | 0 | 0 | 47.6 | 1 | Honeywell | 2023-12-11 | redacted
Low Income - Power to Save | Weather Strip/Caulk | 0 | 0.25 | 0.09 | 503.3 | 1 | Honeywell | 2023-12-18 | redacted
Low Income - Power to Save | Faucet Aerators | 0 | 0 | 0.02 | 110.58 | 1 | Honeywell | 2023-12-18 | redacted
Low Income - Power to Save | Low Flow Showerhead | 0 | 0.04 | 0.1 | 504.08 | 1 | Honeywell | 2023-12-18 | redacted
Low Income - Power to Save | LED Lights | 0 | 0 | 0 | 47.6 | 1 | Honeywell | 2023-12-18 | redacted
Low Income - Power to Save | Weather Strip/Caulk | 0 | 0.25 | 0.09 | 503.3 | 1 | Honeywell | 2023-12-21 | redacted
Low Income - Power to Save | Outdoor Coil Cleaning | 0 | 0.1 | 0 | 275 | 1 | Honeywell | 2023-12-21 | redacted
Low Income - Power to Save | HVAC Inspection | 0 | 0.17 | 0 | 268.73 | 1 | Honeywell | 2023-12-21 | redacted
Low Income - Power to Save | Low Flow Showerhead | 0 | 0.04 | 0.1 | 504.08 | 1 | Honeywell | 2023-12-21 | redacted
Low Income - Power to Save | LI - DUCT | 0 | 0.4 | 0.12 | 775.77 | 1 | Honeywell | 2023-12-21 | redacted
Low Income - Power to Save | LED Lights | 0 | 0 | 0 | 47.6 | 1 | Honeywell | 2023-12-21 | redacted
Low Income - Power to Save | Weather Strip/Caulk | 0 | 0.25 | 0.09 | 503.3 | 1 | Honeywell | 2023-12-13 | redacted
Low Income - Power to Save | Faucet Aerators | 0 | 0 | 0.02 | 110.58 | 1 | Honeywell | 2023-12-13 | redacted
Low Income - Power to Save | Low Flow Showerhead | 0 | 0.04 | 0.1 | 504.08 | 1 | Honeywell | 2023-12-13 | redacted
Low Income - Power to Save | LED Lights | 0 | 0 | 0 | 47.6 | 1 | Honeywell | 2023-12-13 | redacted
Low Income - Power to Save | Weather Strip/Caulk | 0 | 0.25 | 0.09 | 503.3 | 1 | Honeywell | 2023-12-20 | redacted
Low Income - Power to Save | Outdoor Coil Cleaning | 0 | 0.1 | 0 | 275 | 1 | Honeywell | 2023-12-20 | redacted
Low Income - Power to Save | HVAC Inspection | 0 | 0.17 | 0 | 268.73 | 1 | Honeywell | 2023-12-20 | redacted
Low Income - Power to Save | Low Flow Showerhead | 0 | 0.04 | 0.1 | 504.08 | 1 | Honeywell | 2023-12-20 | redacted
Low Income - Power to Save | LI - DUCT | 0 | 0.4 | 0.12 | 775.77 | 1 | Honeywell | 2023-12-20 | redacted
Low Income - Power to Save | LED Lights | 0 | 0 | 0 | 47.6 | 1 | Honeywell | 2023-12-20 | redacted
Low Income - Power to Save | Weather Strip/Caulk | 0 | 0.25 | 0.09 | 503.3 | 1 | Honeywell | 2023-12-19 | redacted
Low Income - Power to Save | Outdoor Coil Cleaning | 0 | 0.1 | 0 | 275 | 1 | Honeywell | 2023-12-19 | redacted
Low Income - Power to Save | HVAC Inspection | 0 | 0.17 | 0 | 268.73 | 1 | Honeywell | 2023-12-19 | redacted
Low Income - Power to Save | Low Flow Showerhead | 0 | 0.04 | 0.1 | 504.08 | 1 | Honeywell | 2023-12-19 | redacted
Low Income - Power to Save | LI - DUCT | 0 | 0.4 | 0.12 | 775.77 | 1 | Honeywell | 2023-12-19 | redacted
Low Income - Power to Save | LED Lights | 0 | 0 | 0 | 47.6 | 1 | Honeywell | 2023-12-19 | redacted
Low Income - Power to Save | Weather Strip/Caulk | 0 | 0.25 | 0.09 | 503.3 | 1 | Honeywell | 2023-12-13 | redacted
Low Income - Power to Save | Outdoor Coil Cleaning | 0 | 0.1 | 0 | 275 | 1 | Honeywell | 2023-12-13 | redacted
Low Income - Power to Save | HVAC Inspection | 0 | 0.17 | 0 | 268.73 | 1 | Honeywell | 2023-12-13 | redacted
Low Income - Power to Save | LED Lights | 0 | 0 | 0 | 47.6 | 1 | Honeywell | 2023-12-13 | redacted
Low Income - Power to Save | Weather Strip/Caulk | 0 | 0.25 | 0.09 | 503.3 | 1 | Honeywell | 2023-12-21 | redacted
Low Income - Power to Save | Outdoor Coil Cleaning | 0 | 0.1 | 0 | 275 | 1 | Honeywell | 2023-12-21 | redacted
Low Income - Power to Save | Low Flow Showerhead | 0 | 0.04 | 0.1 | 504.08 | 1 | Honeywell | 2023-12-21 | redacted
Low Income - Power to Save | LED Lights | 0 | 0 | 0 | 47.6 | 1 | Honeywell | 2023-12-21 | redacted
Low Income - Power to Save | Weather Strip/Caulk | 0 | 0.25 | 0.09 | 503.3 | 1 | Honeywell | 2023-12-19 | redacted
Low Income - Power to Save | Outdoor Coil Cleaning | 0 | 0.1 | 0 | 275 | 1 | Honeywell | 2023-12-19 | redacted
Low Income - Power to Save | HVAC Inspection | 0 | 0.17 | 0 | 268.73 | 1 | Honeywell | 2023-12-19 | redacted
Low Income - Power to Save | Low Flow Showerhead | 0 | 0.04 | 0.1 | 504.08 | 1 | Honeywell | 2023-12-19 | redacted
Low Income - Power to Save | LI - DUCT | 0 | 0.4 | 0.12 | 775.77 | 1 | Honeywell | 2023-12-19 | redacted
Low Income - Power to Save | LED Lights | 0 | 0 | 0 | 47.6 | 1 | Honeywell | 2023-12-19 | redacted
Low Income - Power to Save | Weather Strip/Caulk | 0 | 0.25 | 0.09 | 503.3 | 1 | Honeywell | 2023-12-21 | redacted
Low Income - Power to Save | Outdoor Coil Cleaning | 0 | 0.1 | 0 | 275 | 1 | Honeywell | 2023-12-21 | redacted
Low Income - Power to Save | HVAC Inspection | 0 | 0.17 | 0 | 268.73 | 1 | Honeywell | 2023-12-21 | redacted
Low Income - Power to Save | LI - DUCT | 0 | 0.4 | 0.12 | 775.77 | 1 | Honeywell | 2023-12-21 | redacted
Low Income - Power to Save | LED Lights | 0 | 0 | 0 | 47.6 | 1 | Honeywell | 2023-12-21 | redacted
Low Income - Power to Save | Weather Strip/Caulk | 0 | 0.25 | 0.09 | 503.3 | 1 | Honeywell | 2023-12-19 | redacted
Low Income - Power to Save | Outdoor Coil Cleaning | 0 | 0.1 | 0 | 275 | 1 | Honeywell | 2023-12-19 | redacted
Low Income - Power to Save | HVAC Inspection | 0 | 0.17 | 0 | 268.73 | 1 | Honeywell | 2023-12-19 | redacted
Low Income - Power to Save | Low Flow Showerhead | 0 | 0.04 | 0.1 | 504.08 | 1 | Honeywell | 2023-12-19 | redacted
Low Income - Power to Save | LI - DUCT | 0 | 0.4 | 0.12 | 775.77 | 1 | Honeywell | 2023-12-19 | redacted
Low Income - Power to Save | LED Lights | 0 | 0 | 0 | 47.6 | 1 | Honeywell | 2023-12-19 | redacted
Low Income - Power to Save | Weather Strip/Caulk | 0 | 0.25 | 0.09 | 503.3 | 1 | Honeywell | 2023-12-21 | redacted
Low Income - Power to Save | Low Flow Showerhead | 0 | 0.04 | 0.1 | 504.08 | 1 | Honeywell | 2023-12-21 | redacted
Low Income - Power to Save | LED Lights | 0 | 0 | 0 | 47.6 | 1 | Honeywell | 2023-12-21 | redacted
Low Income - Power to Save | Weather Strip/Caulk | 0 | 0.25 | 0.09 | 503.3 | 1 | Honeywell | 2023-12-19 | redacted
Low Income - Power to Save | Outdoor Coil Cleaning | 0 | 0.1 | 0 | 275 | 1 | Honeywell | 2023-12-19 | redacted
Low Income - Power to Save | HVAC Inspection | 0 | 0.17 | 0 | 268.73 | 1 | Honeywell | 2023-12-19 | redacted
Low Income - Power to Save | Low Flow Showerhead | 0 | 0.04 | 0.1 | 504.08 | 1 | Honeywell | 2023-12-19 | redacted
Low Income - Power to Save | LI - DUCT | 0 | 0.4 | 0.12 | 775.77 | 1 | Honeywell | 2023-12-19 | redacted
Low Income - Power to Save | LED Lights | 0 | 0 | 0 | 47.6 | 1 | Honeywell | 2023-12-19 | redacted
Low Income - Power to Save | Weather Strip/Caulk | 0 | 0.25 | 0.09 | 503.3 | 1 | Honeywell | 2023-12-19 | redacted
Low Income - Power to Save | Outdoor Coil Cleaning | 0 | 0.1 | 0 | 275 | 1 | Honeywell | 2023-12-19 | redacted
Low Income - Power to Save | HVAC Inspection | 0 | 0.17 | 0 | 268.73 | 1 | Honeywell | 2023-12-19 | redacted
Low Income - Power to Save | Low Flow Showerhead | 0 | 0.04 | 0.1 | 504.08 | 1 | Honeywell | 2023-12-19 | redacted
Low Income - Power to Save | LI - DUCT | 0 | 0.4 | 0.12 | 775.77 | 1 | Honeywell | 2023-12-19 | redacted
Low Income - Power to Save | LED Lights | 0 | 0 | 0 | 47.6 | 1 | Honeywell | 2023-12-19 | redacted
Low Income - Power to Save | Weather Strip/Caulk | 0 | 0.25 | 0.09 | 503.3 | 1 | Honeywell | 2023-12-11 | redacted
Low Income - Power to Save | Outdoor Coil Cleaning | 0 | 0.1 | 0 | 275 | 1 | Honeywell | 2023-12-11 | redacted
Low Income - Power to Save | HVAC Inspection | 0 | 0.17 | 0 | 268.73 | 1 | Honeywell | 2023-12-11 | redacted
Low Income - Power to Save | Low Flow Showerhead | 0 | 0.04 | 0.1 | 504.08 | 1 | Honeywell | 2023-12-11 | redacted
Low Income - Power to Save | LED Lights | 0 | 0 | 0 | 47.6 | 1 | Honeywell | 2023-12-11 | redacted
Low Income - Power to Save | Weather Strip/Caulk | 0 | 0.25 | 0.09 | 503.3 | 1 | Honeywell | 2023-12-19 | redacted
Low Income - Power to Save | Pipe Wrap | 0 | 0.01 | 0.03 | 143.65 | 1 | Honeywell | 2023-12-19 | redacted
Low Income - Power to Save | Outdoor Coil Cleaning | 0 | 0.1 | 0 | 275 | 1 | Honeywell | 2023-12-19 | redacted
Low Income - Power to Save | HVAC Inspection | 0 | 0.17 | 0 | 268.73 | 1 | Honeywell | 2023-12-19 | redacted
Low Income - Power to Save | Faucet Aerators | 0 | 0 | 0.02 | 110.58 | 1 | Honeywell | 2023-12-19 | redacted
Low Income - Power to Save | Low Flow Showerhead | 0 | 0.04 | 0.1 | 504.08 | 1 | Honeywell | 2023-12-19 | redacted
Low Income - Power to Save | LED Lights | 0 | 0 | 0 | 47.6 | 1 | Honeywell | 2023-12-19 | redacted
Low Income - Power to Save | Weather Strip/Caulk | 0 | 0.25 | 0.09 | 503.3 | 1 | Honeywell | 2023-12-20 | redacted
Low Income - Power to Save | Outdoor Coil Cleaning | 0 | 0.1 | 0 | 275 | 1 | Honeywell | 2023-12-20 | redacted
Low Income - Power to Save | Faucet Aerators | 0 | 0 | 0.02 | 110.58 | 1 | Honeywell | 2023-12-20 | redacted
Low Income - Power to Save | Low Flow Showerhead | 0 | 0.04 | 0.1 | 504.08 | 1 | Honeywell | 2023-12-20 | redacted
Low Income - Power to Save | LED Lights | 0 | 0 | 0 | 47.6 | 1 | Honeywell | 2023-12-20 | redacted
Low Income - Power to Save | Weather Strip/Caulk | 0 | 0.25 | 0.09 | 503.3 | 1 | Honeywell | 2023-12-19 | redacted
Low Income - Power to Save | Faucet Aerators | 0 | 0 | 0.02 | 110.58 | 1 | Honeywell | 2023-12-19 | redacted
Low Income - Power to Save | Low Flow Showerhead | 0 | 0.04 | 0.1 | 504.08 | 1 | Honeywell | 2023-12-19 | redacted
Low Income - Power to Save | LED Lights | 0 | 0 | 0 | 47.6 | 1 | Honeywell | 2023-12-19 | redacted
Low Income - Power to Save | Weather Strip/Caulk | 0 | 0.25 | 0.09 | 503.3 | 1 | Honeywell | 2023-12-18 | redacted
Low Income - Power to Save | Outdoor Coil Cleaning | 0 | 0.1 | 0 | 275 | 1 | Honeywell | 2023-12-18 | redacted
Low Income - Power to Save | HVAC Inspection | 0 | 0.17 | 0 | 268.73 | 1 | Honeywell | 2023-12-18 | redacted
Low Income - Power to Save | LI - DUCT | 0 | 0.4 | 0.12 | 775.77 | 1 | Honeywell | 2023-12-18 | redacted
Low Income - Power to Save | LED Lights | 0 | 0 | 0 | 47.6 | 1 | Honeywell | 2023-12-18 | redacted
Low Income - Power to Save | Weather Strip/Caulk | 0 | 0.25 | 0.09 | 503.3 | 1 | Honeywell | 2023-12-19 | redacted
Low Income - Power to Save | Outdoor Coil Cleaning | 0 | 0.1 | 0 | 275 | 1 | Honeywell | 2023-12-19 | redacted
Low Income - Power to Save | HVAC Inspection | 0 | 0.17 | 0 | 268.73 | 1 | Honeywell | 2023-12-19 | redacted
Low Income - Power to Save | Low Flow Showerhead | 0 | 0.04 | 0.1 | 504.08 | 1 | Honeywell | 2023-12-19 | redacted
Low Income - Power to Save | LI - DUCT | 0 | 0.4 | 0.12 | 775.77 | 1 | Honeywell | 2023-12-19 | redacted
Low Income - Power to Save | LED Lights | 0 | 0 | 0 | 47.6 | 1 | Honeywell | 2023-12-19 | redacted
Low Income - Power to Save | Faucet Aerators | 0 | 0 | 0.02 | 110.58 | 1 | Honeywell | 2023-12-11 | redacted
Low Income - Power to Save | Low Flow Showerhead | 0 | 0.04 | 0.1 | 504.08 | 1 | Honeywell | 2023-12-11 | redacted
Low Income - Power to Save | LED Lights | 0 | 0 | 0 | 47.6 | 1 | Honeywell | 2023-12-11 | redacted
Low Income - Power to Save | Weather Strip/Caulk | 0 | 0.25 | 0.09 | 503.3 | 1 | Honeywell | 2023-12-21 | redacted
Low Income - Power to Save | Faucet Aerators | 0 | 0 | 0.02 | 110.58 | 1 | Honeywell | 2023-12-21 | redacted
Low Income - Power to Save | Low Flow Showerhead | 0 | 0.04 | 0.1 | 504.08 | 1 | Honeywell | 2023-12-21 | redacted
Low Income - Power to Save | LED Lights | 0 | 0 | 0 | 47.6 | 1 | Honeywell | 2023-12-21 | redacted
Low Income - Power to Save | Weather Strip/Caulk | 0 | 0.25 | 0.09 | 503.3 | 1 | Honeywell | 2023-12-21 | redacted
Low Income - Power to Save | Outdoor Coil Cleaning | 0 | 0.1 | 0 | 275 | 1 | Honeywell | 2023-12-21 | redacted
Low Income - Power to Save | HVAC Inspection | 0 | 0.17 | 0 | 268.73 | 1 | Honeywell | 2023-12-21 | redacted
Low Income - Power to Save | Low Flow Showerhead | 0 | 0.04 | 0.1 | 504.08 | 1 | Honeywell | 2023-12-21 | redacted
Low Income - Power to Save | LI - DUCT | 0 | 0.4 | 0.12 | 775.77 | 1 | Honeywell | 2023-12-21 | redacted
Low Income - Power to Save | LED Lights | 0 | 0 | 0 | 47.6 | 1 | Honeywell | 2023-12-21 | redacted
Low Income - Power to Save | Weather Strip/Caulk | 0 | 0.25 | 0.09 | 503.3 | 1 | Honeywell | 2023-12-21 | redacted
Low Income - Power to Save | Outdoor Coil Cleaning | 0 | 0.1 | 0 | 275 | 1 | Honeywell | 2023-12-21 | redacted
Low Income - Power to Save | HVAC Inspection | 0 | 0.17 | 0 | 268.73 | 1 | Honeywell | 2023-12-21 | redacted
Low Income - Power to Save | Low Flow Showerhead | 0 | 0.04 | 0.1 | 504.08 | 1 | Honeywell | 2023-12-21 | redacted
Low Income - Power to Save | LI - DUCT | 0 | 0.4 | 0.12 | 775.77 | 1 | Honeywell | 2023-12-21 | redacted
Low Income - Power to Save | LED Lights | 0 | 0 | 0 | 47.6 | 1 | Honeywell | 2023-12-21 | redacted
Low Income - Power to Save | Weather Strip/Caulk | 0 | 0.25 | 0.09 | 503.3 | 1 | Honeywell | 2023-12-11 | redacted
Low Income - Power to Save | Outdoor Coil Cleaning | 0 | 0.1 | 0 | 275 | 1 | Honeywell | 2023-12-11 | redacted
Low Income - Power to Save | HVAC Inspection | 0 | 0.17 | 0 | 268.73 | 1 | Honeywell | 2023-12-11 | redacted
Low Income - Power to Save | Faucet Aerators | 0 | 0 | 0.02 | 110.58 | 1 | Honeywell | 2023-12-11 | redacted
Low Income - Power to Save | Low Flow Showerhead | 0 | 0.04 | 0.1 | 504.08 | 1 | Honeywell | 2023-12-11 | redacted
Low Income - Power to Save | LI - DUCT | 0 | 0.4 | 0.12 | 775.77 | 1 | Honeywell | 2023-12-11 | redacted
Low Income - Power to Save | LED Lights | 0 | 0 | 0 | 47.6 | 1 | Honeywell | 2023-12-11 | redacted
Low Income - Power to Save | Weather Strip/Caulk | 0 | 0.25 | 0.09 | 503.3 | 1 | Honeywell | 2023-12-19 | redacted
Low Income - Power to Save | Outdoor Coil Cleaning | 0 | 0.1 | 0 | 275 | 1 | Honeywell | 2023-12-19 | redacted
Low Income - Power to Save | HVAC Inspection | 0 | 0.17 | 0 | 268.73 | 1 | Honeywell | 2023-12-19 | redacted
Low Income - Power to Save | Low Flow Showerhead | 0 | 0.04 | 0.1 | 504.08 | 1 | Honeywell | 2023-12-19 | redacted
Low Income - Power to Save | LI - DUCT | 0 | 0.4 | 0.12 | 775.77 | 1 | Honeywell | 2023-12-19 | redacted
Low Income - Power to Save | LED Lights | 0 | 0 | 0 | 47.6 | 1 | Honeywell | 2023-12-19 | redacted
Low Income - Power to Save | Weather Strip/Caulk | 0 | 0.25 | 0.09 | 503.3 | 1 | Honeywell | 2023-12-20 | redacted
Low Income - Power to Save | Faucet Aerators | 0 | 0 | 0.02 | 110.58 | 1 | Honeywell | 2023-12-20 | redacted
Low Income - Power to Save | Low Flow Showerhead | 0 | 0.04 | 0.1 | 504.08 | 1 | Honeywell | 2023-12-20 | redacted
Low Income - Power to Save | LED Lights | 0 | 0 | 0 | 47.6 | 1 | Honeywell | 2023-12-20 | redacted
Low Income - Power to Save | Weather Strip/Caulk | 0 | 0.25 | 0.09 | 503.3 | 1 | Honeywell | 2023-12-19 | redacted
Low Income - Power to Save | Outdoor Coil Cleaning | 0 | 0.1 | 0 | 275 | 1 | Honeywell | 2023-12-19 | redacted
Low Income - Power to Save | HVAC Inspection | 0 | 0.17 | 0 | 268.73 | 1 | Honeywell | 2023-12-19 | redacted
Low Income - Power to Save | LI - DUCT | 0 | 0.4 | 0.12 | 775.77 | 1 | Honeywell | 2023-12-19 | redacted
Low Income - Power to Save | LED Lights | 0 | 0 | 0 | 47.6 | 1 | Honeywell | 2023-12-19 | redacted
Low Income - Power to Save | Weather Strip/Caulk | 0 | 0.25 | 0.09 | 503.3 | 1 | Honeywell | 2023-12-21 | redacted
Low Income - Power to Save | Outdoor Coil Cleaning | 0 | 0.1 | 0 | 275 | 1 | Honeywell | 2023-12-21 | redacted
Low Income - Power to Save | HVAC Inspection | 0 | 0.17 | 0 | 268.73 | 1 | Honeywell | 2023-12-21 | redacted
Low Income - Power to Save | LI - DUCT | 0 | 0.4 | 0.12 | 775.77 | 1 | Honeywell | 2023-12-21 | redacted
Low Income - Power to Save | LED Lights | 0 | 0 | 0 | 47.6 | 1 | Honeywell | 2023-12-21 | redacted
Low Income - Power to Save | Weather Strip/Caulk | 0 | 0.25 | 0.09 | 503.3 | 1 | Honeywell | 2023-12-08 | redacted
Low Income - Power to Save | Pipe Wrap | 0 | 0.01 | 0.03 | 143.65 | 1 | Honeywell | 2023-12-08 | redacted
Low Income - Power to Save | Outdoor Coil Cleaning | 0 | 0.1 | 0 | 275 | 1 | Honeywell | 2023-12-08 | redacted
Low Income - Power to Save | HVAC Inspection | 0 | 0.17 | 0 | 268.73 | 1 | Honeywell | 2023-12-08 | redacted
Low Income - Power to Save | Faucet Aerators | 0 | 0 | 0.02 | 110.58 | 1 | Honeywell | 2023-12-08 | redacted
Low Income - Power to Save | Low Flow Showerhead | 0 | 0.04 | 0.1 | 504.08 | 1 | Honeywell | 2023-12-08 | redacted
Low Income - Power to Save | LI - DUCT | 0 | 0.4 | 0.12 | 775.77 | 1 | Honeywell | 2023-12-08 | redacted
Low Income - Power to Save | LED Lights | 0 | 0 | 0 | 47.6 | 1 | Honeywell | 2023-12-08 | redacted
Low Income - Power to Save | Weather Strip/Caulk | 0 | 0.25 | 0.09 | 503.3 | 1 | Honeywell | 2023-12-21 | redacted
Low Income - Power to Save | Outdoor Coil Cleaning | 0 | 0.1 | 0 | 275 | 1 | Honeywell | 2023-12-21 | redacted
Low Income - Power to Save | HVAC Inspection | 0 | 0.17 | 0 | 268.73 | 1 | Honeywell | 2023-12-21 | redacted
Low Income - Power to Save | Faucet Aerators | 0 | 0 | 0.02 | 110.58 | 1 | Honeywell | 2023-12-21 | redacted
Low Income - Power to Save | Low Flow Showerhead | 0 | 0.04 | 0.1 | 504.08 | 1 | Honeywell | 2023-12-21 | redacted
Low Income - Power to Save | LED Lights | 0 | 0 | 0 | 47.6 | 1 | Honeywell | 2023-12-21 | redacted
Low Income - Power to Save | Weather Strip/Caulk | 0 | 0.25 | 0.09 | 503.3 | 1 | Honeywell | 2023-12-22 | redacted
Low Income - Power to Save | Outdoor Coil Cleaning | 0 | 0.1 | 0 | 275 | 1 | Honeywell | 2023-12-22 | redacted
Low Income - Power to Save | Faucet Aerators | 0 | 0 | 0.02 | 110.58 | 1 | Honeywell | 2023-12-22 | redacted
Low Income - Power to Save | Low Flow Showerhead | 0 | 0.04 | 0.1 | 504.08 | 1 | Honeywell | 2023-12-22 | redacted
Low Income - Power to Save | LED Lights | 0 | 0 | 0 | 47.6 | 1 | Honeywell | 2023-12-22 | redacted
Low Income - Power to Save | Weather Strip/Caulk | 0 | 0.25 | 0.09 | 503.3 | 1 | Honeywell | 2023-12-19 | redacted
Low Income - Power to Save | Outdoor Coil Cleaning | 0 | 0.1 | 0 | 275 | 1 | Honeywell | 2023-12-19 | redacted
Low Income - Power to Save | HVAC Inspection | 0 | 0.17 | 0 | 268.73 | 1 | Honeywell | 2023-12-19 | redacted
Low Income - Power to Save | Low Flow Showerhead | 0 | 0.04 | 0.1 | 504.08 | 1 | Honeywell | 2023-12-19 | redacted
Low Income - Power to Save | LI - DUCT | 0 | 0.4 | 0.12 | 775.77 | 1 | Honeywell | 2023-12-19 | redacted
Low Income - Power to Save | LED Lights | 0 | 0 | 0 | 47.6 | 1 | Honeywell | 2023-12-19 | redacted
Low Income - Power to Save | Weather Strip/Caulk | 0 | 0.25 | 0.09 | 503.3 | 1 | Honeywell | 2023-12-19 | redacted
Low Income - Power to Save | Outdoor Coil Cleaning | 0 | 0.1 | 0 | 275 | 1 | Honeywell | 2023-12-19 | redacted
Low Income - Power to Save | HVAC Inspection | 0 | 0.17 | 0 | 268.73 | 1 | Honeywell | 2023-12-19 | redacted
Low Income - Power to Save | Low Flow Showerhead | 0 | 0.04 | 0.1 | 504.08 | 1 | Honeywell | 2023-12-19 | redacted
Low Income - Power to Save | LI - DUCT | 0 | 0.4 | 0.12 | 775.77 | 1 | Honeywell | 2023-12-19 | redacted
Low Income - Power to Save | LED Lights | 0 | 0 | 0 | 47.6 | 1 | Honeywell | 2023-12-19 | redacted
Low Income - Power to Save | Weather Strip/Caulk | 0 | 0.25 | 0.09 | 503.3 | 1 | Honeywell | 2023-12-19 | redacted
Low Income - Power to Save | Pipe Wrap | 0 | 0.01 | 0.03 | 143.65 | 1 | Honeywell | 2023-12-19 | redacted
Low Income - Power to Save | Outdoor Coil Cleaning | 0 | 0.1 | 0 | 275 | 1 | Honeywell | 2023-12-19 | redacted
Low Income - Power to Save | HVAC Inspection | 0 | 0.17 | 0 | 268.73 | 1 | Honeywell | 2023-12-19 | redacted
Low Income - Power to Save | Low Flow Showerhead | 0 | 0.04 | 0.1 | 504.08 | 1 | Honeywell | 2023-12-19 | redacted
Low Income - Power to Save | LI - DUCT | 0 | 0.4 | 0.12 | 775.77 | 1 | Honeywell | 2023-12-19 | redacted
Low Income - Power to Save | LED Lights | 0 | 0 | 0 | 47.6 | 1 | Honeywell | 2023-12-19 | redacted
Low Income - Power to Save | Weather Strip/Caulk | 0 | 0.25 | 0.09 | 503.3 | 1 | Honeywell | 2023-12-22 | redacted
Low Income - Power to Save | Outdoor Coil Cleaning | 0 | 0.1 | 0 | 275 | 1 | Honeywell | 2023-12-22 | redacted
Low Income - Power to Save | HVAC Inspection | 0 | 0.17 | 0 | 268.73 | 1 | Honeywell | 2023-12-22 | redacted
Low Income - Power to Save | Low Flow Showerhead | 0 | 0.04 | 0.1 | 504.08 | 1 | Honeywell | 2023-12-22 | redacted
Low Income - Power to Save | LI - DUCT | 0 | 0.4 | 0.12 | 775.77 | 1 | Honeywell | 2023-12-22 | redacted
Low Income - Power to Save | LED Lights | 0 | 0 | 0 | 47.6 | 1 | Honeywell | 2023-12-22 | redacted
Low Income - Power to Save | Weather Strip/Caulk | 0 | 0.25 | 0.09 | 503.3 | 1 | Honeywell | 2023-12-22 | redacted
Low Income - Power to Save | Outdoor Coil Cleaning | 0 | 0.1 | 0 | 275 | 1 | Honeywell | 2023-12-22 | redacted
Low Income - Power to Save | Faucet Aerators | 0 | 0 | 0.02 | 110.58 | 1 | Honeywell | 2023-12-22 | redacted
Low Income - Power to Save | Low Flow Showerhead | 0 | 0.04 | 0.1 | 504.08 | 1 | Honeywell | 2023-12-22 | redacted
Low Income - Power to Save | LED Lights | 0 | 0 | 0 | 47.6 | 1 | Honeywell | 2023-12-22 | redacted
Low Income - Power to Save | Weather Strip/Caulk | 0 | 0.25 | 0.09 | 503.3 | 1 | Honeywell | 2023-12-13 | redacted
Low Income - Power to Save | Outdoor Coil Cleaning | 0 | 0.1 | 0 | 275 | 1 | Honeywell | 2023-12-13 | redacted
Low Income - Power to Save | HVAC Inspection | 0 | 0.17 | 0 | 268.73 | 1 | Honeywell | 2023-12-13 | redacted
Low Income - Power to Save | Faucet Aerators | 0 | 0 | 0.02 | 110.58 | 1 | Honeywell | 2023-12-13 | redacted
Low Income - Power to Save | Low Flow Showerhead | 0 | 0.04 | 0.1 | 504.08 | 1 | Honeywell | 2023-12-13 | redacted
Low Income - Power to Save | LED Lights | 0 | 0 | 0 | 47.6 | 1 | Honeywell | 2023-12-13 | redacted
Low Income - Power to Save | Weather Strip/Caulk | 0 | 0.25 | 0.09 | 503.3 | 1 | Honeywell | 2023-12-20 | redacted
Low Income - Power to Save | Outdoor Coil Cleaning | 0 | 0.1 | 0 | 275 | 1 | Honeywell | 2023-12-20 | redacted
Low Income - Power to Save | HVAC Inspection | 0 | 0.17 | 0 | 268.73 | 1 | Honeywell | 2023-12-20 | redacted
Low Income - Power to Save | Low Flow Showerhead | 0 | 0.04 | 0.1 | 504.08 | 1 | Honeywell | 2023-12-20 | redacted
Low Income - Power to Save | LI - DUCT | 0 | 0.4 | 0.12 | 775.77 | 1 | Honeywell | 2023-12-20 | redacted
Low Income - Power to Save | LED Lights | 0 | 0 | 0 | 47.6 | 1 | Honeywell | 2023-12-20 | redacted
Low Income - Power to Save | Weather Strip/Caulk | 0 | 0.25 | 0.09 | 503.3 | 1 | Honeywell | 2023-12-13 | redacted
Low Income - Power to Save | LED Lights | 0 | 0 | 0 | 47.6 | 1 | Honeywell | 2023-12-13 | redacted
Low Income - Power to Save | Weather Strip/Caulk | 0 | 0.25 | 0.09 | 503.3 | 1 | Honeywell | 2023-12-21 | redacted
Low Income - Power to Save | Outdoor Coil Cleaning | 0 | 0.1 | 0 | 275 | 1 | Honeywell | 2023-12-21 | redacted
Low Income - Power to Save | HVAC Inspection | 0 | 0.17 | 0 | 268.73 | 1 | Honeywell | 2023-12-21 | redacted
Low Income - Power to Save | Faucet Aerators | 0 | 0 | 0.02 | 110.58 | 1 | Honeywell | 2023-12-21 | redacted
Low Income - Power to Save | LED Lights | 0 | 0 | 0 | 47.6 | 1 | Honeywell | 2023-12-21 | redacted
Low Income - Power to Save | Weather Strip/Caulk | 0 | 0.25 | 0.09 | 503.3 | 1 | Honeywell | 2023-12-20 | redacted
Low Income - Power to Save | Outdoor Coil Cleaning | 0 | 0.1 | 0 | 275 | 1 | Honeywell | 2023-12-20 | redacted
Low Income - Power to Save | HVAC Inspection | 0 | 0.17 | 0 | 268.73 | 1 | Honeywell | 2023-12-20 | redacted
Low Income - Power to Save | LI - DUCT | 0 | 0.4 | 0.12 | 775.77 | 1 | Honeywell | 2023-12-20 | redacted
Low Income - Power to Save | LED Lights | 0 | 0 | 0 | 47.6 | 1 | Honeywell | 2023-12-20 | redacted
Low Income - Power to Save | Weather Strip/Caulk | 0 | 0.25 | 0.09 | 503.3 | 1 | Honeywell | 2023-12-19 | redacted
Low Income - Power to Save | Pipe Wrap | 0 | 0.01 | 0.03 | 143.65 | 1 | Honeywell | 2023-12-19 | redacted
Low Income - Power to Save | Outdoor Coil Cleaning | 0 | 0.1 | 0 | 275 | 1 | Honeywell | 2023-12-19 | redacted
Low Income - Power to Save | Low Flow Showerhead | 0 | 0.04 | 0.1 | 504.08 | 1 | Honeywell | 2023-12-19 | redacted
Low Income - Power to Save | LED Lights | 0 | 0 | 0 | 47.6 | 1 | Honeywell | 2023-12-19 | redacted
Low Income - Power to Save | Weather Strip/Caulk | 0 | 0.25 | 0.09 | 503.3 | 1 | Honeywell | 2023-12-13 | redacted
Low Income - Power to Save | Pipe Wrap | 0 | 0.01 | 0.03 | 143.65 | 1 | Honeywell | 2023-12-13 | redacted
Low Income - Power to Save | Outdoor Coil Cleaning | 0 | 0.1 | 0 | 275 | 1 | Honeywell | 2023-12-13 | redacted
Low Income - Power to Save | HVAC Inspection | 0 | 0.17 | 0 | 268.73 | 1 | Honeywell | 2023-12-13 | redacted
Low Income - Power to Save | Low Flow Showerhead | 0 | 0.04 | 0.1 | 504.08 | 1 | Honeywell | 2023-12-13 | redacted
Low Income - Power to Save | LI - DUCT | 0 | 0.4 | 0.12 | 775.77 | 1 | Honeywell | 2023-12-13 | redacted
Low Income - Power to Save | LED Lights | 0 | 0 | 0 | 47.6 | 1 | Honeywell | 2023-12-13 | redacted
Low Income - Power to Save | Weather Strip/Caulk | 0 | 0.25 | 0.09 | 503.3 | 1 | Honeywell | 2023-12-18 | redacted
Low Income - Power to Save | Outdoor Coil Cleaning | 0 | 0.1 | 0 | 275 | 1 | Honeywell | 2023-12-18 | redacted
Low Income - Power to Save | HVAC Inspection | 0 | 0.17 | 0 | 268.73 | 1 | Honeywell | 2023-12-18 | redacted
Low Income - Power to Save | LI - DUCT | 0 | 0.4 | 0.12 | 775.77 | 1 | Honeywell | 2023-12-18 | redacted
Low Income - Power to Save | LED Lights | 0 | 0 | 0 | 47.6 | 1 | Honeywell | 2023-12-18 | redacted
Low Income - Power to Save | Weather Strip/Caulk | 0 | 0.25 | 0.09 | 503.3 | 1 | Honeywell | 2023-12-19 | redacted
Low Income - Power to Save | Low Flow Showerhead | 0 | 0.04 | 0.1 | 504.08 | 1 | Honeywell | 2023-12-19 | redacted
Low Income - Power to Save | LED Lights | 0 | 0 | 0 | 47.6 | 1 | Honeywell | 2023-12-19 | redacted
Low Income - Power to Save | Weather Strip/Caulk | 0 | 0.25 | 0.09 | 503.3 | 1 | Honeywell | 2023-12-22 | redacted
Low Income - Power to Save | Faucet Aerators | 0 | 0 | 0.02 | 110.58 | 1 | Honeywell | 2023-12-22 | redacted
Low Income - Power to Save | Outdoor Coil Cleaning | 0 | 0.1 | 0 | 275 | 1 | Honeywell | 2023-12-19 | redacted
Low Income - Power to Save | Faucet Aerators | 0 | 0 | 0.02 | 110.58 | 1 | Honeywell | 2023-12-19 | redacted
Low Income - Power to Save | Low Flow Showerhead | 0 | 0.04 | 0.1 | 504.08 | 1 | Honeywell | 2023-12-19 | redacted
Low Income - Power to Save | LED Lights | 0 | 0 | 0 | 47.6 | 1 | Honeywell | 2023-12-19 | redacted
Low Income - Power to Save | Weather Strip/Caulk | 0 | 0.25 | 0.09 | 503.3 | 1 | Honeywell | 2023-12-12 | redacted
Low Income - Power to Save | Faucet Aerators | 0 | 0 | 0.02 | 110.58 | 1 | Honeywell | 2023-12-12 | redacted
Low Income - Power to Save | Low Flow Showerhead | 0 | 0.04 | 0.1 | 504.08 | 1 | Honeywell | 2023-12-12 | redacted
Low Income - Power to Save | LED Lights | 0 | 0 | 0 | 47.6 | 1 | Honeywell | 2023-12-12 | redacted
Low Income - Power to Save | Weather Strip/Caulk | 0 | 0.25 | 0.09 | 503.3 | 1 | Honeywell | 2023-12-13 | redacted
Low Income - Power to Save | Pipe Wrap | 0 | 0.01 | 0.03 | 143.65 | 1 | Honeywell | 2023-12-13 | redacted
Low Income - Power to Save | Outdoor Coil Cleaning | 0 | 0.1 | 0 | 275 | 1 | Honeywell | 2023-12-13 | redacted
Low Income - Power to Save | HVAC Inspection | 0 | 0.17 | 0 | 268.73 | 1 | Honeywell | 2023-12-13 | redacted
Low Income - Power to Save | Low Flow Showerhead | 0 | 0.04 | 0.1 | 504.08 | 1 | Honeywell | 2023-12-13 | redacted
Low Income - Power to Save | LI - DUCT | 0 | 0.4 | 0.12 | 775.77 | 1 | Honeywell | 2023-12-13 | redacted
Low Income - Power to Save | LED Lights | 0 | 0 | 0 | 47.6 | 1 | Honeywell | 2023-12-13 | redacted
Low Income - Power to Save | Weather Strip/Caulk | 0 | 0.25 | 0.09 | 503.3 | 1 | Honeywell | 2023-12-13 | redacted
Low Income - Power to Save | Pipe Wrap | 0 | 0.01 | 0.03 | 143.65 | 1 | Honeywell | 2023-12-13 | redacted
Low Income - Power to Save | Outdoor Coil Cleaning | 0 | 0.1 | 0 | 275 | 1 | Honeywell | 2023-12-13 | redacted
Low Income - Power to Save | HVAC Inspection | 0 | 0.17 | 0 | 268.73 | 1 | Honeywell | 2023-12-13 | redacted
Low Income - Power to Save | LI - DUCT | 0 | 0.4 | 0.12 | 775.77 | 1 | Honeywell | 2023-12-13 | redacted
Low Income - Power to Save | LED Lights | 0 | 0 | 0 | 47.6 | 1 | Honeywell | 2023-12-13 | redacted
Low Income - Power to Save | Weather Strip/Caulk | 0 | 0.25 | 0.09 | 503.3 | 1 | Honeywell | 2023-12-20 | redacted
Low Income - Power to Save | Outdoor Coil Cleaning | 0 | 0.1 | 0 | 275 | 1 | Honeywell | 2023-12-20 | redacted
Low Income - Power to Save | HVAC Inspection | 0 | 0.17 | 0 | 268.73 | 1 | Honeywell | 2023-12-20 | redacted
Low Income - Power to Save | Low Flow Showerhead | 0 | 0.04 | 0.1 | 504.08 | 1 | Honeywell | 2023-12-20 | redacted
Low Income - Power to Save | LI - DUCT | 0 | 0.4 | 0.12 | 775.77 | 1 | Honeywell | 2023-12-20 | redacted
Low Income - Power to Save | LED Lights | 0 | 0 | 0 | 47.6 | 1 | Honeywell | 2023-12-20 | redacted
Low Income - Power to Save | Weather Strip/Caulk | 0 | 0.25 | 0.09 | 503.3 | 1 | Honeywell | 2023-12-19 | redacted
Low Income - Power to Save | Outdoor Coil Cleaning | 0 | 0.1 | 0 | 275 | 1 | Honeywell | 2023-12-19 | redacted
Low Income - Power to Save | HVAC Inspection | 0 | 0.17 | 0 | 268.73 | 1 | Honeywell | 2023-12-19 | redacted
Low Income - Power to Save | Low Flow Showerhead | 0 | 0.04 | 0.1 | 504.08 | 1 | Honeywell | 2023-12-19 | redacted
Low Income - Power to Save | LI - DUCT | 0 | 0.4 | 0.12 | 775.77 | 1 | Honeywell | 2023-12-19 | redacted
Low Income - Power to Save | LED Lights | 0 | 0 | 0 | 47.6 | 1 | Honeywell | 2023-12-19 | redacted
Low Income - Power to Save | Weather Strip/Caulk | 0 | 0.25 | 0.09 | 503.3 | 1 | Honeywell | 2023-12-11 | redacted
Low Income - Power to Save | Outdoor Coil Cleaning | 0 | 0.1 | 0 | 275 | 1 | Honeywell | 2023-12-11 | redacted
Low Income - Power to Save | HVAC Inspection | 0 | 0.17 | 0 | 268.73 | 1 | Honeywell | 2023-12-11 | redacted
Low Income - Power to Save | Faucet Aerators | 0 | 0 | 0.02 | 110.58 | 1 | Honeywell | 2023-12-11 | redacted
Low Income - Power to Save | Low Flow Showerhead | 0 | 0.04 | 0.1 | 504.08 | 1 | Honeywell | 2023-12-11 | redacted
Low Income - Power to Save | LI - DUCT | 0 | 0.4 | 0.12 | 775.77 | 1 | Honeywell | 2023-12-11 | redacted
Low Income - Power to Save | LED Lights | 0 | 0 | 0 | 47.6 | 1 | Honeywell | 2023-12-11 | redacted
Low Income - Power to Save | Weather Strip/Caulk | 0 | 0.25 | 0.09 | 503.3 | 1 | Honeywell | 2023-12-19 | redacted
Low Income - Power to Save | Outdoor Coil Cleaning | 0 | 0.1 | 0 | 275 | 1 | Honeywell | 2023-12-19 | redacted
Low Income - Power to Save | HVAC Inspection | 0 | 0.17 | 0 | 268.73 | 1 | Honeywell | 2023-12-19 | redacted
Low Income - Power to Save | Faucet Aerators | 0 | 0 | 0.02 | 110.58 | 1 | Honeywell | 2023-12-19 | redacted
Low Income - Power to Save | LED Lights | 0 | 0 | 0 | 47.6 | 1 | Honeywell | 2023-12-19 | redacted
Low Income - Power to Save | Weather Strip/Caulk | 0 | 0.25 | 0.09 | 503.3 | 1 | Honeywell | 2023-12-20 | redacted
Low Income - Power to Save | Outdoor Coil Cleaning | 0 | 0.1 | 0 | 275 | 1 | Honeywell | 2023-12-20 | redacted
Low Income - Power to Save | HVAC Inspection | 0 | 0.17 | 0 | 268.73 | 1 | Honeywell | 2023-12-20 | redacted
Low Income - Power to Save | Low Flow Showerhead | 0 | 0.04 | 0.1 | 504.08 | 1 | Honeywell | 2023-12-20 | redacted
Low Income - Power to Save | LI - DUCT | 0 | 0.4 | 0.12 | 775.77 | 1 | Honeywell | 2023-12-20 | redacted
Low Income - Power to Save | LED Lights | 0 | 0 | 0 | 47.6 | 1 | Honeywell | 2023-12-20 | redacted
Low Income - Power to Save | Weather Strip/Caulk | 0 | 0.25 | 0.09 | 503.3 | 1 | Honeywell | 2023-12-13 | redacted
Low Income - Power to Save | Outdoor Coil Cleaning | 0 | 0.1 | 0 | 275 | 1 | Honeywell | 2023-12-13 | redacted
Low Income - Power to Save | HVAC Inspection | 0 | 0.17 | 0 | 268.73 | 1 | Honeywell | 2023-12-13 | redacted
Low Income - Power to Save | Low Flow Showerhead | 0 | 0.04 | 0.1 | 504.08 | 1 | Honeywell | 2023-12-13 | redacted
Low Income - Power to Save | LI - DUCT | 0 | 0.4 | 0.12 | 775.77 | 1 | Honeywell | 2023-12-13 | redacted
Low Income - Power to Save | LED Lights | 0 | 0 | 0 | 47.6 | 1 | Honeywell | 2023-12-13 | redacted
Low Income - Power to Save | Outdoor Coil Cleaning | 0 | 0.1 | 0 | 275 | 1 | Honeywell | 2023-12-22 | redacted
Low Income - Power to Save | HVAC Inspection | 0 | 0.17 | 0 | 268.73 | 1 | Honeywell | 2023-12-22 | redacted
Low Income - Power to Save | Low Flow Showerhead | 0 | 0.04 | 0.1 | 504.08 | 1 | Honeywell | 2023-12-22 | redacted
Low Income - Power to Save | LI - DUCT | 0 | 0.4 | 0.12 | 775.77 | 1 | Honeywell | 2023-12-22 | redacted
Low Income - Power to Save | LED Lights | 0 | 0 | 0 | 47.6 | 1 | Honeywell | 2023-12-22 | redacted
Low Income - Power to Save | Weather Strip/Caulk | 0 | 0.25 | 0.09 | 503.3 | 1 | Honeywell | 2023-12-13 | redacted
Low Income - Power to Save | Outdoor Coil Cleaning | 0 | 0.1 | 0 | 275 | 1 | Honeywell | 2023-12-13 | redacted
Low Income - Power to Save | LED Lights | 0 | 0 | 0 | 47.6 | 1 | Honeywell | 2023-12-13 | redacted
Low Income - Power to Save | Weather Strip/Caulk | 0 | 0.25 | 0.09 | 503.3 | 1 | Honeywell | 2023-12-22 | redacted
Low Income - Power to Save | Pipe Wrap | 0 | 0.01 | 0.03 | 143.65 | 1 | Honeywell | 2023-12-22 | redacted
Low Income - Power to Save | Outdoor Coil Cleaning | 0 | 0.1 | 0 | 275 | 1 | Honeywell | 2023-12-22 | redacted
Low Income - Power to Save | HVAC Inspection | 0 | 0.17 | 0 | 268.73 | 1 | Honeywell | 2023-12-22 | redacted
Low Income - Power to Save | LI - DUCT | 0 | 0.4 | 0.12 | 775.77 | 1 | Honeywell | 2023-12-22 | redacted
Low Income - Power to Save | LED Lights | 0 | 0 | 0 | 47.6 | 1 | Honeywell | 2023-12-22 | redacted
Low Income - Power to Save | Outdoor Coil Cleaning | 0 | 0.1 | 0 | 275 | 1 | Honeywell | 2023-12-11 | redacted
Low Income - Power to Save | HVAC Inspection | 0 | 0.17 | 0 | 268.73 | 1 | Honeywell | 2023-12-11 | redacted
Low Income - Power to Save | Low Flow Showerhead | 0 | 0.04 | 0.1 | 504.08 | 1 | Honeywell | 2023-12-11 | redacted
Low Income - Power to Save | LED Lights | 0 | 0 | 0 | 47.6 | 1 | Honeywell | 2023-12-11 | redacted
Low Income - Power to Save | Weather Strip/Caulk | 0 | 0.25 | 0.09 | 503.3 | 1 | Honeywell | 2023-12-11 | redacted
Low Income - Power to Save | Faucet Aerators | 0 | 0 | 0.02 | 110.58 | 1 | Honeywell | 2023-12-11 | redacted
Low Income - Power to Save | Low Flow Showerhead | 0 | 0.04 | 0.1 | 504.08 | 1 | Honeywell | 2023-12-11 | redacted
Low Income - Power to Save | LED Lights | 0 | 0 | 0 | 47.6 | 1 | Honeywell | 2023-12-11 | redacted
Low Income - Power to Save | Weather Strip/Caulk | 0 | 0.25 | 0.09 | 503.3 | 1 | Honeywell | 2023-12-21 | redacted
Low Income - Power to Save | Outdoor Coil Cleaning | 0 | 0.1 | 0 | 275 | 1 | Honeywell | 2023-12-21 | redacted
Low Income - Power to Save | Low Flow Showerhead | 0 | 0.04 | 0.1 | 504.08 | 1 | Honeywell | 2023-12-21 | redacted
Low Income - Power to Save | LED Lights | 0 | 0 | 0 | 47.6 | 1 | Honeywell | 2023-12-21 | redacted
Low Income - Power to Save | Weather Strip/Caulk | 0 | 0.25 | 0.09 | 503.3 | 1 | Honeywell | 2023-12-18 | redacted
Low Income - Power to Save | Outdoor Coil Cleaning | 0 | 0.1 | 0 | 275 | 1 | Honeywell | 2023-12-18 | redacted
Low Income - Power to Save | HVAC Inspection | 0 | 0.17 | 0 | 268.73 | 1 | Honeywell | 2023-12-18 | redacted
Low Income - Power to Save | Low Flow Showerhead | 0 | 0.04 | 0.1 | 504.08 | 1 | Honeywell | 2023-12-18 | redacted
Low Income - Power to Save | LI - DUCT | 0 | 0.4 | 0.12 | 775.77 | 1 | Honeywell | 2023-12-18 | redacted
Low Income - Power to Save | LED Lights | 0 | 0 | 0 | 47.6 | 1 | Honeywell | 2023-12-18 | redacted
Low Income - Power to Save | Weather Strip/Caulk | 0 | 0.25 | 0.09 | 503.3 | 1 | Honeywell | 2023-12-18 | redacted
Low Income - Power to Save | Outdoor Coil Cleaning | 0 | 0.1 | 0 | 275 | 1 | Honeywell | 2023-12-18 | redacted
Low Income - Power to Save | HVAC Inspection | 0 | 0.17 | 0 | 268.73 | 1 | Honeywell | 2023-12-18 | redacted
Low Income - Power to Save | Low Flow Showerhead | 0 | 0.04 | 0.1 | 504.08 | 1 | Honeywell | 2023-12-18 | redacted
Low Income - Power to Save | LI - DUCT | 0 | 0.4 | 0.12 | 775.77 | 1 | Honeywell | 2023-12-18 | redacted
Low Income - Power to Save | LED Lights | 0 | 0 | 0 | 47.6 | 1 | Honeywell | 2023-12-18 | redacted
Low Income - Power to Save | Weather Strip/Caulk | 0 | 0.25 | 0.09 | 503.3 | 1 | Honeywell | 2023-12-20 | redacted
Low Income - Power to Save | Outdoor Coil Cleaning | 0 | 0.1 | 0 | 275 | 1 | Honeywell | 2023-12-20 | redacted
Low Income - Power to Save | HVAC Inspection | 0 | 0.17 | 0 | 268.73 | 1 | Honeywell | 2023-12-20 | redacted
Low Income - Power to Save | Faucet Aerators | 0 | 0 | 0.02 | 110.58 | 1 | Honeywell | 2023-12-20 | redacted
Low Income - Power to Save | Low Flow Showerhead | 0 | 0.04 | 0.1 | 504.08 | 1 | Honeywell | 2023-12-20 | redacted
Low Income - Power to Save | LI - DUCT | 0 | 0.4 | 0.12 | 775.77 | 1 | Honeywell | 2023-12-20 | redacted
Low Income - Power to Save | LED Lights | 0 | 0 | 0 | 47.6 | 1 | Honeywell | 2023-12-20 | redacted
Low Income - Power to Save | Weather Strip/Caulk | 0 | 0.25 | 0.09 | 503.3 | 1 | Honeywell | 2023-12-11 | redacted
Low Income - Power to Save | Pipe Wrap | 0 | 0.01 | 0.03 | 143.65 | 1 | Honeywell | 2023-12-11 | redacted
Low Income - Power to Save | Outdoor Coil Cleaning | 0 | 0.1 | 0 | 275 | 1 | Honeywell | 2023-12-11 | redacted
Low Income - Power to Save | HVAC Inspection | 0 | 0.17 | 0 | 268.73 | 1 | Honeywell | 2023-12-11 | redacted
Low Income - Power to Save | Faucet Aerators | 0 | 0 | 0.02 | 110.58 | 1 | Honeywell | 2023-12-11 | redacted
Low Income - Power to Save | Low Flow Showerhead | 0 | 0.04 | 0.1 | 504.08 | 1 | Honeywell | 2023-12-11 | redacted
Low Income - Power to Save | LI - DUCT | 0 | 0.4 | 0.12 | 775.77 | 1 | Honeywell | 2023-12-11 | redacted
Low Income - Power to Save | LED Lights | 0 | 0 | 0 | 47.6 | 1 | Honeywell | 2023-12-11 | redacted
Low Income - Power to Save | Weather Strip/Caulk | 0 | 0.25 | 0.09 | 503.3 | 1 | Honeywell | 2023-12-18 | redacted
Low Income - Power to Save | Outdoor Coil Cleaning | 0 | 0.1 | 0 | 275 | 1 | Honeywell | 2023-12-18 | redacted
Low Income - Power to Save | HVAC Inspection | 0 | 0.17 | 0 | 268.73 | 1 | Honeywell | 2023-12-18 | redacted
Low Income - Power to Save | Low Flow Showerhead | 0 | 0.04 | 0.1 | 504.08 | 1 | Honeywell | 2023-12-18 | redacted
Low Income - Power to Save | LI - DUCT | 0 | 0.4 | 0.12 | 775.77 | 1 | Honeywell | 2023-12-18 | redacted
Low Income - Power to Save | LED Lights | 0 | 0 | 0 | 47.6 | 1 | Honeywell | 2023-12-18 | redacted
Low Income - Power to Save | Weather Strip/Caulk | 0 | 0.25 | 0.09 | 503.3 | 1 | Honeywell | 2023-12-11 | redacted
Low Income - Power to Save | Outdoor Coil Cleaning | 0 | 0.1 | 0 | 275 | 1 | Honeywell | 2023-12-11 | redacted
Low Income - Power to Save | HVAC Inspection | 0 | 0.17 | 0 | 268.73 | 1 | Honeywell | 2023-12-11 | redacted
Low Income - Power to Save | Low Flow Showerhead | 0 | 0.04 | 0.1 | 504.08 | 1 | Honeywell | 2023-12-11 | redacted
Low Income - Power to Save | LED Lights | 0 | 0 | 0 | 47.6 | 1 | Honeywell | 2023-12-11 | redacted
Low Income - Power to Save | Weather Strip/Caulk | 0 | 0.25 | 0.09 | 503.3 | 1 | Honeywell | 2023-12-12 | redacted
Low Income - Power to Save | Outdoor Coil Cleaning | 0 | 0.1 | 0 | 275 | 1 | Honeywell | 2023-12-12 | redacted
Low Income - Power to Save | HVAC Inspection | 0 | 0.17 | 0 | 268.73 | 1 | Honeywell | 2023-12-12 | redacted
Low Income - Power to Save | Faucet Aerators | 0 | 0 | 0.02 | 110.58 | 1 | Honeywell | 2023-12-12 | redacted
Low Income - Power to Save | Low Flow Showerhead | 0 | 0.04 | 0.1 | 504.08 | 1 | Honeywell | 2023-12-12 | redacted
Low Income - Power to Save | LED Lights | 0 | 0 | 0 | 47.6 | 1 | Honeywell | 2023-12-12 | redacted
Low Income - Power to Save | Weather Strip/Caulk | 0 | 0.25 | 0.09 | 503.3 | 1 | Honeywell | 2023-12-21 | redacted
Low Income - Power to Save | Pipe Wrap | 0 | 0.01 | 0.03 | 143.65 | 1 | Honeywell | 2023-12-21 | redacted
Low Income - Power to Save | Outdoor Coil Cleaning | 0 | 0.1 | 0 | 275 | 1 | Honeywell | 2023-12-21 | redacted
Low Income - Power to Save | HVAC Inspection | 0 | 0.17 | 0 | 268.73 | 1 | Honeywell | 2023-12-21 | redacted
Low Income - Power to Save | Faucet Aerators | 0 | 0 | 0.02 | 110.58 | 1 | Honeywell | 2023-12-21 | redacted
Low Income - Power to Save | Low Flow Showerhead | 0 | 0.04 | 0.1 | 504.08 | 1 | Honeywell | 2023-12-21 | redacted
Low Income - Power to Save | LI - DUCT | 0 | 0.4 | 0.12 | 775.77 | 1 | Honeywell | 2023-12-21 | redacted
Low Income - Power to Save | LED Lights | 0 | 0 | 0 | 47.6 | 1 | Honeywell | 2023-12-21 | redacted
Low Income - Power to Save | Weather Strip/Caulk | 0 | 0.25 | 0.09 | 503.3 | 1 | Honeywell | 2023-12-19 | redacted
Low Income - Power to Save | Outdoor Coil Cleaning | 0 | 0.1 | 0 | 275 | 1 | Honeywell | 2023-12-19 | redacted
Low Income - Power to Save | HVAC Inspection | 0 | 0.17 | 0 | 268.73 | 1 | Honeywell | 2023-12-19 | redacted
Low Income - Power to Save | Low Flow Showerhead | 0 | 0.04 | 0.1 | 504.08 | 1 | Honeywell | 2023-12-19 | redacted
Low Income - Power to Save | LI - DUCT | 0 | 0.4 | 0.12 | 775.77 | 1 | Honeywell | 2023-12-19 | redacted
Low Income - Power to Save | LED Lights | 0 | 0 | 0 | 47.6 | 1 | Honeywell | 2023-12-19 | redacted
Low Income - Power to Save | Weather Strip/Caulk | 0 | 0.25 | 0.09 | 503.3 | 1 | Honeywell | 2023-12-20 | redacted
Low Income - Power to Save | Outdoor Coil Cleaning | 0 | 0.1 | 0 | 275 | 1 | Honeywell | 2023-12-20 | redacted
Low Income - Power to Save | HVAC Inspection | 0 | 0.17 | 0 | 268.73 | 1 | Honeywell | 2023-12-20 | redacted
Low Income - Power to Save | Faucet Aerators | 0 | 0 | 0.02 | 110.58 | 1 | Honeywell | 2023-12-20 | redacted
Low Income - Power to Save | Low Flow Showerhead | 0 | 0.04 | 0.1 | 504.08 | 1 | Honeywell | 2023-12-20 | redacted
Low Income - Power to Save | LI - DUCT | 0 | 0.4 | 0.12 | 775.77 | 1 | Honeywell | 2023-12-20 | redacted
Low Income - Power to Save | LED Lights | 0 | 0 | 0 | 47.6 | 1 | Honeywell | 2023-12-20 | redacted
Low Income - Power to Save | Faucet Aerators | 0 | 0 | 0.02 | 110.58 | 1 | Honeywell | 2023-12-22 | redacted
Low Income - Power to Save | Low Flow Showerhead | 0 | 0.04 | 0.1 | 504.08 | 1 | Honeywell | 2023-12-22 | redacted
Low Income - Power to Save | LED Lights | 0 | 0 | 0 | 47.6 | 1 | Honeywell | 2023-12-22 | redacted
Low Income - Power to Save | Faucet Aerators | 0 | 0 | 0.02 | 110.58 | 1 | Honeywell | 2023-12-20 | redacted
Low Income - Power to Save | Low Flow Showerhead | 0 | 0.04 | 0.1 | 504.08 | 1 | Honeywell | 2023-12-20 | redacted
Low Income - Power to Save | LED Lights | 0 | 0 | 0 | 47.6 | 1 | Honeywell | 2023-12-20 | redacted
Low Income - Power to Save | Weather Strip/Caulk | 0 | 0.25 | 0.09 | 503.3 | 1 | Honeywell | 2023-12-19 | redacted
Low Income - Power to Save | Outdoor Coil Cleaning | 0 | 0.1 | 0 | 275 | 1 | Honeywell | 2023-12-19 | redacted
Low Income - Power to Save | HVAC Inspection | 0 | 0.17 | 0 | 268.73 | 1 | Honeywell | 2023-12-19 | redacted
Low Income - Power to Save | Low Flow Showerhead | 0 | 0.04 | 0.1 | 504.08 | 1 | Honeywell | 2023-12-19 | redacted
Low Income - Power to Save | LI - DUCT | 0 | 0.4 | 0.12 | 775.77 | 1 | Honeywell | 2023-12-19 | redacted
Low Income - Power to Save | LED Lights | 0 | 0 | 0 | 47.6 | 1 | Honeywell | 2023-12-19 | redacted
Low Income - Power to Save | Weather Strip/Caulk | 0 | 0.25 | 0.09 | 503.3 | 1 | Honeywell | 2023-12-19 | redacted
Low Income - Power to Save | Pipe Wrap | 0 | 0.01 | 0.03 | 143.65 | 1 | Honeywell | 2023-12-19 | redacted
Low Income - Power to Save | Outdoor Coil Cleaning | 0 | 0.1 | 0 | 275 | 1 | Honeywell | 2023-12-19 | redacted
Low Income - Power to Save | HVAC Inspection | 0 | 0.17 | 0 | 268.73 | 1 | Honeywell | 2023-12-19 | redacted
Low Income - Power to Save | Low Flow Showerhead | 0 | 0.04 | 0.1 | 504.08 | 1 | Honeywell | 2023-12-19 | redacted
Low Income - Power to Save | LI - DUCT | 0 | 0.4 | 0.12 | 775.77 | 1 | Honeywell | 2023-12-19 | redacted
Low Income - Power to Save | LED Lights | 0 | 0 | 0 | 47.6 | 1 | Honeywell | 2023-12-19 | redacted
Low Income - Power to Save | Weather Strip/Caulk | 0 | 0.25 | 0.09 | 503.3 | 1 | Honeywell | 2023-12-18 | redacted
Low Income - Power to Save | Outdoor Coil Cleaning | 0 | 0.1 | 0 | 275 | 1 | Honeywell | 2023-12-18 | redacted
Low Income - Power to Save | HVAC Inspection | 0 | 0.17 | 0 | 268.73 | 1 | Honeywell | 2023-12-18 | redacted
Low Income - Power to Save | Low Flow Showerhead | 0 | 0.04 | 0.1 | 504.08 | 1 | Honeywell | 2023-12-18 | redacted
Low Income - Power to Save | LI - DUCT | 0 | 0.4 | 0.12 | 775.77 | 1 | Honeywell | 2023-12-18 | redacted
Low Income - Power to Save | LED Lights | 0 | 0 | 0 | 47.6 | 1 | Honeywell | 2023-12-18 | redacted
Low Income - Power to Save | Weather Strip/Caulk | 0 | 0.25 | 0.09 | 503.3 | 1 | Honeywell | 2023-12-11 | redacted
Low Income - Power to Save | Outdoor Coil Cleaning | 0 | 0.1 | 0 | 275 | 1 | Honeywell | 2023-12-11 | redacted
Low Income - Power to Save | HVAC Inspection | 0 | 0.17 | 0 | 268.73 | 1 | Honeywell | 2023-12-11 | redacted
Low Income - Power to Save | LED Lights | 0 | 0 | 0 | 47.6 | 1 | Honeywell | 2023-12-11 | redacted
Low Income - Power to Save | Weather Strip/Caulk | 0 | 0.25 | 0.09 | 503.3 | 1 | Honeywell | 2023-12-20 | redacted
Low Income - Power to Save | Outdoor Coil Cleaning | 0 | 0.1 | 0 | 275 | 1 | Honeywell | 2023-12-20 | redacted
Low Income - Power to Save | Low Flow Showerhead | 0 | 0.04 | 0.1 | 504.08 | 1 | Honeywell | 2023-12-20 | redacted
Low Income - Power to Save | LED Lights | 0 | 0 | 0 | 47.6 | 1 | Honeywell | 2023-12-20 | redacted
Low Income - Power to Save | Weather Strip/Caulk | 0 | 0.25 | 0.09 | 503.3 | 1 | Honeywell | 2023-12-20 | redacted
Low Income - Power to Save | Outdoor Coil Cleaning | 0 | 0.1 | 0 | 275 | 1 | Honeywell | 2023-12-20 | redacted
Low Income - Power to Save | HVAC Inspection | 0 | 0.17 | 0 | 268.73 | 1 | Honeywell | 2023-12-20 | redacted
Low Income - Power to Save | Low Flow Showerhead | 0 | 0.04 | 0.1 | 504.08 | 1 | Honeywell | 2023-12-20 | redacted
Low Income - Power to Save | LI - DUCT | 0 | 0.4 | 0.12 | 775.77 | 1 | Honeywell | 2023-12-20 | redacted
Low Income - Power to Save | LED Lights | 0 | 0 | 0 | 47.6 | 1 | Honeywell | 2023-12-20 | redacted
Low Income - Power to Save | Weather Strip/Caulk | 0 | 0.25 | 0.09 | 503.3 | 1 | Honeywell | 2023-12-21 | redacted
Low Income - Power to Save | Outdoor Coil Cleaning | 0 | 0.1 | 0 | 275 | 1 | Honeywell | 2023-12-21 | redacted
Low Income - Power to Save | HVAC Inspection | 0 | 0.17 | 0 | 268.73 | 1 | Honeywell | 2023-12-21 | redacted
Low Income - Power to Save | Low Flow Showerhead | 0 | 0.04 | 0.1 | 504.08 | 1 | Honeywell | 2023-12-21 | redacted
Low Income - Power to Save | LI - DUCT | 0 | 0.4 | 0.12 | 775.77 | 1 | Honeywell | 2023-12-21 | redacted
Low Income - Power to Save | LED Lights | 0 | 0 | 0 | 47.6 | 1 | Honeywell | 2023-12-21 | redacted
Low Income - Power to Save | Weather Strip/Caulk | 0 | 0.25 | 0.09 | 503.3 | 1 | Honeywell | 2023-12-21 | redacted
Low Income - Power to Save | Outdoor Coil Cleaning | 0 | 0.1 | 0 | 275 | 1 | Honeywell | 2023-12-21 | redacted
Low Income - Power to Save | HVAC Inspection | 0 | 0.17 | 0 | 268.73 | 1 | Honeywell | 2023-12-21 | redacted
Low Income - Power to Save | Low Flow Showerhead | 0 | 0.04 | 0.1 | 504.08 | 1 | Honeywell | 2023-12-21 | redacted
Low Income - Power to Save | LI - DUCT | 0 | 0.4 | 0.12 | 775.77 | 1 | Honeywell | 2023-12-21 | redacted
Low Income - Power to Save | LED Lights | 0 | 0 | 0 | 47.6 | 1 | Honeywell | 2023-12-21 | redacted
Low Income - Power to Save | Weather Strip/Caulk | 0 | 0.25 | 0.09 | 503.3 | 1 | Honeywell | 2023-12-20 | redacted
Low Income - Power to Save | Outdoor Coil Cleaning | 0 | 0.1 | 0 | 275 | 1 | Honeywell | 2023-12-20 | redacted
Low Income - Power to Save | Low Flow Showerhead | 0 | 0.04 | 0.1 | 504.08 | 1 | Honeywell | 2023-12-20 | redacted
Low Income - Power to Save | LED Lights | 0 | 0 | 0 | 47.6 | 1 | Honeywell | 2023-12-20 | redacted
Low Income - Power to Save | Weather Strip/Caulk | 0 | 0.25 | 0.09 | 503.3 | 1 | Honeywell | 2023-12-13 | redacted
Low Income - Power to Save | Outdoor Coil Cleaning | 0 | 0.1 | 0 | 275 | 1 | Honeywell | 2023-12-13 | redacted
Low Income - Power to Save | HVAC Inspection | 0 | 0.17 | 0 | 268.73 | 1 | Honeywell | 2023-12-13 | redacted
Low Income - Power to Save | Low Flow Showerhead | 0 | 0.04 | 0.1 | 504.08 | 1 | Honeywell | 2023-12-13 | redacted
Low Income - Power to Save | LI - DUCT | 0 | 0.4 | 0.12 | 775.77 | 1 | Honeywell | 2023-12-13 | redacted
Low Income - Power to Save | LED Lights | 0 | 0 | 0 | 47.6 | 1 | Honeywell | 2023-12-13 | redacted
Low Income - Power to Save | Weather Strip/Caulk | 0 | 0.25 | 0.09 | 503.3 | 1 | Honeywell | 2023-12-13 | redacted
Low Income - Power to Save | Outdoor Coil Cleaning | 0 | 0.1 | 0 | 275 | 1 | Honeywell | 2023-12-13 | redacted
Low Income - Power to Save | HVAC Inspection | 0 | 0.17 | 0 | 268.73 | 1 | Honeywell | 2023-12-13 | redacted
Low Income - Power to Save | Low Flow Showerhead | 0 | 0.04 | 0.1 | 504.08 | 1 | Honeywell | 2023-12-13 | redacted
Low Income - Power to Save | LI - DUCT | 0 | 0.4 | 0.12 | 775.77 | 1 | Honeywell | 2023-12-13 | redacted
Low Income - Power to Save | LED Lights | 0 | 0 | 0 | 47.6 | 1 | Honeywell | 2023-12-13 | redacted
Low Income - Power to Save | Weather Strip/Caulk | 0 | 0.25 | 0.09 | 503.3 | 1 | Honeywell | 2023-12-11 | redacted
Low Income - Power to Save | Outdoor Coil Cleaning | 0 | 0.1 | 0 | 275 | 1 | Honeywell | 2023-12-11 | redacted
Low Income - Power to Save | HVAC Inspection | 0 | 0.17 | 0 | 268.73 | 1 | Honeywell | 2023-12-11 | redacted
Low Income - Power to Save | Faucet Aerators | 0 | 0 | 0.02 | 110.58 | 1 | Honeywell | 2023-12-11 | redacted
Low Income - Power to Save | Low Flow Showerhead | 0 | 0.04 | 0.1 | 504.08 | 1 | Honeywell | 2023-12-11 | redacted
Low Income - Power to Save | LED Lights | 0 | 0 | 0 | 47.6 | 1 | Honeywell | 2023-12-11 | redacted
Low Income - Power to Save | Weather Strip/Caulk | 0 | 0.25 | 0.09 | 503.3 | 1 | Honeywell | 2023-12-19 | redacted
Low Income - Power to Save | Outdoor Coil Cleaning | 0 | 0.1 | 0 | 275 | 1 | Honeywell | 2023-12-19 | redacted
Low Income - Power to Save | HVAC Inspection | 0 | 0.17 | 0 | 268.73 | 1 | Honeywell | 2023-12-19 | redacted
Low Income - Power to Save | Low Flow Showerhead | 0 | 0.04 | 0.1 | 504.08 | 1 | Honeywell | 2023-12-19 | redacted
Low Income - Power to Save | LI - DUCT | 0 | 0.4 | 0.12 | 775.77 | 1 | Honeywell | 2023-12-19 | redacted
Low Income - Power to Save | LED Lights | 0 | 0 | 0 | 47.6 | 1 | Honeywell | 2023-12-19 | redacted
Low Income - Power to Save | Weather Strip/Caulk | 0 | 0.25 | 0.09 | 503.3 | 1 | Honeywell | 2023-12-19 | redacted
Low Income - Power to Save | Low Flow Showerhead | 0 | 0.04 | 0.1 | 504.08 | 1 | Honeywell | 2023-12-19 | redacted
Low Income - Power to Save | LED Lights | 0 | 0 | 0 | 47.6 | 1 | Honeywell | 2023-12-19 | redacted
Low Income - Power to Save | Weather Strip/Caulk | 0 | 0.25 | 0.09 | 503.3 | 1 | Honeywell | 2023-12-18 | redacted
Low Income - Power to Save | Outdoor Coil Cleaning | 0 | 0.1 | 0 | 275 | 1 | Honeywell | 2023-12-18 | redacted
Low Income - Power to Save | HVAC Inspection | 0 | 0.17 | 0 | 268.73 | 1 | Honeywell | 2023-12-18 | redacted
Low Income - Power to Save | Low Flow Showerhead | 0 | 0.04 | 0.1 | 504.08 | 1 | Honeywell | 2023-12-18 | redacted
Low Income - Power to Save | LI - DUCT | 0 | 0.4 | 0.12 | 775.77 | 1 | Honeywell | 2023-12-18 | redacted
Low Income - Power to Save | LED Lights | 0 | 0 | 0 | 47.6 | 1 | Honeywell | 2023-12-18 | redacted
Low Income - Power to Save | Weather Strip/Caulk | 0 | 0.25 | 0.09 | 503.3 | 1 | Honeywell | 2023-12-20 | redacted
Low Income - Power to Save | Outdoor Coil Cleaning | 0 | 0.1 | 0 | 275 | 1 | Honeywell | 2023-12-20 | redacted
Low Income - Power to Save | HVAC Inspection | 0 | 0.17 | 0 | 268.73 | 1 | Honeywell | 2023-12-20 | redacted
Low Income - Power to Save | Low Flow Showerhead | 0 | 0.04 | 0.1 | 504.08 | 1 | Honeywell | 2023-12-20 | redacted
Low Income - Power to Save | LI - DUCT | 0 | 0.4 | 0.12 | 775.77 | 1 | Honeywell | 2023-12-20 | redacted
Low Income - Power to Save | LED Lights | 0 | 0 | 0 | 47.6 | 1 | Honeywell | 2023-12-20 | redacted
Low Income - Power to Save | Weather Strip/Caulk | 0 | 0.25 | 0.09 | 503.3 | 1 | Honeywell | 2023-12-21 | redacted
Low Income - Power to Save | Pipe Wrap | 0 | 0.01 | 0.03 | 143.65 | 1 | Honeywell | 2023-12-21 | redacted
Low Income - Power to Save | Outdoor Coil Cleaning | 0 | 0.1 | 0 | 275 | 1 | Honeywell | 2023-12-21 | redacted
Low Income - Power to Save | HVAC Inspection | 0 | 0.17 | 0 | 268.73 | 1 | Honeywell | 2023-12-21 | redacted
Low Income - Power to Save | Faucet Aerators | 0 | 0 | 0.02 | 110.58 | 1 | Honeywell | 2023-12-21 | redacted
Low Income - Power to Save | Low Flow Showerhead | 0 | 0.04 | 0.1 | 504.08 | 1 | Honeywell | 2023-12-21 | redacted
Low Income - Power to Save | LI - DUCT | 0 | 0.4 | 0.12 | 775.77 | 1 | Honeywell | 2023-12-21 | redacted
Low Income - Power to Save | LED Lights | 0 | 0 | 0 | 47.6 | 1 | Honeywell | 2023-12-21 | redacted
Low Income - Power to Save | Weather Strip/Caulk | 0 | 0.25 | 0.09 | 503.3 | 1 | Honeywell | 2023-12-22 | redacted
Low Income - Power to Save | Outdoor Coil Cleaning | 0 | 0.1 | 0 | 275 | 1 | Honeywell | 2023-12-22 | redacted
Low Income - Power to Save | HVAC Inspection | 0 | 0.17 | 0 | 268.73 | 1 | Honeywell | 2023-12-22 | redacted
Low Income - Power to Save | LI - DUCT | 0 | 0.4 | 0.12 | 775.77 | 1 | Honeywell | 2023-12-22 | redacted
Low Income - Power to Save | LED Lights | 0 | 0 | 0 | 47.6 | 1 | Honeywell | 2023-12-22 | redacted
Low Income - Power to Save | Weather Strip/Caulk | 0 | 0.25 | 0.09 | 503.3 | 1 | Honeywell | 2023-12-19 | redacted
Low Income - Power to Save | Pipe Wrap | 0 | 0.01 | 0.03 | 143.65 | 1 | Honeywell | 2023-12-19 | redacted
Low Income - Power to Save | Outdoor Coil Cleaning | 0 | 0.1 | 0 | 275 | 1 | Honeywell | 2023-12-19 | redacted
Low Income - Power to Save | HVAC Inspection | 0 | 0.17 | 0 | 268.73 | 1 | Honeywell | 2023-12-19 | redacted
Low Income - Power to Save | Faucet Aerators | 0 | 0 | 0.02 | 110.58 | 1 | Honeywell | 2023-12-19 | redacted
Low Income - Power to Save | Low Flow Showerhead | 0 | 0.04 | 0.1 | 504.08 | 1 | Honeywell | 2023-12-19 | redacted
Low Income - Power to Save | LI - DUCT | 0 | 0.4 | 0.12 | 775.77 | 1 | Honeywell | 2023-12-19 | redacted
Low Income - Power to Save | LED Lights | 0 | 0 | 0 | 47.6 | 1 | Honeywell | 2023-12-19 | redacted
Low Income - Power to Save | Weather Strip/Caulk | 0 | 0.25 | 0.09 | 503.3 | 1 | Honeywell | 2023-12-19 | redacted
Low Income - Power to Save | Outdoor Coil Cleaning | 0 | 0.1 | 0 | 275 | 1 | Honeywell | 2023-12-19 | redacted
Low Income - Power to Save | Low Flow Showerhead | 0 | 0.04 | 0.1 | 504.08 | 1 | Honeywell | 2023-12-19 | redacted
Low Income - Power to Save | LED Lights | 0 | 0 | 0 | 47.6 | 1 | Honeywell | 2023-12-19 | redacted
Low Income - Power to Save | Weather Strip/Caulk | 0 | 0.25 | 0.09 | 503.3 | 1 | Honeywell | 2023-12-21 | redacted
Low Income - Power to Save | Outdoor Coil Cleaning | 0 | 0.1 | 0 | 275 | 1 | Honeywell | 2023-12-21 | redacted
Low Income - Power to Save | HVAC Inspection | 0 | 0.17 | 0 | 268.73 | 1 | Honeywell | 2023-12-21 | redacted
Low Income - Power to Save | Low Flow Showerhead | 0 | 0.04 | 0.1 | 504.08 | 1 | Honeywell | 2023-12-21 | redacted
Low Income - Power to Save | LI - DUCT | 0 | 0.4 | 0.12 | 775.77 | 1 | Honeywell | 2023-12-21 | redacted
Low Income - Power to Save | LED Lights | 0 | 0 | 0 | 47.6 | 1 | Honeywell | 2023-12-21 | redacted
Low Income - Power to Save | Weather Strip/Caulk | 0 | 0.25 | 0.09 | 503.3 | 1 | Honeywell | 2023-12-19 | redacted
Low Income - Power to Save | Outdoor Coil Cleaning | 0 | 0.1 | 0 | 275 | 1 | Honeywell | 2023-12-19 | redacted
Low Income - Power to Save | HVAC Inspection | 0 | 0.17 | 0 | 268.73 | 1 | Honeywell | 2023-12-19 | redacted
Low Income - Power to Save | Low Flow Showerhead | 0 | 0.04 | 0.1 | 504.08 | 1 | Honeywell | 2023-12-19 | redacted
Low Income - Power to Save | LI - DUCT | 0 | 0.4 | 0.12 | 775.77 | 1 | Honeywell | 2023-12-19 | redacted
Low Income - Power to Save | LED Lights | 0 | 0 | 0 | 47.6 | 1 | Honeywell | 2023-12-19 | redacted
Low Income - Power to Save | Weather Strip/Caulk | 0 | 0.25 | 0.09 | 503.3 | 1 | Honeywell | 2023-12-12 | redacted
Low Income - Power to Save | Pipe Wrap | 0 | 0.01 | 0.03 | 143.65 | 1 | Honeywell | 2023-12-12 | redacted
Low Income - Power to Save | Outdoor Coil Cleaning | 0 | 0.1 | 0 | 275 | 1 | Honeywell | 2023-12-12 | redacted
Low Income - Power to Save | HVAC Inspection | 0 | 0.17 | 0 | 268.73 | 1 | Honeywell | 2023-12-12 | redacted
Low Income - Power to Save | Low Flow Showerhead | 0 | 0.04 | 0.1 | 504.08 | 1 | Honeywell | 2023-12-12 | redacted
Low Income - Power to Save | LI - DUCT | 0 | 0.4 | 0.12 | 775.77 | 1 | Honeywell | 2023-12-12 | redacted
Low Income - Power to Save | LED Lights | 0 | 0 | 0 | 47.6 | 1 | Honeywell | 2023-12-12 | redacted
Low Income - Power to Save | Weather Strip/Caulk | 0 | 0.25 | 0.09 | 503.3 | 1 | Honeywell | 2023-12-13 | redacted
Low Income - Power to Save | Outdoor Coil Cleaning | 0 | 0.1 | 0 | 275 | 1 | Honeywell | 2023-12-13 | redacted
Low Income - Power to Save | HVAC Inspection | 0 | 0.17 | 0 | 268.73 | 1 | Honeywell | 2023-12-13 | redacted
Low Income - Power to Save | LI - DUCT | 0 | 0.4 | 0.12 | 775.77 | 1 | Honeywell | 2023-12-13 | redacted
Low Income - Power to Save | LED Lights | 0 | 0 | 0 | 47.6 | 1 | Honeywell | 2023-12-13 | redacted
Low Income - Power to Save | Weather Strip/Caulk | 0 | 0.25 | 0.09 | 503.3 | 1 | Honeywell | 2023-12-21 | redacted
Low Income - Power to Save | Outdoor Coil Cleaning | 0 | 0.1 | 0 | 275 | 1 | Honeywell | 2023-12-21 | redacted
Low Income - Power to Save | HVAC Inspection | 0 | 0.17 | 0 | 268.73 | 1 | Honeywell | 2023-12-21 | redacted
Low Income - Power to Save | Low Flow Showerhead | 0 | 0.04 | 0.1 | 504.08 | 1 | Honeywell | 2023-12-21 | redacted
Low Income - Power to Save | LI - DUCT | 0 | 0.4 | 0.12 | 775.77 | 1 | Honeywell | 2023-12-21 | redacted
Low Income - Power to Save | LED Lights | 0 | 0 | 0 | 47.6 | 1 | Honeywell | 2023-12-21 | redacted
Low Income - Power to Save | Weather Strip/Caulk | 0 | 0.25 | 0.09 | 503.3 | 1 | Honeywell | 2023-12-19 | redacted
Low Income - Power to Save | Outdoor Coil Cleaning | 0 | 0.1 | 0 | 275 | 1 | Honeywell | 2023-12-19 | redacted
Low Income - Power to Save | Faucet Aerators | 0 | 0 | 0.02 | 110.58 | 1 | Honeywell | 2023-12-19 | redacted
Low Income - Power to Save | Low Flow Showerhead | 0 | 0.04 | 0.1 | 504.08 | 1 | Honeywell | 2023-12-19 | redacted
Low Income - Power to Save | LED Lights | 0 | 0 | 0 | 47.6 | 1 | Honeywell | 2023-12-19 | redacted
Low Income - Power to Save | Weather Strip/Caulk | 0 | 0.25 | 0.09 | 503.3 | 1 | Honeywell | 2023-12-21 | redacted
Low Income - Power to Save | Outdoor Coil Cleaning | 0 | 0.1 | 0 | 275 | 1 | Honeywell | 2023-12-21 | redacted
Low Income - Power to Save | HVAC Inspection | 0 | 0.17 | 0 | 268.73 | 1 | Honeywell | 2023-12-21 | redacted
Low Income - Power to Save | Faucet Aerators | 0 | 0 | 0.02 | 110.58 | 1 | Honeywell | 2023-12-21 | redacted
Low Income - Power to Save | Low Flow Showerhead | 0 | 0.04 | 0.1 | 504.08 | 1 | Honeywell | 2023-12-21 | redacted
Low Income - Power to Save | LI - DUCT | 0 | 0.4 | 0.12 | 775.77 | 1 | Honeywell | 2023-12-21 | redacted
Low Income - Power to Save | LED Lights | 0 | 0 | 0 | 47.6 | 1 | Honeywell | 2023-12-21 | redacted
Low Income - Power to Save | Outdoor Coil Cleaning | 0 | 0.1 | 0 | 275 | 1 | Honeywell | 2023-12-20 | redacted
Low Income - Power to Save | HVAC Inspection | 0 | 0.17 | 0 | 268.73 | 1 | Honeywell | 2023-12-20 | redacted
Low Income - Power to Save | Faucet Aerators | 0 | 0 | 0.02 | 110.58 | 1 | Honeywell | 2023-12-20 | redacted
Low Income - Power to Save | LI - DUCT | 0 | 0.4 | 0.12 | 775.77 | 1 | Honeywell | 2023-12-20 | redacted
Low Income - Power to Save | LED Lights | 0 | 0 | 0 | 47.6 | 1 | Honeywell | 2023-12-20 | redacted
Low Income - Power to Save | Weather Strip/Caulk | 0 | 0.25 | 0.09 | 503.3 | 1 | Honeywell | 2023-12-08 | redacted
Low Income - Power to Save | Outdoor Coil Cleaning | 0 | 0.1 | 0 | 275 | 1 | Honeywell | 2023-12-08 | redacted
Low Income - Power to Save | HVAC Inspection | 0 | 0.17 | 0 | 268.73 | 1 | Honeywell | 2023-12-08 | redacted
Low Income - Power to Save | Faucet Aerators | 0 | 0 | 0.02 | 110.58 | 1 | Honeywell | 2023-12-08 | redacted
Low Income - Power to Save | Low Flow Showerhead | 0 | 0.04 | 0.1 | 504.08 | 1 | Honeywell | 2023-12-08 | redacted
Low Income - Power to Save | LED Lights | 0 | 0 | 0 | 47.6 | 1 | Honeywell | 2023-12-08 | redacted
Low Income - Power to Save | Weather Strip/Caulk | 0 | 0.25 | 0.09 | 503.3 | 1 | Honeywell | 2023-12-19 | redacted
Low Income - Power to Save | Outdoor Coil Cleaning | 0 | 0.1 | 0 | 275 | 1 | Honeywell | 2023-12-19 | redacted
Low Income - Power to Save | LED Lights | 0 | 0 | 0 | 47.6 | 1 | Honeywell | 2023-12-19 | redacted
Low Income - Power to Save | Weather Strip/Caulk | 0 | 0.25 | 0.09 | 503.3 | 1 | Honeywell | 2023-12-13 | redacted
Low Income - Power to Save | Outdoor Coil Cleaning | 0 | 0.1 | 0 | 275 | 1 | Honeywell | 2023-12-13 | redacted
Low Income - Power to Save | LED Lights | 0 | 0 | 0 | 47.6 | 1 | Honeywell | 2023-12-13 | redacted
Low Income - Power to Save | Weather Strip/Caulk | 0 | 0.25 | 0.09 | 503.3 | 1 | Honeywell | 2023-12-19 | redacted
Low Income - Power to Save | Faucet Aerators | 0 | 0 | 0.02 | 110.58 | 1 | Honeywell | 2023-12-19 | redacted
Low Income - Power to Save | Low Flow Showerhead | 0 | 0.04 | 0.1 | 504.08 | 1 | Honeywell | 2023-12-19 | redacted
Low Income - Power to Save | LED Lights | 0 | 0 | 0 | 47.6 | 1 | Honeywell | 2023-12-19 | redacted
Low Income - Power to Save | Weather Strip/Caulk | 0 | 0.25 | 0.09 | 503.3 | 1 | Honeywell | 2023-12-18 | redacted
Low Income - Power to Save | Outdoor Coil Cleaning | 0 | 0.1 | 0 | 275 | 1 | Honeywell | 2023-12-18 | redacted
Low Income - Power to Save | Faucet Aerators | 0 | 0 | 0.02 | 110.58 | 1 | Honeywell | 2023-12-18 | redacted
Low Income - Power to Save | Low Flow Showerhead | 0 | 0.04 | 0.1 | 504.08 | 1 | Honeywell | 2023-12-18 | redacted
Low Income - Power to Save | LED Lights | 0 | 0 | 0 | 47.6 | 1 | Honeywell | 2023-12-18 | redacted
Low Income - Power to Save | Weather Strip/Caulk | 0 | 0.25 | 0.09 | 503.3 | 1 | Honeywell | 2023-12-22 | redacted
Low Income - Power to Save | Outdoor Coil Cleaning | 0 | 0.1 | 0 | 275 | 1 | Honeywell | 2023-12-22 | redacted
Low Income - Power to Save | HVAC Inspection | 0 | 0.17 | 0 | 268.73 | 1 | Honeywell | 2023-12-22 | redacted
Low Income - Power to Save | Faucet Aerators | 0 | 0 | 0.02 | 110.58 | 1 | Honeywell | 2023-12-22 | redacted
Low Income - Power to Save | Low Flow Showerhead | 0 | 0.04 | 0.1 | 504.08 | 1 | Honeywell | 2023-12-22 | redacted
Low Income - Power to Save | LI - DUCT | 0 | 0.4 | 0.12 | 775.77 | 1 | Honeywell | 2023-12-22 | redacted
Low Income - Power to Save | LED Lights | 0 | 0 | 0 | 47.6 | 1 | Honeywell | 2023-12-22 | redacted
Low Income - Power to Save | Weather Strip/Caulk | 0 | 0.25 | 0.09 | 503.3 | 1 | Honeywell | 2023-12-08 | redacted
Low Income - Power to Save | Pipe Wrap | 0 | 0.01 | 0.03 | 143.65 | 1 | Honeywell | 2023-12-08 | redacted
Low Income - Power to Save | Outdoor Coil Cleaning | 0 | 0.1 | 0 | 275 | 1 | Honeywell | 2023-12-08 | redacted
Low Income - Power to Save | HVAC Inspection | 0 | 0.17 | 0 | 268.73 | 1 | Honeywell | 2023-12-08 | redacted
Low Income - Power to Save | Faucet Aerators | 0 | 0 | 0.02 | 110.58 | 1 | Honeywell | 2023-12-08 | redacted
Low Income - Power to Save | LI - DUCT | 0 | 0.4 | 0.12 | 775.77 | 1 | Honeywell | 2023-12-08 | redacted
Low Income - Power to Save | LED Lights | 0 | 0 | 0 | 47.6 | 1 | Honeywell | 2023-12-08 | redacted
Low Income - Power to Save | Weather Strip/Caulk | 0 | 0.25 | 0.09 | 503.3 | 1 | Honeywell | 2023-12-13 | redacted
Low Income - Power to Save | Outdoor Coil Cleaning | 0 | 0.1 | 0 | 275 | 1 | Honeywell | 2023-12-13 | redacted
Low Income - Power to Save | HVAC Inspection | 0 | 0.17 | 0 | 268.73 | 1 | Honeywell | 2023-12-13 | redacted
Low Income - Power to Save | Low Flow Showerhead | 0 | 0.04 | 0.1 | 504.08 | 1 | Honeywell | 2023-12-13 | redacted
Low Income - Power to Save | LI - DUCT | 0 | 0.4 | 0.12 | 775.77 | 1 | Honeywell | 2023-12-13 | redacted
Low Income - Power to Save | LED Lights | 0 | 0 | 0 | 47.6 | 1 | Honeywell | 2023-12-13 | redacted
Low Income - Power to Save | Weather Strip/Caulk | 0 | 0.25 | 0.09 | 503.3 | 1 | Honeywell | 2023-12-21 | redacted
Low Income - Power to Save | Faucet Aerators | 0 | 0 | 0.02 | 110.58 | 1 | Honeywell | 2023-12-21 | redacted
Low Income - Power to Save | Low Flow Showerhead | 0 | 0.04 | 0.1 | 504.08 | 1 | Honeywell | 2023-12-21 | redacted
Low Income - Power to Save | LED Lights | 0 | 0 | 0 | 47.6 | 1 | Honeywell | 2023-12-21 | redacted
Low Income - Power to Save | Weather Strip/Caulk | 0 | 0.25 | 0.09 | 503.3 | 1 | Honeywell | 2023-12-13 | redacted
Low Income - Power to Save | Pipe Wrap | 0 | 0.01 | 0.03 | 143.65 | 1 | Honeywell | 2023-12-13 | redacted
Low Income - Power to Save | Outdoor Coil Cleaning | 0 | 0.1 | 0 | 275 | 1 | Honeywell | 2023-12-13 | redacted
Low Income - Power to Save | HVAC Inspection | 0 | 0.17 | 0 | 268.73 | 1 | Honeywell | 2023-12-13 | redacted
Low Income - Power to Save | Faucet Aerators | 0 | 0 | 0.02 | 110.58 | 1 | Honeywell | 2023-12-13 | redacted
Low Income - Power to Save | Low Flow Showerhead | 0 | 0.04 | 0.1 | 504.08 | 1 | Honeywell | 2023-12-13 | redacted
Low Income - Power to Save | LI - DUCT | 0 | 0.4 | 0.12 | 775.77 | 1 | Honeywell | 2023-12-13 | redacted
Low Income - Power to Save | LED Lights | 0 | 0 | 0 | 47.6 | 1 | Honeywell | 2023-12-13 | redacted
Low Income - Power to Save | Weather Strip/Caulk | 0 | 0.25 | 0.09 | 503.3 | 1 | Honeywell | 2023-12-13 | redacted
Low Income - Power to Save | Pipe Wrap | 0 | 0.01 | 0.03 | 143.65 | 1 | Honeywell | 2023-12-13 | redacted
Low Income - Power to Save | Outdoor Coil Cleaning | 0 | 0.1 | 0 | 275 | 1 | Honeywell | 2023-12-13 | redacted
Low Income - Power to Save | HVAC Inspection | 0 | 0.17 | 0 | 268.73 | 1 | Honeywell | 2023-12-13 | redacted
Low Income - Power to Save | Faucet Aerators | 0 | 0 | 0.02 | 110.58 | 1 | Honeywell | 2023-12-13 | redacted
Low Income - Power to Save | LI - DUCT | 0 | 0.4 | 0.12 | 775.77 | 1 | Honeywell | 2023-12-13 | redacted
Low Income - Power to Save | LED Lights | 0 | 0 | 0 | 47.6 | 1 | Honeywell | 2023-12-13 | redacted
Low Income - Power to Save | Weather Strip/Caulk | 0 | 0.25 | 0.09 | 503.3 | 1 | Honeywell | 2023-12-19 | redacted
Low Income - Power to Save | Outdoor Coil Cleaning | 0 | 0.1 | 0 | 275 | 1 | Honeywell | 2023-12-19 | redacted
Low Income - Power to Save | Faucet Aerators | 0 | 0 | 0.02 | 110.58 | 1 | Honeywell | 2023-12-19 | redacted
Low Income - Power to Save | Low Flow Showerhead | 0 | 0.04 | 0.1 | 504.08 | 1 | Honeywell | 2023-12-19 | redacted
Low Income - Power to Save | LED Lights | 0 | 0 | 0 | 47.6 | 1 | Honeywell | 2023-12-19 | redacted
Low Income - Power to Save | Weather Strip/Caulk | 0 | 0.25 | 0.09 | 503.3 | 1 | Honeywell | 2023-12-19 | redacted
Low Income - Power to Save | Faucet Aerators | 0 | 0 | 0.02 | 110.58 | 1 | Honeywell | 2023-12-19 | redacted
Low Income - Power to Save | Low Flow Showerhead | 0 | 0.04 | 0.1 | 504.08 | 1 | Honeywell | 2023-12-19 | redacted
Low Income - Power to Save | LED Lights | 0 | 0 | 0 | 47.6 | 1 | Honeywell | 2023-12-19 | redacted
Low Income - Power to Save | Weather Strip/Caulk | 0 | 0.25 | 0.09 | 503.3 | 1 | Honeywell | 2023-12-18 | redacted
Low Income - Power to Save | Outdoor Coil Cleaning | 0 | 0.1 | 0 | 275 | 1 | Honeywell | 2023-12-18 | redacted
Low Income - Power to Save | HVAC Inspection | 0 | 0.17 | 0 | 268.73 | 1 | Honeywell | 2023-12-18 | redacted
Low Income - Power to Save | LI - DUCT | 0 | 0.4 | 0.12 | 775.77 | 1 | Honeywell | 2023-12-18 | redacted
Low Income - Power to Save | LED Lights | 0 | 0 | 0 | 47.6 | 1 | Honeywell | 2023-12-18 | redacted
Low Income - Power to Save | Outdoor Coil Cleaning | 0 | 0.1 | 0 | 275 | 1 | Honeywell | 2023-12-08 | redacted
Low Income - Power to Save | Faucet Aerators | 0 | 0 | 0.02 | 110.58 | 1 | Honeywell | 2023-12-08 | redacted
Low Income - Power to Save | Low Flow Showerhead | 0 | 0.04 | 0.1 | 504.08 | 1 | Honeywell | 2023-12-08 | redacted
Low Income - Power to Save | LED Lights | 0 | 0 | 0 | 47.6 | 1 | Honeywell | 2023-12-08 | redacted
Low Income - Power to Save | Weather Strip/Caulk | 0 | 0.25 | 0.09 | 503.3 | 1 | Honeywell | 2023-12-18 | redacted
Low Income - Power to Save | Pipe Wrap | 0 | 0.01 | 0.03 | 143.65 | 1 | Honeywell | 2023-12-18 | redacted
Low Income - Power to Save | Outdoor Coil Cleaning | 0 | 0.1 | 0 | 275 | 1 | Honeywell | 2023-12-18 | redacted
Low Income - Power to Save | HVAC Inspection | 0 | 0.17 | 0 | 268.73 | 1 | Honeywell | 2023-12-18 | redacted
Low Income - Power to Save | LI - DUCT | 0 | 0.4 | 0.12 | 775.77 | 1 | Honeywell | 2023-12-18 | redacted
Low Income - Power to Save | LED Lights | 0 | 0 | 0 | 47.6 | 1 | Honeywell | 2023-12-18 | redacted
Low Income - Power to Save | Outdoor Coil Cleaning | 0 | 0.1 | 0 | 275 | 1 | Honeywell | 2023-12-11 | redacted
Low Income - Power to Save | HVAC Inspection | 0 | 0.17 | 0 | 268.73 | 1 | Honeywell | 2023-12-11 | redacted
Low Income - Power to Save | Faucet Aerators | 0 | 0 | 0.02 | 110.58 | 1 | Honeywell | 2023-12-11 | redacted
Low Income - Power to Save | Low Flow Showerhead | 0 | 0.04 | 0.1 | 504.08 | 1 | Honeywell | 2023-12-11 | redacted
Low Income - Power to Save | LED Lights | 0 | 0 | 0 | 47.6 | 1 | Honeywell | 2023-12-11 | redacted
Low Income - Power to Save | Weather Strip/Caulk | 0 | 0.25 | 0.09 | 503.3 | 1 | Honeywell | 2023-12-13 | redacted
Low Income - Power to Save | Outdoor Coil Cleaning | 0 | 0.1 | 0 | 275 | 1 | Honeywell | 2023-12-13 | redacted
Low Income - Power to Save | Low Flow Showerhead | 0 | 0.04 | 0.1 | 504.08 | 1 | Honeywell | 2023-12-13 | redacted
Low Income - Power to Save | LED Lights | 0 | 0 | 0 | 47.6 | 1 | Honeywell | 2023-12-13 | redacted
Low Income - Power to Save | Weather Strip/Caulk | 0 | 0.25 | 0.09 | 503.3 | 1 | Honeywell | 2023-12-11 | redacted
Low Income - Power to Save | Low Flow Showerhead | 0 | 0.04 | 0.1 | 504.08 | 1 | Honeywell | 2023-12-11 | redacted
Low Income - Power to Save | LED Lights | 0 | 0 | 0 | 47.6 | 1 | Honeywell | 2023-12-11 | redacted
Low Income - Power to Save | Faucet Aerators | 0 | 0 | 0.02 | 110.58 | 1 | Honeywell | 2023-12-12 | redacted
Low Income - Power to Save | Low Flow Showerhead | 0 | 0.04 | 0.1 | 504.08 | 1 | Honeywell | 2023-12-12 | redacted
Low Income - Power to Save | LED Lights | 0 | 0 | 0 | 47.6 | 1 | Honeywell | 2023-12-12 | redacted
Low Income - Power to Save | Pipe Wrap | 0 | 0.01 | 0.03 | 143.65 | 1 | Honeywell | 2023-12-21 | redacted
Low Income - Power to Save | Faucet Aerators | 0 | 0 | 0.02 | 110.58 | 1 | Honeywell | 2023-12-21 | redacted
Low Income - Power to Save | Low Flow Showerhead | 0 | 0.04 | 0.1 | 504.08 | 1 | Honeywell | 2023-12-21 | redacted
Low Income - Power to Save | LED Lights | 0 | 0 | 0 | 47.6 | 1 | Honeywell | 2023-12-21 | redacted
Low Income - Power to Save | Weather Strip/Caulk | 0 | 0.25 | 0.09 | 503.3 | 1 | Honeywell | 2023-12-13 | redacted
Low Income - Power to Save | Outdoor Coil Cleaning | 0 | 0.1 | 0 | 275 | 1 | Honeywell | 2023-12-13 | redacted
Low Income - Power to Save | HVAC Inspection | 0 | 0.17 | 0 | 268.73 | 1 | Honeywell | 2023-12-13 | redacted
Low Income - Power to Save | LI - DUCT | 0 | 0.4 | 0.12 | 775.77 | 1 | Honeywell | 2023-12-13 | redacted
Low Income - Power to Save | LED Lights | 0 | 0 | 0 | 47.6 | 1 | Honeywell | 2023-12-13 | redacted
Low Income - Power to Save | Weather Strip/Caulk | 0 | 0.25 | 0.09 | 503.3 | 1 | Honeywell | 2023-12-20 | redacted
Low Income - Power to Save | Outdoor Coil Cleaning | 0 | 0.1 | 0 | 275 | 1 | Honeywell | 2023-12-20 | redacted
Low Income - Power to Save | HVAC Inspection | 0 | 0.17 | 0 | 268.73 | 1 | Honeywell | 2023-12-20 | redacted
Low Income - Power to Save | Low Flow Showerhead | 0 | 0.04 | 0.1 | 504.08 | 1 | Honeywell | 2023-12-20 | redacted
Low Income - Power to Save | LI - DUCT | 0 | 0.4 | 0.12 | 775.77 | 1 | Honeywell | 2023-12-20 | redacted
Low Income - Power to Save | LED Lights | 0 | 0 | 0 | 47.6 | 1 | Honeywell | 2023-12-20 | redacted
Low Income - Power to Save | Outdoor Coil Cleaning | 0 | 0.1 | 0 | 275 | 1 | Honeywell | 2023-12-11 | redacted
Low Income - Power to Save | Faucet Aerators | 0 | 0 | 0.02 | 110.58 | 1 | Honeywell | 2023-12-11 | redacted
Low Income - Power to Save | Low Flow Showerhead | 0 | 0.04 | 0.1 | 504.08 | 1 | Honeywell | 2023-12-11 | redacted
Low Income - Power to Save | LED Lights | 0 | 0 | 0 | 47.6 | 1 | Honeywell | 2023-12-11 | redacted
Low Income - Power to Save | Weather Strip/Caulk | 0 | 0.25 | 0.09 | 503.3 | 1 | Honeywell | 2023-12-19 | redacted
Low Income - Power to Save | Pipe Wrap | 0 | 0.01 | 0.03 | 143.65 | 1 | Honeywell | 2023-12-19 | redacted
Low Income - Power to Save | Outdoor Coil Cleaning | 0 | 0.1 | 0 | 275 | 1 | Honeywell | 2023-12-19 | redacted
Low Income - Power to Save | HVAC Inspection | 0 | 0.17 | 0 | 268.73 | 1 | Honeywell | 2023-12-19 | redacted
Low Income - Power to Save | Low Flow Showerhead | 0 | 0.04 | 0.1 | 504.08 | 1 | Honeywell | 2023-12-19 | redacted
Low Income - Power to Save | LI - DUCT | 0 | 0.4 | 0.12 | 775.77 | 1 | Honeywell | 2023-12-19 | redacted
Low Income - Power to Save | LED Lights | 0 | 0 | 0 | 47.6 | 1 | Honeywell | 2023-12-19 | redacted
Low Income - Power to Save | Weather Strip/Caulk | 0 | 0.25 | 0.09 | 503.3 | 1 | Honeywell | 2023-12-08 | redacted
Low Income - Power to Save | Outdoor Coil Cleaning | 0 | 0.1 | 0 | 275 | 1 | Honeywell | 2023-12-08 | redacted
Low Income - Power to Save | Faucet Aerators | 0 | 0 | 0.02 | 110.58 | 1 | Honeywell | 2023-12-08 | redacted
Low Income - Power to Save | Low Flow Showerhead | 0 | 0.04 | 0.1 | 504.08 | 1 | Honeywell | 2023-12-08 | redacted
Low Income - Power to Save | LED Lights | 0 | 0 | 0 | 47.6 | 1 | Honeywell | 2023-12-08 | redacted
Low Income - Power to Save | Weather Strip/Caulk | 0 | 0.25 | 0.09 | 503.3 | 1 | Honeywell | 2023-12-21 | redacted
Low Income - Power to Save | Outdoor Coil Cleaning | 0 | 0.1 | 0 | 275 | 1 | Honeywell | 2023-12-21 | redacted
Low Income - Power to Save | HVAC Inspection | 0 | 0.17 | 0 | 268.73 | 1 | Honeywell | 2023-12-21 | redacted
Low Income - Power to Save | Low Flow Showerhead | 0 | 0.04 | 0.1 | 504.08 | 1 | Honeywell | 2023-12-21 | redacted
Low Income - Power to Save | LI - DUCT | 0 | 0.4 | 0.12 | 775.77 | 1 | Honeywell | 2023-12-21 | redacted
Low Income - Power to Save | LED Lights | 0 | 0 | 0 | 47.6 | 1 | Honeywell | 2023-12-21 | redacted
Low Income - Power to Save | Weather Strip/Caulk | 0 | 0.25 | 0.09 | 503.3 | 1 | Honeywell | 2023-12-21 | redacted
Low Income - Power to Save | Outdoor Coil Cleaning | 0 | 0.1 | 0 | 275 | 1 | Honeywell | 2023-12-21 | redacted
Low Income - Power to Save | HVAC Inspection | 0 | 0.17 | 0 | 268.73 | 1 | Honeywell | 2023-12-21 | redacted
Low Income - Power to Save | Faucet Aerators | 0 | 0 | 0.02 | 110.58 | 1 | Honeywell | 2023-12-21 | redacted
Low Income - Power to Save | Low Flow Showerhead | 0 | 0.04 | 0.1 | 504.08 | 1 | Honeywell | 2023-12-21 | redacted
Low Income - Power to Save | LI - DUCT | 0 | 0.4 | 0.12 | 775.77 | 1 | Honeywell | 2023-12-21 | redacted
Low Income - Power to Save | LED Lights | 0 | 0 | 0 | 47.6 | 1 | Honeywell | 2023-12-21 | redacted
Low Income - Power to Save | Weather Strip/Caulk | 0 | 0.25 | 0.09 | 503.3 | 1 | Honeywell | 2023-12-21 | redacted
Low Income - Power to Save | Outdoor Coil Cleaning | 0 | 0.1 | 0 | 275 | 1 | Honeywell | 2023-12-21 | redacted
Low Income - Power to Save | HVAC Inspection | 0 | 0.17 | 0 | 268.73 | 1 | Honeywell | 2023-12-21 | redacted
Low Income - Power to Save | Low Flow Showerhead | 0 | 0.04 | 0.1 | 504.08 | 1 | Honeywell | 2023-12-21 | redacted
Low Income - Power to Save | LI - DUCT | 0 | 0.4 | 0.12 | 775.77 | 1 | Honeywell | 2023-12-21 | redacted
Low Income - Power to Save | LED Lights | 0 | 0 | 0 | 47.6 | 1 | Honeywell | 2023-12-21 | redacted
Low Income - Power to Save | Outdoor Coil Cleaning | 0 | 0.1 | 0 | 275 | 1 | Honeywell | 2023-12-19 | redacted
Low Income - Power to Save | HVAC Inspection | 0 | 0.17 | 0 | 268.73 | 1 | Honeywell | 2023-12-19 | redacted
Low Income - Power to Save | Low Flow Showerhead | 0 | 0.04 | 0.1 | 504.08 | 1 | Honeywell | 2023-12-19 | redacted
Low Income - Power to Save | LED Lights | 0 | 0 | 0 | 47.6 | 1 | Honeywell | 2023-12-19 | redacted
Low Income - Power to Save | Weather Strip/Caulk | 0 | 0.25 | 0.09 | 503.3 | 1 | Honeywell | 2023-12-18 | redacted
Low Income - Power to Save | Outdoor Coil Cleaning | 0 | 0.1 | 0 | 275 | 1 | Honeywell | 2023-12-18 | redacted
Low Income - Power to Save | HVAC Inspection | 0 | 0.17 | 0 | 268.73 | 1 | Honeywell | 2023-12-18 | redacted
Low Income - Power to Save | Low Flow Showerhead | 0 | 0.04 | 0.1 | 504.08 | 1 | Honeywell | 2023-12-18 | redacted
Low Income - Power to Save | LI - DUCT | 0 | 0.4 | 0.12 | 775.77 | 1 | Honeywell | 2023-12-18 | redacted
Low Income - Power to Save | LED Lights | 0 | 0 | 0 | 47.6 | 1 | Honeywell | 2023-12-18 | redacted
Low Income - Power to Save | Weather Strip/Caulk | 0 | 0.25 | 0.09 | 503.3 | 1 | Honeywell | 2023-12-19 | redacted
Low Income - Power to Save | Faucet Aerators | 0 | 0 | 0.02 | 110.58 | 1 | Honeywell | 2023-12-19 | redacted
Low Income - Power to Save | Low Flow Showerhead | 0 | 0.04 | 0.1 | 504.08 | 1 | Honeywell | 2023-12-19 | redacted
Low Income - Power to Save | LED Lights | 0 | 0 | 0 | 47.6 | 1 | Honeywell | 2023-12-19 | redacted
Low Income - Power to Save | Weather Strip/Caulk | 0 | 0.25 | 0.09 | 503.3 | 1 | Honeywell | 2023-12-11 | redacted
Low Income - Power to Save | Pipe Wrap | 0 | 0.01 | 0.03 | 143.65 | 1 | Honeywell | 2023-12-11 | redacted
Low Income - Power to Save | Outdoor Coil Cleaning | 0 | 0.1 | 0 | 275 | 1 | Honeywell | 2023-12-11 | redacted
Low Income - Power to Save | HVAC Inspection | 0 | 0.17 | 0 | 268.73 | 1 | Honeywell | 2023-12-11 | redacted
Low Income - Power to Save | Low Flow Showerhead | 0 | 0.04 | 0.1 | 504.08 | 1 | Honeywell | 2023-12-11 | redacted
Low Income - Power to Save | LI - DUCT | 0 | 0.4 | 0.12 | 775.77 | 1 | Honeywell | 2023-12-11 | redacted
Low Income - Power to Save | LED Lights | 0 | 0 | 0 | 47.6 | 1 | Honeywell | 2023-12-11 | redacted
Low Income - Power to Save | Weather Strip/Caulk | 0 | 0.25 | 0.09 | 503.3 | 1 | Honeywell | 2023-12-13 | redacted
Low Income - Power to Save | Outdoor Coil Cleaning | 0 | 0.1 | 0 | 275 | 1 | Honeywell | 2023-12-13 | redacted
Low Income - Power to Save | HVAC Inspection | 0 | 0.17 | 0 | 268.73 | 1 | Honeywell | 2023-12-13 | redacted
Low Income - Power to Save | Low Flow Showerhead | 0 | 0.04 | 0.1 | 504.08 | 1 | Honeywell | 2023-12-13 | redacted
Low Income - Power to Save | LI - DUCT | 0 | 0.4 | 0.12 | 775.77 | 1 | Honeywell | 2023-12-13 | redacted
Low Income - Power to Save | LED Lights | 0 | 0 | 0 | 47.6 | 1 | Honeywell | 2023-12-13 | redacted
Low Income - Power to Save | Weather Strip/Caulk | 0 | 0.25 | 0.09 | 503.3 | 1 | Honeywell | 2023-12-21 | redacted
Low Income - Power to Save | Outdoor Coil Cleaning | 0 | 0.1 | 0 | 275 | 1 | Honeywell | 2023-12-21 | redacted
Low Income - Power to Save | HVAC Inspection | 0 | 0.17 | 0 | 268.73 | 1 | Honeywell | 2023-12-21 | redacted
Low Income - Power to Save | LI - DUCT | 0 | 0.4 | 0.12 | 775.77 | 1 | Honeywell | 2023-12-21 | redacted
Low Income - Power to Save | LED Lights | 0 | 0 | 0 | 47.6 | 1 | Honeywell | 2023-12-21 | redacted
Low Income - Power to Save | Weather Strip/Caulk | 0 | 0.25 | 0.09 | 503.3 | 1 | Honeywell | 2023-12-19 | redacted
Low Income - Power to Save | Outdoor Coil Cleaning | 0 | 0.1 | 0 | 275 | 1 | Honeywell | 2023-12-19 | redacted
Low Income - Power to Save | HVAC Inspection | 0 | 0.17 | 0 | 268.73 | 1 | Honeywell | 2023-12-19 | redacted
Low Income - Power to Save | Low Flow Showerhead | 0 | 0.04 | 0.1 | 504.08 | 1 | Honeywell | 2023-12-19 | redacted
Low Income - Power to Save | LI - DUCT | 0 | 0.4 | 0.12 | 775.77 | 1 | Honeywell | 2023-12-19 | redacted
Low Income - Power to Save | LED Lights | 0 | 0 | 0 | 47.6 | 1 | Honeywell | 2023-12-19 | redacted
Low Income - Power to Save | Weather Strip/Caulk | 0 | 0.25 | 0.09 | 503.3 | 1 | Honeywell | 2023-12-19 | redacted
Low Income - Power to Save | Outdoor Coil Cleaning | 0 | 0.1 | 0 | 275 | 1 | Honeywell | 2023-12-19 | redacted
Low Income - Power to Save | HVAC Inspection | 0 | 0.17 | 0 | 268.73 | 1 | Honeywell | 2023-12-19 | redacted
Low Income - Power to Save | Faucet Aerators | 0 | 0 | 0.02 | 110.58 | 1 | Honeywell | 2023-12-19 | redacted
Low Income - Power to Save | LI - DUCT | 0 | 0.4 | 0.12 | 775.77 | 1 | Honeywell | 2023-12-19 | redacted
Low Income - Power to Save | LED Lights | 0 | 0 | 0 | 47.6 | 1 | Honeywell | 2023-12-19 | redacted
Low Income - Power to Save | Weather Strip/Caulk | 0 | 0.25 | 0.09 | 503.3 | 1 | Honeywell | 2023-12-21 | redacted
Low Income - Power to Save | Outdoor Coil Cleaning | 0 | 0.1 | 0 | 275 | 1 | Honeywell | 2023-12-21 | redacted
Low Income - Power to Save | HVAC Inspection | 0 | 0.17 | 0 | 268.73 | 1 | Honeywell | 2023-12-21 | redacted
Low Income - Power to Save | LI - DUCT | 0 | 0.4 | 0.12 | 775.77 | 1 | Honeywell | 2023-12-21 | redacted
Low Income - Power to Save | LED Lights | 0 | 0 | 0 | 47.6 | 1 | Honeywell | 2023-12-21 | redacted
Low Income - Power to Save | Weather Strip/Caulk | 0 | 0.25 | 0.09 | 503.3 | 1 | Honeywell | 2023-12-08 | redacted
Low Income - Power to Save | Faucet Aerators | 0 | 0 | 0.02 | 110.58 | 1 | Honeywell | 2023-12-08 | redacted
Low Income - Power to Save | Low Flow Showerhead | 0 | 0.04 | 0.1 | 504.08 | 1 | Honeywell | 2023-12-08 | redacted
Low Income - Power to Save | LED Lights | 0 | 0 | 0 | 47.6 | 1 | Honeywell | 2023-12-08 | redacted
Low Income - Power to Save | Weather Strip/Caulk | 0 | 0.25 | 0.09 | 503.3 | 1 | Honeywell | 2023-12-13 | redacted
Low Income - Power to Save | Outdoor Coil Cleaning | 0 | 0.1 | 0 | 275 | 1 | Honeywell | 2023-12-13 | redacted
Low Income - Power to Save | HVAC Inspection | 0 | 0.17 | 0 | 268.73 | 1 | Honeywell | 2023-12-13 | redacted
Low Income - Power to Save | Low Flow Showerhead | 0 | 0.04 | 0.1 | 504.08 | 1 | Honeywell | 2023-12-13 | redacted
Low Income - Power to Save | LI - DUCT | 0 | 0.4 | 0.12 | 775.77 | 1 | Honeywell | 2023-12-13 | redacted
Low Income - Power to Save | LED Lights | 0 | 0 | 0 | 47.6 | 1 | Honeywell | 2023-12-13 | redacted
Low Income - Power to Save | Weather Strip/Caulk | 0 | 0.25 | 0.09 | 503.3 | 1 | Honeywell | 2023-12-22 | redacted
Low Income - Power to Save | LED Lights | 0 | 0 | 0 | 47.6 | 1 | Honeywell | 2023-12-22 | redacted
Low Income - Power to Save | Weather Strip/Caulk | 0 | 0.25 | 0.09 | 503.3 | 1 | Honeywell | 2023-12-13 | redacted
Low Income - Power to Save | Outdoor Coil Cleaning | 0 | 0.1 | 0 | 275 | 1 | Honeywell | 2023-12-13 | redacted
Low Income - Power to Save | HVAC Inspection | 0 | 0.17 | 0 | 268.73 | 1 | Honeywell | 2023-12-13 | redacted
Low Income - Power to Save | Low Flow Showerhead | 0 | 0.04 | 0.1 | 504.08 | 1 | Honeywell | 2023-12-13 | redacted
Low Income - Power to Save | LI - DUCT | 0 | 0.4 | 0.12 | 775.77 | 1 | Honeywell | 2023-12-13 | redacted
Low Income - Power to Save | LED Lights | 0 | 0 | 0 | 47.6 | 1 | Honeywell | 2023-12-13 | redacted
Low Income - Power to Save | Weather Strip/Caulk | 0 | 0.25 | 0.09 | 503.3 | 1 | Honeywell | 2023-12-11 | redacted
Low Income - Power to Save | Outdoor Coil Cleaning | 0 | 0.1 | 0 | 275 | 1 | Honeywell | 2023-12-11 | redacted
Low Income - Power to Save | HVAC Inspection | 0 | 0.17 | 0 | 268.73 | 1 | Honeywell | 2023-12-11 | redacted
Low Income - Power to Save | Faucet Aerators | 0 | 0 | 0.02 | 110.58 | 1 | Honeywell | 2023-12-11 | redacted
Low Income - Power to Save | Low Flow Showerhead | 0 | 0.04 | 0.1 | 504.08 | 1 | Honeywell | 2023-12-11 | redacted
Low Income - Power to Save | LI - DUCT | 0 | 0.4 | 0.12 | 775.77 | 1 | Honeywell | 2023-12-11 | redacted
Low Income - Power to Save | LED Lights | 0 | 0 | 0 | 47.6 | 1 | Honeywell | 2023-12-11 | redacted
Low Income - Power to Save | Weather Strip/Caulk | 0 | 0.25 | 0.09 | 503.3 | 1 | Honeywell | 2023-12-13 | redacted
Low Income - Power to Save | Pipe Wrap | 0 | 0.01 | 0.03 | 143.65 | 1 | Honeywell | 2023-12-13 | redacted
Low Income - Power to Save | Outdoor Coil Cleaning | 0 | 0.1 | 0 | 275 | 1 | Honeywell | 2023-12-13 | redacted
Low Income - Power to Save | HVAC Inspection | 0 | 0.17 | 0 | 268.73 | 1 | Honeywell | 2023-12-13 | redacted
Low Income - Power to Save | Low Flow Showerhead | 0 | 0.04 | 0.1 | 504.08 | 1 | Honeywell | 2023-12-13 | redacted
Low Income - Power to Save | LI - DUCT | 0 | 0.4 | 0.12 | 775.77 | 1 | Honeywell | 2023-12-13 | redacted
Low Income - Power to Save | LED Lights | 0 | 0 | 0 | 47.6 | 1 | Honeywell | 2023-12-13 | redacted
Low Income - Power to Save | Weather Strip/Caulk | 0 | 0.25 | 0.09 | 503.3 | 1 | Honeywell | 2023-12-11 | redacted
Low Income - Power to Save | Pipe Wrap | 0 | 0.01 | 0.03 | 143.65 | 1 | Honeywell | 2023-12-11 | redacted
Low Income - Power to Save | Outdoor Coil Cleaning | 0 | 0.1 | 0 | 275 | 1 | Honeywell | 2023-12-11 | redacted
Low Income - Power to Save | HVAC Inspection | 0 | 0.17 | 0 | 268.73 | 1 | Honeywell | 2023-12-11 | redacted
Low Income - Power to Save | Low Flow Showerhead | 0 | 0.04 | 0.1 | 504.08 | 1 | Honeywell | 2023-12-11 | redacted
Low Income - Power to Save | LI - DUCT | 0 | 0.4 | 0.12 | 775.77 | 1 | Honeywell | 2023-12-11 | redacted
Low Income - Power to Save | LED Lights | 0 | 0 | 0 | 47.6 | 1 | Honeywell | 2023-12-11 | redacted
Low Income - Power to Save | Weather Strip/Caulk | 0 | 0.25 | 0.09 | 503.3 | 1 | Honeywell | 2023-12-13 | redacted
Low Income - Power to Save | Outdoor Coil Cleaning | 0 | 0.1 | 0 | 275 | 1 | Honeywell | 2023-12-13 | redacted
Low Income - Power to Save | HVAC Inspection | 0 | 0.17 | 0 | 268.73 | 1 | Honeywell | 2023-12-13 | redacted
Low Income - Power to Save | LED Lights | 0 | 0 | 0 | 47.6 | 1 | Honeywell | 2023-12-13 | redacted
Low Income - Power to Save | Weather Strip/Caulk | 0 | 0.25 | 0.09 | 503.3 | 1 | Honeywell | 2023-12-20 | redacted
Low Income - Power to Save | Faucet Aerators | 0 | 0 | 0.02 | 110.58 | 1 | Honeywell | 2023-12-20 | redacted
Low Income - Power to Save | Low Flow Showerhead | 0 | 0.04 | 0.1 | 504.08 | 1 | Honeywell | 2023-12-20 | redacted
Low Income - Power to Save | LED Lights | 0 | 0 | 0 | 47.6 | 1 | Honeywell | 2023-12-20 | redacted
Low Income - Power to Save | Weather Strip/Caulk | 0 | 0.25 | 0.09 | 503.3 | 1 | Honeywell | 2023-12-12 | redacted
Low Income - Power to Save | Pipe Wrap | 0 | 0.01 | 0.03 | 143.65 | 1 | Honeywell | 2023-12-12 | redacted
Low Income - Power to Save | Outdoor Coil Cleaning | 0 | 0.1 | 0 | 275 | 1 | Honeywell | 2023-12-12 | redacted
Low Income - Power to Save | HVAC Inspection | 0 | 0.17 | 0 | 268.73 | 1 | Honeywell | 2023-12-12 | redacted
Low Income - Power to Save | Faucet Aerators | 0 | 0 | 0.02 | 110.58 | 1 | Honeywell | 2023-12-12 | redacted
Low Income - Power to Save | Low Flow Showerhead | 0 | 0.04 | 0.1 | 504.08 | 1 | Honeywell | 2023-12-12 | redacted
Low Income - Power to Save | LI - DUCT | 0 | 0.4 | 0.12 | 775.77 | 1 | Honeywell | 2023-12-12 | redacted
Low Income - Power to Save | LED Lights | 0 | 0 | 0 | 47.6 | 1 | Honeywell | 2023-12-12 | redacted
Low Income - Power to Save | Weather Strip/Caulk | 0 | 0.25 | 0.09 | 503.3 | 1 | Honeywell | 2023-12-19 | redacted
Low Income - Power to Save | Outdoor Coil Cleaning | 0 | 0.1 | 0 | 275 | 1 | Honeywell | 2023-12-19 | redacted
Low Income - Power to Save | HVAC Inspection | 0 | 0.17 | 0 | 268.73 | 1 | Honeywell | 2023-12-19 | redacted
Low Income - Power to Save | Low Flow Showerhead | 0 | 0.04 | 0.1 | 504.08 | 1 | Honeywell | 2023-12-19 | redacted
Low Income - Power to Save | LI - DUCT | 0 | 0.4 | 0.12 | 775.77 | 1 | Honeywell | 2023-12-19 | redacted
Low Income - Power to Save | LED Lights | 0 | 0 | 0 | 47.6 | 1 | Honeywell | 2023-12-19 | redacted
Low Income - Power to Save | Weather Strip/Caulk | 0 | 0.25 | 0.09 | 503.3 | 1 | Honeywell | 2023-12-19 | redacted
Low Income - Power to Save | Outdoor Coil Cleaning | 0 | 0.1 | 0 | 275 | 1 | Honeywell | 2023-12-19 | redacted
Low Income - Power to Save | HVAC Inspection | 0 | 0.17 | 0 | 268.73 | 1 | Honeywell | 2023-12-19 | redacted
Low Income - Power to Save | Low Flow Showerhead | 0 | 0.04 | 0.1 | 504.08 | 1 | Honeywell | 2023-12-19 | redacted
Low Income - Power to Save | LI - DUCT | 0 | 0.4 | 0.12 | 775.77 | 1 | Honeywell | 2023-12-19 | redacted
Low Income - Power to Save | Weather Strip/Caulk | 0 | 0.25 | 0.09 | 503.3 | 1 | Honeywell | 2023-12-19 | redacted
Low Income - Power to Save | Faucet Aerators | 0 | 0 | 0.02 | 110.58 | 1 | Honeywell | 2023-12-19 | redacted
Low Income - Power to Save | Low Flow Showerhead | 0 | 0.04 | 0.1 | 504.08 | 1 | Honeywell | 2023-12-19 | redacted
Low Income - Power to Save | LED Lights | 0 | 0 | 0 | 47.6 | 1 | Honeywell | 2023-12-19 | redacted
Low Income - Power to Save | Weather Strip/Caulk | 0 | 0.25 | 0.09 | 503.3 | 1 | Honeywell | 2023-12-13 | redacted
Low Income - Power to Save | Outdoor Coil Cleaning | 0 | 0.1 | 0 | 275 | 1 | Honeywell | 2023-12-13 | redacted
Low Income - Power to Save | HVAC Inspection | 0 | 0.17 | 0 | 268.73 | 1 | Honeywell | 2023-12-13 | redacted
Low Income - Power to Save | Low Flow Showerhead | 0 | 0.04 | 0.1 | 504.08 | 1 | Honeywell | 2023-12-13 | redacted
Low Income - Power to Save | LI - DUCT | 0 | 0.4 | 0.12 | 775.77 | 1 | Honeywell | 2023-12-13 | redacted
Low Income - Power to Save | LED Lights | 0 | 0 | 0 | 47.6 | 1 | Honeywell | 2023-12-13 | redacted
Low Income - Power to Save | Weather Strip/Caulk | 0 | 0.25 | 0.09 | 503.3 | 1 | Honeywell | 2023-12-19 | redacted
Low Income - Power to Save | Outdoor Coil Cleaning | 0 | 0.1 | 0 | 275 | 1 | Honeywell | 2023-12-19 | redacted
Low Income - Power to Save | Faucet Aerators | 0 | 0 | 0.02 | 110.58 | 1 | Honeywell | 2023-12-19 | redacted
Low Income - Power to Save | Low Flow Showerhead | 0 | 0.04 | 0.1 | 504.08 | 1 | Honeywell | 2023-12-19 | redacted
Low Income - Power to Save | LED Lights | 0 | 0 | 0 | 47.6 | 1 | Honeywell | 2023-12-19 | redacted
Low Income - Power to Save | Weather Strip/Caulk | 0 | 0.25 | 0.09 | 503.3 | 1 | Honeywell | 2023-12-19 | redacted
Low Income - Power to Save | Outdoor Coil Cleaning | 0 | 0.1 | 0 | 275 | 1 | Honeywell | 2023-12-19 | redacted
Low Income - Power to Save | HVAC Inspection | 0 | 0.17 | 0 | 268.73 | 1 | Honeywell | 2023-12-19 | redacted
Low Income - Power to Save | Low Flow Showerhead | 0 | 0.04 | 0.1 | 504.08 | 1 | Honeywell | 2023-12-19 | redacted
Low Income - Power to Save | LI - DUCT | 0 | 0.4 | 0.12 | 775.77 | 1 | Honeywell | 2023-12-19 | redacted
Low Income - Power to Save | LED Lights | 0 | 0 | 0 | 47.6 | 1 | Honeywell | 2023-12-19 | redacted
Low Income - Power to Save | Weather Strip/Caulk | 0 | 0.25 | 0.09 | 503.3 | 1 | Honeywell | 2023-12-20 | redacted
Low Income - Power to Save | Outdoor Coil Cleaning | 0 | 0.1 | 0 | 275 | 1 | Honeywell | 2023-12-20 | redacted
Low Income - Power to Save | HVAC Inspection | 0 | 0.17 | 0 | 268.73 | 1 | Honeywell | 2023-12-20 | redacted
Low Income - Power to Save | Low Flow Showerhead | 0 | 0.04 | 0.1 | 504.08 | 1 | Honeywell | 2023-12-20 | redacted
Low Income - Power to Save | LI - DUCT | 0 | 0.4 | 0.12 | 775.77 | 1 | Honeywell | 2023-12-20 | redacted
Low Income - Power to Save | LED Lights | 0 | 0 | 0 | 47.6 | 1 | Honeywell | 2023-12-20 | redacted
Low Income - Power to Save | Weather Strip/Caulk | 0 | 0.25 | 0.09 | 503.3 | 1 | Honeywell | 2023-12-20 | redacted
Low Income - Power to Save | Outdoor Coil Cleaning | 0 | 0.1 | 0 | 275 | 1 | Honeywell | 2023-12-20 | redacted
Low Income - Power to Save | HVAC Inspection | 0 | 0.17 | 0 | 268.73 | 1 | Honeywell | 2023-12-20 | redacted
Low Income - Power to Save | LI - DUCT | 0 | 0.4 | 0.12 | 775.77 | 1 | Honeywell | 2023-12-20 | redacted
Low Income - Power to Save | LED Lights | 0 | 0 | 0 | 47.6 | 1 | Honeywell | 2023-12-20 | redacted
Low Income - Power to Save | Weather Strip/Caulk | 0 | 0.25 | 0.09 | 503.3 | 1 | Honeywell | 2023-12-12 | redacted
Low Income - Power to Save | Pipe Wrap | 0 | 0.01 | 0.03 | 143.65 | 1 | Honeywell | 2023-12-12 | redacted
Low Income - Power to Save | Outdoor Coil Cleaning | 0 | 0.1 | 0 | 275 | 1 | Honeywell | 2023-12-12 | redacted
Low Income - Power to Save | HVAC Inspection | 0 | 0.17 | 0 | 268.73 | 1 | Honeywell | 2023-12-12 | redacted
Low Income - Power to Save | Faucet Aerators | 0 | 0 | 0.02 | 110.58 | 1 | Honeywell | 2023-12-12 | redacted
Low Income - Power to Save | LI - DUCT | 0 | 0.4 | 0.12 | 775.77 | 1 | Honeywell | 2023-12-12 | redacted
Low Income - Power to Save | LED Lights | 0 | 0 | 0 | 47.6 | 1 | Honeywell | 2023-12-12 | redacted
Low Income - Power to Save | Weather Strip/Caulk | 0 | 0.25 | 0.09 | 503.3 | 1 | Honeywell | 2023-12-13 | redacted
Low Income - Power to Save | Pipe Wrap | 0 | 0.01 | 0.03 | 143.65 | 1 | Honeywell | 2023-12-13 | redacted
Low Income - Power to Save | Outdoor Coil Cleaning | 0 | 0.1 | 0 | 275 | 1 | Honeywell | 2023-12-13 | redacted
Low Income - Power to Save | HVAC Inspection | 0 | 0.17 | 0 | 268.73 | 1 | Honeywell | 2023-12-13 | redacted
Low Income - Power to Save | Low Flow Showerhead | 0 | 0.04 | 0.1 | 504.08 | 1 | Honeywell | 2023-12-13 | redacted
Low Income - Power to Save | LI - DUCT | 0 | 0.4 | 0.12 | 775.77 | 1 | Honeywell | 2023-12-13 | redacted
Low Income - Power to Save | LED Lights | 0 | 0 | 0 | 47.6 | 1 | Honeywell | 2023-12-13 | redacted
Low Income - Power to Save | Weather Strip/Caulk | 0 | 0.25 | 0.09 | 503.3 | 1 | Honeywell | 2023-12-13 | redacted
Low Income - Power to Save | Pipe Wrap | 0 | 0.01 | 0.03 | 143.65 | 1 | Honeywell | 2023-12-13 | redacted
Low Income - Power to Save | Outdoor Coil Cleaning | 0 | 0.1 | 0 | 275 | 1 | Honeywell | 2023-12-13 | redacted
Low Income - Power to Save | HVAC Inspection | 0 | 0.17 | 0 | 268.73 | 1 | Honeywell | 2023-12-13 | redacted
Low Income - Power to Save | Faucet Aerators | 0 | 0 | 0.02 | 110.58 | 1 | Honeywell | 2023-12-13 | redacted
Low Income - Power to Save | Low Flow Showerhead | 0 | 0.04 | 0.1 | 504.08 | 1 | Honeywell | 2023-12-13 | redacted
Low Income - Power to Save | LI - DUCT | 0 | 0.4 | 0.12 | 775.77 | 1 | Honeywell | 2023-12-13 | redacted
Low Income - Power to Save | LED Lights | 0 | 0 | 0 | 47.6 | 1 | Honeywell | 2023-12-13 | redacted
Low Income - Power to Save | Weather Strip/Caulk | 0 | 0.25 | 0.09 | 503.3 | 1 | Honeywell | 2023-12-13 | redacted
Low Income - Power to Save | Pipe Wrap | 0 | 0.01 | 0.03 | 143.65 | 1 | Honeywell | 2023-12-13 | redacted
Low Income - Power to Save | Outdoor Coil Cleaning | 0 | 0.1 | 0 | 275 | 1 | Honeywell | 2023-12-13 | redacted
Low Income - Power to Save | HVAC Inspection | 0 | 0.17 | 0 | 268.73 | 1 | Honeywell | 2023-12-13 | redacted
Low Income - Power to Save | Low Flow Showerhead | 0 | 0.04 | 0.1 | 504.08 | 1 | Honeywell | 2023-12-13 | redacted
Low Income - Power to Save | LI - DUCT | 0 | 0.4 | 0.12 | 775.77 | 1 | Honeywell | 2023-12-13 | redacted
Low Income - Power to Save | LED Lights | 0 | 0 | 0 | 47.6 | 1 | Honeywell | 2023-12-13 | redacted
Low Income - Power to Save | Weather Strip/Caulk | 0 | 0.25 | 0.09 | 503.3 | 1 | Honeywell | 2023-12-21 | redacted
Low Income - Power to Save | Outdoor Coil Cleaning | 0 | 0.1 | 0 | 275 | 1 | Honeywell | 2023-12-21 | redacted
Low Income - Power to Save | HVAC Inspection | 0 | 0.17 | 0 | 268.73 | 1 | Honeywell | 2023-12-21 | redacted
Low Income - Power to Save | Faucet Aerators | 0 | 0 | 0.02 | 110.58 | 1 | Honeywell | 2023-12-21 | redacted
Low Income - Power to Save | Low Flow Showerhead | 0 | 0.04 | 0.1 | 504.08 | 1 | Honeywell | 2023-12-21 | redacted
Low Income - Power to Save | LED Lights | 0 | 0 | 0 | 47.6 | 1 | Honeywell | 2023-12-21 | redacted
Low Income - Power to Save | Weather Strip/Caulk | 0 | 0.25 | 0.09 | 503.3 | 1 | Honeywell | 2023-12-18 | redacted
Low Income - Power to Save | Low Flow Showerhead | 0 | 0.04 | 0.1 | 504.08 | 1 | Honeywell | 2023-12-18 | redacted
Low Income - Power to Save | LED Lights | 0 | 0 | 0 | 47.6 | 1 | Honeywell | 2023-12-18 | redacted
Low Income - Power to Save | Weather Strip/Caulk | 0 | 0.25 | 0.09 | 503.3 | 1 | Honeywell | 2023-12-19 | redacted
Low Income - Power to Save | Faucet Aerators | 0 | 0 | 0.02 | 110.58 | 1 | Honeywell | 2023-12-19 | redacted
Low Income - Power to Save | LED Lights | 0 | 0 | 0 | 47.6 | 1 | Honeywell | 2023-12-19 | redacted
Low Income - Power to Save | Weather Strip/Caulk | 0 | 0.25 | 0.09 | 503.3 | 1 | Honeywell | 2023-12-19 | redacted
Low Income - Power to Save | Outdoor Coil Cleaning | 0 | 0.1 | 0 | 275 | 1 | Honeywell | 2023-12-19 | redacted
Low Income - Power to Save | Faucet Aerators | 0 | 0 | 0.02 | 110.58 | 1 | Honeywell | 2023-12-19 | redacted
Low Income - Power to Save | Low Flow Showerhead | 0 | 0.04 | 0.1 | 504.08 | 1 | Honeywell | 2023-12-19 | redacted
Low Income - Power to Save | LED Lights | 0 | 0 | 0 | 47.6 | 1 | Honeywell | 2023-12-19 | redacted
Low Income - Power to Save | Weather Strip/Caulk | 0 | 0.25 | 0.09 | 503.3 | 1 | Honeywell | 2023-12-19 | redacted
Low Income - Power to Save | Outdoor Coil Cleaning | 0 | 0.1 | 0 | 275 | 1 | Honeywell | 2023-12-19 | redacted
Low Income - Power to Save | HVAC Inspection | 0 | 0.17 | 0 | 268.73 | 1 | Honeywell | 2023-12-19 | redacted
Low Income - Power to Save | Low Flow Showerhead | 0 | 0.04 | 0.1 | 504.08 | 1 | Honeywell | 2023-12-19 | redacted
Low Income - Power to Save | LI - DUCT | 0 | 0.4 | 0.12 | 775.77 | 1 | Honeywell | 2023-12-19 | redacted
Low Income - Power to Save | LED Lights | 0 | 0 | 0 | 47.6 | 1 | Honeywell | 2023-12-19 | redacted
Low Income - Power to Save | Weather Strip/Caulk | 0 | 0.25 | 0.09 | 503.3 | 1 | Honeywell | 2023-12-08 | redacted
Low Income - Power to Save | Outdoor Coil Cleaning | 0 | 0.1 | 0 | 275 | 1 | Honeywell | 2023-12-08 | redacted
Low Income - Power to Save | LED Lights | 0 | 0 | 0 | 47.6 | 1 | Honeywell | 2023-12-08 | redacted
Low Income - Power to Save | Weather Strip/Caulk | 0 | 0.25 | 0.09 | 503.3 | 1 | Honeywell | 2023-12-12 | redacted
Low Income - Power to Save | Pipe Wrap | 0 | 0.01 | 0.03 | 143.65 | 1 | Honeywell | 2023-12-12 | redacted
Low Income - Power to Save | Outdoor Coil Cleaning | 0 | 0.1 | 0 | 275 | 1 | Honeywell | 2023-12-12 | redacted
Low Income - Power to Save | HVAC Inspection | 0 | 0.17 | 0 | 268.73 | 1 | Honeywell | 2023-12-12 | redacted
Low Income - Power to Save | Low Flow Showerhead | 0 | 0.04 | 0.1 | 504.08 | 1 | Honeywell | 2023-12-12 | redacted
Low Income - Power to Save | LI - DUCT | 0 | 0.4 | 0.12 | 775.77 | 1 | Honeywell | 2023-12-12 | redacted
Low Income - Power to Save | LED Lights | 0 | 0 | 0 | 47.6 | 1 | Honeywell | 2023-12-12 | redacted
Low Income - Power to Save | Weather Strip/Caulk | 0 | 0.25 | 0.09 | 503.3 | 1 | Honeywell | 2023-12-21 | redacted
Low Income - Power to Save | Outdoor Coil Cleaning | 0 | 0.1 | 0 | 275 | 1 | Honeywell | 2023-12-21 | redacted
Low Income - Power to Save | HVAC Inspection | 0 | 0.17 | 0 | 268.73 | 1 | Honeywell | 2023-12-21 | redacted
Low Income - Power to Save | Low Flow Showerhead | 0 | 0.04 | 0.1 | 504.08 | 1 | Honeywell | 2023-12-21 | redacted
Low Income - Power to Save | LI - DUCT | 0 | 0.4 | 0.12 | 775.77 | 1 | Honeywell | 2023-12-21 | redacted
Low Income - Power to Save | LED Lights | 0 | 0 | 0 | 47.6 | 1 | Honeywell | 2023-12-21 | redacted
Low Income - Power to Save | Weather Strip/Caulk | 0 | 0.25 | 0.09 | 503.3 | 1 | Honeywell | 2023-12-20 | redacted
Low Income - Power to Save | Outdoor Coil Cleaning | 0 | 0.1 | 0 | 275 | 1 | Honeywell | 2023-12-20 | redacted
Low Income - Power to Save | HVAC Inspection | 0 | 0.17 | 0 | 268.73 | 1 | Honeywell | 2023-12-20 | redacted
Low Income - Power to Save | Low Flow Showerhead | 0 | 0.04 | 0.1 | 504.08 | 1 | Honeywell | 2023-12-20 | redacted
Low Income - Power to Save | LI - DUCT | 0 | 0.4 | 0.12 | 775.77 | 1 | Honeywell | 2023-12-20 | redacted
Low Income - Power to Save | LED Lights | 0 | 0 | 0 | 47.6 | 1 | Honeywell | 2023-12-20 | redacted
Low Income - Power to Save | Weather Strip/Caulk | 0 | 0.25 | 0.09 | 503.3 | 1 | Honeywell | 2023-12-12 | redacted
Low Income - Power to Save | Outdoor Coil Cleaning | 0 | 0.1 | 0 | 275 | 1 | Honeywell | 2023-12-12 | redacted
Low Income - Power to Save | HVAC Inspection | 0 | 0.17 | 0 | 268.73 | 1 | Honeywell | 2023-12-12 | redacted
Low Income - Power to Save | Faucet Aerators | 0 | 0 | 0.02 | 110.58 | 1 | Honeywell | 2023-12-12 | redacted
Low Income - Power to Save | Low Flow Showerhead | 0 | 0.04 | 0.1 | 504.08 | 1 | Honeywell | 2023-12-12 | redacted
Low Income - Power to Save | LED Lights | 0 | 0 | 0 | 47.6 | 1 | Honeywell | 2023-12-12 | redacted
Low Income - Power to Save | Weather Strip/Caulk | 0 | 0.25 | 0.09 | 503.3 | 1 | Honeywell | 2023-12-13 | redacted
Low Income - Power to Save | Faucet Aerators | 0 | 0 | 0.02 | 110.58 | 1 | Honeywell | 2023-12-13 | redacted
Low Income - Power to Save | LED Lights | 0 | 0 | 0 | 47.6 | 1 | Honeywell | 2023-12-13 | redacted
Low Income - Power to Save | Weather Strip/Caulk | 0 | 0.25 | 0.09 | 503.3 | 1 | Honeywell | 2023-12-20 | redacted
Low Income - Power to Save | Outdoor Coil Cleaning | 0 | 0.1 | 0 | 275 | 1 | Honeywell | 2023-12-20 | redacted
Low Income - Power to Save | HVAC Inspection | 0 | 0.17 | 0 | 268.73 | 1 | Honeywell | 2023-12-20 | redacted
Low Income - Power to Save | Low Flow Showerhead | 0 | 0.04 | 0.1 | 504.08 | 1 | Honeywell | 2023-12-20 | redacted
Low Income - Power to Save | LI - DUCT | 0 | 0.4 | 0.12 | 775.77 | 1 | Honeywell | 2023-12-20 | redacted
Low Income - Power to Save | LED Lights | 0 | 0 | 0 | 47.6 | 1 | Honeywell | 2023-12-20 | redacted
Low Income - Power to Save | Weather Strip/Caulk | 0 | 0.25 | 0.09 | 503.3 | 1 | Honeywell | 2023-12-11 | redacted
Low Income - Power to Save | Pipe Wrap | 0 | 0.01 | 0.03 | 143.65 | 1 | Honeywell | 2023-12-11 | redacted
Low Income - Power to Save | Outdoor Coil Cleaning | 0 | 0.1 | 0 | 275 | 1 | Honeywell | 2023-12-11 | redacted
Low Income - Power to Save | HVAC Inspection | 0 | 0.17 | 0 | 268.73 | 1 | Honeywell | 2023-12-11 | redacted
Low Income - Power to Save | Faucet Aerators | 0 | 0 | 0.02 | 110.58 | 1 | Honeywell | 2023-12-11 | redacted
Low Income - Power to Save | LI - DUCT | 0 | 0.4 | 0.12 | 775.77 | 1 | Honeywell | 2023-12-11 | redacted
Low Income - Power to Save | LED Lights | 0 | 0 | 0 | 47.6 | 1 | Honeywell | 2023-12-11 | redacted
Low Income - Power to Save | Weather Strip/Caulk | 0 | 0.25 | 0.09 | 503.3 | 1 | Honeywell | 2023-12-19 | redacted
Low Income - Power to Save | Outdoor Coil Cleaning | 0 | 0.1 | 0 | 275 | 1 | Honeywell | 2023-12-19 | redacted
Low Income - Power to Save | HVAC Inspection | 0 | 0.17 | 0 | 268.73 | 1 | Honeywell | 2023-12-19 | redacted
Low Income - Power to Save | Low Flow Showerhead | 0 | 0.04 | 0.1 | 504.08 | 1 | Honeywell | 2023-12-19 | redacted
Low Income - Power to Save | LI - DUCT | 0 | 0.4 | 0.12 | 775.77 | 1 | Honeywell | 2023-12-19 | redacted
Low Income - Power to Save | LED Lights | 0 | 0 | 0 | 47.6 | 1 | Honeywell | 2023-12-19 | redacted
Low Income - Power to Save | Faucet Aerators | 0 | 0 | 0.02 | 110.58 | 1 | Honeywell | 2023-12-19 | redacted
Low Income - Power to Save | Low Flow Showerhead | 0 | 0.04 | 0.1 | 504.08 | 1 | Honeywell | 2023-12-19 | redacted
Low Income - Power to Save | LED Lights | 0 | 0 | 0 | 47.6 | 1 | Honeywell | 2023-12-19 | redacted
Low Income - Power to Save | Weather Strip/Caulk | 0 | 0.25 | 0.09 | 503.3 | 1 | Honeywell | 2023-12-21 | redacted
Low Income - Power to Save | Faucet Aerators | 0 | 0 | 0.02 | 110.58 | 1 | Honeywell | 2023-12-21 | redacted
Low Income - Power to Save | Low Flow Showerhead | 0 | 0.04 | 0.1 | 504.08 | 1 | Honeywell | 2023-12-21 | redacted
Low Income - Power to Save | LED Lights | 0 | 0 | 0 | 47.6 | 1 | Honeywell | 2023-12-21 | redacted
Low Income - Power to Save | Weather Strip/Caulk | 0 | 0.25 | 0.09 | 503.3 | 1 | Honeywell | 2023-12-08 | redacted
Low Income - Power to Save | Pipe Wrap | 0 | 0.01 | 0.03 | 143.65 | 1 | Honeywell | 2023-12-08 | redacted
Low Income - Power to Save | Outdoor Coil Cleaning | 0 | 0.1 | 0 | 275 | 1 | Honeywell | 2023-12-08 | redacted
Low Income - Power to Save | HVAC Inspection | 0 | 0.17 | 0 | 268.73 | 1 | Honeywell | 2023-12-08 | redacted
Low Income - Power to Save | Faucet Aerators | 0 | 0 | 0.02 | 110.58 | 1 | Honeywell | 2023-12-08 | redacted
Low Income - Power to Save | Low Flow Showerhead | 0 | 0.04 | 0.1 | 504.08 | 1 | Honeywell | 2023-12-08 | redacted
Low Income - Power to Save | LI - DUCT | 0 | 0.4 | 0.12 | 775.77 | 1 | Honeywell | 2023-12-08 | redacted
Low Income - Power to Save | LED Lights | 0 | 0 | 0 | 47.6 | 1 | Honeywell | 2023-12-08 | redacted
Low Income - Power to Save | Weather Strip/Caulk | 0 | 0.25 | 0.09 | 503.3 | 1 | Honeywell | 2023-12-19 | redacted
Low Income - Power to Save | Outdoor Coil Cleaning | 0 | 0.1 | 0 | 275 | 1 | Honeywell | 2023-12-19 | redacted
Low Income - Power to Save | HVAC Inspection | 0 | 0.17 | 0 | 268.73 | 1 | Honeywell | 2023-12-19 | redacted
Low Income - Power to Save | Low Flow Showerhead | 0 | 0.04 | 0.1 | 504.08 | 1 | Honeywell | 2023-12-19 | redacted
Low Income - Power to Save | LI - DUCT | 0 | 0.4 | 0.12 | 775.77 | 1 | Honeywell | 2023-12-19 | redacted
Low Income - Power to Save | LED Lights | 0 | 0 | 0 | 47.6 | 1 | Honeywell | 2023-12-19 | redacted
Low Income - Power to Save | Weather Strip/Caulk | 0 | 0.25 | 0.09 | 503.3 | 1 | Honeywell | 2023-12-18 | redacted
Low Income - Power to Save | Outdoor Coil Cleaning | 0 | 0.1 | 0 | 275 | 1 | Honeywell | 2023-12-18 | redacted
Low Income - Power to Save | HVAC Inspection | 0 | 0.17 | 0 | 268.73 | 1 | Honeywell | 2023-12-18 | redacted
Low Income - Power to Save | Low Flow Showerhead | 0 | 0.04 | 0.1 | 504.08 | 1 | Honeywell | 2023-12-18 | redacted
Low Income - Power to Save | LI - DUCT | 0 | 0.4 | 0.12 | 775.77 | 1 | Honeywell | 2023-12-18 | redacted
Low Income - Power to Save | LED Lights | 0 | 0 | 0 | 47.6 | 1 | Honeywell | 2023-12-18 | redacted
Low Income - Power to Save | Weather Strip/Caulk | 0 | 0.25 | 0.09 | 503.3 | 1 | Honeywell | 2023-12-13 | redacted
Low Income - Power to Save | Outdoor Coil Cleaning | 0 | 0.1 | 0 | 275 | 1 | Honeywell | 2023-12-13 | redacted
Low Income - Power to Save | HVAC Inspection | 0 | 0.17 | 0 | 268.73 | 1 | Honeywell | 2023-12-13 | redacted
Low Income - Power to Save | Low Flow Showerhead | 0 | 0.04 | 0.1 | 504.08 | 1 | Honeywell | 2023-12-13 | redacted
Low Income - Power to Save | LI - DUCT | 0 | 0.4 | 0.12 | 775.77 | 1 | Honeywell | 2023-12-13 | redacted
Low Income - Power to Save | LED Lights | 0 | 0 | 0 | 47.6 | 1 | Honeywell | 2023-12-13 | redacted
Low Income - Power to Save | Weather Strip/Caulk | 0 | 0.25 | 0.09 | 503.3 | 1 | Honeywell | 2023-12-13 | redacted
Low Income - Power to Save | Outdoor Coil Cleaning | 0 | 0.1 | 0 | 275 | 1 | Honeywell | 2023-12-13 | redacted
Low Income - Power to Save | HVAC Inspection | 0 | 0.17 | 0 | 268.73 | 1 | Honeywell | 2023-12-13 | redacted
Low Income - Power to Save | Low Flow Showerhead | 0 | 0.04 | 0.1 | 504.08 | 1 | Honeywell | 2023-12-13 | redacted
Low Income - Power to Save | LED Lights | 0 | 0 | 0 | 47.6 | 1 | Honeywell | 2023-12-13 | redacted
Low Income - Power to Save | Outdoor Coil Cleaning | 0 | 0.1 | 0 | 275 | 1 | Honeywell | 2023-12-08 | redacted
Low Income - Power to Save | HVAC Inspection | 0 | 0.17 | 0 | 268.73 | 1 | Honeywell | 2023-12-08 | redacted
Low Income - Power to Save | Faucet Aerators | 0 | 0 | 0.02 | 110.58 | 1 | Honeywell | 2023-12-08 | redacted
Low Income - Power to Save | Low Flow Showerhead | 0 | 0.04 | 0.1 | 504.08 | 1 | Honeywell | 2023-12-08 | redacted
Low Income - Power to Save | LED Lights | 0 | 0 | 0 | 47.6 | 1 | Honeywell | 2023-12-08 | redacted
Low Income - Power to Save | Weather Strip/Caulk | 0 | 0.25 | 0.09 | 503.3 | 1 | Honeywell | 2023-12-13 | redacted
Low Income - Power to Save | Pipe Wrap | 0 | 0.01 | 0.03 | 143.65 | 1 | Honeywell | 2023-12-13 | redacted
Low Income - Power to Save | Outdoor Coil Cleaning | 0 | 0.1 | 0 | 275 | 1 | Honeywell | 2023-12-13 | redacted
Low Income - Power to Save | HVAC Inspection | 0 | 0.17 | 0 | 268.73 | 1 | Honeywell | 2023-12-13 | redacted
Low Income - Power to Save | Low Flow Showerhead | 0 | 0.04 | 0.1 | 504.08 | 1 | Honeywell | 2023-12-13 | redacted
Low Income - Power to Save | LI - DUCT | 0 | 0.4 | 0.12 | 775.77 | 1 | Honeywell | 2023-12-13 | redacted
Low Income - Power to Save | LED Lights | 0 | 0 | 0 | 47.6 | 1 | Honeywell | 2023-12-13 | redacted
Low Income - Power to Save | Weather Strip/Caulk | 0 | 0.25 | 0.09 | 503.3 | 1 | Honeywell | 2023-12-20 | redacted
Low Income - Power to Save | Outdoor Coil Cleaning | 0 | 0.1 | 0 | 275 | 1 | Honeywell | 2023-12-20 | redacted
Low Income - Power to Save | HVAC Inspection | 0 | 0.17 | 0 | 268.73 | 1 | Honeywell | 2023-12-20 | redacted
Low Income - Power to Save | Low Flow Showerhead | 0 | 0.04 | 0.1 | 504.08 | 1 | Honeywell | 2023-12-20 | redacted
Low Income - Power to Save | LI - DUCT | 0 | 0.4 | 0.12 | 775.77 | 1 | Honeywell | 2023-12-20 | redacted
Low Income - Power to Save | LED Lights | 0 | 0 | 0 | 47.6 | 1 | Honeywell | 2023-12-20 | redacted
Low Income - Power to Save | Outdoor Coil Cleaning | 0 | 0.1 | 0 | 275 | 1 | Honeywell | 2023-12-19 | redacted
Low Income - Power to Save | Faucet Aerators | 0 | 0 | 0.02 | 110.58 | 1 | Honeywell | 2023-12-19 | redacted
Low Income - Power to Save | Low Flow Showerhead | 0 | 0.04 | 0.1 | 504.08 | 1 | Honeywell | 2023-12-19 | redacted
Low Income - Power to Save | LED Lights | 0 | 0 | 0 | 47.6 | 1 | Honeywell | 2023-12-19 | redacted
Low Income - Power to Save | Weather Strip/Caulk | 0 | 0.25 | 0.09 | 503.3 | 1 | Honeywell | 2023-12-11 | redacted
Low Income - Power to Save | Outdoor Coil Cleaning | 0 | 0.1 | 0 | 275 | 1 | Honeywell | 2023-12-11 | redacted
Low Income - Power to Save | Faucet Aerators | 0 | 0 | 0.02 | 110.58 | 1 | Honeywell | 2023-12-11 | redacted
Low Income - Power to Save | Low Flow Showerhead | 0 | 0.04 | 0.1 | 504.08 | 1 | Honeywell | 2023-12-11 | redacted
Low Income - Power to Save | LED Lights | 0 | 0 | 0 | 47.6 | 1 | Honeywell | 2023-12-11 | redacted
Low Income - Power to Save | Weather Strip/Caulk | 0 | 0.25 | 0.09 | 503.3 | 1 | Honeywell | 2023-12-11 | redacted
Low Income - Power to Save | Pipe Wrap | 0 | 0.01 | 0.03 | 143.65 | 1 | Honeywell | 2023-12-11 | redacted
Low Income - Power to Save | Outdoor Coil Cleaning | 0 | 0.1 | 0 | 275 | 1 | Honeywell | 2023-12-11 | redacted
Low Income - Power to Save | HVAC Inspection | 0 | 0.17 | 0 | 268.73 | 1 | Honeywell | 2023-12-11 | redacted
Low Income - Power to Save | Faucet Aerators | 0 | 0 | 0.02 | 110.58 | 1 | Honeywell | 2023-12-11 | redacted
Low Income - Power to Save | Low Flow Showerhead | 0 | 0.04 | 0.1 | 504.08 | 1 | Honeywell | 2023-12-11 | redacted
Low Income - Power to Save | LI - DUCT | 0 | 0.4 | 0.12 | 775.77 | 1 | Honeywell | 2023-12-11 | redacted
Low Income - Power to Save | LED Lights | 0 | 0 | 0 | 47.6 | 1 | Honeywell | 2023-12-11 | redacted
Low Income - Power to Save | Weather Strip/Caulk | 0 | 0.25 | 0.09 | 503.3 | 1 | Honeywell | 2023-12-18 | redacted
Low Income - Power to Save | Outdoor Coil Cleaning | 0 | 0.1 | 0 | 275 | 1 | Honeywell | 2023-12-18 | redacted
Low Income - Power to Save | HVAC Inspection | 0 | 0.17 | 0 | 268.73 | 1 | Honeywell | 2023-12-18 | redacted
Low Income - Power to Save | Low Flow Showerhead | 0 | 0.04 | 0.1 | 504.08 | 1 | Honeywell | 2023-12-18 | redacted
Low Income - Power to Save | LI - DUCT | 0 | 0.4 | 0.12 | 775.77 | 1 | Honeywell | 2023-12-18 | redacted
Low Income - Power to Save | LED Lights | 0 | 0 | 0 | 47.6 | 1 | Honeywell | 2023-12-18 | redacted
Low Income - Power to Save | Weather Strip/Caulk | 0 | 0.25 | 0.09 | 503.3 | 1 | Honeywell | 2023-12-20 | redacted
Low Income - Power to Save | Outdoor Coil Cleaning | 0 | 0.1 | 0 | 275 | 1 | Honeywell | 2023-12-20 | redacted
Low Income - Power to Save | HVAC Inspection | 0 | 0.17 | 0 | 268.73 | 1 | Honeywell | 2023-12-20 | redacted
Low Income - Power to Save | Low Flow Showerhead | 0 | 0.04 | 0.1 | 504.08 | 1 | Honeywell | 2023-12-20 | redacted
Low Income - Power to Save | LI - DUCT | 0 | 0.4 | 0.12 | 775.77 | 1 | Honeywell | 2023-12-20 | redacted
Low Income - Power to Save | LED Lights | 0 | 0 | 0 | 47.6 | 1 | Honeywell | 2023-12-20 | redacted
Low Income - Power to Save | Weather Strip/Caulk | 0 | 0.25 | 0.09 | 503.3 | 1 | Honeywell | 2023-12-13 | redacted
Low Income - Power to Save | Outdoor Coil Cleaning | 0 | 0.1 | 0 | 275 | 1 | Honeywell | 2023-12-13 | redacted
Low Income - Power to Save | HVAC Inspection | 0 | 0.17 | 0 | 268.73 | 1 | Honeywell | 2023-12-13 | redacted
Low Income - Power to Save | Low Flow Showerhead | 0 | 0.04 | 0.1 | 504.08 | 1 | Honeywell | 2023-12-13 | redacted
Low Income - Power to Save | LI - DUCT | 0 | 0.4 | 0.12 | 775.77 | 1 | Honeywell | 2023-12-13 | redacted
Low Income - Power to Save | LED Lights | 0 | 0 | 0 | 47.6 | 1 | Honeywell | 2023-12-13 | redacted
Low Income - Power to Save | Weather Strip/Caulk | 0 | 0.25 | 0.09 | 503.3 | 1 | Honeywell | 2023-12-19 | redacted
Low Income - Power to Save | Outdoor Coil Cleaning | 0 | 0.1 | 0 | 275 | 1 | Honeywell | 2023-12-19 | redacted
Low Income - Power to Save | HVAC Inspection | 0 | 0.17 | 0 | 268.73 | 1 | Honeywell | 2023-12-19 | redacted
Low Income - Power to Save | Low Flow Showerhead | 0 | 0.04 | 0.1 | 504.08 | 1 | Honeywell | 2023-12-19 | redacted
Low Income - Power to Save | LI - DUCT | 0 | 0.4 | 0.12 | 775.77 | 1 | Honeywell | 2023-12-19 | redacted
Low Income - Power to Save | LED Lights | 0 | 0 | 0 | 47.6 | 1 | Honeywell | 2023-12-19 | redacted
Low Income - Power to Save | Weather Strip/Caulk | 0 | 0.25 | 0.09 | 503.3 | 1 | Honeywell | 2023-12-20 | redacted
Low Income - Power to Save | Outdoor Coil Cleaning | 0 | 0.1 | 0 | 275 | 1 | Honeywell | 2023-12-20 | redacted
Low Income - Power to Save | HVAC Inspection | 0 | 0.17 | 0 | 268.73 | 1 | Honeywell | 2023-12-20 | redacted
Low Income - Power to Save | Low Flow Showerhead | 0 | 0.04 | 0.1 | 504.08 | 1 | Honeywell | 2023-12-20 | redacted
Low Income - Power to Save | LI - DUCT | 0 | 0.4 | 0.12 | 775.77 | 1 | Honeywell | 2023-12-20 | redacted
Low Income - Power to Save | LED Lights | 0 | 0 | 0 | 47.6 | 1 | Honeywell | 2023-12-20 | redacted
Low Income - Power to Save | Weather Strip/Caulk | 0 | 0.25 | 0.09 | 503.3 | 1 | Honeywell | 2023-12-13 | redacted
Low Income - Power to Save | Outdoor Coil Cleaning | 0 | 0.1 | 0 | 275 | 1 | Honeywell | 2023-12-13 | redacted
Low Income - Power to Save | HVAC Inspection | 0 | 0.17 | 0 | 268.73 | 1 | Honeywell | 2023-12-13 | redacted
Low Income - Power to Save | Low Flow Showerhead | 0 | 0.04 | 0.1 | 504.08 | 1 | Honeywell | 2023-12-13 | redacted
Low Income - Power to Save | LI - DUCT | 0 | 0.4 | 0.12 | 775.77 | 1 | Honeywell | 2023-12-13 | redacted
Low Income - Power to Save | LED Lights | 0 | 0 | 0 | 47.6 | 1 | Honeywell | 2023-12-13 | redacted
Low Income - Power to Save | Weather Strip/Caulk | 0 | 0.25 | 0.09 | 503.3 | 1 | Honeywell | 2023-12-19 | redacted
Low Income - Power to Save | Outdoor Coil Cleaning | 0 | 0.1 | 0 | 275 | 1 | Honeywell | 2023-12-19 | redacted
Low Income - Power to Save | HVAC Inspection | 0 | 0.17 | 0 | 268.73 | 1 | Honeywell | 2023-12-19 | redacted
Low Income - Power to Save | Faucet Aerators | 0 | 0 | 0.02 | 110.58 | 1 | Honeywell | 2023-12-19 | redacted
Low Income - Power to Save | Low Flow Showerhead | 0 | 0.04 | 0.1 | 504.08 | 1 | Honeywell | 2023-12-19 | redacted
Low Income - Power to Save | LI - DUCT | 0 | 0.4 | 0.12 | 775.77 | 1 | Honeywell | 2023-12-19 | redacted
Low Income - Power to Save | LED Lights | 0 | 0 | 0 | 47.6 | 1 | Honeywell | 2023-12-19 | redacted
Low Income - Power to Save | Weather Strip/Caulk | 0 | 0.25 | 0.09 | 503.3 | 1 | Honeywell | 2023-12-20 | redacted
Low Income - Power to Save | Outdoor Coil Cleaning | 0 | 0.1 | 0 | 275 | 1 | Honeywell | 2023-12-20 | redacted
Low Income - Power to Save | HVAC Inspection | 0 | 0.17 | 0 | 268.73 | 1 | Honeywell | 2023-12-20 | redacted
Low Income - Power to Save | LI - DUCT | 0 | 0.4 | 0.12 | 775.77 | 1 | Honeywell | 2023-12-20 | redacted
Low Income - Power to Save | LED Lights | 0 | 0 | 0 | 47.6 | 1 | Honeywell | 2023-12-20 | redacted
Low Income - Power to Save | Weather Strip/Caulk | 0 | 0.25 | 0.09 | 503.3 | 1 | Honeywell | 2023-12-19 | redacted
Low Income - Power to Save | Faucet Aerators | 0 | 0 | 0.02 | 110.58 | 1 | Honeywell | 2023-12-19 | redacted
Low Income - Power to Save | Low Flow Showerhead | 0 | 0.04 | 0.1 | 504.08 | 1 | Honeywell | 2023-12-19 | redacted
Low Income - Power to Save | LED Lights | 0 | 0 | 0 | 47.6 | 1 | Honeywell | 2023-12-19 | redacted
Low Income - Power to Save | Outdoor Coil Cleaning | 0 | 0.1 | 0 | 275 | 1 | Honeywell | 2023-12-08 | redacted
Low Income - Power to Save | Faucet Aerators | 0 | 0 | 0.02 | 110.58 | 1 | Honeywell | 2023-12-08 | redacted
Low Income - Power to Save | Low Flow Showerhead | 0 | 0.04 | 0.1 | 504.08 | 1 | Honeywell | 2023-12-08 | redacted
Low Income - Power to Save | LED Lights | 0 | 0 | 0 | 47.6 | 1 | Honeywell | 2023-12-08 | redacted
Low Income - Power to Save | Weather Strip/Caulk | 0 | 0.25 | 0.09 | 503.3 | 1 | Honeywell | 2023-12-19 | redacted
Low Income - Power to Save | Outdoor Coil Cleaning | 0 | 0.1 | 0 | 275 | 1 | Honeywell | 2023-12-19 | redacted
Low Income - Power to Save | HVAC Inspection | 0 | 0.17 | 0 | 268.73 | 1 | Honeywell | 2023-12-19 | redacted
Low Income - Power to Save | Faucet Aerators | 0 | 0 | 0.02 | 110.58 | 1 | Honeywell | 2023-12-19 | redacted
Low Income - Power to Save | Low Flow Showerhead | 0 | 0.04 | 0.1 | 504.08 | 1 | Honeywell | 2023-12-19 | redacted
Low Income - Power to Save | LI - DUCT | 0 | 0.4 | 0.12 | 775.77 | 1 | Honeywell | 2023-12-19 | redacted
Low Income - Power to Save | LED Lights | 0 | 0 | 0 | 47.6 | 1 | Honeywell | 2023-12-19 | redacted
Low Income - Power to Save | Weather Strip/Caulk | 0 | 0.25 | 0.09 | 503.3 | 1 | Honeywell | 2023-12-19 | redacted
Low Income - Power to Save | Faucet Aerators | 0 | 0 | 0.02 | 110.58 | 1 | Honeywell | 2023-12-19 | redacted
Low Income - Power to Save | Low Flow Showerhead | 0 | 0.04 | 0.1 | 504.08 | 1 | Honeywell | 2023-12-19 | redacted
Low Income - Power to Save | LED Lights | 0 | 0 | 0 | 47.6 | 1 | Honeywell | 2023-12-19 | redacted
Low Income - Power to Save | Weather Strip/Caulk | 0 | 0.25 | 0.09 | 503.3 | 1 | Honeywell | 2023-12-11 | redacted
Low Income - Power to Save | Outdoor Coil Cleaning | 0 | 0.1 | 0 | 275 | 1 | Honeywell | 2023-12-11 | redacted
Low Income - Power to Save | HVAC Inspection | 0 | 0.17 | 0 | 268.73 | 1 | Honeywell | 2023-12-11 | redacted
Low Income - Power to Save | Faucet Aerators | 0 | 0 | 0.02 | 110.58 | 1 | Honeywell | 2023-12-11 | redacted
Low Income - Power to Save | Low Flow Showerhead | 0 | 0.04 | 0.1 | 504.08 | 1 | Honeywell | 2023-12-11 | redacted
Low Income - Power to Save | LI - DUCT | 0 | 0.4 | 0.12 | 775.77 | 1 | Honeywell | 2023-12-11 | redacted
Low Income - Power to Save | LED Lights | 0 | 0 | 0 | 47.6 | 1 | Honeywell | 2023-12-11 | redacted
Low Income - Power to Save | Weather Strip/Caulk | 0 | 0.25 | 0.09 | 503.3 | 1 | Honeywell | 2023-12-20 | redacted
Low Income - Power to Save | Faucet Aerators | 0 | 0 | 0.02 | 110.58 | 1 | Honeywell | 2023-12-20 | redacted
Low Income - Power to Save | Low Flow Showerhead | 0 | 0.04 | 0.1 | 504.08 | 1 | Honeywell | 2023-12-20 | redacted
Low Income - Power to Save | LED Lights | 0 | 0 | 0 | 47.6 | 1 | Honeywell | 2023-12-20 | redacted
Low Income - Power to Save | Weather Strip/Caulk | 0 | 0.25 | 0.09 | 503.3 | 1 | Honeywell | 2023-12-11 | redacted
Low Income - Power to Save | Low Flow Showerhead | 0 | 0.04 | 0.1 | 504.08 | 1 | Honeywell | 2023-12-11 | redacted
Low Income - Power to Save | LED Lights | 0 | 0 | 0 | 47.6 | 1 | Honeywell | 2023-12-11 | redacted
Low Income - Power to Save | Weather Strip/Caulk | 0 | 0.25 | 0.09 | 503.3 | 1 | Honeywell | 2023-12-13 | redacted
Low Income - Power to Save | Outdoor Coil Cleaning | 0 | 0.1 | 0 | 275 | 1 | Honeywell | 2023-12-13 | redacted
Low Income - Power to Save | HVAC Inspection | 0 | 0.17 | 0 | 268.73 | 1 | Honeywell | 2023-12-13 | redacted
Low Income - Power to Save | Low Flow Showerhead | 0 | 0.04 | 0.1 | 504.08 | 1 | Honeywell | 2023-12-13 | redacted
Low Income - Power to Save | LI - DUCT | 0 | 0.4 | 0.12 | 775.77 | 1 | Honeywell | 2023-12-13 | redacted
Low Income - Power to Save | LED Lights | 0 | 0 | 0 | 47.6 | 1 | Honeywell | 2023-12-13 | redacted
Low Income - Power to Save | Weather Strip/Caulk | 0 | 0.25 | 0.09 | 503.3 | 1 | Honeywell | 2023-12-21 | redacted
Low Income - Power to Save | Outdoor Coil Cleaning | 0 | 0.1 | 0 | 275 | 1 | Honeywell | 2023-12-21 | redacted
Low Income - Power to Save | HVAC Inspection | 0 | 0.17 | 0 | 268.73 | 1 | Honeywell | 2023-12-21 | redacted
Low Income - Power to Save | Low Flow Showerhead | 0 | 0.04 | 0.1 | 504.08 | 1 | Honeywell | 2023-12-21 | redacted
Low Income - Power to Save | LI - DUCT | 0 | 0.4 | 0.12 | 775.77 | 1 | Honeywell | 2023-12-21 | redacted
Low Income - Power to Save | LED Lights | 0 | 0 | 0 | 47.6 | 1 | Honeywell | 2023-12-21 | redacted
Low Income - Power to Save | Weather Strip/Caulk | 0 | 0.25 | 0.09 | 503.3 | 1 | Honeywell | 2023-12-21 | redacted
Low Income - Power to Save | Outdoor Coil Cleaning | 0 | 0.1 | 0 | 275 | 1 | Honeywell | 2023-12-21 | redacted
Low Income - Power to Save | HVAC Inspection | 0 | 0.17 | 0 | 268.73 | 1 | Honeywell | 2023-12-21 | redacted
Low Income - Power to Save | Low Flow Showerhead | 0 | 0.04 | 0.1 | 504.08 | 1 | Honeywell | 2023-12-21 | redacted
Low Income - Power to Save | LI - DUCT | 0 | 0.4 | 0.12 | 775.77 | 1 | Honeywell | 2023-12-21 | redacted
Low Income - Power to Save | LED Lights | 0 | 0 | 0 | 47.6 | 1 | Honeywell | 2023-12-21 | redacted
Low Income - Power to Save | Weather Strip/Caulk | 0 | 0.25 | 0.09 | 503.3 | 1 | Honeywell | 2023-12-13 | redacted
Low Income - Power to Save | Outdoor Coil Cleaning | 0 | 0.1 | 0 | 275 | 1 | Honeywell | 2023-12-13 | redacted
Low Income - Power to Save | HVAC Inspection | 0 | 0.17 | 0 | 268.73 | 1 | Honeywell | 2023-12-13 | redacted
Low Income - Power to Save | Low Flow Showerhead | 0 | 0.04 | 0.1 | 504.08 | 1 | Honeywell | 2023-12-13 | redacted
Low Income - Power to Save | LI - DUCT | 0 | 0.4 | 0.12 | 775.77 | 1 | Honeywell | 2023-12-13 | redacted
Low Income - Power to Save | LED Lights | 0 | 0 | 0 | 47.6 | 1 | Honeywell | 2023-12-13 | redacted
Low Income - Power to Save | Weather Strip/Caulk | 0 | 0.25 | 0.09 | 503.3 | 1 | Honeywell | 2023-12-12 | redacted
Low Income - Power to Save | Pipe Wrap | 0 | 0.01 | 0.03 | 143.65 | 1 | Honeywell | 2023-12-12 | redacted
Low Income - Power to Save | Outdoor Coil Cleaning | 0 | 0.1 | 0 | 275 | 1 | Honeywell | 2023-12-12 | redacted
Low Income - Power to Save | Low Flow Showerhead | 0 | 0.04 | 0.1 | 504.08 | 1 | Honeywell | 2023-12-12 | redacted
Low Income - Power to Save | LI - DUCT | 0 | 0.4 | 0.12 | 775.77 | 1 | Honeywell | 2023-12-12 | redacted
Low Income - Power to Save | LED Lights | 0 | 0 | 0 | 47.6 | 1 | Honeywell | 2023-12-12 | redacted
Low Income - Power to Save | Weather Strip/Caulk | 0 | 0.25 | 0.09 | 503.3 | 1 | Honeywell | 2023-12-21 | redacted
Low Income - Power to Save | Outdoor Coil Cleaning | 0 | 0.1 | 0 | 275 | 1 | Honeywell | 2023-12-21 | redacted
Low Income - Power to Save | HVAC Inspection | 0 | 0.17 | 0 | 268.73 | 1 | Honeywell | 2023-12-21 | redacted
Low Income - Power to Save | Faucet Aerators | 0 | 0 | 0.02 | 110.58 | 1 | Honeywell | 2023-12-21 | redacted
Low Income - Power to Save | Low Flow Showerhead | 0 | 0.04 | 0.1 | 504.08 | 1 | Honeywell | 2023-12-21 | redacted
Low Income - Power to Save | LI - DUCT | 0 | 0.4 | 0.12 | 775.77 | 1 | Honeywell | 2023-12-21 | redacted
Low Income - Power to Save | LED Lights | 0 | 0 | 0 | 47.6 | 1 | Honeywell | 2023-12-21 | redacted
Low Income - Power to Save | Weather Strip/Caulk | 0 | 0.25 | 0.09 | 503.3 | 1 | Honeywell | 2023-12-19 | redacted
Low Income - Power to Save | Outdoor Coil Cleaning | 0 | 0.1 | 0 | 275 | 1 | Honeywell | 2023-12-19 | redacted
Low Income - Power to Save | HVAC Inspection | 0 | 0.17 | 0 | 268.73 | 1 | Honeywell | 2023-12-19 | redacted
Low Income - Power to Save | Faucet Aerators | 0 | 0 | 0.02 | 110.58 | 1 | Honeywell | 2023-12-19 | redacted
Low Income - Power to Save | Low Flow Showerhead | 0 | 0.04 | 0.1 | 504.08 | 1 | Honeywell | 2023-12-19 | redacted
Low Income - Power to Save | LED Lights | 0 | 0 | 0 | 47.6 | 1 | Honeywell | 2023-12-19 | redacted
Low Income - Power to Save | Weather Strip/Caulk | 0 | 0.25 | 0.09 | 503.3 | 1 | Honeywell | 2023-12-13 | redacted
Low Income - Power to Save | Outdoor Coil Cleaning | 0 | 0.1 | 0 | 275 | 1 | Honeywell | 2023-12-13 | redacted
Low Income - Power to Save | Low Flow Showerhead | 0 | 0.04 | 0.1 | 504.08 | 1 | Honeywell | 2023-12-13 | redacted
Low Income - Power to Save | LED Lights | 0 | 0 | 0 | 47.6 | 1 | Honeywell | 2023-12-13 | redacted
Low Income - Power to Save | Outdoor Coil Cleaning | 0 | 0.1 | 0 | 275 | 1 | Honeywell | 2023-12-18 | redacted
Low Income - Power to Save | HVAC Inspection | 0 | 0.17 | 0 | 268.73 | 1 | Honeywell | 2023-12-18 | redacted
Low Income - Power to Save | Low Flow Showerhead | 0 | 0.04 | 0.1 | 504.08 | 1 | Honeywell | 2023-12-18 | redacted
Low Income - Power to Save | LED Lights | 0 | 0 | 0 | 47.6 | 1 | Honeywell | 2023-12-18 | redacted
Low Income - Power to Save | Weather Strip/Caulk | 0 | 0.25 | 0.09 | 503.3 | 1 | Honeywell | 2023-12-19 | redacted
Low Income - Power to Save | Outdoor Coil Cleaning | 0 | 0.1 | 0 | 275 | 1 | Honeywell | 2023-12-19 | redacted
Low Income - Power to Save | HVAC Inspection | 0 | 0.17 | 0 | 268.73 | 1 | Honeywell | 2023-12-19 | redacted
Low Income - Power to Save | Faucet Aerators | 0 | 0 | 0.02 | 110.58 | 1 | Honeywell | 2023-12-19 | redacted
Low Income - Power to Save | Low Flow Showerhead | 0 | 0.04 | 0.1 | 504.08 | 1 | Honeywell | 2023-12-19 | redacted
Low Income - Power to Save | LI - DUCT | 0 | 0.4 | 0.12 | 775.77 | 1 | Honeywell | 2023-12-19 | redacted
Low Income - Power to Save | LED Lights | 0 | 0 | 0 | 47.6 | 1 | Honeywell | 2023-12-19 | redacted
Low Income - Power to Save | Weather Strip/Caulk | 0 | 0.25 | 0.09 | 503.3 | 1 | Honeywell | 2023-12-22 | redacted
Low Income - Power to Save | Pipe Wrap | 0 | 0.01 | 0.03 | 143.65 | 1 | Honeywell | 2023-12-22 | redacted
Low Income - Power to Save | Outdoor Coil Cleaning | 0 | 0.1 | 0 | 275 | 1 | Honeywell | 2023-12-22 | redacted
Low Income - Power to Save | HVAC Inspection | 0 | 0.17 | 0 | 268.73 | 1 | Honeywell | 2023-12-22 | redacted
Low Income - Power to Save | Faucet Aerators | 0 | 0 | 0.02 | 110.58 | 1 | Honeywell | 2023-12-22 | redacted
Low Income - Power to Save | LI - DUCT | 0 | 0.4 | 0.12 | 775.77 | 1 | Honeywell | 2023-12-22 | redacted
Low Income - Power to Save | LED Lights | 0 | 0 | 0 | 47.6 | 1 | Honeywell | 2023-12-22 | redacted
Low Income - Power to Save | Weather Strip/Caulk | 0 | 0.25 | 0.09 | 503.3 | 1 | Honeywell | 2023-12-21 | redacted
Low Income - Power to Save | Outdoor Coil Cleaning | 0 | 0.1 | 0 | 275 | 1 | Honeywell | 2023-12-21 | redacted
Low Income - Power to Save | HVAC Inspection | 0 | 0.17 | 0 | 268.73 | 1 | Honeywell | 2023-12-21 | redacted
Low Income - Power to Save | Faucet Aerators | 0 | 0 | 0.02 | 110.58 | 1 | Honeywell | 2023-12-21 | redacted
Low Income - Power to Save | Low Flow Showerhead | 0 | 0.04 | 0.1 | 504.08 | 1 | Honeywell | 2023-12-21 | redacted
Low Income - Power to Save | LI - DUCT | 0 | 0.4 | 0.12 | 775.77 | 1 | Honeywell | 2023-12-21 | redacted
Low Income - Power to Save | LED Lights | 0 | 0 | 0 | 47.6 | 1 | Honeywell | 2023-12-21 | redacted
Low Income - Power to Save | Weather Strip/Caulk | 0 | 0.25 | 0.09 | 503.3 | 1 | Honeywell | 2023-12-12 | redacted
Low Income - Power to Save | Low Flow Showerhead | 0 | 0.04 | 0.1 | 504.08 | 1 | Honeywell | 2023-12-12 | redacted
Low Income - Power to Save | LED Lights | 0 | 0 | 0 | 47.6 | 1 | Honeywell | 2023-12-12 | redacted
Low Income - Power to Save | Weather Strip/Caulk | 0 | 0.25 | 0.09 | 503.3 | 1 | Honeywell | 2023-12-08 | redacted
Low Income - Power to Save | Pipe Wrap | 0 | 0.01 | 0.03 | 143.65 | 1 | Honeywell | 2023-12-08 | redacted
Low Income - Power to Save | Outdoor Coil Cleaning | 0 | 0.1 | 0 | 275 | 1 | Honeywell | 2023-12-08 | redacted
Low Income - Power to Save | HVAC Inspection | 0 | 0.17 | 0 | 268.73 | 1 | Honeywell | 2023-12-08 | redacted
Low Income - Power to Save | Faucet Aerators | 0 | 0 | 0.02 | 110.58 | 1 | Honeywell | 2023-12-08 | redacted
Low Income - Power to Save | Low Flow Showerhead | 0 | 0.04 | 0.1 | 504.08 | 1 | Honeywell | 2023-12-08 | redacted
Low Income - Power to Save | LI - DUCT | 0 | 0.4 | 0.12 | 775.77 | 1 | Honeywell | 2023-12-08 | redacted
Low Income - Power to Save | LED Lights | 0 | 0 | 0 | 47.6 | 1 | Honeywell | 2023-12-08 | redacted
Low Income - Power to Save | Weather Strip/Caulk | 0 | 0.25 | 0.09 | 503.3 | 1 | Honeywell | 2023-12-13 | redacted
Low Income - Power to Save | Outdoor Coil Cleaning | 0 | 0.1 | 0 | 275 | 1 | Honeywell | 2023-12-13 | redacted
Low Income - Power to Save | HVAC Inspection | 0 | 0.17 | 0 | 268.73 | 1 | Honeywell | 2023-12-13 | redacted
Low Income - Power to Save | Low Flow Showerhead | 0 | 0.04 | 0.1 | 504.08 | 1 | Honeywell | 2023-12-13 | redacted
Low Income - Power to Save | LI - DUCT | 0 | 0.4 | 0.12 | 775.77 | 1 | Honeywell | 2023-12-13 | redacted
Low Income - Power to Save | LED Lights | 0 | 0 | 0 | 47.6 | 1 | Honeywell | 2023-12-13 | redacted
Low Income - Power to Save | Faucet Aerators | 0 | 0 | 0.02 | 110.58 | 1 | Honeywell | 2023-12-22 | redacted
Low Income - Power to Save | Low Flow Showerhead | 0 | 0.04 | 0.1 | 504.08 | 1 | Honeywell | 2023-12-22 | redacted
Low Income - Power to Save | LED Lights | 0 | 0 | 0 | 47.6 | 1 | Honeywell | 2023-12-22 | redacted
Low Income - Power to Save | Weather Strip/Caulk | 0 | 0.25 | 0.09 | 503.3 | 1 | Honeywell | 2023-12-20 | redacted
Low Income - Power to Save | Pipe Wrap | 0 | 0.01 | 0.03 | 143.65 | 1 | Honeywell | 2023-12-20 | redacted
Low Income - Power to Save | Faucet Aerators | 0 | 0 | 0.02 | 110.58 | 1 | Honeywell | 2023-12-20 | redacted
Low Income - Power to Save | Low Flow Showerhead | 0 | 0.04 | 0.1 | 504.08 | 1 | Honeywell | 2023-12-20 | redacted
Low Income - Power to Save | LED Lights | 0 | 0 | 0 | 47.6 | 1 | Honeywell | 2023-12-20 | redacted
Low Income - Power to Save | Weather Strip/Caulk | 0 | 0.25 | 0.09 | 503.3 | 1 | Honeywell | 2023-12-18 | redacted
Low Income - Power to Save | Pipe Wrap | 0 | 0.01 | 0.03 | 143.65 | 1 | Honeywell | 2023-12-18 | redacted
Low Income - Power to Save | Outdoor Coil Cleaning | 0 | 0.1 | 0 | 275 | 1 | Honeywell | 2023-12-18 | redacted
Low Income - Power to Save | HVAC Inspection | 0 | 0.17 | 0 | 268.73 | 1 | Honeywell | 2023-12-18 | redacted
Low Income - Power to Save | LI - DUCT | 0 | 0.4 | 0.12 | 775.77 | 1 | Honeywell | 2023-12-18 | redacted
Low Income - Power to Save | LED Lights | 0 | 0 | 0 | 47.6 | 1 | Honeywell | 2023-12-18 | redacted
Low Income - Power to Save | Weather Strip/Caulk | 0 | 0.25 | 0.09 | 503.3 | 1 | Honeywell | 2023-12-18 | redacted
Low Income - Power to Save | Outdoor Coil Cleaning | 0 | 0.1 | 0 | 275 | 1 | Honeywell | 2023-12-18 | redacted
Low Income - Power to Save | HVAC Inspection | 0 | 0.17 | 0 | 268.73 | 1 | Honeywell | 2023-12-18 | redacted
Low Income - Power to Save | Low Flow Showerhead | 0 | 0.04 | 0.1 | 504.08 | 1 | Honeywell | 2023-12-18 | redacted
Low Income - Power to Save | LI - DUCT | 0 | 0.4 | 0.12 | 775.77 | 1 | Honeywell | 2023-12-18 | redacted
Low Income - Power to Save | LED Lights | 0 | 0 | 0 | 47.6 | 1 | Honeywell | 2023-12-18 | redacted
Low Income - Power to Save | Weather Strip/Caulk | 0 | 0.25 | 0.09 | 503.3 | 1 | Honeywell | 2023-12-21 | redacted
Low Income - Power to Save | Pipe Wrap | 0 | 0.01 | 0.03 | 143.65 | 1 | Honeywell | 2023-12-21 | redacted
Low Income - Power to Save | Outdoor Coil Cleaning | 0 | 0.1 | 0 | 275 | 1 | Honeywell | 2023-12-21 | redacted
Low Income - Power to Save | HVAC Inspection | 0 | 0.17 | 0 | 268.73 | 1 | Honeywell | 2023-12-21 | redacted
Low Income - Power to Save | Faucet Aerators | 0 | 0 | 0.02 | 110.58 | 1 | Honeywell | 2023-12-21 | redacted
Low Income - Power to Save | Low Flow Showerhead | 0 | 0.04 | 0.1 | 504.08 | 1 | Honeywell | 2023-12-21 | redacted
Low Income - Power to Save | LI - DUCT | 0 | 0.4 | 0.12 | 775.77 | 1 | Honeywell | 2023-12-21 | redacted
Low Income - Power to Save | LED Lights | 0 | 0 | 0 | 47.6 | 1 | Honeywell | 2023-12-21 | redacted
Low Income - Power to Save | Weather Strip/Caulk | 0 | 0.25 | 0.09 | 503.3 | 1 | Honeywell | 2023-12-13 | redacted
Low Income - Power to Save | Outdoor Coil Cleaning | 0 | 0.1 | 0 | 275 | 1 | Honeywell | 2023-12-13 | redacted
Low Income - Power to Save | HVAC Inspection | 0 | 0.17 | 0 | 268.73 | 1 | Honeywell | 2023-12-13 | redacted
Low Income - Power to Save | Low Flow Showerhead | 0 | 0.04 | 0.1 | 504.08 | 1 | Honeywell | 2023-12-13 | redacted
Low Income - Power to Save | LI - DUCT | 0 | 0.4 | 0.12 | 775.77 | 1 | Honeywell | 2023-12-13 | redacted
Low Income - Power to Save | LED Lights | 0 | 0 | 0 | 47.6 | 1 | Honeywell | 2023-12-13 | redacted
Low Income - Power to Save | Weather Strip/Caulk | 0 | 0.25 | 0.09 | 503.3 | 1 | Honeywell | 2023-12-22 | redacted
Low Income - Power to Save | Outdoor Coil Cleaning | 0 | 0.1 | 0 | 275 | 1 | Honeywell | 2023-12-22 | redacted
Low Income - Power to Save | Low Flow Showerhead | 0 | 0.04 | 0.1 | 504.08 | 1 | Honeywell | 2023-12-22 | redacted
Low Income - Power to Save | LED Lights | 0 | 0 | 0 | 47.6 | 1 | Honeywell | 2023-12-22 | redacted
Low Income - Power to Save | Weather Strip/Caulk | 0 | 0.25 | 0.09 | 503.3 | 1 | Honeywell | 2023-12-19 | redacted
Low Income - Power to Save | Outdoor Coil Cleaning | 0 | 0.1 | 0 | 275 | 1 | Honeywell | 2023-12-19 | redacted
Low Income - Power to Save | HVAC Inspection | 0 | 0.17 | 0 | 268.73 | 1 | Honeywell | 2023-12-19 | redacted
Low Income - Power to Save | Faucet Aerators | 0 | 0 | 0.02 | 110.58 | 1 | Honeywell | 2023-12-19 | redacted
Low Income - Power to Save | Low Flow Showerhead | 0 | 0.04 | 0.1 | 504.08 | 1 | Honeywell | 2023-12-19 | redacted
Low Income - Power to Save | LI - DUCT | 0 | 0.4 | 0.12 | 775.77 | 1 | Honeywell | 2023-12-19 | redacted
Low Income - Power to Save | LED Lights | 0 | 0 | 0 | 47.6 | 1 | Honeywell | 2023-12-19 | redacted
Low Income - Power to Save | Weather Strip/Caulk | 0 | 0.25 | 0.09 | 503.3 | 1 | Honeywell | 2023-12-13 | redacted
Low Income - Power to Save | Outdoor Coil Cleaning | 0 | 0.1 | 0 | 275 | 1 | Honeywell | 2023-12-13 | redacted
Low Income - Power to Save | HVAC Inspection | 0 | 0.17 | 0 | 268.73 | 1 | Honeywell | 2023-12-13 | redacted
Low Income - Power to Save | LI - DUCT | 0 | 0.4 | 0.12 | 775.77 | 1 | Honeywell | 2023-12-13 | redacted
Low Income - Power to Save | LED Lights | 0 | 0 | 0 | 47.6 | 1 | Honeywell | 2023-12-13 | redacted
Low Income - Power to Save | Weather Strip/Caulk | 0 | 0.25 | 0.09 | 503.3 | 1 | Honeywell | 2023-12-19 | redacted
Low Income - Power to Save | Outdoor Coil Cleaning | 0 | 0.1 | 0 | 275 | 1 | Honeywell | 2023-12-19 | redacted
Low Income - Power to Save | HVAC Inspection | 0 | 0.17 | 0 | 268.73 | 1 | Honeywell | 2023-12-19 | redacted
Low Income - Power to Save | Low Flow Showerhead | 0 | 0.04 | 0.1 | 504.08 | 1 | Honeywell | 2023-12-19 | redacted
Low Income - Power to Save | LI - DUCT | 0 | 0.4 | 0.12 | 775.77 | 1 | Honeywell | 2023-12-19 | redacted
Low Income - Power to Save | LED Lights | 0 | 0 | 0 | 47.6 | 1 | Honeywell | 2023-12-19 | redacted
Low Income - Power to Save | Weather Strip/Caulk | 0 | 0.25 | 0.09 | 503.3 | 1 | Honeywell | 2023-12-08 | redacted
Low Income - Power to Save | Pipe Wrap | 0 | 0.01 | 0.03 | 143.65 | 1 | Honeywell | 2023-12-08 | redacted
Low Income - Power to Save | Outdoor Coil Cleaning | 0 | 0.1 | 0 | 275 | 1 | Honeywell | 2023-12-08 | redacted
Low Income - Power to Save | HVAC Inspection | 0 | 0.17 | 0 | 268.73 | 1 | Honeywell | 2023-12-08 | redacted
Low Income - Power to Save | Low Flow Showerhead | 0 | 0.04 | 0.1 | 504.08 | 1 | Honeywell | 2023-12-08 | redacted
Low Income - Power to Save | LI - DUCT | 0 | 0.4 | 0.12 | 775.77 | 1 | Honeywell | 2023-12-08 | redacted
Low Income - Power to Save | LED Lights | 0 | 0 | 0 | 47.6 | 1 | Honeywell | 2023-12-08 | redacted
Low Income - Power to Save | Weather Strip/Caulk | 0 | 0.25 | 0.09 | 503.3 | 1 | Honeywell | 2023-12-20 | redacted
Low Income - Power to Save | Outdoor Coil Cleaning | 0 | 0.1 | 0 | 275 | 1 | Honeywell | 2023-12-20 | redacted
Low Income - Power to Save | HVAC Inspection | 0 | 0.17 | 0 | 268.73 | 1 | Honeywell | 2023-12-20 | redacted
Low Income - Power to Save | LI - DUCT | 0 | 0.4 | 0.12 | 775.77 | 1 | Honeywell | 2023-12-20 | redacted
Low Income - Power to Save | LED Lights | 0 | 0 | 0 | 47.6 | 1 | Honeywell | 2023-12-20 | redacted
Low Income - Power to Save | Weather Strip/Caulk | 0 | 0.25 | 0.09 | 503.3 | 1 | Honeywell | 2023-12-19 | redacted
Low Income - Power to Save | Outdoor Coil Cleaning | 0 | 0.1 | 0 | 275 | 1 | Honeywell | 2023-12-19 | redacted
Low Income - Power to Save | Low Flow Showerhead | 0 | 0.04 | 0.1 | 504.08 | 1 | Honeywell | 2023-12-19 | redacted
Low Income - Power to Save | LED Lights | 0 | 0 | 0 | 47.6 | 1 | Honeywell | 2023-12-19 | redacted
Low Income - Power to Save | Weather Strip/Caulk | 0 | 0.25 | 0.09 | 503.3 | 1 | Honeywell | 2023-12-19 | redacted
Low Income - Power to Save | Outdoor Coil Cleaning | 0 | 0.1 | 0 | 275 | 1 | Honeywell | 2023-12-19 | redacted
Low Income - Power to Save | Faucet Aerators | 0 | 0 | 0.02 | 110.58 | 1 | Honeywell | 2023-12-19 | redacted
Low Income - Power to Save | Low Flow Showerhead | 0 | 0.04 | 0.1 | 504.08 | 1 | Honeywell | 2023-12-19 | redacted
Low Income - Power to Save | LED Lights | 0 | 0 | 0 | 47.6 | 1 | Honeywell | 2023-12-19 | redacted
Low Income - Power to Save | Weather Strip/Caulk | 0 | 0.25 | 0.09 | 503.3 | 1 | Honeywell | 2023-12-13 | redacted
Low Income - Power to Save | Pipe Wrap | 0 | 0.01 | 0.03 | 143.65 | 1 | Honeywell | 2023-12-13 | redacted
Low Income - Power to Save | Outdoor Coil Cleaning | 0 | 0.1 | 0 | 275 | 1 | Honeywell | 2023-12-13 | redacted
Low Income - Power to Save | HVAC Inspection | 0 | 0.17 | 0 | 268.73 | 1 | Honeywell | 2023-12-13 | redacted
Low Income - Power to Save | LI - DUCT | 0 | 0.4 | 0.12 | 775.77 | 1 | Honeywell | 2023-12-13 | redacted
Low Income - Power to Save | LED Lights | 0 | 0 | 0 | 47.6 | 1 | Honeywell | 2023-12-13 | redacted
Low Income - Power to Save | Weather Strip/Caulk | 0 | 0.25 | 0.09 | 503.3 | 1 | Honeywell | 2023-12-18 | redacted
Low Income - Power to Save | Outdoor Coil Cleaning | 0 | 0.1 | 0 | 275 | 1 | Honeywell | 2023-12-18 | redacted
Low Income - Power to Save | HVAC Inspection | 0 | 0.17 | 0 | 268.73 | 1 | Honeywell | 2023-12-18 | redacted
Low Income - Power to Save | Low Flow Showerhead | 0 | 0.04 | 0.1 | 504.08 | 1 | Honeywell | 2023-12-18 | redacted
Low Income - Power to Save | LI - DUCT | 0 | 0.4 | 0.12 | 775.77 | 1 | Honeywell | 2023-12-18 | redacted
Low Income - Power to Save | LED Lights | 0 | 0 | 0 | 47.6 | 1 | Honeywell | 2023-12-18 | redacted
Low Income - Power to Save | Weather Strip/Caulk | 0 | 0.25 | 0.09 | 503.3 | 1 | Honeywell | 2023-12-13 | redacted
Low Income - Power to Save | Outdoor Coil Cleaning | 0 | 0.1 | 0 | 275 | 1 | Honeywell | 2023-12-13 | redacted
Low Income - Power to Save | HVAC Inspection | 0 | 0.17 | 0 | 268.73 | 1 | Honeywell | 2023-12-13 | redacted
Low Income - Power to Save | Low Flow Showerhead | 0 | 0.04 | 0.1 | 504.08 | 1 | Honeywell | 2023-12-13 | redacted
Low Income - Power to Save | LI - DUCT | 0 | 0.4 | 0.12 | 775.77 | 1 | Honeywell | 2023-12-13 | redacted
Low Income - Power to Save | LED Lights | 0 | 0 | 0 | 47.6 | 1 | Honeywell | 2023-12-13 | redacted
Low Income - Power to Save | Weather Strip/Caulk | 0 | 0.25 | 0.09 | 503.3 | 1 | Honeywell | 2023-12-13 | redacted
Low Income - Power to Save | Pipe Wrap | 0 | 0.01 | 0.03 | 143.65 | 1 | Honeywell | 2023-12-13 | redacted
Low Income - Power to Save | Outdoor Coil Cleaning | 0 | 0.1 | 0 | 275 | 1 | Honeywell | 2023-12-13 | redacted
Low Income - Power to Save | LED Lights | 0 | 0 | 0 | 47.6 | 1 | Honeywell | 2023-12-13 | redacted
Low Income - Power to Save | Weather Strip/Caulk | 0 | 0.25 | 0.09 | 503.3 | 1 | Honeywell | 2023-12-20 | redacted
Low Income - Power to Save | Outdoor Coil Cleaning | 0 | 0.1 | 0 | 275 | 1 | Honeywell | 2023-12-20 | redacted
Low Income - Power to Save | HVAC Inspection | 0 | 0.17 | 0 | 268.73 | 1 | Honeywell | 2023-12-20 | redacted
Low Income - Power to Save | Faucet Aerators | 0 | 0 | 0.02 | 110.58 | 1 | Honeywell | 2023-12-20 | redacted
Low Income - Power to Save | Low Flow Showerhead | 0 | 0.04 | 0.1 | 504.08 | 1 | Honeywell | 2023-12-20 | redacted
Low Income - Power to Save | LI - DUCT | 0 | 0.4 | 0.12 | 775.77 | 1 | Honeywell | 2023-12-20 | redacted
Low Income - Power to Save | LED Lights | 0 | 0 | 0 | 47.6 | 1 | Honeywell | 2023-12-20 | redacted
Low Income - Power to Save | Weather Strip/Caulk | 0 | 0.25 | 0.09 | 503.3 | 1 | Honeywell | 2023-12-13 | redacted
Low Income - Power to Save | Outdoor Coil Cleaning | 0 | 0.1 | 0 | 275 | 1 | Honeywell | 2023-12-13 | redacted
Low Income - Power to Save | LED Lights | 0 | 0 | 0 | 47.6 | 1 | Honeywell | 2023-12-13 | redacted
Low Income - Power to Save | Weather Strip/Caulk | 0 | 0.25 | 0.09 | 503.3 | 1 | Honeywell | 2023-12-13 | redacted
Low Income - Power to Save | Outdoor Coil Cleaning | 0 | 0.1 | 0 | 275 | 1 | Honeywell | 2023-12-13 | redacted
Low Income - Power to Save | HVAC Inspection | 0 | 0.17 | 0 | 268.73 | 1 | Honeywell | 2023-12-13 | redacted
Low Income - Power to Save | Low Flow Showerhead | 0 | 0.04 | 0.1 | 504.08 | 1 | Honeywell | 2023-12-13 | redacted
Low Income - Power to Save | LI - DUCT | 0 | 0.4 | 0.12 | 775.77 | 1 | Honeywell | 2023-12-13 | redacted
Low Income - Power to Save | LED Lights | 0 | 0 | 0 | 47.6 | 1 | Honeywell | 2023-12-13 | redacted
Low Income - Power to Save | Weather Strip/Caulk | 0 | 0.25 | 0.09 | 503.3 | 1 | Honeywell | 2023-12-19 | redacted
Low Income - Power to Save | Low Flow Showerhead | 0 | 0.04 | 0.1 | 504.08 | 1 | Honeywell | 2023-12-19 | redacted
Low Income - Power to Save | LED Lights | 0 | 0 | 0 | 47.6 | 1 | Honeywell | 2023-12-19 | redacted
Low Income - Power to Save | Weather Strip/Caulk | 0 | 0.25 | 0.09 | 503.3 | 1 | Honeywell | 2023-12-13 | redacted
Low Income - Power to Save | Pipe Wrap | 0 | 0.01 | 0.03 | 143.65 | 1 | Honeywell | 2023-12-13 | redacted
Low Income - Power to Save | Outdoor Coil Cleaning | 0 | 0.1 | 0 | 275 | 1 | Honeywell | 2023-12-13 | redacted
Low Income - Power to Save | LED Lights | 0 | 0 | 0 | 47.6 | 1 | Honeywell | 2023-12-13 | redacted
Low Income - Power to Save | Weather Strip/Caulk | 0 | 0.25 | 0.09 | 503.3 | 1 | Honeywell | 2023-12-19 | redacted
Low Income - Power to Save | Outdoor Coil Cleaning | 0 | 0.1 | 0 | 275 | 1 | Honeywell | 2023-12-19 | redacted
Low Income - Power to Save | HVAC Inspection | 0 | 0.17 | 0 | 268.73 | 1 | Honeywell | 2023-12-19 | redacted
Low Income - Power to Save | Faucet Aerators | 0 | 0 | 0.02 | 110.58 | 1 | Honeywell | 2023-12-19 | redacted
Low Income - Power to Save | Low Flow Showerhead | 0 | 0.04 | 0.1 | 504.08 | 1 | Honeywell | 2023-12-19 | redacted
Low Income - Power to Save | LI - DUCT | 0 | 0.4 | 0.12 | 775.77 | 1 | Honeywell | 2023-12-19 | redacted
Low Income - Power to Save | LED Lights | 0 | 0 | 0 | 47.6 | 1 | Honeywell | 2023-12-19 | redacted
Low Income - Power to Save | Weather Strip/Caulk | 0 | 0.25 | 0.09 | 503.3 | 1 | Honeywell | 2023-12-13 | redacted
Low Income - Power to Save | Outdoor Coil Cleaning | 0 | 0.1 | 0 | 275 | 1 | Honeywell | 2023-12-13 | redacted
Low Income - Power to Save | HVAC Inspection | 0 | 0.17 | 0 | 268.73 | 1 | Honeywell | 2023-12-13 | redacted
Low Income - Power to Save | Low Flow Showerhead | 0 | 0.04 | 0.1 | 504.08 | 1 | Honeywell | 2023-12-13 | redacted
Low Income - Power to Save | LI - DUCT | 0 | 0.4 | 0.12 | 775.77 | 1 | Honeywell | 2023-12-13 | redacted
Low Income - Power to Save | LED Lights | 0 | 0 | 0 | 47.6 | 1 | Honeywell | 2023-12-13 | redacted
Low Income - Power to Save | Weather Strip/Caulk | 0 | 0.25 | 0.09 | 503.3 | 1 | Honeywell | 2023-12-21 | redacted
Low Income - Power to Save | Outdoor Coil Cleaning | 0 | 0.1 | 0 | 275 | 1 | Honeywell | 2023-12-21 | redacted
Low Income - Power to Save | HVAC Inspection | 0 | 0.17 | 0 | 268.73 | 1 | Honeywell | 2023-12-21 | redacted
Low Income - Power to Save | Faucet Aerators | 0 | 0 | 0.02 | 110.58 | 1 | Honeywell | 2023-12-21 | redacted
Low Income - Power to Save | LI - DUCT | 0 | 0.4 | 0.12 | 775.77 | 1 | Honeywell | 2023-12-21 | redacted
Low Income - Power to Save | LED Lights | 0 | 0 | 0 | 47.6 | 1 | Honeywell | 2023-12-21 | redacted
Low Income - Power to Save | Weather Strip/Caulk | 0 | 0.25 | 0.09 | 503.3 | 1 | Honeywell | 2023-12-21 | redacted
Low Income - Power to Save | Outdoor Coil Cleaning | 0 | 0.1 | 0 | 275 | 1 | Honeywell | 2023-12-21 | redacted
Low Income - Power to Save | HVAC Inspection | 0 | 0.17 | 0 | 268.73 | 1 | Honeywell | 2023-12-21 | redacted
Low Income - Power to Save | Low Flow Showerhead | 0 | 0.04 | 0.1 | 504.08 | 1 | Honeywell | 2023-12-21 | redacted
Low Income - Power to Save | LI - DUCT | 0 | 0.4 | 0.12 | 775.77 | 1 | Honeywell | 2023-12-21 | redacted
Low Income - Power to Save | LED Lights | 0 | 0 | 0 | 47.6 | 1 | Honeywell | 2023-12-21 | redacted
Low Income - Power to Save | Weather Strip/Caulk | 0 | 0.25 | 0.09 | 503.3 | 1 | Honeywell | 2023-12-19 | redacted
Low Income - Power to Save | Outdoor Coil Cleaning | 0 | 0.1 | 0 | 275 | 1 | Honeywell | 2023-12-19 | redacted
Low Income - Power to Save | HVAC Inspection | 0 | 0.17 | 0 | 268.73 | 1 | Honeywell | 2023-12-19 | redacted
Low Income - Power to Save | Faucet Aerators | 0 | 0 | 0.02 | 110.58 | 1 | Honeywell | 2023-12-19 | redacted
Low Income - Power to Save | Low Flow Showerhead | 0 | 0.04 | 0.1 | 504.08 | 1 | Honeywell | 2023-12-19 | redacted
Low Income - Power to Save | LED Lights | 0 | 0 | 0 | 47.6 | 1 | Honeywell | 2023-12-19 | redacted
Low Income - Power to Save | Weather Strip/Caulk | 0 | 0.25 | 0.09 | 503.3 | 1 | Honeywell | 2023-12-18 | redacted
Low Income - Power to Save | Outdoor Coil Cleaning | 0 | 0.1 | 0 | 275 | 1 | Honeywell | 2023-12-18 | redacted
Low Income - Power to Save | HVAC Inspection | 0 | 0.17 | 0 | 268.73 | 1 | Honeywell | 2023-12-18 | redacted
Low Income - Power to Save | Low Flow Showerhead | 0 | 0.04 | 0.1 | 504.08 | 1 | Honeywell | 2023-12-18 | redacted
Low Income - Power to Save | LI - DUCT | 0 | 0.4 | 0.12 | 775.77 | 1 | Honeywell | 2023-12-18 | redacted
Low Income - Power to Save | LED Lights | 0 | 0 | 0 | 47.6 | 1 | Honeywell | 2023-12-18 | redacted
Low Income - Power to Save | Weather Strip/Caulk | 0 | 0.25 | 0.09 | 503.3 | 1 | Honeywell | 2023-12-13 | redacted
Low Income - Power to Save | Outdoor Coil Cleaning | 0 | 0.1 | 0 | 275 | 1 | Honeywell | 2023-12-13 | redacted
Low Income - Power to Save | LED Lights | 0 | 0 | 0 | 47.6 | 1 | Honeywell | 2023-12-13 | redacted
Low Income - Power to Save | Weather Strip/Caulk | 0 | 0.25 | 0.09 | 503.3 | 1 | Honeywell | 2023-12-19 | redacted
Low Income - Power to Save | Low Flow Showerhead | 0 | 0.04 | 0.1 | 504.08 | 1 | Honeywell | 2023-12-19 | redacted
Low Income - Power to Save | LED Lights | 0 | 0 | 0 | 47.6 | 1 | Honeywell | 2023-12-19 | redacted
Low Income - Power to Save | Weather Strip/Caulk | 0 | 0.25 | 0.09 | 503.3 | 1 | Honeywell | 2023-12-18 | redacted
Low Income - Power to Save | Outdoor Coil Cleaning | 0 | 0.1 | 0 | 275 | 1 | Honeywell | 2023-12-18 | redacted
Low Income - Power to Save | HVAC Inspection | 0 | 0.17 | 0 | 268.73 | 1 | Honeywell | 2023-12-18 | redacted
Low Income - Power to Save | Low Flow Showerhead | 0 | 0.04 | 0.1 | 504.08 | 1 | Honeywell | 2023-12-18 | redacted
Low Income - Power to Save | LI - DUCT | 0 | 0.4 | 0.12 | 775.77 | 1 | Honeywell | 2023-12-18 | redacted
Low Income - Power to Save | LED Lights | 0 | 0 | 0 | 47.6 | 1 | Honeywell | 2023-12-18 | redacted
Low Income - Power to Save | Weather Strip/Caulk | 0 | 0.25 | 0.09 | 503.3 | 1 | Honeywell | 2023-12-22 | redacted
Low Income - Power to Save | Low Flow Showerhead | 0 | 0.04 | 0.1 | 504.08 | 1 | Honeywell | 2023-12-22 | redacted
Low Income - Power to Save | LED Lights | 0 | 0 | 0 | 47.6 | 1 | Honeywell | 2023-12-22 | redacted
Low Income - Power to Save | Weather Strip/Caulk | 0 | 0.25 | 0.09 | 503.3 | 1 | Honeywell | 2023-12-19 | redacted
Low Income - Power to Save | Pipe Wrap | 0 | 0.01 | 0.03 | 143.65 | 1 | Honeywell | 2023-12-19 | redacted
Low Income - Power to Save | Outdoor Coil Cleaning | 0 | 0.1 | 0 | 275 | 1 | Honeywell | 2023-12-19 | redacted
Low Income - Power to Save | HVAC Inspection | 0 | 0.17 | 0 | 268.73 | 1 | Honeywell | 2023-12-19 | redacted
Low Income - Power to Save | Low Flow Showerhead | 0 | 0.04 | 0.1 | 504.08 | 1 | Honeywell | 2023-12-19 | redacted
Low Income - Power to Save | LI - DUCT | 0 | 0.4 | 0.12 | 775.77 | 1 | Honeywell | 2023-12-19 | redacted
Low Income - Power to Save | LED Lights | 0 | 0 | 0 | 47.6 | 1 | Honeywell | 2023-12-19 | redacted
Low Income - Power to Save | Faucet Aerators | 0 | 0 | 0.02 | 110.58 | 1 | Honeywell | 2023-12-20 | redacted
Low Income - Power to Save | Low Flow Showerhead | 0 | 0.04 | 0.1 | 504.08 | 1 | Honeywell | 2023-12-20 | redacted
Low Income - Power to Save | LED Lights | 0 | 0 | 0 | 47.6 | 1 | Honeywell | 2023-12-20 | redacted
Low Income - Power to Save | Weather Strip/Caulk | 0 | 0.25 | 0.09 | 503.3 | 1 | Honeywell | 2023-12-11 | redacted
Low Income - Power to Save | Outdoor Coil Cleaning | 0 | 0.1 | 0 | 275 | 1 | Honeywell | 2023-12-11 | redacted
Low Income - Power to Save | HVAC Inspection | 0 | 0.17 | 0 | 268.73 | 1 | Honeywell | 2023-12-11 | redacted
Low Income - Power to Save | Faucet Aerators | 0 | 0 | 0.02 | 110.58 | 1 | Honeywell | 2023-12-11 | redacted
Low Income - Power to Save | Low Flow Showerhead | 0 | 0.04 | 0.1 | 504.08 | 1 | Honeywell | 2023-12-11 | redacted
Low Income - Power to Save | LI - DUCT | 0 | 0.4 | 0.12 | 775.77 | 1 | Honeywell | 2023-12-11 | redacted
Low Income - Power to Save | LED Lights | 0 | 0 | 0 | 47.6 | 1 | Honeywell | 2023-12-11 | redacted
Low Income - Power to Save | Weather Strip/Caulk | 0 | 0.25 | 0.09 | 503.3 | 1 | Honeywell | 2023-12-11 | redacted
Low Income - Power to Save | Outdoor Coil Cleaning | 0 | 0.1 | 0 | 275 | 1 | Honeywell | 2023-12-11 | redacted
Low Income - Power to Save | HVAC Inspection | 0 | 0.17 | 0 | 268.73 | 1 | Honeywell | 2023-12-11 | redacted
Low Income - Power to Save | Faucet Aerators | 0 | 0 | 0.02 | 110.58 | 1 | Honeywell | 2023-12-11 | redacted
Low Income - Power to Save | Low Flow Showerhead | 0 | 0.04 | 0.1 | 504.08 | 1 | Honeywell | 2023-12-11 | redacted
Low Income - Power to Save | LI - DUCT | 0 | 0.4 | 0.12 | 775.77 | 1 | Honeywell | 2023-12-11 | redacted
Low Income - Power to Save | LED Lights | 0 | 0 | 0 | 47.6 | 1 | Honeywell | 2023-12-11 | redacted
Low Income - Power to Save | Weather Strip/Caulk | 0 | 0.25 | 0.09 | 503.3 | 1 | Honeywell | 2023-12-11 | redacted
Low Income - Power to Save | Outdoor Coil Cleaning | 0 | 0.1 | 0 | 275 | 1 | Honeywell | 2023-12-11 | redacted
Low Income - Power to Save | Faucet Aerators | 0 | 0 | 0.02 | 110.58 | 1 | Honeywell | 2023-12-11 | redacted
Low Income - Power to Save | Low Flow Showerhead | 0 | 0.04 | 0.1 | 504.08 | 1 | Honeywell | 2023-12-11 | redacted
Low Income - Power to Save | LED Lights | 0 | 0 | 0 | 47.6 | 1 | Honeywell | 2023-12-11 | redacted
Low Income - Power to Save | Weather Strip/Caulk | 0 | 0.25 | 0.09 | 503.3 | 1 | Honeywell | 2023-12-13 | redacted
Low Income - Power to Save | Pipe Wrap | 0 | 0.01 | 0.03 | 143.65 | 1 | Honeywell | 2023-12-13 | redacted
Low Income - Power to Save | Outdoor Coil Cleaning | 0 | 0.1 | 0 | 275 | 1 | Honeywell | 2023-12-13 | redacted
Low Income - Power to Save | HVAC Inspection | 0 | 0.17 | 0 | 268.73 | 1 | Honeywell | 2023-12-13 | redacted
Low Income - Power to Save | LI - DUCT | 0 | 0.4 | 0.12 | 775.77 | 1 | Honeywell | 2023-12-13 | redacted
Low Income - Power to Save | LED Lights | 0 | 0 | 0 | 47.6 | 1 | Honeywell | 2023-12-13 | redacted
Low Income - Power to Save | Weather Strip/Caulk | 0 | 0.25 | 0.09 | 503.3 | 1 | Honeywell | 2023-12-18 | redacted
Low Income - Power to Save | Outdoor Coil Cleaning | 0 | 0.1 | 0 | 275 | 1 | Honeywell | 2023-12-18 | redacted
Low Income - Power to Save | Low Flow Showerhead | 0 | 0.04 | 0.1 | 504.08 | 1 | Honeywell | 2023-12-18 | redacted
Low Income - Power to Save | LED Lights | 0 | 0 | 0 | 47.6 | 1 | Honeywell | 2023-12-18 | redacted
Low Income - Power to Save | Weather Strip/Caulk | 0 | 0.25 | 0.09 | 503.3 | 1 | Honeywell | 2023-12-21 | redacted
Low Income - Power to Save | Outdoor Coil Cleaning | 0 | 0.1 | 0 | 275 | 1 | Honeywell | 2023-12-21 | redacted
Low Income - Power to Save | HVAC Inspection | 0 | 0.17 | 0 | 268.73 | 1 | Honeywell | 2023-12-21 | redacted
Low Income - Power to Save | Low Flow Showerhead | 0 | 0.04 | 0.1 | 504.08 | 1 | Honeywell | 2023-12-21 | redacted
Low Income - Power to Save | LI - DUCT | 0 | 0.4 | 0.12 | 775.77 | 1 | Honeywell | 2023-12-21 | redacted
Low Income - Power to Save | LED Lights | 0 | 0 | 0 | 47.6 | 1 | Honeywell | 2023-12-21 | redacted
Low Income - Power to Save | Weather Strip/Caulk | 0 | 0.25 | 0.09 | 503.3 | 1 | Honeywell | 2023-12-13 | redacted
Low Income - Power to Save | Outdoor Coil Cleaning | 0 | 0.1 | 0 | 275 | 1 | Honeywell | 2023-12-13 | redacted
Low Income - Power to Save | HVAC Inspection | 0 | 0.17 | 0 | 268.73 | 1 | Honeywell | 2023-12-13 | redacted
Low Income - Power to Save | Low Flow Showerhead | 0 | 0.04 | 0.1 | 504.08 | 1 | Honeywell | 2023-12-13 | redacted
Low Income - Power to Save | LI - DUCT | 0 | 0.4 | 0.12 | 775.77 | 1 | Honeywell | 2023-12-13 | redacted
Low Income - Power to Save | LED Lights | 0 | 0 | 0 | 47.6 | 1 | Honeywell | 2023-12-13 | redacted
Low Income - Power to Save | Weather Strip/Caulk | 0 | 0.25 | 0.09 | 503.3 | 1 | Honeywell | 2023-12-18 | redacted
Low Income - Power to Save | Pipe Wrap | 0 | 0.01 | 0.03 | 143.65 | 1 | Honeywell | 2023-12-18 | redacted
Low Income - Power to Save | Outdoor Coil Cleaning | 0 | 0.1 | 0 | 275 | 1 | Honeywell | 2023-12-18 | redacted
Low Income - Power to Save | HVAC Inspection | 0 | 0.17 | 0 | 268.73 | 1 | Honeywell | 2023-12-18 | redacted
Low Income - Power to Save | Low Flow Showerhead | 0 | 0.04 | 0.1 | 504.08 | 1 | Honeywell | 2023-12-18 | redacted
Low Income - Power to Save | LI - DUCT | 0 | 0.4 | 0.12 | 775.77 | 1 | Honeywell | 2023-12-18 | redacted
Low Income - Power to Save | LED Lights | 0 | 0 | 0 | 47.6 | 1 | Honeywell | 2023-12-18 | redacted
Low Income - Power to Save | Weather Strip/Caulk | 0 | 0.25 | 0.09 | 503.3 | 1 | Honeywell | 2023-12-19 | redacted
Low Income - Power to Save | Outdoor Coil Cleaning | 0 | 0.1 | 0 | 275 | 1 | Honeywell | 2023-12-19 | redacted
Low Income - Power to Save | HVAC Inspection | 0 | 0.17 | 0 | 268.73 | 1 | Honeywell | 2023-12-19 | redacted
Low Income - Power to Save | Low Flow Showerhead | 0 | 0.04 | 0.1 | 504.08 | 1 | Honeywell | 2023-12-19 | redacted
Low Income - Power to Save | LI - DUCT | 0 | 0.4 | 0.12 | 775.77 | 1 | Honeywell | 2023-12-19 | redacted
Low Income - Power to Save | LED Lights | 0 | 0 | 0 | 47.6 | 1 | Honeywell | 2023-12-19 | redacted
Low Income - Power to Save | Weather Strip/Caulk | 0 | 0.25 | 0.09 | 503.3 | 1 | Honeywell | 2023-12-21 | redacted
Low Income - Power to Save | Outdoor Coil Cleaning | 0 | 0.1 | 0 | 275 | 1 | Honeywell | 2023-12-21 | redacted
Low Income - Power to Save | Faucet Aerators | 0 | 0 | 0.02 | 110.58 | 1 | Honeywell | 2023-12-21 | redacted
Low Income - Power to Save | Low Flow Showerhead | 0 | 0.04 | 0.1 | 504.08 | 1 | Honeywell | 2023-12-21 | redacted
Low Income - Power to Save | LED Lights | 0 | 0 | 0 | 47.6 | 1 | Honeywell | 2023-12-21 | redacted
Low Income - Power to Save | Weather Strip/Caulk | 0 | 0.25 | 0.09 | 503.3 | 1 | Honeywell | 2023-12-11 | redacted
Low Income - Power to Save | Pipe Wrap | 0 | 0.01 | 0.03 | 143.65 | 1 | Honeywell | 2023-12-11 | redacted
Low Income - Power to Save | Outdoor Coil Cleaning | 0 | 0.1 | 0 | 275 | 1 | Honeywell | 2023-12-11 | redacted
Low Income - Power to Save | HVAC Inspection | 0 | 0.17 | 0 | 268.73 | 1 | Honeywell | 2023-12-11 | redacted
Low Income - Power to Save | LI - DUCT | 0 | 0.4 | 0.12 | 775.77 | 1 | Honeywell | 2023-12-11 | redacted
Low Income - Power to Save | LED Lights | 0 | 0 | 0 | 47.6 | 1 | Honeywell | 2023-12-11 | redacted
Low Income - Power to Save | Weather Strip/Caulk | 0 | 0.25 | 0.09 | 503.3 | 1 | Honeywell | 2023-12-13 | redacted
Low Income - Power to Save | Outdoor Coil Cleaning | 0 | 0.1 | 0 | 275 | 1 | Honeywell | 2023-12-13 | redacted
Low Income - Power to Save | HVAC Inspection | 0 | 0.17 | 0 | 268.73 | 1 | Honeywell | 2023-12-13 | redacted
Low Income - Power to Save | Faucet Aerators | 0 | 0 | 0.02 | 110.58 | 1 | Honeywell | 2023-12-13 | redacted
Low Income - Power to Save | LI - DUCT | 0 | 0.4 | 0.12 | 775.77 | 1 | Honeywell | 2023-12-13 | redacted
Low Income - Power to Save | LED Lights | 0 | 0 | 0 | 47.6 | 1 | Honeywell | 2023-12-13 | redacted
Low Income - Power to Save | Weather Strip/Caulk | 0 | 0.25 | 0.09 | 503.3 | 1 | Honeywell | 2023-12-19 | redacted
Low Income - Power to Save | Outdoor Coil Cleaning | 0 | 0.1 | 0 | 275 | 1 | Honeywell | 2023-12-19 | redacted
Low Income - Power to Save | HVAC Inspection | 0 | 0.17 | 0 | 268.73 | 1 | Honeywell | 2023-12-19 | redacted
Low Income - Power to Save | Low Flow Showerhead | 0 | 0.04 | 0.1 | 504.08 | 1 | Honeywell | 2023-12-19 | redacted
Low Income - Power to Save | LI - DUCT | 0 | 0.4 | 0.12 | 775.77 | 1 | Honeywell | 2023-12-19 | redacted
Low Income - Power to Save | LED Lights | 0 | 0 | 0 | 47.6 | 1 | Honeywell | 2023-12-19 | redacted
Low Income - Power to Save | Weather Strip/Caulk | 0 | 0.25 | 0.09 | 503.3 | 1 | Honeywell | 2023-12-08 | redacted
Low Income - Power to Save | Low Flow Showerhead | 0 | 0.04 | 0.1 | 504.08 | 1 | Honeywell | 2023-12-08 | redacted
Low Income - Power to Save | LED Lights | 0 | 0 | 0 | 47.6 | 1 | Honeywell | 2023-12-08 | redacted
Low Income - Power to Save | Outdoor Coil Cleaning | 0 | 0.1 | 0 | 275 | 1 | Honeywell | 2023-12-08 | redacted
Low Income - Power to Save | Faucet Aerators | 0 | 0 | 0.02 | 110.58 | 1 | Honeywell | 2023-12-08 | redacted
Low Income - Power to Save | Low Flow Showerhead | 0 | 0.04 | 0.1 | 504.08 | 1 | Honeywell | 2023-12-08 | redacted
Low Income - Power to Save | LED Lights | 0 | 0 | 0 | 47.6 | 1 | Honeywell | 2023-12-08 | redacted
Low Income - Power to Save | Weather Strip/Caulk | 0 | 0.25 | 0.09 | 503.3 | 1 | Honeywell | 2023-12-13 | redacted
Low Income - Power to Save | Outdoor Coil Cleaning | 0 | 0.1 | 0 | 275 | 1 | Honeywell | 2023-12-13 | redacted
Low Income - Power to Save | HVAC Inspection | 0 | 0.17 | 0 | 268.73 | 1 | Honeywell | 2023-12-13 | redacted
Low Income - Power to Save | Low Flow Showerhead | 0 | 0.04 | 0.1 | 504.08 | 1 | Honeywell | 2023-12-13 | redacted
Low Income - Power to Save | LI - DUCT | 0 | 0.4 | 0.12 | 775.77 | 1 | Honeywell | 2023-12-13 | redacted
Low Income - Power to Save | LED Lights | 0 | 0 | 0 | 47.6 | 1 | Honeywell | 2023-12-13 | redacted
Low Income - Power to Save | Weather Strip/Caulk | 0 | 0.25 | 0.09 | 503.3 | 1 | Honeywell | 2023-12-13 | redacted
Low Income - Power to Save | Pipe Wrap | 0 | 0.01 | 0.03 | 143.65 | 1 | Honeywell | 2023-12-13 | redacted
Low Income - Power to Save | Outdoor Coil Cleaning | 0 | 0.1 | 0 | 275 | 1 | Honeywell | 2023-12-13 | redacted
Low Income - Power to Save | LED Lights | 0 | 0 | 0 | 47.6 | 1 | Honeywell | 2023-12-13 | redacted
Low Income - Power to Save | Outdoor Coil Cleaning | 0 | 0.1 | 0 | 275 | 1 | Honeywell | 2023-12-19 | redacted
Low Income - Power to Save | HVAC Inspection | 0 | 0.17 | 0 | 268.73 | 1 | Honeywell | 2023-12-19 | redacted
Low Income - Power to Save | Low Flow Showerhead | 0 | 0.04 | 0.1 | 504.08 | 1 | Honeywell | 2023-12-19 | redacted
Low Income - Power to Save | LI - DUCT | 0 | 0.4 | 0.12 | 775.77 | 1 | Honeywell | 2023-12-19 | redacted
Low Income - Power to Save | LED Lights | 0 | 0 | 0 | 47.6 | 1 | Honeywell | 2023-12-19 | redacted
Low Income - Power to Save | Weather Strip/Caulk | 0 | 0.25 | 0.09 | 503.3 | 1 | Honeywell | 2023-12-21 | redacted
Low Income - Power to Save | Outdoor Coil Cleaning | 0 | 0.1 | 0 | 275 | 1 | Honeywell | 2023-12-21 | redacted
Low Income - Power to Save | Faucet Aerators | 0 | 0 | 0.02 | 110.58 | 1 | Honeywell | 2023-12-21 | redacted
Low Income - Power to Save | Low Flow Showerhead | 0 | 0.04 | 0.1 | 504.08 | 1 | Honeywell | 2023-12-21 | redacted
Low Income - Power to Save | LED Lights | 0 | 0 | 0 | 47.6 | 1 | Honeywell | 2023-12-21 | redacted
Low Income - Power to Save | Weather Strip/Caulk | 0 | 0.25 | 0.09 | 503.3 | 1 | Honeywell | 2023-12-11 | redacted
Low Income - Power to Save | Outdoor Coil Cleaning | 0 | 0.1 | 0 | 275 | 1 | Honeywell | 2023-12-11 | redacted
Low Income - Power to Save | HVAC Inspection | 0 | 0.17 | 0 | 268.73 | 1 | Honeywell | 2023-12-11 | redacted
Low Income - Power to Save | Faucet Aerators | 0 | 0 | 0.02 | 110.58 | 1 | Honeywell | 2023-12-11 | redacted
Low Income - Power to Save | Low Flow Showerhead | 0 | 0.04 | 0.1 | 504.08 | 1 | Honeywell | 2023-12-11 | redacted
Low Income - Power to Save | LED Lights | 0 | 0 | 0 | 47.6 | 1 | Honeywell | 2023-12-11 | redacted
Low Income - Power to Save | Weather Strip/Caulk | 0 | 0.25 | 0.09 | 503.3 | 1 | Honeywell | 2023-12-11 | redacted
Low Income - Power to Save | Outdoor Coil Cleaning | 0 | 0.1 | 0 | 275 | 1 | Honeywell | 2023-12-11 | redacted
Low Income - Power to Save | HVAC Inspection | 0 | 0.17 | 0 | 268.73 | 1 | Honeywell | 2023-12-11 | redacted
Low Income - Power to Save | Faucet Aerators | 0 | 0 | 0.02 | 110.58 | 1 | Honeywell | 2023-12-11 | redacted
Low Income - Power to Save | Low Flow Showerhead | 0 | 0.04 | 0.1 | 504.08 | 1 | Honeywell | 2023-12-11 | redacted
Low Income - Power to Save | Weather Strip/Caulk | 0 | 0.25 | 0.09 | 503.3 | 1 | Honeywell | 2023-12-13 | redacted
Low Income - Power to Save | Pipe Wrap | 0 | 0.01 | 0.03 | 143.65 | 1 | Honeywell | 2023-12-13 | redacted
Low Income - Power to Save | Outdoor Coil Cleaning | 0 | 0.1 | 0 | 275 | 1 | Honeywell | 2023-12-13 | redacted
Low Income - Power to Save | Low Flow Showerhead | 0 | 0.04 | 0.1 | 504.08 | 1 | Honeywell | 2023-12-13 | redacted
Low Income - Power to Save | LED Lights | 0 | 0 | 0 | 47.6 | 1 | Honeywell | 2023-12-13 | redacted
Low Income - Power to Save | Weather Strip/Caulk | 0 | 0.25 | 0.09 | 503.3 | 1 | Honeywell | 2023-12-19 | redacted
Low Income - Power to Save | Outdoor Coil Cleaning | 0 | 0.1 | 0 | 275 | 1 | Honeywell | 2023-12-19 | redacted
Low Income - Power to Save | HVAC Inspection | 0 | 0.17 | 0 | 268.73 | 1 | Honeywell | 2023-12-19 | redacted
Low Income - Power to Save | Low Flow Showerhead | 0 | 0.04 | 0.1 | 504.08 | 1 | Honeywell | 2023-12-19 | redacted
Low Income - Power to Save | LI - DUCT | 0 | 0.4 | 0.12 | 775.77 | 1 | Honeywell | 2023-12-19 | redacted
Low Income - Power to Save | LED Lights | 0 | 0 | 0 | 47.6 | 1 | Honeywell | 2023-12-19 | redacted
Low Income - Power to Save | Weather Strip/Caulk | 0 | 0.25 | 0.09 | 503.3 | 1 | Honeywell | 2023-12-22 | redacted
Low Income - Power to Save | Outdoor Coil Cleaning | 0 | 0.1 | 0 | 275 | 1 | Honeywell | 2023-12-22 | redacted
Low Income - Power to Save | Faucet Aerators | 0 | 0 | 0.02 | 110.58 | 1 | Honeywell | 2023-12-22 | redacted
Low Income - Power to Save | Low Flow Showerhead | 0 | 0.04 | 0.1 | 504.08 | 1 | Honeywell | 2023-12-22 | redacted
Low Income - Power to Save | LED Lights | 0 | 0 | 0 | 47.6 | 1 | Honeywell | 2023-12-22 | redacted
Low Income - Power to Save | Weather Strip/Caulk | 0 | 0.25 | 0.09 | 503.3 | 1 | Honeywell | 2023-12-18 | redacted
Low Income - Power to Save | Outdoor Coil Cleaning | 0 | 0.1 | 0 | 275 | 1 | Honeywell | 2023-12-18 | redacted
Low Income - Power to Save | Faucet Aerators | 0 | 0 | 0.02 | 110.58 | 1 | Honeywell | 2023-12-18 | redacted
Low Income - Power to Save | Low Flow Showerhead | 0 | 0.04 | 0.1 | 504.08 | 1 | Honeywell | 2023-12-18 | redacted
Low Income - Power to Save | LED Lights | 0 | 0 | 0 | 47.6 | 1 | Honeywell | 2023-12-18 | redacted
Low Income - Power to Save | Weather Strip/Caulk | 0 | 0.25 | 0.09 | 503.3 | 1 | Honeywell | 2023-12-19 | redacted
Low Income - Power to Save | Outdoor Coil Cleaning | 0 | 0.1 | 0 | 275 | 1 | Honeywell | 2023-12-19 | redacted
Low Income - Power to Save | Faucet Aerators | 0 | 0 | 0.02 | 110.58 | 1 | Honeywell | 2023-12-19 | redacted
Low Income - Power to Save | Low Flow Showerhead | 0 | 0.04 | 0.1 | 504.08 | 1 | Honeywell | 2023-12-19 | redacted
Low Income - Power to Save | LED Lights | 0 | 0 | 0 | 47.6 | 1 | Honeywell | 2023-12-19 | redacted
Low Income - Power to Save | Weather Strip/Caulk | 0 | 0.25 | 0.09 | 503.3 | 1 | Honeywell | 2023-12-13 | redacted
Low Income - Power to Save | Outdoor Coil Cleaning | 0 | 0.1 | 0 | 275 | 1 | Honeywell | 2023-12-13 | redacted
Low Income - Power to Save | HVAC Inspection | 0 | 0.17 | 0 | 268.73 | 1 | Honeywell | 2023-12-13 | redacted
Low Income - Power to Save | Low Flow Showerhead | 0 | 0.04 | 0.1 | 504.08 | 1 | Honeywell | 2023-12-13 | redacted
Low Income - Power to Save | LI - DUCT | 0 | 0.4 | 0.12 | 775.77 | 1 | Honeywell | 2023-12-13 | redacted
Low Income - Power to Save | LED Lights | 0 | 0 | 0 | 47.6 | 1 | Honeywell | 2023-12-13 | redacted
Low Income - Power to Save | Weather Strip/Caulk | 0 | 0.25 | 0.09 | 503.3 | 1 | Honeywell | 2023-12-08 | redacted
Low Income - Power to Save | Pipe Wrap | 0 | 0.01 | 0.03 | 143.65 | 1 | Honeywell | 2023-12-08 | redacted
Low Income - Power to Save | Outdoor Coil Cleaning | 0 | 0.1 | 0 | 275 | 1 | Honeywell | 2023-12-08 | redacted
Low Income - Power to Save | HVAC Inspection | 0 | 0.17 | 0 | 268.73 | 1 | Honeywell | 2023-12-08 | redacted
Low Income - Power to Save | Faucet Aerators | 0 | 0 | 0.02 | 110.58 | 1 | Honeywell | 2023-12-08 | redacted
Low Income - Power to Save | Low Flow Showerhead | 0 | 0.04 | 0.1 | 504.08 | 1 | Honeywell | 2023-12-08 | redacted
Low Income - Power to Save | LI - DUCT | 0 | 0.4 | 0.12 | 775.77 | 1 | Honeywell | 2023-12-08 | redacted
Low Income - Power to Save | LED Lights | 0 | 0 | 0 | 47.6 | 1 | Honeywell | 2023-12-08 | redacted
Low Income - Power to Save | Weather Strip/Caulk | 0 | 0.25 | 0.09 | 503.3 | 1 | Honeywell | 2023-12-21 | redacted
Low Income - Power to Save | Low Flow Showerhead | 0 | 0.04 | 0.1 | 504.08 | 1 | Honeywell | 2023-12-21 | redacted
Low Income - Power to Save | LED Lights | 0 | 0 | 0 | 47.6 | 1 | Honeywell | 2023-12-21 | redacted
Low Income - Power to Save | Weather Strip/Caulk | 0 | 0.25 | 0.09 | 503.3 | 1 | Honeywell | 2023-12-13 | redacted
Low Income - Power to Save | Pipe Wrap | 0 | 0.01 | 0.03 | 143.65 | 1 | Honeywell | 2023-12-13 | redacted
Low Income - Power to Save | Outdoor Coil Cleaning | 0 | 0.1 | 0 | 275 | 1 | Honeywell | 2023-12-13 | redacted
Low Income - Power to Save | LED Lights | 0 | 0 | 0 | 47.6 | 1 | Honeywell | 2023-12-13 | redacted
Low Income - Power to Save | Weather Strip/Caulk | 0 | 0.25 | 0.09 | 503.3 | 1 | Honeywell | 2023-12-20 | redacted
Low Income - Power to Save | Outdoor Coil Cleaning | 0 | 0.1 | 0 | 275 | 1 | Honeywell | 2023-12-20 | redacted
Low Income - Power to Save | HVAC Inspection | 0 | 0.17 | 0 | 268.73 | 1 | Honeywell | 2023-12-20 | redacted
Low Income - Power to Save | Low Flow Showerhead | 0 | 0.04 | 0.1 | 504.08 | 1 | Honeywell | 2023-12-20 | redacted
Low Income - Power to Save | LI - DUCT | 0 | 0.4 | 0.12 | 775.77 | 1 | Honeywell | 2023-12-20 | redacted
Low Income - Power to Save | LED Lights | 0 | 0 | 0 | 47.6 | 1 | Honeywell | 2023-12-20 | redacted
Low Income - Power to Save | Faucet Aerators | 0 | 0 | 0.02 | 110.58 | 1 | Honeywell | 2023-12-12 | redacted
Low Income - Power to Save | Low Flow Showerhead | 0 | 0.04 | 0.1 | 504.08 | 1 | Honeywell | 2023-12-12 | redacted
Low Income - Power to Save | LED Lights | 0 | 0 | 0 | 47.6 | 1 | Honeywell | 2023-12-12 | redacted
Low Income - Power to Save | Weather Strip/Caulk | 0 | 0.25 | 0.09 | 503.3 | 1 | Honeywell | 2023-12-21 | redacted
Low Income - Power to Save | Faucet Aerators | 0 | 0 | 0.02 | 110.58 | 1 | Honeywell | 2023-12-21 | redacted
Low Income - Power to Save | Low Flow Showerhead | 0 | 0.04 | 0.1 | 504.08 | 1 | Honeywell | 2023-12-21 | redacted
Low Income - Power to Save | LED Lights | 0 | 0 | 0 | 47.6 | 1 | Honeywell | 2023-12-21 | redacted
Low Income - Power to Save | Weather Strip/Caulk | 0 | 0.25 | 0.09 | 503.3 | 1 | Honeywell | 2023-12-11 | redacted
Low Income - Power to Save | Faucet Aerators | 0 | 0 | 0.02 | 110.58 | 1 | Honeywell | 2023-12-11 | redacted
Low Income - Power to Save | Low Flow Showerhead | 0 | 0.04 | 0.1 | 504.08 | 1 | Honeywell | 2023-12-11 | redacted
Low Income - Power to Save | LED Lights | 0 | 0 | 0 | 47.6 | 1 | Honeywell | 2023-12-11 | redacted
Low Income - Power to Save | Weather Strip/Caulk | 0 | 0.25 | 0.09 | 503.3 | 1 | Honeywell | 2023-12-18 | redacted
Low Income - Power to Save | Outdoor Coil Cleaning | 0 | 0.1 | 0 | 275 | 1 | Honeywell | 2023-12-18 | redacted
Low Income - Power to Save | HVAC Inspection | 0 | 0.17 | 0 | 268.73 | 1 | Honeywell | 2023-12-18 | redacted
Low Income - Power to Save | Low Flow Showerhead | 0 | 0.04 | 0.1 | 504.08 | 1 | Honeywell | 2023-12-18 | redacted
Low Income - Power to Save | LI - DUCT | 0 | 0.4 | 0.12 | 775.77 | 1 | Honeywell | 2023-12-18 | redacted
Low Income - Power to Save | LED Lights | 0 | 0 | 0 | 47.6 | 1 | Honeywell | 2023-12-18 | redacted
Low Income - Power to Save | Weather Strip/Caulk | 0 | 0.25 | 0.09 | 503.3 | 1 | Honeywell | 2023-12-19 | redacted
Low Income - Power to Save | Outdoor Coil Cleaning | 0 | 0.1 | 0 | 275 | 1 | Honeywell | 2023-12-19 | redacted
Low Income - Power to Save | Low Flow Showerhead | 0 | 0.04 | 0.1 | 504.08 | 1 | Honeywell | 2023-12-19 | redacted
Low Income - Power to Save | LED Lights | 0 | 0 | 0 | 47.6 | 1 | Honeywell | 2023-12-19 | redacted
Low Income - Power to Save | Weather Strip/Caulk | 0 | 0.25 | 0.09 | 503.3 | 1 | Honeywell | 2023-12-20 | redacted
Low Income - Power to Save | Outdoor Coil Cleaning | 0 | 0.1 | 0 | 275 | 1 | Honeywell | 2023-12-20 | redacted
Low Income - Power to Save | HVAC Inspection | 0 | 0.17 | 0 | 268.73 | 1 | Honeywell | 2023-12-20 | redacted
Low Income - Power to Save | Low Flow Showerhead | 0 | 0.04 | 0.1 | 504.08 | 1 | Honeywell | 2023-12-20 | redacted
Low Income - Power to Save | LI - DUCT | 0 | 0.4 | 0.12 | 775.77 | 1 | Honeywell | 2023-12-20 | redacted
Low Income - Power to Save | LED Lights | 0 | 0 | 0 | 47.6 | 1 | Honeywell | 2023-12-20 | redacted
Low Income - Power to Save | Weather Strip/Caulk | 0 | 0.25 | 0.09 | 503.3 | 1 | Honeywell | 2023-12-19 | redacted
Low Income - Power to Save | Outdoor Coil Cleaning | 0 | 0.1 | 0 | 275 | 1 | Honeywell | 2023-12-19 | redacted
Low Income - Power to Save | HVAC Inspection | 0 | 0.17 | 0 | 268.73 | 1 | Honeywell | 2023-12-19 | redacted
Low Income - Power to Save | Low Flow Showerhead | 0 | 0.04 | 0.1 | 504.08 | 1 | Honeywell | 2023-12-19 | redacted
Low Income - Power to Save | LI - DUCT | 0 | 0.4 | 0.12 | 775.77 | 1 | Honeywell | 2023-12-19 | redacted
Low Income - Power to Save | LED Lights | 0 | 0 | 0 | 47.6 | 1 | Honeywell | 2023-12-19 | redacted
Low Income - Power to Save | Weather Strip/Caulk | 0 | 0.25 | 0.09 | 503.3 | 1 | Honeywell | 2023-12-20 | redacted
Low Income - Power to Save | Outdoor Coil Cleaning | 0 | 0.1 | 0 | 275 | 1 | Honeywell | 2023-12-20 | redacted
Low Income - Power to Save | HVAC Inspection | 0 | 0.17 | 0 | 268.73 | 1 | Honeywell | 2023-12-20 | redacted
Low Income - Power to Save | Low Flow Showerhead | 0 | 0.04 | 0.1 | 504.08 | 1 | Honeywell | 2023-12-20 | redacted
Low Income - Power to Save | LI - DUCT | 0 | 0.4 | 0.12 | 775.77 | 1 | Honeywell | 2023-12-20 | redacted
Low Income - Power to Save | LED Lights | 0 | 0 | 0 | 47.6 | 1 | Honeywell | 2023-12-20 | redacted
Low Income - Power to Save | Weather Strip/Caulk | 0 | 0.25 | 0.09 | 503.3 | 1 | Honeywell | 2023-12-13 | redacted
Low Income - Power to Save | Pipe Wrap | 0 | 0.01 | 0.03 | 143.65 | 1 | Honeywell | 2023-12-13 | redacted
Low Income - Power to Save | Outdoor Coil Cleaning | 0 | 0.1 | 0 | 275 | 1 | Honeywell | 2023-12-13 | redacted
Low Income - Power to Save | HVAC Inspection | 0 | 0.17 | 0 | 268.73 | 1 | Honeywell | 2023-12-13 | redacted
Low Income - Power to Save | LI - DUCT | 0 | 0.4 | 0.12 | 775.77 | 1 | Honeywell | 2023-12-13 | redacted
Low Income - Power to Save | LED Lights | 0 | 0 | 0 | 47.6 | 1 | Honeywell | 2023-12-13 | redacted
Low Income - Power to Save | Weather Strip/Caulk | 0 | 0.25 | 0.09 | 503.3 | 1 | Honeywell | 2023-12-20 | redacted
Low Income - Power to Save | Outdoor Coil Cleaning | 0 | 0.1 | 0 | 275 | 1 | Honeywell | 2023-12-20 | redacted
Low Income - Power to Save | HVAC Inspection | 0 | 0.17 | 0 | 268.73 | 1 | Honeywell | 2023-12-20 | redacted
Low Income - Power to Save | Low Flow Showerhead | 0 | 0.04 | 0.1 | 504.08 | 1 | Honeywell | 2023-12-20 | redacted
Low Income - Power to Save | LI - DUCT | 0 | 0.4 | 0.12 | 775.77 | 1 | Honeywell | 2023-12-20 | redacted
Low Income - Power to Save | LED Lights | 0 | 0 | 0 | 47.6 | 1 | Honeywell | 2023-12-20 | redacted
Low Income - Power to Save | Weather Strip/Caulk | 0 | 0.25 | 0.09 | 503.3 | 1 | Honeywell | 2023-12-19 | redacted
Low Income - Power to Save | Outdoor Coil Cleaning | 0 | 0.1 | 0 | 275 | 1 | Honeywell | 2023-12-19 | redacted
Low Income - Power to Save | HVAC Inspection | 0 | 0.17 | 0 | 268.73 | 1 | Honeywell | 2023-12-19 | redacted
Low Income - Power to Save | Low Flow Showerhead | 0 | 0.04 | 0.1 | 504.08 | 1 | Honeywell | 2023-12-19 | redacted
Low Income - Power to Save | LI - DUCT | 0 | 0.4 | 0.12 | 775.77 | 1 | Honeywell | 2023-12-19 | redacted
Low Income - Power to Save | LED Lights | 0 | 0 | 0 | 47.6 | 1 | Honeywell | 2023-12-19 | redacted
Low Income - Power to Save | Weather Strip/Caulk | 0 | 0.25 | 0.09 | 503.3 | 1 | Honeywell | 2023-12-20 | redacted
Low Income - Power to Save | Outdoor Coil Cleaning | 0 | 0.1 | 0 | 275 | 1 | Honeywell | 2023-12-20 | redacted
Low Income - Power to Save | HVAC Inspection | 0 | 0.17 | 0 | 268.73 | 1 | Honeywell | 2023-12-20 | redacted
Low Income - Power to Save | Low Flow Showerhead | 0 | 0.04 | 0.1 | 504.08 | 1 | Honeywell | 2023-12-20 | redacted
Low Income - Power to Save | LI - DUCT | 0 | 0.4 | 0.12 | 775.77 | 1 | Honeywell | 2023-12-20 | redacted
Low Income - Power to Save | LED Lights | 0 | 0 | 0 | 47.6 | 1 | Honeywell | 2023-12-20 | redacted
Low Income - Power to Save | Weather Strip/Caulk | 0 | 0.25 | 0.09 | 503.3 | 1 | Honeywell | 2023-12-21 | redacted
Low Income - Power to Save | Pipe Wrap | 0 | 0.01 | 0.03 | 143.65 | 1 | Honeywell | 2023-12-21 | redacted
Low Income - Power to Save | Outdoor Coil Cleaning | 0 | 0.1 | 0 | 275 | 1 | Honeywell | 2023-12-21 | redacted
Low Income - Power to Save | HVAC Inspection | 0 | 0.17 | 0 | 268.73 | 1 | Honeywell | 2023-12-21 | redacted
Low Income - Power to Save | Faucet Aerators | 0 | 0 | 0.02 | 110.58 | 1 | Honeywell | 2023-12-21 | redacted
Low Income - Power to Save | LI - DUCT | 0 | 0.4 | 0.12 | 775.77 | 1 | Honeywell | 2023-12-21 | redacted
Low Income - Power to Save | LED Lights | 0 | 0 | 0 | 47.6 | 1 | Honeywell | 2023-12-21 | redacted
Low Income - Power to Save | Weather Strip/Caulk | 0 | 0.25 | 0.09 | 503.3 | 1 | Honeywell | 2023-12-08 | redacted
Low Income - Power to Save | Pipe Wrap | 0 | 0.01 | 0.03 | 143.65 | 1 | Honeywell | 2023-12-08 | redacted
Low Income - Power to Save | Outdoor Coil Cleaning | 0 | 0.1 | 0 | 275 | 1 | Honeywell | 2023-12-08 | redacted
Low Income - Power to Save | HVAC Inspection | 0 | 0.17 | 0 | 268.73 | 1 | Honeywell | 2023-12-08 | redacted
Low Income - Power to Save | Faucet Aerators | 0 | 0 | 0.02 | 110.58 | 1 | Honeywell | 2023-12-08 | redacted
Low Income - Power to Save | LI - DUCT | 0 | 0.4 | 0.12 | 775.77 | 1 | Honeywell | 2023-12-08 | redacted
Low Income - Power to Save | LED Lights | 0 | 0 | 0 | 47.6 | 1 | Honeywell | 2023-12-08 | redacted
Low Income - Power to Save | Weather Strip/Caulk | 0 | 0.25 | 0.09 | 503.3 | 1 | Honeywell | 2023-12-18 | redacted
Low Income - Power to Save | Pipe Wrap | 0 | 0.01 | 0.03 | 143.65 | 1 | Honeywell | 2023-12-18 | redacted
Low Income - Power to Save | Outdoor Coil Cleaning | 0 | 0.1 | 0 | 275 | 1 | Honeywell | 2023-12-18 | redacted
Low Income - Power to Save | Faucet Aerators | 0 | 0 | 0.02 | 110.58 | 1 | Honeywell | 2023-12-18 | redacted
Low Income - Power to Save | LI - DUCT | 0 | 0.4 | 0.12 | 775.77 | 1 | Honeywell | 2023-12-18 | redacted
Low Income - Power to Save | LED Lights | 0 | 0 | 0 | 47.6 | 1 | Honeywell | 2023-12-18 | redacted
Low Income - Power to Save | Weather Strip/Caulk | 0 | 0.25 | 0.09 | 503.3 | 1 | Honeywell | 2023-12-13 | redacted
Low Income - Power to Save | Outdoor Coil Cleaning | 0 | 0.1 | 0 | 275 | 1 | Honeywell | 2023-12-13 | redacted
Low Income - Power to Save | HVAC Inspection | 0 | 0.17 | 0 | 268.73 | 1 | Honeywell | 2023-12-13 | redacted
Low Income - Power to Save | Low Flow Showerhead | 0 | 0.04 | 0.1 | 504.08 | 1 | Honeywell | 2023-12-13 | redacted
Low Income - Power to Save | LI - DUCT | 0 | 0.4 | 0.12 | 775.77 | 1 | Honeywell | 2023-12-13 | redacted
Low Income - Power to Save | LED Lights | 0 | 0 | 0 | 47.6 | 1 | Honeywell | 2023-12-13 | redacted
Low Income - Power to Save | Weather Strip/Caulk | 0 | 0.25 | 0.09 | 503.3 | 1 | Honeywell | 2023-12-08 | redacted
Low Income - Power to Save | Pipe Wrap | 0 | 0.01 | 0.03 | 143.65 | 1 | Honeywell | 2023-12-08 | redacted
Low Income - Power to Save | Outdoor Coil Cleaning | 0 | 0.1 | 0 | 275 | 1 | Honeywell | 2023-12-08 | redacted
Low Income - Power to Save | HVAC Inspection | 0 | 0.17 | 0 | 268.73 | 1 | Honeywell | 2023-12-08 | redacted
Low Income - Power to Save | Faucet Aerators | 0 | 0 | 0.02 | 110.58 | 1 | Honeywell | 2023-12-08 | redacted
Low Income - Power to Save | Low Flow Showerhead | 0 | 0.04 | 0.1 | 504.08 | 1 | Honeywell | 2023-12-08 | redacted
Low Income - Power to Save | LI - DUCT | 0 | 0.4 | 0.12 | 775.77 | 1 | Honeywell | 2023-12-08 | redacted
Low Income - Power to Save | LED Lights | 0 | 0 | 0 | 47.6 | 1 | Honeywell | 2023-12-08 | redacted
Low Income - Power to Save | Weather Strip/Caulk | 0 | 0.25 | 0.09 | 503.3 | 1 | Honeywell | 2023-12-18 | redacted
Low Income - Power to Save | Pipe Wrap | 0 | 0.01 | 0.03 | 143.65 | 1 | Honeywell | 2023-12-18 | redacted
Low Income - Power to Save | Outdoor Coil Cleaning | 0 | 0.1 | 0 | 275 | 1 | Honeywell | 2023-12-18 | redacted
Low Income - Power to Save | HVAC Inspection | 0 | 0.17 | 0 | 268.73 | 1 | Honeywell | 2023-12-18 | redacted
Low Income - Power to Save | LI - DUCT | 0 | 0.4 | 0.12 | 775.77 | 1 | Honeywell | 2023-12-18 | redacted
Low Income - Power to Save | LED Lights | 0 | 0 | 0 | 47.6 | 1 | Honeywell | 2023-12-18 | redacted
Low Income - Power to Save | Outdoor Coil Cleaning | 0 | 0.1 | 0 | 275 | 1 | Honeywell | 2023-12-12 | redacted
Low Income - Power to Save | HVAC Inspection | 0 | 0.17 | 0 | 268.73 | 1 | Honeywell | 2023-12-12 | redacted
Low Income - Power to Save | Faucet Aerators | 0 | 0 | 0.02 | 110.58 | 1 | Honeywell | 2023-12-12 | redacted
Low Income - Power to Save | Low Flow Showerhead | 0 | 0.04 | 0.1 | 504.08 | 1 | Honeywell | 2023-12-12 | redacted
Low Income - Power to Save | LI - DUCT | 0 | 0.4 | 0.12 | 775.77 | 1 | Honeywell | 2023-12-12 | redacted
Low Income - Power to Save | LED Lights | 0 | 0 | 0 | 47.6 | 1 | Honeywell | 2023-12-12 | redacted
Low Income - Power to Save | Weather Strip/Caulk | 0 | 0.25 | 0.09 | 503.3 | 1 | Honeywell | 2023-12-21 | redacted
Low Income - Power to Save | Outdoor Coil Cleaning | 0 | 0.1 | 0 | 275 | 1 | Honeywell | 2023-12-21 | redacted
Low Income - Power to Save | HVAC Inspection | 0 | 0.17 | 0 | 268.73 | 1 | Honeywell | 2023-12-21 | redacted
Low Income - Power to Save | Low Flow Showerhead | 0 | 0.04 | 0.1 | 504.08 | 1 | Honeywell | 2023-12-21 | redacted
Low Income - Power to Save | LI - DUCT | 0 | 0.4 | 0.12 | 775.77 | 1 | Honeywell | 2023-12-21 | redacted
Low Income - Power to Save | LED Lights | 0 | 0 | 0 | 47.6 | 1 | Honeywell | 2023-12-21 | redacted
Low Income - Power to Save | Weather Strip/Caulk | 0 | 0.25 | 0.09 | 503.3 | 1 | Honeywell | 2023-12-21 | redacted
Low Income - Power to Save | Faucet Aerators | 0 | 0 | 0.02 | 110.58 | 1 | Honeywell | 2023-12-21 | redacted
Low Income - Power to Save | Low Flow Showerhead | 0 | 0.04 | 0.1 | 504.08 | 1 | Honeywell | 2023-12-21 | redacted
Low Income - Power to Save | LED Lights | 0 | 0 | 0 | 47.6 | 1 | Honeywell | 2023-12-21 | redacted
Low Income - Power to Save | Weather Strip/Caulk | 0 | 0.25 | 0.09 | 503.3 | 1 | Honeywell | 2023-12-18 | redacted
Low Income - Power to Save | Pipe Wrap | 0 | 0.01 | 0.03 | 143.65 | 1 | Honeywell | 2023-12-18 | redacted
Low Income - Power to Save | Outdoor Coil Cleaning | 0 | 0.1 | 0 | 275 | 1 | Honeywell | 2023-12-18 | redacted
Low Income - Power to Save | HVAC Inspection | 0 | 0.17 | 0 | 268.73 | 1 | Honeywell | 2023-12-18 | redacted
Low Income - Power to Save | Low Flow Showerhead | 0 | 0.04 | 0.1 | 504.08 | 1 | Honeywell | 2023-12-18 | redacted
Low Income - Power to Save | LI - DUCT | 0 | 0.4 | 0.12 | 775.77 | 1 | Honeywell | 2023-12-18 | redacted
Low Income - Power to Save | LED Lights | 0 | 0 | 0 | 47.6 | 1 | Honeywell | 2023-12-18 | redacted
Low Income - Power to Save | Weather Strip/Caulk | 0 | 0.25 | 0.09 | 503.3 | 1 | Honeywell | 2023-12-19 | redacted
Low Income - Power to Save | Outdoor Coil Cleaning | 0 | 0.1 | 0 | 275 | 1 | Honeywell | 2023-12-19 | redacted
Low Income - Power to Save | HVAC Inspection | 0 | 0.17 | 0 | 268.73 | 1 | Honeywell | 2023-12-19 | redacted
Low Income - Power to Save | Low Flow Showerhead | 0 | 0.04 | 0.1 | 504.08 | 1 | Honeywell | 2023-12-19 | redacted
Low Income - Power to Save | LI - DUCT | 0 | 0.4 | 0.12 | 775.77 | 1 | Honeywell | 2023-12-19 | redacted
Low Income - Power to Save | LED Lights | 0 | 0 | 0 | 47.6 | 1 | Honeywell | 2023-12-19 | redacted
Low Income - Power to Save | Weather Strip/Caulk | 0 | 0.25 | 0.09 | 503.3 | 1 | Honeywell | 2023-12-19 | redacted
Low Income - Power to Save | Pipe Wrap | 0 | 0.01 | 0.03 | 143.65 | 1 | Honeywell | 2023-12-19 | redacted
Low Income - Power to Save | Outdoor Coil Cleaning | 0 | 0.1 | 0 | 275 | 1 | Honeywell | 2023-12-19 | redacted
Low Income - Power to Save | HVAC Inspection | 0 | 0.17 | 0 | 268.73 | 1 | Honeywell | 2023-12-19 | redacted
Low Income - Power to Save | LI - DUCT | 0 | 0.4 | 0.12 | 775.77 | 1 | Honeywell | 2023-12-19 | redacted
Low Income - Power to Save | LED Lights | 0 | 0 | 0 | 47.6 | 1 | Honeywell | 2023-12-19 | redacted
Low Income - Power to Save | Weather Strip/Caulk | 0 | 0.25 | 0.09 | 503.3 | 1 | Honeywell | 2023-12-19 | redacted
Low Income - Power to Save | Outdoor Coil Cleaning | 0 | 0.1 | 0 | 275 | 1 | Honeywell | 2023-12-19 | redacted
Low Income - Power to Save | HVAC Inspection | 0 | 0.17 | 0 | 268.73 | 1 | Honeywell | 2023-12-19 | redacted
Low Income - Power to Save | Faucet Aerators | 0 | 0 | 0.02 | 110.58 | 1 | Honeywell | 2023-12-19 | redacted
Low Income - Power to Save | Low Flow Showerhead | 0 | 0.04 | 0.1 | 504.08 | 1 | Honeywell | 2023-12-19 | redacted
Low Income - Power to Save | LI - DUCT | 0 | 0.4 | 0.12 | 775.77 | 1 | Honeywell | 2023-12-19 | redacted
Low Income - Power to Save | LED Lights | 0 | 0 | 0 | 47.6 | 1 | Honeywell | 2023-12-19 | redacted
Low Income - Power to Save | Weather Strip/Caulk | 0 | 0.25 | 0.09 | 503.3 | 1 | Honeywell | 2023-12-20 | redacted
Low Income - Power to Save | Outdoor Coil Cleaning | 0 | 0.1 | 0 | 275 | 1 | Honeywell | 2023-12-20 | redacted
Low Income - Power to Save | HVAC Inspection | 0 | 0.17 | 0 | 268.73 | 1 | Honeywell | 2023-12-20 | redacted
Low Income - Power to Save | Faucet Aerators | 0 | 0 | 0.02 | 110.58 | 1 | Honeywell | 2023-12-20 | redacted
Low Income - Power to Save | Low Flow Showerhead | 0 | 0.04 | 0.1 | 504.08 | 1 | Honeywell | 2023-12-20 | redacted
Low Income - Power to Save | LI - DUCT | 0 | 0.4 | 0.12 | 775.77 | 1 | Honeywell | 2023-12-20 | redacted
Low Income - Power to Save | LED Lights | 0 | 0 | 0 | 47.6 | 1 | Honeywell | 2023-12-20 | redacted
Low Income - Power to Save | Weather Strip/Caulk | 0 | 0.25 | 0.09 | 503.3 | 1 | Honeywell | 2023-12-20 | redacted
Low Income - Power to Save | Faucet Aerators | 0 | 0 | 0.02 | 110.58 | 1 | Honeywell | 2023-12-20 | redacted
Low Income - Power to Save | Low Flow Showerhead | 0 | 0.04 | 0.1 | 504.08 | 1 | Honeywell | 2023-12-20 | redacted
Low Income - Power to Save | LED Lights | 0 | 0 | 0 | 47.6 | 1 | Honeywell | 2023-12-20 | redacted
Low Income - Power to Save | Weather Strip/Caulk | 0 | 0.25 | 0.09 | 503.3 | 1 | Honeywell | 2023-12-13 | redacted
Low Income - Power to Save | Pipe Wrap | 0 | 0.01 | 0.03 | 143.65 | 1 | Honeywell | 2023-12-13 | redacted
Low Income - Power to Save | Outdoor Coil Cleaning | 0 | 0.1 | 0 | 275 | 1 | Honeywell | 2023-12-13 | redacted
Low Income - Power to Save | HVAC Inspection | 0 | 0.17 | 0 | 268.73 | 1 | Honeywell | 2023-12-13 | redacted
Low Income - Power to Save | LI - DUCT | 0 | 0.4 | 0.12 | 775.77 | 1 | Honeywell | 2023-12-13 | redacted
Low Income - Power to Save | LED Lights | 0 | 0 | 0 | 47.6 | 1 | Honeywell | 2023-12-13 | redacted
Low Income - Power to Save | Weather Strip/Caulk | 0 | 0.25 | 0.09 | 503.3 | 1 | Honeywell | 2023-12-20 | redacted
Low Income - Power to Save | Outdoor Coil Cleaning | 0 | 0.1 | 0 | 275 | 1 | Honeywell | 2023-12-20 | redacted
Low Income - Power to Save | HVAC Inspection | 0 | 0.17 | 0 | 268.73 | 1 | Honeywell | 2023-12-20 | redacted
Low Income - Power to Save | LI - DUCT | 0 | 0.4 | 0.12 | 775.77 | 1 | Honeywell | 2023-12-20 | redacted
Low Income - Power to Save | LED Lights | 0 | 0 | 0 | 47.6 | 1 | Honeywell | 2023-12-20 | redacted
Low Income - Power to Save | Weather Strip/Caulk | 0 | 0.25 | 0.09 | 503.3 | 1 | Honeywell | 2023-12-20 | redacted
Low Income - Power to Save | Outdoor Coil Cleaning | 0 | 0.1 | 0 | 275 | 1 | Honeywell | 2023-12-20 | redacted
Low Income - Power to Save | Faucet Aerators | 0 | 0 | 0.02 | 110.58 | 1 | Honeywell | 2023-12-20 | redacted
Low Income - Power to Save | Low Flow Showerhead | 0 | 0.04 | 0.1 | 504.08 | 1 | Honeywell | 2023-12-20 | redacted
Low Income - Power to Save | LED Lights | 0 | 0 | 0 | 47.6 | 1 | Honeywell | 2023-12-20 | redacted
Low Income - Power to Save | Weather Strip/Caulk | 0 | 0.25 | 0.09 | 503.3 | 1 | Honeywell | 2023-12-18 | redacted
Low Income - Power to Save | Outdoor Coil Cleaning | 0 | 0.1 | 0 | 275 | 1 | Honeywell | 2023-12-18 | redacted
Low Income - Power to Save | HVAC Inspection | 0 | 0.17 | 0 | 268.73 | 1 | Honeywell | 2023-12-18 | redacted
Low Income - Power to Save | Low Flow Showerhead | 0 | 0.04 | 0.1 | 504.08 | 1 | Honeywell | 2023-12-18 | redacted
Low Income - Power to Save | LI - DUCT | 0 | 0.4 | 0.12 | 775.77 | 1 | Honeywell | 2023-12-18 | redacted
Low Income - Power to Save | LED Lights | 0 | 0 | 0 | 47.6 | 1 | Honeywell | 2023-12-18 | redacted
Low Income - Power to Save | Weather Strip/Caulk | 0 | 0.25 | 0.09 | 503.3 | 1 | Honeywell | 2023-12-13 | redacted
Low Income - Power to Save | Outdoor Coil Cleaning | 0 | 0.1 | 0 | 275 | 1 | Honeywell | 2023-12-13 | redacted
Low Income - Power to Save | HVAC Inspection | 0 | 0.17 | 0 | 268.73 | 1 | Honeywell | 2023-12-13 | redacted
Low Income - Power to Save | Low Flow Showerhead | 0 | 0.04 | 0.1 | 504.08 | 1 | Honeywell | 2023-12-13 | redacted
Low Income - Power to Save | LI - DUCT | 0 | 0.4 | 0.12 | 775.77 | 1 | Honeywell | 2023-12-13 | redacted
Low Income - Power to Save | LED Lights | 0 | 0 | 0 | 47.6 | 1 | Honeywell | 2023-12-13 | redacted
Low Income - Power to Save | Outdoor Coil Cleaning | 0 | 0.1 | 0 | 275 | 1 | Honeywell | 2023-12-22 | redacted
Low Income - Power to Save | HVAC Inspection | 0 | 0.17 | 0 | 268.73 | 1 | Honeywell | 2023-12-22 | redacted
Low Income - Power to Save | Faucet Aerators | 0 | 0 | 0.02 | 110.58 | 1 | Honeywell | 2023-12-22 | redacted
Low Income - Power to Save | Low Flow Showerhead | 0 | 0.04 | 0.1 | 504.08 | 1 | Honeywell | 2023-12-22 | redacted
Low Income - Power to Save | LI - DUCT | 0 | 0.4 | 0.12 | 775.77 | 1 | Honeywell | 2023-12-22 | redacted
Low Income - Power to Save | LED Lights | 0 | 0 | 0 | 47.6 | 1 | Honeywell | 2023-12-22 | redacted
Low Income - Power to Save | Weather Strip/Caulk | 0 | 0.25 | 0.09 | 503.3 | 1 | Honeywell | 2023-12-21 | redacted
Low Income - Power to Save | Outdoor Coil Cleaning | 0 | 0.1 | 0 | 275 | 1 | Honeywell | 2023-12-21 | redacted
Low Income - Power to Save | HVAC Inspection | 0 | 0.17 | 0 | 268.73 | 1 | Honeywell | 2023-12-21 | redacted
Low Income - Power to Save | Low Flow Showerhead | 0 | 0.04 | 0.1 | 504.08 | 1 | Honeywell | 2023-12-21 | redacted
Low Income - Power to Save | LI - DUCT | 0 | 0.4 | 0.12 | 775.77 | 1 | Honeywell | 2023-12-21 | redacted
Low Income - Power to Save | LED Lights | 0 | 0 | 0 | 47.6 | 1 | Honeywell | 2023-12-21 | redacted
Low Income - Power to Save | Weather Strip/Caulk | 0 | 0.25 | 0.09 | 503.3 | 1 | Honeywell | 2023-12-20 | redacted
Low Income - Power to Save | Outdoor Coil Cleaning | 0 | 0.1 | 0 | 275 | 1 | Honeywell | 2023-12-20 | redacted
Low Income - Power to Save | HVAC Inspection | 0 | 0.17 | 0 | 268.73 | 1 | Honeywell | 2023-12-20 | redacted
Low Income - Power to Save | LI - DUCT | 0 | 0.4 | 0.12 | 775.77 | 1 | Honeywell | 2023-12-20 | redacted
Low Income - Power to Save | LED Lights | 0 | 0 | 0 | 47.6 | 1 | Honeywell | 2023-12-20 | redacted
Low Income - Power to Save | Faucet Aerators | 0 | 0 | 0.02 | 110.58 | 1 | Honeywell | 2023-12-20 | redacted
Low Income - Power to Save | Low Flow Showerhead | 0 | 0.04 | 0.1 | 504.08 | 1 | Honeywell | 2023-12-20 | redacted
Low Income - Power to Save | LED Lights | 0 | 0 | 0 | 47.6 | 1 | Honeywell | 2023-12-20 | redacted
Low Income - Power to Save | Weather Strip/Caulk | 0 | 0.25 | 0.09 | 503.3 | 1 | Honeywell | 2023-12-19 | redacted
Low Income - Power to Save | Outdoor Coil Cleaning | 0 | 0.1 | 0 | 275 | 1 | Honeywell | 2023-12-19 | redacted
Low Income - Power to Save | HVAC Inspection | 0 | 0.17 | 0 | 268.73 | 1 | Honeywell | 2023-12-19 | redacted
Low Income - Power to Save | Low Flow Showerhead | 0 | 0.04 | 0.1 | 504.08 | 1 | Honeywell | 2023-12-19 | redacted
Low Income - Power to Save | LI - DUCT | 0 | 0.4 | 0.12 | 775.77 | 1 | Honeywell | 2023-12-19 | redacted
Low Income - Power to Save | LED Lights | 0 | 0 | 0 | 47.6 | 1 | Honeywell | 2023-12-19 | redacted
Low Income - Power to Save | Weather Strip/Caulk | 0 | 0.25 | 0.09 | 503.3 | 1 | Honeywell | 2023-12-19 | redacted
Low Income - Power to Save | Outdoor Coil Cleaning | 0 | 0.1 | 0 | 275 | 1 | Honeywell | 2023-12-19 | redacted
Low Income - Power to Save | HVAC Inspection | 0 | 0.17 | 0 | 268.73 | 1 | Honeywell | 2023-12-19 | redacted
Low Income - Power to Save | Low Flow Showerhead | 0 | 0.04 | 0.1 | 504.08 | 1 | Honeywell | 2023-12-19 | redacted
Low Income - Power to Save | LI - DUCT | 0 | 0.4 | 0.12 | 775.77 | 1 | Honeywell | 2023-12-19 | redacted
Low Income - Power to Save | LED Lights | 0 | 0 | 0 | 47.6 | 1 | Honeywell | 2023-12-19 | redacted
Low Income - Power to Save | Weather Strip/Caulk | 0 | 0.25 | 0.09 | 503.3 | 1 | Honeywell | 2023-12-21 | redacted
Low Income - Power to Save | Pipe Wrap | 0 | 0.01 | 0.03 | 143.65 | 1 | Honeywell | 2023-12-21 | redacted
Low Income - Power to Save | Outdoor Coil Cleaning | 0 | 0.1 | 0 | 275 | 1 | Honeywell | 2023-12-21 | redacted
Low Income - Power to Save | HVAC Inspection | 0 | 0.17 | 0 | 268.73 | 1 | Honeywell | 2023-12-21 | redacted
Low Income - Power to Save | Faucet Aerators | 0 | 0 | 0.02 | 110.58 | 1 | Honeywell | 2023-12-21 | redacted
Low Income - Power to Save | Low Flow Showerhead | 0 | 0.04 | 0.1 | 504.08 | 1 | Honeywell | 2023-12-21 | redacted
Low Income - Power to Save | LI - DUCT | 0 | 0.4 | 0.12 | 775.77 | 1 | Honeywell | 2023-12-21 | redacted
Low Income - Power to Save | LED Lights | 0 | 0 | 0 | 47.6 | 1 | Honeywell | 2023-12-21 | redacted
Low Income - Power to Save | Weather Strip/Caulk | 0 | 0.25 | 0.09 | 503.3 | 1 | Honeywell | 2023-12-13 | redacted
Low Income - Power to Save | Outdoor Coil Cleaning | 0 | 0.1 | 0 | 275 | 1 | Honeywell | 2023-12-13 | redacted
Low Income - Power to Save | LED Lights | 0 | 0 | 0 | 47.6 | 1 | Honeywell | 2023-12-13 | redacted
Low Income - Power to Save | Weather Strip/Caulk | 0 | 0.25 | 0.09 | 503.3 | 1 | Honeywell | 2023-11-13 | redacted
Low Income - Power to Save | Outdoor Coil Cleaning | 0 | 0.1 | 0 | 275 | 1 | Honeywell | 2023-11-13 | redacted
Low Income - Power to Save | HVAC Inspection | 0 | 0.17 | 0 | 268.73 | 1 | Honeywell | 2023-11-13 | redacted
Low Income - Power to Save | Low Flow Showerhead | 0 | 0.04 | 0.1 | 504.08 | 1 | Honeywell | 2023-11-13 | redacted
Low Income - Power to Save | LI - DUCT | 0 | 0.4 | 0.12 | 775.77 | 1 | Honeywell | 2023-11-13 | redacted
Low Income - Power to Save | LED Lights | 0 | 0 | 0 | 47.6 | 1 | Honeywell | 2023-11-13 | redacted
Low Income - Power to Save | Weather Strip/Caulk | 0 | 0.25 | 0.09 | 503.3 | 1 | Honeywell | 2023-11-10 | redacted
Low Income - Power to Save | Outdoor Coil Cleaning | 0 | 0.1 | 0 | 275 | 1 | Honeywell | 2023-11-10 | redacted
Low Income - Power to Save | HVAC Inspection | 0 | 0.17 | 0 | 268.73 | 1 | Honeywell | 2023-11-10 | redacted
Low Income - Power to Save | LED Lights | 0 | 0 | 0 | 47.6 | 1 | Honeywell | 2023-11-10 | redacted
Low Income - Power to Save | Weather Strip/Caulk | 0 | 0.25 | 0.09 | 503.3 | 1 | Honeywell | 2023-11-16 | redacted
Low Income - Power to Save | Pipe Wrap | 0 | 0.01 | 0.03 | 143.65 | 1 | Honeywell | 2023-11-16 | redacted
Low Income - Power to Save | Outdoor Coil Cleaning | 0 | 0.1 | 0 | 275 | 1 | Honeywell | 2023-11-16 | redacted
Low Income - Power to Save | HVAC Inspection | 0 | 0.17 | 0 | 268.73 | 1 | Honeywell | 2023-11-16 | redacted
Low Income - Power to Save | LI - DUCT | 0 | 0.4 | 0.12 | 775.77 | 1 | Honeywell | 2023-11-16 | redacted
Low Income - Power to Save | LED Lights | 0 | 0 | 0 | 47.6 | 1 | Honeywell | 2023-11-16 | redacted
Low Income - Power to Save | Weather Strip/Caulk | 0 | 0.25 | 0.09 | 503.3 | 1 | Honeywell | 2023-11-10 | redacted
Low Income - Power to Save | Outdoor Coil Cleaning | 0 | 0.1 | 0 | 275 | 1 | Honeywell | 2023-11-10 | redacted
Low Income - Power to Save | HVAC Inspection | 0 | 0.17 | 0 | 268.73 | 1 | Honeywell | 2023-11-10 | redacted
Low Income - Power to Save | LI - DUCT | 0 | 0.4 | 0.12 | 775.77 | 1 | Honeywell | 2023-11-10 | redacted
Low Income - Power to Save | Weather Strip/Caulk | 0 | 0.25 | 0.09 | 503.3 | 1 | Honeywell | 2023-11-14 | redacted
Low Income - Power to Save | Pipe Wrap | 0 | 0.01 | 0.03 | 143.65 | 1 | Honeywell | 2023-11-14 | redacted
Low Income - Power to Save | Outdoor Coil Cleaning | 0 | 0.1 | 0 | 275 | 1 | Honeywell | 2023-11-14 | redacted
Low Income - Power to Save | HVAC Inspection | 0 | 0.17 | 0 | 268.73 | 1 | Honeywell | 2023-11-14 | redacted
Low Income - Power to Save | Faucet Aerators | 0 | 0 | 0.02 | 110.58 | 1 | Honeywell | 2023-11-14 | redacted
Low Income - Power to Save | Low Flow Showerhead | 0 | 0.04 | 0.1 | 504.08 | 1 | Honeywell | 2023-11-14 | redacted
Low Income - Power to Save | LI - DUCT | 0 | 0.4 | 0.12 | 775.77 | 1 | Honeywell | 2023-11-14 | redacted
Low Income - Power to Save | LED Lights | 0 | 0 | 0 | 47.6 | 1 | Honeywell | 2023-11-14 | redacted
Low Income - Power to Save | Outdoor Coil Cleaning | 0 | 0.1 | 0 | 275 | 1 | Honeywell | 2023-11-17 | redacted
Low Income - Power to Save | HVAC Inspection | 0 | 0.17 | 0 | 268.73 | 1 | Honeywell | 2023-11-17 | redacted
Low Income - Power to Save | Faucet Aerators | 0 | 0 | 0.02 | 110.58 | 1 | Honeywell | 2023-11-17 | redacted
Low Income - Power to Save | Low Flow Showerhead | 0 | 0.04 | 0.1 | 504.08 | 1 | Honeywell | 2023-11-17 | redacted
Low Income - Power to Save | LI - DUCT | 0 | 0.4 | 0.12 | 775.77 | 1 | Honeywell | 2023-11-17 | redacted
Low Income - Power to Save | LED Lights | 0 | 0 | 0 | 47.6 | 1 | Honeywell | 2023-11-17 | redacted
Low Income - Power to Save | Weather Strip/Caulk | 0 | 0.25 | 0.09 | 503.3 | 1 | Honeywell | 2023-11-13 | redacted
Low Income - Power to Save | Outdoor Coil Cleaning | 0 | 0.1 | 0 | 275 | 1 | Honeywell | 2023-11-13 | redacted
Low Income - Power to Save | HVAC Inspection | 0 | 0.17 | 0 | 268.73 | 1 | Honeywell | 2023-11-13 | redacted
Low Income - Power to Save | Low Flow Showerhead | 0 | 0.04 | 0.1 | 504.08 | 1 | Honeywell | 2023-11-13 | redacted
Low Income - Power to Save | Weather Strip/Caulk | 0 | 0.25 | 0.09 | 503.3 | 1 | Honeywell | 2023-11-09 | redacted
Low Income - Power to Save | Faucet Aerators | 0 | 0 | 0.02 | 110.58 | 1 | Honeywell | 2023-11-09 | redacted
Low Income - Power to Save | LED Lights | 0 | 0 | 0 | 47.6 | 1 | Honeywell | 2023-11-09 | redacted
Low Income - Power to Save | Weather Strip/Caulk | 0 | 0.25 | 0.09 | 503.3 | 1 | Honeywell | 2023-11-09 | redacted
Low Income - Power to Save | Pipe Wrap | 0 | 0.01 | 0.03 | 143.65 | 1 | Honeywell | 2023-11-09 | redacted
Low Income - Power to Save | Outdoor Coil Cleaning | 0 | 0.1 | 0 | 275 | 1 | Honeywell | 2023-11-09 | redacted
Low Income - Power to Save | HVAC Inspection | 0 | 0.17 | 0 | 268.73 | 1 | Honeywell | 2023-11-09 | redacted
Low Income - Power to Save | Faucet Aerators | 0 | 0 | 0.02 | 110.58 | 1 | Honeywell | 2023-11-09 | redacted
Low Income - Power to Save | LI - DUCT | 0 | 0.4 | 0.12 | 775.77 | 1 | Honeywell | 2023-11-09 | redacted
Low Income - Power to Save | LED Lights | 0 | 0 | 0 | 47.6 | 1 | Honeywell | 2023-11-09 | redacted
Low Income - Power to Save | Weather Strip/Caulk | 0 | 0.25 | 0.09 | 503.3 | 1 | Honeywell | 2023-11-09 | redacted
Low Income - Power to Save | Outdoor Coil Cleaning | 0 | 0.1 | 0 | 275 | 1 | Honeywell | 2023-11-09 | redacted
Low Income - Power to Save | HVAC Inspection | 0 | 0.17 | 0 | 268.73 | 1 | Honeywell | 2023-11-09 | redacted
Low Income - Power to Save | Faucet Aerators | 0 | 0 | 0.02 | 110.58 | 1 | Honeywell | 2023-11-09 | redacted
Low Income - Power to Save | Low Flow Showerhead | 0 | 0.04 | 0.1 | 504.08 | 1 | Honeywell | 2023-11-09 | redacted
Low Income - Power to Save | Weather Strip/Caulk | 0 | 0.25 | 0.09 | 503.3 | 1 | Honeywell | 2023-11-16 | redacted
Low Income - Power to Save | Outdoor Coil Cleaning | 0 | 0.1 | 0 | 275 | 1 | Honeywell | 2023-11-16 | redacted
Low Income - Power to Save | HVAC Inspection | 0 | 0.17 | 0 | 268.73 | 1 | Honeywell | 2023-11-16 | redacted
Low Income - Power to Save | Faucet Aerators | 0 | 0 | 0.02 | 110.58 | 1 | Honeywell | 2023-11-16 | redacted
Low Income - Power to Save | LI - DUCT | 0 | 0.4 | 0.12 | 775.77 | 1 | Honeywell | 2023-11-16 | redacted
Low Income - Power to Save | LED Lights | 0 | 0 | 0 | 47.6 | 1 | Honeywell | 2023-11-16 | redacted
Low Income - Power to Save | Weather Strip/Caulk | 0 | 0.25 | 0.09 | 503.3 | 1 | Honeywell | 2023-11-19 | redacted
Low Income - Power to Save | Outdoor Coil Cleaning | 0 | 0.1 | 0 | 275 | 1 | Honeywell | 2023-11-19 | redacted
Low Income - Power to Save | Faucet Aerators | 0 | 0 | 0.02 | 110.58 | 1 | Honeywell | 2023-11-19 | redacted
Low Income - Power to Save | Low Flow Showerhead | 0 | 0.04 | 0.1 | 504.08 | 1 | Honeywell | 2023-11-19 | redacted
Low Income - Power to Save | LED Lights | 0 | 0 | 0 | 47.6 | 1 | Honeywell | 2023-11-19 | redacted
Low Income - Power to Save | Weather Strip/Caulk | 0 | 0.25 | 0.09 | 503.3 | 1 | Honeywell | 2023-11-14 | redacted
Low Income - Power to Save | Pipe Wrap | 0 | 0.01 | 0.03 | 143.65 | 1 | Honeywell | 2023-11-14 | redacted
Low Income - Power to Save | Outdoor Coil Cleaning | 0 | 0.1 | 0 | 275 | 1 | Honeywell | 2023-11-14 | redacted
Low Income - Power to Save | HVAC Inspection | 0 | 0.17 | 0 | 268.73 | 1 | Honeywell | 2023-11-14 | redacted
Low Income - Power to Save | Faucet Aerators | 0 | 0 | 0.02 | 110.58 | 1 | Honeywell | 2023-11-14 | redacted
Low Income - Power to Save | LI - DUCT | 0 | 0.4 | 0.12 | 775.77 | 1 | Honeywell | 2023-11-14 | redacted
Low Income - Power to Save | LED Lights | 0 | 0 | 0 | 47.6 | 1 | Honeywell | 2023-11-14 | redacted
Low Income - Power to Save | Weather Strip/Caulk | 0 | 0.25 | 0.09 | 503.3 | 1 | Honeywell | 2023-11-16 | redacted
Low Income - Power to Save | Faucet Aerators | 0 | 0 | 0.02 | 110.58 | 1 | Honeywell | 2023-11-16 | redacted
Low Income - Power to Save | Low Flow Showerhead | 0 | 0.04 | 0.1 | 504.08 | 1 | Honeywell | 2023-11-16 | redacted
Low Income - Power to Save | LED Lights | 0 | 0 | 0 | 47.6 | 1 | Honeywell | 2023-11-16 | redacted
Low Income - Power to Save | Weather Strip/Caulk | 0 | 0.25 | 0.09 | 503.3 | 1 | Honeywell | 2023-11-09 | redacted
Low Income - Power to Save | Outdoor Coil Cleaning | 0 | 0.1 | 0 | 275 | 1 | Honeywell | 2023-11-09 | redacted
Low Income - Power to Save | HVAC Inspection | 0 | 0.17 | 0 | 268.73 | 1 | Honeywell | 2023-11-09 | redacted
Low Income - Power to Save | Low Flow Showerhead | 0 | 0.04 | 0.1 | 504.08 | 1 | Honeywell | 2023-11-09 | redacted
Low Income - Power to Save | LI - DUCT | 0 | 0.4 | 0.12 | 775.77 | 1 | Honeywell | 2023-11-09 | redacted
Low Income - Power to Save | LED Lights | 0 | 0 | 0 | 47.6 | 1 | Honeywell | 2023-11-09 | redacted
Low Income - Power to Save | Weather Strip/Caulk | 0 | 0.25 | 0.09 | 503.3 | 1 | Honeywell | 2023-11-17 | redacted
Low Income - Power to Save | Outdoor Coil Cleaning | 0 | 0.1 | 0 | 275 | 1 | Honeywell | 2023-11-17 | redacted
Low Income - Power to Save | Faucet Aerators | 0 | 0 | 0.02 | 110.58 | 1 | Honeywell | 2023-11-17 | redacted
Low Income - Power to Save | Low Flow Showerhead | 0 | 0.04 | 0.1 | 504.08 | 1 | Honeywell | 2023-11-17 | redacted
Low Income - Power to Save | LED Lights | 0 | 0 | 0 | 47.6 | 1 | Honeywell | 2023-11-17 | redacted
Low Income - Power to Save | Faucet Aerators | 0 | 0 | 0.02 | 110.58 | 1 | Honeywell | 2023-11-16 | redacted
Low Income - Power to Save | Low Flow Showerhead | 0 | 0.04 | 0.1 | 504.08 | 1 | Honeywell | 2023-11-16 | redacted
Low Income - Power to Save | LED Lights | 0 | 0 | 0 | 47.6 | 1 | Honeywell | 2023-11-16 | redacted
Low Income - Power to Save | Weather Strip/Caulk | 0 | 0.25 | 0.09 | 503.3 | 1 | Honeywell | 2023-11-13 | redacted
Low Income - Power to Save | Pipe Wrap | 0 | 0.01 | 0.03 | 143.65 | 1 | Honeywell | 2023-11-13 | redacted
Low Income - Power to Save | Outdoor Coil Cleaning | 0 | 0.1 | 0 | 275 | 1 | Honeywell | 2023-11-13 | redacted
Low Income - Power to Save | HVAC Inspection | 0 | 0.17 | 0 | 268.73 | 1 | Honeywell | 2023-11-13 | redacted
Low Income - Power to Save | Faucet Aerators | 0 | 0 | 0.02 | 110.58 | 1 | Honeywell | 2023-11-13 | redacted
Low Income - Power to Save | LI - DUCT | 0 | 0.4 | 0.12 | 775.77 | 1 | Honeywell | 2023-11-13 | redacted
Low Income - Power to Save | LED Lights | 0 | 0 | 0 | 47.6 | 1 | Honeywell | 2023-11-13 | redacted
Low Income - Power to Save | Weather Strip/Caulk | 0 | 0.25 | 0.09 | 503.3 | 1 | Honeywell | 2023-11-17 | redacted
Low Income - Power to Save | Pipe Wrap | 0 | 0.01 | 0.03 | 143.65 | 1 | Honeywell | 2023-11-17 | redacted
Low Income - Power to Save | Outdoor Coil Cleaning | 0 | 0.1 | 0 | 275 | 1 | Honeywell | 2023-11-17 | redacted
Low Income - Power to Save | HVAC Inspection | 0 | 0.17 | 0 | 268.73 | 1 | Honeywell | 2023-11-17 | redacted
Low Income - Power to Save | Faucet Aerators | 0 | 0 | 0.02 | 110.58 | 1 | Honeywell | 2023-11-17 | redacted
Low Income - Power to Save | Low Flow Showerhead | 0 | 0.04 | 0.1 | 504.08 | 1 | Honeywell | 2023-11-17 | redacted
Low Income - Power to Save | LI - DUCT | 0 | 0.4 | 0.12 | 775.77 | 1 | Honeywell | 2023-11-17 | redacted
Low Income - Power to Save | LED Lights | 0 | 0 | 0 | 47.6 | 1 | Honeywell | 2023-11-17 | redacted
Low Income - Power to Save | Weather Strip/Caulk | 0 | 0.25 | 0.09 | 503.3 | 1 | Honeywell | 2023-11-17 | redacted
Low Income - Power to Save | Pipe Wrap | 0 | 0.01 | 0.03 | 143.65 | 1 | Honeywell | 2023-11-17 | redacted
Low Income - Power to Save | Outdoor Coil Cleaning | 0 | 0.1 | 0 | 275 | 1 | Honeywell | 2023-11-17 | redacted
Low Income - Power to Save | HVAC Inspection | 0 | 0.17 | 0 | 268.73 | 1 | Honeywell | 2023-11-17 | redacted
Low Income - Power to Save | LI - DUCT | 0 | 0.4 | 0.12 | 775.77 | 1 | Honeywell | 2023-11-17 | redacted
Low Income - Power to Save | LED Lights | 0 | 0 | 0 | 47.6 | 1 | Honeywell | 2023-11-17 | redacted
Low Income - Power to Save | Weather Strip/Caulk | 0 | 0.25 | 0.09 | 503.3 | 1 | Honeywell | 2023-11-17 | redacted
Low Income - Power to Save | Outdoor Coil Cleaning | 0 | 0.1 | 0 | 275 | 1 | Honeywell | 2023-11-17 | redacted
Low Income - Power to Save | HVAC Inspection | 0 | 0.17 | 0 | 268.73 | 1 | Honeywell | 2023-11-17 | redacted
Low Income - Power to Save | LI - DUCT | 0 | 0.4 | 0.12 | 775.77 | 1 | Honeywell | 2023-11-17 | redacted
Low Income - Power to Save | LED Lights | 0 | 0 | 0 | 47.6 | 1 | Honeywell | 2023-11-17 | redacted
Low Income - Power to Save | Weather Strip/Caulk | 0 | 0.25 | 0.09 | 503.3 | 1 | Honeywell | 2023-11-13 | redacted
Low Income - Power to Save | Outdoor Coil Cleaning | 0 | 0.1 | 0 | 275 | 1 | Honeywell | 2023-11-13 | redacted
Low Income - Power to Save | HVAC Inspection | 0 | 0.17 | 0 | 268.73 | 1 | Honeywell | 2023-11-13 | redacted
Low Income - Power to Save | Faucet Aerators | 0 | 0 | 0.02 | 110.58 | 1 | Honeywell | 2023-11-13 | redacted
Low Income - Power to Save | Low Flow Showerhead | 0 | 0.04 | 0.1 | 504.08 | 1 | Honeywell | 2023-11-13 | redacted
Low Income - Power to Save | LI - DUCT | 0 | 0.4 | 0.12 | 775.77 | 1 | Honeywell | 2023-11-13 | redacted
Low Income - Power to Save | LED Lights | 0 | 0 | 0 | 47.6 | 1 | Honeywell | 2023-11-13 | redacted
Low Income - Power to Save | Weather Strip/Caulk | 0 | 0.25 | 0.09 | 503.3 | 1 | Honeywell | 2023-11-10 | redacted
Low Income - Power to Save | Outdoor Coil Cleaning | 0 | 0.1 | 0 | 275 | 1 | Honeywell | 2023-11-10 | redacted
Low Income - Power to Save | LED Lights | 0 | 0 | 0 | 47.6 | 1 | Honeywell | 2023-11-10 | redacted
Low Income - Power to Save | Weather Strip/Caulk | 0 | 0.25 | 0.09 | 503.3 | 1 | Honeywell | 2023-11-17 | redacted
Low Income - Power to Save | Pipe Wrap | 0 | 0.01 | 0.03 | 143.65 | 1 | Honeywell | 2023-11-17 | redacted
Low Income - Power to Save | Outdoor Coil Cleaning | 0 | 0.1 | 0 | 275 | 1 | Honeywell | 2023-11-17 | redacted
Low Income - Power to Save | HVAC Inspection | 0 | 0.17 | 0 | 268.73 | 1 | Honeywell | 2023-11-17 | redacted
Low Income - Power to Save | LI - DUCT | 0 | 0.4 | 0.12 | 775.77 | 1 | Honeywell | 2023-11-17 | redacted
Low Income - Power to Save | LED Lights | 0 | 0 | 0 | 47.6 | 1 | Honeywell | 2023-11-17 | redacted
Low Income - Power to Save | Weather Strip/Caulk | 0 | 0.25 | 0.09 | 503.3 | 1 | Honeywell | 2023-11-13 | redacted
Low Income - Power to Save | Outdoor Coil Cleaning | 0 | 0.1 | 0 | 275 | 1 | Honeywell | 2023-11-13 | redacted
Low Income - Power to Save | HVAC Inspection | 0 | 0.17 | 0 | 268.73 | 1 | Honeywell | 2023-11-13 | redacted
Low Income - Power to Save | LI - DUCT | 0 | 0.4 | 0.12 | 775.77 | 1 | Honeywell | 2023-11-13 | redacted
Low Income - Power to Save | LED Lights | 0 | 0 | 0 | 47.6 | 1 | Honeywell | 2023-11-13 | redacted
Low Income - Power to Save | Weather Strip/Caulk | 0 | 0.25 | 0.09 | 503.3 | 1 | Honeywell | 2023-11-10 | redacted
Low Income - Power to Save | Outdoor Coil Cleaning | 0 | 0.1 | 0 | 275 | 1 | Honeywell | 2023-11-10 | redacted
Low Income - Power to Save | HVAC Inspection | 0 | 0.17 | 0 | 268.73 | 1 | Honeywell | 2023-11-10 | redacted
Low Income - Power to Save | Faucet Aerators | 0 | 0 | 0.02 | 110.58 | 1 | Honeywell | 2023-11-10 | redacted
Low Income - Power to Save | Low Flow Showerhead | 0 | 0.04 | 0.1 | 504.08 | 1 | Honeywell | 2023-11-10 | redacted
Low Income - Power to Save | LI - DUCT | 0 | 0.4 | 0.12 | 775.77 | 1 | Honeywell | 2023-11-10 | redacted
Low Income - Power to Save | LED Lights | 0 | 0 | 0 | 47.6 | 1 | Honeywell | 2023-11-10 | redacted
Low Income - Power to Save | Outdoor Coil Cleaning | 0 | 0.1 | 0 | 275 | 1 | Honeywell | 2023-11-14 | redacted
Low Income - Power to Save | HVAC Inspection | 0 | 0.17 | 0 | 268.73 | 1 | Honeywell | 2023-11-14 | redacted
Low Income - Power to Save | Faucet Aerators | 0 | 0 | 0.02 | 110.58 | 1 | Honeywell | 2023-11-14 | redacted
Low Income - Power to Save | Low Flow Showerhead | 0 | 0.04 | 0.1 | 504.08 | 1 | Honeywell | 2023-11-14 | redacted
Low Income - Power to Save | LI - DUCT | 0 | 0.4 | 0.12 | 775.77 | 1 | Honeywell | 2023-11-14 | redacted
Low Income - Power to Save | LED Lights | 0 | 0 | 0 | 47.6 | 1 | Honeywell | 2023-11-14 | redacted
Low Income - Power to Save | Outdoor Coil Cleaning | 0 | 0.1 | 0 | 275 | 1 | Honeywell | 2023-11-17 | redacted
Low Income - Power to Save | Faucet Aerators | 0 | 0 | 0.02 | 110.58 | 1 | Honeywell | 2023-11-17 | redacted
Low Income - Power to Save | Low Flow Showerhead | 0 | 0.04 | 0.1 | 504.08 | 1 | Honeywell | 2023-11-17 | redacted
Low Income - Power to Save | LED Lights | 0 | 0 | 0 | 47.6 | 1 | Honeywell | 2023-11-17 | redacted
Low Income - Power to Save | Weather Strip/Caulk | 0 | 0.25 | 0.09 | 503.3 | 1 | Honeywell | 2023-11-14 | redacted
Low Income - Power to Save | Pipe Wrap | 0 | 0.01 | 0.03 | 143.65 | 1 | Honeywell | 2023-11-14 | redacted
Low Income - Power to Save | Outdoor Coil Cleaning | 0 | 0.1 | 0 | 275 | 1 | Honeywell | 2023-11-14 | redacted
Low Income - Power to Save | HVAC Inspection | 0 | 0.17 | 0 | 268.73 | 1 | Honeywell | 2023-11-14 | redacted
Low Income - Power to Save | Faucet Aerators | 0 | 0 | 0.02 | 110.58 | 1 | Honeywell | 2023-11-14 | redacted
Low Income - Power to Save | Low Flow Showerhead | 0 | 0.04 | 0.1 | 504.08 | 1 | Honeywell | 2023-11-14 | redacted
Low Income - Power to Save | LI - DUCT | 0 | 0.4 | 0.12 | 775.77 | 1 | Honeywell | 2023-11-14 | redacted
Low Income - Power to Save | LED Lights | 0 | 0 | 0 | 47.6 | 1 | Honeywell | 2023-11-14 | redacted
Low Income - Power to Save | Weather Strip/Caulk | 0 | 0.25 | 0.09 | 503.3 | 1 | Honeywell | 2023-11-08 | redacted
Low Income - Power to Save | Outdoor Coil Cleaning | 0 | 0.1 | 0 | 275 | 1 | Honeywell | 2023-11-08 | redacted
Low Income - Power to Save | HVAC Inspection | 0 | 0.17 | 0 | 268.73 | 1 | Honeywell | 2023-11-08 | redacted
Low Income - Power to Save | Low Flow Showerhead | 0 | 0.04 | 0.1 | 504.08 | 1 | Honeywell | 2023-11-08 | redacted
Low Income - Power to Save | LI - DUCT | 0 | 0.4 | 0.12 | 775.77 | 1 | Honeywell | 2023-11-08 | redacted
Low Income - Power to Save | LED Lights | 0 | 0 | 0 | 47.6 | 1 | Honeywell | 2023-11-08 | redacted
Low Income - Power to Save | Weather Strip/Caulk | 0 | 0.25 | 0.09 | 503.3 | 1 | Honeywell | 2023-11-16 | redacted
Low Income - Power to Save | Outdoor Coil Cleaning | 0 | 0.1 | 0 | 275 | 1 | Honeywell | 2023-11-16 | redacted
Low Income - Power to Save | HVAC Inspection | 0 | 0.17 | 0 | 268.73 | 1 | Honeywell | 2023-11-16 | redacted
Low Income - Power to Save | Low Flow Showerhead | 0 | 0.04 | 0.1 | 504.08 | 1 | Honeywell | 2023-11-16 | redacted
Low Income - Power to Save | LI - DUCT | 0 | 0.4 | 0.12 | 775.77 | 1 | Honeywell | 2023-11-16 | redacted
Low Income - Power to Save | LED Lights | 0 | 0 | 0 | 47.6 | 1 | Honeywell | 2023-11-16 | redacted
Low Income - Power to Save | Weather Strip/Caulk | 0 | 0.25 | 0.09 | 503.3 | 1 | Honeywell | 2023-11-15 | redacted
Low Income - Power to Save | Outdoor Coil Cleaning | 0 | 0.1 | 0 | 275 | 1 | Honeywell | 2023-11-15 | redacted
Low Income - Power to Save | HVAC Inspection | 0 | 0.17 | 0 | 268.73 | 1 | Honeywell | 2023-11-15 | redacted
Low Income - Power to Save | Low Flow Showerhead | 0 | 0.04 | 0.1 | 504.08 | 1 | Honeywell | 2023-11-15 | redacted
Low Income - Power to Save | Weather Strip/Caulk | 0 | 0.25 | 0.09 | 503.3 | 1 | Honeywell | 2023-11-16 | redacted
Low Income - Power to Save | Outdoor Coil Cleaning | 0 | 0.1 | 0 | 275 | 1 | Honeywell | 2023-11-16 | redacted
Low Income - Power to Save | Faucet Aerators | 0 | 0 | 0.02 | 110.58 | 1 | Honeywell | 2023-11-16 | redacted
Low Income - Power to Save | Low Flow Showerhead | 0 | 0.04 | 0.1 | 504.08 | 1 | Honeywell | 2023-11-16 | redacted
Low Income - Power to Save | LED Lights | 0 | 0 | 0 | 47.6 | 1 | Honeywell | 2023-11-16 | redacted
Low Income - Power to Save | Weather Strip/Caulk | 0 | 0.25 | 0.09 | 503.3 | 1 | Honeywell | 2023-11-14 | redacted
Low Income - Power to Save | Outdoor Coil Cleaning | 0 | 0.1 | 0 | 275 | 1 | Honeywell | 2023-11-14 | redacted
Low Income - Power to Save | HVAC Inspection | 0 | 0.17 | 0 | 268.73 | 1 | Honeywell | 2023-11-14 | redacted
Low Income - Power to Save | Low Flow Showerhead | 0 | 0.04 | 0.1 | 504.08 | 1 | Honeywell | 2023-11-14 | redacted
Low Income - Power to Save | LI - DUCT | 0 | 0.4 | 0.12 | 775.77 | 1 | Honeywell | 2023-11-14 | redacted
Low Income - Power to Save | LED Lights | 0 | 0 | 0 | 47.6 | 1 | Honeywell | 2023-11-14 | redacted
Low Income - Power to Save | Weather Strip/Caulk | 0 | 0.25 | 0.09 | 503.3 | 1 | Honeywell | 2023-11-16 | redacted
Low Income - Power to Save | Outdoor Coil Cleaning | 0 | 0.1 | 0 | 275 | 1 | Honeywell | 2023-11-16 | redacted
Low Income - Power to Save | Faucet Aerators | 0 | 0 | 0.02 | 110.58 | 1 | Honeywell | 2023-11-16 | redacted
Low Income - Power to Save | Low Flow Showerhead | 0 | 0.04 | 0.1 | 504.08 | 1 | Honeywell | 2023-11-16 | redacted
Low Income - Power to Save | LED Lights | 0 | 0 | 0 | 47.6 | 1 | Honeywell | 2023-11-16 | redacted
Low Income - Power to Save | Weather Strip/Caulk | 0 | 0.25 | 0.09 | 503.3 | 1 | Honeywell | 2023-11-10 | redacted
Low Income - Power to Save | Low Flow Showerhead | 0 | 0.04 | 0.1 | 504.08 | 1 | Honeywell | 2023-11-10 | redacted
Low Income - Power to Save | LED Lights | 0 | 0 | 0 | 47.6 | 1 | Honeywell | 2023-11-10 | redacted
Low Income - Power to Save | Weather Strip/Caulk | 0 | 0.25 | 0.09 | 503.3 | 1 | Honeywell | 2023-11-16 | redacted
Low Income - Power to Save | Faucet Aerators | 0 | 0 | 0.02 | 110.58 | 1 | Honeywell | 2023-11-16 | redacted
Low Income - Power to Save | Low Flow Showerhead | 0 | 0.04 | 0.1 | 504.08 | 1 | Honeywell | 2023-11-16 | redacted
Low Income - Power to Save | LED Lights | 0 | 0 | 0 | 47.6 | 1 | Honeywell | 2023-11-16 | redacted
Low Income - Power to Save | Weather Strip/Caulk | 0 | 0.25 | 0.09 | 503.3 | 1 | Honeywell | 2023-11-09 | redacted
Low Income - Power to Save | Faucet Aerators | 0 | 0 | 0.02 | 110.58 | 1 | Honeywell | 2023-11-09 | redacted
Low Income - Power to Save | Low Flow Showerhead | 0 | 0.04 | 0.1 | 504.08 | 1 | Honeywell | 2023-11-09 | redacted
Low Income - Power to Save | Weather Strip/Caulk | 0 | 0.25 | 0.09 | 503.3 | 1 | Honeywell | 2023-11-10 | redacted
Low Income - Power to Save | Outdoor Coil Cleaning | 0 | 0.1 | 0 | 275 | 1 | Honeywell | 2023-11-10 | redacted
Low Income - Power to Save | HVAC Inspection | 0 | 0.17 | 0 | 268.73 | 1 | Honeywell | 2023-11-10 | redacted
Low Income - Power to Save | Faucet Aerators | 0 | 0 | 0.02 | 110.58 | 1 | Honeywell | 2023-11-10 | redacted
Low Income - Power to Save | Low Flow Showerhead | 0 | 0.04 | 0.1 | 504.08 | 1 | Honeywell | 2023-11-10 | redacted
Low Income - Power to Save | LED Lights | 0 | 0 | 0 | 47.6 | 1 | Honeywell | 2023-11-10 | redacted
Low Income - Power to Save | Outdoor Coil Cleaning | 0 | 0.1 | 0 | 275 | 1 | Honeywell | 2023-11-16 | redacted
Low Income - Power to Save | HVAC Inspection | 0 | 0.17 | 0 | 268.73 | 1 | Honeywell | 2023-11-16 | redacted
Low Income - Power to Save | Faucet Aerators | 0 | 0 | 0.02 | 110.58 | 1 | Honeywell | 2023-11-16 | redacted
Low Income - Power to Save | Weather Strip/Caulk | 0 | 0.25 | 0.09 | 503.3 | 1 | Honeywell | 2023-11-08 | redacted
Low Income - Power to Save | Outdoor Coil Cleaning | 0 | 0.1 | 0 | 275 | 1 | Honeywell | 2023-11-08 | redacted
Low Income - Power to Save | HVAC Inspection | 0 | 0.17 | 0 | 268.73 | 1 | Honeywell | 2023-11-08 | redacted
Low Income - Power to Save | LI - DUCT | 0 | 0.4 | 0.12 | 775.77 | 1 | Honeywell | 2023-11-08 | redacted
Low Income - Power to Save | Weather Strip/Caulk | 0 | 0.25 | 0.09 | 503.3 | 1 | Honeywell | 2023-11-08 | redacted
Low Income - Power to Save | Faucet Aerators | 0 | 0 | 0.02 | 110.58 | 1 | Honeywell | 2023-11-08 | redacted
Low Income - Power to Save | LED Lights | 0 | 0 | 0 | 47.6 | 1 | Honeywell | 2023-11-08 | redacted
Low Income - Power to Save | Weather Strip/Caulk | 0 | 0.25 | 0.09 | 503.3 | 1 | Honeywell | 2023-11-13 | redacted
Low Income - Power to Save | Outdoor Coil Cleaning | 0 | 0.1 | 0 | 275 | 1 | Honeywell | 2023-11-13 | redacted
Low Income - Power to Save | HVAC Inspection | 0 | 0.17 | 0 | 268.73 | 1 | Honeywell | 2023-11-13 | redacted
Low Income - Power to Save | Low Flow Showerhead | 0 | 0.04 | 0.1 | 504.08 | 1 | Honeywell | 2023-11-13 | redacted
Low Income - Power to Save | LI - DUCT | 0 | 0.4 | 0.12 | 775.77 | 1 | Honeywell | 2023-11-13 | redacted
Low Income - Power to Save | LED Lights | 0 | 0 | 0 | 47.6 | 1 | Honeywell | 2023-11-13 | redacted
Low Income - Power to Save | Faucet Aerators | 0 | 0 | 0.02 | 110.58 | 1 | Honeywell | 2023-11-14 | redacted
Low Income - Power to Save | Low Flow Showerhead | 0 | 0.04 | 0.1 | 504.08 | 1 | Honeywell | 2023-11-14 | redacted
Low Income - Power to Save | LED Lights | 0 | 0 | 0 | 47.6 | 1 | Honeywell | 2023-11-14 | redacted
Low Income - Power to Save | Weather Strip/Caulk | 0 | 0.25 | 0.09 | 503.3 | 1 | Honeywell | 2023-11-08 | redacted
Low Income - Power to Save | HVAC Inspection | 0 | 0.17 | 0 | 268.73 | 1 | Honeywell | 2023-11-08 | redacted
Low Income - Power to Save | Faucet Aerators | 0 | 0 | 0.02 | 110.58 | 1 | Honeywell | 2023-11-08 | redacted
Low Income - Power to Save | LI - DUCT | 0 | 0.4 | 0.12 | 775.77 | 1 | Honeywell | 2023-11-08 | redacted
Low Income - Power to Save | LED Lights | 0 | 0 | 0 | 47.6 | 1 | Honeywell | 2023-11-08 | redacted
Low Income - Power to Save | Weather Strip/Caulk | 0 | 0.25 | 0.09 | 503.3 | 1 | Honeywell | 2023-11-08 | redacted
Low Income - Power to Save | Faucet Aerators | 0 | 0 | 0.02 | 110.58 | 1 | Honeywell | 2023-11-08 | redacted
Low Income - Power to Save | Weather Strip/Caulk | 0 | 0.25 | 0.09 | 503.3 | 1 | Honeywell | 2023-11-16 | redacted
Low Income - Power to Save | Outdoor Coil Cleaning | 0 | 0.1 | 0 | 275 | 1 | Honeywell | 2023-11-16 | redacted
Low Income - Power to Save | Faucet Aerators | 0 | 0 | 0.02 | 110.58 | 1 | Honeywell | 2023-11-16 | redacted
Low Income - Power to Save | Low Flow Showerhead | 0 | 0.04 | 0.1 | 504.08 | 1 | Honeywell | 2023-11-16 | redacted
Low Income - Power to Save | LED Lights | 0 | 0 | 0 | 47.6 | 1 | Honeywell | 2023-11-16 | redacted
Low Income - Power to Save | Weather Strip/Caulk | 0 | 0.25 | 0.09 | 503.3 | 1 | Honeywell | 2023-11-08 | redacted
Low Income - Power to Save | Outdoor Coil Cleaning | 0 | 0.1 | 0 | 275 | 1 | Honeywell | 2023-11-08 | redacted
Low Income - Power to Save | HVAC Inspection | 0 | 0.17 | 0 | 268.73 | 1 | Honeywell | 2023-11-08 | redacted
Low Income - Power to Save | Low Flow Showerhead | 0 | 0.04 | 0.1 | 504.08 | 1 | Honeywell | 2023-11-08 | redacted
Low Income - Power to Save | LI - DUCT | 0 | 0.4 | 0.12 | 775.77 | 1 | Honeywell | 2023-11-08 | redacted
Low Income - Power to Save | Weather Strip/Caulk | 0 | 0.25 | 0.09 | 503.3 | 1 | Honeywell | 2023-11-14 | redacted
Low Income - Power to Save | Outdoor Coil Cleaning | 0 | 0.1 | 0 | 275 | 1 | Honeywell | 2023-11-14 | redacted
Low Income - Power to Save | HVAC Inspection | 0 | 0.17 | 0 | 268.73 | 1 | Honeywell | 2023-11-14 | redacted
Low Income - Power to Save | Faucet Aerators | 0 | 0 | 0.02 | 110.58 | 1 | Honeywell | 2023-11-14 | redacted
Low Income - Power to Save | Low Flow Showerhead | 0 | 0.04 | 0.1 | 504.08 | 1 | Honeywell | 2023-11-14 | redacted
Low Income - Power to Save | LI - DUCT | 0 | 0.4 | 0.12 | 775.77 | 1 | Honeywell | 2023-11-14 | redacted
Low Income - Power to Save | LED Lights | 0 | 0 | 0 | 47.6 | 1 | Honeywell | 2023-11-14 | redacted
Low Income - Power to Save | Weather Strip/Caulk | 0 | 0.25 | 0.09 | 503.3 | 1 | Honeywell | 2023-11-10 | redacted
Low Income - Power to Save | Faucet Aerators | 0 | 0 | 0.02 | 110.58 | 1 | Honeywell | 2023-11-10 | redacted
Low Income - Power to Save | Low Flow Showerhead | 0 | 0.04 | 0.1 | 504.08 | 1 | Honeywell | 2023-11-10 | redacted
Low Income - Power to Save | Weather Strip/Caulk | 0 | 0.25 | 0.09 | 503.3 | 1 | Honeywell | 2023-11-10 | redacted
Low Income - Power to Save | Pipe Wrap | 0 | 0.01 | 0.03 | 143.65 | 1 | Honeywell | 2023-11-10 | redacted
Low Income - Power to Save | Outdoor Coil Cleaning | 0 | 0.1 | 0 | 275 | 1 | Honeywell | 2023-11-10 | redacted
Low Income - Power to Save | HVAC Inspection | 0 | 0.17 | 0 | 268.73 | 1 | Honeywell | 2023-11-10 | redacted
Low Income - Power to Save | Low Flow Showerhead | 0 | 0.04 | 0.1 | 504.08 | 1 | Honeywell | 2023-11-10 | redacted
Low Income - Power to Save | LI - DUCT | 0 | 0.4 | 0.12 | 775.77 | 1 | Honeywell | 2023-11-10 | redacted
Low Income - Power to Save | LED Lights | 0 | 0 | 0 | 47.6 | 1 | Honeywell | 2023-11-10 | redacted
Low Income - Power to Save | Weather Strip/Caulk | 0 | 0.25 | 0.09 | 503.3 | 1 | Honeywell | 2023-11-13 | redacted
Low Income - Power to Save | Outdoor Coil Cleaning | 0 | 0.1 | 0 | 275 | 1 | Honeywell | 2023-11-13 | redacted
Low Income - Power to Save | Faucet Aerators | 0 | 0 | 0.02 | 110.58 | 1 | Honeywell | 2023-11-13 | redacted
Low Income - Power to Save | Low Flow Showerhead | 0 | 0.04 | 0.1 | 504.08 | 1 | Honeywell | 2023-11-13 | redacted
Low Income - Power to Save | LED Lights | 0 | 0 | 0 | 47.6 | 1 | Honeywell | 2023-11-13 | redacted
Low Income - Power to Save | Weather Strip/Caulk | 0 | 0.25 | 0.09 | 503.3 | 1 | Honeywell | 2023-11-16 | redacted
Low Income - Power to Save | Outdoor Coil Cleaning | 0 | 0.1 | 0 | 275 | 1 | Honeywell | 2023-11-16 | redacted
Low Income - Power to Save | HVAC Inspection | 0 | 0.17 | 0 | 268.73 | 1 | Honeywell | 2023-11-16 | redacted
Low Income - Power to Save | Faucet Aerators | 0 | 0 | 0.02 | 110.58 | 1 | Honeywell | 2023-11-16 | redacted
Low Income - Power to Save | Low Flow Showerhead | 0 | 0.04 | 0.1 | 504.08 | 1 | Honeywell | 2023-11-16 | redacted
Low Income - Power to Save | LED Lights | 0 | 0 | 0 | 47.6 | 1 | Honeywell | 2023-11-16 | redacted
Low Income - Power to Save | Outdoor Coil Cleaning | 0 | 0.1 | 0 | 275 | 1 | Honeywell | 2023-11-15 | redacted
Low Income - Power to Save | Faucet Aerators | 0 | 0 | 0.02 | 110.58 | 1 | Honeywell | 2023-11-15 | redacted
Low Income - Power to Save | Low Flow Showerhead | 0 | 0.04 | 0.1 | 504.08 | 1 | Honeywell | 2023-11-15 | redacted
Low Income - Power to Save | LED Lights | 0 | 0 | 0 | 47.6 | 1 | Honeywell | 2023-11-15 | redacted
Low Income - Power to Save | Weather Strip/Caulk | 0 | 0.25 | 0.09 | 503.3 | 1 | Honeywell | 2023-11-13 | redacted
Low Income - Power to Save | Outdoor Coil Cleaning | 0 | 0.1 | 0 | 275 | 1 | Honeywell | 2023-11-13 | redacted
Low Income - Power to Save | Faucet Aerators | 0 | 0 | 0.02 | 110.58 | 1 | Honeywell | 2023-11-13 | redacted
Low Income - Power to Save | Low Flow Showerhead | 0 | 0.04 | 0.1 | 504.08 | 1 | Honeywell | 2023-11-13 | redacted
Low Income - Power to Save | LED Lights | 0 | 0 | 0 | 47.6 | 1 | Honeywell | 2023-11-13 | redacted
Low Income - Power to Save | Outdoor Coil Cleaning | 0 | 0.1 | 0 | 275 | 1 | Honeywell | 2023-11-16 | redacted
Low Income - Power to Save | HVAC Inspection | 0 | 0.17 | 0 | 268.73 | 1 | Honeywell | 2023-11-16 | redacted
Low Income - Power to Save | Low Flow Showerhead | 0 | 0.04 | 0.1 | 504.08 | 1 | Honeywell | 2023-11-16 | redacted
Low Income - Power to Save | Weather Strip/Caulk | 0 | 0.25 | 0.09 | 503.3 | 1 | Honeywell | 2023-11-10 | redacted
Low Income - Power to Save | Outdoor Coil Cleaning | 0 | 0.1 | 0 | 275 | 1 | Honeywell | 2023-11-10 | redacted
Low Income - Power to Save | HVAC Inspection | 0 | 0.17 | 0 | 268.73 | 1 | Honeywell | 2023-11-10 | redacted
Low Income - Power to Save | LI - DUCT | 0 | 0.4 | 0.12 | 775.77 | 1 | Honeywell | 2023-11-10 | redacted
Low Income - Power to Save | LED Lights | 0 | 0 | 0 | 47.6 | 1 | Honeywell | 2023-11-10 | redacted
Low Income - Power to Save | Weather Strip/Caulk | 0 | 0.25 | 0.09 | 503.3 | 1 | Honeywell | 2023-11-17 | redacted
Low Income - Power to Save | Faucet Aerators | 0 | 0 | 0.02 | 110.58 | 1 | Honeywell | 2023-11-17 | redacted
Low Income - Power to Save | Low Flow Showerhead | 0 | 0.04 | 0.1 | 504.08 | 1 | Honeywell | 2023-11-17 | redacted
Low Income - Power to Save | LED Lights | 0 | 0 | 0 | 47.6 | 1 | Honeywell | 2023-11-17 | redacted
Low Income - Power to Save | Weather Strip/Caulk | 0 | 0.25 | 0.09 | 503.3 | 1 | Honeywell | 2023-11-16 | redacted
Low Income - Power to Save | Outdoor Coil Cleaning | 0 | 0.1 | 0 | 275 | 1 | Honeywell | 2023-11-16 | redacted
Low Income - Power to Save | HVAC Inspection | 0 | 0.17 | 0 | 268.73 | 1 | Honeywell | 2023-11-16 | redacted
Low Income - Power to Save | Low Flow Showerhead | 0 | 0.04 | 0.1 | 504.08 | 1 | Honeywell | 2023-11-16 | redacted
Low Income - Power to Save | LI - DUCT | 0 | 0.4 | 0.12 | 775.77 | 1 | Honeywell | 2023-11-16 | redacted
Low Income - Power to Save | LED Lights | 0 | 0 | 0 | 47.6 | 1 | Honeywell | 2023-11-16 | redacted
Low Income - Power to Save | Weather Strip/Caulk | 0 | 0.25 | 0.09 | 503.3 | 1 | Honeywell | 2023-11-10 | redacted
Low Income - Power to Save | Outdoor Coil Cleaning | 0 | 0.1 | 0 | 275 | 1 | Honeywell | 2023-11-10 | redacted
Low Income - Power to Save | HVAC Inspection | 0 | 0.17 | 0 | 268.73 | 1 | Honeywell | 2023-11-10 | redacted
Low Income - Power to Save | Faucet Aerators | 0 | 0 | 0.02 | 110.58 | 1 | Honeywell | 2023-11-10 | redacted
Low Income - Power to Save | Low Flow Showerhead | 0 | 0.04 | 0.1 | 504.08 | 1 | Honeywell | 2023-11-10 | redacted
Low Income - Power to Save | LI - DUCT | 0 | 0.4 | 0.12 | 775.77 | 1 | Honeywell | 2023-11-10 | redacted
Low Income - Power to Save | LED Lights | 0 | 0 | 0 | 47.6 | 1 | Honeywell | 2023-11-10 | redacted
Low Income - Power to Save | Weather Strip/Caulk | 0 | 0.25 | 0.09 | 503.3 | 1 | Honeywell | 2023-11-16 | redacted
Low Income - Power to Save | Faucet Aerators | 0 | 0 | 0.02 | 110.58 | 1 | Honeywell | 2023-11-16 | redacted
Low Income - Power to Save | Low Flow Showerhead | 0 | 0.04 | 0.1 | 504.08 | 1 | Honeywell | 2023-11-16 | redacted
Low Income - Power to Save | LED Lights | 0 | 0 | 0 | 47.6 | 1 | Honeywell | 2023-11-16 | redacted
Low Income - Power to Save | Weather Strip/Caulk | 0 | 0.25 | 0.09 | 503.3 | 1 | Honeywell | 2023-11-14 | redacted
Low Income - Power to Save | Outdoor Coil Cleaning | 0 | 0.1 | 0 | 275 | 1 | Honeywell | 2023-11-14 | redacted
Low Income - Power to Save | HVAC Inspection | 0 | 0.17 | 0 | 268.73 | 1 | Honeywell | 2023-11-14 | redacted
Low Income - Power to Save | Weather Strip/Caulk | 0 | 0.25 | 0.09 | 503.3 | 1 | Honeywell | 2023-11-10 | redacted
Low Income - Power to Save | Faucet Aerators | 0 | 0 | 0.02 | 110.58 | 1 | Honeywell | 2023-11-10 | redacted
Low Income - Power to Save | Low Flow Showerhead | 0 | 0.04 | 0.1 | 504.08 | 1 | Honeywell | 2023-11-10 | redacted
Low Income - Power to Save | Weather Strip/Caulk | 0 | 0.25 | 0.09 | 503.3 | 1 | Honeywell | 2023-11-10 | redacted
Low Income - Power to Save | Pipe Wrap | 0 | 0.01 | 0.03 | 143.65 | 1 | Honeywell | 2023-11-10 | redacted
Low Income - Power to Save | Outdoor Coil Cleaning | 0 | 0.1 | 0 | 275 | 1 | Honeywell | 2023-11-10 | redacted
Low Income - Power to Save | HVAC Inspection | 0 | 0.17 | 0 | 268.73 | 1 | Honeywell | 2023-11-10 | redacted
Low Income - Power to Save | Low Flow Showerhead | 0 | 0.04 | 0.1 | 504.08 | 1 | Honeywell | 2023-11-10 | redacted
Low Income - Power to Save | LI - DUCT | 0 | 0.4 | 0.12 | 775.77 | 1 | Honeywell | 2023-11-10 | redacted
Low Income - Power to Save | LED Lights | 0 | 0 | 0 | 47.6 | 1 | Honeywell | 2023-11-10 | redacted
Low Income - Power to Save | Weather Strip/Caulk | 0 | 0.25 | 0.09 | 503.3 | 1 | Honeywell | 2023-11-16 | redacted
Low Income - Power to Save | Pipe Wrap | 0 | 0.01 | 0.03 | 143.65 | 1 | Honeywell | 2023-11-16 | redacted
Low Income - Power to Save | Outdoor Coil Cleaning | 0 | 0.1 | 0 | 275 | 1 | Honeywell | 2023-11-16 | redacted
Low Income - Power to Save | HVAC Inspection | 0 | 0.17 | 0 | 268.73 | 1 | Honeywell | 2023-11-16 | redacted
Low Income - Power to Save | LI - DUCT | 0 | 0.4 | 0.12 | 775.77 | 1 | Honeywell | 2023-11-16 | redacted
Low Income - Power to Save | LED Lights | 0 | 0 | 0 | 47.6 | 1 | Honeywell | 2023-11-16 | redacted
Low Income - Power to Save | Weather Strip/Caulk | 0 | 0.25 | 0.09 | 503.3 | 1 | Honeywell | 2023-11-08 | redacted
Low Income - Power to Save | Outdoor Coil Cleaning | 0 | 0.1 | 0 | 275 | 1 | Honeywell | 2023-11-08 | redacted
Low Income - Power to Save | HVAC Inspection | 0 | 0.17 | 0 | 268.73 | 1 | Honeywell | 2023-11-08 | redacted
Low Income - Power to Save | Faucet Aerators | 0 | 0 | 0.02 | 110.58 | 1 | Honeywell | 2023-11-08 | redacted
Low Income - Power to Save | Low Flow Showerhead | 0 | 0.04 | 0.1 | 504.08 | 1 | Honeywell | 2023-11-08 | redacted
Low Income - Power to Save | LI - DUCT | 0 | 0.4 | 0.12 | 775.77 | 1 | Honeywell | 2023-11-08 | redacted
Low Income - Power to Save | LED Lights | 0 | 0 | 0 | 47.6 | 1 | Honeywell | 2023-11-08 | redacted
Low Income - Power to Save | Weather Strip/Caulk | 0 | 0.25 | 0.09 | 503.3 | 1 | Honeywell | 2023-11-08 | redacted
Low Income - Power to Save | Outdoor Coil Cleaning | 0 | 0.1 | 0 | 275 | 1 | Honeywell | 2023-11-08 | redacted
Low Income - Power to Save | HVAC Inspection | 0 | 0.17 | 0 | 268.73 | 1 | Honeywell | 2023-11-08 | redacted
Low Income - Power to Save | Faucet Aerators | 0 | 0 | 0.02 | 110.58 | 1 | Honeywell | 2023-11-08 | redacted
Low Income - Power to Save | Low Flow Showerhead | 0 | 0.04 | 0.1 | 504.08 | 1 | Honeywell | 2023-11-08 | redacted
Low Income - Power to Save | LI - DUCT | 0 | 0.4 | 0.12 | 775.77 | 1 | Honeywell | 2023-11-08 | redacted
Low Income - Power to Save | LED Lights | 0 | 0 | 0 | 47.6 | 1 | Honeywell | 2023-11-08 | redacted
Low Income - Power to Save | Weather Strip/Caulk | 0 | 0.25 | 0.09 | 503.3 | 1 | Honeywell | 2023-11-19 | redacted
Low Income - Power to Save | Outdoor Coil Cleaning | 0 | 0.1 | 0 | 275 | 1 | Honeywell | 2023-11-19 | redacted
Low Income - Power to Save | HVAC Inspection | 0 | 0.17 | 0 | 268.73 | 1 | Honeywell | 2023-11-19 | redacted
Low Income - Power to Save | Faucet Aerators | 0 | 0 | 0.02 | 110.58 | 1 | Honeywell | 2023-11-19 | redacted
Low Income - Power to Save | Low Flow Showerhead | 0 | 0.04 | 0.1 | 504.08 | 1 | Honeywell | 2023-11-19 | redacted
Low Income - Power to Save | LI - DUCT | 0 | 0.4 | 0.12 | 775.77 | 1 | Honeywell | 2023-11-19 | redacted
Low Income - Power to Save | LED Lights | 0 | 0 | 0 | 47.6 | 1 | Honeywell | 2023-11-19 | redacted
Low Income - Power to Save | Outdoor Coil Cleaning | 0 | 0.1 | 0 | 275 | 1 | Honeywell | 2023-11-16 | redacted
Low Income - Power to Save | HVAC Inspection | 0 | 0.17 | 0 | 268.73 | 1 | Honeywell | 2023-11-16 | redacted
Low Income - Power to Save | Faucet Aerators | 0 | 0 | 0.02 | 110.58 | 1 | Honeywell | 2023-11-16 | redacted
Low Income - Power to Save | Low Flow Showerhead | 0 | 0.04 | 0.1 | 504.08 | 1 | Honeywell | 2023-11-16 | redacted
Low Income - Power to Save | LI - DUCT | 0 | 0.4 | 0.12 | 775.77 | 1 | Honeywell | 2023-11-16 | redacted
Low Income - Power to Save | LED Lights | 0 | 0 | 0 | 47.6 | 1 | Honeywell | 2023-11-16 | redacted
Low Income - Power to Save | Weather Strip/Caulk | 0 | 0.25 | 0.09 | 503.3 | 1 | Honeywell | 2023-11-08 | redacted
Low Income - Power to Save | HVAC Inspection | 0 | 0.17 | 0 | 268.73 | 1 | Honeywell | 2023-11-08 | redacted
Low Income - Power to Save | Faucet Aerators | 0 | 0 | 0.02 | 110.58 | 1 | Honeywell | 2023-11-08 | redacted
Low Income - Power to Save | LI - DUCT | 0 | 0.4 | 0.12 | 775.77 | 1 | Honeywell | 2023-11-08 | redacted
Low Income - Power to Save | LED Lights | 0 | 0 | 0 | 47.6 | 1 | Honeywell | 2023-11-08 | redacted
Low Income - Power to Save | Weather Strip/Caulk | 0 | 0.25 | 0.09 | 503.3 | 1 | Honeywell | 2023-11-08 | redacted
Low Income - Power to Save | Pipe Wrap | 0 | 0.01 | 0.03 | 143.65 | 1 | Honeywell | 2023-11-08 | redacted
Low Income - Power to Save | Outdoor Coil Cleaning | 0 | 0.1 | 0 | 275 | 1 | Honeywell | 2023-11-08 | redacted
Low Income - Power to Save | HVAC Inspection | 0 | 0.17 | 0 | 268.73 | 1 | Honeywell | 2023-11-08 | redacted
Low Income - Power to Save | Low Flow Showerhead | 0 | 0.04 | 0.1 | 504.08 | 1 | Honeywell | 2023-11-08 | redacted
Low Income - Power to Save | LI - DUCT | 0 | 0.4 | 0.12 | 775.77 | 1 | Honeywell | 2023-11-08 | redacted
Low Income - Power to Save | LED Lights | 0 | 0 | 0 | 47.6 | 1 | Honeywell | 2023-11-08 | redacted
Low Income - Power to Save | Weather Strip/Caulk | 0 | 0.25 | 0.09 | 503.3 | 1 | Honeywell | 2023-11-08 | redacted
Low Income - Power to Save | Outdoor Coil Cleaning | 0 | 0.1 | 0 | 275 | 1 | Honeywell | 2023-11-08 | redacted
Low Income - Power to Save | HVAC Inspection | 0 | 0.17 | 0 | 268.73 | 1 | Honeywell | 2023-11-08 | redacted
Low Income - Power to Save | Faucet Aerators | 0 | 0 | 0.02 | 110.58 | 1 | Honeywell | 2023-11-08 | redacted
Low Income - Power to Save | LI - DUCT | 0 | 0.4 | 0.12 | 775.77 | 1 | Honeywell | 2023-11-08 | redacted
Low Income - Power to Save | LED Lights | 0 | 0 | 0 | 47.6 | 1 | Honeywell | 2023-11-08 | redacted
Low Income - Power to Save | Weather Strip/Caulk | 0 | 0.25 | 0.09 | 503.3 | 1 | Honeywell | 2023-11-08 | redacted
Low Income - Power to Save | HVAC Inspection | 0 | 0.17 | 0 | 268.73 | 1 | Honeywell | 2023-11-08 | redacted
Low Income - Power to Save | Faucet Aerators | 0 | 0 | 0.02 | 110.58 | 1 | Honeywell | 2023-11-08 | redacted
Low Income - Power to Save | LI - DUCT | 0 | 0.4 | 0.12 | 775.77 | 1 | Honeywell | 2023-11-08 | redacted
Low Income - Power to Save | LED Lights | 0 | 0 | 0 | 47.6 | 1 | Honeywell | 2023-11-08 | redacted
Low Income - Power to Save | Weather Strip/Caulk | 0 | 0.25 | 0.09 | 503.3 | 1 | Honeywell | 2023-11-14 | redacted
Low Income - Power to Save | Pipe Wrap | 0 | 0.01 | 0.03 | 143.65 | 1 | Honeywell | 2023-11-14 | redacted
Low Income - Power to Save | Outdoor Coil Cleaning | 0 | 0.1 | 0 | 275 | 1 | Honeywell | 2023-11-14 | redacted
Low Income - Power to Save | HVAC Inspection | 0 | 0.17 | 0 | 268.73 | 1 | Honeywell | 2023-11-14 | redacted
Low Income - Power to Save | Faucet Aerators | 0 | 0 | 0.02 | 110.58 | 1 | Honeywell | 2023-11-14 | redacted
Low Income - Power to Save | Low Flow Showerhead | 0 | 0.04 | 0.1 | 504.08 | 1 | Honeywell | 2023-11-14 | redacted
Low Income - Power to Save | LI - DUCT | 0 | 0.4 | 0.12 | 775.77 | 1 | Honeywell | 2023-11-14 | redacted
Low Income - Power to Save | LED Lights | 0 | 0 | 0 | 47.6 | 1 | Honeywell | 2023-11-14 | redacted
Low Income - Power to Save | Weather Strip/Caulk | 0 | 0.25 | 0.09 | 503.3 | 1 | Honeywell | 2023-11-08 | redacted
Low Income - Power to Save | HVAC Inspection | 0 | 0.17 | 0 | 268.73 | 1 | Honeywell | 2023-11-08 | redacted
Low Income - Power to Save | Faucet Aerators | 0 | 0 | 0.02 | 110.58 | 1 | Honeywell | 2023-11-08 | redacted
Low Income - Power to Save | LI - DUCT | 0 | 0.4 | 0.12 | 775.77 | 1 | Honeywell | 2023-11-08 | redacted
Low Income - Power to Save | LED Lights | 0 | 0 | 0 | 47.6 | 1 | Honeywell | 2023-11-08 | redacted
Low Income - Power to Save | Weather Strip/Caulk | 0 | 0.25 | 0.09 | 503.3 | 1 | Honeywell | 2023-11-08 | redacted
Low Income - Power to Save | Outdoor Coil Cleaning | 0 | 0.1 | 0 | 275 | 1 | Honeywell | 2023-11-08 | redacted
Low Income - Power to Save | HVAC Inspection | 0 | 0.17 | 0 | 268.73 | 1 | Honeywell | 2023-11-08 | redacted
Low Income - Power to Save | Low Flow Showerhead | 0 | 0.04 | 0.1 | 504.08 | 1 | Honeywell | 2023-11-08 | redacted
Low Income - Power to Save | LI - DUCT | 0 | 0.4 | 0.12 | 775.77 | 1 | Honeywell | 2023-11-08 | redacted
Low Income - Power to Save | LED Lights | 0 | 0 | 0 | 47.6 | 1 | Honeywell | 2023-11-08 | redacted
Low Income - Power to Save | Weather Strip/Caulk | 0 | 0.25 | 0.09 | 503.3 | 1 | Honeywell | 2023-11-13 | redacted
Low Income - Power to Save | Pipe Wrap | 0 | 0.01 | 0.03 | 143.65 | 1 | Honeywell | 2023-11-13 | redacted
Low Income - Power to Save | Outdoor Coil Cleaning | 0 | 0.1 | 0 | 275 | 1 | Honeywell | 2023-11-13 | redacted
Low Income - Power to Save | HVAC Inspection | 0 | 0.17 | 0 | 268.73 | 1 | Honeywell | 2023-11-13 | redacted
Low Income - Power to Save | Faucet Aerators | 0 | 0 | 0.02 | 110.58 | 1 | Honeywell | 2023-11-13 | redacted
Low Income - Power to Save | LI - DUCT | 0 | 0.4 | 0.12 | 775.77 | 1 | Honeywell | 2023-11-13 | redacted
Low Income - Power to Save | LED Lights | 0 | 0 | 0 | 47.6 | 1 | Honeywell | 2023-11-13 | redacted
Low Income - Power to Save | Weather Strip/Caulk | 0 | 0.25 | 0.09 | 503.3 | 1 | Honeywell | 2023-11-13 | redacted
Low Income - Power to Save | Outdoor Coil Cleaning | 0 | 0.1 | 0 | 275 | 1 | Honeywell | 2023-11-13 | redacted
Low Income - Power to Save | HVAC Inspection | 0 | 0.17 | 0 | 268.73 | 1 | Honeywell | 2023-11-13 | redacted
Low Income - Power to Save | Low Flow Showerhead | 0 | 0.04 | 0.1 | 504.08 | 1 | Honeywell | 2023-11-15 | redacted
Low Income - Power to Save | LED Lights | 0 | 0 | 0 | 47.6 | 1 | Honeywell | 2023-11-15 | redacted
Low Income - Power to Save | Weather Strip/Caulk | 0 | 0.25 | 0.09 | 503.3 | 1 | Honeywell | 2023-11-10 | redacted
Low Income - Power to Save | Pipe Wrap | 0 | 0.01 | 0.03 | 143.65 | 1 | Honeywell | 2023-11-10 | redacted
Low Income - Power to Save | Outdoor Coil Cleaning | 0 | 0.1 | 0 | 275 | 1 | Honeywell | 2023-11-10 | redacted
Low Income - Power to Save | HVAC Inspection | 0 | 0.17 | 0 | 268.73 | 1 | Honeywell | 2023-11-10 | redacted
Low Income - Power to Save | Low Flow Showerhead | 0 | 0.04 | 0.1 | 504.08 | 1 | Honeywell | 2023-11-10 | redacted
Low Income - Power to Save | LI - DUCT | 0 | 0.4 | 0.12 | 775.77 | 1 | Honeywell | 2023-11-10 | redacted
Low Income - Power to Save | LED Lights | 0 | 0 | 0 | 47.6 | 1 | Honeywell | 2023-11-10 | redacted
Low Income - Power to Save | Weather Strip/Caulk | 0 | 0.25 | 0.09 | 503.3 | 1 | Honeywell | 2023-11-10 | redacted
Low Income - Power to Save | Outdoor Coil Cleaning | 0 | 0.1 | 0 | 275 | 1 | Honeywell | 2023-11-10 | redacted
Low Income - Power to Save | HVAC Inspection | 0 | 0.17 | 0 | 268.73 | 1 | Honeywell | 2023-11-10 | redacted
Low Income - Power to Save | Faucet Aerators | 0 | 0 | 0.02 | 110.58 | 1 | Honeywell | 2023-11-10 | redacted
Low Income - Power to Save | Low Flow Showerhead | 0 | 0.04 | 0.1 | 504.08 | 1 | Honeywell | 2023-11-10 | redacted
Low Income - Power to Save | LI - DUCT | 0 | 0.4 | 0.12 | 775.77 | 1 | Honeywell | 2023-11-10 | redacted
Low Income - Power to Save | LED Lights | 0 | 0 | 0 | 47.6 | 1 | Honeywell | 2023-11-10 | redacted
Low Income - Power to Save | Outdoor Coil Cleaning | 0 | 0.1 | 0 | 275 | 1 | Honeywell | 2023-11-14 | redacted
Low Income - Power to Save | Faucet Aerators | 0 | 0 | 0.02 | 110.58 | 1 | Honeywell | 2023-11-14 | redacted
Low Income - Power to Save | Low Flow Showerhead | 0 | 0.04 | 0.1 | 504.08 | 1 | Honeywell | 2023-11-14 | redacted
Low Income - Power to Save | LED Lights | 0 | 0 | 0 | 47.6 | 1 | Honeywell | 2023-11-14 | redacted
Low Income - Power to Save | Weather Strip/Caulk | 0 | 0.25 | 0.09 | 503.3 | 1 | Honeywell | 2023-11-13 | redacted
Low Income - Power to Save | Pipe Wrap | 0 | 0.01 | 0.03 | 143.65 | 1 | Honeywell | 2023-11-13 | redacted
Low Income - Power to Save | Outdoor Coil Cleaning | 0 | 0.1 | 0 | 275 | 1 | Honeywell | 2023-11-13 | redacted
Low Income - Power to Save | HVAC Inspection | 0 | 0.17 | 0 | 268.73 | 1 | Honeywell | 2023-11-13 | redacted
Low Income - Power to Save | Faucet Aerators | 0 | 0 | 0.02 | 110.58 | 1 | Honeywell | 2023-11-13 | redacted
Low Income - Power to Save | Low Flow Showerhead | 0 | 0.04 | 0.1 | 504.08 | 1 | Honeywell | 2023-11-13 | redacted
Low Income - Power to Save | LI - DUCT | 0 | 0.4 | 0.12 | 775.77 | 1 | Honeywell | 2023-11-13 | redacted
Low Income - Power to Save | LED Lights | 0 | 0 | 0 | 47.6 | 1 | Honeywell | 2023-11-13 | redacted
Low Income - Power to Save | Faucet Aerators | 0 | 0 | 0.02 | 110.58 | 1 | Honeywell | 2023-11-14 | redacted
Low Income - Power to Save | Low Flow Showerhead | 0 | 0.04 | 0.1 | 504.08 | 1 | Honeywell | 2023-11-14 | redacted
Low Income - Power to Save | LED Lights | 0 | 0 | 0 | 47.6 | 1 | Honeywell | 2023-11-14 | redacted
Low Income - Power to Save | Weather Strip/Caulk | 0 | 0.25 | 0.09 | 503.3 | 1 | Honeywell | 2023-11-14 | redacted
Low Income - Power to Save | Outdoor Coil Cleaning | 0 | 0.1 | 0 | 275 | 1 | Honeywell | 2023-11-14 | redacted
Low Income - Power to Save | HVAC Inspection | 0 | 0.17 | 0 | 268.73 | 1 | Honeywell | 2023-11-14 | redacted
Low Income - Power to Save | Faucet Aerators | 0 | 0 | 0.02 | 110.58 | 1 | Honeywell | 2023-11-14 | redacted
Low Income - Power to Save | Low Flow Showerhead | 0 | 0.04 | 0.1 | 504.08 | 1 | Honeywell | 2023-11-14 | redacted
Low Income - Power to Save | Weather Strip/Caulk | 0 | 0.25 | 0.09 | 503.3 | 1 | Honeywell | 2023-11-08 | redacted
Low Income - Power to Save | HVAC Inspection | 0 | 0.17 | 0 | 268.73 | 1 | Honeywell | 2023-11-08 | redacted
Low Income - Power to Save | Faucet Aerators | 0 | 0 | 0.02 | 110.58 | 1 | Honeywell | 2023-11-08 | redacted
Low Income - Power to Save | LI - DUCT | 0 | 0.4 | 0.12 | 775.77 | 1 | Honeywell | 2023-11-08 | redacted
Low Income - Power to Save | LED Lights | 0 | 0 | 0 | 47.6 | 1 | Honeywell | 2023-11-08 | redacted
Low Income - Power to Save | Weather Strip/Caulk | 0 | 0.25 | 0.09 | 503.3 | 1 | Honeywell | 2023-11-14 | redacted
Low Income - Power to Save | Outdoor Coil Cleaning | 0 | 0.1 | 0 | 275 | 1 | Honeywell | 2023-11-14 | redacted
Low Income - Power to Save | HVAC Inspection | 0 | 0.17 | 0 | 268.73 | 1 | Honeywell | 2023-11-14 | redacted
Low Income - Power to Save | Faucet Aerators | 0 | 0 | 0.02 | 110.58 | 1 | Honeywell | 2023-11-14 | redacted
Low Income - Power to Save | Low Flow Showerhead | 0 | 0.04 | 0.1 | 504.08 | 1 | Honeywell | 2023-11-14 | redacted
Low Income - Power to Save | LI - DUCT | 0 | 0.4 | 0.12 | 775.77 | 1 | Honeywell | 2023-11-14 | redacted
Low Income - Power to Save | LED Lights | 0 | 0 | 0 | 47.6 | 1 | Honeywell | 2023-11-14 | redacted
Low Income - Power to Save | Weather Strip/Caulk | 0 | 0.25 | 0.09 | 503.3 | 1 | Honeywell | 2023-11-16 | redacted
Low Income - Power to Save | Low Flow Showerhead | 0 | 0.04 | 0.1 | 504.08 | 1 | Honeywell | 2023-11-16 | redacted
Low Income - Power to Save | LED Lights | 0 | 0 | 0 | 47.6 | 1 | Honeywell | 2023-11-16 | redacted
Low Income - Power to Save | Low Flow Showerhead | 0 | 0.04 | 0.1 | 504.08 | 1 | Honeywell | 2023-11-10 | redacted
Low Income - Power to Save | Weather Strip/Caulk | 0 | 0.25 | 0.09 | 503.3 | 1 | Honeywell | 2023-11-08 | redacted
Low Income - Power to Save | HVAC Inspection | 0 | 0.17 | 0 | 268.73 | 1 | Honeywell | 2023-11-08 | redacted
Low Income - Power to Save | Faucet Aerators | 0 | 0 | 0.02 | 110.58 | 1 | Honeywell | 2023-11-08 | redacted
Low Income - Power to Save | LI - DUCT | 0 | 0.4 | 0.12 | 775.77 | 1 | Honeywell | 2023-11-08 | redacted
Low Income - Power to Save | LED Lights | 0 | 0 | 0 | 47.6 | 1 | Honeywell | 2023-11-08 | redacted
Low Income - Power to Save | Weather Strip/Caulk | 0 | 0.25 | 0.09 | 503.3 | 1 | Honeywell | 2023-11-10 | redacted
Low Income - Power to Save | Pipe Wrap | 0 | 0.01 | 0.03 | 143.65 | 1 | Honeywell | 2023-11-10 | redacted
Low Income - Power to Save | Outdoor Coil Cleaning | 0 | 0.1 | 0 | 275 | 1 | Honeywell | 2023-11-10 | redacted
Low Income - Power to Save | HVAC Inspection | 0 | 0.17 | 0 | 268.73 | 1 | Honeywell | 2023-11-10 | redacted
Low Income - Power to Save | Low Flow Showerhead | 0 | 0.04 | 0.1 | 504.08 | 1 | Honeywell | 2023-11-10 | redacted
Low Income - Power to Save | LI - DUCT | 0 | 0.4 | 0.12 | 775.77 | 1 | Honeywell | 2023-11-10 | redacted
Low Income - Power to Save | LED Lights | 0 | 0 | 0 | 47.6 | 1 | Honeywell | 2023-11-10 | redacted
Low Income - Power to Save | Weather Strip/Caulk | 0 | 0.25 | 0.09 | 503.3 | 1 | Honeywell | 2023-11-14 | redacted
Low Income - Power to Save | Outdoor Coil Cleaning | 0 | 0.1 | 0 | 275 | 1 | Honeywell | 2023-11-14 | redacted
Low Income - Power to Save | HVAC Inspection | 0 | 0.17 | 0 | 268.73 | 1 | Honeywell | 2023-11-14 | redacted
Low Income - Power to Save | Faucet Aerators | 0 | 0 | 0.02 | 110.58 | 1 | Honeywell | 2023-11-14 | redacted
Low Income - Power to Save | Low Flow Showerhead | 0 | 0.04 | 0.1 | 504.08 | 1 | Honeywell | 2023-11-14 | redacted
Low Income - Power to Save | Weather Strip/Caulk | 0 | 0.25 | 0.09 | 503.3 | 1 | Honeywell | 2023-11-13 | redacted
Low Income - Power to Save | Outdoor Coil Cleaning | 0 | 0.1 | 0 | 275 | 1 | Honeywell | 2023-11-13 | redacted
Low Income - Power to Save | HVAC Inspection | 0 | 0.17 | 0 | 268.73 | 1 | Honeywell | 2023-11-13 | redacted
Low Income - Power to Save | Low Flow Showerhead | 0 | 0.04 | 0.1 | 504.08 | 1 | Honeywell | 2023-11-13 | redacted
Low Income - Power to Save | LI - DUCT | 0 | 0.4 | 0.12 | 775.77 | 1 | Honeywell | 2023-11-13 | redacted
Low Income - Power to Save | LED Lights | 0 | 0 | 0 | 47.6 | 1 | Honeywell | 2023-11-13 | redacted
Low Income - Power to Save | Weather Strip/Caulk | 0 | 0.25 | 0.09 | 503.3 | 1 | Honeywell | 2023-11-13 | redacted
Low Income - Power to Save | Outdoor Coil Cleaning | 0 | 0.1 | 0 | 275 | 1 | Honeywell | 2023-11-13 | redacted
Low Income - Power to Save | HVAC Inspection | 0 | 0.17 | 0 | 268.73 | 1 | Honeywell | 2023-11-13 | redacted
Low Income - Power to Save | Low Flow Showerhead | 0 | 0.04 | 0.1 | 504.08 | 1 | Honeywell | 2023-11-13 | redacted
Low Income - Power to Save | LI - DUCT | 0 | 0.4 | 0.12 | 775.77 | 1 | Honeywell | 2023-11-13 | redacted
Low Income - Power to Save | LED Lights | 0 | 0 | 0 | 47.6 | 1 | Honeywell | 2023-11-13 | redacted
Low Income - Power to Save | Weather Strip/Caulk | 0 | 0.25 | 0.09 | 503.3 | 1 | Honeywell | 2023-11-17 | redacted
Low Income - Power to Save | Outdoor Coil Cleaning | 0 | 0.1 | 0 | 275 | 1 | Honeywell | 2023-11-17 | redacted
Low Income - Power to Save | HVAC Inspection | 0 | 0.17 | 0 | 268.73 | 1 | Honeywell | 2023-11-17 | redacted
Low Income - Power to Save | Faucet Aerators | 0 | 0 | 0.02 | 110.58 | 1 | Honeywell | 2023-11-17 | redacted
Low Income - Power to Save | Low Flow Showerhead | 0 | 0.04 | 0.1 | 504.08 | 1 | Honeywell | 2023-11-17 | redacted
Low Income - Power to Save | LI - DUCT | 0 | 0.4 | 0.12 | 775.77 | 1 | Honeywell | 2023-11-17 | redacted
Low Income - Power to Save | LED Lights | 0 | 0 | 0 | 47.6 | 1 | Honeywell | 2023-11-17 | redacted
Low Income - Power to Save | Weather Strip/Caulk | 0 | 0.25 | 0.09 | 503.3 | 1 | Honeywell | 2023-11-08 | redacted
Low Income - Power to Save | Outdoor Coil Cleaning | 0 | 0.1 | 0 | 275 | 1 | Honeywell | 2023-11-08 | redacted
Low Income - Power to Save | HVAC Inspection | 0 | 0.17 | 0 | 268.73 | 1 | Honeywell | 2023-11-08 | redacted
Low Income - Power to Save | Faucet Aerators | 0 | 0 | 0.02 | 110.58 | 1 | Honeywell | 2023-11-08 | redacted
Low Income - Power to Save | Weather Strip/Caulk | 0 | 0.25 | 0.09 | 503.3 | 1 | Honeywell | 2023-11-08 | redacted
Low Income - Power to Save | Pipe Wrap | 0 | 0.01 | 0.03 | 143.65 | 1 | Honeywell | 2023-11-08 | redacted
Low Income - Power to Save | Outdoor Coil Cleaning | 0 | 0.1 | 0 | 275 | 1 | Honeywell | 2023-11-08 | redacted
Low Income - Power to Save | HVAC Inspection | 0 | 0.17 | 0 | 268.73 | 1 | Honeywell | 2023-11-08 | redacted
Low Income - Power to Save | LI - DUCT | 0 | 0.4 | 0.12 | 775.77 | 1 | Honeywell | 2023-11-08 | redacted
Low Income - Power to Save | LED Lights | 0 | 0 | 0 | 47.6 | 1 | Honeywell | 2023-11-08 | redacted
Low Income - Power to Save | Weather Strip/Caulk | 0 | 0.25 | 0.09 | 503.3 | 1 | Honeywell | 2023-11-14 | redacted
Low Income - Power to Save | Faucet Aerators | 0 | 0 | 0.02 | 110.58 | 1 | Honeywell | 2023-11-14 | redacted
Low Income - Power to Save | Weather Strip/Caulk | 0 | 0.25 | 0.09 | 503.3 | 1 | Honeywell | 2023-11-08 | redacted
Low Income - Power to Save | Pipe Wrap | 0 | 0.01 | 0.03 | 143.65 | 1 | Honeywell | 2023-11-08 | redacted
Low Income - Power to Save | Outdoor Coil Cleaning | 0 | 0.1 | 0 | 275 | 1 | Honeywell | 2023-11-08 | redacted
Low Income - Power to Save | HVAC Inspection | 0 | 0.17 | 0 | 268.73 | 1 | Honeywell | 2023-11-08 | redacted
Low Income - Power to Save | Faucet Aerators | 0 | 0 | 0.02 | 110.58 | 1 | Honeywell | 2023-11-08 | redacted
Low Income - Power to Save | LI - DUCT | 0 | 0.4 | 0.12 | 775.77 | 1 | Honeywell | 2023-11-08 | redacted
Low Income - Power to Save | LED Lights | 0 | 0 | 0 | 47.6 | 1 | Honeywell | 2023-11-08 | redacted
Low Income - Power to Save | Weather Strip/Caulk | 0 | 0.25 | 0.09 | 503.3 | 1 | Honeywell | 2023-11-10 | redacted
Low Income - Power to Save | Outdoor Coil Cleaning | 0 | 0.1 | 0 | 275 | 1 | Honeywell | 2023-11-10 | redacted
Low Income - Power to Save | HVAC Inspection | 0 | 0.17 | 0 | 268.73 | 1 | Honeywell | 2023-11-10 | redacted
Low Income - Power to Save | Faucet Aerators | 0 | 0 | 0.02 | 110.58 | 1 | Honeywell | 2023-11-10 | redacted
Low Income - Power to Save | Low Flow Showerhead | 0 | 0.04 | 0.1 | 504.08 | 1 | Honeywell | 2023-11-10 | redacted
Low Income - Power to Save | Weather Strip/Caulk | 0 | 0.25 | 0.09 | 503.3 | 1 | Honeywell | 2023-11-13 | redacted
Low Income - Power to Save | Outdoor Coil Cleaning | 0 | 0.1 | 0 | 275 | 1 | Honeywell | 2023-11-13 | redacted
Low Income - Power to Save | HVAC Inspection | 0 | 0.17 | 0 | 268.73 | 1 | Honeywell | 2023-11-13 | redacted
Low Income - Power to Save | Faucet Aerators | 0 | 0 | 0.02 | 110.58 | 1 | Honeywell | 2023-11-13 | redacted
Low Income - Power to Save | LI - DUCT | 0 | 0.4 | 0.12 | 775.77 | 1 | Honeywell | 2023-11-13 | redacted
Low Income - Power to Save | LED Lights | 0 | 0 | 0 | 47.6 | 1 | Honeywell | 2023-11-13 | redacted
Low Income - Power to Save | Outdoor Coil Cleaning | 0 | 0.1 | 0 | 275 | 1 | Honeywell | 2023-11-17 | redacted
Low Income - Power to Save | Faucet Aerators | 0 | 0 | 0.02 | 110.58 | 1 | Honeywell | 2023-11-17 | redacted
Low Income - Power to Save | Low Flow Showerhead | 0 | 0.04 | 0.1 | 504.08 | 1 | Honeywell | 2023-11-17 | redacted
Low Income - Power to Save | LED Lights | 0 | 0 | 0 | 47.6 | 1 | Honeywell | 2023-11-17 | redacted
Low Income - Power to Save | Weather Strip/Caulk | 0 | 0.25 | 0.09 | 503.3 | 1 | Honeywell | 2023-11-16 | redacted
Low Income - Power to Save | Outdoor Coil Cleaning | 0 | 0.1 | 0 | 275 | 1 | Honeywell | 2023-11-16 | redacted
Low Income - Power to Save | HVAC Inspection | 0 | 0.17 | 0 | 268.73 | 1 | Honeywell | 2023-11-16 | redacted
Low Income - Power to Save | Faucet Aerators | 0 | 0 | 0.02 | 110.58 | 1 | Honeywell | 2023-11-16 | redacted
Low Income - Power to Save | Low Flow Showerhead | 0 | 0.04 | 0.1 | 504.08 | 1 | Honeywell | 2023-11-16 | redacted
Low Income - Power to Save | LI - DUCT | 0 | 0.4 | 0.12 | 775.77 | 1 | Honeywell | 2023-11-16 | redacted
Low Income - Power to Save | LED Lights | 0 | 0 | 0 | 47.6 | 1 | Honeywell | 2023-11-16 | redacted
Low Income - Power to Save | Weather Strip/Caulk | 0 | 0.25 | 0.09 | 503.3 | 1 | Honeywell | 2023-11-09 | redacted
Low Income - Power to Save | Outdoor Coil Cleaning | 0 | 0.1 | 0 | 275 | 1 | Honeywell | 2023-11-09 | redacted
Low Income - Power to Save | HVAC Inspection | 0 | 0.17 | 0 | 268.73 | 1 | Honeywell | 2023-11-09 | redacted
Low Income - Power to Save | Faucet Aerators | 0 | 0 | 0.02 | 110.58 | 1 | Honeywell | 2023-11-09 | redacted
Low Income - Power to Save | Low Flow Showerhead | 0 | 0.04 | 0.1 | 504.08 | 1 | Honeywell | 2023-11-09 | redacted
Low Income - Power to Save | LI - DUCT | 0 | 0.4 | 0.12 | 775.77 | 1 | Honeywell | 2023-11-09 | redacted
Low Income - Power to Save | LED Lights | 0 | 0 | 0 | 47.6 | 1 | Honeywell | 2023-11-09 | redacted
Low Income - Power to Save | Weather Strip/Caulk | 0 | 0.25 | 0.09 | 503.3 | 1 | Honeywell | 2023-11-08 | redacted
Low Income - Power to Save | Outdoor Coil Cleaning | 0 | 0.1 | 0 | 275 | 1 | Honeywell | 2023-11-08 | redacted
Low Income - Power to Save | HVAC Inspection | 0 | 0.17 | 0 | 268.73 | 1 | Honeywell | 2023-11-08 | redacted
Low Income - Power to Save | Low Flow Showerhead | 0 | 0.04 | 0.1 | 504.08 | 1 | Honeywell | 2023-11-08 | redacted
Low Income - Power to Save | LI - DUCT | 0 | 0.4 | 0.12 | 775.77 | 1 | Honeywell | 2023-11-08 | redacted
Low Income - Power to Save | LED Lights | 0 | 0 | 0 | 47.6 | 1 | Honeywell | 2023-11-08 | redacted
Low Income - Power to Save | Weather Strip/Caulk | 0 | 0.25 | 0.09 | 503.3 | 1 | Honeywell | 2023-11-09 | redacted
Low Income - Power to Save | Outdoor Coil Cleaning | 0 | 0.1 | 0 | 275 | 1 | Honeywell | 2023-11-09 | redacted
Low Income - Power to Save | HVAC Inspection | 0 | 0.17 | 0 | 268.73 | 1 | Honeywell | 2023-11-09 | redacted
Low Income - Power to Save | Low Flow Showerhead | 0 | 0.04 | 0.1 | 504.08 | 1 | Honeywell | 2023-11-09 | redacted
Low Income - Power to Save | LI - DUCT | 0 | 0.4 | 0.12 | 775.77 | 1 | Honeywell | 2023-11-09 | redacted
Low Income - Power to Save | LED Lights | 0 | 0 | 0 | 47.6 | 1 | Honeywell | 2023-11-09 | redacted
Low Income - Power to Save | Weather Strip/Caulk | 0 | 0.25 | 0.09 | 503.3 | 1 | Honeywell | 2023-11-15 | redacted
Low Income - Power to Save | Outdoor Coil Cleaning | 0 | 0.1 | 0 | 275 | 1 | Honeywell | 2023-11-15 | redacted
Low Income - Power to Save | HVAC Inspection | 0 | 0.17 | 0 | 268.73 | 1 | Honeywell | 2023-11-15 | redacted
Low Income - Power to Save | Low Flow Showerhead | 0 | 0.04 | 0.1 | 504.08 | 1 | Honeywell | 2023-11-15 | redacted
Low Income - Power to Save | LI - DUCT | 0 | 0.4 | 0.12 | 775.77 | 1 | Honeywell | 2023-11-15 | redacted
Low Income - Power to Save | LED Lights | 0 | 0 | 0 | 47.6 | 1 | Honeywell | 2023-11-15 | redacted
Low Income - Power to Save | Weather Strip/Caulk | 0 | 0.25 | 0.09 | 503.3 | 1 | Honeywell | 2023-11-14 | redacted
Low Income - Power to Save | Outdoor Coil Cleaning | 0 | 0.1 | 0 | 275 | 1 | Honeywell | 2023-11-14 | redacted
Low Income - Power to Save | HVAC Inspection | 0 | 0.17 | 0 | 268.73 | 1 | Honeywell | 2023-11-14 | redacted
Low Income - Power to Save | Low Flow Showerhead | 0 | 0.04 | 0.1 | 504.08 | 1 | Honeywell | 2023-11-14 | redacted
Low Income - Power to Save | LI - DUCT | 0 | 0.4 | 0.12 | 775.77 | 1 | Honeywell | 2023-11-14 | redacted
Low Income - Power to Save | LED Lights | 0 | 0 | 0 | 47.6 | 1 | Honeywell | 2023-11-14 | redacted
Low Income - Power to Save | Weather Strip/Caulk | 0 | 0.25 | 0.09 | 503.3 | 1 | Honeywell | 2023-11-16 | redacted
Low Income - Power to Save | Pipe Wrap | 0 | 0.01 | 0.03 | 143.65 | 1 | Honeywell | 2023-11-16 | redacted
Low Income - Power to Save | Outdoor Coil Cleaning | 0 | 0.1 | 0 | 275 | 1 | Honeywell | 2023-11-16 | redacted
Low Income - Power to Save | HVAC Inspection | 0 | 0.17 | 0 | 268.73 | 1 | Honeywell | 2023-11-16 | redacted
Low Income - Power to Save | Faucet Aerators | 0 | 0 | 0.02 | 110.58 | 1 | Honeywell | 2023-11-16 | redacted
Low Income - Power to Save | Low Flow Showerhead | 0 | 0.04 | 0.1 | 504.08 | 1 | Honeywell | 2023-11-16 | redacted
Low Income - Power to Save | LI - DUCT | 0 | 0.4 | 0.12 | 775.77 | 1 | Honeywell | 2023-11-16 | redacted
Low Income - Power to Save | LED Lights | 0 | 0 | 0 | 47.6 | 1 | Honeywell | 2023-11-16 | redacted
Low Income - Power to Save | Weather Strip/Caulk | 0 | 0.25 | 0.09 | 503.3 | 1 | Honeywell | 2023-11-13 | redacted
Low Income - Power to Save | Outdoor Coil Cleaning | 0 | 0.1 | 0 | 275 | 1 | Honeywell | 2023-11-13 | redacted
Low Income - Power to Save | HVAC Inspection | 0 | 0.17 | 0 | 268.73 | 1 | Honeywell | 2023-11-13 | redacted
Low Income - Power to Save | LI - DUCT | 0 | 0.4 | 0.12 | 775.77 | 1 | Honeywell | 2023-11-13 | redacted
Low Income - Power to Save | Weather Strip/Caulk | 0 | 0.25 | 0.09 | 503.3 | 1 | Honeywell | 2023-11-10 | redacted
Low Income - Power to Save | Pipe Wrap | 0 | 0.01 | 0.03 | 143.65 | 1 | Honeywell | 2023-11-10 | redacted
Low Income - Power to Save | Outdoor Coil Cleaning | 0 | 0.1 | 0 | 275 | 1 | Honeywell | 2023-11-10 | redacted
Low Income - Power to Save | HVAC Inspection | 0 | 0.17 | 0 | 268.73 | 1 | Honeywell | 2023-11-10 | redacted
Low Income - Power to Save | Low Flow Showerhead | 0 | 0.04 | 0.1 | 504.08 | 1 | Honeywell | 2023-11-10 | redacted
Low Income - Power to Save | LI - DUCT | 0 | 0.4 | 0.12 | 775.77 | 1 | Honeywell | 2023-11-10 | redacted
Low Income - Power to Save | LED Lights | 0 | 0 | 0 | 47.6 | 1 | Honeywell | 2023-11-10 | redacted
Low Income - Power to Save | Weather Strip/Caulk | 0 | 0.25 | 0.09 | 503.3 | 1 | Honeywell | 2023-11-09 | redacted
Low Income - Power to Save | Pipe Wrap | 0 | 0.01 | 0.03 | 143.65 | 1 | Honeywell | 2023-11-09 | redacted
Low Income - Power to Save | Outdoor Coil Cleaning | 0 | 0.1 | 0 | 275 | 1 | Honeywell | 2023-11-09 | redacted
Low Income - Power to Save | HVAC Inspection | 0 | 0.17 | 0 | 268.73 | 1 | Honeywell | 2023-11-09 | redacted
Low Income - Power to Save | Faucet Aerators | 0 | 0 | 0.02 | 110.58 | 1 | Honeywell | 2023-11-09 | redacted
Low Income - Power to Save | Low Flow Showerhead | 0 | 0.04 | 0.1 | 504.08 | 1 | Honeywell | 2023-11-09 | redacted
Low Income - Power to Save | LI - DUCT | 0 | 0.4 | 0.12 | 775.77 | 1 | Honeywell | 2023-11-09 | redacted
Low Income - Power to Save | LED Lights | 0 | 0 | 0 | 47.6 | 1 | Honeywell | 2023-11-09 | redacted
Low Income - Power to Save | Weather Strip/Caulk | 0 | 0.25 | 0.09 | 503.3 | 1 | Honeywell | 2023-11-14 | redacted
Low Income - Power to Save | Outdoor Coil Cleaning | 0 | 0.1 | 0 | 275 | 1 | Honeywell | 2023-11-14 | redacted
Low Income - Power to Save | HVAC Inspection | 0 | 0.17 | 0 | 268.73 | 1 | Honeywell | 2023-11-14 | redacted
Low Income - Power to Save | Faucet Aerators | 0 | 0 | 0.02 | 110.58 | 1 | Honeywell | 2023-11-14 | redacted
Low Income - Power to Save | Low Flow Showerhead | 0 | 0.04 | 0.1 | 504.08 | 1 | Honeywell | 2023-11-14 | redacted
Low Income - Power to Save | LI - DUCT | 0 | 0.4 | 0.12 | 775.77 | 1 | Honeywell | 2023-11-14 | redacted
Low Income - Power to Save | LED Lights | 0 | 0 | 0 | 47.6 | 1 | Honeywell | 2023-11-14 | redacted
Low Income - Power to Save | Weather Strip/Caulk | 0 | 0.25 | 0.09 | 503.3 | 1 | Honeywell | 2023-11-13 | redacted
Low Income - Power to Save | Outdoor Coil Cleaning | 0 | 0.1 | 0 | 275 | 1 | Honeywell | 2023-11-13 | redacted
Low Income - Power to Save | HVAC Inspection | 0 | 0.17 | 0 | 268.73 | 1 | Honeywell | 2023-11-13 | redacted
Low Income - Power to Save | Faucet Aerators | 0 | 0 | 0.02 | 110.58 | 1 | Honeywell | 2023-11-13 | redacted
Low Income - Power to Save | Low Flow Showerhead | 0 | 0.04 | 0.1 | 504.08 | 1 | Honeywell | 2023-11-13 | redacted
Low Income - Power to Save | Weather Strip/Caulk | 0 | 0.25 | 0.09 | 503.3 | 1 | Honeywell | 2023-11-08 | redacted
Low Income - Power to Save | HVAC Inspection | 0 | 0.17 | 0 | 268.73 | 1 | Honeywell | 2023-11-08 | redacted
Low Income - Power to Save | Faucet Aerators | 0 | 0 | 0.02 | 110.58 | 1 | Honeywell | 2023-11-08 | redacted
Low Income - Power to Save | LI - DUCT | 0 | 0.4 | 0.12 | 775.77 | 1 | Honeywell | 2023-11-08 | redacted
Low Income - Power to Save | LED Lights | 0 | 0 | 0 | 47.6 | 1 | Honeywell | 2023-11-08 | redacted
Low Income - Power to Save | Weather Strip/Caulk | 0 | 0.25 | 0.09 | 503.3 | 1 | Honeywell | 2023-11-08 | redacted
Low Income - Power to Save | Pipe Wrap | 0 | 0.01 | 0.03 | 143.65 | 1 | Honeywell | 2023-11-08 | redacted
Low Income - Power to Save | Outdoor Coil Cleaning | 0 | 0.1 | 0 | 275 | 1 | Honeywell | 2023-11-08 | redacted
Low Income - Power to Save | HVAC Inspection | 0 | 0.17 | 0 | 268.73 | 1 | Honeywell | 2023-11-08 | redacted
Low Income - Power to Save | Low Flow Showerhead | 0 | 0.04 | 0.1 | 504.08 | 1 | Honeywell | 2023-11-08 | redacted
Low Income - Power to Save | LI - DUCT | 0 | 0.4 | 0.12 | 775.77 | 1 | Honeywell | 2023-11-08 | redacted
Low Income - Power to Save | LED Lights | 0 | 0 | 0 | 47.6 | 1 | Honeywell | 2023-11-08 | redacted
Low Income - Power to Save | Weather Strip/Caulk | 0 | 0.25 | 0.09 | 503.3 | 1 | Honeywell | 2023-11-08 | redacted
Low Income - Power to Save | HVAC Inspection | 0 | 0.17 | 0 | 268.73 | 1 | Honeywell | 2023-11-08 | redacted
Low Income - Power to Save | Faucet Aerators | 0 | 0 | 0.02 | 110.58 | 1 | Honeywell | 2023-11-08 | redacted
Low Income - Power to Save | LI - DUCT | 0 | 0.4 | 0.12 | 775.77 | 1 | Honeywell | 2023-11-08 | redacted
Low Income - Power to Save | LED Lights | 0 | 0 | 0 | 47.6 | 1 | Honeywell | 2023-11-08 | redacted
Low Income - Power to Save | Weather Strip/Caulk | 0 | 0.25 | 0.09 | 503.3 | 1 | Honeywell | 2023-11-17 | redacted
Low Income - Power to Save | Outdoor Coil Cleaning | 0 | 0.1 | 0 | 275 | 1 | Honeywell | 2023-11-17 | redacted
Low Income - Power to Save | Faucet Aerators | 0 | 0 | 0.02 | 110.58 | 1 | Honeywell | 2023-11-17 | redacted
Low Income - Power to Save | Low Flow Showerhead | 0 | 0.04 | 0.1 | 504.08 | 1 | Honeywell | 2023-11-17 | redacted
Low Income - Power to Save | LED Lights | 0 | 0 | 0 | 47.6 | 1 | Honeywell | 2023-11-17 | redacted
Low Income - Power to Save | Weather Strip/Caulk | 0 | 0.25 | 0.09 | 503.3 | 1 | Honeywell | 2023-11-09 | redacted
Low Income - Power to Save | Outdoor Coil Cleaning | 0 | 0.1 | 0 | 275 | 1 | Honeywell | 2023-11-09 | redacted
Low Income - Power to Save | HVAC Inspection | 0 | 0.17 | 0 | 268.73 | 1 | Honeywell | 2023-11-09 | redacted
Low Income - Power to Save | LI - DUCT | 0 | 0.4 | 0.12 | 775.77 | 1 | Honeywell | 2023-11-09 | redacted
Low Income - Power to Save | LED Lights | 0 | 0 | 0 | 47.6 | 1 | Honeywell | 2023-11-09 | redacted
Low Income - Power to Save | Weather Strip/Caulk | 0 | 0.25 | 0.09 | 503.3 | 1 | Honeywell | 2023-11-16 | redacted
Low Income - Power to Save | Outdoor Coil Cleaning | 0 | 0.1 | 0 | 275 | 1 | Honeywell | 2023-11-16 | redacted
Low Income - Power to Save | HVAC Inspection | 0 | 0.17 | 0 | 268.73 | 1 | Honeywell | 2023-11-16 | redacted
Low Income - Power to Save | Faucet Aerators | 0 | 0 | 0.02 | 110.58 | 1 | Honeywell | 2023-11-16 | redacted
Low Income - Power to Save | Low Flow Showerhead | 0 | 0.04 | 0.1 | 504.08 | 1 | Honeywell | 2023-11-16 | redacted
Low Income - Power to Save | LI - DUCT | 0 | 0.4 | 0.12 | 775.77 | 1 | Honeywell | 2023-11-16 | redacted
Low Income - Power to Save | LED Lights | 0 | 0 | 0 | 47.6 | 1 | Honeywell | 2023-11-16 | redacted
Low Income - Power to Save | Weather Strip/Caulk | 0 | 0.25 | 0.09 | 503.3 | 1 | Honeywell | 2023-11-16 | redacted
Low Income - Power to Save | Outdoor Coil Cleaning | 0 | 0.1 | 0 | 275 | 1 | Honeywell | 2023-11-16 | redacted
Low Income - Power to Save | HVAC Inspection | 0 | 0.17 | 0 | 268.73 | 1 | Honeywell | 2023-11-16 | redacted
Low Income - Power to Save | Faucet Aerators | 0 | 0 | 0.02 | 110.58 | 1 | Honeywell | 2023-11-16 | redacted
Low Income - Power to Save | Low Flow Showerhead | 0 | 0.04 | 0.1 | 504.08 | 1 | Honeywell | 2023-11-16 | redacted
Low Income - Power to Save | LI - DUCT | 0 | 0.4 | 0.12 | 775.77 | 1 | Honeywell | 2023-11-16 | redacted
Low Income - Power to Save | LED Lights | 0 | 0 | 0 | 47.6 | 1 | Honeywell | 2023-11-16 | redacted
Low Income - Power to Save | Weather Strip/Caulk | 0 | 0.25 | 0.09 | 503.3 | 1 | Honeywell | 2023-11-14 | redacted
Low Income - Power to Save | Outdoor Coil Cleaning | 0 | 0.1 | 0 | 275 | 1 | Honeywell | 2023-11-14 | redacted
Low Income - Power to Save | HVAC Inspection | 0 | 0.17 | 0 | 268.73 | 1 | Honeywell | 2023-11-14 | redacted
Low Income - Power to Save | Weather Strip/Caulk | 0 | 0.25 | 0.09 | 503.3 | 1 | Honeywell | 2023-11-10 | redacted
Low Income - Power to Save | Outdoor Coil Cleaning | 0 | 0.1 | 0 | 275 | 1 | Honeywell | 2023-11-10 | redacted
Low Income - Power to Save | HVAC Inspection | 0 | 0.17 | 0 | 268.73 | 1 | Honeywell | 2023-11-10 | redacted
Low Income - Power to Save | Faucet Aerators | 0 | 0 | 0.02 | 110.58 | 1 | Honeywell | 2023-11-10 | redacted
Low Income - Power to Save | LI - DUCT | 0 | 0.4 | 0.12 | 775.77 | 1 | Honeywell | 2023-11-10 | redacted
Low Income - Power to Save | LED Lights | 0 | 0 | 0 | 47.6 | 1 | Honeywell | 2023-11-10 | redacted
Low Income - Power to Save | Weather Strip/Caulk | 0 | 0.25 | 0.09 | 503.3 | 1 | Honeywell | 2023-11-08 | redacted
Low Income - Power to Save | HVAC Inspection | 0 | 0.17 | 0 | 268.73 | 1 | Honeywell | 2023-11-08 | redacted
Low Income - Power to Save | Faucet Aerators | 0 | 0 | 0.02 | 110.58 | 1 | Honeywell | 2023-11-08 | redacted
Low Income - Power to Save | LI - DUCT | 0 | 0.4 | 0.12 | 775.77 | 1 | Honeywell | 2023-11-08 | redacted
Low Income - Power to Save | LED Lights | 0 | 0 | 0 | 47.6 | 1 | Honeywell | 2023-11-08 | redacted
Low Income - Power to Save | Weather Strip/Caulk | 0 | 0.25 | 0.09 | 503.3 | 1 | Honeywell | 2023-11-10 | redacted
Low Income - Power to Save | Outdoor Coil Cleaning | 0 | 0.1 | 0 | 275 | 1 | Honeywell | 2023-11-10 | redacted
Low Income - Power to Save | HVAC Inspection | 0 | 0.17 | 0 | 268.73 | 1 | Honeywell | 2023-11-10 | redacted
Low Income - Power to Save | Low Flow Showerhead | 0 | 0.04 | 0.1 | 504.08 | 1 | Honeywell | 2023-11-10 | redacted
Low Income - Power to Save | Weather Strip/Caulk | 0 | 0.25 | 0.09 | 503.3 | 1 | Honeywell | 2023-11-08 | redacted
Low Income - Power to Save | Outdoor Coil Cleaning | 0 | 0.1 | 0 | 275 | 1 | Honeywell | 2023-11-08 | redacted
Low Income - Power to Save | HVAC Inspection | 0 | 0.17 | 0 | 268.73 | 1 | Honeywell | 2023-11-08 | redacted
Low Income - Power to Save | Faucet Aerators | 0 | 0 | 0.02 | 110.58 | 1 | Honeywell | 2023-11-08 | redacted
Low Income - Power to Save | Low Flow Showerhead | 0 | 0.04 | 0.1 | 504.08 | 1 | Honeywell | 2023-11-08 | redacted
Low Income - Power to Save | Outdoor Coil Cleaning | 0 | 0.1 | 0 | 275 | 1 | Honeywell | 2023-11-16 | redacted
Low Income - Power to Save | Low Flow Showerhead | 0 | 0.04 | 0.1 | 504.08 | 1 | Honeywell | 2023-11-16 | redacted
Low Income - Power to Save | LED Lights | 0 | 0 | 0 | 47.6 | 1 | Honeywell | 2023-11-16 | redacted
Low Income - Power to Save | Faucet Aerators | 0 | 0 | 0.02 | 110.58 | 1 | Honeywell | 2023-11-16 | redacted
Low Income - Power to Save | Low Flow Showerhead | 0 | 0.04 | 0.1 | 504.08 | 1 | Honeywell | 2023-11-16 | redacted
Low Income - Power to Save | LED Lights | 0 | 0 | 0 | 47.6 | 1 | Honeywell | 2023-11-16 | redacted
Low Income - Power to Save | Weather Strip/Caulk | 0 | 0.25 | 0.09 | 503.3 | 1 | Honeywell | 2023-11-17 | redacted
Low Income - Power to Save | Pipe Wrap | 0 | 0.01 | 0.03 | 143.65 | 1 | Honeywell | 2023-11-17 | redacted
Low Income - Power to Save | Outdoor Coil Cleaning | 0 | 0.1 | 0 | 275 | 1 | Honeywell | 2023-11-17 | redacted
Low Income - Power to Save | HVAC Inspection | 0 | 0.17 | 0 | 268.73 | 1 | Honeywell | 2023-11-17 | redacted
Low Income - Power to Save | Faucet Aerators | 0 | 0 | 0.02 | 110.58 | 1 | Honeywell | 2023-11-17 | redacted
Low Income - Power to Save | Low Flow Showerhead | 0 | 0.04 | 0.1 | 504.08 | 1 | Honeywell | 2023-11-17 | redacted
Low Income - Power to Save | LI - DUCT | 0 | 0.4 | 0.12 | 775.77 | 1 | Honeywell | 2023-11-17 | redacted
Low Income - Power to Save | LED Lights | 0 | 0 | 0 | 47.6 | 1 | Honeywell | 2023-11-17 | redacted
Low Income - Power to Save | Weather Strip/Caulk | 0 | 0.25 | 0.09 | 503.3 | 1 | Honeywell | 2023-11-17 | redacted
Low Income - Power to Save | Outdoor Coil Cleaning | 0 | 0.1 | 0 | 275 | 1 | Honeywell | 2023-11-17 | redacted
Low Income - Power to Save | HVAC Inspection | 0 | 0.17 | 0 | 268.73 | 1 | Honeywell | 2023-11-17 | redacted
Low Income - Power to Save | LI - DUCT | 0 | 0.4 | 0.12 | 775.77 | 1 | Honeywell | 2023-11-17 | redacted
Low Income - Power to Save | LED Lights | 0 | 0 | 0 | 47.6 | 1 | Honeywell | 2023-11-17 | redacted
Low Income - Power to Save | Weather Strip/Caulk | 0 | 0.25 | 0.09 | 503.3 | 1 | Honeywell | 2023-11-09 | redacted
Low Income - Power to Save | HVAC Inspection | 0 | 0.17 | 0 | 268.73 | 1 | Honeywell | 2023-11-09 | redacted
Low Income - Power to Save | Faucet Aerators | 0 | 0 | 0.02 | 110.58 | 1 | Honeywell | 2023-11-09 | redacted
Low Income - Power to Save | Low Flow Showerhead | 0 | 0.04 | 0.1 | 504.08 | 1 | Honeywell | 2023-11-09 | redacted
Low Income - Power to Save | Weather Strip/Caulk | 0 | 0.25 | 0.09 | 503.3 | 1 | Honeywell | 2023-11-10 | redacted
Low Income - Power to Save | Outdoor Coil Cleaning | 0 | 0.1 | 0 | 275 | 1 | Honeywell | 2023-11-10 | redacted
Low Income - Power to Save | HVAC Inspection | 0 | 0.17 | 0 | 268.73 | 1 | Honeywell | 2023-11-10 | redacted
Low Income - Power to Save | Faucet Aerators | 0 | 0 | 0.02 | 110.58 | 1 | Honeywell | 2023-11-10 | redacted
Low Income - Power to Save | LI - DUCT | 0 | 0.4 | 0.12 | 775.77 | 1 | Honeywell | 2023-11-10 | redacted
Low Income - Power to Save | LED Lights | 0 | 0 | 0 | 47.6 | 1 | Honeywell | 2023-11-10 | redacted
Low Income - Power to Save | Weather Strip/Caulk | 0 | 0.25 | 0.09 | 503.3 | 1 | Honeywell | 2023-11-13 | redacted
Low Income - Power to Save | Low Flow Showerhead | 0 | 0.04 | 0.1 | 504.08 | 1 | Honeywell | 2023-11-13 | redacted
Low Income - Power to Save | Weather Strip/Caulk | 0 | 0.25 | 0.09 | 503.3 | 1 | Honeywell | 2023-11-16 | redacted
Low Income - Power to Save | Outdoor Coil Cleaning | 0 | 0.1 | 0 | 275 | 1 | Honeywell | 2023-11-16 | redacted
Low Income - Power to Save | HVAC Inspection | 0 | 0.17 | 0 | 268.73 | 1 | Honeywell | 2023-11-16 | redacted
Low Income - Power to Save | LI - DUCT | 0 | 0.4 | 0.12 | 775.77 | 1 | Honeywell | 2023-11-16 | redacted
Low Income - Power to Save | LED Lights | 0 | 0 | 0 | 47.6 | 1 | Honeywell | 2023-11-16 | redacted
Low Income - Power to Save | Weather Strip/Caulk | 0 | 0.25 | 0.09 | 503.3 | 1 | Honeywell | 2023-11-10 | redacted
Low Income - Power to Save | Outdoor Coil Cleaning | 0 | 0.1 | 0 | 275 | 1 | Honeywell | 2023-11-10 | redacted
Low Income - Power to Save | HVAC Inspection | 0 | 0.17 | 0 | 268.73 | 1 | Honeywell | 2023-11-10 | redacted
Low Income - Power to Save | Low Flow Showerhead | 0 | 0.04 | 0.1 | 504.08 | 1 | Honeywell | 2023-11-10 | redacted
Low Income - Power to Save | LI - DUCT | 0 | 0.4 | 0.12 | 775.77 | 1 | Honeywell | 2023-11-10 | redacted
Low Income - Power to Save | LED Lights | 0 | 0 | 0 | 47.6 | 1 | Honeywell | 2023-11-10 | redacted
Low Income - Power to Save | Weather Strip/Caulk | 0 | 0.25 | 0.09 | 503.3 | 1 | Honeywell | 2023-11-13 | redacted
Low Income - Power to Save | Outdoor Coil Cleaning | 0 | 0.1 | 0 | 275 | 1 | Honeywell | 2023-11-13 | redacted
Low Income - Power to Save | HVAC Inspection | 0 | 0.17 | 0 | 268.73 | 1 | Honeywell | 2023-11-13 | redacted
Low Income - Power to Save | Weather Strip/Caulk | 0 | 0.25 | 0.09 | 503.3 | 1 | Honeywell | 2023-11-10 | redacted
Low Income - Power to Save | Outdoor Coil Cleaning | 0 | 0.1 | 0 | 275 | 1 | Honeywell | 2023-11-10 | redacted
Low Income - Power to Save | HVAC Inspection | 0 | 0.17 | 0 | 268.73 | 1 | Honeywell | 2023-11-10 | redacted
Low Income - Power to Save | Faucet Aerators | 0 | 0 | 0.02 | 110.58 | 1 | Honeywell | 2023-11-10 | redacted
Low Income - Power to Save | Low Flow Showerhead | 0 | 0.04 | 0.1 | 504.08 | 1 | Honeywell | 2023-11-10 | redacted
Low Income - Power to Save | LI - DUCT | 0 | 0.4 | 0.12 | 775.77 | 1 | Honeywell | 2023-11-10 | redacted
Low Income - Power to Save | LED Lights | 0 | 0 | 0 | 47.6 | 1 | Honeywell | 2023-11-10 | redacted
Low Income - Power to Save | Weather Strip/Caulk | 0 | 0.25 | 0.09 | 503.3 | 1 | Honeywell | 2023-11-08 | redacted
Low Income - Power to Save | HVAC Inspection | 0 | 0.17 | 0 | 268.73 | 1 | Honeywell | 2023-11-08 | redacted
Low Income - Power to Save | Faucet Aerators | 0 | 0 | 0.02 | 110.58 | 1 | Honeywell | 2023-11-08 | redacted
Low Income - Power to Save | LI - DUCT | 0 | 0.4 | 0.12 | 775.77 | 1 | Honeywell | 2023-11-08 | redacted
Low Income - Power to Save | LED Lights | 0 | 0 | 0 | 47.6 | 1 | Honeywell | 2023-11-08 | redacted
Low Income - Power to Save | Weather Strip/Caulk | 0 | 0.25 | 0.09 | 503.3 | 1 | Honeywell | 2023-11-10 | redacted
Low Income - Power to Save | Faucet Aerators | 0 | 0 | 0.02 | 110.58 | 1 | Honeywell | 2023-11-10 | redacted
Low Income - Power to Save | Low Flow Showerhead | 0 | 0.04 | 0.1 | 504.08 | 1 | Honeywell | 2023-11-10 | redacted
Low Income - Power to Save | Weather Strip/Caulk | 0 | 0.25 | 0.09 | 503.3 | 1 | Honeywell | 2023-11-15 | redacted
Low Income - Power to Save | Weather Strip/Caulk | 0 | 0.25 | 0.09 | 503.3 | 1 | Honeywell | 2023-11-10 | redacted
Low Income - Power to Save | Outdoor Coil Cleaning | 0 | 0.1 | 0 | 275 | 1 | Honeywell | 2023-11-10 | redacted
Low Income - Power to Save | HVAC Inspection | 0 | 0.17 | 0 | 268.73 | 1 | Honeywell | 2023-11-10 | redacted
Low Income - Power to Save | Low Flow Showerhead | 0 | 0.04 | 0.1 | 504.08 | 1 | Honeywell | 2023-11-10 | redacted
Low Income - Power to Save | LI - DUCT | 0 | 0.4 | 0.12 | 775.77 | 1 | Honeywell | 2023-11-10 | redacted
Low Income - Power to Save | LED Lights | 0 | 0 | 0 | 47.6 | 1 | Honeywell | 2023-11-10 | redacted
Low Income - Power to Save | Weather Strip/Caulk | 0 | 0.25 | 0.09 | 503.3 | 1 | Honeywell | 2023-11-17 | redacted
Low Income - Power to Save | Pipe Wrap | 0 | 0.01 | 0.03 | 143.65 | 1 | Honeywell | 2023-11-17 | redacted
Low Income - Power to Save | Faucet Aerators | 0 | 0 | 0.02 | 110.58 | 1 | Honeywell | 2023-11-17 | redacted
Low Income - Power to Save | LED Lights | 0 | 0 | 0 | 47.6 | 1 | Honeywell | 2023-11-17 | redacted
Low Income - Power to Save | Outdoor Coil Cleaning | 0 | 0.1 | 0 | 275 | 1 | Honeywell | 2023-11-15 | redacted
Low Income - Power to Save | HVAC Inspection | 0 | 0.17 | 0 | 268.73 | 1 | Honeywell | 2023-11-15 | redacted
Low Income - Power to Save | Low Flow Showerhead | 0 | 0.04 | 0.1 | 504.08 | 1 | Honeywell | 2023-11-15 | redacted
Low Income - Power to Save | Weather Strip/Caulk | 0 | 0.25 | 0.09 | 503.3 | 1 | Honeywell | 2023-11-10 | redacted
Low Income - Power to Save | Pipe Wrap | 0 | 0.01 | 0.03 | 143.65 | 1 | Honeywell | 2023-11-10 | redacted
Low Income - Power to Save | Outdoor Coil Cleaning | 0 | 0.1 | 0 | 275 | 1 | Honeywell | 2023-11-10 | redacted
Low Income - Power to Save | HVAC Inspection | 0 | 0.17 | 0 | 268.73 | 1 | Honeywell | 2023-11-10 | redacted
Low Income - Power to Save | Faucet Aerators | 0 | 0 | 0.02 | 110.58 | 1 | Honeywell | 2023-11-10 | redacted
Low Income - Power to Save | Low Flow Showerhead | 0 | 0.04 | 0.1 | 504.08 | 1 | Honeywell | 2023-11-10 | redacted
Low Income - Power to Save | LI - DUCT | 0 | 0.4 | 0.12 | 775.77 | 1 | Honeywell | 2023-11-10 | redacted
Low Income - Power to Save | LED Lights | 0 | 0 | 0 | 47.6 | 1 | Honeywell | 2023-11-10 | redacted
Low Income - Power to Save | Weather Strip/Caulk | 0 | 0.25 | 0.09 | 503.3 | 1 | Honeywell | 2023-11-14 | redacted
Low Income - Power to Save | Outdoor Coil Cleaning | 0 | 0.1 | 0 | 275 | 1 | Honeywell | 2023-11-14 | redacted
Low Income - Power to Save | HVAC Inspection | 0 | 0.17 | 0 | 268.73 | 1 | Honeywell | 2023-11-14 | redacted
Low Income - Power to Save | Faucet Aerators | 0 | 0 | 0.02 | 110.58 | 1 | Honeywell | 2023-11-14 | redacted
Low Income - Power to Save | Low Flow Showerhead | 0 | 0.04 | 0.1 | 504.08 | 1 | Honeywell | 2023-11-14 | redacted
Low Income - Power to Save | LI - DUCT | 0 | 0.4 | 0.12 | 775.77 | 1 | Honeywell | 2023-11-14 | redacted
Low Income - Power to Save | LED Lights | 0 | 0 | 0 | 47.6 | 1 | Honeywell | 2023-11-14 | redacted
Low Income - Power to Save | Weather Strip/Caulk | 0 | 0.25 | 0.09 | 503.3 | 1 | Honeywell | 2023-11-13 | redacted
Low Income - Power to Save | Pipe Wrap | 0 | 0.01 | 0.03 | 143.65 | 1 | Honeywell | 2023-11-13 | redacted
Low Income - Power to Save | Outdoor Coil Cleaning | 0 | 0.1 | 0 | 275 | 1 | Honeywell | 2023-11-13 | redacted
Low Income - Power to Save | HVAC Inspection | 0 | 0.17 | 0 | 268.73 | 1 | Honeywell | 2023-11-13 | redacted
Low Income - Power to Save | Faucet Aerators | 0 | 0 | 0.02 | 110.58 | 1 | Honeywell | 2023-11-13 | redacted
Low Income - Power to Save | Low Flow Showerhead | 0 | 0.04 | 0.1 | 504.08 | 1 | Honeywell | 2023-11-13 | redacted
Low Income - Power to Save | LI - DUCT | 0 | 0.4 | 0.12 | 775.77 | 1 | Honeywell | 2023-11-13 | redacted
Low Income - Power to Save | LED Lights | 0 | 0 | 0 | 47.6 | 1 | Honeywell | 2023-11-13 | redacted
Low Income - Power to Save | Weather Strip/Caulk | 0 | 0.25 | 0.09 | 503.3 | 1 | Honeywell | 2023-11-16 | redacted
Low Income - Power to Save | Pipe Wrap | 0 | 0.01 | 0.03 | 143.65 | 1 | Honeywell | 2023-11-16 | redacted
Low Income - Power to Save | Outdoor Coil Cleaning | 0 | 0.1 | 0 | 275 | 1 | Honeywell | 2023-11-16 | redacted
Low Income - Power to Save | HVAC Inspection | 0 | 0.17 | 0 | 268.73 | 1 | Honeywell | 2023-11-16 | redacted
Low Income - Power to Save | Faucet Aerators | 0 | 0 | 0.02 | 110.58 | 1 | Honeywell | 2023-11-16 | redacted
Low Income - Power to Save | Low Flow Showerhead | 0 | 0.04 | 0.1 | 504.08 | 1 | Honeywell | 2023-11-16 | redacted
Low Income - Power to Save | LI - DUCT | 0 | 0.4 | 0.12 | 775.77 | 1 | Honeywell | 2023-11-16 | redacted
Low Income - Power to Save | LED Lights | 0 | 0 | 0 | 47.6 | 1 | Honeywell | 2023-11-16 | redacted
Low Income - Power to Save | Weather Strip/Caulk | 0 | 0.25 | 0.09 | 503.3 | 1 | Honeywell | 2023-11-17 | redacted
Low Income - Power to Save | Low Flow Showerhead | 0 | 0.04 | 0.1 | 504.08 | 1 | Honeywell | 2023-11-17 | redacted
Low Income - Power to Save | LED Lights | 0 | 0 | 0 | 47.6 | 1 | Honeywell | 2023-11-17 | redacted
Low Income - Power to Save | Weather Strip/Caulk | 0 | 0.25 | 0.09 | 503.3 | 1 | Honeywell | 2023-11-08 | redacted
Low Income - Power to Save | HVAC Inspection | 0 | 0.17 | 0 | 268.73 | 1 | Honeywell | 2023-11-08 | redacted
Low Income - Power to Save | Faucet Aerators | 0 | 0 | 0.02 | 110.58 | 1 | Honeywell | 2023-11-08 | redacted
Low Income - Power to Save | LI - DUCT | 0 | 0.4 | 0.12 | 775.77 | 1 | Honeywell | 2023-11-08 | redacted
Low Income - Power to Save | LED Lights | 0 | 0 | 0 | 47.6 | 1 | Honeywell | 2023-11-08 | redacted
Low Income - Power to Save | Weather Strip/Caulk | 0 | 0.25 | 0.09 | 503.3 | 1 | Honeywell | 2023-11-10 | redacted
Low Income - Power to Save | Pipe Wrap | 0 | 0.01 | 0.03 | 143.65 | 1 | Honeywell | 2023-11-10 | redacted
Low Income - Power to Save | Outdoor Coil Cleaning | 0 | 0.1 | 0 | 275 | 1 | Honeywell | 2023-11-10 | redacted
Low Income - Power to Save | HVAC Inspection | 0 | 0.17 | 0 | 268.73 | 1 | Honeywell | 2023-11-10 | redacted
Low Income - Power to Save | Low Flow Showerhead | 0 | 0.04 | 0.1 | 504.08 | 1 | Honeywell | 2023-11-10 | redacted
Low Income - Power to Save | LI - DUCT | 0 | 0.4 | 0.12 | 775.77 | 1 | Honeywell | 2023-11-10 | redacted
Low Income - Power to Save | LED Lights | 0 | 0 | 0 | 47.6 | 1 | Honeywell | 2023-11-10 | redacted
Low Income - Power to Save | Weather Strip/Caulk | 0 | 0.25 | 0.09 | 503.3 | 1 | Honeywell | 2023-11-15 | redacted
Low Income - Power to Save | Outdoor Coil Cleaning | 0 | 0.1 | 0 | 275 | 1 | Honeywell | 2023-11-15 | redacted
Low Income - Power to Save | HVAC Inspection | 0 | 0.17 | 0 | 268.73 | 1 | Honeywell | 2023-11-15 | redacted
Low Income - Power to Save | Faucet Aerators | 0 | 0 | 0.02 | 110.58 | 1 | Honeywell | 2023-11-15 | redacted
Low Income - Power to Save | Low Flow Showerhead | 0 | 0.04 | 0.1 | 504.08 | 1 | Honeywell | 2023-11-15 | redacted
Low Income - Power to Save | LI - DUCT | 0 | 0.4 | 0.12 | 775.77 | 1 | Honeywell | 2023-11-15 | redacted
Low Income - Power to Save | Weather Strip/Caulk | 0 | 0.25 | 0.09 | 503.3 | 1 | Honeywell | 2023-11-10 | redacted
Low Income - Power to Save | Pipe Wrap | 0 | 0.01 | 0.03 | 143.65 | 1 | Honeywell | 2023-11-10 | redacted
Low Income - Power to Save | Outdoor Coil Cleaning | 0 | 0.1 | 0 | 275 | 1 | Honeywell | 2023-11-10 | redacted
Low Income - Power to Save | HVAC Inspection | 0 | 0.17 | 0 | 268.73 | 1 | Honeywell | 2023-11-10 | redacted
Low Income - Power to Save | Faucet Aerators | 0 | 0 | 0.02 | 110.58 | 1 | Honeywell | 2023-11-10 | redacted
Low Income - Power to Save | LI - DUCT | 0 | 0.4 | 0.12 | 775.77 | 1 | Honeywell | 2023-11-10 | redacted
Low Income - Power to Save | LED Lights | 0 | 0 | 0 | 47.6 | 1 | Honeywell | 2023-11-10 | redacted
Low Income - Power to Save | Weather Strip/Caulk | 0 | 0.25 | 0.09 | 503.3 | 1 | Honeywell | 2023-11-13 | redacted
Low Income - Power to Save | Outdoor Coil Cleaning | 0 | 0.1 | 0 | 275 | 1 | Honeywell | 2023-11-13 | redacted
Low Income - Power to Save | HVAC Inspection | 0 | 0.17 | 0 | 268.73 | 1 | Honeywell | 2023-11-13 | redacted
Low Income - Power to Save | Faucet Aerators | 0 | 0 | 0.02 | 110.58 | 1 | Honeywell | 2023-11-13 | redacted
Low Income - Power to Save | LI - DUCT | 0 | 0.4 | 0.12 | 775.77 | 1 | Honeywell | 2023-11-13 | redacted
Low Income - Power to Save | LED Lights | 0 | 0 | 0 | 47.6 | 1 | Honeywell | 2023-11-13 | redacted
Low Income - Power to Save | Weather Strip/Caulk | 0 | 0.25 | 0.09 | 503.3 | 1 | Honeywell | 2023-11-08 | redacted
Low Income - Power to Save | Outdoor Coil Cleaning | 0 | 0.1 | 0 | 275 | 1 | Honeywell | 2023-11-08 | redacted
Low Income - Power to Save | HVAC Inspection | 0 | 0.17 | 0 | 268.73 | 1 | Honeywell | 2023-11-08 | redacted
Low Income - Power to Save | Faucet Aerators | 0 | 0 | 0.02 | 110.58 | 1 | Honeywell | 2023-11-08 | redacted
Low Income - Power to Save | Low Flow Showerhead | 0 | 0.04 | 0.1 | 504.08 | 1 | Honeywell | 2023-11-08 | redacted
Low Income - Power to Save | LI - DUCT | 0 | 0.4 | 0.12 | 775.77 | 1 | Honeywell | 2023-11-08 | redacted
Low Income - Power to Save | LED Lights | 0 | 0 | 0 | 47.6 | 1 | Honeywell | 2023-11-08 | redacted
Low Income - Power to Save | Weather Strip/Caulk | 0 | 0.25 | 0.09 | 503.3 | 1 | Honeywell | 2023-11-16 | redacted
Low Income - Power to Save | Pipe Wrap | 0 | 0.01 | 0.03 | 143.65 | 1 | Honeywell | 2023-11-16 | redacted
Low Income - Power to Save | Outdoor Coil Cleaning | 0 | 0.1 | 0 | 275 | 1 | Honeywell | 2023-11-16 | redacted
Low Income - Power to Save | HVAC Inspection | 0 | 0.17 | 0 | 268.73 | 1 | Honeywell | 2023-11-16 | redacted
Low Income - Power to Save | Faucet Aerators | 0 | 0 | 0.02 | 110.58 | 1 | Honeywell | 2023-11-16 | redacted
Low Income - Power to Save | Low Flow Showerhead | 0 | 0.04 | 0.1 | 504.08 | 1 | Honeywell | 2023-11-16 | redacted
Low Income - Power to Save | LI - DUCT | 0 | 0.4 | 0.12 | 775.77 | 1 | Honeywell | 2023-11-16 | redacted
Low Income - Power to Save | LED Lights | 0 | 0 | 0 | 47.6 | 1 | Honeywell | 2023-11-16 | redacted
Low Income - Power to Save | Weather Strip/Caulk | 0 | 0.25 | 0.09 | 503.3 | 1 | Honeywell | 2023-11-16 | redacted
Low Income - Power to Save | Pipe Wrap | 0 | 0.01 | 0.03 | 143.65 | 1 | Honeywell | 2023-11-16 | redacted
Low Income - Power to Save | Outdoor Coil Cleaning | 0 | 0.1 | 0 | 275 | 1 | Honeywell | 2023-11-16 | redacted
Low Income - Power to Save | HVAC Inspection | 0 | 0.17 | 0 | 268.73 | 1 | Honeywell | 2023-11-16 | redacted
Low Income - Power to Save | Faucet Aerators | 0 | 0 | 0.02 | 110.58 | 1 | Honeywell | 2023-11-16 | redacted
Low Income - Power to Save | Low Flow Showerhead | 0 | 0.04 | 0.1 | 504.08 | 1 | Honeywell | 2023-11-16 | redacted
Low Income - Power to Save | LI - DUCT | 0 | 0.4 | 0.12 | 775.77 | 1 | Honeywell | 2023-11-16 | redacted
Low Income - Power to Save | LED Lights | 0 | 0 | 0 | 47.6 | 1 | Honeywell | 2023-11-16 | redacted
Low Income - Power to Save | Weather Strip/Caulk | 0 | 0.25 | 0.09 | 503.3 | 1 | Honeywell | 2023-11-16 | redacted
Low Income - Power to Save | Low Flow Showerhead | 0 | 0.04 | 0.1 | 504.08 | 1 | Honeywell | 2023-11-16 | redacted
Low Income - Power to Save | LED Lights | 0 | 0 | 0 | 47.6 | 1 | Honeywell | 2023-11-16 | redacted
Low Income - Power to Save | Weather Strip/Caulk | 0 | 0.25 | 0.09 | 503.3 | 1 | Honeywell | 2023-11-13 | redacted
Low Income - Power to Save | Outdoor Coil Cleaning | 0 | 0.1 | 0 | 275 | 1 | Honeywell | 2023-11-13 | redacted
Low Income - Power to Save | HVAC Inspection | 0 | 0.17 | 0 | 268.73 | 1 | Honeywell | 2023-11-13 | redacted
Low Income - Power to Save | Low Flow Showerhead | 0 | 0.04 | 0.1 | 504.08 | 1 | Honeywell | 2023-11-13 | redacted
Low Income - Power to Save | LI - DUCT | 0 | 0.4 | 0.12 | 775.77 | 1 | Honeywell | 2023-11-13 | redacted
Low Income - Power to Save | LED Lights | 0 | 0 | 0 | 47.6 | 1 | Honeywell | 2023-11-13 | redacted
Low Income - Power to Save | Weather Strip/Caulk | 0 | 0.25 | 0.09 | 503.3 | 1 | Honeywell | 2023-11-10 | redacted
Low Income - Power to Save | Pipe Wrap | 0 | 0.01 | 0.03 | 143.65 | 1 | Honeywell | 2023-11-10 | redacted
Low Income - Power to Save | Outdoor Coil Cleaning | 0 | 0.1 | 0 | 275 | 1 | Honeywell | 2023-11-10 | redacted
Low Income - Power to Save | HVAC Inspection | 0 | 0.17 | 0 | 268.73 | 1 | Honeywell | 2023-11-10 | redacted
Low Income - Power to Save | Low Flow Showerhead | 0 | 0.04 | 0.1 | 504.08 | 1 | Honeywell | 2023-11-10 | redacted
Low Income - Power to Save | LI - DUCT | 0 | 0.4 | 0.12 | 775.77 | 1 | Honeywell | 2023-11-10 | redacted
Low Income - Power to Save | LED Lights | 0 | 0 | 0 | 47.6 | 1 | Honeywell | 2023-11-10 | redacted
Low Income - Power to Save | Weather Strip/Caulk | 0 | 0.25 | 0.09 | 503.3 | 1 | Honeywell | 2023-11-10 | redacted
Low Income - Power to Save | Outdoor Coil Cleaning | 0 | 0.1 | 0 | 275 | 1 | Honeywell | 2023-11-10 | redacted
Low Income - Power to Save | HVAC Inspection | 0 | 0.17 | 0 | 268.73 | 1 | Honeywell | 2023-11-10 | redacted
Low Income - Power to Save | Low Flow Showerhead | 0 | 0.04 | 0.1 | 504.08 | 1 | Honeywell | 2023-11-10 | redacted
Low Income - Power to Save | LI - DUCT | 0 | 0.4 | 0.12 | 775.77 | 1 | Honeywell | 2023-11-10 | redacted
Low Income - Power to Save | LED Lights | 0 | 0 | 0 | 47.6 | 1 | Honeywell | 2023-11-10 | redacted
Low Income - Power to Save | Weather Strip/Caulk | 0 | 0.25 | 0.09 | 503.3 | 1 | Honeywell | 2023-11-10 | redacted
Low Income - Power to Save | Pipe Wrap | 0 | 0.01 | 0.03 | 143.65 | 1 | Honeywell | 2023-11-10 | redacted
Low Income - Power to Save | Outdoor Coil Cleaning | 0 | 0.1 | 0 | 275 | 1 | Honeywell | 2023-11-10 | redacted
Low Income - Power to Save | HVAC Inspection | 0 | 0.17 | 0 | 268.73 | 1 | Honeywell | 2023-11-10 | redacted
Low Income - Power to Save | Low Flow Showerhead | 0 | 0.04 | 0.1 | 504.08 | 1 | Honeywell | 2023-11-10 | redacted
Low Income - Power to Save | LI - DUCT | 0 | 0.4 | 0.12 | 775.77 | 1 | Honeywell | 2023-11-10 | redacted
Low Income - Power to Save | LED Lights | 0 | 0 | 0 | 47.6 | 1 | Honeywell | 2023-11-10 | redacted
Low Income - Power to Save | Weather Strip/Caulk | 0 | 0.25 | 0.09 | 503.3 | 1 | Honeywell | 2023-11-08 | redacted
Low Income - Power to Save | HVAC Inspection | 0 | 0.17 | 0 | 268.73 | 1 | Honeywell | 2023-11-08 | redacted
Low Income - Power to Save | Faucet Aerators | 0 | 0 | 0.02 | 110.58 | 1 | Honeywell | 2023-11-08 | redacted
Low Income - Power to Save | LI - DUCT | 0 | 0.4 | 0.12 | 775.77 | 1 | Honeywell | 2023-11-08 | redacted
Low Income - Power to Save | LED Lights | 0 | 0 | 0 | 47.6 | 1 | Honeywell | 2023-11-08 | redacted
Low Income - Power to Save | Weather Strip/Caulk | 0 | 0.25 | 0.09 | 503.3 | 1 | Honeywell | 2023-11-08 | redacted
Low Income - Power to Save | Outdoor Coil Cleaning | 0 | 0.1 | 0 | 275 | 1 | Honeywell | 2023-11-08 | redacted
Low Income - Power to Save | HVAC Inspection | 0 | 0.17 | 0 | 268.73 | 1 | Honeywell | 2023-11-08 | redacted
Low Income - Power to Save | Faucet Aerators | 0 | 0 | 0.02 | 110.58 | 1 | Honeywell | 2023-11-08 | redacted
Low Income - Power to Save | Low Flow Showerhead | 0 | 0.04 | 0.1 | 504.08 | 1 | Honeywell | 2023-11-08 | redacted
Low Income - Power to Save | LI - DUCT | 0 | 0.4 | 0.12 | 775.77 | 1 | Honeywell | 2023-11-08 | redacted
Low Income - Power to Save | LED Lights | 0 | 0 | 0 | 47.6 | 1 | Honeywell | 2023-11-08 | redacted
Low Income - Power to Save | Weather Strip/Caulk | 0 | 0.25 | 0.09 | 503.3 | 1 | Honeywell | 2023-11-08 | redacted
Low Income - Power to Save | HVAC Inspection | 0 | 0.17 | 0 | 268.73 | 1 | Honeywell | 2023-11-08 | redacted
Low Income - Power to Save | Faucet Aerators | 0 | 0 | 0.02 | 110.58 | 1 | Honeywell | 2023-11-08 | redacted
Low Income - Power to Save | LI - DUCT | 0 | 0.4 | 0.12 | 775.77 | 1 | Honeywell | 2023-11-08 | redacted
Low Income - Power to Save | LED Lights | 0 | 0 | 0 | 47.6 | 1 | Honeywell | 2023-11-08 | redacted
Low Income - Power to Save | Weather Strip/Caulk | 0 | 0.25 | 0.09 | 503.3 | 1 | Honeywell | 2023-11-09 | redacted
Low Income - Power to Save | Pipe Wrap | 0 | 0.01 | 0.03 | 143.65 | 1 | Honeywell | 2023-11-09 | redacted
Low Income - Power to Save | Outdoor Coil Cleaning | 0 | 0.1 | 0 | 275 | 1 | Honeywell | 2023-11-09 | redacted
Low Income - Power to Save | HVAC Inspection | 0 | 0.17 | 0 | 268.73 | 1 | Honeywell | 2023-11-09 | redacted
Low Income - Power to Save | Faucet Aerators | 0 | 0 | 0.02 | 110.58 | 1 | Honeywell | 2023-11-09 | redacted
Low Income - Power to Save | Low Flow Showerhead | 0 | 0.04 | 0.1 | 504.08 | 1 | Honeywell | 2023-11-09 | redacted
Low Income - Power to Save | LI - DUCT | 0 | 0.4 | 0.12 | 775.77 | 1 | Honeywell | 2023-11-09 | redacted
Low Income - Power to Save | LED Lights | 0 | 0 | 0 | 47.6 | 1 | Honeywell | 2023-11-09 | redacted
Low Income - Power to Save | Weather Strip/Caulk | 0 | 0.25 | 0.09 | 503.3 | 1 | Honeywell | 2023-11-16 | redacted
Low Income - Power to Save | Outdoor Coil Cleaning | 0 | 0.1 | 0 | 275 | 1 | Honeywell | 2023-11-16 | redacted
Low Income - Power to Save | HVAC Inspection | 0 | 0.17 | 0 | 268.73 | 1 | Honeywell | 2023-11-16 | redacted
Low Income - Power to Save | LI - DUCT | 0 | 0.4 | 0.12 | 775.77 | 1 | Honeywell | 2023-11-16 | redacted
Low Income - Power to Save | LED Lights | 0 | 0 | 0 | 47.6 | 1 | Honeywell | 2023-11-16 | redacted
Low Income - Power to Save | Weather Strip/Caulk | 0 | 0.25 | 0.09 | 503.3 | 1 | Honeywell | 2023-11-08 | redacted
Low Income - Power to Save | HVAC Inspection | 0 | 0.17 | 0 | 268.73 | 1 | Honeywell | 2023-11-08 | redacted
Low Income - Power to Save | Faucet Aerators | 0 | 0 | 0.02 | 110.58 | 1 | Honeywell | 2023-11-08 | redacted
Low Income - Power to Save | LI - DUCT | 0 | 0.4 | 0.12 | 775.77 | 1 | Honeywell | 2023-11-08 | redacted
Low Income - Power to Save | LED Lights | 0 | 0 | 0 | 47.6 | 1 | Honeywell | 2023-11-08 | redacted
Low Income - Power to Save | Weather Strip/Caulk | 0 | 0.25 | 0.09 | 503.3 | 1 | Honeywell | 2023-11-08 | redacted
Low Income - Power to Save | HVAC Inspection | 0 | 0.17 | 0 | 268.73 | 1 | Honeywell | 2023-11-08 | redacted
Low Income - Power to Save | Faucet Aerators | 0 | 0 | 0.02 | 110.58 | 1 | Honeywell | 2023-11-08 | redacted
Low Income - Power to Save | LI - DUCT | 0 | 0.4 | 0.12 | 775.77 | 1 | Honeywell | 2023-11-08 | redacted
Low Income - Power to Save | LED Lights | 0 | 0 | 0 | 47.6 | 1 | Honeywell | 2023-11-08 | redacted
Low Income - Power to Save | Weather Strip/Caulk | 0 | 0.25 | 0.09 | 503.3 | 1 | Honeywell | 2023-11-17 | redacted
Low Income - Power to Save | Outdoor Coil Cleaning | 0 | 0.1 | 0 | 275 | 1 | Honeywell | 2023-11-17 | redacted
Low Income - Power to Save | HVAC Inspection | 0 | 0.17 | 0 | 268.73 | 1 | Honeywell | 2023-11-17 | redacted
Low Income - Power to Save | Weather Strip/Caulk | 0 | 0.25 | 0.09 | 503.3 | 1 | Honeywell | 2023-11-08 | redacted
Low Income - Power to Save | Outdoor Coil Cleaning | 0 | 0.1 | 0 | 275 | 1 | Honeywell | 2023-11-08 | redacted
Low Income - Power to Save | HVAC Inspection | 0 | 0.17 | 0 | 268.73 | 1 | Honeywell | 2023-11-08 | redacted
Low Income - Power to Save | Faucet Aerators | 0 | 0 | 0.02 | 110.58 | 1 | Honeywell | 2023-11-08 | redacted
Low Income - Power to Save | LI - DUCT | 0 | 0.4 | 0.12 | 775.77 | 1 | Honeywell | 2023-11-08 | redacted
Low Income - Power to Save | Outdoor Coil Cleaning | 0 | 0.1 | 0 | 275 | 1 | Honeywell | 2023-11-17 | redacted
Low Income - Power to Save | Faucet Aerators | 0 | 0 | 0.02 | 110.58 | 1 | Honeywell | 2023-11-17 | redacted
Low Income - Power to Save | Low Flow Showerhead | 0 | 0.04 | 0.1 | 504.08 | 1 | Honeywell | 2023-11-17 | redacted
Low Income - Power to Save | LED Lights | 0 | 0 | 0 | 47.6 | 1 | Honeywell | 2023-11-17 | redacted
Low Income - Power to Save | Weather Strip/Caulk | 0 | 0.25 | 0.09 | 503.3 | 1 | Honeywell | 2023-11-13 | redacted
Low Income - Power to Save | Outdoor Coil Cleaning | 0 | 0.1 | 0 | 275 | 1 | Honeywell | 2023-11-13 | redacted
Low Income - Power to Save | HVAC Inspection | 0 | 0.17 | 0 | 268.73 | 1 | Honeywell | 2023-11-13 | redacted
Low Income - Power to Save | Low Flow Showerhead | 0 | 0.04 | 0.1 | 504.08 | 1 | Honeywell | 2023-11-13 | redacted
Low Income - Power to Save | LI - DUCT | 0 | 0.4 | 0.12 | 775.77 | 1 | Honeywell | 2023-11-13 | redacted
Low Income - Power to Save | LED Lights | 0 | 0 | 0 | 47.6 | 1 | Honeywell | 2023-11-13 | redacted
Low Income - Power to Save | Weather Strip/Caulk | 0 | 0.25 | 0.09 | 503.3 | 1 | Honeywell | 2023-11-16 | redacted
Low Income - Power to Save | Pipe Wrap | 0 | 0.01 | 0.03 | 143.65 | 1 | Honeywell | 2023-11-16 | redacted
Low Income - Power to Save | Outdoor Coil Cleaning | 0 | 0.1 | 0 | 275 | 1 | Honeywell | 2023-11-16 | redacted
Low Income - Power to Save | HVAC Inspection | 0 | 0.17 | 0 | 268.73 | 1 | Honeywell | 2023-11-16 | redacted
Low Income - Power to Save | Faucet Aerators | 0 | 0 | 0.02 | 110.58 | 1 | Honeywell | 2023-11-16 | redacted
Low Income - Power to Save | LED Lights | 0 | 0 | 0 | 47.6 | 1 | Honeywell | 2023-11-16 | redacted
Low Income - Power to Save | Weather Strip/Caulk | 0 | 0.25 | 0.09 | 503.3 | 1 | Honeywell | 2023-11-16 | redacted
Low Income - Power to Save | Outdoor Coil Cleaning | 0 | 0.1 | 0 | 275 | 1 | Honeywell | 2023-11-16 | redacted
Low Income - Power to Save | HVAC Inspection | 0 | 0.17 | 0 | 268.73 | 1 | Honeywell | 2023-11-16 | redacted
Low Income - Power to Save | Low Flow Showerhead | 0 | 0.04 | 0.1 | 504.08 | 1 | Honeywell | 2023-11-16 | redacted
Low Income - Power to Save | LED Lights | 0 | 0 | 0 | 47.6 | 1 | Honeywell | 2023-11-16 | redacted
Low Income - Power to Save | Weather Strip/Caulk | 0 | 0.25 | 0.09 | 503.3 | 1 | Honeywell | 2023-11-08 | redacted
Low Income - Power to Save | LED Lights | 0 | 0 | 0 | 47.6 | 1 | Honeywell | 2023-11-08 | redacted
Low Income - Power to Save | Weather Strip/Caulk | 0 | 0.25 | 0.09 | 503.3 | 1 | Honeywell | 2023-11-14 | redacted
Low Income - Power to Save | Pipe Wrap | 0 | 0.01 | 0.03 | 143.65 | 1 | Honeywell | 2023-11-14 | redacted
Low Income - Power to Save | Outdoor Coil Cleaning | 0 | 0.1 | 0 | 275 | 1 | Honeywell | 2023-11-14 | redacted
Low Income - Power to Save | HVAC Inspection | 0 | 0.17 | 0 | 268.73 | 1 | Honeywell | 2023-11-14 | redacted
Low Income - Power to Save | LI - DUCT | 0 | 0.4 | 0.12 | 775.77 | 1 | Honeywell | 2023-11-14 | redacted
Low Income - Power to Save | LED Lights | 0 | 0 | 0 | 47.6 | 1 | Honeywell | 2023-11-14 | redacted
Low Income - Power to Save | Faucet Aerators | 0 | 0 | 0.02 | 110.58 | 1 | Honeywell | 2023-11-14 | redacted
Low Income - Power to Save | Low Flow Showerhead | 0 | 0.04 | 0.1 | 504.08 | 1 | Honeywell | 2023-11-14 | redacted
Low Income - Power to Save | LED Lights | 0 | 0 | 0 | 47.6 | 1 | Honeywell | 2023-11-14 | redacted
Low Income - Power to Save | Weather Strip/Caulk | 0 | 0.25 | 0.09 | 503.3 | 1 | Honeywell | 2023-11-08 | redacted
Low Income - Power to Save | Pipe Wrap | 0 | 0.01 | 0.03 | 143.65 | 1 | Honeywell | 2023-11-08 | redacted
Low Income - Power to Save | Outdoor Coil Cleaning | 0 | 0.1 | 0 | 275 | 1 | Honeywell | 2023-11-08 | redacted
Low Income - Power to Save | HVAC Inspection | 0 | 0.17 | 0 | 268.73 | 1 | Honeywell | 2023-11-08 | redacted
Low Income - Power to Save | Faucet Aerators | 0 | 0 | 0.02 | 110.58 | 1 | Honeywell | 2023-11-08 | redacted
Low Income - Power to Save | Low Flow Showerhead | 0 | 0.04 | 0.1 | 504.08 | 1 | Honeywell | 2023-11-08 | redacted
Low Income - Power to Save | LI - DUCT | 0 | 0.4 | 0.12 | 775.77 | 1 | Honeywell | 2023-11-08 | redacted
Low Income - Power to Save | LED Lights | 0 | 0 | 0 | 47.6 | 1 | Honeywell | 2023-11-08 | redacted
Low Income - Power to Save | Weather Strip/Caulk | 0 | 0.25 | 0.09 | 503.3 | 1 | Honeywell | 2023-11-10 | redacted
Low Income - Power to Save | Outdoor Coil Cleaning | 0 | 0.1 | 0 | 275 | 1 | Honeywell | 2023-11-10 | redacted
Low Income - Power to Save | HVAC Inspection | 0 | 0.17 | 0 | 268.73 | 1 | Honeywell | 2023-11-10 | redacted
Low Income - Power to Save | Low Flow Showerhead | 0 | 0.04 | 0.1 | 504.08 | 1 | Honeywell | 2023-11-10 | redacted
Low Income - Power to Save | LI - DUCT | 0 | 0.4 | 0.12 | 775.77 | 1 | Honeywell | 2023-11-10 | redacted
Low Income - Power to Save | LED Lights | 0 | 0 | 0 | 47.6 | 1 | Honeywell | 2023-11-10 | redacted
Low Income - Power to Save | Weather Strip/Caulk | 0 | 0.25 | 0.09 | 503.3 | 1 | Honeywell | 2023-11-16 | redacted
Low Income - Power to Save | Outdoor Coil Cleaning | 0 | 0.1 | 0 | 275 | 1 | Honeywell | 2023-11-16 | redacted
Low Income - Power to Save | HVAC Inspection | 0 | 0.17 | 0 | 268.73 | 1 | Honeywell | 2023-11-16 | redacted
Low Income - Power to Save | LI - DUCT | 0 | 0.4 | 0.12 | 775.77 | 1 | Honeywell | 2023-11-16 | redacted
Low Income - Power to Save | LED Lights | 0 | 0 | 0 | 47.6 | 1 | Honeywell | 2023-11-16 | redacted
Low Income - Power to Save | Weather Strip/Caulk | 0 | 0.25 | 0.09 | 503.3 | 1 | Honeywell | 2023-11-16 | redacted
Low Income - Power to Save | Outdoor Coil Cleaning | 0 | 0.1 | 0 | 275 | 1 | Honeywell | 2023-11-16 | redacted
Low Income - Power to Save | HVAC Inspection | 0 | 0.17 | 0 | 268.73 | 1 | Honeywell | 2023-11-16 | redacted
Low Income - Power to Save | Low Flow Showerhead | 0 | 0.04 | 0.1 | 504.08 | 1 | Honeywell | 2023-11-16 | redacted
Low Income - Power to Save | Weather Strip/Caulk | 0 | 0.25 | 0.09 | 503.3 | 1 | Honeywell | 2023-11-14 | redacted
Low Income - Power to Save | Outdoor Coil Cleaning | 0 | 0.1 | 0 | 275 | 1 | Honeywell | 2023-11-14 | redacted
Low Income - Power to Save | HVAC Inspection | 0 | 0.17 | 0 | 268.73 | 1 | Honeywell | 2023-11-14 | redacted
Low Income - Power to Save | Faucet Aerators | 0 | 0 | 0.02 | 110.58 | 1 | Honeywell | 2023-11-14 | redacted
Low Income - Power to Save | Low Flow Showerhead | 0 | 0.04 | 0.1 | 504.08 | 1 | Honeywell | 2023-11-14 | redacted
Low Income - Power to Save | LI - DUCT | 0 | 0.4 | 0.12 | 775.77 | 1 | Honeywell | 2023-11-14 | redacted
Low Income - Power to Save | LED Lights | 0 | 0 | 0 | 47.6 | 1 | Honeywell | 2023-11-14 | redacted
Low Income - Power to Save | Weather Strip/Caulk | 0 | 0.25 | 0.09 | 503.3 | 1 | Honeywell | 2023-11-16 | redacted
Low Income - Power to Save | Faucet Aerators | 0 | 0 | 0.02 | 110.58 | 1 | Honeywell | 2023-11-16 | redacted
Low Income - Power to Save | LED Lights | 0 | 0 | 0 | 47.6 | 1 | Honeywell | 2023-11-16 | redacted
Low Income - Power to Save | Weather Strip/Caulk | 0 | 0.25 | 0.09 | 503.3 | 1 | Honeywell | 2023-11-09 | redacted
Low Income - Power to Save | Outdoor Coil Cleaning | 0 | 0.1 | 0 | 275 | 1 | Honeywell | 2023-11-09 | redacted
Low Income - Power to Save | HVAC Inspection | 0 | 0.17 | 0 | 268.73 | 1 | Honeywell | 2023-11-09 | redacted
Low Income - Power to Save | Faucet Aerators | 0 | 0 | 0.02 | 110.58 | 1 | Honeywell | 2023-11-09 | redacted
Low Income - Power to Save | Low Flow Showerhead | 0 | 0.04 | 0.1 | 504.08 | 1 | Honeywell | 2023-11-09 | redacted
Low Income - Power to Save | LI - DUCT | 0 | 0.4 | 0.12 | 775.77 | 1 | Honeywell | 2023-11-09 | redacted
Low Income - Power to Save | LED Lights | 0 | 0 | 0 | 47.6 | 1 | Honeywell | 2023-11-09 | redacted
Low Income - Power to Save | Weather Strip/Caulk | 0 | 0.25 | 0.09 | 503.3 | 1 | Honeywell | 2023-11-17 | redacted
Low Income - Power to Save | Pipe Wrap | 0 | 0.01 | 0.03 | 143.65 | 1 | Honeywell | 2023-11-17 | redacted
Low Income - Power to Save | Outdoor Coil Cleaning | 0 | 0.1 | 0 | 275 | 1 | Honeywell | 2023-11-17 | redacted
Low Income - Power to Save | HVAC Inspection | 0 | 0.17 | 0 | 268.73 | 1 | Honeywell | 2023-11-17 | redacted
Low Income - Power to Save | Low Flow Showerhead | 0 | 0.04 | 0.1 | 504.08 | 1 | Honeywell | 2023-11-17 | redacted
Low Income - Power to Save | LI - DUCT | 0 | 0.4 | 0.12 | 775.77 | 1 | Honeywell | 2023-11-17 | redacted
Low Income - Power to Save | LED Lights | 0 | 0 | 0 | 47.6 | 1 | Honeywell | 2023-11-17 | redacted
Low Income - Power to Save | Weather Strip/Caulk | 0 | 0.25 | 0.09 | 503.3 | 1 | Honeywell | 2023-11-13 | redacted
Low Income - Power to Save | Outdoor Coil Cleaning | 0 | 0.1 | 0 | 275 | 1 | Honeywell | 2023-11-13 | redacted
Low Income - Power to Save | HVAC Inspection | 0 | 0.17 | 0 | 268.73 | 1 | Honeywell | 2023-11-13 | redacted
Low Income - Power to Save | Low Flow Showerhead | 0 | 0.04 | 0.1 | 504.08 | 1 | Honeywell | 2023-11-13 | redacted
Low Income - Power to Save | LI - DUCT | 0 | 0.4 | 0.12 | 775.77 | 1 | Honeywell | 2023-11-13 | redacted
Low Income - Power to Save | LED Lights | 0 | 0 | 0 | 47.6 | 1 | Honeywell | 2023-11-13 | redacted
Low Income - Power to Save | Weather Strip/Caulk | 0 | 0.25 | 0.09 | 503.3 | 1 | Honeywell | 2023-11-10 | redacted
Low Income - Power to Save | Pipe Wrap | 0 | 0.01 | 0.03 | 143.65 | 1 | Honeywell | 2023-11-10 | redacted
Low Income - Power to Save | Outdoor Coil Cleaning | 0 | 0.1 | 0 | 275 | 1 | Honeywell | 2023-11-10 | redacted
Low Income - Power to Save | HVAC Inspection | 0 | 0.17 | 0 | 268.73 | 1 | Honeywell | 2023-11-10 | redacted
Low Income - Power to Save | Faucet Aerators | 0 | 0 | 0.02 | 110.58 | 1 | Honeywell | 2023-11-10 | redacted
Low Income - Power to Save | Low Flow Showerhead | 0 | 0.04 | 0.1 | 504.08 | 1 | Honeywell | 2023-11-10 | redacted
Low Income - Power to Save | LI - DUCT | 0 | 0.4 | 0.12 | 775.77 | 1 | Honeywell | 2023-11-10 | redacted
Low Income - Power to Save | LED Lights | 0 | 0 | 0 | 47.6 | 1 | Honeywell | 2023-11-10 | redacted
Low Income - Power to Save | Weather Strip/Caulk | 0 | 0.25 | 0.09 | 503.3 | 1 | Honeywell | 2023-11-16 | redacted
Low Income - Power to Save | Outdoor Coil Cleaning | 0 | 0.1 | 0 | 275 | 1 | Honeywell | 2023-11-16 | redacted
Low Income - Power to Save | HVAC Inspection | 0 | 0.17 | 0 | 268.73 | 1 | Honeywell | 2023-11-16 | redacted
Low Income - Power to Save | Faucet Aerators | 0 | 0 | 0.02 | 110.58 | 1 | Honeywell | 2023-11-16 | redacted
Low Income - Power to Save | Low Flow Showerhead | 0 | 0.04 | 0.1 | 504.08 | 1 | Honeywell | 2023-11-16 | redacted
Low Income - Power to Save | LED Lights | 0 | 0 | 0 | 47.6 | 1 | Honeywell | 2023-11-16 | redacted
Low Income - Power to Save | Weather Strip/Caulk | 0 | 0.25 | 0.09 | 503.3 | 1 | Honeywell | 2023-11-09 | redacted
Low Income - Power to Save | Outdoor Coil Cleaning | 0 | 0.1 | 0 | 275 | 1 | Honeywell | 2023-11-09 | redacted
Low Income - Power to Save | HVAC Inspection | 0 | 0.17 | 0 | 268.73 | 1 | Honeywell | 2023-11-09 | redacted
Low Income - Power to Save | Faucet Aerators | 0 | 0 | 0.02 | 110.58 | 1 | Honeywell | 2023-11-09 | redacted
Low Income - Power to Save | LI - DUCT | 0 | 0.4 | 0.12 | 775.77 | 1 | Honeywell | 2023-11-09 | redacted
Low Income - Power to Save | LED Lights | 0 | 0 | 0 | 47.6 | 1 | Honeywell | 2023-11-09 | redacted
Low Income - Power to Save | Weather Strip/Caulk | 0 | 0.25 | 0.09 | 503.3 | 1 | Honeywell | 2023-11-08 | redacted
Low Income - Power to Save | Outdoor Coil Cleaning | 0 | 0.1 | 0 | 275 | 1 | Honeywell | 2023-11-08 | redacted
Low Income - Power to Save | HVAC Inspection | 0 | 0.17 | 0 | 268.73 | 1 | Honeywell | 2023-11-08 | redacted
Low Income - Power to Save | Faucet Aerators | 0 | 0 | 0.02 | 110.58 | 1 | Honeywell | 2023-11-08 | redacted
Low Income - Power to Save | Low Flow Showerhead | 0 | 0.04 | 0.1 | 504.08 | 1 | Honeywell | 2023-11-08 | redacted
Low Income - Power to Save | Weather Strip/Caulk | 0 | 0.25 | 0.09 | 503.3 | 1 | Honeywell | 2023-11-09 | redacted
Low Income - Power to Save | Outdoor Coil Cleaning | 0 | 0.1 | 0 | 275 | 1 | Honeywell | 2023-11-09 | redacted
Low Income - Power to Save | HVAC Inspection | 0 | 0.17 | 0 | 268.73 | 1 | Honeywell | 2023-11-09 | redacted
Low Income - Power to Save | Faucet Aerators | 0 | 0 | 0.02 | 110.58 | 1 | Honeywell | 2023-11-09 | redacted
Low Income - Power to Save | LI - DUCT | 0 | 0.4 | 0.12 | 775.77 | 1 | Honeywell | 2023-11-09 | redacted
Low Income - Power to Save | LED Lights | 0 | 0 | 0 | 47.6 | 1 | Honeywell | 2023-11-09 | redacted
Low Income - Power to Save | Weather Strip/Caulk | 0 | 0.25 | 0.09 | 503.3 | 1 | Honeywell | 2023-11-08 | redacted
Low Income - Power to Save | Outdoor Coil Cleaning | 0 | 0.1 | 0 | 275 | 1 | Honeywell | 2023-11-08 | redacted
Low Income - Power to Save | HVAC Inspection | 0 | 0.17 | 0 | 268.73 | 1 | Honeywell | 2023-11-08 | redacted
Low Income - Power to Save | Weather Strip/Caulk | 0 | 0.25 | 0.09 | 503.3 | 1 | Honeywell | 2023-11-10 | redacted
Low Income - Power to Save | Outdoor Coil Cleaning | 0 | 0.1 | 0 | 275 | 1 | Honeywell | 2023-11-10 | redacted
Low Income - Power to Save | HVAC Inspection | 0 | 0.17 | 0 | 268.73 | 1 | Honeywell | 2023-11-10 | redacted
Low Income - Power to Save | Faucet Aerators | 0 | 0 | 0.02 | 110.58 | 1 | Honeywell | 2023-11-10 | redacted
Low Income - Power to Save | Low Flow Showerhead | 0 | 0.04 | 0.1 | 504.08 | 1 | Honeywell | 2023-11-10 | redacted
Low Income - Power to Save | LED Lights | 0 | 0 | 0 | 47.6 | 1 | Honeywell | 2023-11-10 | redacted
Low Income - Power to Save | Weather Strip/Caulk | 0 | 0.25 | 0.09 | 503.3 | 1 | Honeywell | 2023-11-17 | redacted
Low Income - Power to Save | Faucet Aerators | 0 | 0 | 0.02 | 110.58 | 1 | Honeywell | 2023-11-17 | redacted
Low Income - Power to Save | Low Flow Showerhead | 0 | 0.04 | 0.1 | 504.08 | 1 | Honeywell | 2023-11-17 | redacted
Low Income - Power to Save | LED Lights | 0 | 0 | 0 | 47.6 | 1 | Honeywell | 2023-11-17 | redacted
Low Income - Power to Save | Weather Strip/Caulk | 0 | 0.25 | 0.09 | 503.3 | 1 | Honeywell | 2023-11-17 | redacted
Low Income - Power to Save | Outdoor Coil Cleaning | 0 | 0.1 | 0 | 275 | 1 | Honeywell | 2023-11-17 | redacted
Low Income - Power to Save | HVAC Inspection | 0 | 0.17 | 0 | 268.73 | 1 | Honeywell | 2023-11-17 | redacted
Low Income - Power to Save | Faucet Aerators | 0 | 0 | 0.02 | 110.58 | 1 | Honeywell | 2023-11-17 | redacted
Low Income - Power to Save | Low Flow Showerhead | 0 | 0.04 | 0.1 | 504.08 | 1 | Honeywell | 2023-11-17 | redacted
Low Income - Power to Save | LI - DUCT | 0 | 0.4 | 0.12 | 775.77 | 1 | Honeywell | 2023-11-17 | redacted
Low Income - Power to Save | LED Lights | 0 | 0 | 0 | 47.6 | 1 | Honeywell | 2023-11-17 | redacted
Low Income - Power to Save | Weather Strip/Caulk | 0 | 0.25 | 0.09 | 503.3 | 1 | Honeywell | 2023-11-17 | redacted
Low Income - Power to Save | Outdoor Coil Cleaning | 0 | 0.1 | 0 | 275 | 1 | Honeywell | 2023-11-17 | redacted
Low Income - Power to Save | Faucet Aerators | 0 | 0 | 0.02 | 110.58 | 1 | Honeywell | 2023-11-17 | redacted
Low Income - Power to Save | Low Flow Showerhead | 0 | 0.04 | 0.1 | 504.08 | 1 | Honeywell | 2023-11-17 | redacted
Low Income - Power to Save | LED Lights | 0 | 0 | 0 | 47.6 | 1 | Honeywell | 2023-11-17 | redacted
Low Income - Power to Save | Outdoor Coil Cleaning | 0 | 0.1 | 0 | 275 | 1 | Honeywell | 2023-11-16 | redacted
Low Income - Power to Save | Faucet Aerators | 0 | 0 | 0.02 | 110.58 | 1 | Honeywell | 2023-11-16 | redacted
Low Income - Power to Save | Low Flow Showerhead | 0 | 0.04 | 0.1 | 504.08 | 1 | Honeywell | 2023-11-16 | redacted
Low Income - Power to Save | LED Lights | 0 | 0 | 0 | 47.6 | 1 | Honeywell | 2023-11-16 | redacted
Low Income - Power to Save | Weather Strip/Caulk | 0 | 0.25 | 0.09 | 503.3 | 1 | Honeywell | 2023-11-16 | redacted
Low Income - Power to Save | Outdoor Coil Cleaning | 0 | 0.1 | 0 | 275 | 1 | Honeywell | 2023-11-16 | redacted
Low Income - Power to Save | Low Flow Showerhead | 0 | 0.04 | 0.1 | 504.08 | 1 | Honeywell | 2023-11-16 | redacted
Low Income - Power to Save | LED Lights | 0 | 0 | 0 | 47.6 | 1 | Honeywell | 2023-11-16 | redacted
Low Income - Power to Save | Weather Strip/Caulk | 0 | 0.25 | 0.09 | 503.3 | 1 | Honeywell | 2023-11-10 | redacted
Low Income - Power to Save | Outdoor Coil Cleaning | 0 | 0.1 | 0 | 275 | 1 | Honeywell | 2023-11-10 | redacted
Low Income - Power to Save | HVAC Inspection | 0 | 0.17 | 0 | 268.73 | 1 | Honeywell | 2023-11-10 | redacted
Low Income - Power to Save | Faucet Aerators | 0 | 0 | 0.02 | 110.58 | 1 | Honeywell | 2023-11-10 | redacted
Low Income - Power to Save | LED Lights | 0 | 0 | 0 | 47.6 | 1 | Honeywell | 2023-11-10 | redacted
Low Income - Power to Save | Weather Strip/Caulk | 0 | 0.25 | 0.09 | 503.3 | 1 | Honeywell | 2023-11-17 | redacted
Low Income - Power to Save | Outdoor Coil Cleaning | 0 | 0.1 | 0 | 275 | 1 | Honeywell | 2023-11-17 | redacted
Low Income - Power to Save | HVAC Inspection | 0 | 0.17 | 0 | 268.73 | 1 | Honeywell | 2023-11-17 | redacted
Low Income - Power to Save | Faucet Aerators | 0 | 0 | 0.02 | 110.58 | 1 | Honeywell | 2023-11-17 | redacted
Low Income - Power to Save | Low Flow Showerhead | 0 | 0.04 | 0.1 | 504.08 | 1 | Honeywell | 2023-11-17 | redacted
Low Income - Power to Save | LI - DUCT | 0 | 0.4 | 0.12 | 775.77 | 1 | Honeywell | 2023-11-17 | redacted
Low Income - Power to Save | LED Lights | 0 | 0 | 0 | 47.6 | 1 | Honeywell | 2023-11-17 | redacted
Low Income - Power to Save | Weather Strip/Caulk | 0 | 0.25 | 0.09 | 503.3 | 1 | Honeywell | 2023-11-08 | redacted
Low Income - Power to Save | Outdoor Coil Cleaning | 0 | 0.1 | 0 | 275 | 1 | Honeywell | 2023-11-08 | redacted
Low Income - Power to Save | HVAC Inspection | 0 | 0.17 | 0 | 268.73 | 1 | Honeywell | 2023-11-08 | redacted
Low Income - Power to Save | Faucet Aerators | 0 | 0 | 0.02 | 110.58 | 1 | Honeywell | 2023-11-08 | redacted
Low Income - Power to Save | Low Flow Showerhead | 0 | 0.04 | 0.1 | 504.08 | 1 | Honeywell | 2023-11-08 | redacted
Low Income - Power to Save | Weather Strip/Caulk | 0 | 0.25 | 0.09 | 503.3 | 1 | Honeywell | 2023-11-08 | redacted
Low Income - Power to Save | Outdoor Coil Cleaning | 0 | 0.1 | 0 | 275 | 1 | Honeywell | 2023-11-08 | redacted
Low Income - Power to Save | HVAC Inspection | 0 | 0.17 | 0 | 268.73 | 1 | Honeywell | 2023-11-08 | redacted
Low Income - Power to Save | Low Flow Showerhead | 0 | 0.04 | 0.1 | 504.08 | 1 | Honeywell | 2023-11-08 | redacted
Low Income - Power to Save | LI - DUCT | 0 | 0.4 | 0.12 | 775.77 | 1 | Honeywell | 2023-11-08 | redacted
Low Income - Power to Save | LED Lights | 0 | 0 | 0 | 47.6 | 1 | Honeywell | 2023-11-08 | redacted
Low Income - Power to Save | Weather Strip/Caulk | 0 | 0.25 | 0.09 | 503.3 | 1 | Honeywell | 2023-11-14 | redacted
Low Income - Power to Save | LED Lights | 0 | 0 | 0 | 47.6 | 1 | Honeywell | 2023-11-14 | redacted
Low Income - Power to Save | Weather Strip/Caulk | 0 | 0.25 | 0.09 | 503.3 | 1 | Honeywell | 2023-11-08 | redacted
Low Income - Power to Save | Outdoor Coil Cleaning | 0 | 0.1 | 0 | 275 | 1 | Honeywell | 2023-11-08 | redacted
Low Income - Power to Save | HVAC Inspection | 0 | 0.17 | 0 | 268.73 | 1 | Honeywell | 2023-11-08 | redacted
Low Income - Power to Save | Faucet Aerators | 0 | 0 | 0.02 | 110.58 | 1 | Honeywell | 2023-11-08 | redacted
Low Income - Power to Save | LI - DUCT | 0 | 0.4 | 0.12 | 775.77 | 1 | Honeywell | 2023-11-08 | redacted
Low Income - Power to Save | Weather Strip/Caulk | 0 | 0.25 | 0.09 | 503.3 | 1 | Honeywell | 2023-11-09 | redacted
Low Income - Power to Save | Faucet Aerators | 0 | 0 | 0.02 | 110.58 | 1 | Honeywell | 2023-11-16 | redacted
Low Income - Power to Save | Low Flow Showerhead | 0 | 0.04 | 0.1 | 504.08 | 1 | Honeywell | 2023-11-16 | redacted
Low Income - Power to Save | LED Lights | 0 | 0 | 0 | 47.6 | 1 | Honeywell | 2023-11-16 | redacted
Low Income - Power to Save | Weather Strip/Caulk | 0 | 0.25 | 0.09 | 503.3 | 1 | Honeywell | 2023-11-09 | redacted
Low Income - Power to Save | Faucet Aerators | 0 | 0 | 0.02 | 110.58 | 1 | Honeywell | 2023-11-09 | redacted
Low Income - Power to Save | Low Flow Showerhead | 0 | 0.04 | 0.1 | 504.08 | 1 | Honeywell | 2023-11-09 | redacted
Low Income - Power to Save | Weather Strip/Caulk | 0 | 0.25 | 0.09 | 503.3 | 1 | Honeywell | 2023-11-10 | redacted
Low Income - Power to Save | LED Lights | 0 | 0 | 0 | 47.6 | 1 | Honeywell | 2023-11-10 | redacted
Low Income - Power to Save | Weather Strip/Caulk | 0 | 0.25 | 0.09 | 503.3 | 1 | Honeywell | 2023-11-08 | redacted
Low Income - Power to Save | Faucet Aerators | 0 | 0 | 0.02 | 110.58 | 1 | Honeywell | 2023-11-08 | redacted
Low Income - Power to Save | Low Flow Showerhead | 0 | 0.04 | 0.1 | 504.08 | 1 | Honeywell | 2023-11-08 | redacted
Low Income - Power to Save | LED Lights | 0 | 0 | 0 | 47.6 | 1 | Honeywell | 2023-11-08 | redacted
Low Income - Power to Save | Weather Strip/Caulk | 0 | 0.25 | 0.09 | 503.3 | 1 | Honeywell | 2023-11-16 | redacted
Low Income - Power to Save | LED Lights | 0 | 0 | 0 | 47.6 | 1 | Honeywell | 2023-11-16 | redacted
Low Income - Power to Save | Weather Strip/Caulk | 0 | 0.25 | 0.09 | 503.3 | 1 | Honeywell | 2023-11-08 | redacted
Low Income - Power to Save | Pipe Wrap | 0 | 0.01 | 0.03 | 143.65 | 1 | Honeywell | 2023-11-08 | redacted
Low Income - Power to Save | LED Lights | 0 | 0 | 0 | 47.6 | 1 | Honeywell | 2023-11-08 | redacted
Low Income - Power to Save | Weather Strip/Caulk | 0 | 0.25 | 0.09 | 503.3 | 1 | Honeywell | 2023-11-08 | redacted
Low Income - Power to Save | LED Lights | 0 | 0 | 0 | 47.6 | 1 | Honeywell | 2023-11-08 | redacted
Low Income - Power to Save | Weather Strip/Caulk | 0 | 0.25 | 0.09 | 503.3 | 1 | Honeywell | 2023-11-13 | redacted
Low Income - Power to Save | Outdoor Coil Cleaning | 0 | 0.1 | 0 | 275 | 1 | Honeywell | 2023-11-13 | redacted
Low Income - Power to Save | HVAC Inspection | 0 | 0.17 | 0 | 268.73 | 1 | Honeywell | 2023-11-13 | redacted
Low Income - Power to Save | Low Flow Showerhead | 0 | 0.04 | 0.1 | 504.08 | 1 | Honeywell | 2023-11-13 | redacted
Low Income - Power to Save | LI - DUCT | 0 | 0.4 | 0.12 | 775.77 | 1 | Honeywell | 2023-11-13 | redacted
Low Income - Power to Save | LED Lights | 0 | 0 | 0 | 47.6 | 1 | Honeywell | 2023-11-13 | redacted
Low Income - Power to Save | Weather Strip/Caulk | 0 | 0.25 | 0.09 | 503.3 | 1 | Honeywell | 2023-11-17 | redacted
Low Income - Power to Save | Outdoor Coil Cleaning | 0 | 0.1 | 0 | 275 | 1 | Honeywell | 2023-11-17 | redacted
Low Income - Power to Save | HVAC Inspection | 0 | 0.17 | 0 | 268.73 | 1 | Honeywell | 2023-11-17 | redacted
Low Income - Power to Save | LED Lights | 0 | 0 | 0 | 47.6 | 1 | Honeywell | 2023-11-17 | redacted
Low Income - Power to Save | Weather Strip/Caulk | 0 | 0.25 | 0.09 | 503.3 | 1 | Honeywell | 2023-11-09 | redacted
Low Income - Power to Save | Faucet Aerators | 0 | 0 | 0.02 | 110.58 | 1 | Honeywell | 2023-11-09 | redacted
Low Income - Power to Save | Low Flow Showerhead | 0 | 0.04 | 0.1 | 504.08 | 1 | Honeywell | 2023-11-09 | redacted
Low Income - Power to Save | Weather Strip/Caulk | 0 | 0.25 | 0.09 | 503.3 | 1 | Honeywell | 2023-11-08 | redacted
Low Income - Power to Save | Outdoor Coil Cleaning | 0 | 0.1 | 0 | 275 | 1 | Honeywell | 2023-11-08 | redacted
Low Income - Power to Save | HVAC Inspection | 0 | 0.17 | 0 | 268.73 | 1 | Honeywell | 2023-11-08 | redacted
Low Income - Power to Save | Faucet Aerators | 0 | 0 | 0.02 | 110.58 | 1 | Honeywell | 2023-11-08 | redacted
Low Income - Power to Save | Low Flow Showerhead | 0 | 0.04 | 0.1 | 504.08 | 1 | Honeywell | 2023-11-08 | redacted
Low Income - Power to Save | LI - DUCT | 0 | 0.4 | 0.12 | 775.77 | 1 | Honeywell | 2023-11-08 | redacted
Low Income - Power to Save | Outdoor Coil Cleaning | 0 | 0.1 | 0 | 275 | 1 | Honeywell | 2023-11-16 | redacted
Low Income - Power to Save | Faucet Aerators | 0 | 0 | 0.02 | 110.58 | 1 | Honeywell | 2023-11-16 | redacted
Low Income - Power to Save | Low Flow Showerhead | 0 | 0.04 | 0.1 | 504.08 | 1 | Honeywell | 2023-11-16 | redacted
Low Income - Power to Save | LED Lights | 0 | 0 | 0 | 47.6 | 1 | Honeywell | 2023-11-16 | redacted
Low Income - Power to Save | Weather Strip/Caulk | 0 | 0.25 | 0.09 | 503.3 | 1 | Honeywell | 2023-11-10 | redacted
Low Income - Power to Save | Outdoor Coil Cleaning | 0 | 0.1 | 0 | 275 | 1 | Honeywell | 2023-11-10 | redacted
Low Income - Power to Save | HVAC Inspection | 0 | 0.17 | 0 | 268.73 | 1 | Honeywell | 2023-11-10 | redacted
Low Income - Power to Save | Faucet Aerators | 0 | 0 | 0.02 | 110.58 | 1 | Honeywell | 2023-11-10 | redacted
Low Income - Power to Save | LI - DUCT | 0 | 0.4 | 0.12 | 775.77 | 1 | Honeywell | 2023-11-10 | redacted
Low Income - Power to Save | LED Lights | 0 | 0 | 0 | 47.6 | 1 | Honeywell | 2023-11-10 | redacted
Low Income - Power to Save | Weather Strip/Caulk | 0 | 0.25 | 0.09 | 503.3 | 1 | Honeywell | 2023-11-17 | redacted
Low Income - Power to Save | Pipe Wrap | 0 | 0.01 | 0.03 | 143.65 | 1 | Honeywell | 2023-11-17 | redacted
Low Income - Power to Save | Outdoor Coil Cleaning | 0 | 0.1 | 0 | 275 | 1 | Honeywell | 2023-11-17 | redacted
Low Income - Power to Save | HVAC Inspection | 0 | 0.17 | 0 | 268.73 | 1 | Honeywell | 2023-11-17 | redacted
Low Income - Power to Save | Faucet Aerators | 0 | 0 | 0.02 | 110.58 | 1 | Honeywell | 2023-11-17 | redacted
Low Income - Power to Save | LI - DUCT | 0 | 0.4 | 0.12 | 775.77 | 1 | Honeywell | 2023-11-17 | redacted
Low Income - Power to Save | LED Lights | 0 | 0 | 0 | 47.6 | 1 | Honeywell | 2023-11-17 | redacted
Low Income - Power to Save | Weather Strip/Caulk | 0 | 0.25 | 0.09 | 503.3 | 1 | Honeywell | 2023-11-10 | redacted
Low Income - Power to Save | Outdoor Coil Cleaning | 0 | 0.1 | 0 | 275 | 1 | Honeywell | 2023-11-10 | redacted
Low Income - Power to Save | HVAC Inspection | 0 | 0.17 | 0 | 268.73 | 1 | Honeywell | 2023-11-10 | redacted
Low Income - Power to Save | Faucet Aerators | 0 | 0 | 0.02 | 110.58 | 1 | Honeywell | 2023-11-10 | redacted
Low Income - Power to Save | Low Flow Showerhead | 0 | 0.04 | 0.1 | 504.08 | 1 | Honeywell | 2023-11-10 | redacted
Low Income - Power to Save | LI - DUCT | 0 | 0.4 | 0.12 | 775.77 | 1 | Honeywell | 2023-11-10 | redacted
Low Income - Power to Save | LED Lights | 0 | 0 | 0 | 47.6 | 1 | Honeywell | 2023-11-10 | redacted
Low Income - Power to Save | Weather Strip/Caulk | 0 | 0.25 | 0.09 | 503.3 | 1 | Honeywell | 2023-11-10 | redacted
Low Income - Power to Save | Faucet Aerators | 0 | 0 | 0.02 | 110.58 | 1 | Honeywell | 2023-11-10 | redacted
Low Income - Power to Save | Low Flow Showerhead | 0 | 0.04 | 0.1 | 504.08 | 1 | Honeywell | 2023-11-10 | redacted
Low Income - Power to Save | Weather Strip/Caulk | 0 | 0.25 | 0.09 | 503.3 | 1 | Honeywell | 2023-11-10 | redacted
Low Income - Power to Save | Outdoor Coil Cleaning | 0 | 0.1 | 0 | 275 | 1 | Honeywell | 2023-11-10 | redacted
Low Income - Power to Save | HVAC Inspection | 0 | 0.17 | 0 | 268.73 | 1 | Honeywell | 2023-11-10 | redacted
Low Income - Power to Save | Faucet Aerators | 0 | 0 | 0.02 | 110.58 | 1 | Honeywell | 2023-11-10 | redacted
Low Income - Power to Save | Low Flow Showerhead | 0 | 0.04 | 0.1 | 504.08 | 1 | Honeywell | 2023-11-10 | redacted
Low Income - Power to Save | LI - DUCT | 0 | 0.4 | 0.12 | 775.77 | 1 | Honeywell | 2023-11-10 | redacted
Low Income - Power to Save | LED Lights | 0 | 0 | 0 | 47.6 | 1 | Honeywell | 2023-11-10 | redacted
Low Income - Power to Save | Weather Strip/Caulk | 0 | 0.25 | 0.09 | 503.3 | 1 | Honeywell | 2023-11-10 | redacted
Low Income - Power to Save | Outdoor Coil Cleaning | 0 | 0.1 | 0 | 275 | 1 | Honeywell | 2023-11-10 | redacted
Low Income - Power to Save | HVAC Inspection | 0 | 0.17 | 0 | 268.73 | 1 | Honeywell | 2023-11-10 | redacted
Low Income - Power to Save | Faucet Aerators | 0 | 0 | 0.02 | 110.58 | 1 | Honeywell | 2023-11-10 | redacted
Low Income - Power to Save | LI - DUCT | 0 | 0.4 | 0.12 | 775.77 | 1 | Honeywell | 2023-11-10 | redacted
Low Income - Power to Save | LED Lights | 0 | 0 | 0 | 47.6 | 1 | Honeywell | 2023-11-10 | redacted
Low Income - Power to Save | Weather Strip/Caulk | 0 | 0.25 | 0.09 | 503.3 | 1 | Honeywell | 2023-11-08 | redacted
Low Income - Power to Save | Outdoor Coil Cleaning | 0 | 0.1 | 0 | 275 | 1 | Honeywell | 2023-11-08 | redacted
Low Income - Power to Save | HVAC Inspection | 0 | 0.17 | 0 | 268.73 | 1 | Honeywell | 2023-11-08 | redacted
Low Income - Power to Save | Faucet Aerators | 0 | 0 | 0.02 | 110.58 | 1 | Honeywell | 2023-11-08 | redacted
Low Income - Power to Save | Low Flow Showerhead | 0 | 0.04 | 0.1 | 504.08 | 1 | Honeywell | 2023-11-08 | redacted
Low Income - Power to Save | LI - DUCT | 0 | 0.4 | 0.12 | 775.77 | 1 | Honeywell | 2023-11-08 | redacted
Low Income - Power to Save | LED Lights | 0 | 0 | 0 | 47.6 | 1 | Honeywell | 2023-11-08 | redacted
Low Income - Power to Save | Weather Strip/Caulk | 0 | 0.25 | 0.09 | 503.3 | 1 | Honeywell | 2023-11-08 | redacted
Low Income - Power to Save | Outdoor Coil Cleaning | 0 | 0.1 | 0 | 275 | 1 | Honeywell | 2023-11-08 | redacted
Low Income - Power to Save | HVAC Inspection | 0 | 0.17 | 0 | 268.73 | 1 | Honeywell | 2023-11-08 | redacted
Low Income - Power to Save | Low Flow Showerhead | 0 | 0.04 | 0.1 | 504.08 | 1 | Honeywell | 2023-11-08 | redacted
Low Income - Power to Save | LED Lights | 0 | 0 | 0 | 47.6 | 1 | Honeywell | 2023-11-08 | redacted
Low Income - Power to Save | Weather Strip/Caulk | 0 | 0.25 | 0.09 | 503.3 | 1 | Honeywell | 2023-11-13 | redacted
Low Income - Power to Save | Weather Strip/Caulk | 0 | 0.25 | 0.09 | 503.3 | 1 | Honeywell | 2023-11-13 | redacted
Low Income - Power to Save | Pipe Wrap | 0 | 0.01 | 0.03 | 143.65 | 1 | Honeywell | 2023-11-13 | redacted
Low Income - Power to Save | Outdoor Coil Cleaning | 0 | 0.1 | 0 | 275 | 1 | Honeywell | 2023-11-13 | redacted
Low Income - Power to Save | HVAC Inspection | 0 | 0.17 | 0 | 268.73 | 1 | Honeywell | 2023-11-13 | redacted
Low Income - Power to Save | Faucet Aerators | 0 | 0 | 0.02 | 110.58 | 1 | Honeywell | 2023-11-13 | redacted
Low Income - Power to Save | LI - DUCT | 0 | 0.4 | 0.12 | 775.77 | 1 | Honeywell | 2023-11-13 | redacted
Low Income - Power to Save | LED Lights | 0 | 0 | 0 | 47.6 | 1 | Honeywell | 2023-11-13 | redacted
Low Income - Power to Save | Weather Strip/Caulk | 0 | 0.25 | 0.09 | 503.3 | 1 | Honeywell | 2023-11-13 | redacted
Low Income - Power to Save | Pipe Wrap | 0 | 0.01 | 0.03 | 143.65 | 1 | Honeywell | 2023-11-13 | redacted
Low Income - Power to Save | Outdoor Coil Cleaning | 0 | 0.1 | 0 | 275 | 1 | Honeywell | 2023-11-13 | redacted
Low Income - Power to Save | HVAC Inspection | 0 | 0.17 | 0 | 268.73 | 1 | Honeywell | 2023-11-13 | redacted
Low Income - Power to Save | LI - DUCT | 0 | 0.4 | 0.12 | 775.77 | 1 | Honeywell | 2023-11-13 | redacted
Low Income - Power to Save | LED Lights | 0 | 0 | 0 | 47.6 | 1 | Honeywell | 2023-11-13 | redacted
Low Income - Power to Save | Weather Strip/Caulk | 0 | 0.25 | 0.09 | 503.3 | 1 | Honeywell | 2023-11-13 | redacted
Low Income - Power to Save | Faucet Aerators | 0 | 0 | 0.02 | 110.58 | 1 | Honeywell | 2023-11-13 | redacted
Low Income - Power to Save | Low Flow Showerhead | 0 | 0.04 | 0.1 | 504.08 | 1 | Honeywell | 2023-11-13 | redacted
Low Income - Power to Save | LED Lights | 0 | 0 | 0 | 47.6 | 1 | Honeywell | 2023-11-13 | redacted
Low Income - Power to Save | Weather Strip/Caulk | 0 | 0.25 | 0.09 | 503.3 | 1 | Honeywell | 2023-11-10 | redacted
Low Income - Power to Save | Outdoor Coil Cleaning | 0 | 0.1 | 0 | 275 | 1 | Honeywell | 2023-11-10 | redacted
Low Income - Power to Save | HVAC Inspection | 0 | 0.17 | 0 | 268.73 | 1 | Honeywell | 2023-11-10 | redacted
Low Income - Power to Save | Faucet Aerators | 0 | 0 | 0.02 | 110.58 | 1 | Honeywell | 2023-11-10 | redacted
Low Income - Power to Save | Low Flow Showerhead | 0 | 0.04 | 0.1 | 504.08 | 1 | Honeywell | 2023-11-10 | redacted
Low Income - Power to Save | LI - DUCT | 0 | 0.4 | 0.12 | 775.77 | 1 | Honeywell | 2023-11-10 | redacted
Low Income - Power to Save | LED Lights | 0 | 0 | 0 | 47.6 | 1 | Honeywell | 2023-11-10 | redacted
Low Income - Power to Save | Weather Strip/Caulk | 0 | 0.25 | 0.09 | 503.3 | 1 | Honeywell | 2023-11-17 | redacted
Low Income - Power to Save | Pipe Wrap | 0 | 0.01 | 0.03 | 143.65 | 1 | Honeywell | 2023-11-17 | redacted
Low Income - Power to Save | Faucet Aerators | 0 | 0 | 0.02 | 110.58 | 1 | Honeywell | 2023-11-17 | redacted
Low Income - Power to Save | Low Flow Showerhead | 0 | 0.04 | 0.1 | 504.08 | 1 | Honeywell | 2023-11-17 | redacted
Low Income - Power to Save | LED Lights | 0 | 0 | 0 | 47.6 | 1 | Honeywell | 2023-11-17 | redacted
Low Income - Power to Save | Weather Strip/Caulk | 0 | 0.25 | 0.09 | 503.3 | 1 | Honeywell | 2023-11-08 | redacted
Low Income - Power to Save | Outdoor Coil Cleaning | 0 | 0.1 | 0 | 275 | 1 | Honeywell | 2023-11-08 | redacted
Low Income - Power to Save | HVAC Inspection | 0 | 0.17 | 0 | 268.73 | 1 | Honeywell | 2023-11-08 | redacted
Low Income - Power to Save | Faucet Aerators | 0 | 0 | 0.02 | 110.58 | 1 | Honeywell | 2023-11-08 | redacted
Low Income - Power to Save | Low Flow Showerhead | 0 | 0.04 | 0.1 | 504.08 | 1 | Honeywell | 2023-11-08 | redacted
Low Income - Power to Save | LI - DUCT | 0 | 0.4 | 0.12 | 775.77 | 1 | Honeywell | 2023-11-08 | redacted
Low Income - Power to Save | LED Lights | 0 | 0 | 0 | 47.6 | 1 | Honeywell | 2023-11-08 | redacted
Low Income - Power to Save | Weather Strip/Caulk | 0 | 0.25 | 0.09 | 503.3 | 1 | Honeywell | 2023-11-08 | redacted
Low Income - Power to Save | Outdoor Coil Cleaning | 0 | 0.1 | 0 | 275 | 1 | Honeywell | 2023-11-08 | redacted
Low Income - Power to Save | HVAC Inspection | 0 | 0.17 | 0 | 268.73 | 1 | Honeywell | 2023-11-08 | redacted
Low Income - Power to Save | Low Flow Showerhead | 0 | 0.04 | 0.1 | 504.08 | 1 | Honeywell | 2023-11-08 | redacted
Low Income - Power to Save | LI - DUCT | 0 | 0.4 | 0.12 | 775.77 | 1 | Honeywell | 2023-11-08 | redacted
Low Income - Power to Save | LED Lights | 0 | 0 | 0 | 47.6 | 1 | Honeywell | 2023-11-08 | redacted
Low Income - Power to Save | Weather Strip/Caulk | 0 | 0.25 | 0.09 | 503.3 | 1 | Honeywell | 2023-11-10 | redacted
Low Income - Power to Save | Low Flow Showerhead | 0 | 0.04 | 0.1 | 504.08 | 1 | Honeywell | 2023-11-10 | redacted
Low Income - Power to Save | Weather Strip/Caulk | 0 | 0.25 | 0.09 | 503.3 | 1 | Honeywell | 2023-11-10 | redacted
Low Income - Power to Save | Outdoor Coil Cleaning | 0 | 0.1 | 0 | 275 | 1 | Honeywell | 2023-11-10 | redacted
Low Income - Power to Save | HVAC Inspection | 0 | 0.17 | 0 | 268.73 | 1 | Honeywell | 2023-11-10 | redacted
Low Income - Power to Save | Faucet Aerators | 0 | 0 | 0.02 | 110.58 | 1 | Honeywell | 2023-11-10 | redacted
Low Income - Power to Save | Low Flow Showerhead | 0 | 0.04 | 0.1 | 504.08 | 1 | Honeywell | 2023-11-10 | redacted
Low Income - Power to Save | LI - DUCT | 0 | 0.4 | 0.12 | 775.77 | 1 | Honeywell | 2023-11-10 | redacted
Low Income - Power to Save | LED Lights | 0 | 0 | 0 | 47.6 | 1 | Honeywell | 2023-11-10 | redacted
Low Income - Power to Save | Outdoor Coil Cleaning | 0 | 0.1 | 0 | 275 | 1 | Honeywell | 2023-11-16 | redacted
Low Income - Power to Save | HVAC Inspection | 0 | 0.17 | 0 | 268.73 | 1 | Honeywell | 2023-11-16 | redacted
Low Income - Power to Save | Faucet Aerators | 0 | 0 | 0.02 | 110.58 | 1 | Honeywell | 2023-11-16 | redacted
Low Income - Power to Save | Low Flow Showerhead | 0 | 0.04 | 0.1 | 504.08 | 1 | Honeywell | 2023-11-16 | redacted
Low Income - Power to Save | Weather Strip/Caulk | 0 | 0.25 | 0.09 | 503.3 | 1 | Honeywell | 2023-11-10 | redacted
Low Income - Power to Save | Outdoor Coil Cleaning | 0 | 0.1 | 0 | 275 | 1 | Honeywell | 2023-11-10 | redacted
Low Income - Power to Save | HVAC Inspection | 0 | 0.17 | 0 | 268.73 | 1 | Honeywell | 2023-11-10 | redacted
Low Income - Power to Save | Low Flow Showerhead | 0 | 0.04 | 0.1 | 504.08 | 1 | Honeywell | 2023-11-10 | redacted
Low Income - Power to Save | LI - DUCT | 0 | 0.4 | 0.12 | 775.77 | 1 | Honeywell | 2023-11-10 | redacted
Low Income - Power to Save | LED Lights | 0 | 0 | 0 | 47.6 | 1 | Honeywell | 2023-11-10 | redacted
Low Income - Power to Save | Weather Strip/Caulk | 0 | 0.25 | 0.09 | 503.3 | 1 | Honeywell | 2023-11-15 | redacted
Low Income - Power to Save | Low Flow Showerhead | 0 | 0.04 | 0.1 | 504.08 | 1 | Honeywell | 2023-11-15 | redacted
Low Income - Power to Save | LED Lights | 0 | 0 | 0 | 47.6 | 1 | Honeywell | 2023-11-15 | redacted
Low Income - Power to Save | Weather Strip/Caulk | 0 | 0.25 | 0.09 | 503.3 | 1 | Honeywell | 2023-11-08 | redacted
Low Income - Power to Save | Faucet Aerators | 0 | 0 | 0.02 | 110.58 | 1 | Honeywell | 2023-11-08 | redacted
Low Income - Power to Save | LED Lights | 0 | 0 | 0 | 47.6 | 1 | Honeywell | 2023-11-08 | redacted
Low Income - Power to Save | Weather Strip/Caulk | 0 | 0.25 | 0.09 | 503.3 | 1 | Honeywell | 2023-11-09 | redacted
Low Income - Power to Save | Pipe Wrap | 0 | 0.01 | 0.03 | 143.65 | 1 | Honeywell | 2023-11-09 | redacted
Low Income - Power to Save | Outdoor Coil Cleaning | 0 | 0.1 | 0 | 275 | 1 | Honeywell | 2023-11-09 | redacted
Low Income - Power to Save | HVAC Inspection | 0 | 0.17 | 0 | 268.73 | 1 | Honeywell | 2023-11-09 | redacted
Low Income - Power to Save | Low Flow Showerhead | 0 | 0.04 | 0.1 | 504.08 | 1 | Honeywell | 2023-11-09 | redacted
Low Income - Power to Save | LI - DUCT | 0 | 0.4 | 0.12 | 775.77 | 1 | Honeywell | 2023-11-09 | redacted
Low Income - Power to Save | LED Lights | 0 | 0 | 0 | 47.6 | 1 | Honeywell | 2023-11-09 | redacted
Low Income - Power to Save | Weather Strip/Caulk | 0 | 0.25 | 0.09 | 503.3 | 1 | Honeywell | 2023-11-16 | redacted
Low Income - Power to Save | Outdoor Coil Cleaning | 0 | 0.1 | 0 | 275 | 1 | Honeywell | 2023-11-16 | redacted
Low Income - Power to Save | HVAC Inspection | 0 | 0.17 | 0 | 268.73 | 1 | Honeywell | 2023-11-16 | redacted
Low Income - Power to Save | Faucet Aerators | 0 | 0 | 0.02 | 110.58 | 1 | Honeywell | 2023-11-16 | redacted
Low Income - Power to Save | Low Flow Showerhead | 0 | 0.04 | 0.1 | 504.08 | 1 | Honeywell | 2023-11-16 | redacted
Low Income - Power to Save | LI - DUCT | 0 | 0.4 | 0.12 | 775.77 | 1 | Honeywell | 2023-11-16 | redacted
Low Income - Power to Save | LED Lights | 0 | 0 | 0 | 47.6 | 1 | Honeywell | 2023-11-16 | redacted
Low Income - Power to Save | Weather Strip/Caulk | 0 | 0.25 | 0.09 | 503.3 | 1 | Honeywell | 2023-11-17 | redacted
Low Income - Power to Save | Outdoor Coil Cleaning | 0 | 0.1 | 0 | 275 | 1 | Honeywell | 2023-11-17 | redacted
Low Income - Power to Save | HVAC Inspection | 0 | 0.17 | 0 | 268.73 | 1 | Honeywell | 2023-11-17 | redacted
Low Income - Power to Save | Low Flow Showerhead | 0 | 0.04 | 0.1 | 504.08 | 1 | Honeywell | 2023-11-17 | redacted
Low Income - Power to Save | LI - DUCT | 0 | 0.4 | 0.12 | 775.77 | 1 | Honeywell | 2023-11-17 | redacted
Low Income - Power to Save | LED Lights | 0 | 0 | 0 | 47.6 | 1 | Honeywell | 2023-11-17 | redacted
Low Income - Power to Save | Weather Strip/Caulk | 0 | 0.25 | 0.09 | 503.3 | 1 | Honeywell | 2023-11-13 | redacted
Low Income - Power to Save | Outdoor Coil Cleaning | 0 | 0.1 | 0 | 275 | 1 | Honeywell | 2023-11-13 | redacted
Low Income - Power to Save | HVAC Inspection | 0 | 0.17 | 0 | 268.73 | 1 | Honeywell | 2023-11-13 | redacted
Low Income - Power to Save | LI - DUCT | 0 | 0.4 | 0.12 | 775.77 | 1 | Honeywell | 2023-11-13 | redacted
Low Income - Power to Save | LED Lights | 0 | 0 | 0 | 47.6 | 1 | Honeywell | 2023-11-13 | redacted
Low Income - Power to Save | Weather Strip/Caulk | 0 | 0.25 | 0.09 | 503.3 | 1 | Honeywell | 2023-11-09 | redacted
Low Income - Power to Save | Outdoor Coil Cleaning | 0 | 0.1 | 0 | 275 | 1 | Honeywell | 2023-11-09 | redacted
Low Income - Power to Save | HVAC Inspection | 0 | 0.17 | 0 | 268.73 | 1 | Honeywell | 2023-11-09 | redacted
Low Income - Power to Save | Faucet Aerators | 0 | 0 | 0.02 | 110.58 | 1 | Honeywell | 2023-11-09 | redacted
Low Income - Power to Save | LI - DUCT | 0 | 0.4 | 0.12 | 775.77 | 1 | Honeywell | 2023-11-09 | redacted
Low Income - Power to Save | LED Lights | 0 | 0 | 0 | 47.6 | 1 | Honeywell | 2023-11-09 | redacted
Low Income - Power to Save | Weather Strip/Caulk | 0 | 0.25 | 0.09 | 503.3 | 1 | Honeywell | 2023-11-10 | redacted
Low Income - Power to Save | Outdoor Coil Cleaning | 0 | 0.1 | 0 | 275 | 1 | Honeywell | 2023-11-10 | redacted
Low Income - Power to Save | HVAC Inspection | 0 | 0.17 | 0 | 268.73 | 1 | Honeywell | 2023-11-10 | redacted
Low Income - Power to Save | Faucet Aerators | 0 | 0 | 0.02 | 110.58 | 1 | Honeywell | 2023-11-10 | redacted
Low Income - Power to Save | Low Flow Showerhead | 0 | 0.04 | 0.1 | 504.08 | 1 | Honeywell | 2023-11-10 | redacted
Low Income - Power to Save | LI - DUCT | 0 | 0.4 | 0.12 | 775.77 | 1 | Honeywell | 2023-11-10 | redacted
Low Income - Power to Save | LED Lights | 0 | 0 | 0 | 47.6 | 1 | Honeywell | 2023-11-10 | redacted
Low Income - Power to Save | Weather Strip/Caulk | 0 | 0.25 | 0.09 | 503.3 | 1 | Honeywell | 2023-11-13 | redacted
Low Income - Power to Save | Low Flow Showerhead | 0 | 0.04 | 0.1 | 504.08 | 1 | Honeywell | 2023-11-13 | redacted
Low Income - Power to Save | Weather Strip/Caulk | 0 | 0.25 | 0.09 | 503.3 | 1 | Honeywell | 2023-11-17 | redacted
Low Income - Power to Save | Pipe Wrap | 0 | 0.01 | 0.03 | 143.65 | 1 | Honeywell | 2023-11-17 | redacted
Low Income - Power to Save | Outdoor Coil Cleaning | 0 | 0.1 | 0 | 275 | 1 | Honeywell | 2023-11-17 | redacted
Low Income - Power to Save | HVAC Inspection | 0 | 0.17 | 0 | 268.73 | 1 | Honeywell | 2023-11-17 | redacted
Low Income - Power to Save | Faucet Aerators | 0 | 0 | 0.02 | 110.58 | 1 | Honeywell | 2023-11-17 | redacted
Low Income - Power to Save | LI - DUCT | 0 | 0.4 | 0.12 | 775.77 | 1 | Honeywell | 2023-11-17 | redacted
Low Income - Power to Save | LED Lights | 0 | 0 | 0 | 47.6 | 1 | Honeywell | 2023-11-17 | redacted
Low Income - Power to Save | Weather Strip/Caulk | 0 | 0.25 | 0.09 | 503.3 | 1 | Honeywell | 2023-11-10 | redacted
Low Income - Power to Save | Outdoor Coil Cleaning | 0 | 0.1 | 0 | 275 | 1 | Honeywell | 2023-11-10 | redacted
Low Income - Power to Save | HVAC Inspection | 0 | 0.17 | 0 | 268.73 | 1 | Honeywell | 2023-11-10 | redacted
Low Income - Power to Save | Faucet Aerators | 0 | 0 | 0.02 | 110.58 | 1 | Honeywell | 2023-11-10 | redacted
Low Income - Power to Save | Low Flow Showerhead | 0 | 0.04 | 0.1 | 504.08 | 1 | Honeywell | 2023-11-10 | redacted
Low Income - Power to Save | LI - DUCT | 0 | 0.4 | 0.12 | 775.77 | 1 | Honeywell | 2023-11-10 | redacted
Low Income - Power to Save | LED Lights | 0 | 0 | 0 | 47.6 | 1 | Honeywell | 2023-11-10 | redacted
Low Income - Power to Save | Weather Strip/Caulk | 0 | 0.25 | 0.09 | 503.3 | 1 | Honeywell | 2023-11-16 | redacted
Low Income - Power to Save | Outdoor Coil Cleaning | 0 | 0.1 | 0 | 275 | 1 | Honeywell | 2023-11-16 | redacted
Low Income - Power to Save | HVAC Inspection | 0 | 0.17 | 0 | 268.73 | 1 | Honeywell | 2023-11-16 | redacted
Low Income - Power to Save | Low Flow Showerhead | 0 | 0.04 | 0.1 | 504.08 | 1 | Honeywell | 2023-11-16 | redacted
Low Income - Power to Save | LI - DUCT | 0 | 0.4 | 0.12 | 775.77 | 1 | Honeywell | 2023-11-16 | redacted
Low Income - Power to Save | LED Lights | 0 | 0 | 0 | 47.6 | 1 | Honeywell | 2023-11-16 | redacted
Low Income - Power to Save | Outdoor Coil Cleaning | 0 | 0.1 | 0 | 275 | 1 | Honeywell | 2023-11-17 | redacted
Low Income - Power to Save | HVAC Inspection | 0 | 0.17 | 0 | 268.73 | 1 | Honeywell | 2023-11-17 | redacted
Low Income - Power to Save | Low Flow Showerhead | 0 | 0.04 | 0.1 | 504.08 | 1 | Honeywell | 2023-11-17 | redacted
Low Income - Power to Save | LED Lights | 0 | 0 | 0 | 47.6 | 1 | Honeywell | 2023-11-17 | redacted
Low Income - Power to Save | Weather Strip/Caulk | 0 | 0.25 | 0.09 | 503.3 | 1 | Honeywell | 2023-11-09 | redacted
Low Income - Power to Save | Outdoor Coil Cleaning | 0 | 0.1 | 0 | 275 | 1 | Honeywell | 2023-11-09 | redacted
Low Income - Power to Save | HVAC Inspection | 0 | 0.17 | 0 | 268.73 | 1 | Honeywell | 2023-11-09 | redacted
Low Income - Power to Save | Low Flow Showerhead | 0 | 0.04 | 0.1 | 504.08 | 1 | Honeywell | 2023-11-09 | redacted
Low Income - Power to Save | LI - DUCT | 0 | 0.4 | 0.12 | 775.77 | 1 | Honeywell | 2023-11-09 | redacted
Low Income - Power to Save | LED Lights | 0 | 0 | 0 | 47.6 | 1 | Honeywell | 2023-11-09 | redacted
Low Income - Power to Save | Weather Strip/Caulk | 0 | 0.25 | 0.09 | 503.3 | 1 | Honeywell | 2023-11-10 | redacted
Low Income - Power to Save | Outdoor Coil Cleaning | 0 | 0.1 | 0 | 275 | 1 | Honeywell | 2023-11-10 | redacted
Low Income - Power to Save | HVAC Inspection | 0 | 0.17 | 0 | 268.73 | 1 | Honeywell | 2023-11-10 | redacted
Low Income - Power to Save | Faucet Aerators | 0 | 0 | 0.02 | 110.58 | 1 | Honeywell | 2023-11-10 | redacted
Low Income - Power to Save | LI - DUCT | 0 | 0.4 | 0.12 | 775.77 | 1 | Honeywell | 2023-11-10 | redacted
Low Income - Power to Save | Weather Strip/Caulk | 0 | 0.25 | 0.09 | 503.3 | 1 | Honeywell | 2023-11-13 | redacted
Low Income - Power to Save | Pipe Wrap | 0 | 0.01 | 0.03 | 143.65 | 1 | Honeywell | 2023-11-13 | redacted
Low Income - Power to Save | Outdoor Coil Cleaning | 0 | 0.1 | 0 | 275 | 1 | Honeywell | 2023-11-13 | redacted
Low Income - Power to Save | HVAC Inspection | 0 | 0.17 | 0 | 268.73 | 1 | Honeywell | 2023-11-13 | redacted
Low Income - Power to Save | Low Flow Showerhead | 0 | 0.04 | 0.1 | 504.08 | 1 | Honeywell | 2023-11-13 | redacted
Low Income - Power to Save | LI - DUCT | 0 | 0.4 | 0.12 | 775.77 | 1 | Honeywell | 2023-11-13 | redacted
Low Income - Power to Save | LED Lights | 0 | 0 | 0 | 47.6 | 1 | Honeywell | 2023-11-13 | redacted
Low Income - Power to Save | Faucet Aerators | 0 | 0 | 0.02 | 110.58 | 1 | Honeywell | 2023-11-14 | redacted
Low Income - Power to Save | Low Flow Showerhead | 0 | 0.04 | 0.1 | 504.08 | 1 | Honeywell | 2023-11-14 | redacted
Low Income - Power to Save | LED Lights | 0 | 0 | 0 | 47.6 | 1 | Honeywell | 2023-11-14 | redacted
Low Income - Power to Save | Weather Strip/Caulk | 0 | 0.25 | 0.09 | 503.3 | 1 | Honeywell | 2023-11-08 | redacted
Low Income - Power to Save | Pipe Wrap | 0 | 0.01 | 0.03 | 143.65 | 1 | Honeywell | 2023-11-08 | redacted
Low Income - Power to Save | Outdoor Coil Cleaning | 0 | 0.1 | 0 | 275 | 1 | Honeywell | 2023-11-08 | redacted
Low Income - Power to Save | HVAC Inspection | 0 | 0.17 | 0 | 268.73 | 1 | Honeywell | 2023-11-08 | redacted
Low Income - Power to Save | Low Flow Showerhead | 0 | 0.04 | 0.1 | 504.08 | 1 | Honeywell | 2023-11-08 | redacted
Low Income - Power to Save | LI - DUCT | 0 | 0.4 | 0.12 | 775.77 | 1 | Honeywell | 2023-11-08 | redacted
Low Income - Power to Save | Weather Strip/Caulk | 0 | 0.25 | 0.09 | 503.3 | 1 | Honeywell | 2023-11-15 | redacted
Low Income - Power to Save | Outdoor Coil Cleaning | 0 | 0.1 | 0 | 275 | 1 | Honeywell | 2023-11-15 | redacted
Low Income - Power to Save | HVAC Inspection | 0 | 0.17 | 0 | 268.73 | 1 | Honeywell | 2023-11-15 | redacted
Low Income - Power to Save | Low Flow Showerhead | 0 | 0.04 | 0.1 | 504.08 | 1 | Honeywell | 2023-11-15 | redacted
Low Income - Power to Save | Weather Strip/Caulk | 0 | 0.25 | 0.09 | 503.3 | 1 | Honeywell | 2023-11-08 | redacted
Low Income - Power to Save | HVAC Inspection | 0 | 0.17 | 0 | 268.73 | 1 | Honeywell | 2023-11-08 | redacted
Low Income - Power to Save | Faucet Aerators | 0 | 0 | 0.02 | 110.58 | 1 | Honeywell | 2023-11-08 | redacted
Low Income - Power to Save | LI - DUCT | 0 | 0.4 | 0.12 | 775.77 | 1 | Honeywell | 2023-11-08 | redacted
Low Income - Power to Save | LED Lights | 0 | 0 | 0 | 47.6 | 1 | Honeywell | 2023-11-08 | redacted
Low Income - Power to Save | Weather Strip/Caulk | 0 | 0.25 | 0.09 | 503.3 | 1 | Honeywell | 2023-11-13 | redacted
Low Income - Power to Save | Outdoor Coil Cleaning | 0 | 0.1 | 0 | 275 | 1 | Honeywell | 2023-11-13 | redacted
Low Income - Power to Save | Weather Strip/Caulk | 0 | 0.25 | 0.09 | 503.3 | 1 | Honeywell | 2023-11-08 | redacted
Low Income - Power to Save | HVAC Inspection | 0 | 0.17 | 0 | 268.73 | 1 | Honeywell | 2023-11-08 | redacted
Low Income - Power to Save | Faucet Aerators | 0 | 0 | 0.02 | 110.58 | 1 | Honeywell | 2023-11-08 | redacted
Low Income - Power to Save | LI - DUCT | 0 | 0.4 | 0.12 | 775.77 | 1 | Honeywell | 2023-11-08 | redacted
Low Income - Power to Save | LED Lights | 0 | 0 | 0 | 47.6 | 1 | Honeywell | 2023-11-08 | redacted
Low Income - Power to Save | Weather Strip/Caulk | 0 | 0.25 | 0.09 | 503.3 | 1 | Honeywell | 2023-11-08 | redacted
Low Income - Power to Save | HVAC Inspection | 0 | 0.17 | 0 | 268.73 | 1 | Honeywell | 2023-11-08 | redacted
Low Income - Power to Save | Faucet Aerators | 0 | 0 | 0.02 | 110.58 | 1 | Honeywell | 2023-11-08 | redacted
Low Income - Power to Save | LI - DUCT | 0 | 0.4 | 0.12 | 775.77 | 1 | Honeywell | 2023-11-08 | redacted
Low Income - Power to Save | LED Lights | 0 | 0 | 0 | 47.6 | 1 | Honeywell | 2023-11-08 | redacted
Low Income - Power to Save | Weather Strip/Caulk | 0 | 0.25 | 0.09 | 503.3 | 1 | Honeywell | 2023-11-15 | redacted
Low Income - Power to Save | Outdoor Coil Cleaning | 0 | 0.1 | 0 | 275 | 1 | Honeywell | 2023-11-15 | redacted
Low Income - Power to Save | HVAC Inspection | 0 | 0.17 | 0 | 268.73 | 1 | Honeywell | 2023-11-15 | redacted
Low Income - Power to Save | Faucet Aerators | 0 | 0 | 0.02 | 110.58 | 1 | Honeywell | 2023-11-15 | redacted
Low Income - Power to Save | Low Flow Showerhead | 0 | 0.04 | 0.1 | 504.08 | 1 | Honeywell | 2023-11-15 | redacted
Low Income - Power to Save | LI - DUCT | 0 | 0.4 | 0.12 | 775.77 | 1 | Honeywell | 2023-11-15 | redacted
Low Income - Power to Save | LED Lights | 0 | 0 | 0 | 47.6 | 1 | Honeywell | 2023-11-15 | redacted
Low Income - Power to Save | Weather Strip/Caulk | 0 | 0.25 | 0.09 | 503.3 | 1 | Honeywell | 2023-11-17 | redacted
Low Income - Power to Save | Pipe Wrap | 0 | 0.01 | 0.03 | 143.65 | 1 | Honeywell | 2023-11-17 | redacted
Low Income - Power to Save | Outdoor Coil Cleaning | 0 | 0.1 | 0 | 275 | 1 | Honeywell | 2023-11-17 | redacted
Low Income - Power to Save | HVAC Inspection | 0 | 0.17 | 0 | 268.73 | 1 | Honeywell | 2023-11-17 | redacted
Low Income - Power to Save | Faucet Aerators | 0 | 0 | 0.02 | 110.58 | 1 | Honeywell | 2023-11-17 | redacted
Low Income - Power to Save | Low Flow Showerhead | 0 | 0.04 | 0.1 | 504.08 | 1 | Honeywell | 2023-11-17 | redacted
Low Income - Power to Save | LI - DUCT | 0 | 0.4 | 0.12 | 775.77 | 1 | Honeywell | 2023-11-17 | redacted
Low Income - Power to Save | LED Lights | 0 | 0 | 0 | 47.6 | 1 | Honeywell | 2023-11-17 | redacted
Low Income - Power to Save | Weather Strip/Caulk | 0 | 0.25 | 0.09 | 503.3 | 1 | Honeywell | 2023-11-08 | redacted
Low Income - Power to Save | Outdoor Coil Cleaning | 0 | 0.1 | 0 | 275 | 1 | Honeywell | 2023-11-08 | redacted
Low Income - Power to Save | HVAC Inspection | 0 | 0.17 | 0 | 268.73 | 1 | Honeywell | 2023-11-08 | redacted
Low Income - Power to Save | Low Flow Showerhead | 0 | 0.04 | 0.1 | 504.08 | 1 | Honeywell | 2023-11-08 | redacted
Low Income - Power to Save | LI - DUCT | 0 | 0.4 | 0.12 | 775.77 | 1 | Honeywell | 2023-11-08 | redacted
Low Income - Power to Save | LED Lights | 0 | 0 | 0 | 47.6 | 1 | Honeywell | 2023-11-08 | redacted
Low Income - Power to Save | Weather Strip/Caulk | 0 | 0.25 | 0.09 | 503.3 | 1 | Honeywell | 2023-11-16 | redacted
Low Income - Power to Save | Outdoor Coil Cleaning | 0 | 0.1 | 0 | 275 | 1 | Honeywell | 2023-11-16 | redacted
Low Income - Power to Save | HVAC Inspection | 0 | 0.17 | 0 | 268.73 | 1 | Honeywell | 2023-11-16 | redacted
Low Income - Power to Save | LI - DUCT | 0 | 0.4 | 0.12 | 775.77 | 1 | Honeywell | 2023-11-16 | redacted
Low Income - Power to Save | LED Lights | 0 | 0 | 0 | 47.6 | 1 | Honeywell | 2023-11-16 | redacted
Low Income - Power to Save | Weather Strip/Caulk | 0 | 0.25 | 0.09 | 503.3 | 1 | Honeywell | 2023-11-17 | redacted
Low Income - Power to Save | Low Flow Showerhead | 0 | 0.04 | 0.1 | 504.08 | 1 | Honeywell | 2023-11-17 | redacted
Low Income - Power to Save | LED Lights | 0 | 0 | 0 | 47.6 | 1 | Honeywell | 2023-11-17 | redacted
Low Income - Power to Save | Weather Strip/Caulk | 0 | 0.25 | 0.09 | 503.3 | 1 | Honeywell | 2023-11-14 | redacted
Low Income - Power to Save | Outdoor Coil Cleaning | 0 | 0.1 | 0 | 275 | 1 | Honeywell | 2023-11-14 | redacted
Low Income - Power to Save | HVAC Inspection | 0 | 0.17 | 0 | 268.73 | 1 | Honeywell | 2023-11-14 | redacted
Low Income - Power to Save | Faucet Aerators | 0 | 0 | 0.02 | 110.58 | 1 | Honeywell | 2023-11-14 | redacted
Low Income - Power to Save | Low Flow Showerhead | 0 | 0.04 | 0.1 | 504.08 | 1 | Honeywell | 2023-11-14 | redacted
Low Income - Power to Save | LI - DUCT | 0 | 0.4 | 0.12 | 775.77 | 1 | Honeywell | 2023-11-14 | redacted
Low Income - Power to Save | LED Lights | 0 | 0 | 0 | 47.6 | 1 | Honeywell | 2023-11-14 | redacted
Low Income - Power to Save | Weather Strip/Caulk | 0 | 0.25 | 0.09 | 503.3 | 1 | Honeywell | 2023-11-10 | redacted
Low Income - Power to Save | Outdoor Coil Cleaning | 0 | 0.1 | 0 | 275 | 1 | Honeywell | 2023-11-10 | redacted
Low Income - Power to Save | HVAC Inspection | 0 | 0.17 | 0 | 268.73 | 1 | Honeywell | 2023-11-10 | redacted
Low Income - Power to Save | Faucet Aerators | 0 | 0 | 0.02 | 110.58 | 1 | Honeywell | 2023-11-10 | redacted
Low Income - Power to Save | LI - DUCT | 0 | 0.4 | 0.12 | 775.77 | 1 | Honeywell | 2023-11-10 | redacted
Low Income - Power to Save | LED Lights | 0 | 0 | 0 | 47.6 | 1 | Honeywell | 2023-11-10 | redacted
Low Income - Power to Save | Weather Strip/Caulk | 0 | 0.25 | 0.09 | 503.3 | 1 | Honeywell | 2023-11-16 | redacted
Low Income - Power to Save | Pipe Wrap | 0 | 0.01 | 0.03 | 143.65 | 1 | Honeywell | 2023-11-16 | redacted
Low Income - Power to Save | Outdoor Coil Cleaning | 0 | 0.1 | 0 | 275 | 1 | Honeywell | 2023-11-16 | redacted
Low Income - Power to Save | HVAC Inspection | 0 | 0.17 | 0 | 268.73 | 1 | Honeywell | 2023-11-16 | redacted
Low Income - Power to Save | Faucet Aerators | 0 | 0 | 0.02 | 110.58 | 1 | Honeywell | 2023-11-16 | redacted
Low Income - Power to Save | Low Flow Showerhead | 0 | 0.04 | 0.1 | 504.08 | 1 | Honeywell | 2023-11-16 | redacted
Low Income - Power to Save | LI - DUCT | 0 | 0.4 | 0.12 | 775.77 | 1 | Honeywell | 2023-11-16 | redacted
Low Income - Power to Save | LED Lights | 0 | 0 | 0 | 47.6 | 1 | Honeywell | 2023-11-16 | redacted
Low Income - Power to Save | Weather Strip/Caulk | 0 | 0.25 | 0.09 | 503.3 | 1 | Honeywell | 2023-11-08 | redacted
Low Income - Power to Save | Outdoor Coil Cleaning | 0 | 0.1 | 0 | 275 | 1 | Honeywell | 2023-11-08 | redacted
Low Income - Power to Save | HVAC Inspection | 0 | 0.17 | 0 | 268.73 | 1 | Honeywell | 2023-11-08 | redacted
Low Income - Power to Save | Weather Strip/Caulk | 0 | 0.25 | 0.09 | 503.3 | 1 | Honeywell | 2023-11-10 | redacted
Low Income - Power to Save | Outdoor Coil Cleaning | 0 | 0.1 | 0 | 275 | 1 | Honeywell | 2023-11-10 | redacted
Low Income - Power to Save | HVAC Inspection | 0 | 0.17 | 0 | 268.73 | 1 | Honeywell | 2023-11-10 | redacted
Low Income - Power to Save | Faucet Aerators | 0 | 0 | 0.02 | 110.58 | 1 | Honeywell | 2023-11-10 | redacted
Low Income - Power to Save | LI - DUCT | 0 | 0.4 | 0.12 | 775.77 | 1 | Honeywell | 2023-11-10 | redacted
Low Income - Power to Save | LED Lights | 0 | 0 | 0 | 47.6 | 1 | Honeywell | 2023-11-10 | redacted
Low Income - Power to Save | Weather Strip/Caulk | 0 | 0.25 | 0.09 | 503.3 | 1 | Honeywell | 2023-11-17 | redacted
Low Income - Power to Save | Pipe Wrap | 0 | 0.01 | 0.03 | 143.65 | 1 | Honeywell | 2023-11-17 | redacted
Low Income - Power to Save | Outdoor Coil Cleaning | 0 | 0.1 | 0 | 275 | 1 | Honeywell | 2023-11-17 | redacted
Low Income - Power to Save | HVAC Inspection | 0 | 0.17 | 0 | 268.73 | 1 | Honeywell | 2023-11-17 | redacted
Low Income - Power to Save | Faucet Aerators | 0 | 0 | 0.02 | 110.58 | 1 | Honeywell | 2023-11-17 | redacted
Low Income - Power to Save | Low Flow Showerhead | 0 | 0.04 | 0.1 | 504.08 | 1 | Honeywell | 2023-11-17 | redacted
Low Income - Power to Save | LI - DUCT | 0 | 0.4 | 0.12 | 775.77 | 1 | Honeywell | 2023-11-17 | redacted
Low Income - Power to Save | LED Lights | 0 | 0 | 0 | 47.6 | 1 | Honeywell | 2023-11-17 | redacted
Low Income - Power to Save | Low Flow Showerhead | 0 | 0.04 | 0.1 | 504.08 | 1 | Honeywell | 2023-11-17 | redacted
Low Income - Power to Save | LED Lights | 0 | 0 | 0 | 47.6 | 1 | Honeywell | 2023-11-17 | redacted
Low Income - Power to Save | Weather Strip/Caulk | 0 | 0.25 | 0.09 | 503.3 | 1 | Honeywell | 2023-11-10 | redacted
Low Income - Power to Save | Pipe Wrap | 0 | 0.01 | 0.03 | 143.65 | 1 | Honeywell | 2023-11-10 | redacted
Low Income - Power to Save | Outdoor Coil Cleaning | 0 | 0.1 | 0 | 275 | 1 | Honeywell | 2023-11-10 | redacted
Low Income - Power to Save | HVAC Inspection | 0 | 0.17 | 0 | 268.73 | 1 | Honeywell | 2023-11-10 | redacted
Low Income - Power to Save | Faucet Aerators | 0 | 0 | 0.02 | 110.58 | 1 | Honeywell | 2023-11-10 | redacted
Low Income - Power to Save | Low Flow Showerhead | 0 | 0.04 | 0.1 | 504.08 | 1 | Honeywell | 2023-11-10 | redacted
Low Income - Power to Save | LI - DUCT | 0 | 0.4 | 0.12 | 775.77 | 1 | Honeywell | 2023-11-10 | redacted
Low Income - Power to Save | LED Lights | 0 | 0 | 0 | 47.6 | 1 | Honeywell | 2023-11-10 | redacted
Low Income - Power to Save | Weather Strip/Caulk | 0 | 0.25 | 0.09 | 503.3 | 1 | Honeywell | 2023-11-13 | redacted
Low Income - Power to Save | Pipe Wrap | 0 | 0.01 | 0.03 | 143.65 | 1 | Honeywell | 2023-11-13 | redacted
Low Income - Power to Save | Outdoor Coil Cleaning | 0 | 0.1 | 0 | 275 | 1 | Honeywell | 2023-11-13 | redacted
Low Income - Power to Save | HVAC Inspection | 0 | 0.17 | 0 | 268.73 | 1 | Honeywell | 2023-11-13 | redacted
Low Income - Power to Save | Faucet Aerators | 0 | 0 | 0.02 | 110.58 | 1 | Honeywell | 2023-11-13 | redacted
Low Income - Power to Save | LI - DUCT | 0 | 0.4 | 0.12 | 775.77 | 1 | Honeywell | 2023-11-13 | redacted
Low Income - Power to Save | LED Lights | 0 | 0 | 0 | 47.6 | 1 | Honeywell | 2023-11-13 | redacted
Low Income - Power to Save | Outdoor Coil Cleaning | 0 | 0.1 | 0 | 275 | 1 | Honeywell | 2023-11-14 | redacted
Low Income - Power to Save | Faucet Aerators | 0 | 0 | 0.02 | 110.58 | 1 | Honeywell | 2023-11-14 | redacted
Low Income - Power to Save | Low Flow Showerhead | 0 | 0.04 | 0.1 | 504.08 | 1 | Honeywell | 2023-11-14 | redacted
Low Income - Power to Save | LED Lights | 0 | 0 | 0 | 47.6 | 1 | Honeywell | 2023-11-14 | redacted
Low Income - Power to Save | Weather Strip/Caulk | 0 | 0.25 | 0.09 | 503.3 | 1 | Honeywell | 2023-11-13 | redacted
Low Income - Power to Save | Outdoor Coil Cleaning | 0 | 0.1 | 0 | 275 | 1 | Honeywell | 2023-11-13 | redacted
Low Income - Power to Save | HVAC Inspection | 0 | 0.17 | 0 | 268.73 | 1 | Honeywell | 2023-11-13 | redacted
Low Income - Power to Save | Faucet Aerators | 0 | 0 | 0.02 | 110.58 | 1 | Honeywell | 2023-11-13 | redacted
Low Income - Power to Save | Low Flow Showerhead | 0 | 0.04 | 0.1 | 504.08 | 1 | Honeywell | 2023-11-13 | redacted
Low Income - Power to Save | Weather Strip/Caulk | 0 | 0.25 | 0.09 | 503.3 | 1 | Honeywell | 2023-11-10 | redacted
Low Income - Power to Save | Outdoor Coil Cleaning | 0 | 0.1 | 0 | 275 | 1 | Honeywell | 2023-11-10 | redacted
Low Income - Power to Save | HVAC Inspection | 0 | 0.17 | 0 | 268.73 | 1 | Honeywell | 2023-11-10 | redacted
Low Income - Power to Save | Weather Strip/Caulk | 0 | 0.25 | 0.09 | 503.3 | 1 | Honeywell | 2023-11-17 | redacted
Low Income - Power to Save | Faucet Aerators | 0 | 0 | 0.02 | 110.58 | 1 | Honeywell | 2023-11-17 | redacted
Low Income - Power to Save | Low Flow Showerhead | 0 | 0.04 | 0.1 | 504.08 | 1 | Honeywell | 2023-11-17 | redacted
Low Income - Power to Save | Weather Strip/Caulk | 0 | 0.25 | 0.09 | 503.3 | 1 | Honeywell | 2023-11-16 | redacted
Low Income - Power to Save | Outdoor Coil Cleaning | 0 | 0.1 | 0 | 275 | 1 | Honeywell | 2023-11-16 | redacted
Low Income - Power to Save | Faucet Aerators | 0 | 0 | 0.02 | 110.58 | 1 | Honeywell | 2023-11-16 | redacted
Low Income - Power to Save | Low Flow Showerhead | 0 | 0.04 | 0.1 | 504.08 | 1 | Honeywell | 2023-11-16 | redacted
Low Income - Power to Save | LED Lights | 0 | 0 | 0 | 47.6 | 1 | Honeywell | 2023-11-16 | redacted
Low Income - Power to Save | Weather Strip/Caulk | 0 | 0.25 | 0.09 | 503.3 | 1 | Honeywell | 2023-11-13 | redacted
Low Income - Power to Save | Outdoor Coil Cleaning | 0 | 0.1 | 0 | 275 | 1 | Honeywell | 2023-11-13 | redacted
Low Income - Power to Save | Faucet Aerators | 0 | 0 | 0.02 | 110.58 | 1 | Honeywell | 2023-11-13 | redacted
Low Income - Power to Save | LED Lights | 0 | 0 | 0 | 47.6 | 1 | Honeywell | 2023-11-13 | redacted
Low Income - Power to Save | Weather Strip/Caulk | 0 | 0.25 | 0.09 | 503.3 | 1 | Honeywell | 2023-11-14 | redacted
Low Income - Power to Save | Pipe Wrap | 0 | 0.01 | 0.03 | 143.65 | 1 | Honeywell | 2023-11-14 | redacted
Low Income - Power to Save | Outdoor Coil Cleaning | 0 | 0.1 | 0 | 275 | 1 | Honeywell | 2023-11-14 | redacted
Low Income - Power to Save | HVAC Inspection | 0 | 0.17 | 0 | 268.73 | 1 | Honeywell | 2023-11-14 | redacted
Low Income - Power to Save | Faucet Aerators | 0 | 0 | 0.02 | 110.58 | 1 | Honeywell | 2023-11-14 | redacted
Low Income - Power to Save | Low Flow Showerhead | 0 | 0.04 | 0.1 | 504.08 | 1 | Honeywell | 2023-11-14 | redacted
Low Income - Power to Save | LI - DUCT | 0 | 0.4 | 0.12 | 775.77 | 1 | Honeywell | 2023-11-14 | redacted
Low Income - Power to Save | LED Lights | 0 | 0 | 0 | 47.6 | 1 | Honeywell | 2023-11-14 | redacted
Low Income - Power to Save | Outdoor Coil Cleaning | 0 | 0.1 | 0 | 275 | 1 | Honeywell | 2023-11-17 | redacted
Low Income - Power to Save | LED Lights | 0 | 0 | 0 | 47.6 | 1 | Honeywell | 2023-11-17 | redacted
Low Income - Power to Save | Weather Strip/Caulk | 0 | 0.25 | 0.09 | 503.3 | 1 | Honeywell | 2023-11-14 | redacted
Low Income - Power to Save | Outdoor Coil Cleaning | 0 | 0.1 | 0 | 275 | 1 | Honeywell | 2023-11-14 | redacted
Low Income - Power to Save | HVAC Inspection | 0 | 0.17 | 0 | 268.73 | 1 | Honeywell | 2023-11-14 | redacted
Low Income - Power to Save | LI - DUCT | 0 | 0.4 | 0.12 | 775.77 | 1 | Honeywell | 2023-11-14 | redacted
Low Income - Power to Save | LED Lights | 0 | 0 | 0 | 47.6 | 1 | Honeywell | 2023-11-14 | redacted
Low Income - Power to Save | Weather Strip/Caulk | 0 | 0.25 | 0.09 | 503.3 | 1 | Honeywell | 2023-11-08 | redacted
Low Income - Power to Save | Outdoor Coil Cleaning | 0 | 0.1 | 0 | 275 | 1 | Honeywell | 2023-11-08 | redacted
Low Income - Power to Save | HVAC Inspection | 0 | 0.17 | 0 | 268.73 | 1 | Honeywell | 2023-11-08 | redacted
Low Income - Power to Save | Faucet Aerators | 0 | 0 | 0.02 | 110.58 | 1 | Honeywell | 2023-11-08 | redacted
Low Income - Power to Save | Weather Strip/Caulk | 0 | 0.25 | 0.09 | 503.3 | 1 | Honeywell | 2023-11-15 | redacted
Low Income - Power to Save | Outdoor Coil Cleaning | 0 | 0.1 | 0 | 275 | 1 | Honeywell | 2023-11-15 | redacted
Low Income - Power to Save | Faucet Aerators | 0 | 0 | 0.02 | 110.58 | 1 | Honeywell | 2023-11-15 | redacted
Low Income - Power to Save | Low Flow Showerhead | 0 | 0.04 | 0.1 | 504.08 | 1 | Honeywell | 2023-11-15 | redacted
Low Income - Power to Save | LED Lights | 0 | 0 | 0 | 47.6 | 1 | Honeywell | 2023-11-15 | redacted
Low Income - Power to Save | Weather Strip/Caulk | 0 | 0.25 | 0.09 | 503.3 | 1 | Honeywell | 2023-11-13 | redacted
Low Income - Power to Save | Pipe Wrap | 0 | 0.01 | 0.03 | 143.65 | 1 | Honeywell | 2023-11-13 | redacted
Low Income - Power to Save | Outdoor Coil Cleaning | 0 | 0.1 | 0 | 275 | 1 | Honeywell | 2023-11-13 | redacted
Low Income - Power to Save | HVAC Inspection | 0 | 0.17 | 0 | 268.73 | 1 | Honeywell | 2023-11-13 | redacted
Low Income - Power to Save | Faucet Aerators | 0 | 0 | 0.02 | 110.58 | 1 | Honeywell | 2023-11-13 | redacted
Low Income - Power to Save | LI - DUCT | 0 | 0.4 | 0.12 | 775.77 | 1 | Honeywell | 2023-11-13 | redacted
Low Income - Power to Save | LED Lights | 0 | 0 | 0 | 47.6 | 1 | Honeywell | 2023-11-13 | redacted
Low Income - Power to Save | Weather Strip/Caulk | 0 | 0.25 | 0.09 | 503.3 | 1 | Honeywell | 2023-11-16 | redacted
Low Income - Power to Save | Pipe Wrap | 0 | 0.01 | 0.03 | 143.65 | 1 | Honeywell | 2023-11-16 | redacted
Low Income - Power to Save | Outdoor Coil Cleaning | 0 | 0.1 | 0 | 275 | 1 | Honeywell | 2023-11-16 | redacted
Low Income - Power to Save | HVAC Inspection | 0 | 0.17 | 0 | 268.73 | 1 | Honeywell | 2023-11-16 | redacted
Low Income - Power to Save | Faucet Aerators | 0 | 0 | 0.02 | 110.58 | 1 | Honeywell | 2023-11-16 | redacted
Low Income - Power to Save | Low Flow Showerhead | 0 | 0.04 | 0.1 | 504.08 | 1 | Honeywell | 2023-11-16 | redacted
Low Income - Power to Save | LI - DUCT | 0 | 0.4 | 0.12 | 775.77 | 1 | Honeywell | 2023-11-16 | redacted
Low Income - Power to Save | LED Lights | 0 | 0 | 0 | 47.6 | 1 | Honeywell | 2023-11-16 | redacted
Low Income - Power to Save | Weather Strip/Caulk | 0 | 0.25 | 0.09 | 503.3 | 1 | Honeywell | 2023-11-15 | redacted
Low Income - Power to Save | Pipe Wrap | 0 | 0.01 | 0.03 | 143.65 | 1 | Honeywell | 2023-11-15 | redacted
Low Income - Power to Save | Outdoor Coil Cleaning | 0 | 0.1 | 0 | 275 | 1 | Honeywell | 2023-11-15 | redacted
Low Income - Power to Save | HVAC Inspection | 0 | 0.17 | 0 | 268.73 | 1 | Honeywell | 2023-11-15 | redacted
Low Income - Power to Save | Faucet Aerators | 0 | 0 | 0.02 | 110.58 | 1 | Honeywell | 2023-11-15 | redacted
Low Income - Power to Save | Low Flow Showerhead | 0 | 0.04 | 0.1 | 504.08 | 1 | Honeywell | 2023-11-15 | redacted
Low Income - Power to Save | Weather Strip/Caulk | 0 | 0.25 | 0.09 | 503.3 | 1 | Honeywell | 2023-11-10 | redacted
Low Income - Power to Save | Low Flow Showerhead | 0 | 0.04 | 0.1 | 504.08 | 1 | Honeywell | 2023-11-10 | redacted
Low Income - Power to Save | LED Lights | 0 | 0 | 0 | 47.6 | 1 | Honeywell | 2023-11-10 | redacted
Low Income - Power to Save | Weather Strip/Caulk | 0 | 0.25 | 0.09 | 503.3 | 1 | Honeywell | 2023-11-10 | redacted
Low Income - Power to Save | Outdoor Coil Cleaning | 0 | 0.1 | 0 | 275 | 1 | Honeywell | 2023-11-10 | redacted
Low Income - Power to Save | HVAC Inspection | 0 | 0.17 | 0 | 268.73 | 1 | Honeywell | 2023-11-10 | redacted
Low Income - Power to Save | Faucet Aerators | 0 | 0 | 0.02 | 110.58 | 1 | Honeywell | 2023-11-10 | redacted
Low Income - Power to Save | Low Flow Showerhead | 0 | 0.04 | 0.1 | 504.08 | 1 | Honeywell | 2023-11-10 | redacted
Low Income - Power to Save | LI - DUCT | 0 | 0.4 | 0.12 | 775.77 | 1 | Honeywell | 2023-11-10 | redacted
Low Income - Power to Save | LED Lights | 0 | 0 | 0 | 47.6 | 1 | Honeywell | 2023-11-10 | redacted
Low Income - Power to Save | Weather Strip/Caulk | 0 | 0.25 | 0.09 | 503.3 | 1 | Honeywell | 2023-11-16 | redacted
Low Income - Power to Save | Outdoor Coil Cleaning | 0 | 0.1 | 0 | 275 | 1 | Honeywell | 2023-11-16 | redacted
Low Income - Power to Save | HVAC Inspection | 0 | 0.17 | 0 | 268.73 | 1 | Honeywell | 2023-11-16 | redacted
Low Income - Power to Save | Faucet Aerators | 0 | 0 | 0.02 | 110.58 | 1 | Honeywell | 2023-11-16 | redacted
Low Income - Power to Save | Low Flow Showerhead | 0 | 0.04 | 0.1 | 504.08 | 1 | Honeywell | 2023-11-16 | redacted
Low Income - Power to Save | LI - DUCT | 0 | 0.4 | 0.12 | 775.77 | 1 | Honeywell | 2023-11-16 | redacted
Low Income - Power to Save | LED Lights | 0 | 0 | 0 | 47.6 | 1 | Honeywell | 2023-11-16 | redacted
Low Income - Power to Save | Weather Strip/Caulk | 0 | 0.25 | 0.09 | 503.3 | 1 | Honeywell | 2023-11-09 | redacted
Low Income - Power to Save | Outdoor Coil Cleaning | 0 | 0.1 | 0 | 275 | 1 | Honeywell | 2023-11-09 | redacted
Low Income - Power to Save | HVAC Inspection | 0 | 0.17 | 0 | 268.73 | 1 | Honeywell | 2023-11-09 | redacted
Low Income - Power to Save | Faucet Aerators | 0 | 0 | 0.02 | 110.58 | 1 | Honeywell | 2023-11-09 | redacted
Low Income - Power to Save | Low Flow Showerhead | 0 | 0.04 | 0.1 | 504.08 | 1 | Honeywell | 2023-11-09 | redacted
Low Income - Power to Save | LI - DUCT | 0 | 0.4 | 0.12 | 775.77 | 1 | Honeywell | 2023-11-09 | redacted
Low Income - Power to Save | LED Lights | 0 | 0 | 0 | 47.6 | 1 | Honeywell | 2023-11-09 | redacted
Low Income - Power to Save | Weather Strip/Caulk | 0 | 0.25 | 0.09 | 503.3 | 1 | Honeywell | 2023-11-14 | redacted
Low Income - Power to Save | Outdoor Coil Cleaning | 0 | 0.1 | 0 | 275 | 1 | Honeywell | 2023-11-14 | redacted
Low Income - Power to Save | HVAC Inspection | 0 | 0.17 | 0 | 268.73 | 1 | Honeywell | 2023-11-14 | redacted
Low Income - Power to Save | Low Flow Showerhead | 0 | 0.04 | 0.1 | 504.08 | 1 | Honeywell | 2023-11-14 | redacted
Low Income - Power to Save | LI - DUCT | 0 | 0.4 | 0.12 | 775.77 | 1 | Honeywell | 2023-11-14 | redacted
Low Income - Power to Save | LED Lights | 0 | 0 | 0 | 47.6 | 1 | Honeywell | 2023-11-14 | redacted
Low Income - Power to Save | Weather Strip/Caulk | 0 | 0.25 | 0.09 | 503.3 | 1 | Honeywell | 2023-11-10 | redacted
Low Income - Power to Save | Outdoor Coil Cleaning | 0 | 0.1 | 0 | 275 | 1 | Honeywell | 2023-11-10 | redacted
Low Income - Power to Save | Low Flow Showerhead | 0 | 0.04 | 0.1 | 504.08 | 1 | Honeywell | 2023-11-10 | redacted
Low Income - Power to Save | LED Lights | 0 | 0 | 0 | 47.6 | 1 | Honeywell | 2023-11-10 | redacted
Low Income - Power to Save | Weather Strip/Caulk | 0 | 0.25 | 0.09 | 503.3 | 1 | Honeywell | 2023-11-08 | redacted
Low Income - Power to Save | Outdoor Coil Cleaning | 0 | 0.1 | 0 | 275 | 1 | Honeywell | 2023-11-08 | redacted
Low Income - Power to Save | HVAC Inspection | 0 | 0.17 | 0 | 268.73 | 1 | Honeywell | 2023-11-08 | redacted
Low Income - Power to Save | Weather Strip/Caulk | 0 | 0.25 | 0.09 | 503.3 | 1 | Honeywell | 2023-11-08 | redacted
Low Income - Power to Save | Outdoor Coil Cleaning | 0 | 0.1 | 0 | 275 | 1 | Honeywell | 2023-11-08 | redacted
Low Income - Power to Save | HVAC Inspection | 0 | 0.17 | 0 | 268.73 | 1 | Honeywell | 2023-11-08 | redacted
Low Income - Power to Save | Faucet Aerators | 0 | 0 | 0.02 | 110.58 | 1 | Honeywell | 2023-11-08 | redacted
Low Income - Power to Save | Low Flow Showerhead | 0 | 0.04 | 0.1 | 504.08 | 1 | Honeywell | 2023-11-08 | redacted
Low Income - Power to Save | LI - DUCT | 0 | 0.4 | 0.12 | 775.77 | 1 | Honeywell | 2023-11-08 | redacted
Low Income - Power to Save | LED Lights | 0 | 0 | 0 | 47.6 | 1 | Honeywell | 2023-11-08 | redacted
Low Income - Power to Save | Faucet Aerators | 0 | 0 | 0.02 | 110.58 | 1 | Honeywell | 2023-11-10 | redacted
Low Income - Power to Save | Low Flow Showerhead | 0 | 0.04 | 0.1 | 504.08 | 1 | Honeywell | 2023-11-10 | redacted
Low Income - Power to Save | LED Lights | 0 | 0 | 0 | 47.6 | 1 | Honeywell | 2023-11-10 | redacted
Low Income - Power to Save | Outdoor Coil Cleaning | 0 | 0.1 | 0 | 275 | 1 | Honeywell | 2023-11-17 | redacted
Low Income - Power to Save | HVAC Inspection | 0 | 0.17 | 0 | 268.73 | 1 | Honeywell | 2023-11-17 | redacted
Low Income - Power to Save | Low Flow Showerhead | 0 | 0.04 | 0.1 | 504.08 | 1 | Honeywell | 2023-11-17 | redacted
Low Income - Power to Save | Weather Strip/Caulk | 0 | 0.25 | 0.09 | 503.3 | 1 | Honeywell | 2023-11-17 | redacted
Low Income - Power to Save | LED Lights | 0 | 0 | 0 | 47.6 | 1 | Honeywell | 2023-11-17 | redacted
Low Income - Power to Save | Weather Strip/Caulk | 0 | 0.25 | 0.09 | 503.3 | 1 | Honeywell | 2023-11-17 | redacted
Low Income - Power to Save | Outdoor Coil Cleaning | 0 | 0.1 | 0 | 275 | 1 | Honeywell | 2023-11-17 | redacted
Low Income - Power to Save | HVAC Inspection | 0 | 0.17 | 0 | 268.73 | 1 | Honeywell | 2023-11-17 | redacted
Low Income - Power to Save | Faucet Aerators | 0 | 0 | 0.02 | 110.58 | 1 | Honeywell | 2023-11-17 | redacted
Low Income - Power to Save | Low Flow Showerhead | 0 | 0.04 | 0.1 | 504.08 | 1 | Honeywell | 2023-11-17 | redacted
Low Income - Power to Save | Weather Strip/Caulk | 0 | 0.25 | 0.09 | 503.3 | 1 | Honeywell | 2023-11-08 | redacted
Low Income - Power to Save | HVAC Inspection | 0 | 0.17 | 0 | 268.73 | 1 | Honeywell | 2023-11-08 | redacted
Low Income - Power to Save | Faucet Aerators | 0 | 0 | 0.02 | 110.58 | 1 | Honeywell | 2023-11-08 | redacted
Low Income - Power to Save | LI - DUCT | 0 | 0.4 | 0.12 | 775.77 | 1 | Honeywell | 2023-11-08 | redacted
Low Income - Power to Save | LED Lights | 0 | 0 | 0 | 47.6 | 1 | Honeywell | 2023-11-08 | redacted
Low Income - Power to Save | Weather Strip/Caulk | 0 | 0.25 | 0.09 | 503.3 | 1 | Honeywell | 2023-11-13 | redacted
Low Income - Power to Save | Outdoor Coil Cleaning | 0 | 0.1 | 0 | 275 | 1 | Honeywell | 2023-11-13 | redacted
Low Income - Power to Save | HVAC Inspection | 0 | 0.17 | 0 | 268.73 | 1 | Honeywell | 2023-11-13 | redacted
Low Income - Power to Save | LI - DUCT | 0 | 0.4 | 0.12 | 775.77 | 1 | Honeywell | 2023-11-13 | redacted
Low Income - Power to Save | Pipe Wrap | 0 | 0.01 | 0.03 | 143.65 | 1 | Honeywell | 2023-11-16 | redacted
Low Income - Power to Save | Outdoor Coil Cleaning | 0 | 0.1 | 0 | 275 | 1 | Honeywell | 2023-11-16 | redacted
Low Income - Power to Save | HVAC Inspection | 0 | 0.17 | 0 | 268.73 | 1 | Honeywell | 2023-11-16 | redacted
Low Income - Power to Save | Low Flow Showerhead | 0 | 0.04 | 0.1 | 504.08 | 1 | Honeywell | 2023-11-16 | redacted
Low Income - Power to Save | LI - DUCT | 0 | 0.4 | 0.12 | 775.77 | 1 | Honeywell | 2023-11-16 | redacted
Low Income - Power to Save | LED Lights | 0 | 0 | 0 | 47.6 | 1 | Honeywell | 2023-11-16 | redacted
Low Income - Power to Save | Weather Strip/Caulk | 0 | 0.25 | 0.09 | 503.3 | 1 | Honeywell | 2023-11-08 | redacted
Low Income - Power to Save | HVAC Inspection | 0 | 0.17 | 0 | 268.73 | 1 | Honeywell | 2023-11-08 | redacted
Low Income - Power to Save | Faucet Aerators | 0 | 0 | 0.02 | 110.58 | 1 | Honeywell | 2023-11-08 | redacted
Low Income - Power to Save | LI - DUCT | 0 | 0.4 | 0.12 | 775.77 | 1 | Honeywell | 2023-11-08 | redacted
Low Income - Power to Save | LED Lights | 0 | 0 | 0 | 47.6 | 1 | Honeywell | 2023-11-08 | redacted
Low Income - Power to Save | Weather Strip/Caulk | 0 | 0.25 | 0.09 | 503.3 | 1 | Honeywell | 2023-11-09 | redacted
Low Income - Power to Save | Pipe Wrap | 0 | 0.01 | 0.03 | 143.65 | 1 | Honeywell | 2023-11-09 | redacted
Low Income - Power to Save | Outdoor Coil Cleaning | 0 | 0.1 | 0 | 275 | 1 | Honeywell | 2023-11-09 | redacted
Low Income - Power to Save | HVAC Inspection | 0 | 0.17 | 0 | 268.73 | 1 | Honeywell | 2023-11-09 | redacted
Low Income - Power to Save | Faucet Aerators | 0 | 0 | 0.02 | 110.58 | 1 | Honeywell | 2023-11-09 | redacted
Low Income - Power to Save | LI - DUCT | 0 | 0.4 | 0.12 | 775.77 | 1 | Honeywell | 2023-11-09 | redacted
Low Income - Power to Save | LED Lights | 0 | 0 | 0 | 47.6 | 1 | Honeywell | 2023-11-09 | redacted
Low Income - Power to Save | Weather Strip/Caulk | 0 | 0.25 | 0.09 | 503.3 | 1 | Honeywell | 2023-11-10 | redacted
Low Income - Power to Save | Faucet Aerators | 0 | 0 | 0.02 | 110.58 | 1 | Honeywell | 2023-11-10 | redacted
Low Income - Power to Save | Weather Strip/Caulk | 0 | 0.25 | 0.09 | 503.3 | 1 | Honeywell | 2023-11-08 | redacted
Low Income - Power to Save | HVAC Inspection | 0 | 0.17 | 0 | 268.73 | 1 | Honeywell | 2023-11-08 | redacted
Low Income - Power to Save | Faucet Aerators | 0 | 0 | 0.02 | 110.58 | 1 | Honeywell | 2023-11-08 | redacted
Low Income - Power to Save | LI - DUCT | 0 | 0.4 | 0.12 | 775.77 | 1 | Honeywell | 2023-11-08 | redacted
Low Income - Power to Save | LED Lights | 0 | 0 | 0 | 47.6 | 1 | Honeywell | 2023-11-08 | redacted
Low Income - Power to Save | Weather Strip/Caulk | 0 | 0.25 | 0.09 | 503.3 | 1 | Honeywell | 2023-11-16 | redacted
Low Income - Power to Save | Outdoor Coil Cleaning | 0 | 0.1 | 0 | 275 | 1 | Honeywell | 2023-11-16 | redacted
Low Income - Power to Save | HVAC Inspection | 0 | 0.17 | 0 | 268.73 | 1 | Honeywell | 2023-11-16 | redacted
Low Income - Power to Save | Weather Strip/Caulk | 0 | 0.25 | 0.09 | 503.3 | 1 | Honeywell | 2023-11-16 | redacted
Low Income - Power to Save | Pipe Wrap | 0 | 0.01 | 0.03 | 143.65 | 1 | Honeywell | 2023-11-16 | redacted
Low Income - Power to Save | Outdoor Coil Cleaning | 0 | 0.1 | 0 | 275 | 1 | Honeywell | 2023-11-16 | redacted
Low Income - Power to Save | HVAC Inspection | 0 | 0.17 | 0 | 268.73 | 1 | Honeywell | 2023-11-16 | redacted
Low Income - Power to Save | Low Flow Showerhead | 0 | 0.04 | 0.1 | 504.08 | 1 | Honeywell | 2023-11-16 | redacted
Low Income - Power to Save | LI - DUCT | 0 | 0.4 | 0.12 | 775.77 | 1 | Honeywell | 2023-11-16 | redacted
Low Income - Power to Save | LED Lights | 0 | 0 | 0 | 47.6 | 1 | Honeywell | 2023-11-16 | redacted
Low Income - Power to Save | Weather Strip/Caulk | 0 | 0.25 | 0.09 | 503.3 | 1 | Honeywell | 2023-11-13 | redacted
Low Income - Power to Save | Outdoor Coil Cleaning | 0 | 0.1 | 0 | 275 | 1 | Honeywell | 2023-11-13 | redacted
Low Income - Power to Save | Faucet Aerators | 0 | 0 | 0.02 | 110.58 | 1 | Honeywell | 2023-11-13 | redacted
Low Income - Power to Save | Low Flow Showerhead | 0 | 0.04 | 0.1 | 504.08 | 1 | Honeywell | 2023-11-13 | redacted
Low Income - Power to Save | LED Lights | 0 | 0 | 0 | 47.6 | 1 | Honeywell | 2023-11-13 | redacted
Low Income - Power to Save | Weather Strip/Caulk | 0 | 0.25 | 0.09 | 503.3 | 1 | Honeywell | 2023-11-14 | redacted
Low Income - Power to Save | Outdoor Coil Cleaning | 0 | 0.1 | 0 | 275 | 1 | Honeywell | 2023-11-14 | redacted
Low Income - Power to Save | HVAC Inspection | 0 | 0.17 | 0 | 268.73 | 1 | Honeywell | 2023-11-14 | redacted
Low Income - Power to Save | LI - DUCT | 0 | 0.4 | 0.12 | 775.77 | 1 | Honeywell | 2023-11-14 | redacted
Low Income - Power to Save | LED Lights | 0 | 0 | 0 | 47.6 | 1 | Honeywell | 2023-11-14 | redacted
Low Income - Power to Save | Weather Strip/Caulk | 0 | 0.25 | 0.09 | 503.3 | 1 | Honeywell | 2023-11-14 | redacted
Low Income - Power to Save | Low Flow Showerhead | 0 | 0.04 | 0.1 | 504.08 | 1 | Honeywell | 2023-11-14 | redacted
Low Income - Power to Save | LED Lights | 0 | 0 | 0 | 47.6 | 1 | Honeywell | 2023-11-14 | redacted
Low Income - Power to Save | Weather Strip/Caulk | 0 | 0.25 | 0.09 | 503.3 | 1 | Honeywell | 2023-11-13 | redacted
Low Income - Power to Save | Pipe Wrap | 0 | 0.01 | 0.03 | 143.65 | 1 | Honeywell | 2023-11-13 | redacted
Low Income - Power to Save | Outdoor Coil Cleaning | 0 | 0.1 | 0 | 275 | 1 | Honeywell | 2023-11-13 | redacted
Low Income - Power to Save | HVAC Inspection | 0 | 0.17 | 0 | 268.73 | 1 | Honeywell | 2023-11-13 | redacted
Low Income - Power to Save | Faucet Aerators | 0 | 0 | 0.02 | 110.58 | 1 | Honeywell | 2023-11-13 | redacted
Low Income - Power to Save | LI - DUCT | 0 | 0.4 | 0.12 | 775.77 | 1 | Honeywell | 2023-11-13 | redacted
Low Income - Power to Save | LED Lights | 0 | 0 | 0 | 47.6 | 1 | Honeywell | 2023-11-13 | redacted
Low Income - Power to Save | Weather Strip/Caulk | 0 | 0.25 | 0.09 | 503.3 | 1 | Honeywell | 2023-11-09 | redacted
Low Income - Power to Save | Outdoor Coil Cleaning | 0 | 0.1 | 0 | 275 | 1 | Honeywell | 2023-11-09 | redacted
Low Income - Power to Save | Faucet Aerators | 0 | 0 | 0.02 | 110.58 | 1 | Honeywell | 2023-11-09 | redacted
Low Income - Power to Save | Low Flow Showerhead | 0 | 0.04 | 0.1 | 504.08 | 1 | Honeywell | 2023-11-09 | redacted
Low Income - Power to Save | LED Lights | 0 | 0 | 0 | 47.6 | 1 | Honeywell | 2023-11-09 | redacted
Low Income - Power to Save | Weather Strip/Caulk | 0 | 0.25 | 0.09 | 503.3 | 1 | Honeywell | 2023-11-13 | redacted
Low Income - Power to Save | Outdoor Coil Cleaning | 0 | 0.1 | 0 | 275 | 1 | Honeywell | 2023-11-13 | redacted
Low Income - Power to Save | HVAC Inspection | 0 | 0.17 | 0 | 268.73 | 1 | Honeywell | 2023-11-13 | redacted
Low Income - Power to Save | LI - DUCT | 0 | 0.4 | 0.12 | 775.77 | 1 | Honeywell | 2023-11-13 | redacted
Low Income - Power to Save | Weather Strip/Caulk | 0 | 0.25 | 0.09 | 503.3 | 1 | Honeywell | 2023-11-13 | redacted
Low Income - Power to Save | Outdoor Coil Cleaning | 0 | 0.1 | 0 | 275 | 1 | Honeywell | 2023-11-13 | redacted
Low Income - Power to Save | HVAC Inspection | 0 | 0.17 | 0 | 268.73 | 1 | Honeywell | 2023-11-13 | redacted
Low Income - Power to Save | Faucet Aerators | 0 | 0 | 0.02 | 110.58 | 1 | Honeywell | 2023-11-13 | redacted
Low Income - Power to Save | Low Flow Showerhead | 0 | 0.04 | 0.1 | 504.08 | 1 | Honeywell | 2023-11-13 | redacted
Low Income - Power to Save | LI - DUCT | 0 | 0.4 | 0.12 | 775.77 | 1 | Honeywell | 2023-11-13 | redacted
Low Income - Power to Save | LED Lights | 0 | 0 | 0 | 47.6 | 1 | Honeywell | 2023-11-13 | redacted
Low Income - Power to Save | Weather Strip/Caulk | 0 | 0.25 | 0.09 | 503.3 | 1 | Honeywell | 2023-11-15 | redacted
Low Income - Power to Save | Outdoor Coil Cleaning | 0 | 0.1 | 0 | 275 | 1 | Honeywell | 2023-11-15 | redacted
Low Income - Power to Save | HVAC Inspection | 0 | 0.17 | 0 | 268.73 | 1 | Honeywell | 2023-11-15 | redacted
Low Income - Power to Save | Low Flow Showerhead | 0 | 0.04 | 0.1 | 504.08 | 1 | Honeywell | 2023-11-15 | redacted
Low Income - Power to Save | LI - DUCT | 0 | 0.4 | 0.12 | 775.77 | 1 | Honeywell | 2023-11-15 | redacted
Low Income - Power to Save | LED Lights | 0 | 0 | 0 | 47.6 | 1 | Honeywell | 2023-11-15 | redacted
Low Income - Power to Save | Outdoor Coil Cleaning | 0 | 0.1 | 0 | 275 | 1 | Honeywell | 2023-11-14 | redacted
Low Income - Power to Save | HVAC Inspection | 0 | 0.17 | 0 | 268.73 | 1 | Honeywell | 2023-11-14 | redacted
Low Income - Power to Save | Weather Strip/Caulk | 0 | 0.25 | 0.09 | 503.3 | 1 | Honeywell | 2023-11-16 | redacted
Low Income - Power to Save | Low Flow Showerhead | 0 | 0.04 | 0.1 | 504.08 | 1 | Honeywell | 2023-11-16 | redacted
Low Income - Power to Save | LED Lights | 0 | 0 | 0 | 47.6 | 1 | Honeywell | 2023-11-16 | redacted
Low Income - Power to Save | Weather Strip/Caulk | 0 | 0.25 | 0.09 | 503.3 | 1 | Honeywell | 2023-11-10 | redacted
Low Income - Power to Save | Pipe Wrap | 0 | 0.01 | 0.03 | 143.65 | 1 | Honeywell | 2023-11-10 | redacted
Low Income - Power to Save | Outdoor Coil Cleaning | 0 | 0.1 | 0 | 275 | 1 | Honeywell | 2023-11-10 | redacted
Low Income - Power to Save | HVAC Inspection | 0 | 0.17 | 0 | 268.73 | 1 | Honeywell | 2023-11-10 | redacted
Low Income - Power to Save | Faucet Aerators | 0 | 0 | 0.02 | 110.58 | 1 | Honeywell | 2023-11-10 | redacted
Low Income - Power to Save | Low Flow Showerhead | 0 | 0.04 | 0.1 | 504.08 | 1 | Honeywell | 2023-11-10 | redacted
Low Income - Power to Save | LI - DUCT | 0 | 0.4 | 0.12 | 775.77 | 1 | Honeywell | 2023-11-10 | redacted
Low Income - Power to Save | LED Lights | 0 | 0 | 0 | 47.6 | 1 | Honeywell | 2023-11-10 | redacted
Low Income - Power to Save | Weather Strip/Caulk | 0 | 0.25 | 0.09 | 503.3 | 1 | Honeywell | 2023-11-15 | redacted
Low Income - Power to Save | Outdoor Coil Cleaning | 0 | 0.1 | 0 | 275 | 1 | Honeywell | 2023-11-15 | redacted
Low Income - Power to Save | Faucet Aerators | 0 | 0 | 0.02 | 110.58 | 1 | Honeywell | 2023-11-15 | redacted
Low Income - Power to Save | Low Flow Showerhead | 0 | 0.04 | 0.1 | 504.08 | 1 | Honeywell | 2023-11-15 | redacted
Low Income - Power to Save | LED Lights | 0 | 0 | 0 | 47.6 | 1 | Honeywell | 2023-11-15 | redacted
Low Income - Power to Save | Weather Strip/Caulk | 0 | 0.25 | 0.09 | 503.3 | 1 | Honeywell | 2023-11-17 | redacted
Low Income - Power to Save | Weather Strip/Caulk | 0 | 0.25 | 0.09 | 503.3 | 1 | Honeywell | 2023-11-16 | redacted
Low Income - Power to Save | Outdoor Coil Cleaning | 0 | 0.1 | 0 | 275 | 1 | Honeywell | 2023-11-16 | redacted
Low Income - Power to Save | HVAC Inspection | 0 | 0.17 | 0 | 268.73 | 1 | Honeywell | 2023-11-16 | redacted
Low Income - Power to Save | LI - DUCT | 0 | 0.4 | 0.12 | 775.77 | 1 | Honeywell | 2023-11-16 | redacted
Low Income - Power to Save | LED Lights | 0 | 0 | 0 | 47.6 | 1 | Honeywell | 2023-11-16 | redacted
Low Income - Power to Save | Weather Strip/Caulk | 0 | 0.25 | 0.09 | 503.3 | 1 | Honeywell | 2023-11-17 | redacted
Low Income - Power to Save | Outdoor Coil Cleaning | 0 | 0.1 | 0 | 275 | 1 | Honeywell | 2023-11-17 | redacted
Low Income - Power to Save | Faucet Aerators | 0 | 0 | 0.02 | 110.58 | 1 | Honeywell | 2023-11-17 | redacted
Low Income - Power to Save | Low Flow Showerhead | 0 | 0.04 | 0.1 | 504.08 | 1 | Honeywell | 2023-11-17 | redacted
Low Income - Power to Save | Weather Strip/Caulk | 0 | 0.25 | 0.09 | 503.3 | 1 | Honeywell | 2023-11-14 | redacted
Low Income - Power to Save | Pipe Wrap | 0 | 0.01 | 0.03 | 143.65 | 1 | Honeywell | 2023-11-14 | redacted
Low Income - Power to Save | Low Flow Showerhead | 0 | 0.04 | 0.1 | 504.08 | 1 | Honeywell | 2023-11-14 | redacted
Low Income - Power to Save | LED Lights | 0 | 0 | 0 | 47.6 | 1 | Honeywell | 2023-11-14 | redacted
Low Income - Power to Save | Weather Strip/Caulk | 0 | 0.25 | 0.09 | 503.3 | 1 | Honeywell | 2023-11-13 | redacted
Low Income - Power to Save | Outdoor Coil Cleaning | 0 | 0.1 | 0 | 275 | 1 | Honeywell | 2023-11-13 | redacted
Low Income - Power to Save | HVAC Inspection | 0 | 0.17 | 0 | 268.73 | 1 | Honeywell | 2023-11-13 | redacted
Low Income - Power to Save | LI - DUCT | 0 | 0.4 | 0.12 | 775.77 | 1 | Honeywell | 2023-11-13 | redacted
Low Income - Power to Save | Weather Strip/Caulk | 0 | 0.25 | 0.09 | 503.3 | 1 | Honeywell | 2023-11-10 | redacted
Low Income - Power to Save | Outdoor Coil Cleaning | 0 | 0.1 | 0 | 275 | 1 | Honeywell | 2023-11-10 | redacted
Low Income - Power to Save | HVAC Inspection | 0 | 0.17 | 0 | 268.73 | 1 | Honeywell | 2023-11-10 | redacted
Low Income - Power to Save | Low Flow Showerhead | 0 | 0.04 | 0.1 | 504.08 | 1 | Honeywell | 2023-11-10 | redacted
Low Income - Power to Save | LI - DUCT | 0 | 0.4 | 0.12 | 775.77 | 1 | Honeywell | 2023-11-10 | redacted
Low Income - Power to Save | LED Lights | 0 | 0 | 0 | 47.6 | 1 | Honeywell | 2023-11-10 | redacted
Low Income - Power to Save | Weather Strip/Caulk | 0 | 0.25 | 0.09 | 503.3 | 1 | Honeywell | 2023-11-16 | redacted
Low Income - Power to Save | Pipe Wrap | 0 | 0.01 | 0.03 | 143.65 | 1 | Honeywell | 2023-11-16 | redacted
Low Income - Power to Save | Outdoor Coil Cleaning | 0 | 0.1 | 0 | 275 | 1 | Honeywell | 2023-11-16 | redacted
Low Income - Power to Save | HVAC Inspection | 0 | 0.17 | 0 | 268.73 | 1 | Honeywell | 2023-11-16 | redacted
Low Income - Power to Save | Faucet Aerators | 0 | 0 | 0.02 | 110.58 | 1 | Honeywell | 2023-11-16 | redacted
Low Income - Power to Save | Low Flow Showerhead | 0 | 0.04 | 0.1 | 504.08 | 1 | Honeywell | 2023-11-16 | redacted
Low Income - Power to Save | LI - DUCT | 0 | 0.4 | 0.12 | 775.77 | 1 | Honeywell | 2023-11-16 | redacted
Low Income - Power to Save | LED Lights | 0 | 0 | 0 | 47.6 | 1 | Honeywell | 2023-11-16 | redacted
Low Income - Power to Save | Weather Strip/Caulk | 0 | 0.25 | 0.09 | 503.3 | 1 | Honeywell | 2023-11-14 | redacted
Low Income - Power to Save | Pipe Wrap | 0 | 0.01 | 0.03 | 143.65 | 1 | Honeywell | 2023-11-14 | redacted
Low Income - Power to Save | Outdoor Coil Cleaning | 0 | 0.1 | 0 | 275 | 1 | Honeywell | 2023-11-14 | redacted
Low Income - Power to Save | HVAC Inspection | 0 | 0.17 | 0 | 268.73 | 1 | Honeywell | 2023-11-14 | redacted
Low Income - Power to Save | LI - DUCT | 0 | 0.4 | 0.12 | 775.77 | 1 | Honeywell | 2023-11-14 | redacted
Low Income - Power to Save | LED Lights | 0 | 0 | 0 | 47.6 | 1 | Honeywell | 2023-11-14 | redacted
Low Income - Power to Save | Weather Strip/Caulk | 0 | 0.25 | 0.09 | 503.3 | 1 | Honeywell | 2023-11-08 | redacted
Low Income - Power to Save | HVAC Inspection | 0 | 0.17 | 0 | 268.73 | 1 | Honeywell | 2023-11-08 | redacted
Low Income - Power to Save | Faucet Aerators | 0 | 0 | 0.02 | 110.58 | 1 | Honeywell | 2023-11-08 | redacted
Low Income - Power to Save | LI - DUCT | 0 | 0.4 | 0.12 | 775.77 | 1 | Honeywell | 2023-11-08 | redacted
Low Income - Power to Save | LED Lights | 0 | 0 | 0 | 47.6 | 1 | Honeywell | 2023-11-08 | redacted
Low Income - Power to Save | Faucet Aerators | 0 | 0 | 0.02 | 110.58 | 1 | Honeywell | 2023-11-14 | redacted
Low Income - Power to Save | Low Flow Showerhead | 0 | 0.04 | 0.1 | 504.08 | 1 | Honeywell | 2023-11-14 | redacted
Low Income - Power to Save | LED Lights | 0 | 0 | 0 | 47.6 | 1 | Honeywell | 2023-11-14 | redacted
Low Income - Power to Save | Weather Strip/Caulk | 0 | 0.25 | 0.09 | 503.3 | 1 | Honeywell | 2023-11-15 | redacted
Low Income - Power to Save | Outdoor Coil Cleaning | 0 | 0.1 | 0 | 275 | 1 | Honeywell | 2023-11-15 | redacted
Low Income - Power to Save | HVAC Inspection | 0 | 0.17 | 0 | 268.73 | 1 | Honeywell | 2023-11-15 | redacted
Low Income - Power to Save | Low Flow Showerhead | 0 | 0.04 | 0.1 | 504.08 | 1 | Honeywell | 2023-11-15 | redacted
Low Income - Power to Save | LI - DUCT | 0 | 0.4 | 0.12 | 775.77 | 1 | Honeywell | 2023-11-15 | redacted
Low Income - Power to Save | LED Lights | 0 | 0 | 0 | 47.6 | 1 | Honeywell | 2023-11-15 | redacted
Low Income - Power to Save | Weather Strip/Caulk | 0 | 0.25 | 0.09 | 503.3 | 1 | Honeywell | 2023-11-17 | redacted
Low Income - Power to Save | Pipe Wrap | 0 | 0.01 | 0.03 | 143.65 | 1 | Honeywell | 2023-11-17 | redacted
Low Income - Power to Save | Outdoor Coil Cleaning | 0 | 0.1 | 0 | 275 | 1 | Honeywell | 2023-11-17 | redacted
Low Income - Power to Save | HVAC Inspection | 0 | 0.17 | 0 | 268.73 | 1 | Honeywell | 2023-11-17 | redacted
Low Income - Power to Save | Low Flow Showerhead | 0 | 0.04 | 0.1 | 504.08 | 1 | Honeywell | 2023-11-17 | redacted
Low Income - Power to Save | LI - DUCT | 0 | 0.4 | 0.12 | 775.77 | 1 | Honeywell | 2023-11-17 | redacted
Low Income - Power to Save | LED Lights | 0 | 0 | 0 | 47.6 | 1 | Honeywell | 2023-11-17 | redacted
Low Income - Power to Save | Weather Strip/Caulk | 0 | 0.25 | 0.09 | 503.3 | 1 | Honeywell | 2023-11-08 | redacted
Low Income - Power to Save | Pipe Wrap | 0 | 0.01 | 0.03 | 143.65 | 1 | Honeywell | 2023-11-08 | redacted
Low Income - Power to Save | Outdoor Coil Cleaning | 0 | 0.1 | 0 | 275 | 1 | Honeywell | 2023-11-08 | redacted
Low Income - Power to Save | HVAC Inspection | 0 | 0.17 | 0 | 268.73 | 1 | Honeywell | 2023-11-08 | redacted
Low Income - Power to Save | Faucet Aerators | 0 | 0 | 0.02 | 110.58 | 1 | Honeywell | 2023-11-08 | redacted
Low Income - Power to Save | Low Flow Showerhead | 0 | 0.04 | 0.1 | 504.08 | 1 | Honeywell | 2023-11-08 | redacted
Low Income - Power to Save | LI - DUCT | 0 | 0.4 | 0.12 | 775.77 | 1 | Honeywell | 2023-11-08 | redacted
Low Income - Power to Save | LED Lights | 0 | 0 | 0 | 47.6 | 1 | Honeywell | 2023-11-08 | redacted
Low Income - Power to Save | Outdoor Coil Cleaning | 0 | 0.1 | 0 | 275 | 1 | Honeywell | 2023-11-16 | redacted
Low Income - Power to Save | HVAC Inspection | 0 | 0.17 | 0 | 268.73 | 1 | Honeywell | 2023-11-16 | redacted
Low Income - Power to Save | Low Flow Showerhead | 0 | 0.04 | 0.1 | 504.08 | 1 | Honeywell | 2023-11-16 | redacted
Low Income - Power to Save | Weather Strip/Caulk | 0 | 0.25 | 0.09 | 503.3 | 1 | Honeywell | 2023-11-08 | redacted
Low Income - Power to Save | HVAC Inspection | 0 | 0.17 | 0 | 268.73 | 1 | Honeywell | 2023-11-08 | redacted
Low Income - Power to Save | Faucet Aerators | 0 | 0 | 0.02 | 110.58 | 1 | Honeywell | 2023-11-08 | redacted
Low Income - Power to Save | LI - DUCT | 0 | 0.4 | 0.12 | 775.77 | 1 | Honeywell | 2023-11-08 | redacted
Low Income - Power to Save | LED Lights | 0 | 0 | 0 | 47.6 | 1 | Honeywell | 2023-11-08 | redacted
Low Income - Power to Save | Weather Strip/Caulk | 0 | 0.25 | 0.09 | 503.3 | 1 | Honeywell | 2023-11-08 | redacted
Low Income - Power to Save | Outdoor Coil Cleaning | 0 | 0.1 | 0 | 275 | 1 | Honeywell | 2023-11-08 | redacted
Low Income - Power to Save | HVAC Inspection | 0 | 0.17 | 0 | 268.73 | 1 | Honeywell | 2023-11-08 | redacted
Low Income - Power to Save | Faucet Aerators | 0 | 0 | 0.02 | 110.58 | 1 | Honeywell | 2023-11-08 | redacted
Low Income - Power to Save | Low Flow Showerhead | 0 | 0.04 | 0.1 | 504.08 | 1 | Honeywell | 2023-11-08 | redacted
Low Income - Power to Save | LI - DUCT | 0 | 0.4 | 0.12 | 775.77 | 1 | Honeywell | 2023-11-08 | redacted
Low Income - Power to Save | LED Lights | 0 | 0 | 0 | 47.6 | 1 | Honeywell | 2023-11-08 | redacted
Low Income - Power to Save | Weather Strip/Caulk | 0 | 0.25 | 0.09 | 503.3 | 1 | Honeywell | 2023-11-15 | redacted
Low Income - Power to Save | Outdoor Coil Cleaning | 0 | 0.1 | 0 | 275 | 1 | Honeywell | 2023-11-15 | redacted
Low Income - Power to Save | HVAC Inspection | 0 | 0.17 | 0 | 268.73 | 1 | Honeywell | 2023-11-15 | redacted
Low Income - Power to Save | Low Flow Showerhead | 0 | 0.04 | 0.1 | 504.08 | 1 | Honeywell | 2023-11-15 | redacted
Low Income - Power to Save | LI - DUCT | 0 | 0.4 | 0.12 | 775.77 | 1 | Honeywell | 2023-11-15 | redacted
Low Income - Power to Save | LED Lights | 0 | 0 | 0 | 47.6 | 1 | Honeywell | 2023-11-15 | redacted
Low Income - Power to Save | Weather Strip/Caulk | 0 | 0.25 | 0.09 | 503.3 | 1 | Honeywell | 2023-11-15 | redacted
Low Income - Power to Save | Outdoor Coil Cleaning | 0 | 0.1 | 0 | 275 | 1 | Honeywell | 2023-11-15 | redacted
Low Income - Power to Save | HVAC Inspection | 0 | 0.17 | 0 | 268.73 | 1 | Honeywell | 2023-11-15 | redacted
Low Income - Power to Save | LI - DUCT | 0 | 0.4 | 0.12 | 775.77 | 1 | Honeywell | 2023-11-15 | redacted
Low Income - Power to Save | LED Lights | 0 | 0 | 0 | 47.6 | 1 | Honeywell | 2023-11-15 | redacted
Low Income - Power to Save | Weather Strip/Caulk | 0 | 0.25 | 0.09 | 503.3 | 1 | Honeywell | 2023-11-08 | redacted
Low Income - Power to Save | Outdoor Coil Cleaning | 0 | 0.1 | 0 | 275 | 1 | Honeywell | 2023-11-08 | redacted
Low Income - Power to Save | HVAC Inspection | 0 | 0.17 | 0 | 268.73 | 1 | Honeywell | 2023-11-08 | redacted
Low Income - Power to Save | Low Flow Showerhead | 0 | 0.04 | 0.1 | 504.08 | 1 | Honeywell | 2023-11-08 | redacted
Low Income - Power to Save | LI - DUCT | 0 | 0.4 | 0.12 | 775.77 | 1 | Honeywell | 2023-11-08 | redacted
Low Income - Power to Save | LED Lights | 0 | 0 | 0 | 47.6 | 1 | Honeywell | 2023-11-08 | redacted
Low Income - Power to Save | Weather Strip/Caulk | 0 | 0.25 | 0.09 | 503.3 | 1 | Honeywell | 2023-11-13 | redacted
Low Income - Power to Save | Outdoor Coil Cleaning | 0 | 0.1 | 0 | 275 | 1 | Honeywell | 2023-11-13 | redacted
Low Income - Power to Save | HVAC Inspection | 0 | 0.17 | 0 | 268.73 | 1 | Honeywell | 2023-11-13 | redacted
Low Income - Power to Save | Faucet Aerators | 0 | 0 | 0.02 | 110.58 | 1 | Honeywell | 2023-11-13 | redacted
Low Income - Power to Save | Low Flow Showerhead | 0 | 0.04 | 0.1 | 504.08 | 1 | Honeywell | 2023-11-13 | redacted
Low Income - Power to Save | Weather Strip/Caulk | 0 | 0.25 | 0.09 | 503.3 | 1 | Honeywell | 2023-11-17 | redacted
Low Income - Power to Save | Pipe Wrap | 0 | 0.01 | 0.03 | 143.65 | 1 | Honeywell | 2023-11-17 | redacted
Low Income - Power to Save | Outdoor Coil Cleaning | 0 | 0.1 | 0 | 275 | 1 | Honeywell | 2023-11-17 | redacted
Low Income - Power to Save | HVAC Inspection | 0 | 0.17 | 0 | 268.73 | 1 | Honeywell | 2023-11-17 | redacted
Low Income - Power to Save | Faucet Aerators | 0 | 0 | 0.02 | 110.58 | 1 | Honeywell | 2023-11-17 | redacted
Low Income - Power to Save | Low Flow Showerhead | 0 | 0.04 | 0.1 | 504.08 | 1 | Honeywell | 2023-11-17 | redacted
Low Income - Power to Save | LI - DUCT | 0 | 0.4 | 0.12 | 775.77 | 1 | Honeywell | 2023-11-17 | redacted
Low Income - Power to Save | LED Lights | 0 | 0 | 0 | 47.6 | 1 | Honeywell | 2023-11-17 | redacted
Low Income - Power to Save | Weather Strip/Caulk | 0 | 0.25 | 0.09 | 503.3 | 1 | Honeywell | 2023-11-08 | redacted
Low Income - Power to Save | Outdoor Coil Cleaning | 0 | 0.1 | 0 | 275 | 1 | Honeywell | 2023-11-08 | redacted
Low Income - Power to Save | HVAC Inspection | 0 | 0.17 | 0 | 268.73 | 1 | Honeywell | 2023-11-08 | redacted
Low Income - Power to Save | Low Flow Showerhead | 0 | 0.04 | 0.1 | 504.08 | 1 | Honeywell | 2023-11-08 | redacted
Low Income - Power to Save | LI - DUCT | 0 | 0.4 | 0.12 | 775.77 | 1 | Honeywell | 2023-11-08 | redacted
Low Income - Power to Save | LED Lights | 0 | 0 | 0 | 47.6 | 1 | Honeywell | 2023-11-08 | redacted
Low Income - Power to Save | Weather Strip/Caulk | 0 | 0.25 | 0.09 | 503.3 | 1 | Honeywell | 2023-11-16 | redacted
Low Income - Power to Save | Low Flow Showerhead | 0 | 0.04 | 0.1 | 504.08 | 1 | Honeywell | 2023-11-16 | redacted
Low Income - Power to Save | LED Lights | 0 | 0 | 0 | 47.6 | 1 | Honeywell | 2023-11-16 | redacted
Low Income - Power to Save | Weather Strip/Caulk | 0 | 0.25 | 0.09 | 503.3 | 1 | Honeywell | 2023-11-10 | redacted
Low Income - Power to Save | Outdoor Coil Cleaning | 0 | 0.1 | 0 | 275 | 1 | Honeywell | 2023-11-10 | redacted
Low Income - Power to Save | HVAC Inspection | 0 | 0.17 | 0 | 268.73 | 1 | Honeywell | 2023-11-10 | redacted
Low Income - Power to Save | Faucet Aerators | 0 | 0 | 0.02 | 110.58 | 1 | Honeywell | 2023-11-10 | redacted
Low Income - Power to Save | Low Flow Showerhead | 0 | 0.04 | 0.1 | 504.08 | 1 | Honeywell | 2023-11-10 | redacted
Low Income - Power to Save | LED Lights | 0 | 0 | 0 | 47.6 | 1 | Honeywell | 2023-11-10 | redacted
Low Income - Power to Save | Weather Strip/Caulk | 0 | 0.25 | 0.09 | 503.3 | 1 | Honeywell | 2023-11-13 | redacted
Low Income - Power to Save | Outdoor Coil Cleaning | 0 | 0.1 | 0 | 275 | 1 | Honeywell | 2023-11-13 | redacted
Low Income - Power to Save | HVAC Inspection | 0 | 0.17 | 0 | 268.73 | 1 | Honeywell | 2023-11-13 | redacted
Low Income - Power to Save | Low Flow Showerhead | 0 | 0.04 | 0.1 | 504.08 | 1 | Honeywell | 2023-11-13 | redacted
Low Income - Power to Save | LI - DUCT | 0 | 0.4 | 0.12 | 775.77 | 1 | Honeywell | 2023-11-13 | redacted
Low Income - Power to Save | LED Lights | 0 | 0 | 0 | 47.6 | 1 | Honeywell | 2023-11-13 | redacted
Low Income - Power to Save | Weather Strip/Caulk | 0 | 0.25 | 0.09 | 503.3 | 1 | Honeywell | 2023-11-16 | redacted
Low Income - Power to Save | Pipe Wrap | 0 | 0.01 | 0.03 | 143.65 | 1 | Honeywell | 2023-11-16 | redacted
Low Income - Power to Save | Outdoor Coil Cleaning | 0 | 0.1 | 0 | 275 | 1 | Honeywell | 2023-11-16 | redacted
Low Income - Power to Save | HVAC Inspection | 0 | 0.17 | 0 | 268.73 | 1 | Honeywell | 2023-11-16 | redacted
Low Income - Power to Save | Low Flow Showerhead | 0 | 0.04 | 0.1 | 504.08 | 1 | Honeywell | 2023-11-16 | redacted
Low Income - Power to Save | LI - DUCT | 0 | 0.4 | 0.12 | 775.77 | 1 | Honeywell | 2023-11-16 | redacted
Low Income - Power to Save | LED Lights | 0 | 0 | 0 | 47.6 | 1 | Honeywell | 2023-11-16 | redacted
Low Income - Power to Save | Weather Strip/Caulk | 0 | 0.25 | 0.09 | 503.3 | 1 | Honeywell | 2023-11-16 | redacted
Low Income - Power to Save | Outdoor Coil Cleaning | 0 | 0.1 | 0 | 275 | 1 | Honeywell | 2023-11-16 | redacted
Low Income - Power to Save | HVAC Inspection | 0 | 0.17 | 0 | 268.73 | 1 | Honeywell | 2023-11-16 | redacted
Low Income - Power to Save | Low Flow Showerhead | 0 | 0.04 | 0.1 | 504.08 | 1 | Honeywell | 2023-11-16 | redacted
Low Income - Power to Save | LI - DUCT | 0 | 0.4 | 0.12 | 775.77 | 1 | Honeywell | 2023-11-16 | redacted
Low Income - Power to Save | LED Lights | 0 | 0 | 0 | 47.6 | 1 | Honeywell | 2023-11-16 | redacted
Low Income - Power to Save | Weather Strip/Caulk | 0 | 0.25 | 0.09 | 503.3 | 1 | Honeywell | 2023-11-16 | redacted
Low Income - Power to Save | Outdoor Coil Cleaning | 0 | 0.1 | 0 | 275 | 1 | Honeywell | 2023-11-16 | redacted
Low Income - Power to Save | LED Lights | 0 | 0 | 0 | 47.6 | 1 | Honeywell | 2023-11-16 | redacted
Low Income - Power to Save | Weather Strip/Caulk | 0 | 0.25 | 0.09 | 503.3 | 1 | Honeywell | 2023-11-16 | redacted
Low Income - Power to Save | Outdoor Coil Cleaning | 0 | 0.1 | 0 | 275 | 1 | Honeywell | 2023-11-16 | redacted
Low Income - Power to Save | Faucet Aerators | 0 | 0 | 0.02 | 110.58 | 1 | Honeywell | 2023-11-16 | redacted
Low Income - Power to Save | LED Lights | 0 | 0 | 0 | 47.6 | 1 | Honeywell | 2023-11-16 | redacted
Low Income - Power to Save | Weather Strip/Caulk | 0 | 0.25 | 0.09 | 503.3 | 1 | Honeywell | 2023-11-10 | redacted
Low Income - Power to Save | Outdoor Coil Cleaning | 0 | 0.1 | 0 | 275 | 1 | Honeywell | 2023-11-10 | redacted
Low Income - Power to Save | HVAC Inspection | 0 | 0.17 | 0 | 268.73 | 1 | Honeywell | 2023-11-10 | redacted
Low Income - Power to Save | Faucet Aerators | 0 | 0 | 0.02 | 110.58 | 1 | Honeywell | 2023-11-10 | redacted
Low Income - Power to Save | LI - DUCT | 0 | 0.4 | 0.12 | 775.77 | 1 | Honeywell | 2023-11-10 | redacted
Low Income - Power to Save | Weather Strip/Caulk | 0 | 0.25 | 0.09 | 503.3 | 1 | Honeywell | 2023-11-16 | redacted
Low Income - Power to Save | Outdoor Coil Cleaning | 0 | 0.1 | 0 | 275 | 1 | Honeywell | 2023-11-16 | redacted
Low Income - Power to Save | Faucet Aerators | 0 | 0 | 0.02 | 110.58 | 1 | Honeywell | 2023-11-16 | redacted
Low Income - Power to Save | Low Flow Showerhead | 0 | 0.04 | 0.1 | 504.08 | 1 | Honeywell | 2023-11-16 | redacted
Low Income - Power to Save | LED Lights | 0 | 0 | 0 | 47.6 | 1 | Honeywell | 2023-11-16 | redacted
Low Income - Power to Save | Weather Strip/Caulk | 0 | 0.25 | 0.09 | 503.3 | 1 | Honeywell | 2023-11-16 | redacted
Low Income - Power to Save | Outdoor Coil Cleaning | 0 | 0.1 | 0 | 275 | 1 | Honeywell | 2023-11-16 | redacted
Low Income - Power to Save | HVAC Inspection | 0 | 0.17 | 0 | 268.73 | 1 | Honeywell | 2023-11-16 | redacted
Low Income - Power to Save | Faucet Aerators | 0 | 0 | 0.02 | 110.58 | 1 | Honeywell | 2023-11-16 | redacted
Low Income - Power to Save | Low Flow Showerhead | 0 | 0.04 | 0.1 | 504.08 | 1 | Honeywell | 2023-11-16 | redacted
Low Income - Power to Save | Weather Strip/Caulk | 0 | 0.25 | 0.09 | 503.3 | 1 | Honeywell | 2023-11-10 | redacted
Low Income - Power to Save | Pipe Wrap | 0 | 0.01 | 0.03 | 143.65 | 1 | Honeywell | 2023-11-10 | redacted
Low Income - Power to Save | Outdoor Coil Cleaning | 0 | 0.1 | 0 | 275 | 1 | Honeywell | 2023-11-10 | redacted
Low Income - Power to Save | HVAC Inspection | 0 | 0.17 | 0 | 268.73 | 1 | Honeywell | 2023-11-10 | redacted
Low Income - Power to Save | Faucet Aerators | 0 | 0 | 0.02 | 110.58 | 1 | Honeywell | 2023-11-10 | redacted
Low Income - Power to Save | LI - DUCT | 0 | 0.4 | 0.12 | 775.77 | 1 | Honeywell | 2023-11-10 | redacted
Low Income - Power to Save | LED Lights | 0 | 0 | 0 | 47.6 | 1 | Honeywell | 2023-11-10 | redacted
Low Income - Power to Save | Weather Strip/Caulk | 0 | 0.25 | 0.09 | 503.3 | 1 | Honeywell | 2023-11-09 | redacted
Low Income - Power to Save | Outdoor Coil Cleaning | 0 | 0.1 | 0 | 275 | 1 | Honeywell | 2023-11-09 | redacted
Low Income - Power to Save | HVAC Inspection | 0 | 0.17 | 0 | 268.73 | 1 | Honeywell | 2023-11-09 | redacted
Low Income - Power to Save | Faucet Aerators | 0 | 0 | 0.02 | 110.58 | 1 | Honeywell | 2023-11-09 | redacted
Low Income - Power to Save | Low Flow Showerhead | 0 | 0.04 | 0.1 | 504.08 | 1 | Honeywell | 2023-11-09 | redacted
Low Income - Power to Save | LI - DUCT | 0 | 0.4 | 0.12 | 775.77 | 1 | Honeywell | 2023-11-09 | redacted
Low Income - Power to Save | LED Lights | 0 | 0 | 0 | 47.6 | 1 | Honeywell | 2023-11-09 | redacted
Low Income - Power to Save | Weather Strip/Caulk | 0 | 0.25 | 0.09 | 503.3 | 1 | Honeywell | 2023-11-17 | redacted
Low Income - Power to Save | Pipe Wrap | 0 | 0.01 | 0.03 | 143.65 | 1 | Honeywell | 2023-11-17 | redacted
Low Income - Power to Save | Outdoor Coil Cleaning | 0 | 0.1 | 0 | 275 | 1 | Honeywell | 2023-11-17 | redacted
Low Income - Power to Save | HVAC Inspection | 0 | 0.17 | 0 | 268.73 | 1 | Honeywell | 2023-11-17 | redacted
Low Income - Power to Save | Low Flow Showerhead | 0 | 0.04 | 0.1 | 504.08 | 1 | Honeywell | 2023-11-17 | redacted
Low Income - Power to Save | LI - DUCT | 0 | 0.4 | 0.12 | 775.77 | 1 | Honeywell | 2023-11-17 | redacted
Low Income - Power to Save | Weather Strip/Caulk | 0 | 0.25 | 0.09 | 503.3 | 1 | Honeywell | 2023-11-10 | redacted
Low Income - Power to Save | Outdoor Coil Cleaning | 0 | 0.1 | 0 | 275 | 1 | Honeywell | 2023-11-10 | redacted
Low Income - Power to Save | HVAC Inspection | 0 | 0.17 | 0 | 268.73 | 1 | Honeywell | 2023-11-10 | redacted
Low Income - Power to Save | Faucet Aerators | 0 | 0 | 0.02 | 110.58 | 1 | Honeywell | 2023-11-10 | redacted
Low Income - Power to Save | Low Flow Showerhead | 0 | 0.04 | 0.1 | 504.08 | 1 | Honeywell | 2023-11-10 | redacted
Low Income - Power to Save | LED Lights | 0 | 0 | 0 | 47.6 | 1 | Honeywell | 2023-11-10 | redacted
Low Income - Power to Save | Weather Strip/Caulk | 0 | 0.25 | 0.09 | 503.3 | 1 | Honeywell | 2023-11-09 | redacted
Low Income - Power to Save | Outdoor Coil Cleaning | 0 | 0.1 | 0 | 275 | 1 | Honeywell | 2023-11-09 | redacted
Low Income - Power to Save | HVAC Inspection | 0 | 0.17 | 0 | 268.73 | 1 | Honeywell | 2023-11-09 | redacted
Low Income - Power to Save | Faucet Aerators | 0 | 0 | 0.02 | 110.58 | 1 | Honeywell | 2023-11-09 | redacted
Low Income - Power to Save | Low Flow Showerhead | 0 | 0.04 | 0.1 | 504.08 | 1 | Honeywell | 2023-11-09 | redacted
Low Income - Power to Save | Outdoor Coil Cleaning | 0 | 0.1 | 0 | 275 | 1 | Honeywell | 2023-11-17 | redacted
Low Income - Power to Save | Faucet Aerators | 0 | 0 | 0.02 | 110.58 | 1 | Honeywell | 2023-11-17 | redacted
Low Income - Power to Save | Low Flow Showerhead | 0 | 0.04 | 0.1 | 504.08 | 1 | Honeywell | 2023-11-17 | redacted
Low Income - Power to Save | LED Lights | 0 | 0 | 0 | 47.6 | 1 | Honeywell | 2023-11-17 | redacted
Low Income - Power to Save | Weather Strip/Caulk | 0 | 0.25 | 0.09 | 503.3 | 1 | Honeywell | 2023-11-10 | redacted
Low Income - Power to Save | Outdoor Coil Cleaning | 0 | 0.1 | 0 | 275 | 1 | Honeywell | 2023-11-10 | redacted
Low Income - Power to Save | Faucet Aerators | 0 | 0 | 0.02 | 110.58 | 1 | Honeywell | 2023-11-10 | redacted
Low Income - Power to Save | Low Flow Showerhead | 0 | 0.04 | 0.1 | 504.08 | 1 | Honeywell | 2023-11-10 | redacted
Low Income - Power to Save | LED Lights | 0 | 0 | 0 | 47.6 | 1 | Honeywell | 2023-11-10 | redacted
Low Income - Power to Save | Weather Strip/Caulk | 0 | 0.25 | 0.09 | 503.3 | 1 | Honeywell | 2023-11-09 | redacted
Low Income - Power to Save | Pipe Wrap | 0 | 0.01 | 0.03 | 143.65 | 1 | Honeywell | 2023-11-09 | redacted
Low Income - Power to Save | Outdoor Coil Cleaning | 0 | 0.1 | 0 | 275 | 1 | Honeywell | 2023-11-09 | redacted
Low Income - Power to Save | HVAC Inspection | 0 | 0.17 | 0 | 268.73 | 1 | Honeywell | 2023-11-09 | redacted
Low Income - Power to Save | LI - DUCT | 0 | 0.4 | 0.12 | 775.77 | 1 | Honeywell | 2023-11-09 | redacted
Low Income - Power to Save | LED Lights | 0 | 0 | 0 | 47.6 | 1 | Honeywell | 2023-11-09 | redacted
Low Income - Power to Save | Weather Strip/Caulk | 0 | 0.25 | 0.09 | 503.3 | 1 | Honeywell | 2023-11-13 | redacted
Low Income - Power to Save | Outdoor Coil Cleaning | 0 | 0.1 | 0 | 275 | 1 | Honeywell | 2023-11-13 | redacted
Low Income - Power to Save | Faucet Aerators | 0 | 0 | 0.02 | 110.58 | 1 | Honeywell | 2023-11-13 | redacted
Low Income - Power to Save | LED Lights | 0 | 0 | 0 | 47.6 | 1 | Honeywell | 2023-11-13 | redacted
Low Income - Power to Save | Weather Strip/Caulk | 0 | 0.25 | 0.09 | 503.3 | 1 | Honeywell | 2023-11-09 | redacted
Low Income - Power to Save | Outdoor Coil Cleaning | 0 | 0.1 | 0 | 275 | 1 | Honeywell | 2023-11-09 | redacted
Low Income - Power to Save | HVAC Inspection | 0 | 0.17 | 0 | 268.73 | 1 | Honeywell | 2023-11-09 | redacted
Low Income - Power to Save | Faucet Aerators | 0 | 0 | 0.02 | 110.58 | 1 | Honeywell | 2023-11-09 | redacted
Low Income - Power to Save | Low Flow Showerhead | 0 | 0.04 | 0.1 | 504.08 | 1 | Honeywell | 2023-11-09 | redacted
Low Income - Power to Save | LI - DUCT | 0 | 0.4 | 0.12 | 775.77 | 1 | Honeywell | 2023-11-09 | redacted
Low Income - Power to Save | LED Lights | 0 | 0 | 0 | 47.6 | 1 | Honeywell | 2023-11-09 | redacted
Low Income - Power to Save | Outdoor Coil Cleaning | 0 | 0.1 | 0 | 275 | 1 | Honeywell | 2023-11-10 | redacted
Low Income - Power to Save | HVAC Inspection | 0 | 0.17 | 0 | 268.73 | 1 | Honeywell | 2023-11-10 | redacted
Low Income - Power to Save | Low Flow Showerhead | 0 | 0.04 | 0.1 | 504.08 | 1 | Honeywell | 2023-11-10 | redacted
Low Income - Power to Save | LI - DUCT | 0 | 0.4 | 0.12 | 775.77 | 1 | Honeywell | 2023-11-10 | redacted
Low Income - Power to Save | LED Lights | 0 | 0 | 0 | 47.6 | 1 | Honeywell | 2023-11-10 | redacted
Low Income - Power to Save | Weather Strip/Caulk | 0 | 0.25 | 0.09 | 503.3 | 1 | Honeywell | 2023-11-16 | redacted
Low Income - Power to Save | Outdoor Coil Cleaning | 0 | 0.1 | 0 | 275 | 1 | Honeywell | 2023-11-16 | redacted
Low Income - Power to Save | HVAC Inspection | 0 | 0.17 | 0 | 268.73 | 1 | Honeywell | 2023-11-16 | redacted
Low Income - Power to Save | Faucet Aerators | 0 | 0 | 0.02 | 110.58 | 1 | Honeywell | 2023-11-16 | redacted
Low Income - Power to Save | Low Flow Showerhead | 0 | 0.04 | 0.1 | 504.08 | 1 | Honeywell | 2023-11-16 | redacted
Low Income - Power to Save | LED Lights | 0 | 0 | 0 | 47.6 | 1 | Honeywell | 2023-11-16 | redacted
Low Income - Power to Save | Weather Strip/Caulk | 0 | 0.25 | 0.09 | 503.3 | 1 | Honeywell | 2023-11-16 | redacted
Low Income - Power to Save | Outdoor Coil Cleaning | 0 | 0.1 | 0 | 275 | 1 | Honeywell | 2023-11-16 | redacted
Low Income - Power to Save | HVAC Inspection | 0 | 0.17 | 0 | 268.73 | 1 | Honeywell | 2023-11-16 | redacted
Low Income - Power to Save | Faucet Aerators | 0 | 0 | 0.02 | 110.58 | 1 | Honeywell | 2023-11-16 | redacted
Low Income - Power to Save | LI - DUCT | 0 | 0.4 | 0.12 | 775.77 | 1 | Honeywell | 2023-11-16 | redacted
Low Income - Power to Save | LED Lights | 0 | 0 | 0 | 47.6 | 1 | Honeywell | 2023-11-16 | redacted
Low Income - Power to Save | Weather Strip/Caulk | 0 | 0.25 | 0.09 | 503.3 | 1 | Honeywell | 2023-11-17 | redacted
Low Income - Power to Save | Outdoor Coil Cleaning | 0 | 0.1 | 0 | 275 | 1 | Honeywell | 2023-11-17 | redacted
Low Income - Power to Save | HVAC Inspection | 0 | 0.17 | 0 | 268.73 | 1 | Honeywell | 2023-11-17 | redacted
Low Income - Power to Save | Faucet Aerators | 0 | 0 | 0.02 | 110.58 | 1 | Honeywell | 2023-11-17 | redacted
Low Income - Power to Save | Weather Strip/Caulk | 0 | 0.25 | 0.09 | 503.3 | 1 | Honeywell | 2023-11-09 | redacted
Low Income - Power to Save | Outdoor Coil Cleaning | 0 | 0.1 | 0 | 275 | 1 | Honeywell | 2023-11-09 | redacted
Low Income - Power to Save | HVAC Inspection | 0 | 0.17 | 0 | 268.73 | 1 | Honeywell | 2023-11-09 | redacted
Low Income - Power to Save | Faucet Aerators | 0 | 0 | 0.02 | 110.58 | 1 | Honeywell | 2023-11-09 | redacted
Low Income - Power to Save | Weather Strip/Caulk | 0 | 0.25 | 0.09 | 503.3 | 1 | Honeywell | 2023-11-16 | redacted
Low Income - Power to Save | Low Flow Showerhead | 0 | 0.04 | 0.1 | 504.08 | 1 | Honeywell | 2023-11-16 | redacted
Low Income - Power to Save | Weather Strip/Caulk | 0 | 0.25 | 0.09 | 503.3 | 1 | Honeywell | 2023-11-16 | redacted
Low Income - Power to Save | Faucet Aerators | 0 | 0 | 0.02 | 110.58 | 1 | Honeywell | 2023-11-16 | redacted
Low Income - Power to Save | Low Flow Showerhead | 0 | 0.04 | 0.1 | 504.08 | 1 | Honeywell | 2023-11-16 | redacted
Low Income - Power to Save | LED Lights | 0 | 0 | 0 | 47.6 | 1 | Honeywell | 2023-11-16 | redacted
Low Income - Power to Save | Weather Strip/Caulk | 0 | 0.25 | 0.09 | 503.3 | 1 | Honeywell | 2023-11-13 | redacted
Low Income - Power to Save | Outdoor Coil Cleaning | 0 | 0.1 | 0 | 275 | 1 | Honeywell | 2023-11-13 | redacted
Low Income - Power to Save | HVAC Inspection | 0 | 0.17 | 0 | 268.73 | 1 | Honeywell | 2023-11-13 | redacted
Low Income - Power to Save | Faucet Aerators | 0 | 0 | 0.02 | 110.58 | 1 | Honeywell | 2023-11-13 | redacted
Low Income - Power to Save | Low Flow Showerhead | 0 | 0.04 | 0.1 | 504.08 | 1 | Honeywell | 2023-11-13 | redacted
Low Income - Power to Save | LI - DUCT | 0 | 0.4 | 0.12 | 775.77 | 1 | Honeywell | 2023-11-13 | redacted
Low Income - Power to Save | LED Lights | 0 | 0 | 0 | 47.6 | 1 | Honeywell | 2023-11-13 | redacted
Low Income - Power to Save | Weather Strip/Caulk | 0 | 0.25 | 0.09 | 503.3 | 1 | Honeywell | 2023-11-16 | redacted
Low Income - Power to Save | Outdoor Coil Cleaning | 0 | 0.1 | 0 | 275 | 1 | Honeywell | 2023-11-16 | redacted
Low Income - Power to Save | HVAC Inspection | 0 | 0.17 | 0 | 268.73 | 1 | Honeywell | 2023-11-16 | redacted
Low Income - Power to Save | Low Flow Showerhead | 0 | 0.04 | 0.1 | 504.08 | 1 | Honeywell | 2023-11-16 | redacted
Low Income - Power to Save | LI - DUCT | 0 | 0.4 | 0.12 | 775.77 | 1 | Honeywell | 2023-11-16 | redacted
Low Income - Power to Save | LED Lights | 0 | 0 | 0 | 47.6 | 1 | Honeywell | 2023-11-16 | redacted
Low Income - Power to Save | Weather Strip/Caulk | 0 | 0.25 | 0.09 | 503.3 | 1 | Honeywell | 2023-11-13 | redacted
Low Income - Power to Save | Outdoor Coil Cleaning | 0 | 0.1 | 0 | 275 | 1 | Honeywell | 2023-11-13 | redacted
Low Income - Power to Save | HVAC Inspection | 0 | 0.17 | 0 | 268.73 | 1 | Honeywell | 2023-11-13 | redacted
Low Income - Power to Save | Faucet Aerators | 0 | 0 | 0.02 | 110.58 | 1 | Honeywell | 2023-11-13 | redacted
Low Income - Power to Save | Low Flow Showerhead | 0 | 0.04 | 0.1 | 504.08 | 1 | Honeywell | 2023-11-13 | redacted
Low Income - Power to Save | LI - DUCT | 0 | 0.4 | 0.12 | 775.77 | 1 | Honeywell | 2023-11-13 | redacted
Low Income - Power to Save | LED Lights | 0 | 0 | 0 | 47.6 | 1 | Honeywell | 2023-11-13 | redacted
Low Income - Power to Save | Weather Strip/Caulk | 0 | 0.25 | 0.09 | 503.3 | 1 | Honeywell | 2023-11-13 | redacted
Low Income - Power to Save | Pipe Wrap | 0 | 0.01 | 0.03 | 143.65 | 1 | Honeywell | 2023-11-13 | redacted
Low Income - Power to Save | Outdoor Coil Cleaning | 0 | 0.1 | 0 | 275 | 1 | Honeywell | 2023-11-13 | redacted
Low Income - Power to Save | HVAC Inspection | 0 | 0.17 | 0 | 268.73 | 1 | Honeywell | 2023-11-13 | redacted
Low Income - Power to Save | Faucet Aerators | 0 | 0 | 0.02 | 110.58 | 1 | Honeywell | 2023-11-13 | redacted
Low Income - Power to Save | Low Flow Showerhead | 0 | 0.04 | 0.1 | 504.08 | 1 | Honeywell | 2023-11-13 | redacted
Low Income - Power to Save | LI - DUCT | 0 | 0.4 | 0.12 | 775.77 | 1 | Honeywell | 2023-11-13 | redacted
Low Income - Power to Save | LED Lights | 0 | 0 | 0 | 47.6 | 1 | Honeywell | 2023-11-13 | redacted
Low Income - Power to Save | Weather Strip/Caulk | 0 | 0.25 | 0.09 | 503.3 | 1 | Honeywell | 2023-11-14 | redacted
Low Income - Power to Save | Pipe Wrap | 0 | 0.01 | 0.03 | 143.65 | 1 | Honeywell | 2023-11-14 | redacted
Low Income - Power to Save | LED Lights | 0 | 0 | 0 | 47.6 | 1 | Honeywell | 2023-11-14 | redacted
Low Income - Power to Save | Weather Strip/Caulk | 0 | 0.25 | 0.09 | 503.3 | 1 | Honeywell | 2023-11-14 | redacted
Low Income - Power to Save | Outdoor Coil Cleaning | 0 | 0.1 | 0 | 275 | 1 | Honeywell | 2023-11-14 | redacted
Low Income - Power to Save | HVAC Inspection | 0 | 0.17 | 0 | 268.73 | 1 | Honeywell | 2023-11-14 | redacted
Low Income - Power to Save | LI - DUCT | 0 | 0.4 | 0.12 | 775.77 | 1 | Honeywell | 2023-11-14 | redacted
Low Income - Power to Save | LED Lights | 0 | 0 | 0 | 47.6 | 1 | Honeywell | 2023-11-14 | redacted
Low Income - Power to Save | Faucet Aerators | 0 | 0 | 0.02 | 110.58 | 1 | Honeywell | 2023-11-14 | redacted
Low Income - Power to Save | Low Flow Showerhead | 0 | 0.04 | 0.1 | 504.08 | 1 | Honeywell | 2023-11-14 | redacted
Low Income - Power to Save | LED Lights | 0 | 0 | 0 | 47.6 | 1 | Honeywell | 2023-11-14 | redacted
Low Income - Power to Save | Weather Strip/Caulk | 0 | 0.25 | 0.09 | 503.3 | 1 | Honeywell | 2023-11-17 | redacted
Low Income - Power to Save | Pipe Wrap | 0 | 0.01 | 0.03 | 143.65 | 1 | Honeywell | 2023-11-17 | redacted
Low Income - Power to Save | Outdoor Coil Cleaning | 0 | 0.1 | 0 | 275 | 1 | Honeywell | 2023-11-17 | redacted
Low Income - Power to Save | HVAC Inspection | 0 | 0.17 | 0 | 268.73 | 1 | Honeywell | 2023-11-17 | redacted
Low Income - Power to Save | Low Flow Showerhead | 0 | 0.04 | 0.1 | 504.08 | 1 | Honeywell | 2023-11-17 | redacted
Low Income - Power to Save | LI - DUCT | 0 | 0.4 | 0.12 | 775.77 | 1 | Honeywell | 2023-11-17 | redacted
Low Income - Power to Save | LED Lights | 0 | 0 | 0 | 47.6 | 1 | Honeywell | 2023-11-17 | redacted
Low Income - Power to Save | Weather Strip/Caulk | 0 | 0.25 | 0.09 | 503.3 | 1 | Honeywell | 2023-11-14 | redacted
Low Income - Power to Save | LED Lights | 0 | 0 | 0 | 47.6 | 1 | Honeywell | 2023-11-14 | redacted
Low Income - Power to Save | Weather Strip/Caulk | 0 | 0.25 | 0.09 | 503.3 | 1 | Honeywell | 2023-11-16 | redacted
Low Income - Power to Save | Outdoor Coil Cleaning | 0 | 0.1 | 0 | 275 | 1 | Honeywell | 2023-11-16 | redacted
Low Income - Power to Save | HVAC Inspection | 0 | 0.17 | 0 | 268.73 | 1 | Honeywell | 2023-11-16 | redacted
Low Income - Power to Save | Faucet Aerators | 0 | 0 | 0.02 | 110.58 | 1 | Honeywell | 2023-11-16 | redacted
Low Income - Power to Save | Low Flow Showerhead | 0 | 0.04 | 0.1 | 504.08 | 1 | Honeywell | 2023-11-16 | redacted
Low Income - Power to Save | LED Lights | 0 | 0 | 0 | 47.6 | 1 | Honeywell | 2023-11-16 | redacted
Low Income - Power to Save | Weather Strip/Caulk | 0 | 0.25 | 0.09 | 503.3 | 1 | Honeywell | 2023-11-13 | redacted
Low Income - Power to Save | Low Flow Showerhead | 0 | 0.04 | 0.1 | 504.08 | 1 | Honeywell | 2023-11-13 | redacted
Low Income - Power to Save | Weather Strip/Caulk | 0 | 0.25 | 0.09 | 503.3 | 1 | Honeywell | 2023-11-14 | redacted
Low Income - Power to Save | Faucet Aerators | 0 | 0 | 0.02 | 110.58 | 1 | Honeywell | 2023-11-14 | redacted
Low Income - Power to Save | Weather Strip/Caulk | 0 | 0.25 | 0.09 | 503.3 | 1 | Honeywell | 2023-11-08 | redacted
Low Income - Power to Save | Low Flow Showerhead | 0 | 0.04 | 0.1 | 504.08 | 1 | Honeywell | 2023-11-08 | redacted
Low Income - Power to Save | LED Lights | 0 | 0 | 0 | 47.6 | 1 | Honeywell | 2023-11-08 | redacted
Low Income - Power to Save | Weather Strip/Caulk | 0 | 0.25 | 0.09 | 503.3 | 1 | Honeywell | 2023-11-08 | redacted
Low Income - Power to Save | Outdoor Coil Cleaning | 0 | 0.1 | 0 | 275 | 1 | Honeywell | 2023-11-08 | redacted
Low Income - Power to Save | HVAC Inspection | 0 | 0.17 | 0 | 268.73 | 1 | Honeywell | 2023-11-08 | redacted
Low Income - Power to Save | Low Flow Showerhead | 0 | 0.04 | 0.1 | 504.08 | 1 | Honeywell | 2023-11-08 | redacted
Low Income - Power to Save | LI - DUCT | 0 | 0.4 | 0.12 | 775.77 | 1 | Honeywell | 2023-11-08 | redacted
Low Income - Power to Save | LED Lights | 0 | 0 | 0 | 47.6 | 1 | Honeywell | 2023-11-08 | redacted
Low Income - Power to Save | Weather Strip/Caulk | 0 | 0.25 | 0.09 | 503.3 | 1 | Honeywell | 2023-11-14 | redacted
Low Income - Power to Save | Low Flow Showerhead | 0 | 0.04 | 0.1 | 504.08 | 1 | Honeywell | 2023-11-14 | redacted
Low Income - Power to Save | LED Lights | 0 | 0 | 0 | 47.6 | 1 | Honeywell | 2023-11-14 | redacted
Low Income - Power to Save | Weather Strip/Caulk | 0 | 0.25 | 0.09 | 503.3 | 1 | Honeywell | 2023-11-08 | redacted
Low Income - Power to Save | HVAC Inspection | 0 | 0.17 | 0 | 268.73 | 1 | Honeywell | 2023-11-08 | redacted
Low Income - Power to Save | Faucet Aerators | 0 | 0 | 0.02 | 110.58 | 1 | Honeywell | 2023-11-08 | redacted
Low Income - Power to Save | LI - DUCT | 0 | 0.4 | 0.12 | 775.77 | 1 | Honeywell | 2023-11-08 | redacted
Low Income - Power to Save | LED Lights | 0 | 0 | 0 | 47.6 | 1 | Honeywell | 2023-11-08 | redacted
Low Income - Power to Save | Weather Strip/Caulk | 0 | 0.25 | 0.09 | 503.3 | 1 | Honeywell | 2023-11-10 | redacted
Low Income - Power to Save | Outdoor Coil Cleaning | 0 | 0.1 | 0 | 275 | 1 | Honeywell | 2023-11-10 | redacted
Low Income - Power to Save | HVAC Inspection | 0 | 0.17 | 0 | 268.73 | 1 | Honeywell | 2023-11-10 | redacted
Low Income - Power to Save | Faucet Aerators | 0 | 0 | 0.02 | 110.58 | 1 | Honeywell | 2023-11-10 | redacted
Low Income - Power to Save | LI - DUCT | 0 | 0.4 | 0.12 | 775.77 | 1 | Honeywell | 2023-11-10 | redacted
Low Income - Power to Save | LED Lights | 0 | 0 | 0 | 47.6 | 1 | Honeywell | 2023-11-10 | redacted
Low Income - Power to Save | Weather Strip/Caulk | 0 | 0.25 | 0.09 | 503.3 | 1 | Honeywell | 2023-11-16 | redacted
Low Income - Power to Save | Outdoor Coil Cleaning | 0 | 0.1 | 0 | 275 | 1 | Honeywell | 2023-11-16 | redacted
Low Income - Power to Save | Faucet Aerators | 0 | 0 | 0.02 | 110.58 | 1 | Honeywell | 2023-11-16 | redacted
Low Income - Power to Save | Low Flow Showerhead | 0 | 0.04 | 0.1 | 504.08 | 1 | Honeywell | 2023-11-16 | redacted
Low Income - Power to Save | LED Lights | 0 | 0 | 0 | 47.6 | 1 | Honeywell | 2023-11-16 | redacted
Low Income - Power to Save | Weather Strip/Caulk | 0 | 0.25 | 0.09 | 503.3 | 1 | Honeywell | 2023-11-17 | redacted
Low Income - Power to Save | Outdoor Coil Cleaning | 0 | 0.1 | 0 | 275 | 1 | Honeywell | 2023-11-17 | redacted
Low Income - Power to Save | HVAC Inspection | 0 | 0.17 | 0 | 268.73 | 1 | Honeywell | 2023-11-17 | redacted
Low Income - Power to Save | Low Flow Showerhead | 0 | 0.04 | 0.1 | 504.08 | 1 | Honeywell | 2023-11-17 | redacted
Low Income - Power to Save | LI - DUCT | 0 | 0.4 | 0.12 | 775.77 | 1 | Honeywell | 2023-11-17 | redacted
Low Income - Power to Save | LED Lights | 0 | 0 | 0 | 47.6 | 1 | Honeywell | 2023-11-17 | redacted
Low Income - Power to Save | Outdoor Coil Cleaning | 0 | 0.1 | 0 | 275 | 1 | Honeywell | 2023-11-17 | redacted
Low Income - Power to Save | Faucet Aerators | 0 | 0 | 0.02 | 110.58 | 1 | Honeywell | 2023-11-17 | redacted
Low Income - Power to Save | LED Lights | 0 | 0 | 0 | 47.6 | 1 | Honeywell | 2023-11-17 | redacted
Low Income - Power to Save | Weather Strip/Caulk | 0 | 0.25 | 0.09 | 503.3 | 1 | Honeywell | 2023-11-14 | redacted
Low Income - Power to Save | Outdoor Coil Cleaning | 0 | 0.1 | 0 | 275 | 1 | Honeywell | 2023-11-14 | redacted
Low Income - Power to Save | HVAC Inspection | 0 | 0.17 | 0 | 268.73 | 1 | Honeywell | 2023-11-14 | redacted
Low Income - Power to Save | LI - DUCT | 0 | 0.4 | 0.12 | 775.77 | 1 | Honeywell | 2023-11-14 | redacted
Low Income - Power to Save | LED Lights | 0 | 0 | 0 | 47.6 | 1 | Honeywell | 2023-11-14 | redacted
Low Income - Power to Save | Weather Strip/Caulk | 0 | 0.25 | 0.09 | 503.3 | 1 | Honeywell | 2023-11-17 | redacted
Low Income - Power to Save | Outdoor Coil Cleaning | 0 | 0.1 | 0 | 275 | 1 | Honeywell | 2023-11-17 | redacted
Low Income - Power to Save | HVAC Inspection | 0 | 0.17 | 0 | 268.73 | 1 | Honeywell | 2023-11-17 | redacted
Low Income - Power to Save | Faucet Aerators | 0 | 0 | 0.02 | 110.58 | 1 | Honeywell | 2023-11-17 | redacted
Low Income - Power to Save | LI - DUCT | 0 | 0.4 | 0.12 | 775.77 | 1 | Honeywell | 2023-11-17 | redacted
Low Income - Power to Save | LED Lights | 0 | 0 | 0 | 47.6 | 1 | Honeywell | 2023-11-17 | redacted
Low Income - Power to Save | Weather Strip/Caulk | 0 | 0.25 | 0.09 | 503.3 | 1 | Honeywell | 2023-11-13 | redacted
Low Income - Power to Save | Outdoor Coil Cleaning | 0 | 0.1 | 0 | 275 | 1 | Honeywell | 2023-11-13 | redacted
Low Income - Power to Save | HVAC Inspection | 0 | 0.17 | 0 | 268.73 | 1 | Honeywell | 2023-11-13 | redacted
Low Income - Power to Save | Faucet Aerators | 0 | 0 | 0.02 | 110.58 | 1 | Honeywell | 2023-11-13 | redacted
Low Income - Power to Save | Low Flow Showerhead | 0 | 0.04 | 0.1 | 504.08 | 1 | Honeywell | 2023-11-13 | redacted
Low Income - Power to Save | Outdoor Coil Cleaning | 0 | 0.1 | 0 | 275 | 1 | Honeywell | 2023-11-16 | redacted
Low Income - Power to Save | Faucet Aerators | 0 | 0 | 0.02 | 110.58 | 1 | Honeywell | 2023-11-16 | redacted
Low Income - Power to Save | Low Flow Showerhead | 0 | 0.04 | 0.1 | 504.08 | 1 | Honeywell | 2023-11-16 | redacted
Low Income - Power to Save | LED Lights | 0 | 0 | 0 | 47.6 | 1 | Honeywell | 2023-11-16 | redacted
Low Income - Power to Save | Weather Strip/Caulk | 0 | 0.25 | 0.09 | 503.3 | 1 | Honeywell | 2023-11-10 | redacted
Low Income - Power to Save | Outdoor Coil Cleaning | 0 | 0.1 | 0 | 275 | 1 | Honeywell | 2023-11-10 | redacted
Low Income - Power to Save | HVAC Inspection | 0 | 0.17 | 0 | 268.73 | 1 | Honeywell | 2023-11-10 | redacted
Low Income - Power to Save | Faucet Aerators | 0 | 0 | 0.02 | 110.58 | 1 | Honeywell | 2023-11-10 | redacted
Low Income - Power to Save | Low Flow Showerhead | 0 | 0.04 | 0.1 | 504.08 | 1 | Honeywell | 2023-11-10 | redacted
Low Income - Power to Save | LI - DUCT | 0 | 0.4 | 0.12 | 775.77 | 1 | Honeywell | 2023-11-10 | redacted
Low Income - Power to Save | LED Lights | 0 | 0 | 0 | 47.6 | 1 | Honeywell | 2023-11-10 | redacted
Low Income - Power to Save | Weather Strip/Caulk | 0 | 0.25 | 0.09 | 503.3 | 1 | Honeywell | 2023-11-10 | redacted
Low Income - Power to Save | Outdoor Coil Cleaning | 0 | 0.1 | 0 | 275 | 1 | Honeywell | 2023-11-10 | redacted
Low Income - Power to Save | HVAC Inspection | 0 | 0.17 | 0 | 268.73 | 1 | Honeywell | 2023-11-10 | redacted
Low Income - Power to Save | Faucet Aerators | 0 | 0 | 0.02 | 110.58 | 1 | Honeywell | 2023-11-10 | redacted
Low Income - Power to Save | Low Flow Showerhead | 0 | 0.04 | 0.1 | 504.08 | 1 | Honeywell | 2023-11-10 | redacted
Low Income - Power to Save | LI - DUCT | 0 | 0.4 | 0.12 | 775.77 | 1 | Honeywell | 2023-11-10 | redacted
Low Income - Power to Save | LED Lights | 0 | 0 | 0 | 47.6 | 1 | Honeywell | 2023-11-10 | redacted
Low Income - Power to Save | Weather Strip/Caulk | 0 | 0.25 | 0.09 | 503.3 | 1 | Honeywell | 2023-11-16 | redacted
Low Income - Power to Save | Faucet Aerators | 0 | 0 | 0.02 | 110.58 | 1 | Honeywell | 2023-11-16 | redacted
Low Income - Power to Save | Low Flow Showerhead | 0 | 0.04 | 0.1 | 504.08 | 1 | Honeywell | 2023-11-16 | redacted
Low Income - Power to Save | Weather Strip/Caulk | 0 | 0.25 | 0.09 | 503.3 | 1 | Honeywell | 2023-11-10 | redacted
Low Income - Power to Save | Outdoor Coil Cleaning | 0 | 0.1 | 0 | 275 | 1 | Honeywell | 2023-11-10 | redacted
Low Income - Power to Save | HVAC Inspection | 0 | 0.17 | 0 | 268.73 | 1 | Honeywell | 2023-11-10 | redacted
Low Income - Power to Save | Low Flow Showerhead | 0 | 0.04 | 0.1 | 504.08 | 1 | Honeywell | 2023-11-10 | redacted
Low Income - Power to Save | LI - DUCT | 0 | 0.4 | 0.12 | 775.77 | 1 | Honeywell | 2023-11-10 | redacted
Low Income - Power to Save | LED Lights | 0 | 0 | 0 | 47.6 | 1 | Honeywell | 2023-11-10 | redacted
Low Income - Power to Save | Weather Strip/Caulk | 0 | 0.25 | 0.09 | 503.3 | 1 | Honeywell | 2023-11-17 | redacted
Low Income - Power to Save | Outdoor Coil Cleaning | 0 | 0.1 | 0 | 275 | 1 | Honeywell | 2023-11-17 | redacted
Low Income - Power to Save | HVAC Inspection | 0 | 0.17 | 0 | 268.73 | 1 | Honeywell | 2023-11-17 | redacted
Low Income - Power to Save | LI - DUCT | 0 | 0.4 | 0.12 | 775.77 | 1 | Honeywell | 2023-11-17 | redacted
Low Income - Power to Save | LED Lights | 0 | 0 | 0 | 47.6 | 1 | Honeywell | 2023-11-17 | redacted
Low Income - Power to Save | Weather Strip/Caulk | 0 | 0.25 | 0.09 | 503.3 | 1 | Honeywell | 2023-11-08 | redacted
Low Income - Power to Save | Outdoor Coil Cleaning | 0 | 0.1 | 0 | 275 | 1 | Honeywell | 2023-11-08 | redacted
Low Income - Power to Save | HVAC Inspection | 0 | 0.17 | 0 | 268.73 | 1 | Honeywell | 2023-11-08 | redacted
Low Income - Power to Save | Faucet Aerators | 0 | 0 | 0.02 | 110.58 | 1 | Honeywell | 2023-11-08 | redacted
Low Income - Power to Save | Low Flow Showerhead | 0 | 0.04 | 0.1 | 504.08 | 1 | Honeywell | 2023-11-08 | redacted
Low Income - Power to Save | LI - DUCT | 0 | 0.4 | 0.12 | 775.77 | 1 | Honeywell | 2023-11-08 | redacted
Low Income - Power to Save | LED Lights | 0 | 0 | 0 | 47.6 | 1 | Honeywell | 2023-11-08 | redacted
Low Income - Power to Save | Weather Strip/Caulk | 0 | 0.25 | 0.09 | 503.3 | 1 | Honeywell | 2023-11-17 | redacted
Low Income - Power to Save | Pipe Wrap | 0 | 0.01 | 0.03 | 143.65 | 1 | Honeywell | 2023-11-17 | redacted
Low Income - Power to Save | Outdoor Coil Cleaning | 0 | 0.1 | 0 | 275 | 1 | Honeywell | 2023-11-17 | redacted
Low Income - Power to Save | HVAC Inspection | 0 | 0.17 | 0 | 268.73 | 1 | Honeywell | 2023-11-17 | redacted
Low Income - Power to Save | Low Flow Showerhead | 0 | 0.04 | 0.1 | 504.08 | 1 | Honeywell | 2023-11-17 | redacted
Low Income - Power to Save | LI - DUCT | 0 | 0.4 | 0.12 | 775.77 | 1 | Honeywell | 2023-11-17 | redacted
Low Income - Power to Save | LED Lights | 0 | 0 | 0 | 47.6 | 1 | Honeywell | 2023-11-17 | redacted
Low Income - Power to Save | Weather Strip/Caulk | 0 | 0.25 | 0.09 | 503.3 | 1 | Honeywell | 2023-11-13 | redacted
Low Income - Power to Save | Outdoor Coil Cleaning | 0 | 0.1 | 0 | 275 | 1 | Honeywell | 2023-11-13 | redacted
Low Income - Power to Save | HVAC Inspection | 0 | 0.17 | 0 | 268.73 | 1 | Honeywell | 2023-11-13 | redacted
Low Income - Power to Save | Faucet Aerators | 0 | 0 | 0.02 | 110.58 | 1 | Honeywell | 2023-11-13 | redacted
Low Income - Power to Save | Low Flow Showerhead | 0 | 0.04 | 0.1 | 504.08 | 1 | Honeywell | 2023-11-13 | redacted
Low Income - Power to Save | LI - DUCT | 0 | 0.4 | 0.12 | 775.77 | 1 | Honeywell | 2023-11-13 | redacted
Low Income - Power to Save | LED Lights | 0 | 0 | 0 | 47.6 | 1 | Honeywell | 2023-11-13 | redacted
Low Income - Power to Save | Outdoor Coil Cleaning | 0 | 0.1 | 0 | 275 | 1 | Honeywell | 2023-11-10 | redacted
Low Income - Power to Save | HVAC Inspection | 0 | 0.17 | 0 | 268.73 | 1 | Honeywell | 2023-11-10 | redacted
Low Income - Power to Save | Low Flow Showerhead | 0 | 0.04 | 0.1 | 504.08 | 1 | Honeywell | 2023-11-10 | redacted
Low Income - Power to Save | LED Lights | 0 | 0 | 0 | 47.6 | 1 | Honeywell | 2023-11-10 | redacted
Low Income - Power to Save | Weather Strip/Caulk | 0 | 0.25 | 0.09 | 503.3 | 1 | Honeywell | 2023-11-08 | redacted
Low Income - Power to Save | Pipe Wrap | 0 | 0.01 | 0.03 | 143.65 | 1 | Honeywell | 2023-11-08 | redacted
Low Income - Power to Save | Outdoor Coil Cleaning | 0 | 0.1 | 0 | 275 | 1 | Honeywell | 2023-11-08 | redacted
Low Income - Power to Save | HVAC Inspection | 0 | 0.17 | 0 | 268.73 | 1 | Honeywell | 2023-11-08 | redacted
Low Income - Power to Save | Faucet Aerators | 0 | 0 | 0.02 | 110.58 | 1 | Honeywell | 2023-11-08 | redacted
Low Income - Power to Save | LI - DUCT | 0 | 0.4 | 0.12 | 775.77 | 1 | Honeywell | 2023-11-08 | redacted
Low Income - Power to Save | LED Lights | 0 | 0 | 0 | 47.6 | 1 | Honeywell | 2023-11-08 | redacted
Low Income - Power to Save | Weather Strip/Caulk | 0 | 0.25 | 0.09 | 503.3 | 1 | Honeywell | 2023-11-16 | redacted
Low Income - Power to Save | Outdoor Coil Cleaning | 0 | 0.1 | 0 | 275 | 1 | Honeywell | 2023-11-16 | redacted
Low Income - Power to Save | HVAC Inspection | 0 | 0.17 | 0 | 268.73 | 1 | Honeywell | 2023-11-16 | redacted
Low Income - Power to Save | Faucet Aerators | 0 | 0 | 0.02 | 110.58 | 1 | Honeywell | 2023-11-16 | redacted
Low Income - Power to Save | Low Flow Showerhead | 0 | 0.04 | 0.1 | 504.08 | 1 | Honeywell | 2023-11-16 | redacted
Low Income - Power to Save | Weather Strip/Caulk | 0 | 0.25 | 0.09 | 503.3 | 1 | Honeywell | 2023-11-08 | redacted
Low Income - Power to Save | Pipe Wrap | 0 | 0.01 | 0.03 | 143.65 | 1 | Honeywell | 2023-11-08 | redacted
Low Income - Power to Save | Outdoor Coil Cleaning | 0 | 0.1 | 0 | 275 | 1 | Honeywell | 2023-11-08 | redacted
Low Income - Power to Save | HVAC Inspection | 0 | 0.17 | 0 | 268.73 | 1 | Honeywell | 2023-11-08 | redacted
Low Income - Power to Save | Faucet Aerators | 0 | 0 | 0.02 | 110.58 | 1 | Honeywell | 2023-11-08 | redacted
Low Income - Power to Save | Low Flow Showerhead | 0 | 0.04 | 0.1 | 504.08 | 1 | Honeywell | 2023-11-08 | redacted
Low Income - Power to Save | LI - DUCT | 0 | 0.4 | 0.12 | 775.77 | 1 | Honeywell | 2023-11-08 | redacted
Low Income - Power to Save | LED Lights | 0 | 0 | 0 | 47.6 | 1 | Honeywell | 2023-11-08 | redacted
Low Income - Power to Save | Weather Strip/Caulk | 0 | 0.25 | 0.09 | 503.3 | 1 | Honeywell | 2023-11-16 | redacted
Low Income - Power to Save | Outdoor Coil Cleaning | 0 | 0.1 | 0 | 275 | 1 | Honeywell | 2023-11-16 | redacted
Low Income - Power to Save | HVAC Inspection | 0 | 0.17 | 0 | 268.73 | 1 | Honeywell | 2023-11-16 | redacted
Low Income - Power to Save | Faucet Aerators | 0 | 0 | 0.02 | 110.58 | 1 | Honeywell | 2023-11-16 | redacted
Low Income - Power to Save | Low Flow Showerhead | 0 | 0.04 | 0.1 | 504.08 | 1 | Honeywell | 2023-11-16 | redacted
Low Income - Power to Save | Weather Strip/Caulk | 0 | 0.25 | 0.09 | 503.3 | 1 | Honeywell | 2023-11-13 | redacted
Low Income - Power to Save | Outdoor Coil Cleaning | 0 | 0.1 | 0 | 275 | 1 | Honeywell | 2023-11-13 | redacted
Low Income - Power to Save | HVAC Inspection | 0 | 0.17 | 0 | 268.73 | 1 | Honeywell | 2023-11-13 | redacted
Low Income - Power to Save | LI - DUCT | 0 | 0.4 | 0.12 | 775.77 | 1 | Honeywell | 2023-11-13 | redacted
Low Income - Power to Save | Weather Strip/Caulk | 0 | 0.25 | 0.09 | 503.3 | 1 | Honeywell | 2023-11-13 | redacted
Low Income - Power to Save | Outdoor Coil Cleaning | 0 | 0.1 | 0 | 275 | 1 | Honeywell | 2023-11-13 | redacted
Low Income - Power to Save | HVAC Inspection | 0 | 0.17 | 0 | 268.73 | 1 | Honeywell | 2023-11-13 | redacted
Low Income - Power to Save | LI - DUCT | 0 | 0.4 | 0.12 | 775.77 | 1 | Honeywell | 2023-11-13 | redacted
Low Income - Power to Save | Weather Strip/Caulk | 0 | 0.25 | 0.09 | 503.3 | 1 | Honeywell | 2023-11-17 | redacted
Low Income - Power to Save | Faucet Aerators | 0 | 0 | 0.02 | 110.58 | 1 | Honeywell | 2023-11-17 | redacted
Low Income - Power to Save | LED Lights | 0 | 0 | 0 | 47.6 | 1 | Honeywell | 2023-11-17 | redacted
Low Income - Power to Save | Weather Strip/Caulk | 0 | 0.25 | 0.09 | 503.3 | 1 | Honeywell | 2023-11-16 | redacted
Low Income - Power to Save | Outdoor Coil Cleaning | 0 | 0.1 | 0 | 275 | 1 | Honeywell | 2023-11-16 | redacted
Low Income - Power to Save | HVAC Inspection | 0 | 0.17 | 0 | 268.73 | 1 | Honeywell | 2023-11-16 | redacted
Low Income - Power to Save | Low Flow Showerhead | 0 | 0.04 | 0.1 | 504.08 | 1 | Honeywell | 2023-11-16 | redacted
Low Income - Power to Save | LI - DUCT | 0 | 0.4 | 0.12 | 775.77 | 1 | Honeywell | 2023-11-16 | redacted
Low Income - Power to Save | LED Lights | 0 | 0 | 0 | 47.6 | 1 | Honeywell | 2023-11-16 | redacted
Low Income - Power to Save | Faucet Aerators | 0 | 0 | 0.02 | 110.58 | 1 | Honeywell | 2023-11-14 | redacted
Low Income - Power to Save | Low Flow Showerhead | 0 | 0.04 | 0.1 | 504.08 | 1 | Honeywell | 2023-11-14 | redacted
Low Income - Power to Save | LED Lights | 0 | 0 | 0 | 47.6 | 1 | Honeywell | 2023-11-14 | redacted
Low Income - Power to Save | Weather Strip/Caulk | 0 | 0.25 | 0.09 | 503.3 | 1 | Honeywell | 2023-11-17 | redacted
Low Income - Power to Save | Outdoor Coil Cleaning | 0 | 0.1 | 0 | 275 | 1 | Honeywell | 2023-11-17 | redacted
Low Income - Power to Save | HVAC Inspection | 0 | 0.17 | 0 | 268.73 | 1 | Honeywell | 2023-11-17 | redacted
Low Income - Power to Save | Low Flow Showerhead | 0 | 0.04 | 0.1 | 504.08 | 1 | Honeywell | 2023-11-17 | redacted
Low Income - Power to Save | LI - DUCT | 0 | 0.4 | 0.12 | 775.77 | 1 | Honeywell | 2023-11-17 | redacted
Low Income - Power to Save | LED Lights | 0 | 0 | 0 | 47.6 | 1 | Honeywell | 2023-11-17 | redacted
Low Income - Power to Save | Weather Strip/Caulk | 0 | 0.25 | 0.09 | 503.3 | 1 | Honeywell | 2023-11-16 | redacted
Low Income - Power to Save | Low Flow Showerhead | 0 | 0.04 | 0.1 | 504.08 | 1 | Honeywell | 2023-11-16 | redacted
Low Income - Power to Save | LED Lights | 0 | 0 | 0 | 47.6 | 1 | Honeywell | 2023-11-16 | redacted
Low Income - Power to Save | Weather Strip/Caulk | 0 | 0.25 | 0.09 | 503.3 | 1 | Honeywell | 2023-11-16 | redacted
Low Income - Power to Save | Low Flow Showerhead | 0 | 0.04 | 0.1 | 504.08 | 1 | Honeywell | 2023-11-16 | redacted
Low Income - Power to Save | LED Lights | 0 | 0 | 0 | 47.6 | 1 | Honeywell | 2023-11-16 | redacted
Low Income - Power to Save | Weather Strip/Caulk | 0 | 0.25 | 0.09 | 503.3 | 1 | Honeywell | 2023-11-08 | redacted
Low Income - Power to Save | Outdoor Coil Cleaning | 0 | 0.1 | 0 | 275 | 1 | Honeywell | 2023-11-08 | redacted
Low Income - Power to Save | HVAC Inspection | 0 | 0.17 | 0 | 268.73 | 1 | Honeywell | 2023-11-08 | redacted
Low Income - Power to Save | Faucet Aerators | 0 | 0 | 0.02 | 110.58 | 1 | Honeywell | 2023-11-08 | redacted
Low Income - Power to Save | LI - DUCT | 0 | 0.4 | 0.12 | 775.77 | 1 | Honeywell | 2023-11-08 | redacted
Low Income - Power to Save | LED Lights | 0 | 0 | 0 | 47.6 | 1 | Honeywell | 2023-11-08 | redacted
Low Income - Power to Save | Weather Strip/Caulk | 0 | 0.25 | 0.09 | 503.3 | 1 | Honeywell | 2023-11-08 | redacted
Low Income - Power to Save | Outdoor Coil Cleaning | 0 | 0.1 | 0 | 275 | 1 | Honeywell | 2023-11-08 | redacted
Low Income - Power to Save | HVAC Inspection | 0 | 0.17 | 0 | 268.73 | 1 | Honeywell | 2023-11-08 | redacted
Low Income - Power to Save | Faucet Aerators | 0 | 0 | 0.02 | 110.58 | 1 | Honeywell | 2023-11-08 | redacted
Low Income - Power to Save | Low Flow Showerhead | 0 | 0.04 | 0.1 | 504.08 | 1 | Honeywell | 2023-11-08 | redacted
Low Income - Power to Save | LI - DUCT | 0 | 0.4 | 0.12 | 775.77 | 1 | Honeywell | 2023-11-08 | redacted
Low Income - Power to Save | LED Lights | 0 | 0 | 0 | 47.6 | 1 | Honeywell | 2023-11-08 | redacted
Low Income - Power to Save | Weather Strip/Caulk | 0 | 0.25 | 0.09 | 503.3 | 1 | Honeywell | 2023-11-10 | redacted
Low Income - Power to Save | Outdoor Coil Cleaning | 0 | 0.1 | 0 | 275 | 1 | Honeywell | 2023-11-10 | redacted
Low Income - Power to Save | HVAC Inspection | 0 | 0.17 | 0 | 268.73 | 1 | Honeywell | 2023-11-10 | redacted
Low Income - Power to Save | Low Flow Showerhead | 0 | 0.04 | 0.1 | 504.08 | 1 | Honeywell | 2023-11-10 | redacted
Low Income - Power to Save | LI - DUCT | 0 | 0.4 | 0.12 | 775.77 | 1 | Honeywell | 2023-11-10 | redacted
Low Income - Power to Save | LED Lights | 0 | 0 | 0 | 47.6 | 1 | Honeywell | 2023-11-10 | redacted
Low Income - Power to Save | Weather Strip/Caulk | 0 | 0.25 | 0.09 | 503.3 | 1 | Honeywell | 2023-11-16 | redacted
Low Income - Power to Save | Low Flow Showerhead | 0 | 0.04 | 0.1 | 504.08 | 1 | Honeywell | 2023-11-16 | redacted
Low Income - Power to Save | LED Lights | 0 | 0 | 0 | 47.6 | 1 | Honeywell | 2023-11-16 | redacted
Low Income - Power to Save | Weather Strip/Caulk | 0 | 0.25 | 0.09 | 503.3 | 1 | Honeywell | 2023-11-16 | redacted
Low Income - Power to Save | Outdoor Coil Cleaning | 0 | 0.1 | 0 | 275 | 1 | Honeywell | 2023-11-16 | redacted
Low Income - Power to Save | HVAC Inspection | 0 | 0.17 | 0 | 268.73 | 1 | Honeywell | 2023-11-16 | redacted
Low Income - Power to Save | Faucet Aerators | 0 | 0 | 0.02 | 110.58 | 1 | Honeywell | 2023-11-16 | redacted
Low Income - Power to Save | Low Flow Showerhead | 0 | 0.04 | 0.1 | 504.08 | 1 | Honeywell | 2023-11-16 | redacted
Low Income - Power to Save | LED Lights | 0 | 0 | 0 | 47.6 | 1 | Honeywell | 2023-11-16 | redacted
Low Income - Power to Save | Weather Strip/Caulk | 0 | 0.25 | 0.09 | 503.3 | 1 | Honeywell | 2023-11-09 | redacted
Low Income - Power to Save | Outdoor Coil Cleaning | 0 | 0.1 | 0 | 275 | 1 | Honeywell | 2023-11-09 | redacted
Low Income - Power to Save | HVAC Inspection | 0 | 0.17 | 0 | 268.73 | 1 | Honeywell | 2023-11-09 | redacted
Low Income - Power to Save | LED Lights | 0 | 0 | 0 | 47.6 | 1 | Honeywell | 2023-11-09 | redacted
Low Income - Power to Save | Weather Strip/Caulk | 0 | 0.25 | 0.09 | 503.3 | 1 | Honeywell | 2023-11-09 | redacted
Low Income - Power to Save | Pipe Wrap | 0 | 0.01 | 0.03 | 143.65 | 1 | Honeywell | 2023-11-09 | redacted
Low Income - Power to Save | Outdoor Coil Cleaning | 0 | 0.1 | 0 | 275 | 1 | Honeywell | 2023-11-09 | redacted
Low Income - Power to Save | HVAC Inspection | 0 | 0.17 | 0 | 268.73 | 1 | Honeywell | 2023-11-09 | redacted
Low Income - Power to Save | Low Flow Showerhead | 0 | 0.04 | 0.1 | 504.08 | 1 | Honeywell | 2023-11-09 | redacted
Low Income - Power to Save | LI - DUCT | 0 | 0.4 | 0.12 | 775.77 | 1 | Honeywell | 2023-11-09 | redacted
Low Income - Power to Save | LED Lights | 0 | 0 | 0 | 47.6 | 1 | Honeywell | 2023-11-09 | redacted
Low Income - Power to Save | Weather Strip/Caulk | 0 | 0.25 | 0.09 | 503.3 | 1 | Honeywell | 2023-11-09 | redacted
Low Income - Power to Save | Outdoor Coil Cleaning | 0 | 0.1 | 0 | 275 | 1 | Honeywell | 2023-11-09 | redacted
Low Income - Power to Save | HVAC Inspection | 0 | 0.17 | 0 | 268.73 | 1 | Honeywell | 2023-11-09 | redacted
Low Income - Power to Save | Faucet Aerators | 0 | 0 | 0.02 | 110.58 | 1 | Honeywell | 2023-11-09 | redacted
Low Income - Power to Save | Low Flow Showerhead | 0 | 0.04 | 0.1 | 504.08 | 1 | Honeywell | 2023-11-09 | redacted
Low Income - Power to Save | LI - DUCT | 0 | 0.4 | 0.12 | 775.77 | 1 | Honeywell | 2023-11-09 | redacted
Low Income - Power to Save | LED Lights | 0 | 0 | 0 | 47.6 | 1 | Honeywell | 2023-11-09 | redacted
Low Income - Power to Save | Weather Strip/Caulk | 0 | 0.25 | 0.09 | 503.3 | 1 | Honeywell | 2023-11-14 | redacted
Low Income - Power to Save | Outdoor Coil Cleaning | 0 | 0.1 | 0 | 275 | 1 | Honeywell | 2023-11-14 | redacted
Low Income - Power to Save | HVAC Inspection | 0 | 0.17 | 0 | 268.73 | 1 | Honeywell | 2023-11-14 | redacted
Low Income - Power to Save | Low Flow Showerhead | 0 | 0.04 | 0.1 | 504.08 | 1 | Honeywell | 2023-11-14 | redacted
Low Income - Power to Save | LI - DUCT | 0 | 0.4 | 0.12 | 775.77 | 1 | Honeywell | 2023-11-14 | redacted
Low Income - Power to Save | LED Lights | 0 | 0 | 0 | 47.6 | 1 | Honeywell | 2023-11-14 | redacted
Low Income - Power to Save | Weather Strip/Caulk | 0 | 0.25 | 0.09 | 503.3 | 1 | Honeywell | 2023-11-16 | redacted
Low Income - Power to Save | Outdoor Coil Cleaning | 0 | 0.1 | 0 | 275 | 1 | Honeywell | 2023-11-16 | redacted
Low Income - Power to Save | HVAC Inspection | 0 | 0.17 | 0 | 268.73 | 1 | Honeywell | 2023-11-16 | redacted
Low Income - Power to Save | Low Flow Showerhead | 0 | 0.04 | 0.1 | 504.08 | 1 | Honeywell | 2023-11-16 | redacted
Low Income - Power to Save | LI - DUCT | 0 | 0.4 | 0.12 | 775.77 | 1 | Honeywell | 2023-11-16 | redacted
Low Income - Power to Save | LED Lights | 0 | 0 | 0 | 47.6 | 1 | Honeywell | 2023-11-16 | redacted
Low Income - Power to Save | Weather Strip/Caulk | 0 | 0.25 | 0.09 | 503.3 | 1 | Honeywell | 2023-11-08 | redacted
Low Income - Power to Save | Outdoor Coil Cleaning | 0 | 0.1 | 0 | 275 | 1 | Honeywell | 2023-11-08 | redacted
Low Income - Power to Save | HVAC Inspection | 0 | 0.17 | 0 | 268.73 | 1 | Honeywell | 2023-11-08 | redacted
Low Income - Power to Save | Faucet Aerators | 0 | 0 | 0.02 | 110.58 | 1 | Honeywell | 2023-11-08 | redacted
Low Income - Power to Save | Low Flow Showerhead | 0 | 0.04 | 0.1 | 504.08 | 1 | Honeywell | 2023-11-08 | redacted
Low Income - Power to Save | LI - DUCT | 0 | 0.4 | 0.12 | 775.77 | 1 | Honeywell | 2023-11-08 | redacted
Low Income - Power to Save | Weather Strip/Caulk | 0 | 0.25 | 0.09 | 503.3 | 1 | Honeywell | 2023-11-13 | redacted
Low Income - Power to Save | Outdoor Coil Cleaning | 0 | 0.1 | 0 | 275 | 1 | Honeywell | 2023-11-13 | redacted
Low Income - Power to Save | HVAC Inspection | 0 | 0.17 | 0 | 268.73 | 1 | Honeywell | 2023-11-13 | redacted
Low Income - Power to Save | Faucet Aerators | 0 | 0 | 0.02 | 110.58 | 1 | Honeywell | 2023-11-13 | redacted
Low Income - Power to Save | Low Flow Showerhead | 0 | 0.04 | 0.1 | 504.08 | 1 | Honeywell | 2023-11-13 | redacted
Low Income - Power to Save | LI - DUCT | 0 | 0.4 | 0.12 | 775.77 | 1 | Honeywell | 2023-11-13 | redacted
Low Income - Power to Save | LED Lights | 0 | 0 | 0 | 47.6 | 1 | Honeywell | 2023-11-13 | redacted
Low Income - Power to Save | Weather Strip/Caulk | 0 | 0.25 | 0.09 | 503.3 | 1 | Honeywell | 2023-11-16 | redacted
Low Income - Power to Save | Low Flow Showerhead | 0 | 0.04 | 0.1 | 504.08 | 1 | Honeywell | 2023-11-16 | redacted
Low Income - Power to Save | LED Lights | 0 | 0 | 0 | 47.6 | 1 | Honeywell | 2023-11-16 | redacted
Low Income - Power to Save | Weather Strip/Caulk | 0 | 0.25 | 0.09 | 503.3 | 1 | Honeywell | 2023-11-16 | redacted
Low Income - Power to Save | Outdoor Coil Cleaning | 0 | 0.1 | 0 | 275 | 1 | Honeywell | 2023-11-16 | redacted
Low Income - Power to Save | HVAC Inspection | 0 | 0.17 | 0 | 268.73 | 1 | Honeywell | 2023-11-16 | redacted
Low Income - Power to Save | Low Flow Showerhead | 0 | 0.04 | 0.1 | 504.08 | 1 | Honeywell | 2023-11-16 | redacted
Low Income - Power to Save | LI - DUCT | 0 | 0.4 | 0.12 | 775.77 | 1 | Honeywell | 2023-11-16 | redacted
Low Income - Power to Save | LED Lights | 0 | 0 | 0 | 47.6 | 1 | Honeywell | 2023-11-16 | redacted
Low Income - Power to Save | Weather Strip/Caulk | 0 | 0.25 | 0.09 | 503.3 | 1 | Honeywell | 2023-11-16 | redacted
Low Income - Power to Save | Low Flow Showerhead | 0 | 0.04 | 0.1 | 504.08 | 1 | Honeywell | 2023-11-16 | redacted
Low Income - Power to Save | LED Lights | 0 | 0 | 0 | 47.6 | 1 | Honeywell | 2023-11-16 | redacted
Low Income - Power to Save | Weather Strip/Caulk | 0 | 0.25 | 0.09 | 503.3 | 1 | Honeywell | 2023-11-17 | redacted
Low Income - Power to Save | Low Flow Showerhead | 0 | 0.04 | 0.1 | 504.08 | 1 | Honeywell | 2023-11-17 | redacted
Low Income - Power to Save | LED Lights | 0 | 0 | 0 | 47.6 | 1 | Honeywell | 2023-11-17 | redacted
Low Income - Power to Save | Weather Strip/Caulk | 0 | 0.25 | 0.09 | 503.3 | 1 | Honeywell | 2023-11-13 | redacted
Low Income - Power to Save | Outdoor Coil Cleaning | 0 | 0.1 | 0 | 275 | 1 | Honeywell | 2023-11-13 | redacted
Low Income - Power to Save | Faucet Aerators | 0 | 0 | 0.02 | 110.58 | 1 | Honeywell | 2023-11-13 | redacted
Low Income - Power to Save | Low Flow Showerhead | 0 | 0.04 | 0.1 | 504.08 | 1 | Honeywell | 2023-11-13 | redacted
Low Income - Power to Save | LI - DUCT | 0 | 0.4 | 0.12 | 775.77 | 1 | Honeywell | 2023-11-13 | redacted
Low Income - Power to Save | LED Lights | 0 | 0 | 0 | 47.6 | 1 | Honeywell | 2023-11-13 | redacted
Low Income - Power to Save | Weather Strip/Caulk | 0 | 0.25 | 0.09 | 503.3 | 1 | Honeywell | 2023-11-13 | redacted
Low Income - Power to Save | Outdoor Coil Cleaning | 0 | 0.1 | 0 | 275 | 1 | Honeywell | 2023-11-13 | redacted
Low Income - Power to Save | HVAC Inspection | 0 | 0.17 | 0 | 268.73 | 1 | Honeywell | 2023-11-13 | redacted
Low Income - Power to Save | Low Flow Showerhead | 0 | 0.04 | 0.1 | 504.08 | 1 | Honeywell | 2023-11-13 | redacted
Low Income - Power to Save | LI - DUCT | 0 | 0.4 | 0.12 | 775.77 | 1 | Honeywell | 2023-11-13 | redacted
Low Income - Power to Save | LED Lights | 0 | 0 | 0 | 47.6 | 1 | Honeywell | 2023-11-13 | redacted
Low Income - Power to Save | Weather Strip/Caulk | 0 | 0.25 | 0.09 | 503.3 | 1 | Honeywell | 2023-11-13 | redacted
Low Income - Power to Save | Outdoor Coil Cleaning | 0 | 0.1 | 0 | 275 | 1 | Honeywell | 2023-11-13 | redacted
Low Income - Power to Save | HVAC Inspection | 0 | 0.17 | 0 | 268.73 | 1 | Honeywell | 2023-11-13 | redacted
Low Income - Power to Save | Faucet Aerators | 0 | 0 | 0.02 | 110.58 | 1 | Honeywell | 2023-11-13 | redacted
Low Income - Power to Save | Low Flow Showerhead | 0 | 0.04 | 0.1 | 504.08 | 1 | Honeywell | 2023-11-13 | redacted
Low Income - Power to Save | LI - DUCT | 0 | 0.4 | 0.12 | 775.77 | 1 | Honeywell | 2023-11-13 | redacted
Low Income - Power to Save | LED Lights | 0 | 0 | 0 | 47.6 | 1 | Honeywell | 2023-11-13 | redacted
Low Income - Power to Save | Weather Strip/Caulk | 0 | 0.25 | 0.09 | 503.3 | 1 | Honeywell | 2023-11-14 | redacted
Low Income - Power to Save | Pipe Wrap | 0 | 0.01 | 0.03 | 143.65 | 1 | Honeywell | 2023-11-14 | redacted
Low Income - Power to Save | Low Flow Showerhead | 0 | 0.04 | 0.1 | 504.08 | 1 | Honeywell | 2023-11-14 | redacted
Low Income - Power to Save | LED Lights | 0 | 0 | 0 | 47.6 | 1 | Honeywell | 2023-11-14 | redacted
Low Income - Power to Save | Weather Strip/Caulk | 0 | 0.25 | 0.09 | 503.3 | 1 | Honeywell | 2023-11-16 | redacted
Low Income - Power to Save | Low Flow Showerhead | 0 | 0.04 | 0.1 | 504.08 | 1 | Honeywell | 2023-11-16 | redacted
Low Income - Power to Save | LED Lights | 0 | 0 | 0 | 47.6 | 1 | Honeywell | 2023-11-16 | redacted
Low Income - Power to Save | Weather Strip/Caulk | 0 | 0.25 | 0.09 | 503.3 | 1 | Honeywell | 2023-11-13 | redacted
Low Income - Power to Save | Outdoor Coil Cleaning | 0 | 0.1 | 0 | 275 | 1 | Honeywell | 2023-11-13 | redacted
Low Income - Power to Save | Faucet Aerators | 0 | 0 | 0.02 | 110.58 | 1 | Honeywell | 2023-11-13 | redacted
Low Income - Power to Save | Low Flow Showerhead | 0 | 0.04 | 0.1 | 504.08 | 1 | Honeywell | 2023-11-13 | redacted
Low Income - Power to Save | LED Lights | 0 | 0 | 0 | 47.6 | 1 | Honeywell | 2023-11-13 | redacted
Low Income - Power to Save | Weather Strip/Caulk | 0 | 0.25 | 0.09 | 503.3 | 1 | Honeywell | 2023-11-10 | redacted
Low Income - Power to Save | Pipe Wrap | 0 | 0.01 | 0.03 | 143.65 | 1 | Honeywell | 2023-11-10 | redacted
Low Income - Power to Save | Outdoor Coil Cleaning | 0 | 0.1 | 0 | 275 | 1 | Honeywell | 2023-11-10 | redacted
Low Income - Power to Save | HVAC Inspection | 0 | 0.17 | 0 | 268.73 | 1 | Honeywell | 2023-11-10 | redacted
Low Income - Power to Save | Faucet Aerators | 0 | 0 | 0.02 | 110.58 | 1 | Honeywell | 2023-11-10 | redacted
Low Income - Power to Save | LI - DUCT | 0 | 0.4 | 0.12 | 775.77 | 1 | Honeywell | 2023-11-10 | redacted
Low Income - Power to Save | LED Lights | 0 | 0 | 0 | 47.6 | 1 | Honeywell | 2023-11-10 | redacted
Low Income - Power to Save | Weather Strip/Caulk | 0 | 0.25 | 0.09 | 503.3 | 1 | Honeywell | 2023-11-13 | redacted
Low Income - Power to Save | Outdoor Coil Cleaning | 0 | 0.1 | 0 | 275 | 1 | Honeywell | 2023-11-13 | redacted
Low Income - Power to Save | HVAC Inspection | 0 | 0.17 | 0 | 268.73 | 1 | Honeywell | 2023-11-13 | redacted
Low Income - Power to Save | Low Flow Showerhead | 0 | 0.04 | 0.1 | 504.08 | 1 | Honeywell | 2023-11-13 | redacted
Low Income - Power to Save | Weather Strip/Caulk | 0 | 0.25 | 0.09 | 503.3 | 1 | Honeywell | 2023-11-10 | redacted
Low Income - Power to Save | Outdoor Coil Cleaning | 0 | 0.1 | 0 | 275 | 1 | Honeywell | 2023-11-10 | redacted
Low Income - Power to Save | Faucet Aerators | 0 | 0 | 0.02 | 110.58 | 1 | Honeywell | 2023-11-10 | redacted
Low Income - Power to Save | LED Lights | 0 | 0 | 0 | 47.6 | 1 | Honeywell | 2023-11-10 | redacted
Low Income - Power to Save | Weather Strip/Caulk | 0 | 0.25 | 0.09 | 503.3 | 1 | Honeywell | 2023-11-16 | redacted
Low Income - Power to Save | Low Flow Showerhead | 0 | 0.04 | 0.1 | 504.08 | 1 | Honeywell | 2023-11-16 | redacted
Low Income - Power to Save | LED Lights | 0 | 0 | 0 | 47.6 | 1 | Honeywell | 2023-11-16 | redacted
Low Income - Power to Save | Weather Strip/Caulk | 0 | 0.25 | 0.09 | 503.3 | 1 | Honeywell | 2023-11-08 | redacted
Low Income - Power to Save | Outdoor Coil Cleaning | 0 | 0.1 | 0 | 275 | 1 | Honeywell | 2023-11-08 | redacted
Low Income - Power to Save | HVAC Inspection | 0 | 0.17 | 0 | 268.73 | 1 | Honeywell | 2023-11-08 | redacted
Low Income - Power to Save | Faucet Aerators | 0 | 0 | 0.02 | 110.58 | 1 | Honeywell | 2023-11-08 | redacted
Low Income - Power to Save | Low Flow Showerhead | 0 | 0.04 | 0.1 | 504.08 | 1 | Honeywell | 2023-11-08 | redacted
Low Income - Power to Save | LI - DUCT | 0 | 0.4 | 0.12 | 775.77 | 1 | Honeywell | 2023-11-08 | redacted
Low Income - Power to Save | LED Lights | 0 | 0 | 0 | 47.6 | 1 | Honeywell | 2023-11-08 | redacted
Low Income - Power to Save | Weather Strip/Caulk | 0 | 0.25 | 0.09 | 503.3 | 1 | Honeywell | 2023-11-16 | redacted
Low Income - Power to Save | Outdoor Coil Cleaning | 0 | 0.1 | 0 | 275 | 1 | Honeywell | 2023-11-16 | redacted
Low Income - Power to Save | HVAC Inspection | 0 | 0.17 | 0 | 268.73 | 1 | Honeywell | 2023-11-16 | redacted
Low Income - Power to Save | Low Flow Showerhead | 0 | 0.04 | 0.1 | 504.08 | 1 | Honeywell | 2023-11-16 | redacted
Low Income - Power to Save | LI - DUCT | 0 | 0.4 | 0.12 | 775.77 | 1 | Honeywell | 2023-11-16 | redacted
Low Income - Power to Save | LED Lights | 0 | 0 | 0 | 47.6 | 1 | Honeywell | 2023-11-16 | redacted
Low Income - Power to Save | Weather Strip/Caulk | 0 | 0.25 | 0.09 | 503.3 | 1 | Honeywell | 2023-11-09 | redacted
Low Income - Power to Save | Outdoor Coil Cleaning | 0 | 0.1 | 0 | 275 | 1 | Honeywell | 2023-11-09 | redacted
Low Income - Power to Save | HVAC Inspection | 0 | 0.17 | 0 | 268.73 | 1 | Honeywell | 2023-11-09 | redacted
Low Income - Power to Save | Faucet Aerators | 0 | 0 | 0.02 | 110.58 | 1 | Honeywell | 2023-11-09 | redacted
Low Income - Power to Save | Low Flow Showerhead | 0 | 0.04 | 0.1 | 504.08 | 1 | Honeywell | 2023-11-09 | redacted
Low Income - Power to Save | Weather Strip/Caulk | 0 | 0.25 | 0.09 | 503.3 | 1 | Honeywell | 2023-11-17 | redacted
Low Income - Power to Save | Outdoor Coil Cleaning | 0 | 0.1 | 0 | 275 | 1 | Honeywell | 2023-11-17 | redacted
Low Income - Power to Save | HVAC Inspection | 0 | 0.17 | 0 | 268.73 | 1 | Honeywell | 2023-11-17 | redacted
Low Income - Power to Save | Faucet Aerators | 0 | 0 | 0.02 | 110.58 | 1 | Honeywell | 2023-11-17 | redacted
Low Income - Power to Save | Low Flow Showerhead | 0 | 0.04 | 0.1 | 504.08 | 1 | Honeywell | 2023-11-17 | redacted
Low Income - Power to Save | LI - DUCT | 0 | 0.4 | 0.12 | 775.77 | 1 | Honeywell | 2023-11-17 | redacted
Low Income - Power to Save | LED Lights | 0 | 0 | 0 | 47.6 | 1 | Honeywell | 2023-11-17 | redacted
Low Income - Power to Save | Weather Strip/Caulk | 0 | 0.25 | 0.09 | 503.3 | 1 | Honeywell | 2023-11-16 | redacted
Low Income - Power to Save | Pipe Wrap | 0 | 0.01 | 0.03 | 143.65 | 1 | Honeywell | 2023-11-16 | redacted
Low Income - Power to Save | Outdoor Coil Cleaning | 0 | 0.1 | 0 | 275 | 1 | Honeywell | 2023-11-16 | redacted
Low Income - Power to Save | HVAC Inspection | 0 | 0.17 | 0 | 268.73 | 1 | Honeywell | 2023-11-16 | redacted
Low Income - Power to Save | Faucet Aerators | 0 | 0 | 0.02 | 110.58 | 1 | Honeywell | 2023-11-16 | redacted
Low Income - Power to Save | Low Flow Showerhead | 0 | 0.04 | 0.1 | 504.08 | 1 | Honeywell | 2023-11-16 | redacted
Low Income - Power to Save | LI - DUCT | 0 | 0.4 | 0.12 | 775.77 | 1 | Honeywell | 2023-11-16 | redacted
Low Income - Power to Save | LED Lights | 0 | 0 | 0 | 47.6 | 1 | Honeywell | 2023-11-16 | redacted
Low Income - Power to Save | Weather Strip/Caulk | 0 | 0.25 | 0.09 | 503.3 | 1 | Honeywell | 2023-11-10 | redacted
Low Income - Power to Save | Pipe Wrap | 0 | 0.01 | 0.03 | 143.65 | 1 | Honeywell | 2023-11-10 | redacted
Low Income - Power to Save | Outdoor Coil Cleaning | 0 | 0.1 | 0 | 275 | 1 | Honeywell | 2023-11-10 | redacted
Low Income - Power to Save | HVAC Inspection | 0 | 0.17 | 0 | 268.73 | 1 | Honeywell | 2023-11-10 | redacted
Low Income - Power to Save | Faucet Aerators | 0 | 0 | 0.02 | 110.58 | 1 | Honeywell | 2023-11-10 | redacted
Low Income - Power to Save | LI - DUCT | 0 | 0.4 | 0.12 | 775.77 | 1 | Honeywell | 2023-11-10 | redacted
Low Income - Power to Save | LED Lights | 0 | 0 | 0 | 47.6 | 1 | Honeywell | 2023-11-10 | redacted
Low Income - Power to Save | Weather Strip/Caulk | 0 | 0.25 | 0.09 | 503.3 | 1 | Honeywell | 2023-11-17 | redacted
Low Income - Power to Save | Outdoor Coil Cleaning | 0 | 0.1 | 0 | 275 | 1 | Honeywell | 2023-11-17 | redacted
Low Income - Power to Save | HVAC Inspection | 0 | 0.17 | 0 | 268.73 | 1 | Honeywell | 2023-11-17 | redacted
Low Income - Power to Save | Low Flow Showerhead | 0 | 0.04 | 0.1 | 504.08 | 1 | Honeywell | 2023-11-17 | redacted
Low Income - Power to Save | LI - DUCT | 0 | 0.4 | 0.12 | 775.77 | 1 | Honeywell | 2023-11-17 | redacted
Low Income - Power to Save | LED Lights | 0 | 0 | 0 | 47.6 | 1 | Honeywell | 2023-11-17 | redacted
Low Income - Power to Save | Weather Strip/Caulk | 0 | 0.25 | 0.09 | 503.3 | 1 | Honeywell | 2023-11-10 | redacted
Low Income - Power to Save | Outdoor Coil Cleaning | 0 | 0.1 | 0 | 275 | 1 | Honeywell | 2023-11-10 | redacted
Low Income - Power to Save | HVAC Inspection | 0 | 0.17 | 0 | 268.73 | 1 | Honeywell | 2023-11-10 | redacted
Low Income - Power to Save | Faucet Aerators | 0 | 0 | 0.02 | 110.58 | 1 | Honeywell | 2023-11-10 | redacted
Low Income - Power to Save | Low Flow Showerhead | 0 | 0.04 | 0.1 | 504.08 | 1 | Honeywell | 2023-11-10 | redacted
Low Income - Power to Save | LED Lights | 0 | 0 | 0 | 47.6 | 1 | Honeywell | 2023-11-10 | redacted
Low Income - Power to Save | Weather Strip/Caulk | 0 | 0.25 | 0.09 | 503.3 | 1 | Honeywell | 2023-11-08 | redacted
Low Income - Power to Save | Pipe Wrap | 0 | 0.01 | 0.03 | 143.65 | 1 | Honeywell | 2023-11-08 | redacted
Low Income - Power to Save | Outdoor Coil Cleaning | 0 | 0.1 | 0 | 275 | 1 | Honeywell | 2023-11-08 | redacted
Low Income - Power to Save | HVAC Inspection | 0 | 0.17 | 0 | 268.73 | 1 | Honeywell | 2023-11-08 | redacted
Low Income - Power to Save | Faucet Aerators | 0 | 0 | 0.02 | 110.58 | 1 | Honeywell | 2023-11-08 | redacted
Low Income - Power to Save | Low Flow Showerhead | 0 | 0.04 | 0.1 | 504.08 | 1 | Honeywell | 2023-11-08 | redacted
Low Income - Power to Save | LI - DUCT | 0 | 0.4 | 0.12 | 775.77 | 1 | Honeywell | 2023-11-08 | redacted
Low Income - Power to Save | LED Lights | 0 | 0 | 0 | 47.6 | 1 | Honeywell | 2023-11-08 | redacted
Low Income - Power to Save | Weather Strip/Caulk | 0 | 0.25 | 0.09 | 503.3 | 1 | Honeywell | 2023-11-17 | redacted
Low Income - Power to Save | Outdoor Coil Cleaning | 0 | 0.1 | 0 | 275 | 1 | Honeywell | 2023-11-17 | redacted
Low Income - Power to Save | HVAC Inspection | 0 | 0.17 | 0 | 268.73 | 1 | Honeywell | 2023-11-17 | redacted
Low Income - Power to Save | Faucet Aerators | 0 | 0 | 0.02 | 110.58 | 1 | Honeywell | 2023-11-17 | redacted
Low Income - Power to Save | Low Flow Showerhead | 0 | 0.04 | 0.1 | 504.08 | 1 | Honeywell | 2023-11-17 | redacted
Low Income - Power to Save | Faucet Aerators | 0 | 0 | 0.02 | 110.58 | 1 | Honeywell | 2023-11-10 | redacted
Low Income - Power to Save | Low Flow Showerhead | 0 | 0.04 | 0.1 | 504.08 | 1 | Honeywell | 2023-11-10 | redacted
Low Income - Power to Save | LED Lights | 0 | 0 | 0 | 47.6 | 1 | Honeywell | 2023-11-10 | redacted
Low Income - Power to Save | Weather Strip/Caulk | 0 | 0.25 | 0.09 | 503.3 | 1 | Honeywell | 2023-11-09 | redacted
Low Income - Power to Save | Faucet Aerators | 0 | 0 | 0.02 | 110.58 | 1 | Honeywell | 2023-11-09 | redacted
Low Income - Power to Save | LED Lights | 0 | 0 | 0 | 47.6 | 1 | Honeywell | 2023-11-09 | redacted
Low Income - Power to Save | Weather Strip/Caulk | 0 | 0.25 | 0.09 | 503.3 | 1 | Honeywell | 2023-11-10 | redacted
Low Income - Power to Save | Outdoor Coil Cleaning | 0 | 0.1 | 0 | 275 | 1 | Honeywell | 2023-11-10 | redacted
Low Income - Power to Save | HVAC Inspection | 0 | 0.17 | 0 | 268.73 | 1 | Honeywell | 2023-11-10 | redacted
Low Income - Power to Save | Faucet Aerators | 0 | 0 | 0.02 | 110.58 | 1 | Honeywell | 2023-11-10 | redacted
Low Income - Power to Save | Low Flow Showerhead | 0 | 0.04 | 0.1 | 504.08 | 1 | Honeywell | 2023-11-10 | redacted
Low Income - Power to Save | LI - DUCT | 0 | 0.4 | 0.12 | 775.77 | 1 | Honeywell | 2023-11-10 | redacted
Low Income - Power to Save | LED Lights | 0 | 0 | 0 | 47.6 | 1 | Honeywell | 2023-11-10 | redacted
Low Income - Power to Save | Weather Strip/Caulk | 0 | 0.25 | 0.09 | 503.3 | 1 | Honeywell | 2023-11-14 | redacted
Low Income - Power to Save | Low Flow Showerhead | 0 | 0.04 | 0.1 | 504.08 | 1 | Honeywell | 2023-11-14 | redacted
Low Income - Power to Save | LED Lights | 0 | 0 | 0 | 47.6 | 1 | Honeywell | 2023-11-14 | redacted
Low Income - Power to Save | Weather Strip/Caulk | 0 | 0.25 | 0.09 | 503.3 | 1 | Honeywell | 2023-11-10 | redacted
Low Income - Power to Save | Outdoor Coil Cleaning | 0 | 0.1 | 0 | 275 | 1 | Honeywell | 2023-11-10 | redacted
Low Income - Power to Save | HVAC Inspection | 0 | 0.17 | 0 | 268.73 | 1 | Honeywell | 2023-11-10 | redacted
Low Income - Power to Save | Faucet Aerators | 0 | 0 | 0.02 | 110.58 | 1 | Honeywell | 2023-11-10 | redacted
Low Income - Power to Save | Low Flow Showerhead | 0 | 0.04 | 0.1 | 504.08 | 1 | Honeywell | 2023-11-10 | redacted
Low Income - Power to Save | LI - DUCT | 0 | 0.4 | 0.12 | 775.77 | 1 | Honeywell | 2023-11-10 | redacted
Low Income - Power to Save | LED Lights | 0 | 0 | 0 | 47.6 | 1 | Honeywell | 2023-11-10 | redacted
Low Income - Power to Save | Weather Strip/Caulk | 0 | 0.25 | 0.09 | 503.3 | 1 | Honeywell | 2023-11-08 | redacted
Low Income - Power to Save | Pipe Wrap | 0 | 0.01 | 0.03 | 143.65 | 1 | Honeywell | 2023-11-08 | redacted
Low Income - Power to Save | Faucet Aerators | 0 | 0 | 0.02 | 110.58 | 1 | Honeywell | 2023-11-08 | redacted
Low Income - Power to Save | LED Lights | 0 | 0 | 0 | 47.6 | 1 | Honeywell | 2023-11-08 | redacted
Low Income - Power to Save | Weather Strip/Caulk | 0 | 0.25 | 0.09 | 503.3 | 1 | Honeywell | 2023-11-13 | redacted
Low Income - Power to Save | Outdoor Coil Cleaning | 0 | 0.1 | 0 | 275 | 1 | Honeywell | 2023-11-13 | redacted
Low Income - Power to Save | Faucet Aerators | 0 | 0 | 0.02 | 110.58 | 1 | Honeywell | 2023-11-13 | redacted
Low Income - Power to Save | LED Lights | 0 | 0 | 0 | 47.6 | 1 | Honeywell | 2023-11-13 | redacted
Low Income - Power to Save | Weather Strip/Caulk | 0 | 0.25 | 0.09 | 503.3 | 1 | Honeywell | 2023-11-08 | redacted
Low Income - Power to Save | Pipe Wrap | 0 | 0.01 | 0.03 | 143.65 | 1 | Honeywell | 2023-11-08 | redacted
Low Income - Power to Save | LED Lights | 0 | 0 | 0 | 47.6 | 1 | Honeywell | 2023-11-08 | redacted
Low Income - Power to Save | Weather Strip/Caulk | 0 | 0.25 | 0.09 | 503.3 | 1 | Honeywell | 2023-11-15 | redacted
Low Income - Power to Save | LED Lights | 0 | 0 | 0 | 47.6 | 1 | Honeywell | 2023-11-15 | redacted
Low Income - Power to Save | Weather Strip/Caulk | 0 | 0.25 | 0.09 | 503.3 | 1 | Honeywell | 2023-11-10 | redacted
Low Income - Power to Save | Outdoor Coil Cleaning | 0 | 0.1 | 0 | 275 | 1 | Honeywell | 2023-11-10 | redacted
Low Income - Power to Save | HVAC Inspection | 0 | 0.17 | 0 | 268.73 | 1 | Honeywell | 2023-11-10 | redacted
Low Income - Power to Save | Low Flow Showerhead | 0 | 0.04 | 0.1 | 504.08 | 1 | Honeywell | 2023-11-10 | redacted
Low Income - Power to Save | LI - DUCT | 0 | 0.4 | 0.12 | 775.77 | 1 | Honeywell | 2023-11-10 | redacted
Low Income - Power to Save | LED Lights | 0 | 0 | 0 | 47.6 | 1 | Honeywell | 2023-11-10 | redacted
Low Income - Power to Save | Weather Strip/Caulk | 0 | 0.25 | 0.09 | 503.3 | 1 | Honeywell | 2023-11-10 | redacted
Low Income - Power to Save | Pipe Wrap | 0 | 0.01 | 0.03 | 143.65 | 1 | Honeywell | 2023-11-10 | redacted
Low Income - Power to Save | Outdoor Coil Cleaning | 0 | 0.1 | 0 | 275 | 1 | Honeywell | 2023-11-10 | redacted
Low Income - Power to Save | HVAC Inspection | 0 | 0.17 | 0 | 268.73 | 1 | Honeywell | 2023-11-10 | redacted
Low Income - Power to Save | Faucet Aerators | 0 | 0 | 0.02 | 110.58 | 1 | Honeywell | 2023-11-10 | redacted
Low Income - Power to Save | Low Flow Showerhead | 0 | 0.04 | 0.1 | 504.08 | 1 | Honeywell | 2023-11-10 | redacted
Low Income - Power to Save | LI - DUCT | 0 | 0.4 | 0.12 | 775.77 | 1 | Honeywell | 2023-11-10 | redacted
Low Income - Power to Save | LED Lights | 0 | 0 | 0 | 47.6 | 1 | Honeywell | 2023-11-10 | redacted
Low Income - Power to Save | Weather Strip/Caulk | 0 | 0.25 | 0.09 | 503.3 | 1 | Honeywell | 2023-11-13 | redacted
Low Income - Power to Save | Outdoor Coil Cleaning | 0 | 0.1 | 0 | 275 | 1 | Honeywell | 2023-11-13 | redacted
Low Income - Power to Save | HVAC Inspection | 0 | 0.17 | 0 | 268.73 | 1 | Honeywell | 2023-11-13 | redacted
Low Income - Power to Save | LI - DUCT | 0 | 0.4 | 0.12 | 775.77 | 1 | Honeywell | 2023-11-13 | redacted
Low Income - Power to Save | Weather Strip/Caulk | 0 | 0.25 | 0.09 | 503.3 | 1 | Honeywell | 2023-11-09 | redacted
Low Income - Power to Save | Outdoor Coil Cleaning | 0 | 0.1 | 0 | 275 | 1 | Honeywell | 2023-11-09 | redacted
Low Income - Power to Save | HVAC Inspection | 0 | 0.17 | 0 | 268.73 | 1 | Honeywell | 2023-11-09 | redacted
Low Income - Power to Save | Faucet Aerators | 0 | 0 | 0.02 | 110.58 | 1 | Honeywell | 2023-11-09 | redacted
Low Income - Power to Save | LI - DUCT | 0 | 0.4 | 0.12 | 775.77 | 1 | Honeywell | 2023-11-09 | redacted
Low Income - Power to Save | LED Lights | 0 | 0 | 0 | 47.6 | 1 | Honeywell | 2023-11-09 | redacted
Low Income - Power to Save | Weather Strip/Caulk | 0 | 0.25 | 0.09 | 503.3 | 1 | Honeywell | 2023-11-16 | redacted
Low Income - Power to Save | Outdoor Coil Cleaning | 0 | 0.1 | 0 | 275 | 1 | Honeywell | 2023-11-16 | redacted
Low Income - Power to Save | HVAC Inspection | 0 | 0.17 | 0 | 268.73 | 1 | Honeywell | 2023-11-16 | redacted
Low Income - Power to Save | Faucet Aerators | 0 | 0 | 0.02 | 110.58 | 1 | Honeywell | 2023-11-16 | redacted
Low Income - Power to Save | Low Flow Showerhead | 0 | 0.04 | 0.1 | 504.08 | 1 | Honeywell | 2023-11-16 | redacted
Low Income - Power to Save | LED Lights | 0 | 0 | 0 | 47.6 | 1 | Honeywell | 2023-11-16 | redacted
Low Income - Power to Save | Weather Strip/Caulk | 0 | 0.25 | 0.09 | 503.3 | 1 | Honeywell | 2023-11-16 | redacted
Low Income - Power to Save | Outdoor Coil Cleaning | 0 | 0.1 | 0 | 275 | 1 | Honeywell | 2023-11-16 | redacted
Low Income - Power to Save | Faucet Aerators | 0 | 0 | 0.02 | 110.58 | 1 | Honeywell | 2023-11-16 | redacted
Low Income - Power to Save | Low Flow Showerhead | 0 | 0.04 | 0.1 | 504.08 | 1 | Honeywell | 2023-11-16 | redacted
Low Income - Power to Save | LED Lights | 0 | 0 | 0 | 47.6 | 1 | Honeywell | 2023-11-16 | redacted
Low Income - Power to Save | Outdoor Coil Cleaning | 0 | 0.1 | 0 | 275 | 1 | Honeywell | 2023-11-16 | redacted
Low Income - Power to Save | Low Flow Showerhead | 0 | 0.04 | 0.1 | 504.08 | 1 | Honeywell | 2023-11-16 | redacted
Low Income - Power to Save | LED Lights | 0 | 0 | 0 | 47.6 | 1 | Honeywell | 2023-11-16 | redacted
Low Income - Power to Save | Weather Strip/Caulk | 0 | 0.25 | 0.09 | 503.3 | 1 | Honeywell | 2023-11-16 | redacted
Low Income - Power to Save | Low Flow Showerhead | 0 | 0.04 | 0.1 | 504.08 | 1 | Honeywell | 2023-11-16 | redacted
Low Income - Power to Save | LED Lights | 0 | 0 | 0 | 47.6 | 1 | Honeywell | 2023-11-16 | redacted
Low Income - Power to Save | Weather Strip/Caulk | 0 | 0.25 | 0.09 | 503.3 | 1 | Honeywell | 2023-11-16 | redacted
Low Income - Power to Save | Pipe Wrap | 0 | 0.01 | 0.03 | 143.65 | 1 | Honeywell | 2023-11-16 | redacted
Low Income - Power to Save | Outdoor Coil Cleaning | 0 | 0.1 | 0 | 275 | 1 | Honeywell | 2023-11-16 | redacted
Low Income - Power to Save | HVAC Inspection | 0 | 0.17 | 0 | 268.73 | 1 | Honeywell | 2023-11-16 | redacted
Low Income - Power to Save | Low Flow Showerhead | 0 | 0.04 | 0.1 | 504.08 | 1 | Honeywell | 2023-11-16 | redacted
Low Income - Power to Save | LED Lights | 0 | 0 | 0 | 47.6 | 1 | Honeywell | 2023-11-16 | redacted
Low Income - Power to Save | Weather Strip/Caulk | 0 | 0.25 | 0.09 | 503.3 | 1 | Honeywell | 2023-11-14 | redacted
Low Income - Power to Save | Low Flow Showerhead | 0 | 0.04 | 0.1 | 504.08 | 1 | Honeywell | 2023-11-14 | redacted
Low Income - Power to Save | LED Lights | 0 | 0 | 0 | 47.6 | 1 | Honeywell | 2023-11-14 | redacted
Low Income - Power to Save | Weather Strip/Caulk | 0 | 0.25 | 0.09 | 503.3 | 1 | Honeywell | 2023-11-16 | redacted
Low Income - Power to Save | Low Flow Showerhead | 0 | 0.04 | 0.1 | 504.08 | 1 | Honeywell | 2023-11-16 | redacted
Low Income - Power to Save | LED Lights | 0 | 0 | 0 | 47.6 | 1 | Honeywell | 2023-11-16 | redacted
Low Income - Power to Save | Weather Strip/Caulk | 0 | 0.25 | 0.09 | 503.3 | 1 | Honeywell | 2023-11-08 | redacted
Low Income - Power to Save | Faucet Aerators | 0 | 0 | 0.02 | 110.58 | 1 | Honeywell | 2023-11-08 | redacted
Low Income - Power to Save | Weather Strip/Caulk | 0 | 0.25 | 0.09 | 503.3 | 1 | Honeywell | 2023-11-10 | redacted
Low Income - Power to Save | Outdoor Coil Cleaning | 0 | 0.1 | 0 | 275 | 1 | Honeywell | 2023-11-10 | redacted
Low Income - Power to Save | HVAC Inspection | 0 | 0.17 | 0 | 268.73 | 1 | Honeywell | 2023-11-10 | redacted
Low Income - Power to Save | Low Flow Showerhead | 0 | 0.04 | 0.1 | 504.08 | 1 | Honeywell | 2023-11-10 | redacted
Low Income - Power to Save | LI - DUCT | 0 | 0.4 | 0.12 | 775.77 | 1 | Honeywell | 2023-11-10 | redacted
Low Income - Power to Save | LED Lights | 0 | 0 | 0 | 47.6 | 1 | Honeywell | 2023-11-10 | redacted
Low Income - Power to Save | Weather Strip/Caulk | 0 | 0.25 | 0.09 | 503.3 | 1 | Honeywell | 2023-11-14 | redacted
Low Income - Power to Save | Faucet Aerators | 0 | 0 | 0.02 | 110.58 | 1 | Honeywell | 2023-11-14 | redacted
Low Income - Power to Save | Low Flow Showerhead | 0 | 0.04 | 0.1 | 504.08 | 1 | Honeywell | 2023-11-14 | redacted
Low Income - Power to Save | LED Lights | 0 | 0 | 0 | 47.6 | 1 | Honeywell | 2023-11-14 | redacted
Low Income - Power to Save | Weather Strip/Caulk | 0 | 0.25 | 0.09 | 503.3 | 1 | Honeywell | 2023-11-10 | redacted
Low Income - Power to Save | Outdoor Coil Cleaning | 0 | 0.1 | 0 | 275 | 1 | Honeywell | 2023-11-10 | redacted
Low Income - Power to Save | HVAC Inspection | 0 | 0.17 | 0 | 268.73 | 1 | Honeywell | 2023-11-10 | redacted
Low Income - Power to Save | LI - DUCT | 0 | 0.4 | 0.12 | 775.77 | 1 | Honeywell | 2023-11-10 | redacted
Low Income - Power to Save | LED Lights | 0 | 0 | 0 | 47.6 | 1 | Honeywell | 2023-11-10 | redacted
Low Income - Power to Save | Weather Strip/Caulk | 0 | 0.25 | 0.09 | 503.3 | 1 | Honeywell | 2023-11-10 | redacted
Low Income - Power to Save | Outdoor Coil Cleaning | 0 | 0.1 | 0 | 275 | 1 | Honeywell | 2023-11-10 | redacted
Low Income - Power to Save | HVAC Inspection | 0 | 0.17 | 0 | 268.73 | 1 | Honeywell | 2023-11-10 | redacted
Low Income - Power to Save | Low Flow Showerhead | 0 | 0.04 | 0.1 | 504.08 | 1 | Honeywell | 2023-11-10 | redacted
Low Income - Power to Save | LI - DUCT | 0 | 0.4 | 0.12 | 775.77 | 1 | Honeywell | 2023-11-10 | redacted
Low Income - Power to Save | LED Lights | 0 | 0 | 0 | 47.6 | 1 | Honeywell | 2023-11-10 | redacted
Low Income - Power to Save | Weather Strip/Caulk | 0 | 0.25 | 0.09 | 503.3 | 1 | Honeywell | 2023-11-13 | redacted
Low Income - Power to Save | Outdoor Coil Cleaning | 0 | 0.1 | 0 | 275 | 1 | Honeywell | 2023-11-13 | redacted
Low Income - Power to Save | HVAC Inspection | 0 | 0.17 | 0 | 268.73 | 1 | Honeywell | 2023-11-13 | redacted
Low Income - Power to Save | LI - DUCT | 0 | 0.4 | 0.12 | 775.77 | 1 | Honeywell | 2023-11-13 | redacted
Low Income - Power to Save | LED Lights | 0 | 0 | 0 | 47.6 | 1 | Honeywell | 2023-11-13 | redacted
Low Income - Power to Save | Weather Strip/Caulk | 0 | 0.25 | 0.09 | 503.3 | 1 | Honeywell | 2023-11-13 | redacted
Low Income - Power to Save | Outdoor Coil Cleaning | 0 | 0.1 | 0 | 275 | 1 | Honeywell | 2023-11-13 | redacted
Low Income - Power to Save | HVAC Inspection | 0 | 0.17 | 0 | 268.73 | 1 | Honeywell | 2023-11-13 | redacted
Low Income - Power to Save | Low Flow Showerhead | 0 | 0.04 | 0.1 | 504.08 | 1 | Honeywell | 2023-11-13 | redacted
Low Income - Power to Save | LI - DUCT | 0 | 0.4 | 0.12 | 775.77 | 1 | Honeywell | 2023-11-13 | redacted
Low Income - Power to Save | LED Lights | 0 | 0 | 0 | 47.6 | 1 | Honeywell | 2023-11-13 | redacted
Low Income - Power to Save | Weather Strip/Caulk | 0 | 0.25 | 0.09 | 503.3 | 1 | Honeywell | 2023-11-16 | redacted
Low Income - Power to Save | Low Flow Showerhead | 0 | 0.04 | 0.1 | 504.08 | 1 | Honeywell | 2023-11-16 | redacted
Low Income - Power to Save | LED Lights | 0 | 0 | 0 | 47.6 | 1 | Honeywell | 2023-11-16 | redacted
Low Income - Power to Save | Weather Strip/Caulk | 0 | 0.25 | 0.09 | 503.3 | 1 | Honeywell | 2023-11-13 | redacted
Low Income - Power to Save | Pipe Wrap | 0 | 0.01 | 0.03 | 143.65 | 1 | Honeywell | 2023-11-13 | redacted
Low Income - Power to Save | Outdoor Coil Cleaning | 0 | 0.1 | 0 | 275 | 1 | Honeywell | 2023-11-13 | redacted
Low Income - Power to Save | HVAC Inspection | 0 | 0.17 | 0 | 268.73 | 1 | Honeywell | 2023-11-13 | redacted
Low Income - Power to Save | Faucet Aerators | 0 | 0 | 0.02 | 110.58 | 1 | Honeywell | 2023-11-13 | redacted
Low Income - Power to Save | Low Flow Showerhead | 0 | 0.04 | 0.1 | 504.08 | 1 | Honeywell | 2023-11-13 | redacted
Low Income - Power to Save | LI - DUCT | 0 | 0.4 | 0.12 | 775.77 | 1 | Honeywell | 2023-11-13 | redacted
Low Income - Power to Save | LED Lights | 0 | 0 | 0 | 47.6 | 1 | Honeywell | 2023-11-13 | redacted
Low Income - Power to Save | Weather Strip/Caulk | 0 | 0.25 | 0.09 | 503.3 | 1 | Honeywell | 2023-11-14 | redacted
Low Income - Power to Save | Outdoor Coil Cleaning | 0 | 0.1 | 0 | 275 | 1 | Honeywell | 2023-11-14 | redacted
Low Income - Power to Save | HVAC Inspection | 0 | 0.17 | 0 | 268.73 | 1 | Honeywell | 2023-11-14 | redacted
Low Income - Power to Save | Low Flow Showerhead | 0 | 0.04 | 0.1 | 504.08 | 1 | Honeywell | 2023-11-14 | redacted
Low Income - Power to Save | LI - DUCT | 0 | 0.4 | 0.12 | 775.77 | 1 | Honeywell | 2023-11-14 | redacted
Low Income - Power to Save | LED Lights | 0 | 0 | 0 | 47.6 | 1 | Honeywell | 2023-11-14 | redacted
Low Income - Power to Save | Weather Strip/Caulk | 0 | 0.25 | 0.09 | 503.3 | 1 | Honeywell | 2023-11-10 | redacted
Low Income - Power to Save | Outdoor Coil Cleaning | 0 | 0.1 | 0 | 275 | 1 | Honeywell | 2023-11-10 | redacted
Low Income - Power to Save | HVAC Inspection | 0 | 0.17 | 0 | 268.73 | 1 | Honeywell | 2023-11-10 | redacted
Low Income - Power to Save | Low Flow Showerhead | 0 | 0.04 | 0.1 | 504.08 | 1 | Honeywell | 2023-11-10 | redacted
Low Income - Power to Save | LI - DUCT | 0 | 0.4 | 0.12 | 775.77 | 1 | Honeywell | 2023-11-10 | redacted
Low Income - Power to Save | LED Lights | 0 | 0 | 0 | 47.6 | 1 | Honeywell | 2023-11-10 | redacted
Low Income - Power to Save | Weather Strip/Caulk | 0 | 0.25 | 0.09 | 503.3 | 1 | Honeywell | 2023-11-13 | redacted
Low Income - Power to Save | Outdoor Coil Cleaning | 0 | 0.1 | 0 | 275 | 1 | Honeywell | 2023-11-13 | redacted
Low Income - Power to Save | HVAC Inspection | 0 | 0.17 | 0 | 268.73 | 1 | Honeywell | 2023-11-13 | redacted
Low Income - Power to Save | Faucet Aerators | 0 | 0 | 0.02 | 110.58 | 1 | Honeywell | 2023-11-13 | redacted
Low Income - Power to Save | Low Flow Showerhead | 0 | 0.04 | 0.1 | 504.08 | 1 | Honeywell | 2023-11-13 | redacted
Low Income - Power to Save | Weather Strip/Caulk | 0 | 0.25 | 0.09 | 503.3 | 1 | Honeywell | 2023-11-17 | redacted
Low Income - Power to Save | Outdoor Coil Cleaning | 0 | 0.1 | 0 | 275 | 1 | Honeywell | 2023-11-17 | redacted
Low Income - Power to Save | HVAC Inspection | 0 | 0.17 | 0 | 268.73 | 1 | Honeywell | 2023-11-17 | redacted
Low Income - Power to Save | Faucet Aerators | 0 | 0 | 0.02 | 110.58 | 1 | Honeywell | 2023-11-17 | redacted
Low Income - Power to Save | LED Lights | 0 | 0 | 0 | 47.6 | 1 | Honeywell | 2023-11-17 | redacted
Low Income - Power to Save | Weather Strip/Caulk | 0 | 0.25 | 0.09 | 503.3 | 1 | Honeywell | 2023-11-08 | redacted
Low Income - Power to Save | Outdoor Coil Cleaning | 0 | 0.1 | 0 | 275 | 1 | Honeywell | 2023-11-08 | redacted
Low Income - Power to Save | Faucet Aerators | 0 | 0 | 0.02 | 110.58 | 1 | Honeywell | 2023-11-08 | redacted
Low Income - Power to Save | LED Lights | 0 | 0 | 0 | 47.6 | 1 | Honeywell | 2023-11-08 | redacted
Low Income - Power to Save | Low Flow Showerhead | 0 | 0.04 | 0.1 | 504.08 | 1 | Honeywell | 2023-11-10 | redacted
Low Income - Power to Save | LED Lights | 0 | 0 | 0 | 47.6 | 1 | Honeywell | 2023-11-10 | redacted
Low Income - Power to Save | Weather Strip/Caulk | 0 | 0.25 | 0.09 | 503.3 | 1 | Honeywell | 2023-11-16 | redacted
Low Income - Power to Save | Faucet Aerators | 0 | 0 | 0.02 | 110.58 | 1 | Honeywell | 2023-11-16 | redacted
Low Income - Power to Save | Low Flow Showerhead | 0 | 0.04 | 0.1 | 504.08 | 1 | Honeywell | 2023-11-16 | redacted
Low Income - Power to Save | LED Lights | 0 | 0 | 0 | 47.6 | 1 | Honeywell | 2023-11-16 | redacted
Low Income - Power to Save | Weather Strip/Caulk | 0 | 0.25 | 0.09 | 503.3 | 1 | Honeywell | 2023-11-10 | redacted
Low Income - Power to Save | Outdoor Coil Cleaning | 0 | 0.1 | 0 | 275 | 1 | Honeywell | 2023-11-10 | redacted
Low Income - Power to Save | HVAC Inspection | 0 | 0.17 | 0 | 268.73 | 1 | Honeywell | 2023-11-10 | redacted
Low Income - Power to Save | Low Flow Showerhead | 0 | 0.04 | 0.1 | 504.08 | 1 | Honeywell | 2023-11-10 | redacted
Low Income - Power to Save | LI - DUCT | 0 | 0.4 | 0.12 | 775.77 | 1 | Honeywell | 2023-11-10 | redacted
Low Income - Power to Save | LED Lights | 0 | 0 | 0 | 47.6 | 1 | Honeywell | 2023-11-10 | redacted
Low Income - Power to Save | Weather Strip/Caulk | 0 | 0.25 | 0.09 | 503.3 | 1 | Honeywell | 2023-11-09 | redacted
Low Income - Power to Save | Pipe Wrap | 0 | 0.01 | 0.03 | 143.65 | 1 | Honeywell | 2023-11-09 | redacted
Low Income - Power to Save | Faucet Aerators | 0 | 0 | 0.02 | 110.58 | 1 | Honeywell | 2023-11-09 | redacted
Low Income - Power to Save | Low Flow Showerhead | 0 | 0.04 | 0.1 | 504.08 | 1 | Honeywell | 2023-11-09 | redacted
Low Income - Power to Save | LED Lights | 0 | 0 | 0 | 47.6 | 1 | Honeywell | 2023-11-09 | redacted
Low Income - Power to Save | Weather Strip/Caulk | 0 | 0.25 | 0.09 | 503.3 | 1 | Honeywell | 2023-11-08 | redacted
Low Income - Power to Save | Outdoor Coil Cleaning | 0 | 0.1 | 0 | 275 | 1 | Honeywell | 2023-11-08 | redacted
Low Income - Power to Save | HVAC Inspection | 0 | 0.17 | 0 | 268.73 | 1 | Honeywell | 2023-11-08 | redacted
Low Income - Power to Save | Faucet Aerators | 0 | 0 | 0.02 | 110.58 | 1 | Honeywell | 2023-11-08 | redacted
Low Income - Power to Save | Low Flow Showerhead | 0 | 0.04 | 0.1 | 504.08 | 1 | Honeywell | 2023-11-08 | redacted
Low Income - Power to Save | LI - DUCT | 0 | 0.4 | 0.12 | 775.77 | 1 | Honeywell | 2023-11-08 | redacted
Low Income - Power to Save | LED Lights | 0 | 0 | 0 | 47.6 | 1 | Honeywell | 2023-11-08 | redacted
Low Income - Power to Save | Weather Strip/Caulk | 0 | 0.25 | 0.09 | 503.3 | 1 | Honeywell | 2023-11-09 | redacted
Low Income - Power to Save | Outdoor Coil Cleaning | 0 | 0.1 | 0 | 275 | 1 | Honeywell | 2023-11-09 | redacted
Low Income - Power to Save | HVAC Inspection | 0 | 0.17 | 0 | 268.73 | 1 | Honeywell | 2023-11-09 | redacted
Low Income - Power to Save | LED Lights | 0 | 0 | 0 | 47.6 | 1 | Honeywell | 2023-11-09 | redacted
Low Income - Power to Save | Weather Strip/Caulk | 0 | 0.25 | 0.09 | 503.3 | 1 | Honeywell | 2023-11-15 | redacted
Low Income - Power to Save | Low Flow Showerhead | 0 | 0.04 | 0.1 | 504.08 | 1 | Honeywell | 2023-11-15 | redacted
Low Income - Power to Save | LED Lights | 0 | 0 | 0 | 47.6 | 1 | Honeywell | 2023-11-15 | redacted
Low Income - Power to Save | Weather Strip/Caulk | 0 | 0.25 | 0.09 | 503.3 | 1 | Honeywell | 2023-11-08 | redacted
Low Income - Power to Save | Outdoor Coil Cleaning | 0 | 0.1 | 0 | 275 | 1 | Honeywell | 2023-11-08 | redacted
Low Income - Power to Save | HVAC Inspection | 0 | 0.17 | 0 | 268.73 | 1 | Honeywell | 2023-11-08 | redacted
Low Income - Power to Save | Faucet Aerators | 0 | 0 | 0.02 | 110.58 | 1 | Honeywell | 2023-11-08 | redacted
Low Income - Power to Save | Low Flow Showerhead | 0 | 0.04 | 0.1 | 504.08 | 1 | Honeywell | 2023-11-08 | redacted
Low Income - Power to Save | LED Lights | 0 | 0 | 0 | 47.6 | 1 | Honeywell | 2023-11-08 | redacted
Low Income - Power to Save | Weather Strip/Caulk | 0 | 0.25 | 0.09 | 503.3 | 1 | Honeywell | 2023-11-10 | redacted
Low Income - Power to Save | Outdoor Coil Cleaning | 0 | 0.1 | 0 | 275 | 1 | Honeywell | 2023-11-10 | redacted
Low Income - Power to Save | HVAC Inspection | 0 | 0.17 | 0 | 268.73 | 1 | Honeywell | 2023-11-10 | redacted
Low Income - Power to Save | Low Flow Showerhead | 0 | 0.04 | 0.1 | 504.08 | 1 | Honeywell | 2023-11-10 | redacted
Low Income - Power to Save | LI - DUCT | 0 | 0.4 | 0.12 | 775.77 | 1 | Honeywell | 2023-11-10 | redacted
Low Income - Power to Save | LED Lights | 0 | 0 | 0 | 47.6 | 1 | Honeywell | 2023-11-10 | redacted
Low Income - Power to Save | Weather Strip/Caulk | 0 | 0.25 | 0.09 | 503.3 | 1 | Honeywell | 2023-11-09 | redacted
Low Income - Power to Save | Pipe Wrap | 0 | 0.01 | 0.03 | 143.65 | 1 | Honeywell | 2023-11-09 | redacted
Low Income - Power to Save | Outdoor Coil Cleaning | 0 | 0.1 | 0 | 275 | 1 | Honeywell | 2023-11-09 | redacted
Low Income - Power to Save | HVAC Inspection | 0 | 0.17 | 0 | 268.73 | 1 | Honeywell | 2023-11-09 | redacted
Low Income - Power to Save | Faucet Aerators | 0 | 0 | 0.02 | 110.58 | 1 | Honeywell | 2023-11-09 | redacted
Low Income - Power to Save | LI - DUCT | 0 | 0.4 | 0.12 | 775.77 | 1 | Honeywell | 2023-11-09 | redacted
Low Income - Power to Save | LED Lights | 0 | 0 | 0 | 47.6 | 1 | Honeywell | 2023-11-09 | redacted
Low Income - Power to Save | Weather Strip/Caulk | 0 | 0.25 | 0.09 | 503.3 | 1 | Honeywell | 2023-11-17 | redacted
Low Income - Power to Save | Outdoor Coil Cleaning | 0 | 0.1 | 0 | 275 | 1 | Honeywell | 2023-11-17 | redacted
Low Income - Power to Save | HVAC Inspection | 0 | 0.17 | 0 | 268.73 | 1 | Honeywell | 2023-11-17 | redacted
Low Income - Power to Save | Low Flow Showerhead | 0 | 0.04 | 0.1 | 504.08 | 1 | Honeywell | 2023-11-17 | redacted
Low Income - Power to Save | LI - DUCT | 0 | 0.4 | 0.12 | 775.77 | 1 | Honeywell | 2023-11-17 | redacted
Low Income - Power to Save | LED Lights | 0 | 0 | 0 | 47.6 | 1 | Honeywell | 2023-11-17 | redacted
Low Income - Power to Save | Weather Strip/Caulk | 0 | 0.25 | 0.09 | 503.3 | 1 | Honeywell | 2023-11-09 | redacted
Low Income - Power to Save | Outdoor Coil Cleaning | 0 | 0.1 | 0 | 275 | 1 | Honeywell | 2023-11-09 | redacted
Low Income - Power to Save | HVAC Inspection | 0 | 0.17 | 0 | 268.73 | 1 | Honeywell | 2023-11-09 | redacted
Low Income - Power to Save | Low Flow Showerhead | 0 | 0.04 | 0.1 | 504.08 | 1 | Honeywell | 2023-11-09 | redacted
Low Income - Power to Save | LI - DUCT | 0 | 0.4 | 0.12 | 775.77 | 1 | Honeywell | 2023-11-09 | redacted
Low Income - Power to Save | LED Lights | 0 | 0 | 0 | 47.6 | 1 | Honeywell | 2023-11-09 | redacted
Low Income - Power to Save | Weather Strip/Caulk | 0 | 0.25 | 0.09 | 503.3 | 1 | Honeywell | 2023-11-09 | redacted
Low Income - Power to Save | Outdoor Coil Cleaning | 0 | 0.1 | 0 | 275 | 1 | Honeywell | 2023-11-09 | redacted
Low Income - Power to Save | HVAC Inspection | 0 | 0.17 | 0 | 268.73 | 1 | Honeywell | 2023-11-09 | redacted
Low Income - Power to Save | Low Flow Showerhead | 0 | 0.04 | 0.1 | 504.08 | 1 | Honeywell | 2023-11-09 | redacted
Low Income - Power to Save | LI - DUCT | 0 | 0.4 | 0.12 | 775.77 | 1 | Honeywell | 2023-11-09 | redacted
Low Income - Power to Save | LED Lights | 0 | 0 | 0 | 47.6 | 1 | Honeywell | 2023-11-09 | redacted
Low Income - Power to Save | Weather Strip/Caulk | 0 | 0.25 | 0.09 | 503.3 | 1 | Honeywell | 2023-11-13 | redacted
Low Income - Power to Save | Outdoor Coil Cleaning | 0 | 0.1 | 0 | 275 | 1 | Honeywell | 2023-11-13 | redacted
Low Income - Power to Save | HVAC Inspection | 0 | 0.17 | 0 | 268.73 | 1 | Honeywell | 2023-11-13 | redacted
Low Income - Power to Save | Low Flow Showerhead | 0 | 0.04 | 0.1 | 504.08 | 1 | Honeywell | 2023-11-13 | redacted
Low Income - Power to Save | LI - DUCT | 0 | 0.4 | 0.12 | 775.77 | 1 | Honeywell | 2023-11-13 | redacted
Low Income - Power to Save | LED Lights | 0 | 0 | 0 | 47.6 | 1 | Honeywell | 2023-11-13 | redacted
Low Income - Power to Save | Weather Strip/Caulk | 0 | 0.25 | 0.09 | 503.3 | 1 | Honeywell | 2023-11-13 | redacted
Low Income - Power to Save | Outdoor Coil Cleaning | 0 | 0.1 | 0 | 275 | 1 | Honeywell | 2023-11-13 | redacted
Low Income - Power to Save | HVAC Inspection | 0 | 0.17 | 0 | 268.73 | 1 | Honeywell | 2023-11-13 | redacted
Low Income - Power to Save | Faucet Aerators | 0 | 0 | 0.02 | 110.58 | 1 | Honeywell | 2023-11-13 | redacted
Low Income - Power to Save | Low Flow Showerhead | 0 | 0.04 | 0.1 | 504.08 | 1 | Honeywell | 2023-11-13 | redacted
Low Income - Power to Save | LI - DUCT | 0 | 0.4 | 0.12 | 775.77 | 1 | Honeywell | 2023-11-13 | redacted
Low Income - Power to Save | LED Lights | 0 | 0 | 0 | 47.6 | 1 | Honeywell | 2023-11-13 | redacted
Low Income - Power to Save | Weather Strip/Caulk | 0 | 0.25 | 0.09 | 503.3 | 1 | Honeywell | 2023-11-14 | redacted
Low Income - Power to Save | Outdoor Coil Cleaning | 0 | 0.1 | 0 | 275 | 1 | Honeywell | 2023-11-14 | redacted
Low Income - Power to Save | HVAC Inspection | 0 | 0.17 | 0 | 268.73 | 1 | Honeywell | 2023-11-14 | redacted
Low Income - Power to Save | Low Flow Showerhead | 0 | 0.04 | 0.1 | 504.08 | 1 | Honeywell | 2023-11-14 | redacted
Low Income - Power to Save | LI - DUCT | 0 | 0.4 | 0.12 | 775.77 | 1 | Honeywell | 2023-11-14 | redacted
Low Income - Power to Save | LED Lights | 0 | 0 | 0 | 47.6 | 1 | Honeywell | 2023-11-14 | redacted
Low Income - Power to Save | Weather Strip/Caulk | 0 | 0.25 | 0.09 | 503.3 | 1 | Honeywell | 2023-11-17 | redacted
Low Income - Power to Save | Outdoor Coil Cleaning | 0 | 0.1 | 0 | 275 | 1 | Honeywell | 2023-11-17 | redacted
Low Income - Power to Save | HVAC Inspection | 0 | 0.17 | 0 | 268.73 | 1 | Honeywell | 2023-11-17 | redacted
Low Income - Power to Save | Faucet Aerators | 0 | 0 | 0.02 | 110.58 | 1 | Honeywell | 2023-11-17 | redacted
Low Income - Power to Save | Low Flow Showerhead | 0 | 0.04 | 0.1 | 504.08 | 1 | Honeywell | 2023-11-17 | redacted
Low Income - Power to Save | LED Lights | 0 | 0 | 0 | 47.6 | 1 | Honeywell | 2023-11-17 | redacted
Low Income - Power to Save | Weather Strip/Caulk | 0 | 0.25 | 0.09 | 503.3 | 1 | Honeywell | 2023-11-09 | redacted
Low Income - Power to Save | Outdoor Coil Cleaning | 0 | 0.1 | 0 | 275 | 1 | Honeywell | 2023-11-09 | redacted
Low Income - Power to Save | HVAC Inspection | 0 | 0.17 | 0 | 268.73 | 1 | Honeywell | 2023-11-09 | redacted
Low Income - Power to Save | Low Flow Showerhead | 0 | 0.04 | 0.1 | 504.08 | 1 | Honeywell | 2023-11-09 | redacted
Low Income - Power to Save | LI - DUCT | 0 | 0.4 | 0.12 | 775.77 | 1 | Honeywell | 2023-11-09 | redacted
Low Income - Power to Save | LED Lights | 0 | 0 | 0 | 47.6 | 1 | Honeywell | 2023-11-09 | redacted
Low Income - Power to Save | Weather Strip/Caulk | 0 | 0.25 | 0.09 | 503.3 | 1 | Honeywell | 2023-11-16 | redacted
Low Income - Power to Save | Low Flow Showerhead | 0 | 0.04 | 0.1 | 504.08 | 1 | Honeywell | 2023-11-16 | redacted
Low Income - Power to Save | LED Lights | 0 | 0 | 0 | 47.6 | 1 | Honeywell | 2023-11-16 | redacted
Low Income - Power to Save | Weather Strip/Caulk | 0 | 0.25 | 0.09 | 503.3 | 1 | Honeywell | 2023-11-10 | redacted
Low Income - Power to Save | Outdoor Coil Cleaning | 0 | 0.1 | 0 | 275 | 1 | Honeywell | 2023-11-10 | redacted
Low Income - Power to Save | HVAC Inspection | 0 | 0.17 | 0 | 268.73 | 1 | Honeywell | 2023-11-10 | redacted
Low Income - Power to Save | Low Flow Showerhead | 0 | 0.04 | 0.1 | 504.08 | 1 | Honeywell | 2023-11-10 | redacted
Low Income - Power to Save | LI - DUCT | 0 | 0.4 | 0.12 | 775.77 | 1 | Honeywell | 2023-11-10 | redacted
Low Income - Power to Save | LED Lights | 0 | 0 | 0 | 47.6 | 1 | Honeywell | 2023-11-10 | redacted
Low Income - Power to Save | Weather Strip/Caulk | 0 | 0.25 | 0.09 | 503.3 | 1 | Honeywell | 2023-11-16 | redacted
Low Income - Power to Save | Faucet Aerators | 0 | 0 | 0.02 | 110.58 | 1 | Honeywell | 2023-11-16 | redacted
Low Income - Power to Save | Low Flow Showerhead | 0 | 0.04 | 0.1 | 504.08 | 1 | Honeywell | 2023-11-16 | redacted
Low Income - Power to Save | Weather Strip/Caulk | 0 | 0.25 | 0.09 | 503.3 | 1 | Honeywell | 2023-11-10 | redacted
Low Income - Power to Save | Pipe Wrap | 0 | 0.01 | 0.03 | 143.65 | 1 | Honeywell | 2023-11-10 | redacted
Low Income - Power to Save | Outdoor Coil Cleaning | 0 | 0.1 | 0 | 275 | 1 | Honeywell | 2023-11-10 | redacted
Low Income - Power to Save | HVAC Inspection | 0 | 0.17 | 0 | 268.73 | 1 | Honeywell | 2023-11-10 | redacted
Low Income - Power to Save | Faucet Aerators | 0 | 0 | 0.02 | 110.58 | 1 | Honeywell | 2023-11-10 | redacted
Low Income - Power to Save | Low Flow Showerhead | 0 | 0.04 | 0.1 | 504.08 | 1 | Honeywell | 2023-11-10 | redacted
Low Income - Power to Save | LI - DUCT | 0 | 0.4 | 0.12 | 775.77 | 1 | Honeywell | 2023-11-10 | redacted
Low Income - Power to Save | LED Lights | 0 | 0 | 0 | 47.6 | 1 | Honeywell | 2023-11-10 | redacted
Low Income - Power to Save | Weather Strip/Caulk | 0 | 0.25 | 0.09 | 503.3 | 1 | Honeywell | 2023-11-10 | redacted
Low Income - Power to Save | Outdoor Coil Cleaning | 0 | 0.1 | 0 | 275 | 1 | Honeywell | 2023-11-10 | redacted
Low Income - Power to Save | HVAC Inspection | 0 | 0.17 | 0 | 268.73 | 1 | Honeywell | 2023-11-10 | redacted
Low Income - Power to Save | Faucet Aerators | 0 | 0 | 0.02 | 110.58 | 1 | Honeywell | 2023-11-10 | redacted
Low Income - Power to Save | Low Flow Showerhead | 0 | 0.04 | 0.1 | 504.08 | 1 | Honeywell | 2023-11-10 | redacted
Low Income - Power to Save | LI - DUCT | 0 | 0.4 | 0.12 | 775.77 | 1 | Honeywell | 2023-11-10 | redacted
Low Income - Power to Save | LED Lights | 0 | 0 | 0 | 47.6 | 1 | Honeywell | 2023-11-10 | redacted
Low Income - Power to Save | Weather Strip/Caulk | 0 | 0.25 | 0.09 | 503.3 | 1 | Honeywell | 2023-11-10 | redacted
Low Income - Power to Save | Outdoor Coil Cleaning | 0 | 0.1 | 0 | 275 | 1 | Honeywell | 2023-11-10 | redacted
Low Income - Power to Save | Faucet Aerators | 0 | 0 | 0.02 | 110.58 | 1 | Honeywell | 2023-11-10 | redacted
Low Income - Power to Save | LED Lights | 0 | 0 | 0 | 47.6 | 1 | Honeywell | 2023-11-10 | redacted
Low Income - Power to Save | Weather Strip/Caulk | 0 | 0.25 | 0.09 | 503.3 | 1 | Honeywell | 2023-11-13 | redacted
Low Income - Power to Save | Outdoor Coil Cleaning | 0 | 0.1 | 0 | 275 | 1 | Honeywell | 2023-11-13 | redacted
Low Income - Power to Save | HVAC Inspection | 0 | 0.17 | 0 | 268.73 | 1 | Honeywell | 2023-11-13 | redacted
Low Income - Power to Save | LI - DUCT | 0 | 0.4 | 0.12 | 775.77 | 1 | Honeywell | 2023-11-13 | redacted
Low Income - Power to Save | LED Lights | 0 | 0 | 0 | 47.6 | 1 | Honeywell | 2023-11-13 | redacted
Low Income - Power to Save | Weather Strip/Caulk | 0 | 0.25 | 0.09 | 503.3 | 1 | Honeywell | 2023-11-10 | redacted
Low Income - Power to Save | Outdoor Coil Cleaning | 0 | 0.1 | 0 | 275 | 1 | Honeywell | 2023-11-10 | redacted
Low Income - Power to Save | HVAC Inspection | 0 | 0.17 | 0 | 268.73 | 1 | Honeywell | 2023-11-10 | redacted
Low Income - Power to Save | Faucet Aerators | 0 | 0 | 0.02 | 110.58 | 1 | Honeywell | 2023-11-10 | redacted
Low Income - Power to Save | Low Flow Showerhead | 0 | 0.04 | 0.1 | 504.08 | 1 | Honeywell | 2023-11-10 | redacted
Low Income - Power to Save | LI - DUCT | 0 | 0.4 | 0.12 | 775.77 | 1 | Honeywell | 2023-11-10 | redacted
Low Income - Power to Save | LED Lights | 0 | 0 | 0 | 47.6 | 1 | Honeywell | 2023-11-10 | redacted
Low Income - Power to Save | Weather Strip/Caulk | 0 | 0.25 | 0.09 | 503.3 | 1 | Honeywell | 2023-11-10 | redacted
Low Income - Power to Save | Outdoor Coil Cleaning | 0 | 0.1 | 0 | 275 | 1 | Honeywell | 2023-11-10 | redacted
Low Income - Power to Save | HVAC Inspection | 0 | 0.17 | 0 | 268.73 | 1 | Honeywell | 2023-11-10 | redacted
Low Income - Power to Save | Low Flow Showerhead | 0 | 0.04 | 0.1 | 504.08 | 1 | Honeywell | 2023-11-10 | redacted
Low Income - Power to Save | LI - DUCT | 0 | 0.4 | 0.12 | 775.77 | 1 | Honeywell | 2023-11-10 | redacted
Low Income - Power to Save | LED Lights | 0 | 0 | 0 | 47.6 | 1 | Honeywell | 2023-11-10 | redacted
Low Income - Power to Save | Weather Strip/Caulk | 0 | 0.25 | 0.09 | 503.3 | 1 | Honeywell | 2023-11-08 | redacted
Low Income - Power to Save | Outdoor Coil Cleaning | 0 | 0.1 | 0 | 275 | 1 | Honeywell | 2023-11-08 | redacted
Low Income - Power to Save | HVAC Inspection | 0 | 0.17 | 0 | 268.73 | 1 | Honeywell | 2023-11-08 | redacted
Low Income - Power to Save | Faucet Aerators | 0 | 0 | 0.02 | 110.58 | 1 | Honeywell | 2023-11-08 | redacted
Low Income - Power to Save | LI - DUCT | 0 | 0.4 | 0.12 | 775.77 | 1 | Honeywell | 2023-11-08 | redacted
Low Income - Power to Save | LED Lights | 0 | 0 | 0 | 47.6 | 1 | Honeywell | 2023-11-08 | redacted
Low Income - Power to Save | Weather Strip/Caulk | 0 | 0.25 | 0.09 | 503.3 | 1 | Honeywell | 2023-11-17 | redacted
Low Income - Power to Save | Outdoor Coil Cleaning | 0 | 0.1 | 0 | 275 | 1 | Honeywell | 2023-11-17 | redacted
Low Income - Power to Save | Faucet Aerators | 0 | 0 | 0.02 | 110.58 | 1 | Honeywell | 2023-11-17 | redacted
Low Income - Power to Save | LED Lights | 0 | 0 | 0 | 47.6 | 1 | Honeywell | 2023-11-17 | redacted
Low Income - Power to Save | Weather Strip/Caulk | 0 | 0.25 | 0.09 | 503.3 | 1 | Honeywell | 2023-11-14 | redacted
Low Income - Power to Save | Low Flow Showerhead | 0 | 0.04 | 0.1 | 504.08 | 1 | Honeywell | 2023-11-14 | redacted
Low Income - Power to Save | LED Lights | 0 | 0 | 0 | 47.6 | 1 | Honeywell | 2023-11-14 | redacted
Low Income - Power to Save | Weather Strip/Caulk | 0 | 0.25 | 0.09 | 503.3 | 1 | Honeywell | 2023-11-10 | redacted
Low Income - Power to Save | Outdoor Coil Cleaning | 0 | 0.1 | 0 | 275 | 1 | Honeywell | 2023-11-10 | redacted
Low Income - Power to Save | HVAC Inspection | 0 | 0.17 | 0 | 268.73 | 1 | Honeywell | 2023-11-10 | redacted
Low Income - Power to Save | Low Flow Showerhead | 0 | 0.04 | 0.1 | 504.08 | 1 | Honeywell | 2023-11-10 | redacted
Low Income - Power to Save | LI - DUCT | 0 | 0.4 | 0.12 | 775.77 | 1 | Honeywell | 2023-11-10 | redacted
Low Income - Power to Save | LED Lights | 0 | 0 | 0 | 47.6 | 1 | Honeywell | 2023-11-10 | redacted
Low Income - Power to Save | Weather Strip/Caulk | 0 | 0.25 | 0.09 | 503.3 | 1 | Honeywell | 2023-11-08 | redacted
Low Income - Power to Save | Outdoor Coil Cleaning | 0 | 0.1 | 0 | 275 | 1 | Honeywell | 2023-11-08 | redacted
Low Income - Power to Save | HVAC Inspection | 0 | 0.17 | 0 | 268.73 | 1 | Honeywell | 2023-11-08 | redacted
Low Income - Power to Save | Faucet Aerators | 0 | 0 | 0.02 | 110.58 | 1 | Honeywell | 2023-11-08 | redacted
Low Income - Power to Save | LI - DUCT | 0 | 0.4 | 0.12 | 775.77 | 1 | Honeywell | 2023-11-08 | redacted
Low Income - Power to Save | LED Lights | 0 | 0 | 0 | 47.6 | 1 | Honeywell | 2023-11-08 | redacted
Low Income - Power to Save | Weather Strip/Caulk | 0 | 0.25 | 0.09 | 503.3 | 1 | Honeywell | 2023-11-10 | redacted
Low Income - Power to Save | Pipe Wrap | 0 | 0.01 | 0.03 | 143.65 | 1 | Honeywell | 2023-11-10 | redacted
Low Income - Power to Save | Outdoor Coil Cleaning | 0 | 0.1 | 0 | 275 | 1 | Honeywell | 2023-11-10 | redacted
Low Income - Power to Save | HVAC Inspection | 0 | 0.17 | 0 | 268.73 | 1 | Honeywell | 2023-11-10 | redacted
Low Income - Power to Save | Faucet Aerators | 0 | 0 | 0.02 | 110.58 | 1 | Honeywell | 2023-11-10 | redacted
Low Income - Power to Save | Low Flow Showerhead | 0 | 0.04 | 0.1 | 504.08 | 1 | Honeywell | 2023-11-10 | redacted
Low Income - Power to Save | LI - DUCT | 0 | 0.4 | 0.12 | 775.77 | 1 | Honeywell | 2023-11-10 | redacted
Low Income - Power to Save | LED Lights | 0 | 0 | 0 | 47.6 | 1 | Honeywell | 2023-11-10 | redacted
Low Income - Power to Save | Weather Strip/Caulk | 0 | 0.25 | 0.09 | 503.3 | 1 | Honeywell | 2023-11-16 | redacted
Low Income - Power to Save | Outdoor Coil Cleaning | 0 | 0.1 | 0 | 275 | 1 | Honeywell | 2023-11-16 | redacted
Low Income - Power to Save | HVAC Inspection | 0 | 0.17 | 0 | 268.73 | 1 | Honeywell | 2023-11-16 | redacted
Low Income - Power to Save | Low Flow Showerhead | 0 | 0.04 | 0.1 | 504.08 | 1 | Honeywell | 2023-11-16 | redacted
Low Income - Power to Save | Weather Strip/Caulk | 0 | 0.25 | 0.09 | 503.3 | 1 | Honeywell | 2023-11-16 | redacted
Low Income - Power to Save | Low Flow Showerhead | 0 | 0.04 | 0.1 | 504.08 | 1 | Honeywell | 2023-11-16 | redacted
Low Income - Power to Save | LED Lights | 0 | 0 | 0 | 47.6 | 1 | Honeywell | 2023-11-16 | redacted
Low Income - Power to Save | Weather Strip/Caulk | 0 | 0.25 | 0.09 | 503.3 | 1 | Honeywell | 2023-11-10 | redacted
Low Income - Power to Save | Outdoor Coil Cleaning | 0 | 0.1 | 0 | 275 | 1 | Honeywell | 2023-11-10 | redacted
Low Income - Power to Save | HVAC Inspection | 0 | 0.17 | 0 | 268.73 | 1 | Honeywell | 2023-11-10 | redacted
Low Income - Power to Save | Low Flow Showerhead | 0 | 0.04 | 0.1 | 504.08 | 1 | Honeywell | 2023-11-10 | redacted
Low Income - Power to Save | LI - DUCT | 0 | 0.4 | 0.12 | 775.77 | 1 | Honeywell | 2023-11-10 | redacted
Low Income - Power to Save | LED Lights | 0 | 0 | 0 | 47.6 | 1 | Honeywell | 2023-11-10 | redacted
Low Income - Power to Save | Weather Strip/Caulk | 0 | 0.25 | 0.09 | 503.3 | 1 | Honeywell | 2023-11-16 | redacted
Low Income - Power to Save | Pipe Wrap | 0 | 0.01 | 0.03 | 143.65 | 1 | Honeywell | 2023-11-16 | redacted
Low Income - Power to Save | Outdoor Coil Cleaning | 0 | 0.1 | 0 | 275 | 1 | Honeywell | 2023-11-16 | redacted
Low Income - Power to Save | HVAC Inspection | 0 | 0.17 | 0 | 268.73 | 1 | Honeywell | 2023-11-16 | redacted
Low Income - Power to Save | Faucet Aerators | 0 | 0 | 0.02 | 110.58 | 1 | Honeywell | 2023-11-16 | redacted
Low Income - Power to Save | LI - DUCT | 0 | 0.4 | 0.12 | 775.77 | 1 | Honeywell | 2023-11-16 | redacted
Low Income - Power to Save | LED Lights | 0 | 0 | 0 | 47.6 | 1 | Honeywell | 2023-11-16 | redacted
Low Income - Power to Save | Weather Strip/Caulk | 0 | 0.25 | 0.09 | 503.3 | 1 | Honeywell | 2023-11-09 | redacted
Low Income - Power to Save | Outdoor Coil Cleaning | 0 | 0.1 | 0 | 275 | 1 | Honeywell | 2023-11-09 | redacted
Low Income - Power to Save | HVAC Inspection | 0 | 0.17 | 0 | 268.73 | 1 | Honeywell | 2023-11-09 | redacted
Low Income - Power to Save | Low Flow Showerhead | 0 | 0.04 | 0.1 | 504.08 | 1 | Honeywell | 2023-11-09 | redacted
Low Income - Power to Save | LI - DUCT | 0 | 0.4 | 0.12 | 775.77 | 1 | Honeywell | 2023-11-09 | redacted
Low Income - Power to Save | LED Lights | 0 | 0 | 0 | 47.6 | 1 | Honeywell | 2023-11-09 | redacted
Low Income - Power to Save | Weather Strip/Caulk | 0 | 0.25 | 0.09 | 503.3 | 1 | Honeywell | 2023-11-10 | redacted
Low Income - Power to Save | Outdoor Coil Cleaning | 0 | 0.1 | 0 | 275 | 1 | Honeywell | 2023-11-10 | redacted
Low Income - Power to Save | HVAC Inspection | 0 | 0.17 | 0 | 268.73 | 1 | Honeywell | 2023-11-10 | redacted
Low Income - Power to Save | Faucet Aerators | 0 | 0 | 0.02 | 110.58 | 1 | Honeywell | 2023-11-10 | redacted
Low Income - Power to Save | Low Flow Showerhead | 0 | 0.04 | 0.1 | 504.08 | 1 | Honeywell | 2023-11-10 | redacted
Low Income - Power to Save | LI - DUCT | 0 | 0.4 | 0.12 | 775.77 | 1 | Honeywell | 2023-11-10 | redacted
Low Income - Power to Save | LED Lights | 0 | 0 | 0 | 47.6 | 1 | Honeywell | 2023-11-10 | redacted
Low Income - Power to Save | Weather Strip/Caulk | 0 | 0.25 | 0.09 | 503.3 | 1 | Honeywell | 2023-11-15 | redacted
Low Income - Power to Save | Outdoor Coil Cleaning | 0 | 0.1 | 0 | 275 | 1 | Honeywell | 2023-11-15 | redacted
Low Income - Power to Save | HVAC Inspection | 0 | 0.17 | 0 | 268.73 | 1 | Honeywell | 2023-11-15 | redacted
Low Income - Power to Save | Low Flow Showerhead | 0 | 0.04 | 0.1 | 504.08 | 1 | Honeywell | 2023-11-15 | redacted
Low Income - Power to Save | Weather Strip/Caulk | 0 | 0.25 | 0.09 | 503.3 | 1 | Honeywell | 2023-11-10 | redacted
Low Income - Power to Save | Outdoor Coil Cleaning | 0 | 0.1 | 0 | 275 | 1 | Honeywell | 2023-11-10 | redacted
Low Income - Power to Save | HVAC Inspection | 0 | 0.17 | 0 | 268.73 | 1 | Honeywell | 2023-11-10 | redacted
Low Income - Power to Save | LI - DUCT | 0 | 0.4 | 0.12 | 775.77 | 1 | Honeywell | 2023-11-10 | redacted
Low Income - Power to Save | LED Lights | 0 | 0 | 0 | 47.6 | 1 | Honeywell | 2023-11-10 | redacted
Low Income - Power to Save | Weather Strip/Caulk | 0 | 0.25 | 0.09 | 503.3 | 1 | Honeywell | 2023-11-16 | redacted
Low Income - Power to Save | Low Flow Showerhead | 0 | 0.04 | 0.1 | 504.08 | 1 | Honeywell | 2023-11-16 | redacted
Low Income - Power to Save | LED Lights | 0 | 0 | 0 | 47.6 | 1 | Honeywell | 2023-11-16 | redacted
Low Income - Power to Save | Weather Strip/Caulk | 0 | 0.25 | 0.09 | 503.3 | 1 | Honeywell | 2023-11-14 | redacted
Low Income - Power to Save | Pipe Wrap | 0 | 0.01 | 0.03 | 143.65 | 1 | Honeywell | 2023-11-14 | redacted
Low Income - Power to Save | LED Lights | 0 | 0 | 0 | 47.6 | 1 | Honeywell | 2023-11-14 | redacted
Low Income - Power to Save | Weather Strip/Caulk | 0 | 0.25 | 0.09 | 503.3 | 1 | Honeywell | 2023-11-13 | redacted
Low Income - Power to Save | Outdoor Coil Cleaning | 0 | 0.1 | 0 | 275 | 1 | Honeywell | 2023-11-13 | redacted
Low Income - Power to Save | HVAC Inspection | 0 | 0.17 | 0 | 268.73 | 1 | Honeywell | 2023-11-13 | redacted
Low Income - Power to Save | Low Flow Showerhead | 0 | 0.04 | 0.1 | 504.08 | 1 | Honeywell | 2023-11-13 | redacted
Low Income - Power to Save | LI - DUCT | 0 | 0.4 | 0.12 | 775.77 | 1 | Honeywell | 2023-11-13 | redacted
Low Income - Power to Save | LED Lights | 0 | 0 | 0 | 47.6 | 1 | Honeywell | 2023-11-13 | redacted
Low Income - Power to Save | Weather Strip/Caulk | 0 | 0.25 | 0.09 | 503.3 | 1 | Honeywell | 2023-11-16 | redacted
Low Income - Power to Save | Outdoor Coil Cleaning | 0 | 0.1 | 0 | 275 | 1 | Honeywell | 2023-11-16 | redacted
Low Income - Power to Save | HVAC Inspection | 0 | 0.17 | 0 | 268.73 | 1 | Honeywell | 2023-11-16 | redacted
Low Income - Power to Save | LI - DUCT | 0 | 0.4 | 0.12 | 775.77 | 1 | Honeywell | 2023-11-16 | redacted
Low Income - Power to Save | LED Lights | 0 | 0 | 0 | 47.6 | 1 | Honeywell | 2023-11-16 | redacted
Low Income - Power to Save | Weather Strip/Caulk | 0 | 0.25 | 0.09 | 503.3 | 1 | Honeywell | 2023-11-10 | redacted
Low Income - Power to Save | Outdoor Coil Cleaning | 0 | 0.1 | 0 | 275 | 1 | Honeywell | 2023-11-10 | redacted
Low Income - Power to Save | HVAC Inspection | 0 | 0.17 | 0 | 268.73 | 1 | Honeywell | 2023-11-10 | redacted
Low Income - Power to Save | Faucet Aerators | 0 | 0 | 0.02 | 110.58 | 1 | Honeywell | 2023-11-10 | redacted
Low Income - Power to Save | Low Flow Showerhead | 0 | 0.04 | 0.1 | 504.08 | 1 | Honeywell | 2023-11-10 | redacted
Low Income - Power to Save | LI - DUCT | 0 | 0.4 | 0.12 | 775.77 | 1 | Honeywell | 2023-11-10 | redacted
Low Income - Power to Save | LED Lights | 0 | 0 | 0 | 47.6 | 1 | Honeywell | 2023-11-10 | redacted
Low Income - Power to Save | Weather Strip/Caulk | 0 | 0.25 | 0.09 | 503.3 | 1 | Honeywell | 2023-11-09 | redacted
Low Income - Power to Save | Outdoor Coil Cleaning | 0 | 0.1 | 0 | 275 | 1 | Honeywell | 2023-11-09 | redacted
Low Income - Power to Save | HVAC Inspection | 0 | 0.17 | 0 | 268.73 | 1 | Honeywell | 2023-11-09 | redacted
Low Income - Power to Save | Faucet Aerators | 0 | 0 | 0.02 | 110.58 | 1 | Honeywell | 2023-11-09 | redacted
Low Income - Power to Save | LI - DUCT | 0 | 0.4 | 0.12 | 775.77 | 1 | Honeywell | 2023-11-09 | redacted
Low Income - Power to Save | LED Lights | 0 | 0 | 0 | 47.6 | 1 | Honeywell | 2023-11-09 | redacted
Low Income - Power to Save | Outdoor Coil Cleaning | 0 | 0.1 | 0 | 275 | 1 | Honeywell | 2023-11-14 | redacted
Low Income - Power to Save | Faucet Aerators | 0 | 0 | 0.02 | 110.58 | 1 | Honeywell | 2023-11-14 | redacted
Low Income - Power to Save | Low Flow Showerhead | 0 | 0.04 | 0.1 | 504.08 | 1 | Honeywell | 2023-11-14 | redacted
Low Income - Power to Save | LED Lights | 0 | 0 | 0 | 47.6 | 1 | Honeywell | 2023-11-14 | redacted
Low Income - Power to Save | Weather Strip/Caulk | 0 | 0.25 | 0.09 | 503.3 | 1 | Honeywell | 2023-11-13 | redacted
Low Income - Power to Save | Outdoor Coil Cleaning | 0 | 0.1 | 0 | 275 | 1 | Honeywell | 2023-11-13 | redacted
Low Income - Power to Save | HVAC Inspection | 0 | 0.17 | 0 | 268.73 | 1 | Honeywell | 2023-11-13 | redacted
Low Income - Power to Save | Faucet Aerators | 0 | 0 | 0.02 | 110.58 | 1 | Honeywell | 2023-11-13 | redacted
Low Income - Power to Save | Low Flow Showerhead | 0 | 0.04 | 0.1 | 504.08 | 1 | Honeywell | 2023-11-13 | redacted
Low Income - Power to Save | Weather Strip/Caulk | 0 | 0.25 | 0.09 | 503.3 | 1 | Honeywell | 2023-11-15 | redacted
Low Income - Power to Save | Low Flow Showerhead | 0 | 0.04 | 0.1 | 504.08 | 1 | Honeywell | 2023-11-15 | redacted
Low Income - Power to Save | LED Lights | 0 | 0 | 0 | 47.6 | 1 | Honeywell | 2023-11-15 | redacted
Low Income - Power to Save | Outdoor Coil Cleaning | 0 | 0.1 | 0 | 275 | 1 | Honeywell | 2023-11-16 | redacted
Low Income - Power to Save | HVAC Inspection | 0 | 0.17 | 0 | 268.73 | 1 | Honeywell | 2023-11-16 | redacted
Low Income - Power to Save | Faucet Aerators | 0 | 0 | 0.02 | 110.58 | 1 | Honeywell | 2023-11-16 | redacted
Low Income - Power to Save | Low Flow Showerhead | 0 | 0.04 | 0.1 | 504.08 | 1 | Honeywell | 2023-11-16 | redacted
Low Income - Power to Save | LI - DUCT | 0 | 0.4 | 0.12 | 775.77 | 1 | Honeywell | 2023-11-16 | redacted
Low Income - Power to Save | LED Lights | 0 | 0 | 0 | 47.6 | 1 | Honeywell | 2023-11-16 | redacted
Low Income - Power to Save | Weather Strip/Caulk | 0 | 0.25 | 0.09 | 503.3 | 1 | Honeywell | 2023-11-10 | redacted
Low Income - Power to Save | Outdoor Coil Cleaning | 0 | 0.1 | 0 | 275 | 1 | Honeywell | 2023-11-10 | redacted
Low Income - Power to Save | HVAC Inspection | 0 | 0.17 | 0 | 268.73 | 1 | Honeywell | 2023-11-10 | redacted
Low Income - Power to Save | Faucet Aerators | 0 | 0 | 0.02 | 110.58 | 1 | Honeywell | 2023-11-10 | redacted
Low Income - Power to Save | LI - DUCT | 0 | 0.4 | 0.12 | 775.77 | 1 | Honeywell | 2023-11-10 | redacted
Low Income - Power to Save | LED Lights | 0 | 0 | 0 | 47.6 | 1 | Honeywell | 2023-11-10 | redacted
Low Income - Power to Save | Weather Strip/Caulk | 0 | 0.25 | 0.09 | 503.3 | 1 | Honeywell | 2023-11-10 | redacted
Low Income - Power to Save | Outdoor Coil Cleaning | 0 | 0.1 | 0 | 275 | 1 | Honeywell | 2023-11-10 | redacted
Low Income - Power to Save | HVAC Inspection | 0 | 0.17 | 0 | 268.73 | 1 | Honeywell | 2023-11-10 | redacted
Low Income - Power to Save | Low Flow Showerhead | 0 | 0.04 | 0.1 | 504.08 | 1 | Honeywell | 2023-11-10 | redacted
Low Income - Power to Save | LI - DUCT | 0 | 0.4 | 0.12 | 775.77 | 1 | Honeywell | 2023-11-10 | redacted
Low Income - Power to Save | LED Lights | 0 | 0 | 0 | 47.6 | 1 | Honeywell | 2023-11-10 | redacted
Low Income - Power to Save | Weather Strip/Caulk | 0 | 0.25 | 0.09 | 503.3 | 1 | Honeywell | 2023-11-13 | redacted
Low Income - Power to Save | Outdoor Coil Cleaning | 0 | 0.1 | 0 | 275 | 1 | Honeywell | 2023-11-13 | redacted
Low Income - Power to Save | HVAC Inspection | 0 | 0.17 | 0 | 268.73 | 1 | Honeywell | 2023-11-13 | redacted
Low Income - Power to Save | LI - DUCT | 0 | 0.4 | 0.12 | 775.77 | 1 | Honeywell | 2023-11-13 | redacted
Low Income - Power to Save | LED Lights | 0 | 0 | 0 | 47.6 | 1 | Honeywell | 2023-11-13 | redacted
Low Income - Power to Save | Weather Strip/Caulk | 0 | 0.25 | 0.09 | 503.3 | 1 | Honeywell | 2023-11-14 | redacted
Low Income - Power to Save | Outdoor Coil Cleaning | 0 | 0.1 | 0 | 275 | 1 | Honeywell | 2023-11-14 | redacted
Low Income - Power to Save | HVAC Inspection | 0 | 0.17 | 0 | 268.73 | 1 | Honeywell | 2023-11-14 | redacted
Low Income - Power to Save | Low Flow Showerhead | 0 | 0.04 | 0.1 | 504.08 | 1 | Honeywell | 2023-11-14 | redacted
Low Income - Power to Save | LI - DUCT | 0 | 0.4 | 0.12 | 775.77 | 1 | Honeywell | 2023-11-14 | redacted
Low Income - Power to Save | LED Lights | 0 | 0 | 0 | 47.6 | 1 | Honeywell | 2023-11-14 | redacted
Low Income - Power to Save | Weather Strip/Caulk | 0 | 0.25 | 0.09 | 503.3 | 1 | Honeywell | 2023-11-16 | redacted
Low Income - Power to Save | Low Flow Showerhead | 0 | 0.04 | 0.1 | 504.08 | 1 | Honeywell | 2023-11-16 | redacted
Low Income - Power to Save | LED Lights | 0 | 0 | 0 | 47.6 | 1 | Honeywell | 2023-11-16 | redacted
Low Income - Power to Save | Weather Strip/Caulk | 0 | 0.25 | 0.09 | 503.3 | 1 | Honeywell | 2023-11-10 | redacted
Low Income - Power to Save | Outdoor Coil Cleaning | 0 | 0.1 | 0 | 275 | 1 | Honeywell | 2023-11-10 | redacted
Low Income - Power to Save | HVAC Inspection | 0 | 0.17 | 0 | 268.73 | 1 | Honeywell | 2023-11-10 | redacted
Low Income - Power to Save | Faucet Aerators | 0 | 0 | 0.02 | 110.58 | 1 | Honeywell | 2023-11-10 | redacted
Low Income - Power to Save | Low Flow Showerhead | 0 | 0.04 | 0.1 | 504.08 | 1 | Honeywell | 2023-11-10 | redacted
Low Income - Power to Save | LI - DUCT | 0 | 0.4 | 0.12 | 775.77 | 1 | Honeywell | 2023-11-10 | redacted
Low Income - Power to Save | LED Lights | 0 | 0 | 0 | 47.6 | 1 | Honeywell | 2023-11-10 | redacted
Low Income - Power to Save | Weather Strip/Caulk | 0 | 0.25 | 0.09 | 503.3 | 1 | Honeywell | 2023-11-09 | redacted
Low Income - Power to Save | Pipe Wrap | 0 | 0.01 | 0.03 | 143.65 | 1 | Honeywell | 2023-11-09 | redacted
Low Income - Power to Save | Outdoor Coil Cleaning | 0 | 0.1 | 0 | 275 | 1 | Honeywell | 2023-11-09 | redacted
Low Income - Power to Save | HVAC Inspection | 0 | 0.17 | 0 | 268.73 | 1 | Honeywell | 2023-11-09 | redacted
Low Income - Power to Save | Faucet Aerators | 0 | 0 | 0.02 | 110.58 | 1 | Honeywell | 2023-11-09 | redacted
Low Income - Power to Save | Low Flow Showerhead | 0 | 0.04 | 0.1 | 504.08 | 1 | Honeywell | 2023-11-09 | redacted
Low Income - Power to Save | LI - DUCT | 0 | 0.4 | 0.12 | 775.77 | 1 | Honeywell | 2023-11-09 | redacted
Low Income - Power to Save | LED Lights | 0 | 0 | 0 | 47.6 | 1 | Honeywell | 2023-11-09 | redacted
Low Income - Power to Save | Weather Strip/Caulk | 0 | 0.25 | 0.09 | 503.3 | 1 | Honeywell | 2023-11-08 | redacted
Low Income - Power to Save | Outdoor Coil Cleaning | 0 | 0.1 | 0 | 275 | 1 | Honeywell | 2023-11-08 | redacted
Low Income - Power to Save | HVAC Inspection | 0 | 0.17 | 0 | 268.73 | 1 | Honeywell | 2023-11-08 | redacted
Low Income - Power to Save | Low Flow Showerhead | 0 | 0.04 | 0.1 | 504.08 | 1 | Honeywell | 2023-11-08 | redacted
Low Income - Power to Save | LI - DUCT | 0 | 0.4 | 0.12 | 775.77 | 1 | Honeywell | 2023-11-08 | redacted
Low Income - Power to Save | LED Lights | 0 | 0 | 0 | 47.6 | 1 | Honeywell | 2023-11-08 | redacted
Low Income - Power to Save | Weather Strip/Caulk | 0 | 0.25 | 0.09 | 503.3 | 1 | Honeywell | 2023-11-10 | redacted
Low Income - Power to Save | Outdoor Coil Cleaning | 0 | 0.1 | 0 | 275 | 1 | Honeywell | 2023-11-10 | redacted
Low Income - Power to Save | HVAC Inspection | 0 | 0.17 | 0 | 268.73 | 1 | Honeywell | 2023-11-10 | redacted
Low Income - Power to Save | Low Flow Showerhead | 0 | 0.04 | 0.1 | 504.08 | 1 | Honeywell | 2023-11-10 | redacted
Low Income - Power to Save | LI - DUCT | 0 | 0.4 | 0.12 | 775.77 | 1 | Honeywell | 2023-11-10 | redacted
Low Income - Power to Save | LED Lights | 0 | 0 | 0 | 47.6 | 1 | Honeywell | 2023-11-10 | redacted
Low Income - Power to Save | Weather Strip/Caulk | 0 | 0.25 | 0.09 | 503.3 | 1 | Honeywell | 2023-11-13 | redacted
Low Income - Power to Save | Outdoor Coil Cleaning | 0 | 0.1 | 0 | 275 | 1 | Honeywell | 2023-11-13 | redacted
Low Income - Power to Save | HVAC Inspection | 0 | 0.17 | 0 | 268.73 | 1 | Honeywell | 2023-11-13 | redacted
Low Income - Power to Save | LI - DUCT | 0 | 0.4 | 0.12 | 775.77 | 1 | Honeywell | 2023-11-13 | redacted
Low Income - Power to Save | LED Lights | 0 | 0 | 0 | 47.6 | 1 | Honeywell | 2023-11-13 | redacted
Low Income - Power to Save | Weather Strip/Caulk | 0 | 0.25 | 0.09 | 503.3 | 1 | Honeywell | 2023-11-16 | redacted
Low Income - Power to Save | Low Flow Showerhead | 0 | 0.04 | 0.1 | 504.08 | 1 | Honeywell | 2023-11-16 | redacted
Low Income - Power to Save | LED Lights | 0 | 0 | 0 | 47.6 | 1 | Honeywell | 2023-11-16 | redacted
Low Income - Power to Save | Weather Strip/Caulk | 0 | 0.25 | 0.09 | 503.3 | 1 | Honeywell | 2023-11-16 | redacted
Low Income - Power to Save | Outdoor Coil Cleaning | 0 | 0.1 | 0 | 275 | 1 | Honeywell | 2023-11-16 | redacted
Low Income - Power to Save | HVAC Inspection | 0 | 0.17 | 0 | 268.73 | 1 | Honeywell | 2023-11-16 | redacted
Low Income - Power to Save | Low Flow Showerhead | 0 | 0.04 | 0.1 | 504.08 | 1 | Honeywell | 2023-11-16 | redacted
Low Income - Power to Save | LI - DUCT | 0 | 0.4 | 0.12 | 775.77 | 1 | Honeywell | 2023-11-16 | redacted
Low Income - Power to Save | LED Lights | 0 | 0 | 0 | 47.6 | 1 | Honeywell | 2023-11-16 | redacted
Low Income - Power to Save | Weather Strip/Caulk | 0 | 0.25 | 0.09 | 503.3 | 1 | Honeywell | 2023-11-09 | redacted
Low Income - Power to Save | Pipe Wrap | 0 | 0.01 | 0.03 | 143.65 | 1 | Honeywell | 2023-11-09 | redacted
Low Income - Power to Save | Outdoor Coil Cleaning | 0 | 0.1 | 0 | 275 | 1 | Honeywell | 2023-11-09 | redacted
Low Income - Power to Save | HVAC Inspection | 0 | 0.17 | 0 | 268.73 | 1 | Honeywell | 2023-11-09 | redacted
Low Income - Power to Save | Faucet Aerators | 0 | 0 | 0.02 | 110.58 | 1 | Honeywell | 2023-11-09 | redacted
Low Income - Power to Save | LI - DUCT | 0 | 0.4 | 0.12 | 775.77 | 1 | Honeywell | 2023-11-09 | redacted
Low Income - Power to Save | LED Lights | 0 | 0 | 0 | 47.6 | 1 | Honeywell | 2023-11-09 | redacted
Low Income - Power to Save | Weather Strip/Caulk | 0 | 0.25 | 0.09 | 503.3 | 1 | Honeywell | 2023-11-13 | redacted
Low Income - Power to Save | Outdoor Coil Cleaning | 0 | 0.1 | 0 | 275 | 1 | Honeywell | 2023-11-13 | redacted
Low Income - Power to Save | HVAC Inspection | 0 | 0.17 | 0 | 268.73 | 1 | Honeywell | 2023-11-13 | redacted
Low Income - Power to Save | LI - DUCT | 0 | 0.4 | 0.12 | 775.77 | 1 | Honeywell | 2023-11-13 | redacted
Low Income - Power to Save | Weather Strip/Caulk | 0 | 0.25 | 0.09 | 503.3 | 1 | Honeywell | 2023-11-08 | redacted
Low Income - Power to Save | Outdoor Coil Cleaning | 0 | 0.1 | 0 | 275 | 1 | Honeywell | 2023-11-08 | redacted
Low Income - Power to Save | HVAC Inspection | 0 | 0.17 | 0 | 268.73 | 1 | Honeywell | 2023-11-08 | redacted
Low Income - Power to Save | Low Flow Showerhead | 0 | 0.04 | 0.1 | 504.08 | 1 | Honeywell | 2023-11-08 | redacted
Low Income - Power to Save | LI - DUCT | 0 | 0.4 | 0.12 | 775.77 | 1 | Honeywell | 2023-11-08 | redacted
Low Income - Power to Save | LED Lights | 0 | 0 | 0 | 47.6 | 1 | Honeywell | 2023-11-08 | redacted
Low Income - Power to Save | Weather Strip/Caulk | 0 | 0.25 | 0.09 | 503.3 | 1 | Honeywell | 2023-11-13 | redacted
Low Income - Power to Save | Outdoor Coil Cleaning | 0 | 0.1 | 0 | 275 | 1 | Honeywell | 2023-11-13 | redacted
Low Income - Power to Save | HVAC Inspection | 0 | 0.17 | 0 | 268.73 | 1 | Honeywell | 2023-11-13 | redacted
Low Income - Power to Save | Low Flow Showerhead | 0 | 0.04 | 0.1 | 504.08 | 1 | Honeywell | 2023-11-13 | redacted
Low Income - Power to Save | LI - DUCT | 0 | 0.4 | 0.12 | 775.77 | 1 | Honeywell | 2023-11-13 | redacted
Low Income - Power to Save | LED Lights | 0 | 0 | 0 | 47.6 | 1 | Honeywell | 2023-11-13 | redacted
Low Income - Power to Save | Weather Strip/Caulk | 0 | 0.25 | 0.09 | 503.3 | 1 | Honeywell | 2023-11-08 | redacted
Low Income - Power to Save | Pipe Wrap | 0 | 0.01 | 0.03 | 143.65 | 1 | Honeywell | 2023-11-08 | redacted
Low Income - Power to Save | Outdoor Coil Cleaning | 0 | 0.1 | 0 | 275 | 1 | Honeywell | 2023-11-08 | redacted
Low Income - Power to Save | Faucet Aerators | 0 | 0 | 0.02 | 110.58 | 1 | Honeywell | 2023-11-08 | redacted
Low Income - Power to Save | Low Flow Showerhead | 0 | 0.04 | 0.1 | 504.08 | 1 | Honeywell | 2023-11-08 | redacted
Low Income - Power to Save | Weather Strip/Caulk | 0 | 0.25 | 0.09 | 503.3 | 1 | Honeywell | 2023-11-13 | redacted
Low Income - Power to Save | Outdoor Coil Cleaning | 0 | 0.1 | 0 | 275 | 1 | Honeywell | 2023-11-13 | redacted
Low Income - Power to Save | HVAC Inspection | 0 | 0.17 | 0 | 268.73 | 1 | Honeywell | 2023-11-13 | redacted
Low Income - Power to Save | LI - DUCT | 0 | 0.4 | 0.12 | 775.77 | 1 | Honeywell | 2023-11-13 | redacted
Low Income - Power to Save | Weather Strip/Caulk | 0 | 0.25 | 0.09 | 503.3 | 1 | Honeywell | 2023-11-10 | redacted
Low Income - Power to Save | Low Flow Showerhead | 0 | 0.04 | 0.1 | 504.08 | 1 | Honeywell | 2023-11-10 | redacted
Low Income - Power to Save | Weather Strip/Caulk | 0 | 0.25 | 0.09 | 503.3 | 1 | Honeywell | 2023-11-15 | redacted
Low Income - Power to Save | Low Flow Showerhead | 0 | 0.04 | 0.1 | 504.08 | 1 | Honeywell | 2023-11-15 | redacted
Low Income - Power to Save | LED Lights | 0 | 0 | 0 | 47.6 | 1 | Honeywell | 2023-11-15 | redacted
Low Income - Power to Save | Weather Strip/Caulk | 0 | 0.25 | 0.09 | 503.3 | 1 | Honeywell | 2023-11-14 | redacted
Low Income - Power to Save | Outdoor Coil Cleaning | 0 | 0.1 | 0 | 275 | 1 | Honeywell | 2023-11-14 | redacted
Low Income - Power to Save | HVAC Inspection | 0 | 0.17 | 0 | 268.73 | 1 | Honeywell | 2023-11-14 | redacted
Low Income - Power to Save | Low Flow Showerhead | 0 | 0.04 | 0.1 | 504.08 | 1 | Honeywell | 2023-11-14 | redacted
Low Income - Power to Save | LI - DUCT | 0 | 0.4 | 0.12 | 775.77 | 1 | Honeywell | 2023-11-14 | redacted
Low Income - Power to Save | LED Lights | 0 | 0 | 0 | 47.6 | 1 | Honeywell | 2023-11-14 | redacted
Low Income - Power to Save | Weather Strip/Caulk | 0 | 0.25 | 0.09 | 503.3 | 1 | Honeywell | 2023-11-17 | redacted
Low Income - Power to Save | Outdoor Coil Cleaning | 0 | 0.1 | 0 | 275 | 1 | Honeywell | 2023-11-17 | redacted
Low Income - Power to Save | HVAC Inspection | 0 | 0.17 | 0 | 268.73 | 1 | Honeywell | 2023-11-17 | redacted
Low Income - Power to Save | Low Flow Showerhead | 0 | 0.04 | 0.1 | 504.08 | 1 | Honeywell | 2023-11-17 | redacted
Low Income - Power to Save | LI - DUCT | 0 | 0.4 | 0.12 | 775.77 | 1 | Honeywell | 2023-11-17 | redacted
Low Income - Power to Save | LED Lights | 0 | 0 | 0 | 47.6 | 1 | Honeywell | 2023-11-17 | redacted
Low Income - Power to Save | Weather Strip/Caulk | 0 | 0.25 | 0.09 | 503.3 | 1 | Honeywell | 2023-11-13 | redacted
Low Income - Power to Save | Outdoor Coil Cleaning | 0 | 0.1 | 0 | 275 | 1 | Honeywell | 2023-11-13 | redacted
Low Income - Power to Save | HVAC Inspection | 0 | 0.17 | 0 | 268.73 | 1 | Honeywell | 2023-11-13 | redacted
Low Income - Power to Save | Faucet Aerators | 0 | 0 | 0.02 | 110.58 | 1 | Honeywell | 2023-11-13 | redacted
Low Income - Power to Save | Low Flow Showerhead | 0 | 0.04 | 0.1 | 504.08 | 1 | Honeywell | 2023-11-13 | redacted
Low Income - Power to Save | Weather Strip/Caulk | 0 | 0.25 | 0.09 | 503.3 | 1 | Honeywell | 2023-11-14 | redacted
Low Income - Power to Save | Outdoor Coil Cleaning | 0 | 0.1 | 0 | 275 | 1 | Honeywell | 2023-11-14 | redacted
Low Income - Power to Save | HVAC Inspection | 0 | 0.17 | 0 | 268.73 | 1 | Honeywell | 2023-11-14 | redacted
Low Income - Power to Save | Low Flow Showerhead | 0 | 0.04 | 0.1 | 504.08 | 1 | Honeywell | 2023-11-14 | redacted
Low Income - Power to Save | LI - DUCT | 0 | 0.4 | 0.12 | 775.77 | 1 | Honeywell | 2023-11-14 | redacted
Low Income - Power to Save | LED Lights | 0 | 0 | 0 | 47.6 | 1 | Honeywell | 2023-11-14 | redacted
Low Income - Power to Save | Weather Strip/Caulk | 0 | 0.25 | 0.09 | 503.3 | 1 | Honeywell | 2023-11-14 | redacted
Low Income - Power to Save | Pipe Wrap | 0 | 0.01 | 0.03 | 143.65 | 1 | Honeywell | 2023-11-14 | redacted
Low Income - Power to Save | Outdoor Coil Cleaning | 0 | 0.1 | 0 | 275 | 1 | Honeywell | 2023-11-14 | redacted
Low Income - Power to Save | HVAC Inspection | 0 | 0.17 | 0 | 268.73 | 1 | Honeywell | 2023-11-14 | redacted
Low Income - Power to Save | Faucet Aerators | 0 | 0 | 0.02 | 110.58 | 1 | Honeywell | 2023-11-14 | redacted
Low Income - Power to Save | Low Flow Showerhead | 0 | 0.04 | 0.1 | 504.08 | 1 | Honeywell | 2023-11-14 | redacted
Low Income - Power to Save | LI - DUCT | 0 | 0.4 | 0.12 | 775.77 | 1 | Honeywell | 2023-11-14 | redacted
Low Income - Power to Save | LED Lights | 0 | 0 | 0 | 47.6 | 1 | Honeywell | 2023-11-14 | redacted
Low Income - Power to Save | Weather Strip/Caulk | 0 | 0.25 | 0.09 | 503.3 | 1 | Honeywell | 2023-11-08 | redacted
Low Income - Power to Save | Pipe Wrap | 0 | 0.01 | 0.03 | 143.65 | 1 | Honeywell | 2023-11-08 | redacted
Low Income - Power to Save | Low Flow Showerhead | 0 | 0.04 | 0.1 | 504.08 | 1 | Honeywell | 2023-11-08 | redacted
Low Income - Power to Save | LED Lights | 0 | 0 | 0 | 47.6 | 1 | Honeywell | 2023-11-08 | redacted
Low Income - Power to Save | Weather Strip/Caulk | 0 | 0.25 | 0.09 | 503.3 | 1 | Honeywell | 2023-11-13 | redacted
Low Income - Power to Save | Pipe Wrap | 0 | 0.01 | 0.03 | 143.65 | 1 | Honeywell | 2023-11-13 | redacted
Low Income - Power to Save | Outdoor Coil Cleaning | 0 | 0.1 | 0 | 275 | 1 | Honeywell | 2023-11-13 | redacted
Low Income - Power to Save | HVAC Inspection | 0 | 0.17 | 0 | 268.73 | 1 | Honeywell | 2023-11-13 | redacted
Low Income - Power to Save | Faucet Aerators | 0 | 0 | 0.02 | 110.58 | 1 | Honeywell | 2023-11-13 | redacted
Low Income - Power to Save | LI - DUCT | 0 | 0.4 | 0.12 | 775.77 | 1 | Honeywell | 2023-11-13 | redacted
Low Income - Power to Save | LED Lights | 0 | 0 | 0 | 47.6 | 1 | Honeywell | 2023-11-13 | redacted
Low Income - Power to Save | Outdoor Coil Cleaning | 0 | 0.1 | 0 | 275 | 1 | Honeywell | 2023-11-17 | redacted
Low Income - Power to Save | HVAC Inspection | 0 | 0.17 | 0 | 268.73 | 1 | Honeywell | 2023-11-17 | redacted
Low Income - Power to Save | Faucet Aerators | 0 | 0 | 0.02 | 110.58 | 1 | Honeywell | 2023-11-17 | redacted
Low Income - Power to Save | Low Flow Showerhead | 0 | 0.04 | 0.1 | 504.08 | 1 | Honeywell | 2023-11-17 | redacted
Low Income - Power to Save | LED Lights | 0 | 0 | 0 | 47.6 | 1 | Honeywell | 2023-11-17 | redacted
Low Income - Power to Save | Weather Strip/Caulk | 0 | 0.25 | 0.09 | 503.3 | 1 | Honeywell | 2023-11-15 | redacted
Low Income - Power to Save | Outdoor Coil Cleaning | 0 | 0.1 | 0 | 275 | 1 | Honeywell | 2023-11-15 | redacted
Low Income - Power to Save | HVAC Inspection | 0 | 0.17 | 0 | 268.73 | 1 | Honeywell | 2023-11-15 | redacted
Low Income - Power to Save | Faucet Aerators | 0 | 0 | 0.02 | 110.58 | 1 | Honeywell | 2023-11-15 | redacted
Low Income - Power to Save | Low Flow Showerhead | 0 | 0.04 | 0.1 | 504.08 | 1 | Honeywell | 2023-11-15 | redacted
Low Income - Power to Save | LI - DUCT | 0 | 0.4 | 0.12 | 775.77 | 1 | Honeywell | 2023-11-15 | redacted
Low Income - Power to Save | LED Lights | 0 | 0 | 0 | 47.6 | 1 | Honeywell | 2023-11-15 | redacted
Low Income - Power to Save | Weather Strip/Caulk | 0 | 0.25 | 0.09 | 503.3 | 1 | Honeywell | 2023-11-16 | redacted
Low Income - Power to Save | Outdoor Coil Cleaning | 0 | 0.1 | 0 | 275 | 1 | Honeywell | 2023-11-16 | redacted
Low Income - Power to Save | HVAC Inspection | 0 | 0.17 | 0 | 268.73 | 1 | Honeywell | 2023-11-16 | redacted
Low Income - Power to Save | Faucet Aerators | 0 | 0 | 0.02 | 110.58 | 1 | Honeywell | 2023-11-16 | redacted
Low Income - Power to Save | Low Flow Showerhead | 0 | 0.04 | 0.1 | 504.08 | 1 | Honeywell | 2023-11-16 | redacted
Low Income - Power to Save | Weather Strip/Caulk | 0 | 0.25 | 0.09 | 503.3 | 1 | Honeywell | 2023-11-16 | redacted
Low Income - Power to Save | Low Flow Showerhead | 0 | 0.04 | 0.1 | 504.08 | 1 | Honeywell | 2023-11-16 | redacted
Low Income - Power to Save | LED Lights | 0 | 0 | 0 | 47.6 | 1 | Honeywell | 2023-11-16 | redacted
Low Income - Power to Save | Weather Strip/Caulk | 0 | 0.25 | 0.09 | 503.3 | 1 | Honeywell | 2023-11-10 | redacted
Low Income - Power to Save | Pipe Wrap | 0 | 0.01 | 0.03 | 143.65 | 1 | Honeywell | 2023-11-10 | redacted
Low Income - Power to Save | Outdoor Coil Cleaning | 0 | 0.1 | 0 | 275 | 1 | Honeywell | 2023-11-10 | redacted
Low Income - Power to Save | HVAC Inspection | 0 | 0.17 | 0 | 268.73 | 1 | Honeywell | 2023-11-10 | redacted
Low Income - Power to Save | Faucet Aerators | 0 | 0 | 0.02 | 110.58 | 1 | Honeywell | 2023-11-10 | redacted
Low Income - Power to Save | Low Flow Showerhead | 0 | 0.04 | 0.1 | 504.08 | 1 | Honeywell | 2023-11-10 | redacted
Low Income - Power to Save | LI - DUCT | 0 | 0.4 | 0.12 | 775.77 | 1 | Honeywell | 2023-11-10 | redacted
Low Income - Power to Save | LED Lights | 0 | 0 | 0 | 47.6 | 1 | Honeywell | 2023-11-10 | redacted
Low Income - Power to Save | Weather Strip/Caulk | 0 | 0.25 | 0.09 | 503.3 | 1 | Honeywell | 2023-11-10 | redacted
Low Income - Power to Save | Outdoor Coil Cleaning | 0 | 0.1 | 0 | 275 | 1 | Honeywell | 2023-11-10 | redacted
Low Income - Power to Save | HVAC Inspection | 0 | 0.17 | 0 | 268.73 | 1 | Honeywell | 2023-11-10 | redacted
Low Income - Power to Save | Faucet Aerators | 0 | 0 | 0.02 | 110.58 | 1 | Honeywell | 2023-11-10 | redacted
Low Income - Power to Save | Low Flow Showerhead | 0 | 0.04 | 0.1 | 504.08 | 1 | Honeywell | 2023-11-10 | redacted
Low Income - Power to Save | LI - DUCT | 0 | 0.4 | 0.12 | 775.77 | 1 | Honeywell | 2023-11-10 | redacted
Low Income - Power to Save | LED Lights | 0 | 0 | 0 | 47.6 | 1 | Honeywell | 2023-11-10 | redacted
Low Income - Power to Save | Weather Strip/Caulk | 0 | 0.25 | 0.09 | 503.3 | 1 | Honeywell | 2023-11-13 | redacted
Low Income - Power to Save | Outdoor Coil Cleaning | 0 | 0.1 | 0 | 275 | 1 | Honeywell | 2023-11-13 | redacted
Low Income - Power to Save | HVAC Inspection | 0 | 0.17 | 0 | 268.73 | 1 | Honeywell | 2023-11-13 | redacted
Low Income - Power to Save | LI - DUCT | 0 | 0.4 | 0.12 | 775.77 | 1 | Honeywell | 2023-11-13 | redacted
Low Income - Power to Save | Weather Strip/Caulk | 0 | 0.25 | 0.09 | 503.3 | 1 | Honeywell | 2023-11-08 | redacted
Low Income - Power to Save | Outdoor Coil Cleaning | 0 | 0.1 | 0 | 275 | 1 | Honeywell | 2023-11-08 | redacted
Low Income - Power to Save | HVAC Inspection | 0 | 0.17 | 0 | 268.73 | 1 | Honeywell | 2023-11-08 | redacted
Low Income - Power to Save | Faucet Aerators | 0 | 0 | 0.02 | 110.58 | 1 | Honeywell | 2023-11-08 | redacted
Low Income - Power to Save | Low Flow Showerhead | 0 | 0.04 | 0.1 | 504.08 | 1 | Honeywell | 2023-11-08 | redacted
Low Income - Power to Save | LI - DUCT | 0 | 0.4 | 0.12 | 775.77 | 1 | Honeywell | 2023-11-08 | redacted
Low Income - Power to Save | LED Lights | 0 | 0 | 0 | 47.6 | 1 | Honeywell | 2023-11-08 | redacted
Low Income - Power to Save | Outdoor Coil Cleaning | 0 | 0.1 | 0 | 275 | 1 | Honeywell | 2023-11-14 | redacted
Low Income - Power to Save | HVAC Inspection | 0 | 0.17 | 0 | 268.73 | 1 | Honeywell | 2023-11-14 | redacted
Low Income - Power to Save | Faucet Aerators | 0 | 0 | 0.02 | 110.58 | 1 | Honeywell | 2023-11-14 | redacted
Low Income - Power to Save | Low Flow Showerhead | 0 | 0.04 | 0.1 | 504.08 | 1 | Honeywell | 2023-11-14 | redacted
Low Income - Power to Save | LED Lights | 0 | 0 | 0 | 47.6 | 1 | Honeywell | 2023-11-14 | redacted
Low Income - Power to Save | Weather Strip/Caulk | 0 | 0.25 | 0.09 | 503.3 | 1 | Honeywell | 2023-10-30 | redacted
Low Income - Power to Save | Outdoor Coil Cleaning | 0 | 0.1 | 0 | 275 | 1 | Honeywell | 2023-10-30 | redacted
Low Income - Power to Save | Faucet Aerators | 0 | 0 | 0.02 | 110.58 | 1 | Honeywell | 2023-10-30 | redacted
Low Income - Power to Save | Low Flow Showerhead | 0 | 0.04 | 0.1 | 504.08 | 1 | Honeywell | 2023-10-30 | redacted
Low Income - Power to Save | LED Lights | 0 | 0 | 0 | 47.6 | 1 | Honeywell | 2023-10-30 | redacted
Low Income - Power to Save | Weather Strip/Caulk | 0 | 0.25 | 0.09 | 503.3 | 1 | Honeywell | 2023-10-31 | redacted
Low Income - Power to Save | Outdoor Coil Cleaning | 0 | 0.1 | 0 | 275 | 1 | Honeywell | 2023-10-31 | redacted
Low Income - Power to Save | HVAC Inspection | 0 | 0.17 | 0 | 268.73 | 1 | Honeywell | 2023-10-31 | redacted
Low Income - Power to Save | Faucet Aerators | 0 | 0 | 0.02 | 110.58 | 1 | Honeywell | 2023-10-31 | redacted
Low Income - Power to Save | Low Flow Showerhead | 0 | 0.04 | 0.1 | 504.08 | 1 | Honeywell | 2023-10-31 | redacted
Low Income - Power to Save | LI - DUCT | 0 | 0.4 | 0.12 | 775.77 | 1 | Honeywell | 2023-10-31 | redacted
Low Income - Power to Save | LED Lights | 0 | 0 | 0 | 47.6 | 1 | Honeywell | 2023-10-31 | redacted
Low Income - Power to Save | Weather Strip/Caulk | 0 | 0.25 | 0.09 | 503.3 | 1 | Honeywell | 2023-10-30 | redacted
Low Income - Power to Save | Outdoor Coil Cleaning | 0 | 0.1 | 0 | 275 | 1 | Honeywell | 2023-10-30 | redacted
Low Income - Power to Save | Faucet Aerators | 0 | 0 | 0.02 | 110.58 | 1 | Honeywell | 2023-10-30 | redacted
Low Income - Power to Save | Low Flow Showerhead | 0 | 0.04 | 0.1 | 504.08 | 1 | Honeywell | 2023-10-30 | redacted
Low Income - Power to Save | LED Lights | 0 | 0 | 0 | 47.6 | 1 | Honeywell | 2023-10-30 | redacted
Low Income - Power to Save | Outdoor Coil Cleaning | 0 | 0.1 | 0 | 275 | 1 | Honeywell | 2023-10-17 | redacted
Low Income - Power to Save | Faucet Aerators | 0 | 0 | 0.02 | 110.58 | 1 | Honeywell | 2023-10-17 | redacted
Low Income - Power to Save | Low Flow Showerhead | 0 | 0.04 | 0.1 | 504.08 | 1 | Honeywell | 2023-10-17 | redacted
Low Income - Power to Save | LED Lights | 0 | 0 | 0 | 47.6 | 1 | Honeywell | 2023-10-17 | redacted
Low Income - Power to Save | Weather Strip/Caulk | 0 | 0.25 | 0.09 | 503.3 | 1 | Honeywell | 2023-10-16 | redacted
Low Income - Power to Save | Pipe Wrap | 0 | 0.01 | 0.03 | 143.65 | 1 | Honeywell | 2023-10-16 | redacted
Low Income - Power to Save | Outdoor Coil Cleaning | 0 | 0.1 | 0 | 275 | 1 | Honeywell | 2023-10-16 | redacted
Low Income - Power to Save | HVAC Inspection | 0 | 0.17 | 0 | 268.73 | 1 | Honeywell | 2023-10-16 | redacted
Low Income - Power to Save | Faucet Aerators | 0 | 0 | 0.02 | 110.58 | 1 | Honeywell | 2023-10-16 | redacted
Low Income - Power to Save | Low Flow Showerhead | 0 | 0.04 | 0.1 | 504.08 | 1 | Honeywell | 2023-10-16 | redacted
Low Income - Power to Save | LI - DUCT | 0 | 0.4 | 0.12 | 775.77 | 1 | Honeywell | 2023-10-16 | redacted
Low Income - Power to Save | LED Lights | 0 | 0 | 0 | 47.6 | 1 | Honeywell | 2023-10-16 | redacted
Low Income - Power to Save | Weather Strip/Caulk | 0 | 0.25 | 0.09 | 503.3 | 1 | Honeywell | 2023-10-31 | redacted
Low Income - Power to Save | Pipe Wrap | 0 | 0.01 | 0.03 | 143.65 | 1 | Honeywell | 2023-10-31 | redacted
Low Income - Power to Save | Outdoor Coil Cleaning | 0 | 0.1 | 0 | 275 | 1 | Honeywell | 2023-10-31 | redacted
Low Income - Power to Save | HVAC Inspection | 0 | 0.17 | 0 | 268.73 | 1 | Honeywell | 2023-10-31 | redacted
Low Income - Power to Save | Low Flow Showerhead | 0 | 0.04 | 0.1 | 504.08 | 1 | Honeywell | 2023-10-31 | redacted
Low Income - Power to Save | LI - DUCT | 0 | 0.4 | 0.12 | 775.77 | 1 | Honeywell | 2023-10-31 | redacted
Low Income - Power to Save | LED Lights | 0 | 0 | 0 | 47.6 | 1 | Honeywell | 2023-10-31 | redacted
Low Income - Power to Save | Weather Strip/Caulk | 0 | 0.25 | 0.09 | 503.3 | 1 | Honeywell | 2023-10-31 | redacted
Low Income - Power to Save | HVAC Inspection | 0 | 0.17 | 0 | 268.73 | 1 | Honeywell | 2023-10-31 | redacted
Low Income - Power to Save | LI - DUCT | 0 | 0.4 | 0.12 | 775.77 | 1 | Honeywell | 2023-10-31 | redacted
Low Income - Power to Save | LED Lights | 0 | 0 | 0 | 47.6 | 1 | Honeywell | 2023-10-31 | redacted
Low Income - Power to Save | Weather Strip/Caulk | 0 | 0.25 | 0.09 | 503.3 | 1 | Honeywell | 2023-10-26 | redacted
Low Income - Power to Save | HVAC Inspection | 0 | 0.17 | 0 | 268.73 | 1 | Honeywell | 2023-10-26 | redacted
Low Income - Power to Save | Faucet Aerators | 0 | 0 | 0.02 | 110.58 | 1 | Honeywell | 2023-10-26 | redacted
Low Income - Power to Save | LI - DUCT | 0 | 0.4 | 0.12 | 775.77 | 1 | Honeywell | 2023-10-26 | redacted
Low Income - Power to Save | LED Lights | 0 | 0 | 0 | 47.6 | 1 | Honeywell | 2023-10-26 | redacted
Low Income - Power to Save | Outdoor Coil Cleaning | 0 | 0.1 | 0 | 275 | 1 | Honeywell | 2023-10-18 | redacted
Low Income - Power to Save | Faucet Aerators | 0 | 0 | 0.02 | 110.58 | 1 | Honeywell | 2023-10-18 | redacted
Low Income - Power to Save | Low Flow Showerhead | 0 | 0.04 | 0.1 | 504.08 | 1 | Honeywell | 2023-10-18 | redacted
Low Income - Power to Save | LED Lights | 0 | 0 | 0 | 47.6 | 1 | Honeywell | 2023-10-18 | redacted
Low Income - Power to Save | Faucet Aerators | 0 | 0 | 0.02 | 110.58 | 1 | Honeywell | 2023-10-17 | redacted
Low Income - Power to Save | Low Flow Showerhead | 0 | 0.04 | 0.1 | 504.08 | 1 | Honeywell | 2023-10-17 | redacted
Low Income - Power to Save | LED Lights | 0 | 0 | 0 | 47.6 | 1 | Honeywell | 2023-10-17 | redacted
Low Income - Power to Save | Weather Strip/Caulk | 0 | 0.25 | 0.09 | 503.3 | 1 | Honeywell | 2023-10-17 | redacted
Low Income - Power to Save | Outdoor Coil Cleaning | 0 | 0.1 | 0 | 275 | 1 | Honeywell | 2023-10-17 | redacted
Low Income - Power to Save | Faucet Aerators | 0 | 0 | 0.02 | 110.58 | 1 | Honeywell | 2023-10-17 | redacted
Low Income - Power to Save | Low Flow Showerhead | 0 | 0.04 | 0.1 | 504.08 | 1 | Honeywell | 2023-10-17 | redacted
Low Income - Power to Save | LED Lights | 0 | 0 | 0 | 47.6 | 1 | Honeywell | 2023-10-17 | redacted
Low Income - Power to Save | Weather Strip/Caulk | 0 | 0.25 | 0.09 | 503.3 | 1 | Honeywell | 2023-10-18 | redacted
Low Income - Power to Save | Pipe Wrap | 0 | 0.01 | 0.03 | 143.65 | 1 | Honeywell | 2023-10-18 | redacted
Low Income - Power to Save | Outdoor Coil Cleaning | 0 | 0.1 | 0 | 275 | 1 | Honeywell | 2023-10-18 | redacted
Low Income - Power to Save | HVAC Inspection | 0 | 0.17 | 0 | 268.73 | 1 | Honeywell | 2023-10-18 | redacted
Low Income - Power to Save | Faucet Aerators | 0 | 0 | 0.02 | 110.58 | 1 | Honeywell | 2023-10-18 | redacted
Low Income - Power to Save | Low Flow Showerhead | 0 | 0.04 | 0.1 | 504.08 | 1 | Honeywell | 2023-10-18 | redacted
Low Income - Power to Save | LI - DUCT | 0 | 0.4 | 0.12 | 775.77 | 1 | Honeywell | 2023-10-18 | redacted
Low Income - Power to Save | LED Lights | 0 | 0 | 0 | 47.6 | 1 | Honeywell | 2023-10-18 | redacted
Low Income - Power to Save | Weather Strip/Caulk | 0 | 0.25 | 0.09 | 503.3 | 1 | Honeywell | 2023-10-27 | redacted
Low Income - Power to Save | Outdoor Coil Cleaning | 0 | 0.1 | 0 | 275 | 1 | Honeywell | 2023-10-27 | redacted
Low Income - Power to Save | Faucet Aerators | 0 | 0 | 0.02 | 110.58 | 1 | Honeywell | 2023-10-27 | redacted
Low Income - Power to Save | Low Flow Showerhead | 0 | 0.04 | 0.1 | 504.08 | 1 | Honeywell | 2023-10-27 | redacted
Low Income - Power to Save | LED Lights | 0 | 0 | 0 | 47.6 | 1 | Honeywell | 2023-10-27 | redacted
Low Income - Power to Save | Weather Strip/Caulk | 0 | 0.25 | 0.09 | 503.3 | 1 | Honeywell | 2023-10-26 | redacted
Low Income - Power to Save | HVAC Inspection | 0 | 0.17 | 0 | 268.73 | 1 | Honeywell | 2023-10-26 | redacted
Low Income - Power to Save | Faucet Aerators | 0 | 0 | 0.02 | 110.58 | 1 | Honeywell | 2023-10-26 | redacted
Low Income - Power to Save | LED Lights | 0 | 0 | 0 | 47.6 | 1 | Honeywell | 2023-10-26 | redacted
Low Income - Power to Save | Weather Strip/Caulk | 0 | 0.25 | 0.09 | 503.3 | 1 | Honeywell | 2023-10-27 | redacted
Low Income - Power to Save | Outdoor Coil Cleaning | 0 | 0.1 | 0 | 275 | 1 | Honeywell | 2023-10-27 | redacted
Low Income - Power to Save | Faucet Aerators | 0 | 0 | 0.02 | 110.58 | 1 | Honeywell | 2023-10-27 | redacted
Low Income - Power to Save | Low Flow Showerhead | 0 | 0.04 | 0.1 | 504.08 | 1 | Honeywell | 2023-10-27 | redacted
Low Income - Power to Save | LED Lights | 0 | 0 | 0 | 47.6 | 1 | Honeywell | 2023-10-27 | redacted
Low Income - Power to Save | Weather Strip/Caulk | 0 | 0.25 | 0.09 | 503.3 | 1 | Honeywell | 2023-10-30 | redacted
Low Income - Power to Save | Outdoor Coil Cleaning | 0 | 0.1 | 0 | 275 | 1 | Honeywell | 2023-10-30 | redacted
Low Income - Power to Save | HVAC Inspection | 0 | 0.17 | 0 | 268.73 | 1 | Honeywell | 2023-10-30 | redacted
Low Income - Power to Save | Faucet Aerators | 0 | 0 | 0.02 | 110.58 | 1 | Honeywell | 2023-10-30 | redacted
Low Income - Power to Save | Weather Strip/Caulk | 0 | 0.25 | 0.09 | 503.3 | 1 | Honeywell | 2023-10-17 | redacted
Low Income - Power to Save | Outdoor Coil Cleaning | 0 | 0.1 | 0 | 275 | 1 | Honeywell | 2023-10-17 | redacted
Low Income - Power to Save | Faucet Aerators | 0 | 0 | 0.02 | 110.58 | 1 | Honeywell | 2023-10-17 | redacted
Low Income - Power to Save | LED Lights | 0 | 0 | 0 | 47.6 | 1 | Honeywell | 2023-10-17 | redacted
Low Income - Power to Save | Weather Strip/Caulk | 0 | 0.25 | 0.09 | 503.3 | 1 | Honeywell | 2023-10-31 | redacted
Low Income - Power to Save | HVAC Inspection | 0 | 0.17 | 0 | 268.73 | 1 | Honeywell | 2023-10-31 | redacted
Low Income - Power to Save | Faucet Aerators | 0 | 0 | 0.02 | 110.58 | 1 | Honeywell | 2023-10-31 | redacted
Low Income - Power to Save | LI - DUCT | 0 | 0.4 | 0.12 | 775.77 | 1 | Honeywell | 2023-10-31 | redacted
Low Income - Power to Save | LED Lights | 0 | 0 | 0 | 47.6 | 1 | Honeywell | 2023-10-31 | redacted
Low Income - Power to Save | Outdoor Coil Cleaning | 0 | 0.1 | 0 | 275 | 1 | Honeywell | 2023-10-18 | redacted
Low Income - Power to Save | Faucet Aerators | 0 | 0 | 0.02 | 110.58 | 1 | Honeywell | 2023-10-18 | redacted
Low Income - Power to Save | Low Flow Showerhead | 0 | 0.04 | 0.1 | 504.08 | 1 | Honeywell | 2023-10-18 | redacted
Low Income - Power to Save | LED Lights | 0 | 0 | 0 | 47.6 | 1 | Honeywell | 2023-10-18 | redacted
Low Income - Power to Save | Outdoor Coil Cleaning | 0 | 0.1 | 0 | 275 | 1 | Honeywell | 2023-10-20 | redacted
Low Income - Power to Save | HVAC Inspection | 0 | 0.17 | 0 | 268.73 | 1 | Honeywell | 2023-10-20 | redacted
Low Income - Power to Save | LED Lights | 0 | 0 | 0 | 47.6 | 1 | Honeywell | 2023-10-20 | redacted
Low Income - Power to Save | Weather Strip/Caulk | 0 | 0.25 | 0.09 | 503.3 | 1 | Honeywell | 2023-10-31 | redacted
Low Income - Power to Save | Outdoor Coil Cleaning | 0 | 0.1 | 0 | 275 | 1 | Honeywell | 2023-10-31 | redacted
Low Income - Power to Save | HVAC Inspection | 0 | 0.17 | 0 | 268.73 | 1 | Honeywell | 2023-10-31 | redacted
Low Income - Power to Save | Faucet Aerators | 0 | 0 | 0.02 | 110.58 | 1 | Honeywell | 2023-10-31 | redacted
Low Income - Power to Save | LI - DUCT | 0 | 0.4 | 0.12 | 775.77 | 1 | Honeywell | 2023-10-31 | redacted
Low Income - Power to Save | LED Lights | 0 | 0 | 0 | 47.6 | 1 | Honeywell | 2023-10-31 | redacted
Low Income - Power to Save | Weather Strip/Caulk | 0 | 0.25 | 0.09 | 503.3 | 1 | Honeywell | 2023-10-27 | redacted
Low Income - Power to Save | Pipe Wrap | 0 | 0.01 | 0.03 | 143.65 | 1 | Honeywell | 2023-10-27 | redacted
Low Income - Power to Save | Outdoor Coil Cleaning | 0 | 0.1 | 0 | 275 | 1 | Honeywell | 2023-10-27 | redacted
Low Income - Power to Save | HVAC Inspection | 0 | 0.17 | 0 | 268.73 | 1 | Honeywell | 2023-10-27 | redacted
Low Income - Power to Save | Faucet Aerators | 0 | 0 | 0.02 | 110.58 | 1 | Honeywell | 2023-10-27 | redacted
Low Income - Power to Save | Low Flow Showerhead | 0 | 0.04 | 0.1 | 504.08 | 1 | Honeywell | 2023-10-27 | redacted
Low Income - Power to Save | LI - DUCT | 0 | 0.4 | 0.12 | 775.77 | 1 | Honeywell | 2023-10-27 | redacted
Low Income - Power to Save | LED Lights | 0 | 0 | 0 | 47.6 | 1 | Honeywell | 2023-10-27 | redacted
Low Income - Power to Save | Weather Strip/Caulk | 0 | 0.25 | 0.09 | 503.3 | 1 | Honeywell | 2023-10-20 | redacted
Low Income - Power to Save | Outdoor Coil Cleaning | 0 | 0.1 | 0 | 275 | 1 | Honeywell | 2023-10-20 | redacted
Low Income - Power to Save | Faucet Aerators | 0 | 0 | 0.02 | 110.58 | 1 | Honeywell | 2023-10-20 | redacted
Low Income - Power to Save | Low Flow Showerhead | 0 | 0.04 | 0.1 | 504.08 | 1 | Honeywell | 2023-10-20 | redacted
Low Income - Power to Save | LED Lights | 0 | 0 | 0 | 47.6 | 1 | Honeywell | 2023-10-20 | redacted
Low Income - Power to Save | Weather Strip/Caulk | 0 | 0.25 | 0.09 | 503.3 | 1 | Honeywell | 2023-10-26 | redacted
Low Income - Power to Save | Pipe Wrap | 0 | 0.01 | 0.03 | 143.65 | 1 | Honeywell | 2023-10-26 | redacted
Low Income - Power to Save | Outdoor Coil Cleaning | 0 | 0.1 | 0 | 275 | 1 | Honeywell | 2023-10-26 | redacted
Low Income - Power to Save | HVAC Inspection | 0 | 0.17 | 0 | 268.73 | 1 | Honeywell | 2023-10-26 | redacted
Low Income - Power to Save | LI - DUCT | 0 | 0.4 | 0.12 | 775.77 | 1 | Honeywell | 2023-10-26 | redacted
Low Income - Power to Save | LED Lights | 0 | 0 | 0 | 47.6 | 1 | Honeywell | 2023-10-26 | redacted
Low Income - Power to Save | Weather Strip/Caulk | 0 | 0.25 | 0.09 | 503.3 | 1 | Honeywell | 2023-10-31 | redacted
Low Income - Power to Save | HVAC Inspection | 0 | 0.17 | 0 | 268.73 | 1 | Honeywell | 2023-10-31 | redacted
Low Income - Power to Save | Faucet Aerators | 0 | 0 | 0.02 | 110.58 | 1 | Honeywell | 2023-10-31 | redacted
Low Income - Power to Save | LI - DUCT | 0 | 0.4 | 0.12 | 775.77 | 1 | Honeywell | 2023-10-31 | redacted
Low Income - Power to Save | LED Lights | 0 | 0 | 0 | 47.6 | 1 | Honeywell | 2023-10-31 | redacted
Low Income - Power to Save | Weather Strip/Caulk | 0 | 0.25 | 0.09 | 503.3 | 1 | Honeywell | 2023-10-18 | redacted
Low Income - Power to Save | Pipe Wrap | 0 | 0.01 | 0.03 | 143.65 | 1 | Honeywell | 2023-10-18 | redacted
Low Income - Power to Save | Outdoor Coil Cleaning | 0 | 0.1 | 0 | 275 | 1 | Honeywell | 2023-10-18 | redacted
Low Income - Power to Save | HVAC Inspection | 0 | 0.17 | 0 | 268.73 | 1 | Honeywell | 2023-10-18 | redacted
Low Income - Power to Save | Faucet Aerators | 0 | 0 | 0.02 | 110.58 | 1 | Honeywell | 2023-10-18 | redacted
Low Income - Power to Save | Low Flow Showerhead | 0 | 0.04 | 0.1 | 504.08 | 1 | Honeywell | 2023-10-18 | redacted
Low Income - Power to Save | LI - DUCT | 0 | 0.4 | 0.12 | 775.77 | 1 | Honeywell | 2023-10-18 | redacted
Low Income - Power to Save | LED Lights | 0 | 0 | 0 | 47.6 | 1 | Honeywell | 2023-10-18 | redacted
Low Income - Power to Save | Weather Strip/Caulk | 0 | 0.25 | 0.09 | 503.3 | 1 | Honeywell | 2023-10-26 | redacted
Low Income - Power to Save | Outdoor Coil Cleaning | 0 | 0.1 | 0 | 275 | 1 | Honeywell | 2023-10-26 | redacted
Low Income - Power to Save | HVAC Inspection | 0 | 0.17 | 0 | 268.73 | 1 | Honeywell | 2023-10-26 | redacted
Low Income - Power to Save | LI - DUCT | 0 | 0.4 | 0.12 | 775.77 | 1 | Honeywell | 2023-10-26 | redacted
Low Income - Power to Save | LED Lights | 0 | 0 | 0 | 47.6 | 1 | Honeywell | 2023-10-26 | redacted
Low Income - Power to Save | Weather Strip/Caulk | 0 | 0.25 | 0.09 | 503.3 | 1 | Honeywell | 2023-10-26 | redacted
Low Income - Power to Save | Faucet Aerators | 0 | 0 | 0.02 | 110.58 | 1 | Honeywell | 2023-10-26 | redacted
Low Income - Power to Save | Low Flow Showerhead | 0 | 0.04 | 0.1 | 504.08 | 1 | Honeywell | 2023-10-26 | redacted
Low Income - Power to Save | LED Lights | 0 | 0 | 0 | 47.6 | 1 | Honeywell | 2023-10-26 | redacted
Low Income - Power to Save | Weather Strip/Caulk | 0 | 0.25 | 0.09 | 503.3 | 1 | Honeywell | 2023-10-19 | redacted
Low Income - Power to Save | Outdoor Coil Cleaning | 0 | 0.1 | 0 | 275 | 1 | Honeywell | 2023-10-19 | redacted
Low Income - Power to Save | HVAC Inspection | 0 | 0.17 | 0 | 268.73 | 1 | Honeywell | 2023-10-19 | redacted
Low Income - Power to Save | Faucet Aerators | 0 | 0 | 0.02 | 110.58 | 1 | Honeywell | 2023-10-19 | redacted
Low Income - Power to Save | Low Flow Showerhead | 0 | 0.04 | 0.1 | 504.08 | 1 | Honeywell | 2023-10-19 | redacted
Low Income - Power to Save | LED Lights | 0 | 0 | 0 | 47.6 | 1 | Honeywell | 2023-10-19 | redacted
Low Income - Power to Save | Weather Strip/Caulk | 0 | 0.25 | 0.09 | 503.3 | 1 | Honeywell | 2023-10-19 | redacted
Low Income - Power to Save | Pipe Wrap | 0 | 0.01 | 0.03 | 143.65 | 1 | Honeywell | 2023-10-19 | redacted
Low Income - Power to Save | Faucet Aerators | 0 | 0 | 0.02 | 110.58 | 1 | Honeywell | 2023-10-19 | redacted
Low Income - Power to Save | LED Lights | 0 | 0 | 0 | 47.6 | 1 | Honeywell | 2023-10-19 | redacted
Low Income - Power to Save | Weather Strip/Caulk | 0 | 0.25 | 0.09 | 503.3 | 1 | Honeywell | 2023-10-27 | redacted
Low Income - Power to Save | Outdoor Coil Cleaning | 0 | 0.1 | 0 | 275 | 1 | Honeywell | 2023-10-27 | redacted
Low Income - Power to Save | HVAC Inspection | 0 | 0.17 | 0 | 268.73 | 1 | Honeywell | 2023-10-27 | redacted
Low Income - Power to Save | Low Flow Showerhead | 0 | 0.04 | 0.1 | 504.08 | 1 | Honeywell | 2023-10-27 | redacted
Low Income - Power to Save | LI - DUCT | 0 | 0.4 | 0.12 | 775.77 | 1 | Honeywell | 2023-10-27 | redacted
Low Income - Power to Save | LED Lights | 0 | 0 | 0 | 47.6 | 1 | Honeywell | 2023-10-27 | redacted
Low Income - Power to Save | Weather Strip/Caulk | 0 | 0.25 | 0.09 | 503.3 | 1 | Honeywell | 2023-10-17 | redacted
Low Income - Power to Save | Pipe Wrap | 0 | 0.01 | 0.03 | 143.65 | 1 | Honeywell | 2023-10-17 | redacted
Low Income - Power to Save | Outdoor Coil Cleaning | 0 | 0.1 | 0 | 275 | 1 | Honeywell | 2023-10-17 | redacted
Low Income - Power to Save | HVAC Inspection | 0 | 0.17 | 0 | 268.73 | 1 | Honeywell | 2023-10-17 | redacted
Low Income - Power to Save | Faucet Aerators | 0 | 0 | 0.02 | 110.58 | 1 | Honeywell | 2023-10-17 | redacted
Low Income - Power to Save | Low Flow Showerhead | 0 | 0.04 | 0.1 | 504.08 | 1 | Honeywell | 2023-10-17 | redacted
Low Income - Power to Save | LI - DUCT | 0 | 0.4 | 0.12 | 775.77 | 1 | Honeywell | 2023-10-17 | redacted
Low Income - Power to Save | LED Lights | 0 | 0 | 0 | 47.6 | 1 | Honeywell | 2023-10-17 | redacted
Low Income - Power to Save | Weather Strip/Caulk | 0 | 0.25 | 0.09 | 503.3 | 1 | Honeywell | 2023-10-19 | redacted
Low Income - Power to Save | Outdoor Coil Cleaning | 0 | 0.1 | 0 | 275 | 1 | Honeywell | 2023-10-19 | redacted
Low Income - Power to Save | HVAC Inspection | 0 | 0.17 | 0 | 268.73 | 1 | Honeywell | 2023-10-19 | redacted
Low Income - Power to Save | Low Flow Showerhead | 0 | 0.04 | 0.1 | 504.08 | 1 | Honeywell | 2023-10-19 | redacted
Low Income - Power to Save | LI - DUCT | 0 | 0.4 | 0.12 | 775.77 | 1 | Honeywell | 2023-10-19 | redacted
Low Income - Power to Save | LED Lights | 0 | 0 | 0 | 47.6 | 1 | Honeywell | 2023-10-19 | redacted
Low Income - Power to Save | Weather Strip/Caulk | 0 | 0.25 | 0.09 | 503.3 | 1 | Honeywell | 2023-10-18 | redacted
Low Income - Power to Save | Outdoor Coil Cleaning | 0 | 0.1 | 0 | 275 | 1 | Honeywell | 2023-10-18 | redacted
Low Income - Power to Save | HVAC Inspection | 0 | 0.17 | 0 | 268.73 | 1 | Honeywell | 2023-10-18 | redacted
Low Income - Power to Save | LI - DUCT | 0 | 0.4 | 0.12 | 775.77 | 1 | Honeywell | 2023-10-18 | redacted
Low Income - Power to Save | LED Lights | 0 | 0 | 0 | 47.6 | 1 | Honeywell | 2023-10-18 | redacted
Low Income - Power to Save | Outdoor Coil Cleaning | 0 | 0.1 | 0 | 275 | 1 | Honeywell | 2023-10-18 | redacted
Low Income - Power to Save | Faucet Aerators | 0 | 0 | 0.02 | 110.58 | 1 | Honeywell | 2023-10-18 | redacted
Low Income - Power to Save | Low Flow Showerhead | 0 | 0.04 | 0.1 | 504.08 | 1 | Honeywell | 2023-10-18 | redacted
Low Income - Power to Save | LED Lights | 0 | 0 | 0 | 47.6 | 1 | Honeywell | 2023-10-18 | redacted
Low Income - Power to Save | Weather Strip/Caulk | 0 | 0.25 | 0.09 | 503.3 | 1 | Honeywell | 2023-10-20 | redacted
Low Income - Power to Save | Outdoor Coil Cleaning | 0 | 0.1 | 0 | 275 | 1 | Honeywell | 2023-10-20 | redacted
Low Income - Power to Save | HVAC Inspection | 0 | 0.17 | 0 | 268.73 | 1 | Honeywell | 2023-10-20 | redacted
Low Income - Power to Save | Faucet Aerators | 0 | 0 | 0.02 | 110.58 | 1 | Honeywell | 2023-10-20 | redacted
Low Income - Power to Save | Low Flow Showerhead | 0 | 0.04 | 0.1 | 504.08 | 1 | Honeywell | 2023-10-20 | redacted
Low Income - Power to Save | LI - DUCT | 0 | 0.4 | 0.12 | 775.77 | 1 | Honeywell | 2023-10-20 | redacted
Low Income - Power to Save | LED Lights | 0 | 0 | 0 | 47.6 | 1 | Honeywell | 2023-10-20 | redacted
Low Income - Power to Save | Weather Strip/Caulk | 0 | 0.25 | 0.09 | 503.3 | 1 | Honeywell | 2023-10-20 | redacted
Low Income - Power to Save | Pipe Wrap | 0 | 0.01 | 0.03 | 143.65 | 1 | Honeywell | 2023-10-20 | redacted
Low Income - Power to Save | Outdoor Coil Cleaning | 0 | 0.1 | 0 | 275 | 1 | Honeywell | 2023-10-20 | redacted
Low Income - Power to Save | HVAC Inspection | 0 | 0.17 | 0 | 268.73 | 1 | Honeywell | 2023-10-20 | redacted
Low Income - Power to Save | Low Flow Showerhead | 0 | 0.04 | 0.1 | 504.08 | 1 | Honeywell | 2023-10-20 | redacted
Low Income - Power to Save | LI - DUCT | 0 | 0.4 | 0.12 | 775.77 | 1 | Honeywell | 2023-10-20 | redacted
Low Income - Power to Save | LED Lights | 0 | 0 | 0 | 47.6 | 1 | Honeywell | 2023-10-20 | redacted
Low Income - Power to Save | Weather Strip/Caulk | 0 | 0.25 | 0.09 | 503.3 | 1 | Honeywell | 2023-10-17 | redacted
Low Income - Power to Save | Outdoor Coil Cleaning | 0 | 0.1 | 0 | 275 | 1 | Honeywell | 2023-10-17 | redacted
Low Income - Power to Save | Low Flow Showerhead | 0 | 0.04 | 0.1 | 504.08 | 1 | Honeywell | 2023-10-17 | redacted
Low Income - Power to Save | LED Lights | 0 | 0 | 0 | 47.6 | 1 | Honeywell | 2023-10-17 | redacted
Low Income - Power to Save | Faucet Aerators | 0 | 0 | 0.02 | 110.58 | 1 | Honeywell | 2023-10-26 | redacted
Low Income - Power to Save | Low Flow Showerhead | 0 | 0.04 | 0.1 | 504.08 | 1 | Honeywell | 2023-10-26 | redacted
Low Income - Power to Save | LED Lights | 0 | 0 | 0 | 47.6 | 1 | Honeywell | 2023-10-26 | redacted
Low Income - Power to Save | Weather Strip/Caulk | 0 | 0.25 | 0.09 | 503.3 | 1 | Honeywell | 2023-10-27 | redacted
Low Income - Power to Save | Outdoor Coil Cleaning | 0 | 0.1 | 0 | 275 | 1 | Honeywell | 2023-10-27 | redacted
Low Income - Power to Save | Faucet Aerators | 0 | 0 | 0.02 | 110.58 | 1 | Honeywell | 2023-10-27 | redacted
Low Income - Power to Save | Low Flow Showerhead | 0 | 0.04 | 0.1 | 504.08 | 1 | Honeywell | 2023-10-27 | redacted
Low Income - Power to Save | LED Lights | 0 | 0 | 0 | 47.6 | 1 | Honeywell | 2023-10-27 | redacted
Low Income - Power to Save | Weather Strip/Caulk | 0 | 0.25 | 0.09 | 503.3 | 1 | Honeywell | 2023-10-26 | redacted
Low Income - Power to Save | Outdoor Coil Cleaning | 0 | 0.1 | 0 | 275 | 1 | Honeywell | 2023-10-26 | redacted
Low Income - Power to Save | HVAC Inspection | 0 | 0.17 | 0 | 268.73 | 1 | Honeywell | 2023-10-26 | redacted
Low Income - Power to Save | Low Flow Showerhead | 0 | 0.04 | 0.1 | 504.08 | 1 | Honeywell | 2023-10-26 | redacted
Low Income - Power to Save | LI - DUCT | 0 | 0.4 | 0.12 | 775.77 | 1 | Honeywell | 2023-10-26 | redacted
Low Income - Power to Save | Weather Strip/Caulk | 0 | 0.25 | 0.09 | 503.3 | 1 | Honeywell | 2023-10-27 | redacted
Low Income - Power to Save | Outdoor Coil Cleaning | 0 | 0.1 | 0 | 275 | 1 | Honeywell | 2023-10-27 | redacted
Low Income - Power to Save | Faucet Aerators | 0 | 0 | 0.02 | 110.58 | 1 | Honeywell | 2023-10-27 | redacted
Low Income - Power to Save | LED Lights | 0 | 0 | 0 | 47.6 | 1 | Honeywell | 2023-10-27 | redacted
Low Income - Power to Save | Weather Strip/Caulk | 0 | 0.25 | 0.09 | 503.3 | 1 | Honeywell | 2023-10-30 | redacted
Low Income - Power to Save | Outdoor Coil Cleaning | 0 | 0.1 | 0 | 275 | 1 | Honeywell | 2023-10-30 | redacted
Low Income - Power to Save | Faucet Aerators | 0 | 0 | 0.02 | 110.58 | 1 | Honeywell | 2023-10-30 | redacted
Low Income - Power to Save | Low Flow Showerhead | 0 | 0.04 | 0.1 | 504.08 | 1 | Honeywell | 2023-10-30 | redacted
Low Income - Power to Save | LED Lights | 0 | 0 | 0 | 47.6 | 1 | Honeywell | 2023-10-30 | redacted
Low Income - Power to Save | Weather Strip/Caulk | 0 | 0.25 | 0.09 | 503.3 | 1 | Honeywell | 2023-10-17 | redacted
Low Income - Power to Save | Pipe Wrap | 0 | 0.01 | 0.03 | 143.65 | 1 | Honeywell | 2023-10-17 | redacted
Low Income - Power to Save | Outdoor Coil Cleaning | 0 | 0.1 | 0 | 275 | 1 | Honeywell | 2023-10-17 | redacted
Low Income - Power to Save | HVAC Inspection | 0 | 0.17 | 0 | 268.73 | 1 | Honeywell | 2023-10-17 | redacted
Low Income - Power to Save | Faucet Aerators | 0 | 0 | 0.02 | 110.58 | 1 | Honeywell | 2023-10-17 | redacted
Low Income - Power to Save | Low Flow Showerhead | 0 | 0.04 | 0.1 | 504.08 | 1 | Honeywell | 2023-10-17 | redacted
Low Income - Power to Save | LI - DUCT | 0 | 0.4 | 0.12 | 775.77 | 1 | Honeywell | 2023-10-17 | redacted
Low Income - Power to Save | LED Lights | 0 | 0 | 0 | 47.6 | 1 | Honeywell | 2023-10-17 | redacted
Low Income - Power to Save | Weather Strip/Caulk | 0 | 0.25 | 0.09 | 503.3 | 1 | Honeywell | 2023-10-27 | redacted
Low Income - Power to Save | Outdoor Coil Cleaning | 0 | 0.1 | 0 | 275 | 1 | Honeywell | 2023-10-27 | redacted
Low Income - Power to Save | HVAC Inspection | 0 | 0.17 | 0 | 268.73 | 1 | Honeywell | 2023-10-27 | redacted
Low Income - Power to Save | Faucet Aerators | 0 | 0 | 0.02 | 110.58 | 1 | Honeywell | 2023-10-27 | redacted
Low Income - Power to Save | Low Flow Showerhead | 0 | 0.04 | 0.1 | 504.08 | 1 | Honeywell | 2023-10-27 | redacted
Low Income - Power to Save | Weather Strip/Caulk | 0 | 0.25 | 0.09 | 503.3 | 1 | Honeywell | 2023-10-26 | redacted
Low Income - Power to Save | Pipe Wrap | 0 | 0.01 | 0.03 | 143.65 | 1 | Honeywell | 2023-10-26 | redacted
Low Income - Power to Save | Outdoor Coil Cleaning | 0 | 0.1 | 0 | 275 | 1 | Honeywell | 2023-10-26 | redacted
Low Income - Power to Save | HVAC Inspection | 0 | 0.17 | 0 | 268.73 | 1 | Honeywell | 2023-10-26 | redacted
Low Income - Power to Save | LI - DUCT | 0 | 0.4 | 0.12 | 775.77 | 1 | Honeywell | 2023-10-26 | redacted
Low Income - Power to Save | LED Lights | 0 | 0 | 0 | 47.6 | 1 | Honeywell | 2023-10-26 | redacted
Low Income - Power to Save | Low Flow Showerhead | 0 | 0.04 | 0.1 | 504.08 | 1 | Honeywell | 2023-10-26 | redacted
Low Income - Power to Save | Weather Strip/Caulk | 0 | 0.25 | 0.09 | 503.3 | 1 | Honeywell | 2023-10-27 | redacted
Low Income - Power to Save | HVAC Inspection | 0 | 0.17 | 0 | 268.73 | 1 | Honeywell | 2023-10-27 | redacted
Low Income - Power to Save | Faucet Aerators | 0 | 0 | 0.02 | 110.58 | 1 | Honeywell | 2023-10-27 | redacted
Low Income - Power to Save | LI - DUCT | 0 | 0.4 | 0.12 | 775.77 | 1 | Honeywell | 2023-10-27 | redacted
Low Income - Power to Save | LED Lights | 0 | 0 | 0 | 47.6 | 1 | Honeywell | 2023-10-27 | redacted
Low Income - Power to Save | Weather Strip/Caulk | 0 | 0.25 | 0.09 | 503.3 | 1 | Honeywell | 2023-10-27 | redacted
Low Income - Power to Save | Outdoor Coil Cleaning | 0 | 0.1 | 0 | 275 | 1 | Honeywell | 2023-10-27 | redacted
Low Income - Power to Save | HVAC Inspection | 0 | 0.17 | 0 | 268.73 | 1 | Honeywell | 2023-10-27 | redacted
Low Income - Power to Save | Faucet Aerators | 0 | 0 | 0.02 | 110.58 | 1 | Honeywell | 2023-10-27 | redacted
Low Income - Power to Save | Weather Strip/Caulk | 0 | 0.25 | 0.09 | 503.3 | 1 | Honeywell | 2023-10-18 | redacted
Low Income - Power to Save | Outdoor Coil Cleaning | 0 | 0.1 | 0 | 275 | 1 | Honeywell | 2023-10-18 | redacted
Low Income - Power to Save | HVAC Inspection | 0 | 0.17 | 0 | 268.73 | 1 | Honeywell | 2023-10-18 | redacted
Low Income - Power to Save | Faucet Aerators | 0 | 0 | 0.02 | 110.58 | 1 | Honeywell | 2023-10-18 | redacted
Low Income - Power to Save | Low Flow Showerhead | 0 | 0.04 | 0.1 | 504.08 | 1 | Honeywell | 2023-10-18 | redacted
Low Income - Power to Save | LI - DUCT | 0 | 0.4 | 0.12 | 775.77 | 1 | Honeywell | 2023-10-18 | redacted
Low Income - Power to Save | LED Lights | 0 | 0 | 0 | 47.6 | 1 | Honeywell | 2023-10-18 | redacted
Low Income - Power to Save | Weather Strip/Caulk | 0 | 0.25 | 0.09 | 503.3 | 1 | Honeywell | 2023-10-27 | redacted
Low Income - Power to Save | Outdoor Coil Cleaning | 0 | 0.1 | 0 | 275 | 1 | Honeywell | 2023-10-27 | redacted
Low Income - Power to Save | Faucet Aerators | 0 | 0 | 0.02 | 110.58 | 1 | Honeywell | 2023-10-27 | redacted
Low Income - Power to Save | LED Lights | 0 | 0 | 0 | 47.6 | 1 | Honeywell | 2023-10-27 | redacted
Low Income - Power to Save | Weather Strip/Caulk | 0 | 0.25 | 0.09 | 503.3 | 1 | Honeywell | 2023-10-26 | redacted
Low Income - Power to Save | Outdoor Coil Cleaning | 0 | 0.1 | 0 | 275 | 1 | Honeywell | 2023-10-26 | redacted
Low Income - Power to Save | HVAC Inspection | 0 | 0.17 | 0 | 268.73 | 1 | Honeywell | 2023-10-26 | redacted
Low Income - Power to Save | Faucet Aerators | 0 | 0 | 0.02 | 110.58 | 1 | Honeywell | 2023-10-26 | redacted
Low Income - Power to Save | LED Lights | 0 | 0 | 0 | 47.6 | 1 | Honeywell | 2023-10-26 | redacted
Low Income - Power to Save | Weather Strip/Caulk | 0 | 0.25 | 0.09 | 503.3 | 1 | Honeywell | 2023-10-27 | redacted
Low Income - Power to Save | Outdoor Coil Cleaning | 0 | 0.1 | 0 | 275 | 1 | Honeywell | 2023-10-27 | redacted
Low Income - Power to Save | Faucet Aerators | 0 | 0 | 0.02 | 110.58 | 1 | Honeywell | 2023-10-27 | redacted
Low Income - Power to Save | LED Lights | 0 | 0 | 0 | 47.6 | 1 | Honeywell | 2023-10-27 | redacted
Low Income - Power to Save | Weather Strip/Caulk | 0 | 0.25 | 0.09 | 503.3 | 1 | Honeywell | 2023-10-19 | redacted
Low Income - Power to Save | Outdoor Coil Cleaning | 0 | 0.1 | 0 | 275 | 1 | Honeywell | 2023-10-19 | redacted
Low Income - Power to Save | HVAC Inspection | 0 | 0.17 | 0 | 268.73 | 1 | Honeywell | 2023-10-19 | redacted
Low Income - Power to Save | LED Lights | 0 | 0 | 0 | 47.6 | 1 | Honeywell | 2023-10-19 | redacted
Low Income - Power to Save | Weather Strip/Caulk | 0 | 0.25 | 0.09 | 503.3 | 1 | Honeywell | 2023-10-19 | redacted
Low Income - Power to Save | Low Flow Showerhead | 0 | 0.04 | 0.1 | 504.08 | 1 | Honeywell | 2023-10-19 | redacted
Low Income - Power to Save | LED Lights | 0 | 0 | 0 | 47.6 | 1 | Honeywell | 2023-10-19 | redacted
Low Income - Power to Save | Weather Strip/Caulk | 0 | 0.25 | 0.09 | 503.3 | 1 | Honeywell | 2023-10-19 | redacted
Low Income - Power to Save | Outdoor Coil Cleaning | 0 | 0.1 | 0 | 275 | 1 | Honeywell | 2023-10-19 | redacted
Low Income - Power to Save | HVAC Inspection | 0 | 0.17 | 0 | 268.73 | 1 | Honeywell | 2023-10-19 | redacted
Low Income - Power to Save | Faucet Aerators | 0 | 0 | 0.02 | 110.58 | 1 | Honeywell | 2023-10-19 | redacted
Low Income - Power to Save | Low Flow Showerhead | 0 | 0.04 | 0.1 | 504.08 | 1 | Honeywell | 2023-10-19 | redacted
Low Income - Power to Save | LED Lights | 0 | 0 | 0 | 47.6 | 1 | Honeywell | 2023-10-19 | redacted
Low Income - Power to Save | Weather Strip/Caulk | 0 | 0.25 | 0.09 | 503.3 | 1 | Honeywell | 2023-10-30 | redacted
Low Income - Power to Save | Outdoor Coil Cleaning | 0 | 0.1 | 0 | 275 | 1 | Honeywell | 2023-10-30 | redacted
Low Income - Power to Save | HVAC Inspection | 0 | 0.17 | 0 | 268.73 | 1 | Honeywell | 2023-10-30 | redacted
Low Income - Power to Save | Faucet Aerators | 0 | 0 | 0.02 | 110.58 | 1 | Honeywell | 2023-10-30 | redacted
Low Income - Power to Save | LI - DUCT | 0 | 0.4 | 0.12 | 775.77 | 1 | Honeywell | 2023-10-30 | redacted
Low Income - Power to Save | LED Lights | 0 | 0 | 0 | 47.6 | 1 | Honeywell | 2023-10-30 | redacted
Low Income - Power to Save | Weather Strip/Caulk | 0 | 0.25 | 0.09 | 503.3 | 1 | Honeywell | 2023-10-19 | redacted
Low Income - Power to Save | Outdoor Coil Cleaning | 0 | 0.1 | 0 | 275 | 1 | Honeywell | 2023-10-19 | redacted
Low Income - Power to Save | Low Flow Showerhead | 0 | 0.04 | 0.1 | 504.08 | 1 | Honeywell | 2023-10-19 | redacted
Low Income - Power to Save | LED Lights | 0 | 0 | 0 | 47.6 | 1 | Honeywell | 2023-10-19 | redacted
Low Income - Power to Save | Weather Strip/Caulk | 0 | 0.25 | 0.09 | 503.3 | 1 | Honeywell | 2023-10-19 | redacted
Low Income - Power to Save | Pipe Wrap | 0 | 0.01 | 0.03 | 143.65 | 1 | Honeywell | 2023-10-19 | redacted
Low Income - Power to Save | Outdoor Coil Cleaning | 0 | 0.1 | 0 | 275 | 1 | Honeywell | 2023-10-19 | redacted
Low Income - Power to Save | LED Lights | 0 | 0 | 0 | 47.6 | 1 | Honeywell | 2023-10-19 | redacted
Low Income - Power to Save | Weather Strip/Caulk | 0 | 0.25 | 0.09 | 503.3 | 1 | Honeywell | 2023-10-31 | redacted
Low Income - Power to Save | Outdoor Coil Cleaning | 0 | 0.1 | 0 | 275 | 1 | Honeywell | 2023-10-31 | redacted
Low Income - Power to Save | HVAC Inspection | 0 | 0.17 | 0 | 268.73 | 1 | Honeywell | 2023-10-31 | redacted
Low Income - Power to Save | Low Flow Showerhead | 0 | 0.04 | 0.1 | 504.08 | 1 | Honeywell | 2023-10-31 | redacted
Low Income - Power to Save | LI - DUCT | 0 | 0.4 | 0.12 | 775.77 | 1 | Honeywell | 2023-10-31 | redacted
Low Income - Power to Save | Weather Strip/Caulk | 0 | 0.25 | 0.09 | 503.3 | 1 | Honeywell | 2023-10-19 | redacted
Low Income - Power to Save | Outdoor Coil Cleaning | 0 | 0.1 | 0 | 275 | 1 | Honeywell | 2023-10-19 | redacted
Low Income - Power to Save | HVAC Inspection | 0 | 0.17 | 0 | 268.73 | 1 | Honeywell | 2023-10-19 | redacted
Low Income - Power to Save | Faucet Aerators | 0 | 0 | 0.02 | 110.58 | 1 | Honeywell | 2023-10-19 | redacted
Low Income - Power to Save | LI - DUCT | 0 | 0.4 | 0.12 | 775.77 | 1 | Honeywell | 2023-10-19 | redacted
Low Income - Power to Save | LED Lights | 0 | 0 | 0 | 47.6 | 1 | Honeywell | 2023-10-19 | redacted
Low Income - Power to Save | Weather Strip/Caulk | 0 | 0.25 | 0.09 | 503.3 | 1 | Honeywell | 2023-10-26 | redacted
Low Income - Power to Save | Faucet Aerators | 0 | 0 | 0.02 | 110.58 | 1 | Honeywell | 2023-10-26 | redacted
Low Income - Power to Save | Low Flow Showerhead | 0 | 0.04 | 0.1 | 504.08 | 1 | Honeywell | 2023-10-26 | redacted
Low Income - Power to Save | LED Lights | 0 | 0 | 0 | 47.6 | 1 | Honeywell | 2023-10-26 | redacted
Low Income - Power to Save | Weather Strip/Caulk | 0 | 0.25 | 0.09 | 503.3 | 1 | Honeywell | 2023-10-20 | redacted
Low Income - Power to Save | Pipe Wrap | 0 | 0.01 | 0.03 | 143.65 | 1 | Honeywell | 2023-10-20 | redacted
Low Income - Power to Save | Outdoor Coil Cleaning | 0 | 0.1 | 0 | 275 | 1 | Honeywell | 2023-10-20 | redacted
Low Income - Power to Save | HVAC Inspection | 0 | 0.17 | 0 | 268.73 | 1 | Honeywell | 2023-10-20 | redacted
Low Income - Power to Save | Faucet Aerators | 0 | 0 | 0.02 | 110.58 | 1 | Honeywell | 2023-10-20 | redacted
Low Income - Power to Save | Low Flow Showerhead | 0 | 0.04 | 0.1 | 504.08 | 1 | Honeywell | 2023-10-20 | redacted
Low Income - Power to Save | LI - DUCT | 0 | 0.4 | 0.12 | 775.77 | 1 | Honeywell | 2023-10-20 | redacted
Low Income - Power to Save | LED Lights | 0 | 0 | 0 | 47.6 | 1 | Honeywell | 2023-10-20 | redacted
Low Income - Power to Save | Weather Strip/Caulk | 0 | 0.25 | 0.09 | 503.3 | 1 | Honeywell | 2023-10-19 | redacted
Low Income - Power to Save | Outdoor Coil Cleaning | 0 | 0.1 | 0 | 275 | 1 | Honeywell | 2023-10-19 | redacted
Low Income - Power to Save | HVAC Inspection | 0 | 0.17 | 0 | 268.73 | 1 | Honeywell | 2023-10-19 | redacted
Low Income - Power to Save | LED Lights | 0 | 0 | 0 | 47.6 | 1 | Honeywell | 2023-10-19 | redacted
Low Income - Power to Save | Weather Strip/Caulk | 0 | 0.25 | 0.09 | 503.3 | 1 | Honeywell | 2023-10-16 | redacted
Low Income - Power to Save | Pipe Wrap | 0 | 0.01 | 0.03 | 143.65 | 1 | Honeywell | 2023-10-16 | redacted
Low Income - Power to Save | Outdoor Coil Cleaning | 0 | 0.1 | 0 | 275 | 1 | Honeywell | 2023-10-16 | redacted
Low Income - Power to Save | HVAC Inspection | 0 | 0.17 | 0 | 268.73 | 1 | Honeywell | 2023-10-16 | redacted
Low Income - Power to Save | Low Flow Showerhead | 0 | 0.04 | 0.1 | 504.08 | 1 | Honeywell | 2023-10-16 | redacted
Low Income - Power to Save | LI - DUCT | 0 | 0.4 | 0.12 | 775.77 | 1 | Honeywell | 2023-10-16 | redacted
Low Income - Power to Save | LED Lights | 0 | 0 | 0 | 47.6 | 1 | Honeywell | 2023-10-16 | redacted
Low Income - Power to Save | Weather Strip/Caulk | 0 | 0.25 | 0.09 | 503.3 | 1 | Honeywell | 2023-10-27 | redacted
Low Income - Power to Save | Pipe Wrap | 0 | 0.01 | 0.03 | 143.65 | 1 | Honeywell | 2023-10-27 | redacted
Low Income - Power to Save | Faucet Aerators | 0 | 0 | 0.02 | 110.58 | 1 | Honeywell | 2023-10-27 | redacted
Low Income - Power to Save | Low Flow Showerhead | 0 | 0.04 | 0.1 | 504.08 | 1 | Honeywell | 2023-10-27 | redacted
Low Income - Power to Save | Weather Strip/Caulk | 0 | 0.25 | 0.09 | 503.3 | 1 | Honeywell | 2023-10-30 | redacted
Low Income - Power to Save | Outdoor Coil Cleaning | 0 | 0.1 | 0 | 275 | 1 | Honeywell | 2023-10-30 | redacted
Low Income - Power to Save | HVAC Inspection | 0 | 0.17 | 0 | 268.73 | 1 | Honeywell | 2023-10-30 | redacted
Low Income - Power to Save | Weather Strip/Caulk | 0 | 0.25 | 0.09 | 503.3 | 1 | Honeywell | 2023-10-27 | redacted
Low Income - Power to Save | LED Lights | 0 | 0 | 0 | 47.6 | 1 | Honeywell | 2023-10-27 | redacted
Low Income - Power to Save | Weather Strip/Caulk | 0 | 0.25 | 0.09 | 503.3 | 1 | Honeywell | 2023-10-20 | redacted
Low Income - Power to Save | Pipe Wrap | 0 | 0.01 | 0.03 | 143.65 | 1 | Honeywell | 2023-10-20 | redacted
Low Income - Power to Save | Outdoor Coil Cleaning | 0 | 0.1 | 0 | 275 | 1 | Honeywell | 2023-10-20 | redacted
Low Income - Power to Save | HVAC Inspection | 0 | 0.17 | 0 | 268.73 | 1 | Honeywell | 2023-10-20 | redacted
Low Income - Power to Save | Low Flow Showerhead | 0 | 0.04 | 0.1 | 504.08 | 1 | Honeywell | 2023-10-20 | redacted
Low Income - Power to Save | LI - DUCT | 0 | 0.4 | 0.12 | 775.77 | 1 | Honeywell | 2023-10-20 | redacted
Low Income - Power to Save | LED Lights | 0 | 0 | 0 | 47.6 | 1 | Honeywell | 2023-10-20 | redacted
Low Income - Power to Save | Weather Strip/Caulk | 0 | 0.25 | 0.09 | 503.3 | 1 | Honeywell | 2023-10-27 | redacted
Low Income - Power to Save | Outdoor Coil Cleaning | 0 | 0.1 | 0 | 275 | 1 | Honeywell | 2023-10-27 | redacted
Low Income - Power to Save | Low Flow Showerhead | 0 | 0.04 | 0.1 | 504.08 | 1 | Honeywell | 2023-10-27 | redacted
Low Income - Power to Save | LED Lights | 0 | 0 | 0 | 47.6 | 1 | Honeywell | 2023-10-27 | redacted
Low Income - Power to Save | Weather Strip/Caulk | 0 | 0.25 | 0.09 | 503.3 | 1 | Honeywell | 2023-10-26 | redacted
Low Income - Power to Save | Outdoor Coil Cleaning | 0 | 0.1 | 0 | 275 | 1 | Honeywell | 2023-10-26 | redacted
Low Income - Power to Save | HVAC Inspection | 0 | 0.17 | 0 | 268.73 | 1 | Honeywell | 2023-10-26 | redacted
Low Income - Power to Save | LI - DUCT | 0 | 0.4 | 0.12 | 775.77 | 1 | Honeywell | 2023-10-26 | redacted
Low Income - Power to Save | Weather Strip/Caulk | 0 | 0.25 | 0.09 | 503.3 | 1 | Honeywell | 2023-10-30 | redacted
Low Income - Power to Save | Outdoor Coil Cleaning | 0 | 0.1 | 0 | 275 | 1 | Honeywell | 2023-10-30 | redacted
Low Income - Power to Save | Faucet Aerators | 0 | 0 | 0.02 | 110.58 | 1 | Honeywell | 2023-10-30 | redacted
Low Income - Power to Save | Low Flow Showerhead | 0 | 0.04 | 0.1 | 504.08 | 1 | Honeywell | 2023-10-30 | redacted
Low Income - Power to Save | LED Lights | 0 | 0 | 0 | 47.6 | 1 | Honeywell | 2023-10-30 | redacted
Low Income - Power to Save | Outdoor Coil Cleaning | 0 | 0.1 | 0 | 275 | 1 | Honeywell | 2023-10-27 | redacted
Low Income - Power to Save | HVAC Inspection | 0 | 0.17 | 0 | 268.73 | 1 | Honeywell | 2023-10-27 | redacted
Low Income - Power to Save | Low Flow Showerhead | 0 | 0.04 | 0.1 | 504.08 | 1 | Honeywell | 2023-10-27 | redacted
Low Income - Power to Save | Weather Strip/Caulk | 0 | 0.25 | 0.09 | 503.3 | 1 | Honeywell | 2023-10-26 | redacted
Low Income - Power to Save | HVAC Inspection | 0 | 0.17 | 0 | 268.73 | 1 | Honeywell | 2023-10-26 | redacted
Low Income - Power to Save | Faucet Aerators | 0 | 0 | 0.02 | 110.58 | 1 | Honeywell | 2023-10-26 | redacted
Low Income - Power to Save | LI - DUCT | 0 | 0.4 | 0.12 | 775.77 | 1 | Honeywell | 2023-10-26 | redacted
Low Income - Power to Save | LED Lights | 0 | 0 | 0 | 47.6 | 1 | Honeywell | 2023-10-26 | redacted
Low Income - Power to Save | Weather Strip/Caulk | 0 | 0.25 | 0.09 | 503.3 | 1 | Honeywell | 2023-10-30 | redacted
Low Income - Power to Save | HVAC Inspection | 0 | 0.17 | 0 | 268.73 | 1 | Honeywell | 2023-10-30 | redacted
Low Income - Power to Save | Faucet Aerators | 0 | 0 | 0.02 | 110.58 | 1 | Honeywell | 2023-10-30 | redacted
Low Income - Power to Save | LI - DUCT | 0 | 0.4 | 0.12 | 775.77 | 1 | Honeywell | 2023-10-30 | redacted
Low Income - Power to Save | LED Lights | 0 | 0 | 0 | 47.6 | 1 | Honeywell | 2023-10-30 | redacted
Low Income - Power to Save | Weather Strip/Caulk | 0 | 0.25 | 0.09 | 503.3 | 1 | Honeywell | 2023-10-27 | redacted
Low Income - Power to Save | Outdoor Coil Cleaning | 0 | 0.1 | 0 | 275 | 1 | Honeywell | 2023-10-27 | redacted
Low Income - Power to Save | Faucet Aerators | 0 | 0 | 0.02 | 110.58 | 1 | Honeywell | 2023-10-27 | redacted
Low Income - Power to Save | LED Lights | 0 | 0 | 0 | 47.6 | 1 | Honeywell | 2023-10-27 | redacted
Low Income - Power to Save | Weather Strip/Caulk | 0 | 0.25 | 0.09 | 503.3 | 1 | Honeywell | 2023-10-27 | redacted
Low Income - Power to Save | Outdoor Coil Cleaning | 0 | 0.1 | 0 | 275 | 1 | Honeywell | 2023-10-27 | redacted
Low Income - Power to Save | HVAC Inspection | 0 | 0.17 | 0 | 268.73 | 1 | Honeywell | 2023-10-27 | redacted
Low Income - Power to Save | Faucet Aerators | 0 | 0 | 0.02 | 110.58 | 1 | Honeywell | 2023-10-27 | redacted
Low Income - Power to Save | Outdoor Coil Cleaning | 0 | 0.1 | 0 | 275 | 1 | Honeywell | 2023-10-18 | redacted
Low Income - Power to Save | Faucet Aerators | 0 | 0 | 0.02 | 110.58 | 1 | Honeywell | 2023-10-18 | redacted
Low Income - Power to Save | Low Flow Showerhead | 0 | 0.04 | 0.1 | 504.08 | 1 | Honeywell | 2023-10-18 | redacted
Low Income - Power to Save | LED Lights | 0 | 0 | 0 | 47.6 | 1 | Honeywell | 2023-10-18 | redacted
Low Income - Power to Save | Weather Strip/Caulk | 0 | 0.25 | 0.09 | 503.3 | 1 | Honeywell | 2023-10-20 | redacted
Low Income - Power to Save | Outdoor Coil Cleaning | 0 | 0.1 | 0 | 275 | 1 | Honeywell | 2023-10-20 | redacted
Low Income - Power to Save | Low Flow Showerhead | 0 | 0.04 | 0.1 | 504.08 | 1 | Honeywell | 2023-10-20 | redacted
Low Income - Power to Save | LED Lights | 0 | 0 | 0 | 47.6 | 1 | Honeywell | 2023-10-20 | redacted
Low Income - Power to Save | Weather Strip/Caulk | 0 | 0.25 | 0.09 | 503.3 | 1 | Honeywell | 2023-10-18 | redacted
Low Income - Power to Save | Outdoor Coil Cleaning | 0 | 0.1 | 0 | 275 | 1 | Honeywell | 2023-10-18 | redacted
Low Income - Power to Save | HVAC Inspection | 0 | 0.17 | 0 | 268.73 | 1 | Honeywell | 2023-10-18 | redacted
Low Income - Power to Save | LI - DUCT | 0 | 0.4 | 0.12 | 775.77 | 1 | Honeywell | 2023-10-18 | redacted
Low Income - Power to Save | LED Lights | 0 | 0 | 0 | 47.6 | 1 | Honeywell | 2023-10-18 | redacted
Low Income - Power to Save | Weather Strip/Caulk | 0 | 0.25 | 0.09 | 503.3 | 1 | Honeywell | 2023-10-20 | redacted
Low Income - Power to Save | Outdoor Coil Cleaning | 0 | 0.1 | 0 | 275 | 1 | Honeywell | 2023-10-20 | redacted
Low Income - Power to Save | Faucet Aerators | 0 | 0 | 0.02 | 110.58 | 1 | Honeywell | 2023-10-20 | redacted
Low Income - Power to Save | Low Flow Showerhead | 0 | 0.04 | 0.1 | 504.08 | 1 | Honeywell | 2023-10-20 | redacted
Low Income - Power to Save | LED Lights | 0 | 0 | 0 | 47.6 | 1 | Honeywell | 2023-10-20 | redacted
Low Income - Power to Save | Weather Strip/Caulk | 0 | 0.25 | 0.09 | 503.3 | 1 | Honeywell | 2023-10-17 | redacted
Low Income - Power to Save | Outdoor Coil Cleaning | 0 | 0.1 | 0 | 275 | 1 | Honeywell | 2023-10-17 | redacted
Low Income - Power to Save | HVAC Inspection | 0 | 0.17 | 0 | 268.73 | 1 | Honeywell | 2023-10-17 | redacted
Low Income - Power to Save | Low Flow Showerhead | 0 | 0.04 | 0.1 | 504.08 | 1 | Honeywell | 2023-10-17 | redacted
Low Income - Power to Save | LI - DUCT | 0 | 0.4 | 0.12 | 775.77 | 1 | Honeywell | 2023-10-17 | redacted
Low Income - Power to Save | LED Lights | 0 | 0 | 0 | 47.6 | 1 | Honeywell | 2023-10-17 | redacted
Low Income - Power to Save | Weather Strip/Caulk | 0 | 0.25 | 0.09 | 503.3 | 1 | Honeywell | 2023-10-27 | redacted
Low Income - Power to Save | Pipe Wrap | 0 | 0.01 | 0.03 | 143.65 | 1 | Honeywell | 2023-10-27 | redacted
Low Income - Power to Save | Outdoor Coil Cleaning | 0 | 0.1 | 0 | 275 | 1 | Honeywell | 2023-10-27 | redacted
Low Income - Power to Save | HVAC Inspection | 0 | 0.17 | 0 | 268.73 | 1 | Honeywell | 2023-10-27 | redacted
Low Income - Power to Save | Faucet Aerators | 0 | 0 | 0.02 | 110.58 | 1 | Honeywell | 2023-10-27 | redacted
Low Income - Power to Save | LI - DUCT | 0 | 0.4 | 0.12 | 775.77 | 1 | Honeywell | 2023-10-27 | redacted
Low Income - Power to Save | LED Lights | 0 | 0 | 0 | 47.6 | 1 | Honeywell | 2023-10-27 | redacted
Low Income - Power to Save | Weather Strip/Caulk | 0 | 0.25 | 0.09 | 503.3 | 1 | Honeywell | 2023-10-17 | redacted
Low Income - Power to Save | Outdoor Coil Cleaning | 0 | 0.1 | 0 | 275 | 1 | Honeywell | 2023-10-17 | redacted
Low Income - Power to Save | HVAC Inspection | 0 | 0.17 | 0 | 268.73 | 1 | Honeywell | 2023-10-17 | redacted
Low Income - Power to Save | Low Flow Showerhead | 0 | 0.04 | 0.1 | 504.08 | 1 | Honeywell | 2023-10-17 | redacted
Low Income - Power to Save | LI - DUCT | 0 | 0.4 | 0.12 | 775.77 | 1 | Honeywell | 2023-10-17 | redacted
Low Income - Power to Save | LED Lights | 0 | 0 | 0 | 47.6 | 1 | Honeywell | 2023-10-17 | redacted
Low Income - Power to Save | Weather Strip/Caulk | 0 | 0.25 | 0.09 | 503.3 | 1 | Honeywell | 2023-10-30 | redacted
Low Income - Power to Save | Weather Strip/Caulk | 0 | 0.25 | 0.09 | 503.3 | 1 | Honeywell | 2023-10-17 | redacted
Low Income - Power to Save | Pipe Wrap | 0 | 0.01 | 0.03 | 143.65 | 1 | Honeywell | 2023-10-17 | redacted
Low Income - Power to Save | Outdoor Coil Cleaning | 0 | 0.1 | 0 | 275 | 1 | Honeywell | 2023-10-17 | redacted
Low Income - Power to Save | HVAC Inspection | 0 | 0.17 | 0 | 268.73 | 1 | Honeywell | 2023-10-17 | redacted
Low Income - Power to Save | Faucet Aerators | 0 | 0 | 0.02 | 110.58 | 1 | Honeywell | 2023-10-17 | redacted
Low Income - Power to Save | LI - DUCT | 0 | 0.4 | 0.12 | 775.77 | 1 | Honeywell | 2023-10-17 | redacted
Low Income - Power to Save | LED Lights | 0 | 0 | 0 | 47.6 | 1 | Honeywell | 2023-10-17 | redacted
Low Income - Power to Save | Weather Strip/Caulk | 0 | 0.25 | 0.09 | 503.3 | 1 | Honeywell | 2023-10-30 | redacted
Low Income - Power to Save | Outdoor Coil Cleaning | 0 | 0.1 | 0 | 275 | 1 | Honeywell | 2023-10-30 | redacted
Low Income - Power to Save | Faucet Aerators | 0 | 0 | 0.02 | 110.58 | 1 | Honeywell | 2023-10-30 | redacted
Low Income - Power to Save | Low Flow Showerhead | 0 | 0.04 | 0.1 | 504.08 | 1 | Honeywell | 2023-10-30 | redacted
Low Income - Power to Save | LED Lights | 0 | 0 | 0 | 47.6 | 1 | Honeywell | 2023-10-30 | redacted
Low Income - Power to Save | Weather Strip/Caulk | 0 | 0.25 | 0.09 | 503.3 | 1 | Honeywell | 2023-10-27 | redacted
Low Income - Power to Save | Outdoor Coil Cleaning | 0 | 0.1 | 0 | 275 | 1 | Honeywell | 2023-10-27 | redacted
Low Income - Power to Save | HVAC Inspection | 0 | 0.17 | 0 | 268.73 | 1 | Honeywell | 2023-10-27 | redacted
Low Income - Power to Save | Faucet Aerators | 0 | 0 | 0.02 | 110.58 | 1 | Honeywell | 2023-10-27 | redacted
Low Income - Power to Save | Low Flow Showerhead | 0 | 0.04 | 0.1 | 504.08 | 1 | Honeywell | 2023-10-27 | redacted
Low Income - Power to Save | LI - DUCT | 0 | 0.4 | 0.12 | 775.77 | 1 | Honeywell | 2023-10-27 | redacted
Low Income - Power to Save | LED Lights | 0 | 0 | 0 | 47.6 | 1 | Honeywell | 2023-10-27 | redacted
Low Income - Power to Save | Weather Strip/Caulk | 0 | 0.25 | 0.09 | 503.3 | 1 | Honeywell | 2023-10-30 | redacted
Low Income - Power to Save | Outdoor Coil Cleaning | 0 | 0.1 | 0 | 275 | 1 | Honeywell | 2023-10-30 | redacted
Low Income - Power to Save | Faucet Aerators | 0 | 0 | 0.02 | 110.58 | 1 | Honeywell | 2023-10-30 | redacted
Low Income - Power to Save | Low Flow Showerhead | 0 | 0.04 | 0.1 | 504.08 | 1 | Honeywell | 2023-10-30 | redacted
Low Income - Power to Save | LED Lights | 0 | 0 | 0 | 47.6 | 1 | Honeywell | 2023-10-30 | redacted
Low Income - Power to Save | Weather Strip/Caulk | 0 | 0.25 | 0.09 | 503.3 | 1 | Honeywell | 2023-10-27 | redacted
Low Income - Power to Save | Outdoor Coil Cleaning | 0 | 0.1 | 0 | 275 | 1 | Honeywell | 2023-10-27 | redacted
Low Income - Power to Save | Faucet Aerators | 0 | 0 | 0.02 | 110.58 | 1 | Honeywell | 2023-10-27 | redacted
Low Income - Power to Save | LED Lights | 0 | 0 | 0 | 47.6 | 1 | Honeywell | 2023-10-27 | redacted
Low Income - Power to Save | Weather Strip/Caulk | 0 | 0.25 | 0.09 | 503.3 | 1 | Honeywell | 2023-10-30 | redacted
Low Income - Power to Save | Outdoor Coil Cleaning | 0 | 0.1 | 0 | 275 | 1 | Honeywell | 2023-10-30 | redacted
Low Income - Power to Save | HVAC Inspection | 0 | 0.17 | 0 | 268.73 | 1 | Honeywell | 2023-10-30 | redacted
Low Income - Power to Save | Faucet Aerators | 0 | 0 | 0.02 | 110.58 | 1 | Honeywell | 2023-10-30 | redacted
Low Income - Power to Save | LI - DUCT | 0 | 0.4 | 0.12 | 775.77 | 1 | Honeywell | 2023-10-30 | redacted
Low Income - Power to Save | LED Lights | 0 | 0 | 0 | 47.6 | 1 | Honeywell | 2023-10-30 | redacted
Low Income - Power to Save | Outdoor Coil Cleaning | 0 | 0.1 | 0 | 275 | 1 | Honeywell | 2023-10-19 | redacted
Low Income - Power to Save | Faucet Aerators | 0 | 0 | 0.02 | 110.58 | 1 | Honeywell | 2023-10-19 | redacted
Low Income - Power to Save | Low Flow Showerhead | 0 | 0.04 | 0.1 | 504.08 | 1 | Honeywell | 2023-10-19 | redacted
Low Income - Power to Save | LED Lights | 0 | 0 | 0 | 47.6 | 1 | Honeywell | 2023-10-19 | redacted
Low Income - Power to Save | Weather Strip/Caulk | 0 | 0.25 | 0.09 | 503.3 | 1 | Honeywell | 2023-10-20 | redacted
Low Income - Power to Save | Pipe Wrap | 0 | 0.01 | 0.03 | 143.65 | 1 | Honeywell | 2023-10-20 | redacted
Low Income - Power to Save | Outdoor Coil Cleaning | 0 | 0.1 | 0 | 275 | 1 | Honeywell | 2023-10-20 | redacted
Low Income - Power to Save | HVAC Inspection | 0 | 0.17 | 0 | 268.73 | 1 | Honeywell | 2023-10-20 | redacted
Low Income - Power to Save | Low Flow Showerhead | 0 | 0.04 | 0.1 | 504.08 | 1 | Honeywell | 2023-10-20 | redacted
Low Income - Power to Save | LI - DUCT | 0 | 0.4 | 0.12 | 775.77 | 1 | Honeywell | 2023-10-20 | redacted
Low Income - Power to Save | LED Lights | 0 | 0 | 0 | 47.6 | 1 | Honeywell | 2023-10-20 | redacted
Low Income - Power to Save | Weather Strip/Caulk | 0 | 0.25 | 0.09 | 503.3 | 1 | Honeywell | 2023-10-26 | redacted
Low Income - Power to Save | Outdoor Coil Cleaning | 0 | 0.1 | 0 | 275 | 1 | Honeywell | 2023-10-26 | redacted
Low Income - Power to Save | HVAC Inspection | 0 | 0.17 | 0 | 268.73 | 1 | Honeywell | 2023-10-26 | redacted
Low Income - Power to Save | LI - DUCT | 0 | 0.4 | 0.12 | 775.77 | 1 | Honeywell | 2023-10-26 | redacted
Low Income - Power to Save | LED Lights | 0 | 0 | 0 | 47.6 | 1 | Honeywell | 2023-10-26 | redacted
Low Income - Power to Save | Weather Strip/Caulk | 0 | 0.25 | 0.09 | 503.3 | 1 | Honeywell | 2023-10-20 | redacted
Low Income - Power to Save | Faucet Aerators | 0 | 0 | 0.02 | 110.58 | 1 | Honeywell | 2023-10-20 | redacted
Low Income - Power to Save | Low Flow Showerhead | 0 | 0.04 | 0.1 | 504.08 | 1 | Honeywell | 2023-10-20 | redacted
Low Income - Power to Save | LED Lights | 0 | 0 | 0 | 47.6 | 1 | Honeywell | 2023-10-20 | redacted
Low Income - Power to Save | Weather Strip/Caulk | 0 | 0.25 | 0.09 | 503.3 | 1 | Honeywell | 2023-10-27 | redacted
Low Income - Power to Save | Outdoor Coil Cleaning | 0 | 0.1 | 0 | 275 | 1 | Honeywell | 2023-10-27 | redacted
Low Income - Power to Save | Faucet Aerators | 0 | 0 | 0.02 | 110.58 | 1 | Honeywell | 2023-10-27 | redacted
Low Income - Power to Save | Low Flow Showerhead | 0 | 0.04 | 0.1 | 504.08 | 1 | Honeywell | 2023-10-27 | redacted
Low Income - Power to Save | LED Lights | 0 | 0 | 0 | 47.6 | 1 | Honeywell | 2023-10-27 | redacted
Low Income - Power to Save | Outdoor Coil Cleaning | 0 | 0.1 | 0 | 275 | 1 | Honeywell | 2023-10-20 | redacted
Low Income - Power to Save | HVAC Inspection | 0 | 0.17 | 0 | 268.73 | 1 | Honeywell | 2023-10-20 | redacted
Low Income - Power to Save | LED Lights | 0 | 0 | 0 | 47.6 | 1 | Honeywell | 2023-10-20 | redacted
Low Income - Power to Save | Weather Strip/Caulk | 0 | 0.25 | 0.09 | 503.3 | 1 | Honeywell | 2023-10-31 | redacted
Low Income - Power to Save | HVAC Inspection | 0 | 0.17 | 0 | 268.73 | 1 | Honeywell | 2023-10-31 | redacted
Low Income - Power to Save | Faucet Aerators | 0 | 0 | 0.02 | 110.58 | 1 | Honeywell | 2023-10-31 | redacted
Low Income - Power to Save | LI - DUCT | 0 | 0.4 | 0.12 | 775.77 | 1 | Honeywell | 2023-10-31 | redacted
Low Income - Power to Save | LED Lights | 0 | 0 | 0 | 47.6 | 1 | Honeywell | 2023-10-31 | redacted
Low Income - Power to Save | Faucet Aerators | 0 | 0 | 0.02 | 110.58 | 1 | Honeywell | 2023-10-20 | redacted
Low Income - Power to Save | Low Flow Showerhead | 0 | 0.04 | 0.1 | 504.08 | 1 | Honeywell | 2023-10-20 | redacted
Low Income - Power to Save | LED Lights | 0 | 0 | 0 | 47.6 | 1 | Honeywell | 2023-10-20 | redacted
Low Income - Power to Save | Outdoor Coil Cleaning | 0 | 0.1 | 0 | 275 | 1 | Honeywell | 2023-10-26 | redacted
Low Income - Power to Save | Faucet Aerators | 0 | 0 | 0.02 | 110.58 | 1 | Honeywell | 2023-10-26 | redacted
Low Income - Power to Save | Low Flow Showerhead | 0 | 0.04 | 0.1 | 504.08 | 1 | Honeywell | 2023-10-26 | redacted
Low Income - Power to Save | LED Lights | 0 | 0 | 0 | 47.6 | 1 | Honeywell | 2023-10-26 | redacted
Low Income - Power to Save | Weather Strip/Caulk | 0 | 0.25 | 0.09 | 503.3 | 1 | Honeywell | 2023-10-31 | redacted
Low Income - Power to Save | Outdoor Coil Cleaning | 0 | 0.1 | 0 | 275 | 1 | Honeywell | 2023-10-31 | redacted
Low Income - Power to Save | HVAC Inspection | 0 | 0.17 | 0 | 268.73 | 1 | Honeywell | 2023-10-31 | redacted
Low Income - Power to Save | Faucet Aerators | 0 | 0 | 0.02 | 110.58 | 1 | Honeywell | 2023-10-31 | redacted
Low Income - Power to Save | Low Flow Showerhead | 0 | 0.04 | 0.1 | 504.08 | 1 | Honeywell | 2023-10-31 | redacted
Low Income - Power to Save | LI - DUCT | 0 | 0.4 | 0.12 | 775.77 | 1 | Honeywell | 2023-10-31 | redacted
Low Income - Power to Save | LED Lights | 0 | 0 | 0 | 47.6 | 1 | Honeywell | 2023-10-31 | redacted
Low Income - Power to Save | Faucet Aerators | 0 | 0 | 0.02 | 110.58 | 1 | Honeywell | 2023-10-17 | redacted
Low Income - Power to Save | Low Flow Showerhead | 0 | 0.04 | 0.1 | 504.08 | 1 | Honeywell | 2023-10-17 | redacted
Low Income - Power to Save | LED Lights | 0 | 0 | 0 | 47.6 | 1 | Honeywell | 2023-10-17 | redacted
Low Income - Power to Save | Weather Strip/Caulk | 0 | 0.25 | 0.09 | 503.3 | 1 | Honeywell | 2023-10-30 | redacted
Low Income - Power to Save | HVAC Inspection | 0 | 0.17 | 0 | 268.73 | 1 | Honeywell | 2023-10-30 | redacted
Low Income - Power to Save | Faucet Aerators | 0 | 0 | 0.02 | 110.58 | 1 | Honeywell | 2023-10-30 | redacted
Low Income - Power to Save | LI - DUCT | 0 | 0.4 | 0.12 | 775.77 | 1 | Honeywell | 2023-10-30 | redacted
Low Income - Power to Save | LED Lights | 0 | 0 | 0 | 47.6 | 1 | Honeywell | 2023-10-30 | redacted
Low Income - Power to Save | Weather Strip/Caulk | 0 | 0.25 | 0.09 | 503.3 | 1 | Honeywell | 2023-10-16 | redacted
Low Income - Power to Save | Outdoor Coil Cleaning | 0 | 0.1 | 0 | 275 | 1 | Honeywell | 2023-10-16 | redacted
Low Income - Power to Save | HVAC Inspection | 0 | 0.17 | 0 | 268.73 | 1 | Honeywell | 2023-10-16 | redacted
Low Income - Power to Save | Faucet Aerators | 0 | 0 | 0.02 | 110.58 | 1 | Honeywell | 2023-10-16 | redacted
Low Income - Power to Save | Low Flow Showerhead | 0 | 0.04 | 0.1 | 504.08 | 1 | Honeywell | 2023-10-16 | redacted
Low Income - Power to Save | LI - DUCT | 0 | 0.4 | 0.12 | 775.77 | 1 | Honeywell | 2023-10-16 | redacted
Low Income - Power to Save | LED Lights | 0 | 0 | 0 | 47.6 | 1 | Honeywell | 2023-10-16 | redacted
Low Income - Power to Save | Weather Strip/Caulk | 0 | 0.25 | 0.09 | 503.3 | 1 | Honeywell | 2023-10-31 | redacted
Low Income - Power to Save | Outdoor Coil Cleaning | 0 | 0.1 | 0 | 275 | 1 | Honeywell | 2023-10-31 | redacted
Low Income - Power to Save | HVAC Inspection | 0 | 0.17 | 0 | 268.73 | 1 | Honeywell | 2023-10-31 | redacted
Low Income - Power to Save | Faucet Aerators | 0 | 0 | 0.02 | 110.58 | 1 | Honeywell | 2023-10-31 | redacted
Low Income - Power to Save | Low Flow Showerhead | 0 | 0.04 | 0.1 | 504.08 | 1 | Honeywell | 2023-10-31 | redacted
Low Income - Power to Save | LI - DUCT | 0 | 0.4 | 0.12 | 775.77 | 1 | Honeywell | 2023-10-31 | redacted
Low Income - Power to Save | LED Lights | 0 | 0 | 0 | 47.6 | 1 | Honeywell | 2023-10-31 | redacted
Low Income - Power to Save | Weather Strip/Caulk | 0 | 0.25 | 0.09 | 503.3 | 1 | Honeywell | 2023-10-16 | redacted
Low Income - Power to Save | Pipe Wrap | 0 | 0.01 | 0.03 | 143.65 | 1 | Honeywell | 2023-10-16 | redacted
Low Income - Power to Save | Outdoor Coil Cleaning | 0 | 0.1 | 0 | 275 | 1 | Honeywell | 2023-10-16 | redacted
Low Income - Power to Save | HVAC Inspection | 0 | 0.17 | 0 | 268.73 | 1 | Honeywell | 2023-10-16 | redacted
Low Income - Power to Save | Faucet Aerators | 0 | 0 | 0.02 | 110.58 | 1 | Honeywell | 2023-10-16 | redacted
Low Income - Power to Save | Low Flow Showerhead | 0 | 0.04 | 0.1 | 504.08 | 1 | Honeywell | 2023-10-16 | redacted
Low Income - Power to Save | LI - DUCT | 0 | 0.4 | 0.12 | 775.77 | 1 | Honeywell | 2023-10-16 | redacted
Low Income - Power to Save | LED Lights | 0 | 0 | 0 | 47.6 | 1 | Honeywell | 2023-10-16 | redacted
Low Income - Power to Save | Weather Strip/Caulk | 0 | 0.25 | 0.09 | 503.3 | 1 | Honeywell | 2023-10-27 | redacted
Low Income - Power to Save | Faucet Aerators | 0 | 0 | 0.02 | 110.58 | 1 | Honeywell | 2023-10-27 | redacted
Low Income - Power to Save | Weather Strip/Caulk | 0 | 0.25 | 0.09 | 503.3 | 1 | Honeywell | 2023-10-30 | redacted
Low Income - Power to Save | Outdoor Coil Cleaning | 0 | 0.1 | 0 | 275 | 1 | Honeywell | 2023-10-30 | redacted
Low Income - Power to Save | Faucet Aerators | 0 | 0 | 0.02 | 110.58 | 1 | Honeywell | 2023-10-30 | redacted
Low Income - Power to Save | Low Flow Showerhead | 0 | 0.04 | 0.1 | 504.08 | 1 | Honeywell | 2023-10-30 | redacted
Low Income - Power to Save | LED Lights | 0 | 0 | 0 | 47.6 | 1 | Honeywell | 2023-10-30 | redacted
Low Income - Power to Save | Weather Strip/Caulk | 0 | 0.25 | 0.09 | 503.3 | 1 | Honeywell | 2023-10-17 | redacted
Low Income - Power to Save | Faucet Aerators | 0 | 0 | 0.02 | 110.58 | 1 | Honeywell | 2023-10-17 | redacted
Low Income - Power to Save | Low Flow Showerhead | 0 | 0.04 | 0.1 | 504.08 | 1 | Honeywell | 2023-10-17 | redacted
Low Income - Power to Save | LED Lights | 0 | 0 | 0 | 47.6 | 1 | Honeywell | 2023-10-17 | redacted
Low Income - Power to Save | Weather Strip/Caulk | 0 | 0.25 | 0.09 | 503.3 | 1 | Honeywell | 2023-10-30 | redacted
Low Income - Power to Save | Outdoor Coil Cleaning | 0 | 0.1 | 0 | 275 | 1 | Honeywell | 2023-10-30 | redacted
Low Income - Power to Save | HVAC Inspection | 0 | 0.17 | 0 | 268.73 | 1 | Honeywell | 2023-10-30 | redacted
Low Income - Power to Save | Faucet Aerators | 0 | 0 | 0.02 | 110.58 | 1 | Honeywell | 2023-10-30 | redacted
Low Income - Power to Save | Low Flow Showerhead | 0 | 0.04 | 0.1 | 504.08 | 1 | Honeywell | 2023-10-30 | redacted
Low Income - Power to Save | Faucet Aerators | 0 | 0 | 0.02 | 110.58 | 1 | Honeywell | 2023-10-16 | redacted
Low Income - Power to Save | Low Flow Showerhead | 0 | 0.04 | 0.1 | 504.08 | 1 | Honeywell | 2023-10-16 | redacted
Low Income - Power to Save | LED Lights | 0 | 0 | 0 | 47.6 | 1 | Honeywell | 2023-10-16 | redacted
Low Income - Power to Save | Weather Strip/Caulk | 0 | 0.25 | 0.09 | 503.3 | 1 | Honeywell | 2023-10-27 | redacted
Low Income - Power to Save | HVAC Inspection | 0 | 0.17 | 0 | 268.73 | 1 | Honeywell | 2023-10-27 | redacted
Low Income - Power to Save | Faucet Aerators | 0 | 0 | 0.02 | 110.58 | 1 | Honeywell | 2023-10-27 | redacted
Low Income - Power to Save | LI - DUCT | 0 | 0.4 | 0.12 | 775.77 | 1 | Honeywell | 2023-10-27 | redacted
Low Income - Power to Save | LED Lights | 0 | 0 | 0 | 47.6 | 1 | Honeywell | 2023-10-27 | redacted
Low Income - Power to Save | Weather Strip/Caulk | 0 | 0.25 | 0.09 | 503.3 | 1 | Honeywell | 2023-10-27 | redacted
Low Income - Power to Save | Outdoor Coil Cleaning | 0 | 0.1 | 0 | 275 | 1 | Honeywell | 2023-10-27 | redacted
Low Income - Power to Save | HVAC Inspection | 0 | 0.17 | 0 | 268.73 | 1 | Honeywell | 2023-10-27 | redacted
Low Income - Power to Save | Faucet Aerators | 0 | 0 | 0.02 | 110.58 | 1 | Honeywell | 2023-10-27 | redacted
Low Income - Power to Save | Low Flow Showerhead | 0 | 0.04 | 0.1 | 504.08 | 1 | Honeywell | 2023-10-27 | redacted
Low Income - Power to Save | LI - DUCT | 0 | 0.4 | 0.12 | 775.77 | 1 | Honeywell | 2023-10-27 | redacted
Low Income - Power to Save | LED Lights | 0 | 0 | 0 | 47.6 | 1 | Honeywell | 2023-10-27 | redacted
Low Income - Power to Save | Faucet Aerators | 0 | 0 | 0.02 | 110.58 | 1 | Honeywell | 2023-10-16 | redacted
Low Income - Power to Save | Low Flow Showerhead | 0 | 0.04 | 0.1 | 504.08 | 1 | Honeywell | 2023-10-16 | redacted
Low Income - Power to Save | LED Lights | 0 | 0 | 0 | 47.6 | 1 | Honeywell | 2023-10-16 | redacted
Low Income - Power to Save | Weather Strip/Caulk | 0 | 0.25 | 0.09 | 503.3 | 1 | Honeywell | 2023-10-17 | redacted
Low Income - Power to Save | Outdoor Coil Cleaning | 0 | 0.1 | 0 | 275 | 1 | Honeywell | 2023-10-17 | redacted
Low Income - Power to Save | HVAC Inspection | 0 | 0.17 | 0 | 268.73 | 1 | Honeywell | 2023-10-17 | redacted
Low Income - Power to Save | Low Flow Showerhead | 0 | 0.04 | 0.1 | 504.08 | 1 | Honeywell | 2023-10-17 | redacted
Low Income - Power to Save | LI - DUCT | 0 | 0.4 | 0.12 | 775.77 | 1 | Honeywell | 2023-10-17 | redacted
Low Income - Power to Save | LED Lights | 0 | 0 | 0 | 47.6 | 1 | Honeywell | 2023-10-17 | redacted
Low Income - Power to Save | Weather Strip/Caulk | 0 | 0.25 | 0.09 | 503.3 | 1 | Honeywell | 2023-10-27 | redacted
Low Income - Power to Save | Outdoor Coil Cleaning | 0 | 0.1 | 0 | 275 | 1 | Honeywell | 2023-10-27 | redacted
Low Income - Power to Save | LED Lights | 0 | 0 | 0 | 47.6 | 1 | Honeywell | 2023-10-27 | redacted
Low Income - Power to Save | Weather Strip/Caulk | 0 | 0.25 | 0.09 | 503.3 | 1 | Honeywell | 2023-10-27 | redacted
Low Income - Power to Save | Outdoor Coil Cleaning | 0 | 0.1 | 0 | 275 | 1 | Honeywell | 2023-10-27 | redacted
Low Income - Power to Save | HVAC Inspection | 0 | 0.17 | 0 | 268.73 | 1 | Honeywell | 2023-10-27 | redacted
Low Income - Power to Save | Low Flow Showerhead | 0 | 0.04 | 0.1 | 504.08 | 1 | Honeywell | 2023-10-27 | redacted
Low Income - Power to Save | LI - DUCT | 0 | 0.4 | 0.12 | 775.77 | 1 | Honeywell | 2023-10-27 | redacted
Low Income - Power to Save | LED Lights | 0 | 0 | 0 | 47.6 | 1 | Honeywell | 2023-10-27 | redacted
Low Income - Power to Save | Weather Strip/Caulk | 0 | 0.25 | 0.09 | 503.3 | 1 | Honeywell | 2023-10-27 | redacted
Low Income - Power to Save | Outdoor Coil Cleaning | 0 | 0.1 | 0 | 275 | 1 | Honeywell | 2023-10-27 | redacted
Low Income - Power to Save | Faucet Aerators | 0 | 0 | 0.02 | 110.58 | 1 | Honeywell | 2023-10-27 | redacted
Low Income - Power to Save | Low Flow Showerhead | 0 | 0.04 | 0.1 | 504.08 | 1 | Honeywell | 2023-10-27 | redacted
Low Income - Power to Save | LED Lights | 0 | 0 | 0 | 47.6 | 1 | Honeywell | 2023-10-27 | redacted
Low Income - Power to Save | Weather Strip/Caulk | 0 | 0.25 | 0.09 | 503.3 | 1 | Honeywell | 2023-10-20 | redacted
Low Income - Power to Save | Outdoor Coil Cleaning | 0 | 0.1 | 0 | 275 | 1 | Honeywell | 2023-10-20 | redacted
Low Income - Power to Save | HVAC Inspection | 0 | 0.17 | 0 | 268.73 | 1 | Honeywell | 2023-10-20 | redacted
Low Income - Power to Save | Low Flow Showerhead | 0 | 0.04 | 0.1 | 504.08 | 1 | Honeywell | 2023-10-20 | redacted
Low Income - Power to Save | LI - DUCT | 0 | 0.4 | 0.12 | 775.77 | 1 | Honeywell | 2023-10-20 | redacted
Low Income - Power to Save | LED Lights | 0 | 0 | 0 | 47.6 | 1 | Honeywell | 2023-10-20 | redacted
Low Income - Power to Save | Faucet Aerators | 0 | 0 | 0.02 | 110.58 | 1 | Honeywell | 2023-10-16 | redacted
Low Income - Power to Save | Low Flow Showerhead | 0 | 0.04 | 0.1 | 504.08 | 1 | Honeywell | 2023-10-16 | redacted
Low Income - Power to Save | LED Lights | 0 | 0 | 0 | 47.6 | 1 | Honeywell | 2023-10-16 | redacted
Low Income - Power to Save | Weather Strip/Caulk | 0 | 0.25 | 0.09 | 503.3 | 1 | Honeywell | 2023-10-18 | redacted
Low Income - Power to Save | Outdoor Coil Cleaning | 0 | 0.1 | 0 | 275 | 1 | Honeywell | 2023-10-18 | redacted
Low Income - Power to Save | HVAC Inspection | 0 | 0.17 | 0 | 268.73 | 1 | Honeywell | 2023-10-18 | redacted
Low Income - Power to Save | Low Flow Showerhead | 0 | 0.04 | 0.1 | 504.08 | 1 | Honeywell | 2023-10-18 | redacted
Low Income - Power to Save | LED Lights | 0 | 0 | 0 | 47.6 | 1 | Honeywell | 2023-10-18 | redacted
Low Income - Power to Save | Outdoor Coil Cleaning | 0 | 0.1 | 0 | 275 | 1 | Honeywell | 2023-10-26 | redacted
Low Income - Power to Save | HVAC Inspection | 0 | 0.17 | 0 | 268.73 | 1 | Honeywell | 2023-10-26 | redacted
Low Income - Power to Save | Low Flow Showerhead | 0 | 0.04 | 0.1 | 504.08 | 1 | Honeywell | 2023-10-26 | redacted
Low Income - Power to Save | LED Lights | 0 | 0 | 0 | 47.6 | 1 | Honeywell | 2023-10-26 | redacted
Low Income - Power to Save | Weather Strip/Caulk | 0 | 0.25 | 0.09 | 503.3 | 1 | Honeywell | 2023-10-30 | redacted
Low Income - Power to Save | HVAC Inspection | 0 | 0.17 | 0 | 268.73 | 1 | Honeywell | 2023-10-30 | redacted
Low Income - Power to Save | Faucet Aerators | 0 | 0 | 0.02 | 110.58 | 1 | Honeywell | 2023-10-30 | redacted
Low Income - Power to Save | LI - DUCT | 0 | 0.4 | 0.12 | 775.77 | 1 | Honeywell | 2023-10-30 | redacted
Low Income - Power to Save | LED Lights | 0 | 0 | 0 | 47.6 | 1 | Honeywell | 2023-10-30 | redacted
Low Income - Power to Save | Weather Strip/Caulk | 0 | 0.25 | 0.09 | 503.3 | 1 | Honeywell | 2023-10-16 | redacted
Low Income - Power to Save | Pipe Wrap | 0 | 0.01 | 0.03 | 143.65 | 1 | Honeywell | 2023-10-16 | redacted
Low Income - Power to Save | Outdoor Coil Cleaning | 0 | 0.1 | 0 | 275 | 1 | Honeywell | 2023-10-16 | redacted
Low Income - Power to Save | Faucet Aerators | 0 | 0 | 0.02 | 110.58 | 1 | Honeywell | 2023-10-16 | redacted
Low Income - Power to Save | Low Flow Showerhead | 0 | 0.04 | 0.1 | 504.08 | 1 | Honeywell | 2023-10-16 | redacted
Low Income - Power to Save | LED Lights | 0 | 0 | 0 | 47.6 | 1 | Honeywell | 2023-10-16 | redacted
Low Income - Power to Save | Weather Strip/Caulk | 0 | 0.25 | 0.09 | 503.3 | 1 | Honeywell | 2023-10-18 | redacted
Low Income - Power to Save | Outdoor Coil Cleaning | 0 | 0.1 | 0 | 275 | 1 | Honeywell | 2023-10-18 | redacted
Low Income - Power to Save | Faucet Aerators | 0 | 0 | 0.02 | 110.58 | 1 | Honeywell | 2023-10-18 | redacted
Low Income - Power to Save | Low Flow Showerhead | 0 | 0.04 | 0.1 | 504.08 | 1 | Honeywell | 2023-10-18 | redacted
Low Income - Power to Save | LED Lights | 0 | 0 | 0 | 47.6 | 1 | Honeywell | 2023-10-18 | redacted
Low Income - Power to Save | Weather Strip/Caulk | 0 | 0.25 | 0.09 | 503.3 | 1 | Honeywell | 2023-10-27 | redacted
Low Income - Power to Save | Outdoor Coil Cleaning | 0 | 0.1 | 0 | 275 | 1 | Honeywell | 2023-10-27 | redacted
Low Income - Power to Save | HVAC Inspection | 0 | 0.17 | 0 | 268.73 | 1 | Honeywell | 2023-10-27 | redacted
Low Income - Power to Save | Faucet Aerators | 0 | 0 | 0.02 | 110.58 | 1 | Honeywell | 2023-10-27 | redacted
Low Income - Power to Save | Weather Strip/Caulk | 0 | 0.25 | 0.09 | 503.3 | 1 | Honeywell | 2023-10-31 | redacted
Low Income - Power to Save | HVAC Inspection | 0 | 0.17 | 0 | 268.73 | 1 | Honeywell | 2023-10-31 | redacted
Low Income - Power to Save | Faucet Aerators | 0 | 0 | 0.02 | 110.58 | 1 | Honeywell | 2023-10-31 | redacted
Low Income - Power to Save | LI - DUCT | 0 | 0.4 | 0.12 | 775.77 | 1 | Honeywell | 2023-10-31 | redacted
Low Income - Power to Save | LED Lights | 0 | 0 | 0 | 47.6 | 1 | Honeywell | 2023-10-31 | redacted
Low Income - Power to Save | Faucet Aerators | 0 | 0 | 0.02 | 110.58 | 1 | Honeywell | 2023-10-18 | redacted
Low Income - Power to Save | Low Flow Showerhead | 0 | 0.04 | 0.1 | 504.08 | 1 | Honeywell | 2023-10-18 | redacted
Low Income - Power to Save | LED Lights | 0 | 0 | 0 | 47.6 | 1 | Honeywell | 2023-10-18 | redacted
Low Income - Power to Save | Weather Strip/Caulk | 0 | 0.25 | 0.09 | 503.3 | 1 | Honeywell | 2023-10-26 | redacted
Low Income - Power to Save | Outdoor Coil Cleaning | 0 | 0.1 | 0 | 275 | 1 | Honeywell | 2023-10-26 | redacted
Low Income - Power to Save | HVAC Inspection | 0 | 0.17 | 0 | 268.73 | 1 | Honeywell | 2023-10-26 | redacted
Low Income - Power to Save | Faucet Aerators | 0 | 0 | 0.02 | 110.58 | 1 | Honeywell | 2023-10-26 | redacted
Low Income - Power to Save | Low Flow Showerhead | 0 | 0.04 | 0.1 | 504.08 | 1 | Honeywell | 2023-10-26 | redacted
Low Income - Power to Save | Faucet Aerators | 0 | 0 | 0.02 | 110.58 | 1 | Honeywell | 2023-10-16 | redacted
Low Income - Power to Save | Low Flow Showerhead | 0 | 0.04 | 0.1 | 504.08 | 1 | Honeywell | 2023-10-16 | redacted
Low Income - Power to Save | LED Lights | 0 | 0 | 0 | 47.6 | 1 | Honeywell | 2023-10-16 | redacted
Low Income - Power to Save | Weather Strip/Caulk | 0 | 0.25 | 0.09 | 503.3 | 1 | Honeywell | 2023-10-30 | redacted
Low Income - Power to Save | HVAC Inspection | 0 | 0.17 | 0 | 268.73 | 1 | Honeywell | 2023-10-30 | redacted
Low Income - Power to Save | Faucet Aerators | 0 | 0 | 0.02 | 110.58 | 1 | Honeywell | 2023-10-30 | redacted
Low Income - Power to Save | LI - DUCT | 0 | 0.4 | 0.12 | 775.77 | 1 | Honeywell | 2023-10-30 | redacted
Low Income - Power to Save | LED Lights | 0 | 0 | 0 | 47.6 | 1 | Honeywell | 2023-10-30 | redacted
Low Income - Power to Save | Outdoor Coil Cleaning | 0 | 0.1 | 0 | 275 | 1 | Honeywell | 2023-10-20 | redacted
Low Income - Power to Save | HVAC Inspection | 0 | 0.17 | 0 | 268.73 | 1 | Honeywell | 2023-10-20 | redacted
Low Income - Power to Save | LED Lights | 0 | 0 | 0 | 47.6 | 1 | Honeywell | 2023-10-20 | redacted
Low Income - Power to Save | Weather Strip/Caulk | 0 | 0.25 | 0.09 | 503.3 | 1 | Honeywell | 2023-10-18 | redacted
Low Income - Power to Save | Outdoor Coil Cleaning | 0 | 0.1 | 0 | 275 | 1 | Honeywell | 2023-10-18 | redacted
Low Income - Power to Save | Low Flow Showerhead | 0 | 0.04 | 0.1 | 504.08 | 1 | Honeywell | 2023-10-18 | redacted
Low Income - Power to Save | LED Lights | 0 | 0 | 0 | 47.6 | 1 | Honeywell | 2023-10-18 | redacted
Low Income - Power to Save | Weather Strip/Caulk | 0 | 0.25 | 0.09 | 503.3 | 1 | Honeywell | 2023-10-26 | redacted
Low Income - Power to Save | Pipe Wrap | 0 | 0.01 | 0.03 | 143.65 | 1 | Honeywell | 2023-10-26 | redacted
Low Income - Power to Save | Outdoor Coil Cleaning | 0 | 0.1 | 0 | 275 | 1 | Honeywell | 2023-10-26 | redacted
Low Income - Power to Save | HVAC Inspection | 0 | 0.17 | 0 | 268.73 | 1 | Honeywell | 2023-10-26 | redacted
Low Income - Power to Save | Faucet Aerators | 0 | 0 | 0.02 | 110.58 | 1 | Honeywell | 2023-10-26 | redacted
Low Income - Power to Save | LI - DUCT | 0 | 0.4 | 0.12 | 775.77 | 1 | Honeywell | 2023-10-26 | redacted
Low Income - Power to Save | LED Lights | 0 | 0 | 0 | 47.6 | 1 | Honeywell | 2023-10-26 | redacted
Low Income - Power to Save | Weather Strip/Caulk | 0 | 0.25 | 0.09 | 503.3 | 1 | Honeywell | 2023-10-30 | redacted
Low Income - Power to Save | HVAC Inspection | 0 | 0.17 | 0 | 268.73 | 1 | Honeywell | 2023-10-30 | redacted
Low Income - Power to Save | Faucet Aerators | 0 | 0 | 0.02 | 110.58 | 1 | Honeywell | 2023-10-30 | redacted
Low Income - Power to Save | LI - DUCT | 0 | 0.4 | 0.12 | 775.77 | 1 | Honeywell | 2023-10-30 | redacted
Low Income - Power to Save | LED Lights | 0 | 0 | 0 | 47.6 | 1 | Honeywell | 2023-10-30 | redacted
Low Income - Power to Save | Outdoor Coil Cleaning | 0 | 0.1 | 0 | 275 | 1 | Honeywell | 2023-10-20 | redacted
Low Income - Power to Save | Faucet Aerators | 0 | 0 | 0.02 | 110.58 | 1 | Honeywell | 2023-10-20 | redacted
Low Income - Power to Save | Low Flow Showerhead | 0 | 0.04 | 0.1 | 504.08 | 1 | Honeywell | 2023-10-20 | redacted
Low Income - Power to Save | LED Lights | 0 | 0 | 0 | 47.6 | 1 | Honeywell | 2023-10-20 | redacted
Low Income - Power to Save | Weather Strip/Caulk | 0 | 0.25 | 0.09 | 503.3 | 1 | Honeywell | 2023-10-27 | redacted
Low Income - Power to Save | Outdoor Coil Cleaning | 0 | 0.1 | 0 | 275 | 1 | Honeywell | 2023-10-27 | redacted
Low Income - Power to Save | Faucet Aerators | 0 | 0 | 0.02 | 110.58 | 1 | Honeywell | 2023-10-27 | redacted
Low Income - Power to Save | Low Flow Showerhead | 0 | 0.04 | 0.1 | 504.08 | 1 | Honeywell | 2023-10-27 | redacted
Low Income - Power to Save | LED Lights | 0 | 0 | 0 | 47.6 | 1 | Honeywell | 2023-10-27 | redacted
Low Income - Power to Save | Weather Strip/Caulk | 0 | 0.25 | 0.09 | 503.3 | 1 | Honeywell | 2023-10-31 | redacted
Low Income - Power to Save | Outdoor Coil Cleaning | 0 | 0.1 | 0 | 275 | 1 | Honeywell | 2023-10-31 | redacted
Low Income - Power to Save | HVAC Inspection | 0 | 0.17 | 0 | 268.73 | 1 | Honeywell | 2023-10-31 | redacted
Low Income - Power to Save | Low Flow Showerhead | 0 | 0.04 | 0.1 | 504.08 | 1 | Honeywell | 2023-10-31 | redacted
Low Income - Power to Save | LI - DUCT | 0 | 0.4 | 0.12 | 775.77 | 1 | Honeywell | 2023-10-31 | redacted
Low Income - Power to Save | LED Lights | 0 | 0 | 0 | 47.6 | 1 | Honeywell | 2023-10-31 | redacted
Low Income - Power to Save | Weather Strip/Caulk | 0 | 0.25 | 0.09 | 503.3 | 1 | Honeywell | 2023-10-31 | redacted
Low Income - Power to Save | Outdoor Coil Cleaning | 0 | 0.1 | 0 | 275 | 1 | Honeywell | 2023-10-31 | redacted
Low Income - Power to Save | HVAC Inspection | 0 | 0.17 | 0 | 268.73 | 1 | Honeywell | 2023-10-31 | redacted
Low Income - Power to Save | Faucet Aerators | 0 | 0 | 0.02 | 110.58 | 1 | Honeywell | 2023-10-31 | redacted
Low Income - Power to Save | Low Flow Showerhead | 0 | 0.04 | 0.1 | 504.08 | 1 | Honeywell | 2023-10-31 | redacted
Low Income - Power to Save | LI - DUCT | 0 | 0.4 | 0.12 | 775.77 | 1 | Honeywell | 2023-10-31 | redacted
Low Income - Power to Save | LED Lights | 0 | 0 | 0 | 47.6 | 1 | Honeywell | 2023-10-31 | redacted
Low Income - Power to Save | Faucet Aerators | 0 | 0 | 0.02 | 110.58 | 1 | Honeywell | 2023-10-26 | redacted
Low Income - Power to Save | Low Flow Showerhead | 0 | 0.04 | 0.1 | 504.08 | 1 | Honeywell | 2023-10-26 | redacted
Low Income - Power to Save | LED Lights | 0 | 0 | 0 | 47.6 | 1 | Honeywell | 2023-10-26 | redacted
Low Income - Power to Save | Weather Strip/Caulk | 0 | 0.25 | 0.09 | 503.3 | 1 | Honeywell | 2023-10-27 | redacted
Low Income - Power to Save | Outdoor Coil Cleaning | 0 | 0.1 | 0 | 275 | 1 | Honeywell | 2023-10-27 | redacted
Low Income - Power to Save | HVAC Inspection | 0 | 0.17 | 0 | 268.73 | 1 | Honeywell | 2023-10-27 | redacted
Low Income - Power to Save | Faucet Aerators | 0 | 0 | 0.02 | 110.58 | 1 | Honeywell | 2023-10-27 | redacted
Low Income - Power to Save | Low Flow Showerhead | 0 | 0.04 | 0.1 | 504.08 | 1 | Honeywell | 2023-10-27 | redacted
Low Income - Power to Save | LI - DUCT | 0 | 0.4 | 0.12 | 775.77 | 1 | Honeywell | 2023-10-27 | redacted
Low Income - Power to Save | LED Lights | 0 | 0 | 0 | 47.6 | 1 | Honeywell | 2023-10-27 | redacted
Low Income - Power to Save | Faucet Aerators | 0 | 0 | 0.02 | 110.58 | 1 | Honeywell | 2023-10-18 | redacted
Low Income - Power to Save | Low Flow Showerhead | 0 | 0.04 | 0.1 | 504.08 | 1 | Honeywell | 2023-10-18 | redacted
Low Income - Power to Save | LED Lights | 0 | 0 | 0 | 47.6 | 1 | Honeywell | 2023-10-18 | redacted
Low Income - Power to Save | Weather Strip/Caulk | 0 | 0.25 | 0.09 | 503.3 | 1 | Honeywell | 2023-10-26 | redacted
Low Income - Power to Save | Pipe Wrap | 0 | 0.01 | 0.03 | 143.65 | 1 | Honeywell | 2023-10-26 | redacted
Low Income - Power to Save | Outdoor Coil Cleaning | 0 | 0.1 | 0 | 275 | 1 | Honeywell | 2023-10-26 | redacted
Low Income - Power to Save | HVAC Inspection | 0 | 0.17 | 0 | 268.73 | 1 | Honeywell | 2023-10-26 | redacted
Low Income - Power to Save | LI - DUCT | 0 | 0.4 | 0.12 | 775.77 | 1 | Honeywell | 2023-10-26 | redacted
Low Income - Power to Save | LED Lights | 0 | 0 | 0 | 47.6 | 1 | Honeywell | 2023-10-26 | redacted
Low Income - Power to Save | Weather Strip/Caulk | 0 | 0.25 | 0.09 | 503.3 | 1 | Honeywell | 2023-10-26 | redacted
Low Income - Power to Save | Outdoor Coil Cleaning | 0 | 0.1 | 0 | 275 | 1 | Honeywell | 2023-10-26 | redacted
Low Income - Power to Save | HVAC Inspection | 0 | 0.17 | 0 | 268.73 | 1 | Honeywell | 2023-10-26 | redacted
Low Income - Power to Save | LI - DUCT | 0 | 0.4 | 0.12 | 775.77 | 1 | Honeywell | 2023-10-26 | redacted
Low Income - Power to Save | LED Lights | 0 | 0 | 0 | 47.6 | 1 | Honeywell | 2023-10-26 | redacted
Low Income - Power to Save | Weather Strip/Caulk | 0 | 0.25 | 0.09 | 503.3 | 1 | Honeywell | 2023-10-26 | redacted
Low Income - Power to Save | Pipe Wrap | 0 | 0.01 | 0.03 | 143.65 | 1 | Honeywell | 2023-10-26 | redacted
Low Income - Power to Save | Outdoor Coil Cleaning | 0 | 0.1 | 0 | 275 | 1 | Honeywell | 2023-10-26 | redacted
Low Income - Power to Save | HVAC Inspection | 0 | 0.17 | 0 | 268.73 | 1 | Honeywell | 2023-10-26 | redacted
Low Income - Power to Save | Faucet Aerators | 0 | 0 | 0.02 | 110.58 | 1 | Honeywell | 2023-10-26 | redacted
Low Income - Power to Save | Low Flow Showerhead | 0 | 0.04 | 0.1 | 504.08 | 1 | Honeywell | 2023-10-26 | redacted
Low Income - Power to Save | LI - DUCT | 0 | 0.4 | 0.12 | 775.77 | 1 | Honeywell | 2023-10-26 | redacted
Low Income - Power to Save | LED Lights | 0 | 0 | 0 | 47.6 | 1 | Honeywell | 2023-10-26 | redacted
Low Income - Power to Save | Weather Strip/Caulk | 0 | 0.25 | 0.09 | 503.3 | 1 | Honeywell | 2023-10-17 | redacted
Low Income - Power to Save | Pipe Wrap | 0 | 0.01 | 0.03 | 143.65 | 1 | Honeywell | 2023-10-17 | redacted
Low Income - Power to Save | Outdoor Coil Cleaning | 0 | 0.1 | 0 | 275 | 1 | Honeywell | 2023-10-17 | redacted
Low Income - Power to Save | HVAC Inspection | 0 | 0.17 | 0 | 268.73 | 1 | Honeywell | 2023-10-17 | redacted
Low Income - Power to Save | Low Flow Showerhead | 0 | 0.04 | 0.1 | 504.08 | 1 | Honeywell | 2023-10-17 | redacted
Low Income - Power to Save | LI - DUCT | 0 | 0.4 | 0.12 | 775.77 | 1 | Honeywell | 2023-10-17 | redacted
Low Income - Power to Save | LED Lights | 0 | 0 | 0 | 47.6 | 1 | Honeywell | 2023-10-17 | redacted
Low Income - Power to Save | Weather Strip/Caulk | 0 | 0.25 | 0.09 | 503.3 | 1 | Honeywell | 2023-10-30 | redacted
Low Income - Power to Save | HVAC Inspection | 0 | 0.17 | 0 | 268.73 | 1 | Honeywell | 2023-10-30 | redacted
Low Income - Power to Save | Faucet Aerators | 0 | 0 | 0.02 | 110.58 | 1 | Honeywell | 2023-10-30 | redacted
Low Income - Power to Save | LI - DUCT | 0 | 0.4 | 0.12 | 775.77 | 1 | Honeywell | 2023-10-30 | redacted
Low Income - Power to Save | LED Lights | 0 | 0 | 0 | 47.6 | 1 | Honeywell | 2023-10-30 | redacted
Low Income - Power to Save | Weather Strip/Caulk | 0 | 0.25 | 0.09 | 503.3 | 1 | Honeywell | 2023-10-18 | redacted
Low Income - Power to Save | Pipe Wrap | 0 | 0.01 | 0.03 | 143.65 | 1 | Honeywell | 2023-10-18 | redacted
Low Income - Power to Save | Outdoor Coil Cleaning | 0 | 0.1 | 0 | 275 | 1 | Honeywell | 2023-10-18 | redacted
Low Income - Power to Save | Faucet Aerators | 0 | 0 | 0.02 | 110.58 | 1 | Honeywell | 2023-10-18 | redacted
Low Income - Power to Save | Low Flow Showerhead | 0 | 0.04 | 0.1 | 504.08 | 1 | Honeywell | 2023-10-18 | redacted
Low Income - Power to Save | LED Lights | 0 | 0 | 0 | 47.6 | 1 | Honeywell | 2023-10-18 | redacted
Low Income - Power to Save | Weather Strip/Caulk | 0 | 0.25 | 0.09 | 503.3 | 1 | Honeywell | 2023-10-26 | redacted
Low Income - Power to Save | Outdoor Coil Cleaning | 0 | 0.1 | 0 | 275 | 1 | Honeywell | 2023-10-26 | redacted
Low Income - Power to Save | Faucet Aerators | 0 | 0 | 0.02 | 110.58 | 1 | Honeywell | 2023-10-26 | redacted
Low Income - Power to Save | Low Flow Showerhead | 0 | 0.04 | 0.1 | 504.08 | 1 | Honeywell | 2023-10-26 | redacted
Low Income - Power to Save | LED Lights | 0 | 0 | 0 | 47.6 | 1 | Honeywell | 2023-10-26 | redacted
Low Income - Power to Save | Outdoor Coil Cleaning | 0 | 0.1 | 0 | 275 | 1 | Honeywell | 2023-10-17 | redacted
Low Income - Power to Save | Faucet Aerators | 0 | 0 | 0.02 | 110.58 | 1 | Honeywell | 2023-10-17 | redacted
Low Income - Power to Save | Low Flow Showerhead | 0 | 0.04 | 0.1 | 504.08 | 1 | Honeywell | 2023-10-17 | redacted
Low Income - Power to Save | LED Lights | 0 | 0 | 0 | 47.6 | 1 | Honeywell | 2023-10-17 | redacted
Low Income - Power to Save | Weather Strip/Caulk | 0 | 0.25 | 0.09 | 503.3 | 1 | Honeywell | 2023-10-27 | redacted
Low Income - Power to Save | Outdoor Coil Cleaning | 0 | 0.1 | 0 | 275 | 1 | Honeywell | 2023-10-27 | redacted
Low Income - Power to Save | Faucet Aerators | 0 | 0 | 0.02 | 110.58 | 1 | Honeywell | 2023-10-27 | redacted
Low Income - Power to Save | LED Lights | 0 | 0 | 0 | 47.6 | 1 | Honeywell | 2023-10-27 | redacted
Low Income - Power to Save | Weather Strip/Caulk | 0 | 0.25 | 0.09 | 503.3 | 1 | Honeywell | 2023-10-17 | redacted
Low Income - Power to Save | Outdoor Coil Cleaning | 0 | 0.1 | 0 | 275 | 1 | Honeywell | 2023-10-17 | redacted
Low Income - Power to Save | HVAC Inspection | 0 | 0.17 | 0 | 268.73 | 1 | Honeywell | 2023-10-17 | redacted
Low Income - Power to Save | Faucet Aerators | 0 | 0 | 0.02 | 110.58 | 1 | Honeywell | 2023-10-17 | redacted
Low Income - Power to Save | Low Flow Showerhead | 0 | 0.04 | 0.1 | 504.08 | 1 | Honeywell | 2023-10-17 | redacted
Low Income - Power to Save | LI - DUCT | 0 | 0.4 | 0.12 | 775.77 | 1 | Honeywell | 2023-10-17 | redacted
Low Income - Power to Save | LED Lights | 0 | 0 | 0 | 47.6 | 1 | Honeywell | 2023-10-17 | redacted
Low Income - Power to Save | Weather Strip/Caulk | 0 | 0.25 | 0.09 | 503.3 | 1 | Honeywell | 2023-10-18 | redacted
Low Income - Power to Save | Outdoor Coil Cleaning | 0 | 0.1 | 0 | 275 | 1 | Honeywell | 2023-10-18 | redacted
Low Income - Power to Save | HVAC Inspection | 0 | 0.17 | 0 | 268.73 | 1 | Honeywell | 2023-10-18 | redacted
Low Income - Power to Save | Low Flow Showerhead | 0 | 0.04 | 0.1 | 504.08 | 1 | Honeywell | 2023-10-18 | redacted
Low Income - Power to Save | LED Lights | 0 | 0 | 0 | 47.6 | 1 | Honeywell | 2023-10-18 | redacted
Low Income - Power to Save | Outdoor Coil Cleaning | 0 | 0.1 | 0 | 275 | 1 | Honeywell | 2023-10-17 | redacted
Low Income - Power to Save | Faucet Aerators | 0 | 0 | 0.02 | 110.58 | 1 | Honeywell | 2023-10-17 | redacted
Low Income - Power to Save | Low Flow Showerhead | 0 | 0.04 | 0.1 | 504.08 | 1 | Honeywell | 2023-10-17 | redacted
Low Income - Power to Save | LED Lights | 0 | 0 | 0 | 47.6 | 1 | Honeywell | 2023-10-17 | redacted
Low Income - Power to Save | Weather Strip/Caulk | 0 | 0.25 | 0.09 | 503.3 | 1 | Honeywell | 2023-10-27 | redacted
Low Income - Power to Save | Outdoor Coil Cleaning | 0 | 0.1 | 0 | 275 | 1 | Honeywell | 2023-10-27 | redacted
Low Income - Power to Save | HVAC Inspection | 0 | 0.17 | 0 | 268.73 | 1 | Honeywell | 2023-10-27 | redacted
Low Income - Power to Save | Low Flow Showerhead | 0 | 0.04 | 0.1 | 504.08 | 1 | Honeywell | 2023-10-27 | redacted
Low Income - Power to Save | Weather Strip/Caulk | 0 | 0.25 | 0.09 | 503.3 | 1 | Honeywell | 2023-10-27 | redacted
Low Income - Power to Save | Low Flow Showerhead | 0 | 0.04 | 0.1 | 504.08 | 1 | Honeywell | 2023-10-27 | redacted
Low Income - Power to Save | LED Lights | 0 | 0 | 0 | 47.6 | 1 | Honeywell | 2023-10-27 | redacted
Low Income - Power to Save | Outdoor Coil Cleaning | 0 | 0.1 | 0 | 275 | 1 | Honeywell | 2023-10-16 | redacted
Low Income - Power to Save | Faucet Aerators | 0 | 0 | 0.02 | 110.58 | 1 | Honeywell | 2023-10-16 | redacted
Low Income - Power to Save | Low Flow Showerhead | 0 | 0.04 | 0.1 | 504.08 | 1 | Honeywell | 2023-10-16 | redacted
Low Income - Power to Save | LED Lights | 0 | 0 | 0 | 47.6 | 1 | Honeywell | 2023-10-16 | redacted
Low Income - Power to Save | Weather Strip/Caulk | 0 | 0.25 | 0.09 | 503.3 | 1 | Honeywell | 2023-10-19 | redacted
Low Income - Power to Save | Outdoor Coil Cleaning | 0 | 0.1 | 0 | 275 | 1 | Honeywell | 2023-10-19 | redacted
Low Income - Power to Save | Faucet Aerators | 0 | 0 | 0.02 | 110.58 | 1 | Honeywell | 2023-10-19 | redacted
Low Income - Power to Save | Low Flow Showerhead | 0 | 0.04 | 0.1 | 504.08 | 1 | Honeywell | 2023-10-19 | redacted
Low Income - Power to Save | LED Lights | 0 | 0 | 0 | 47.6 | 1 | Honeywell | 2023-10-19 | redacted
Low Income - Power to Save | Weather Strip/Caulk | 0 | 0.25 | 0.09 | 503.3 | 1 | Honeywell | 2023-10-26 | redacted
Low Income - Power to Save | Pipe Wrap | 0 | 0.01 | 0.03 | 143.65 | 1 | Honeywell | 2023-10-26 | redacted
Low Income - Power to Save | Outdoor Coil Cleaning | 0 | 0.1 | 0 | 275 | 1 | Honeywell | 2023-10-26 | redacted
Low Income - Power to Save | HVAC Inspection | 0 | 0.17 | 0 | 268.73 | 1 | Honeywell | 2023-10-26 | redacted
Low Income - Power to Save | Faucet Aerators | 0 | 0 | 0.02 | 110.58 | 1 | Honeywell | 2023-10-26 | redacted
Low Income - Power to Save | LI - DUCT | 0 | 0.4 | 0.12 | 775.77 | 1 | Honeywell | 2023-10-26 | redacted
Low Income - Power to Save | LED Lights | 0 | 0 | 0 | 47.6 | 1 | Honeywell | 2023-10-26 | redacted
Low Income - Power to Save | Weather Strip/Caulk | 0 | 0.25 | 0.09 | 503.3 | 1 | Honeywell | 2023-10-31 | redacted
Low Income - Power to Save | Outdoor Coil Cleaning | 0 | 0.1 | 0 | 275 | 1 | Honeywell | 2023-10-31 | redacted
Low Income - Power to Save | HVAC Inspection | 0 | 0.17 | 0 | 268.73 | 1 | Honeywell | 2023-10-31 | redacted
Low Income - Power to Save | Low Flow Showerhead | 0 | 0.04 | 0.1 | 504.08 | 1 | Honeywell | 2023-10-31 | redacted
Low Income - Power to Save | LED Lights | 0 | 0 | 0 | 47.6 | 1 | Honeywell | 2023-10-31 | redacted
Low Income - Power to Save | Weather Strip/Caulk | 0 | 0.25 | 0.09 | 503.3 | 1 | Honeywell | 2023-10-18 | redacted
Low Income - Power to Save | Faucet Aerators | 0 | 0 | 0.02 | 110.58 | 1 | Honeywell | 2023-10-18 | redacted
Low Income - Power to Save | Low Flow Showerhead | 0 | 0.04 | 0.1 | 504.08 | 1 | Honeywell | 2023-10-18 | redacted
Low Income - Power to Save | LED Lights | 0 | 0 | 0 | 47.6 | 1 | Honeywell | 2023-10-18 | redacted
Low Income - Power to Save | Weather Strip/Caulk | 0 | 0.25 | 0.09 | 503.3 | 1 | Honeywell | 2023-10-30 | redacted
Low Income - Power to Save | HVAC Inspection | 0 | 0.17 | 0 | 268.73 | 1 | Honeywell | 2023-10-30 | redacted
Low Income - Power to Save | Faucet Aerators | 0 | 0 | 0.02 | 110.58 | 1 | Honeywell | 2023-10-30 | redacted
Low Income - Power to Save | LI - DUCT | 0 | 0.4 | 0.12 | 775.77 | 1 | Honeywell | 2023-10-30 | redacted
Low Income - Power to Save | LED Lights | 0 | 0 | 0 | 47.6 | 1 | Honeywell | 2023-10-30 | redacted
Low Income - Power to Save | Weather Strip/Caulk | 0 | 0.25 | 0.09 | 503.3 | 1 | Honeywell | 2023-10-27 | redacted
Low Income - Power to Save | HVAC Inspection | 0 | 0.17 | 0 | 268.73 | 1 | Honeywell | 2023-10-27 | redacted
Low Income - Power to Save | Faucet Aerators | 0 | 0 | 0.02 | 110.58 | 1 | Honeywell | 2023-10-27 | redacted
Low Income - Power to Save | LI - DUCT | 0 | 0.4 | 0.12 | 775.77 | 1 | Honeywell | 2023-10-27 | redacted
Low Income - Power to Save | LED Lights | 0 | 0 | 0 | 47.6 | 1 | Honeywell | 2023-10-27 | redacted
Low Income - Power to Save | Weather Strip/Caulk | 0 | 0.25 | 0.09 | 503.3 | 1 | Honeywell | 2023-10-26 | redacted
Low Income - Power to Save | Low Flow Showerhead | 0 | 0.04 | 0.1 | 504.08 | 1 | Honeywell | 2023-10-26 | redacted
Low Income - Power to Save | LED Lights | 0 | 0 | 0 | 47.6 | 1 | Honeywell | 2023-10-26 | redacted
Low Income - Power to Save | Weather Strip/Caulk | 0 | 0.25 | 0.09 | 503.3 | 1 | Honeywell | 2023-10-16 | redacted
Low Income - Power to Save | Pipe Wrap | 0 | 0.01 | 0.03 | 143.65 | 1 | Honeywell | 2023-10-16 | redacted
Low Income - Power to Save | Outdoor Coil Cleaning | 0 | 0.1 | 0 | 275 | 1 | Honeywell | 2023-10-16 | redacted
Low Income - Power to Save | HVAC Inspection | 0 | 0.17 | 0 | 268.73 | 1 | Honeywell | 2023-10-16 | redacted
Low Income - Power to Save | Faucet Aerators | 0 | 0 | 0.02 | 110.58 | 1 | Honeywell | 2023-10-16 | redacted
Low Income - Power to Save | Low Flow Showerhead | 0 | 0.04 | 0.1 | 504.08 | 1 | Honeywell | 2023-10-16 | redacted
Low Income - Power to Save | LI - DUCT | 0 | 0.4 | 0.12 | 775.77 | 1 | Honeywell | 2023-10-16 | redacted
Low Income - Power to Save | LED Lights | 0 | 0 | 0 | 47.6 | 1 | Honeywell | 2023-10-16 | redacted
Low Income - Power to Save | Weather Strip/Caulk | 0 | 0.25 | 0.09 | 503.3 | 1 | Honeywell | 2023-10-27 | redacted
Low Income - Power to Save | LI - DUCT | 0 | 0.4 | 0.12 | 775.77 | 1 | Honeywell | 2023-10-27 | redacted
Low Income - Power to Save | LED Lights | 0 | 0 | 0 | 47.6 | 1 | Honeywell | 2023-10-27 | redacted
Low Income - Power to Save | Weather Strip/Caulk | 0 | 0.25 | 0.09 | 503.3 | 1 | Honeywell | 2023-10-16 | redacted
Low Income - Power to Save | Outdoor Coil Cleaning | 0 | 0.1 | 0 | 275 | 1 | Honeywell | 2023-10-16 | redacted
Low Income - Power to Save | HVAC Inspection | 0 | 0.17 | 0 | 268.73 | 1 | Honeywell | 2023-10-16 | redacted
Low Income - Power to Save | Faucet Aerators | 0 | 0 | 0.02 | 110.58 | 1 | Honeywell | 2023-10-16 | redacted
Low Income - Power to Save | Low Flow Showerhead | 0 | 0.04 | 0.1 | 504.08 | 1 | Honeywell | 2023-10-16 | redacted
Low Income - Power to Save | LI - DUCT | 0 | 0.4 | 0.12 | 775.77 | 1 | Honeywell | 2023-10-16 | redacted
Low Income - Power to Save | LED Lights | 0 | 0 | 0 | 47.6 | 1 | Honeywell | 2023-10-16 | redacted
Low Income - Power to Save | Weather Strip/Caulk | 0 | 0.25 | 0.09 | 503.3 | 1 | Honeywell | 2023-10-20 | redacted
Low Income - Power to Save | Outdoor Coil Cleaning | 0 | 0.1 | 0 | 275 | 1 | Honeywell | 2023-10-20 | redacted
Low Income - Power to Save | HVAC Inspection | 0 | 0.17 | 0 | 268.73 | 1 | Honeywell | 2023-10-20 | redacted
Low Income - Power to Save | LI - DUCT | 0 | 0.4 | 0.12 | 775.77 | 1 | Honeywell | 2023-10-20 | redacted
Low Income - Power to Save | LED Lights | 0 | 0 | 0 | 47.6 | 1 | Honeywell | 2023-10-20 | redacted
Low Income - Power to Save | Weather Strip/Caulk | 0 | 0.25 | 0.09 | 503.3 | 1 | Honeywell | 2023-10-27 | redacted
Low Income - Power to Save | HVAC Inspection | 0 | 0.17 | 0 | 268.73 | 1 | Honeywell | 2023-10-27 | redacted
Low Income - Power to Save | Faucet Aerators | 0 | 0 | 0.02 | 110.58 | 1 | Honeywell | 2023-10-27 | redacted
Low Income - Power to Save | LI - DUCT | 0 | 0.4 | 0.12 | 775.77 | 1 | Honeywell | 2023-10-27 | redacted
Low Income - Power to Save | LED Lights | 0 | 0 | 0 | 47.6 | 1 | Honeywell | 2023-10-27 | redacted
Low Income - Power to Save | Weather Strip/Caulk | 0 | 0.25 | 0.09 | 503.3 | 1 | Honeywell | 2023-10-20 | redacted
Low Income - Power to Save | Outdoor Coil Cleaning | 0 | 0.1 | 0 | 275 | 1 | Honeywell | 2023-10-20 | redacted
Low Income - Power to Save | HVAC Inspection | 0 | 0.17 | 0 | 268.73 | 1 | Honeywell | 2023-10-20 | redacted
Low Income - Power to Save | Faucet Aerators | 0 | 0 | 0.02 | 110.58 | 1 | Honeywell | 2023-10-20 | redacted
Low Income - Power to Save | LI - DUCT | 0 | 0.4 | 0.12 | 775.77 | 1 | Honeywell | 2023-10-20 | redacted
Low Income - Power to Save | LED Lights | 0 | 0 | 0 | 47.6 | 1 | Honeywell | 2023-10-20 | redacted
Low Income - Power to Save | Outdoor Coil Cleaning | 0 | 0.1 | 0 | 275 | 1 | Honeywell | 2023-10-18 | redacted
Low Income - Power to Save | Faucet Aerators | 0 | 0 | 0.02 | 110.58 | 1 | Honeywell | 2023-10-18 | redacted
Low Income - Power to Save | Low Flow Showerhead | 0 | 0.04 | 0.1 | 504.08 | 1 | Honeywell | 2023-10-18 | redacted
Low Income - Power to Save | LED Lights | 0 | 0 | 0 | 47.6 | 1 | Honeywell | 2023-10-18 | redacted
Low Income - Power to Save | Weather Strip/Caulk | 0 | 0.25 | 0.09 | 503.3 | 1 | Honeywell | 2023-10-31 | redacted
Low Income - Power to Save | Outdoor Coil Cleaning | 0 | 0.1 | 0 | 275 | 1 | Honeywell | 2023-10-31 | redacted
Low Income - Power to Save | HVAC Inspection | 0 | 0.17 | 0 | 268.73 | 1 | Honeywell | 2023-10-31 | redacted
Low Income - Power to Save | Low Flow Showerhead | 0 | 0.04 | 0.1 | 504.08 | 1 | Honeywell | 2023-10-31 | redacted
Low Income - Power to Save | LI - DUCT | 0 | 0.4 | 0.12 | 775.77 | 1 | Honeywell | 2023-10-31 | redacted
Low Income - Power to Save | LED Lights | 0 | 0 | 0 | 47.6 | 1 | Honeywell | 2023-10-31 | redacted
Low Income - Power to Save | Weather Strip/Caulk | 0 | 0.25 | 0.09 | 503.3 | 1 | Honeywell | 2023-10-30 | redacted
Low Income - Power to Save | HVAC Inspection | 0 | 0.17 | 0 | 268.73 | 1 | Honeywell | 2023-10-30 | redacted
Low Income - Power to Save | Faucet Aerators | 0 | 0 | 0.02 | 110.58 | 1 | Honeywell | 2023-10-30 | redacted
Low Income - Power to Save | LI - DUCT | 0 | 0.4 | 0.12 | 775.77 | 1 | Honeywell | 2023-10-30 | redacted
Low Income - Power to Save | LED Lights | 0 | 0 | 0 | 47.6 | 1 | Honeywell | 2023-10-30 | redacted
Low Income - Power to Save | Weather Strip/Caulk | 0 | 0.25 | 0.09 | 503.3 | 1 | Honeywell | 2023-10-18 | redacted
Low Income - Power to Save | Faucet Aerators | 0 | 0 | 0.02 | 110.58 | 1 | Honeywell | 2023-10-18 | redacted
Low Income - Power to Save | Low Flow Showerhead | 0 | 0.04 | 0.1 | 504.08 | 1 | Honeywell | 2023-10-18 | redacted
Low Income - Power to Save | LED Lights | 0 | 0 | 0 | 47.6 | 1 | Honeywell | 2023-10-18 | redacted
Low Income - Power to Save | Weather Strip/Caulk | 0 | 0.25 | 0.09 | 503.3 | 1 | Honeywell | 2023-10-26 | redacted
Low Income - Power to Save | Pipe Wrap | 0 | 0.01 | 0.03 | 143.65 | 1 | Honeywell | 2023-10-26 | redacted
Low Income - Power to Save | Outdoor Coil Cleaning | 0 | 0.1 | 0 | 275 | 1 | Honeywell | 2023-10-26 | redacted
Low Income - Power to Save | HVAC Inspection | 0 | 0.17 | 0 | 268.73 | 1 | Honeywell | 2023-10-26 | redacted
Low Income - Power to Save | Faucet Aerators | 0 | 0 | 0.02 | 110.58 | 1 | Honeywell | 2023-10-26 | redacted
Low Income - Power to Save | LI - DUCT | 0 | 0.4 | 0.12 | 775.77 | 1 | Honeywell | 2023-10-26 | redacted
Low Income - Power to Save | LED Lights | 0 | 0 | 0 | 47.6 | 1 | Honeywell | 2023-10-26 | redacted
Low Income - Power to Save | Weather Strip/Caulk | 0 | 0.25 | 0.09 | 503.3 | 1 | Honeywell | 2023-10-16 | redacted
Low Income - Power to Save | Outdoor Coil Cleaning | 0 | 0.1 | 0 | 275 | 1 | Honeywell | 2023-10-16 | redacted
Low Income - Power to Save | HVAC Inspection | 0 | 0.17 | 0 | 268.73 | 1 | Honeywell | 2023-10-16 | redacted
Low Income - Power to Save | Faucet Aerators | 0 | 0 | 0.02 | 110.58 | 1 | Honeywell | 2023-10-16 | redacted
Low Income - Power to Save | Low Flow Showerhead | 0 | 0.04 | 0.1 | 504.08 | 1 | Honeywell | 2023-10-16 | redacted
Low Income - Power to Save | LI - DUCT | 0 | 0.4 | 0.12 | 775.77 | 1 | Honeywell | 2023-10-16 | redacted
Low Income - Power to Save | LED Lights | 0 | 0 | 0 | 47.6 | 1 | Honeywell | 2023-10-16 | redacted
Low Income - Power to Save | Faucet Aerators | 0 | 0 | 0.02 | 110.58 | 1 | Honeywell | 2023-10-19 | redacted
Low Income - Power to Save | Low Flow Showerhead | 0 | 0.04 | 0.1 | 504.08 | 1 | Honeywell | 2023-10-19 | redacted
Low Income - Power to Save | LED Lights | 0 | 0 | 0 | 47.6 | 1 | Honeywell | 2023-10-19 | redacted
Low Income - Power to Save | Faucet Aerators | 0 | 0 | 0.02 | 110.58 | 1 | Honeywell | 2023-10-16 | redacted
Low Income - Power to Save | Low Flow Showerhead | 0 | 0.04 | 0.1 | 504.08 | 1 | Honeywell | 2023-10-16 | redacted
Low Income - Power to Save | LED Lights | 0 | 0 | 0 | 47.6 | 1 | Honeywell | 2023-10-16 | redacted
Low Income - Power to Save | Weather Strip/Caulk | 0 | 0.25 | 0.09 | 503.3 | 1 | Honeywell | 2023-10-20 | redacted
Low Income - Power to Save | Faucet Aerators | 0 | 0 | 0.02 | 110.58 | 1 | Honeywell | 2023-10-20 | redacted
Low Income - Power to Save | LED Lights | 0 | 0 | 0 | 47.6 | 1 | Honeywell | 2023-10-20 | redacted
Low Income - Power to Save | Weather Strip/Caulk | 0 | 0.25 | 0.09 | 503.3 | 1 | Honeywell | 2023-10-20 | redacted
Low Income - Power to Save | Outdoor Coil Cleaning | 0 | 0.1 | 0 | 275 | 1 | Honeywell | 2023-10-20 | redacted
Low Income - Power to Save | Faucet Aerators | 0 | 0 | 0.02 | 110.58 | 1 | Honeywell | 2023-10-20 | redacted
Low Income - Power to Save | LED Lights | 0 | 0 | 0 | 47.6 | 1 | Honeywell | 2023-10-20 | redacted
Low Income - Power to Save | Outdoor Coil Cleaning | 0 | 0.1 | 0 | 275 | 1 | Honeywell | 2023-10-16 | redacted
Low Income - Power to Save | HVAC Inspection | 0 | 0.17 | 0 | 268.73 | 1 | Honeywell | 2023-10-16 | redacted
Low Income - Power to Save | Faucet Aerators | 0 | 0 | 0.02 | 110.58 | 1 | Honeywell | 2023-10-16 | redacted
Low Income - Power to Save | Low Flow Showerhead | 0 | 0.04 | 0.1 | 504.08 | 1 | Honeywell | 2023-10-16 | redacted
Low Income - Power to Save | LED Lights | 0 | 0 | 0 | 47.6 | 1 | Honeywell | 2023-10-16 | redacted
Low Income - Power to Save | Weather Strip/Caulk | 0 | 0.25 | 0.09 | 503.3 | 1 | Honeywell | 2023-10-26 | redacted
Low Income - Power to Save | Low Flow Showerhead | 0 | 0.04 | 0.1 | 504.08 | 1 | Honeywell | 2023-10-26 | redacted
Low Income - Power to Save | LED Lights | 0 | 0 | 0 | 47.6 | 1 | Honeywell | 2023-10-26 | redacted
Low Income - Power to Save | Faucet Aerators | 0 | 0 | 0.02 | 110.58 | 1 | Honeywell | 2023-10-31 | redacted
Low Income - Power to Save | Low Flow Showerhead | 0 | 0.04 | 0.1 | 504.08 | 1 | Honeywell | 2023-10-31 | redacted
Low Income - Power to Save | Weather Strip/Caulk | 0 | 0.25 | 0.09 | 503.3 | 1 | Honeywell | 2023-10-30 | redacted
Low Income - Power to Save | HVAC Inspection | 0 | 0.17 | 0 | 268.73 | 1 | Honeywell | 2023-10-30 | redacted
Low Income - Power to Save | Faucet Aerators | 0 | 0 | 0.02 | 110.58 | 1 | Honeywell | 2023-10-30 | redacted
Low Income - Power to Save | LI - DUCT | 0 | 0.4 | 0.12 | 775.77 | 1 | Honeywell | 2023-10-30 | redacted
Low Income - Power to Save | LED Lights | 0 | 0 | 0 | 47.6 | 1 | Honeywell | 2023-10-30 | redacted
Low Income - Power to Save | Weather Strip/Caulk | 0 | 0.25 | 0.09 | 503.3 | 1 | Honeywell | 2023-10-26 | redacted
Low Income - Power to Save | Faucet Aerators | 0 | 0 | 0.02 | 110.58 | 1 | Honeywell | 2023-10-26 | redacted
Low Income - Power to Save | Low Flow Showerhead | 0 | 0.04 | 0.1 | 504.08 | 1 | Honeywell | 2023-10-26 | redacted
Low Income - Power to Save | LED Lights | 0 | 0 | 0 | 47.6 | 1 | Honeywell | 2023-10-26 | redacted
Low Income - Power to Save | Weather Strip/Caulk | 0 | 0.25 | 0.09 | 503.3 | 1 | Honeywell | 2023-10-27 | redacted
Low Income - Power to Save | Outdoor Coil Cleaning | 0 | 0.1 | 0 | 275 | 1 | Honeywell | 2023-10-27 | redacted
Low Income - Power to Save | Faucet Aerators | 0 | 0 | 0.02 | 110.58 | 1 | Honeywell | 2023-10-27 | redacted
Low Income - Power to Save | LED Lights | 0 | 0 | 0 | 47.6 | 1 | Honeywell | 2023-10-27 | redacted
Low Income - Power to Save | Weather Strip/Caulk | 0 | 0.25 | 0.09 | 503.3 | 1 | Honeywell | 2023-10-27 | redacted
Low Income - Power to Save | HVAC Inspection | 0 | 0.17 | 0 | 268.73 | 1 | Honeywell | 2023-10-27 | redacted
Low Income - Power to Save | Faucet Aerators | 0 | 0 | 0.02 | 110.58 | 1 | Honeywell | 2023-10-27 | redacted
Low Income - Power to Save | LI - DUCT | 0 | 0.4 | 0.12 | 775.77 | 1 | Honeywell | 2023-10-27 | redacted
Low Income - Power to Save | LED Lights | 0 | 0 | 0 | 47.6 | 1 | Honeywell | 2023-10-27 | redacted
Low Income - Power to Save | Outdoor Coil Cleaning | 0 | 0.1 | 0 | 275 | 1 | Honeywell | 2023-10-19 | redacted
Low Income - Power to Save | Faucet Aerators | 0 | 0 | 0.02 | 110.58 | 1 | Honeywell | 2023-10-19 | redacted
Low Income - Power to Save | Low Flow Showerhead | 0 | 0.04 | 0.1 | 504.08 | 1 | Honeywell | 2023-10-19 | redacted
Low Income - Power to Save | LED Lights | 0 | 0 | 0 | 47.6 | 1 | Honeywell | 2023-10-19 | redacted
Low Income - Power to Save | Weather Strip/Caulk | 0 | 0.25 | 0.09 | 503.3 | 1 | Honeywell | 2023-10-27 | redacted
Low Income - Power to Save | Outdoor Coil Cleaning | 0 | 0.1 | 0 | 275 | 1 | Honeywell | 2023-10-27 | redacted
Low Income - Power to Save | Faucet Aerators | 0 | 0 | 0.02 | 110.58 | 1 | Honeywell | 2023-10-27 | redacted
Low Income - Power to Save | Low Flow Showerhead | 0 | 0.04 | 0.1 | 504.08 | 1 | Honeywell | 2023-10-27 | redacted
Low Income - Power to Save | LED Lights | 0 | 0 | 0 | 47.6 | 1 | Honeywell | 2023-10-27 | redacted
Low Income - Power to Save | Weather Strip/Caulk | 0 | 0.25 | 0.09 | 503.3 | 1 | Honeywell | 2023-10-30 | redacted
Low Income - Power to Save | Pipe Wrap | 0 | 0.01 | 0.03 | 143.65 | 1 | Honeywell | 2023-10-30 | redacted
Low Income - Power to Save | Outdoor Coil Cleaning | 0 | 0.1 | 0 | 275 | 1 | Honeywell | 2023-10-30 | redacted
Low Income - Power to Save | HVAC Inspection | 0 | 0.17 | 0 | 268.73 | 1 | Honeywell | 2023-10-30 | redacted
Low Income - Power to Save | Low Flow Showerhead | 0 | 0.04 | 0.1 | 504.08 | 1 | Honeywell | 2023-10-30 | redacted
Low Income - Power to Save | LI - DUCT | 0 | 0.4 | 0.12 | 775.77 | 1 | Honeywell | 2023-10-30 | redacted
Low Income - Power to Save | LED Lights | 0 | 0 | 0 | 47.6 | 1 | Honeywell | 2023-10-30 | redacted
Low Income - Power to Save | Weather Strip/Caulk | 0 | 0.25 | 0.09 | 503.3 | 1 | Honeywell | 2023-10-20 | redacted
Low Income - Power to Save | Pipe Wrap | 0 | 0.01 | 0.03 | 143.65 | 1 | Honeywell | 2023-10-20 | redacted
Low Income - Power to Save | Outdoor Coil Cleaning | 0 | 0.1 | 0 | 275 | 1 | Honeywell | 2023-10-20 | redacted
Low Income - Power to Save | HVAC Inspection | 0 | 0.17 | 0 | 268.73 | 1 | Honeywell | 2023-10-20 | redacted
Low Income - Power to Save | Faucet Aerators | 0 | 0 | 0.02 | 110.58 | 1 | Honeywell | 2023-10-20 | redacted
Low Income - Power to Save | Low Flow Showerhead | 0 | 0.04 | 0.1 | 504.08 | 1 | Honeywell | 2023-10-20 | redacted
Low Income - Power to Save | LI - DUCT | 0 | 0.4 | 0.12 | 775.77 | 1 | Honeywell | 2023-10-20 | redacted
Low Income - Power to Save | LED Lights | 0 | 0 | 0 | 47.6 | 1 | Honeywell | 2023-10-20 | redacted
Low Income - Power to Save | Weather Strip/Caulk | 0 | 0.25 | 0.09 | 503.3 | 1 | Honeywell | 2023-10-18 | redacted
Low Income - Power to Save | Pipe Wrap | 0 | 0.01 | 0.03 | 143.65 | 1 | Honeywell | 2023-10-18 | redacted
Low Income - Power to Save | Outdoor Coil Cleaning | 0 | 0.1 | 0 | 275 | 1 | Honeywell | 2023-10-18 | redacted
Low Income - Power to Save | HVAC Inspection | 0 | 0.17 | 0 | 268.73 | 1 | Honeywell | 2023-10-18 | redacted
Low Income - Power to Save | Low Flow Showerhead | 0 | 0.04 | 0.1 | 504.08 | 1 | Honeywell | 2023-10-18 | redacted
Low Income - Power to Save | LI - DUCT | 0 | 0.4 | 0.12 | 775.77 | 1 | Honeywell | 2023-10-18 | redacted
Low Income - Power to Save | LED Lights | 0 | 0 | 0 | 47.6 | 1 | Honeywell | 2023-10-18 | redacted
Low Income - Power to Save | Weather Strip/Caulk | 0 | 0.25 | 0.09 | 503.3 | 1 | Honeywell | 2023-10-16 | redacted
Low Income - Power to Save | Low Flow Showerhead | 0 | 0.04 | 0.1 | 504.08 | 1 | Honeywell | 2023-10-16 | redacted
Low Income - Power to Save | LED Lights | 0 | 0 | 0 | 47.6 | 1 | Honeywell | 2023-10-16 | redacted
Low Income - Power to Save | Weather Strip/Caulk | 0 | 0.25 | 0.09 | 503.3 | 1 | Honeywell | 2023-10-31 | redacted
Low Income - Power to Save | HVAC Inspection | 0 | 0.17 | 0 | 268.73 | 1 | Honeywell | 2023-10-31 | redacted
Low Income - Power to Save | Faucet Aerators | 0 | 0 | 0.02 | 110.58 | 1 | Honeywell | 2023-10-31 | redacted
Low Income - Power to Save | LI - DUCT | 0 | 0.4 | 0.12 | 775.77 | 1 | Honeywell | 2023-10-31 | redacted
Low Income - Power to Save | LED Lights | 0 | 0 | 0 | 47.6 | 1 | Honeywell | 2023-10-31 | redacted
Low Income - Power to Save | Weather Strip/Caulk | 0 | 0.25 | 0.09 | 503.3 | 1 | Honeywell | 2023-10-18 | redacted
Low Income - Power to Save | Faucet Aerators | 0 | 0 | 0.02 | 110.58 | 1 | Honeywell | 2023-10-18 | redacted
Low Income - Power to Save | Low Flow Showerhead | 0 | 0.04 | 0.1 | 504.08 | 1 | Honeywell | 2023-10-18 | redacted
Low Income - Power to Save | LED Lights | 0 | 0 | 0 | 47.6 | 1 | Honeywell | 2023-10-18 | redacted
Low Income - Power to Save | Weather Strip/Caulk | 0 | 0.25 | 0.09 | 503.3 | 1 | Honeywell | 2023-10-30 | redacted
Low Income - Power to Save | Outdoor Coil Cleaning | 0 | 0.1 | 0 | 275 | 1 | Honeywell | 2023-10-30 | redacted
Low Income - Power to Save | Faucet Aerators | 0 | 0 | 0.02 | 110.58 | 1 | Honeywell | 2023-10-30 | redacted
Low Income - Power to Save | Low Flow Showerhead | 0 | 0.04 | 0.1 | 504.08 | 1 | Honeywell | 2023-10-30 | redacted
Low Income - Power to Save | LED Lights | 0 | 0 | 0 | 47.6 | 1 | Honeywell | 2023-10-30 | redacted
Low Income - Power to Save | Weather Strip/Caulk | 0 | 0.25 | 0.09 | 503.3 | 1 | Honeywell | 2023-10-20 | redacted
Low Income - Power to Save | Pipe Wrap | 0 | 0.01 | 0.03 | 143.65 | 1 | Honeywell | 2023-10-20 | redacted
Low Income - Power to Save | Outdoor Coil Cleaning | 0 | 0.1 | 0 | 275 | 1 | Honeywell | 2023-10-20 | redacted
Low Income - Power to Save | HVAC Inspection | 0 | 0.17 | 0 | 268.73 | 1 | Honeywell | 2023-10-20 | redacted
Low Income - Power to Save | Faucet Aerators | 0 | 0 | 0.02 | 110.58 | 1 | Honeywell | 2023-10-20 | redacted
Low Income - Power to Save | Low Flow Showerhead | 0 | 0.04 | 0.1 | 504.08 | 1 | Honeywell | 2023-10-20 | redacted
Low Income - Power to Save | LI - DUCT | 0 | 0.4 | 0.12 | 775.77 | 1 | Honeywell | 2023-10-20 | redacted
Low Income - Power to Save | LED Lights | 0 | 0 | 0 | 47.6 | 1 | Honeywell | 2023-10-20 | redacted
Low Income - Power to Save | Weather Strip/Caulk | 0 | 0.25 | 0.09 | 503.3 | 1 | Honeywell | 2023-10-30 | redacted
Low Income - Power to Save | Outdoor Coil Cleaning | 0 | 0.1 | 0 | 275 | 1 | Honeywell | 2023-10-30 | redacted
Low Income - Power to Save | HVAC Inspection | 0 | 0.17 | 0 | 268.73 | 1 | Honeywell | 2023-10-30 | redacted
Low Income - Power to Save | Faucet Aerators | 0 | 0 | 0.02 | 110.58 | 1 | Honeywell | 2023-10-30 | redacted
Low Income - Power to Save | Low Flow Showerhead | 0 | 0.04 | 0.1 | 504.08 | 1 | Honeywell | 2023-10-30 | redacted
Low Income - Power to Save | Weather Strip/Caulk | 0 | 0.25 | 0.09 | 503.3 | 1 | Honeywell | 2023-10-31 | redacted
Low Income - Power to Save | Low Flow Showerhead | 0 | 0.04 | 0.1 | 504.08 | 1 | Honeywell | 2023-10-31 | redacted
Low Income - Power to Save | Weather Strip/Caulk | 0 | 0.25 | 0.09 | 503.3 | 1 | Honeywell | 2023-10-30 | redacted
Low Income - Power to Save | HVAC Inspection | 0 | 0.17 | 0 | 268.73 | 1 | Honeywell | 2023-10-30 | redacted
Low Income - Power to Save | Faucet Aerators | 0 | 0 | 0.02 | 110.58 | 1 | Honeywell | 2023-10-30 | redacted
Low Income - Power to Save | LI - DUCT | 0 | 0.4 | 0.12 | 775.77 | 1 | Honeywell | 2023-10-30 | redacted
Low Income - Power to Save | LED Lights | 0 | 0 | 0 | 47.6 | 1 | Honeywell | 2023-10-30 | redacted
Low Income - Power to Save | Weather Strip/Caulk | 0 | 0.25 | 0.09 | 503.3 | 1 | Honeywell | 2023-10-19 | redacted
Low Income - Power to Save | Pipe Wrap | 0 | 0.01 | 0.03 | 143.65 | 1 | Honeywell | 2023-10-19 | redacted
Low Income - Power to Save | Outdoor Coil Cleaning | 0 | 0.1 | 0 | 275 | 1 | Honeywell | 2023-10-19 | redacted
Low Income - Power to Save | HVAC Inspection | 0 | 0.17 | 0 | 268.73 | 1 | Honeywell | 2023-10-19 | redacted
Low Income - Power to Save | Faucet Aerators | 0 | 0 | 0.02 | 110.58 | 1 | Honeywell | 2023-10-19 | redacted
Low Income - Power to Save | Low Flow Showerhead | 0 | 0.04 | 0.1 | 504.08 | 1 | Honeywell | 2023-10-19 | redacted
Low Income - Power to Save | LI - DUCT | 0 | 0.4 | 0.12 | 775.77 | 1 | Honeywell | 2023-10-19 | redacted
Low Income - Power to Save | LED Lights | 0 | 0 | 0 | 47.6 | 1 | Honeywell | 2023-10-19 | redacted
Low Income - Power to Save | Weather Strip/Caulk | 0 | 0.25 | 0.09 | 503.3 | 1 | Honeywell | 2023-10-27 | redacted
Low Income - Power to Save | Outdoor Coil Cleaning | 0 | 0.1 | 0 | 275 | 1 | Honeywell | 2023-10-17 | redacted
Low Income - Power to Save | Faucet Aerators | 0 | 0 | 0.02 | 110.58 | 1 | Honeywell | 2023-10-17 | redacted
Low Income - Power to Save | Low Flow Showerhead | 0 | 0.04 | 0.1 | 504.08 | 1 | Honeywell | 2023-10-17 | redacted
Low Income - Power to Save | LED Lights | 0 | 0 | 0 | 47.6 | 1 | Honeywell | 2023-10-17 | redacted
Low Income - Power to Save | Weather Strip/Caulk | 0 | 0.25 | 0.09 | 503.3 | 1 | Honeywell | 2023-10-16 | redacted
Low Income - Power to Save | Pipe Wrap | 0 | 0.01 | 0.03 | 143.65 | 1 | Honeywell | 2023-10-16 | redacted
Low Income - Power to Save | Outdoor Coil Cleaning | 0 | 0.1 | 0 | 275 | 1 | Honeywell | 2023-10-16 | redacted
Low Income - Power to Save | Faucet Aerators | 0 | 0 | 0.02 | 110.58 | 1 | Honeywell | 2023-10-16 | redacted
Low Income - Power to Save | Low Flow Showerhead | 0 | 0.04 | 0.1 | 504.08 | 1 | Honeywell | 2023-10-16 | redacted
Low Income - Power to Save | LI - DUCT | 0 | 0.4 | 0.12 | 775.77 | 1 | Honeywell | 2023-10-16 | redacted
Low Income - Power to Save | LED Lights | 0 | 0 | 0 | 47.6 | 1 | Honeywell | 2023-10-16 | redacted
Low Income - Power to Save | Weather Strip/Caulk | 0 | 0.25 | 0.09 | 503.3 | 1 | Honeywell | 2023-10-30 | redacted
Low Income - Power to Save | Pipe Wrap | 0 | 0.01 | 0.03 | 143.65 | 1 | Honeywell | 2023-10-30 | redacted
Low Income - Power to Save | Outdoor Coil Cleaning | 0 | 0.1 | 0 | 275 | 1 | Honeywell | 2023-10-30 | redacted
Low Income - Power to Save | HVAC Inspection | 0 | 0.17 | 0 | 268.73 | 1 | Honeywell | 2023-10-30 | redacted
Low Income - Power to Save | LI - DUCT | 0 | 0.4 | 0.12 | 775.77 | 1 | Honeywell | 2023-10-30 | redacted
Low Income - Power to Save | LED Lights | 0 | 0 | 0 | 47.6 | 1 | Honeywell | 2023-10-30 | redacted
Low Income - Power to Save | Weather Strip/Caulk | 0 | 0.25 | 0.09 | 503.3 | 1 | Honeywell | 2023-10-19 | redacted
Low Income - Power to Save | Pipe Wrap | 0 | 0.01 | 0.03 | 143.65 | 1 | Honeywell | 2023-10-19 | redacted
Low Income - Power to Save | Outdoor Coil Cleaning | 0 | 0.1 | 0 | 275 | 1 | Honeywell | 2023-10-19 | redacted
Low Income - Power to Save | HVAC Inspection | 0 | 0.17 | 0 | 268.73 | 1 | Honeywell | 2023-10-19 | redacted
Low Income - Power to Save | Faucet Aerators | 0 | 0 | 0.02 | 110.58 | 1 | Honeywell | 2023-10-19 | redacted
Low Income - Power to Save | Low Flow Showerhead | 0 | 0.04 | 0.1 | 504.08 | 1 | Honeywell | 2023-10-19 | redacted
Low Income - Power to Save | LI - DUCT | 0 | 0.4 | 0.12 | 775.77 | 1 | Honeywell | 2023-10-19 | redacted
Low Income - Power to Save | LED Lights | 0 | 0 | 0 | 47.6 | 1 | Honeywell | 2023-10-19 | redacted
Low Income - Power to Save | Weather Strip/Caulk | 0 | 0.25 | 0.09 | 503.3 | 1 | Honeywell | 2023-10-30 | redacted
Low Income - Power to Save | HVAC Inspection | 0 | 0.17 | 0 | 268.73 | 1 | Honeywell | 2023-10-30 | redacted
Low Income - Power to Save | Faucet Aerators | 0 | 0 | 0.02 | 110.58 | 1 | Honeywell | 2023-10-30 | redacted
Low Income - Power to Save | LI - DUCT | 0 | 0.4 | 0.12 | 775.77 | 1 | Honeywell | 2023-10-30 | redacted
Low Income - Power to Save | LED Lights | 0 | 0 | 0 | 47.6 | 1 | Honeywell | 2023-10-30 | redacted
Low Income - Power to Save | Weather Strip/Caulk | 0 | 0.25 | 0.09 | 503.3 | 1 | Honeywell | 2023-10-16 | redacted
Low Income - Power to Save | Outdoor Coil Cleaning | 0 | 0.1 | 0 | 275 | 1 | Honeywell | 2023-10-16 | redacted
Low Income - Power to Save | HVAC Inspection | 0 | 0.17 | 0 | 268.73 | 1 | Honeywell | 2023-10-16 | redacted
Low Income - Power to Save | Faucet Aerators | 0 | 0 | 0.02 | 110.58 | 1 | Honeywell | 2023-10-16 | redacted
Low Income - Power to Save | Low Flow Showerhead | 0 | 0.04 | 0.1 | 504.08 | 1 | Honeywell | 2023-10-16 | redacted
Low Income - Power to Save | LI - DUCT | 0 | 0.4 | 0.12 | 775.77 | 1 | Honeywell | 2023-10-16 | redacted
Low Income - Power to Save | LED Lights | 0 | 0 | 0 | 47.6 | 1 | Honeywell | 2023-10-16 | redacted
Low Income - Power to Save | Weather Strip/Caulk | 0 | 0.25 | 0.09 | 503.3 | 1 | Honeywell | 2023-10-27 | redacted
Low Income - Power to Save | Outdoor Coil Cleaning | 0 | 0.1 | 0 | 275 | 1 | Honeywell | 2023-10-27 | redacted
Low Income - Power to Save | Faucet Aerators | 0 | 0 | 0.02 | 110.58 | 1 | Honeywell | 2023-10-27 | redacted
Low Income - Power to Save | Low Flow Showerhead | 0 | 0.04 | 0.1 | 504.08 | 1 | Honeywell | 2023-10-27 | redacted
Low Income - Power to Save | LED Lights | 0 | 0 | 0 | 47.6 | 1 | Honeywell | 2023-10-27 | redacted
Low Income - Power to Save | Weather Strip/Caulk | 0 | 0.25 | 0.09 | 503.3 | 1 | Honeywell | 2023-10-19 | redacted
Low Income - Power to Save | Outdoor Coil Cleaning | 0 | 0.1 | 0 | 275 | 1 | Honeywell | 2023-10-19 | redacted
Low Income - Power to Save | HVAC Inspection | 0 | 0.17 | 0 | 268.73 | 1 | Honeywell | 2023-10-19 | redacted
Low Income - Power to Save | Low Flow Showerhead | 0 | 0.04 | 0.1 | 504.08 | 1 | Honeywell | 2023-10-19 | redacted
Low Income - Power to Save | LI - DUCT | 0 | 0.4 | 0.12 | 775.77 | 1 | Honeywell | 2023-10-19 | redacted
Low Income - Power to Save | LED Lights | 0 | 0 | 0 | 47.6 | 1 | Honeywell | 2023-10-19 | redacted
Low Income - Power to Save | Weather Strip/Caulk | 0 | 0.25 | 0.09 | 503.3 | 1 | Honeywell | 2023-10-31 | redacted
Low Income - Power to Save | Outdoor Coil Cleaning | 0 | 0.1 | 0 | 275 | 1 | Honeywell | 2023-10-31 | redacted
Low Income - Power to Save | HVAC Inspection | 0 | 0.17 | 0 | 268.73 | 1 | Honeywell | 2023-10-31 | redacted
Low Income - Power to Save | Faucet Aerators | 0 | 0 | 0.02 | 110.58 | 1 | Honeywell | 2023-10-31 | redacted
Low Income - Power to Save | Low Flow Showerhead | 0 | 0.04 | 0.1 | 504.08 | 1 | Honeywell | 2023-10-31 | redacted
Low Income - Power to Save | LI - DUCT | 0 | 0.4 | 0.12 | 775.77 | 1 | Honeywell | 2023-10-31 | redacted
Low Income - Power to Save | LED Lights | 0 | 0 | 0 | 47.6 | 1 | Honeywell | 2023-10-31 | redacted
Low Income - Power to Save | Weather Strip/Caulk | 0 | 0.25 | 0.09 | 503.3 | 1 | Honeywell | 2023-10-26 | redacted
Low Income - Power to Save | HVAC Inspection | 0 | 0.17 | 0 | 268.73 | 1 | Honeywell | 2023-10-26 | redacted
Low Income - Power to Save | Faucet Aerators | 0 | 0 | 0.02 | 110.58 | 1 | Honeywell | 2023-10-26 | redacted
Low Income - Power to Save | LI - DUCT | 0 | 0.4 | 0.12 | 775.77 | 1 | Honeywell | 2023-10-26 | redacted
Low Income - Power to Save | LED Lights | 0 | 0 | 0 | 47.6 | 1 | Honeywell | 2023-10-26 | redacted
Low Income - Power to Save | Weather Strip/Caulk | 0 | 0.25 | 0.09 | 503.3 | 1 | Honeywell | 2023-10-31 | redacted
Low Income - Power to Save | HVAC Inspection | 0 | 0.17 | 0 | 268.73 | 1 | Honeywell | 2023-10-31 | redacted
Low Income - Power to Save | Faucet Aerators | 0 | 0 | 0.02 | 110.58 | 1 | Honeywell | 2023-10-31 | redacted
Low Income - Power to Save | LI - DUCT | 0 | 0.4 | 0.12 | 775.77 | 1 | Honeywell | 2023-10-31 | redacted
Low Income - Power to Save | LED Lights | 0 | 0 | 0 | 47.6 | 1 | Honeywell | 2023-10-31 | redacted
Low Income - Power to Save | Outdoor Coil Cleaning | 0 | 0.1 | 0 | 275 | 1 | Honeywell | 2023-10-16 | redacted
Low Income - Power to Save | Faucet Aerators | 0 | 0 | 0.02 | 110.58 | 1 | Honeywell | 2023-10-16 | redacted
Low Income - Power to Save | Low Flow Showerhead | 0 | 0.04 | 0.1 | 504.08 | 1 | Honeywell | 2023-10-16 | redacted
Low Income - Power to Save | LED Lights | 0 | 0 | 0 | 47.6 | 1 | Honeywell | 2023-10-16 | redacted
Low Income - Power to Save | Weather Strip/Caulk | 0 | 0.25 | 0.09 | 503.3 | 1 | Honeywell | 2023-10-27 | redacted
Low Income - Power to Save | HVAC Inspection | 0 | 0.17 | 0 | 268.73 | 1 | Honeywell | 2023-10-27 | redacted
Low Income - Power to Save | Faucet Aerators | 0 | 0 | 0.02 | 110.58 | 1 | Honeywell | 2023-10-27 | redacted
Low Income - Power to Save | LI - DUCT | 0 | 0.4 | 0.12 | 775.77 | 1 | Honeywell | 2023-10-27 | redacted
Low Income - Power to Save | LED Lights | 0 | 0 | 0 | 47.6 | 1 | Honeywell | 2023-10-27 | redacted
Low Income - Power to Save | Weather Strip/Caulk | 0 | 0.25 | 0.09 | 503.3 | 1 | Honeywell | 2023-10-19 | redacted
Low Income - Power to Save | Outdoor Coil Cleaning | 0 | 0.1 | 0 | 275 | 1 | Honeywell | 2023-10-19 | redacted
Low Income - Power to Save | HVAC Inspection | 0 | 0.17 | 0 | 268.73 | 1 | Honeywell | 2023-10-19 | redacted
Low Income - Power to Save | Low Flow Showerhead | 0 | 0.04 | 0.1 | 504.08 | 1 | Honeywell | 2023-10-19 | redacted
Low Income - Power to Save | LI - DUCT | 0 | 0.4 | 0.12 | 775.77 | 1 | Honeywell | 2023-10-19 | redacted
Low Income - Power to Save | LED Lights | 0 | 0 | 0 | 47.6 | 1 | Honeywell | 2023-10-19 | redacted
Low Income - Power to Save | Weather Strip/Caulk | 0 | 0.25 | 0.09 | 503.3 | 1 | Honeywell | 2023-10-16 | redacted
Low Income - Power to Save | Outdoor Coil Cleaning | 0 | 0.1 | 0 | 275 | 1 | Honeywell | 2023-10-16 | redacted
Low Income - Power to Save | HVAC Inspection | 0 | 0.17 | 0 | 268.73 | 1 | Honeywell | 2023-10-16 | redacted
Low Income - Power to Save | Faucet Aerators | 0 | 0 | 0.02 | 110.58 | 1 | Honeywell | 2023-10-16 | redacted
Low Income - Power to Save | Low Flow Showerhead | 0 | 0.04 | 0.1 | 504.08 | 1 | Honeywell | 2023-10-16 | redacted
Low Income - Power to Save | LI - DUCT | 0 | 0.4 | 0.12 | 775.77 | 1 | Honeywell | 2023-10-16 | redacted
Low Income - Power to Save | LED Lights | 0 | 0 | 0 | 47.6 | 1 | Honeywell | 2023-10-16 | redacted
Low Income - Power to Save | Weather Strip/Caulk | 0 | 0.25 | 0.09 | 503.3 | 1 | Honeywell | 2023-10-18 | redacted
Low Income - Power to Save | Faucet Aerators | 0 | 0 | 0.02 | 110.58 | 1 | Honeywell | 2023-10-18 | redacted
Low Income - Power to Save | LED Lights | 0 | 0 | 0 | 47.6 | 1 | Honeywell | 2023-10-18 | redacted
Low Income - Power to Save | Weather Strip/Caulk | 0 | 0.25 | 0.09 | 503.3 | 1 | Honeywell | 2023-10-19 | redacted
Low Income - Power to Save | Pipe Wrap | 0 | 0.01 | 0.03 | 143.65 | 1 | Honeywell | 2023-10-19 | redacted
Low Income - Power to Save | Outdoor Coil Cleaning | 0 | 0.1 | 0 | 275 | 1 | Honeywell | 2023-10-19 | redacted
Low Income - Power to Save | HVAC Inspection | 0 | 0.17 | 0 | 268.73 | 1 | Honeywell | 2023-10-19 | redacted
Low Income - Power to Save | Low Flow Showerhead | 0 | 0.04 | 0.1 | 504.08 | 1 | Honeywell | 2023-10-19 | redacted
Low Income - Power to Save | LI - DUCT | 0 | 0.4 | 0.12 | 775.77 | 1 | Honeywell | 2023-10-19 | redacted
Low Income - Power to Save | LED Lights | 0 | 0 | 0 | 47.6 | 1 | Honeywell | 2023-10-19 | redacted
Low Income - Power to Save | Weather Strip/Caulk | 0 | 0.25 | 0.09 | 503.3 | 1 | Honeywell | 2023-10-27 | redacted
Low Income - Power to Save | HVAC Inspection | 0 | 0.17 | 0 | 268.73 | 1 | Honeywell | 2023-10-27 | redacted
Low Income - Power to Save | Faucet Aerators | 0 | 0 | 0.02 | 110.58 | 1 | Honeywell | 2023-10-27 | redacted
Low Income - Power to Save | LI - DUCT | 0 | 0.4 | 0.12 | 775.77 | 1 | Honeywell | 2023-10-27 | redacted
Low Income - Power to Save | LED Lights | 0 | 0 | 0 | 47.6 | 1 | Honeywell | 2023-10-27 | redacted
Low Income - Power to Save | Weather Strip/Caulk | 0 | 0.25 | 0.09 | 503.3 | 1 | Honeywell | 2023-10-27 | redacted
Low Income - Power to Save | HVAC Inspection | 0 | 0.17 | 0 | 268.73 | 1 | Honeywell | 2023-10-27 | redacted
Low Income - Power to Save | Faucet Aerators | 0 | 0 | 0.02 | 110.58 | 1 | Honeywell | 2023-10-27 | redacted
Low Income - Power to Save | LI - DUCT | 0 | 0.4 | 0.12 | 775.77 | 1 | Honeywell | 2023-10-27 | redacted
Low Income - Power to Save | LED Lights | 0 | 0 | 0 | 47.6 | 1 | Honeywell | 2023-10-27 | redacted
Low Income - Power to Save | Weather Strip/Caulk | 0 | 0.25 | 0.09 | 503.3 | 1 | Honeywell | 2023-10-20 | redacted
Low Income - Power to Save | Pipe Wrap | 0 | 0.01 | 0.03 | 143.65 | 1 | Honeywell | 2023-10-20 | redacted
Low Income - Power to Save | Outdoor Coil Cleaning | 0 | 0.1 | 0 | 275 | 1 | Honeywell | 2023-10-20 | redacted
Low Income - Power to Save | HVAC Inspection | 0 | 0.17 | 0 | 268.73 | 1 | Honeywell | 2023-10-20 | redacted
Low Income - Power to Save | Faucet Aerators | 0 | 0 | 0.02 | 110.58 | 1 | Honeywell | 2023-10-20 | redacted
Low Income - Power to Save | Low Flow Showerhead | 0 | 0.04 | 0.1 | 504.08 | 1 | Honeywell | 2023-10-20 | redacted
Low Income - Power to Save | LI - DUCT | 0 | 0.4 | 0.12 | 775.77 | 1 | Honeywell | 2023-10-20 | redacted
Low Income - Power to Save | LED Lights | 0 | 0 | 0 | 47.6 | 1 | Honeywell | 2023-10-20 | redacted
Low Income - Power to Save | Weather Strip/Caulk | 0 | 0.25 | 0.09 | 503.3 | 1 | Honeywell | 2023-10-26 | redacted
Low Income - Power to Save | LED Lights | 0 | 0 | 0 | 47.6 | 1 | Honeywell | 2023-10-26 | redacted
Low Income - Power to Save | Weather Strip/Caulk | 0 | 0.25 | 0.09 | 503.3 | 1 | Honeywell | 2023-10-17 | redacted
Low Income - Power to Save | Outdoor Coil Cleaning | 0 | 0.1 | 0 | 275 | 1 | Honeywell | 2023-10-17 | redacted
Low Income - Power to Save | Low Flow Showerhead | 0 | 0.04 | 0.1 | 504.08 | 1 | Honeywell | 2023-10-17 | redacted
Low Income - Power to Save | LED Lights | 0 | 0 | 0 | 47.6 | 1 | Honeywell | 2023-10-17 | redacted
Low Income - Power to Save | Faucet Aerators | 0 | 0 | 0.02 | 110.58 | 1 | Honeywell | 2023-10-17 | redacted
Low Income - Power to Save | Low Flow Showerhead | 0 | 0.04 | 0.1 | 504.08 | 1 | Honeywell | 2023-10-17 | redacted
Low Income - Power to Save | LED Lights | 0 | 0 | 0 | 47.6 | 1 | Honeywell | 2023-10-17 | redacted
Low Income - Power to Save | Weather Strip/Caulk | 0 | 0.25 | 0.09 | 503.3 | 1 | Honeywell | 2023-10-18 | redacted
Low Income - Power to Save | Outdoor Coil Cleaning | 0 | 0.1 | 0 | 275 | 1 | Honeywell | 2023-10-18 | redacted
Low Income - Power to Save | Low Flow Showerhead | 0 | 0.04 | 0.1 | 504.08 | 1 | Honeywell | 2023-10-18 | redacted
Low Income - Power to Save | LED Lights | 0 | 0 | 0 | 47.6 | 1 | Honeywell | 2023-10-18 | redacted
Low Income - Power to Save | Weather Strip/Caulk | 0 | 0.25 | 0.09 | 503.3 | 1 | Honeywell | 2023-10-17 | redacted
Low Income - Power to Save | Outdoor Coil Cleaning | 0 | 0.1 | 0 | 275 | 1 | Honeywell | 2023-10-17 | redacted
Low Income - Power to Save | HVAC Inspection | 0 | 0.17 | 0 | 268.73 | 1 | Honeywell | 2023-10-17 | redacted
Low Income - Power to Save | Low Flow Showerhead | 0 | 0.04 | 0.1 | 504.08 | 1 | Honeywell | 2023-10-17 | redacted
Low Income - Power to Save | LED Lights | 0 | 0 | 0 | 47.6 | 1 | Honeywell | 2023-10-17 | redacted
Low Income - Power to Save | Weather Strip/Caulk | 0 | 0.25 | 0.09 | 503.3 | 1 | Honeywell | 2023-10-16 | redacted
Low Income - Power to Save | Outdoor Coil Cleaning | 0 | 0.1 | 0 | 275 | 1 | Honeywell | 2023-10-16 | redacted
Low Income - Power to Save | HVAC Inspection | 0 | 0.17 | 0 | 268.73 | 1 | Honeywell | 2023-10-16 | redacted
Low Income - Power to Save | Faucet Aerators | 0 | 0 | 0.02 | 110.58 | 1 | Honeywell | 2023-10-16 | redacted
Low Income - Power to Save | Low Flow Showerhead | 0 | 0.04 | 0.1 | 504.08 | 1 | Honeywell | 2023-10-16 | redacted
Low Income - Power to Save | LI - DUCT | 0 | 0.4 | 0.12 | 775.77 | 1 | Honeywell | 2023-10-16 | redacted
Low Income - Power to Save | LED Lights | 0 | 0 | 0 | 47.6 | 1 | Honeywell | 2023-10-16 | redacted
Low Income - Power to Save | Weather Strip/Caulk | 0 | 0.25 | 0.09 | 503.3 | 1 | Honeywell | 2023-10-30 | redacted
Low Income - Power to Save | HVAC Inspection | 0 | 0.17 | 0 | 268.73 | 1 | Honeywell | 2023-10-30 | redacted
Low Income - Power to Save | Faucet Aerators | 0 | 0 | 0.02 | 110.58 | 1 | Honeywell | 2023-10-30 | redacted
Low Income - Power to Save | LI - DUCT | 0 | 0.4 | 0.12 | 775.77 | 1 | Honeywell | 2023-10-30 | redacted
Low Income - Power to Save | LED Lights | 0 | 0 | 0 | 47.6 | 1 | Honeywell | 2023-10-30 | redacted
Low Income - Power to Save | Outdoor Coil Cleaning | 0 | 0.1 | 0 | 275 | 1 | Honeywell | 2023-10-18 | redacted
Low Income - Power to Save | Faucet Aerators | 0 | 0 | 0.02 | 110.58 | 1 | Honeywell | 2023-10-18 | redacted
Low Income - Power to Save | Low Flow Showerhead | 0 | 0.04 | 0.1 | 504.08 | 1 | Honeywell | 2023-10-18 | redacted
Low Income - Power to Save | LED Lights | 0 | 0 | 0 | 47.6 | 1 | Honeywell | 2023-10-18 | redacted
Low Income - Power to Save | Faucet Aerators | 0 | 0 | 0.02 | 110.58 | 1 | Honeywell | 2023-10-26 | redacted
Low Income - Power to Save | Low Flow Showerhead | 0 | 0.04 | 0.1 | 504.08 | 1 | Honeywell | 2023-10-26 | redacted
Low Income - Power to Save | LED Lights | 0 | 0 | 0 | 47.6 | 1 | Honeywell | 2023-10-26 | redacted
Low Income - Power to Save | Weather Strip/Caulk | 0 | 0.25 | 0.09 | 503.3 | 1 | Honeywell | 2023-10-19 | redacted
Low Income - Power to Save | Outdoor Coil Cleaning | 0 | 0.1 | 0 | 275 | 1 | Honeywell | 2023-10-19 | redacted
Low Income - Power to Save | HVAC Inspection | 0 | 0.17 | 0 | 268.73 | 1 | Honeywell | 2023-10-19 | redacted
Low Income - Power to Save | Faucet Aerators | 0 | 0 | 0.02 | 110.58 | 1 | Honeywell | 2023-10-19 | redacted
Low Income - Power to Save | Low Flow Showerhead | 0 | 0.04 | 0.1 | 504.08 | 1 | Honeywell | 2023-10-19 | redacted
Low Income - Power to Save | LI - DUCT | 0 | 0.4 | 0.12 | 775.77 | 1 | Honeywell | 2023-10-19 | redacted
Low Income - Power to Save | LED Lights | 0 | 0 | 0 | 47.6 | 1 | Honeywell | 2023-10-19 | redacted
Low Income - Power to Save | Weather Strip/Caulk | 0 | 0.25 | 0.09 | 503.3 | 1 | Honeywell | 2023-10-19 | redacted
Low Income - Power to Save | Outdoor Coil Cleaning | 0 | 0.1 | 0 | 275 | 1 | Honeywell | 2023-10-19 | redacted
Low Income - Power to Save | HVAC Inspection | 0 | 0.17 | 0 | 268.73 | 1 | Honeywell | 2023-10-19 | redacted
Low Income - Power to Save | LI - DUCT | 0 | 0.4 | 0.12 | 775.77 | 1 | Honeywell | 2023-10-19 | redacted
Low Income - Power to Save | LED Lights | 0 | 0 | 0 | 47.6 | 1 | Honeywell | 2023-10-19 | redacted
Low Income - Power to Save | Weather Strip/Caulk | 0 | 0.25 | 0.09 | 503.3 | 1 | Honeywell | 2023-10-30 | redacted
Low Income - Power to Save | HVAC Inspection | 0 | 0.17 | 0 | 268.73 | 1 | Honeywell | 2023-10-30 | redacted
Low Income - Power to Save | Faucet Aerators | 0 | 0 | 0.02 | 110.58 | 1 | Honeywell | 2023-10-30 | redacted
Low Income - Power to Save | LI - DUCT | 0 | 0.4 | 0.12 | 775.77 | 1 | Honeywell | 2023-10-30 | redacted
Low Income - Power to Save | LED Lights | 0 | 0 | 0 | 47.6 | 1 | Honeywell | 2023-10-30 | redacted
Low Income - Power to Save | Weather Strip/Caulk | 0 | 0.25 | 0.09 | 503.3 | 1 | Honeywell | 2023-10-26 | redacted
Low Income - Power to Save | HVAC Inspection | 0 | 0.17 | 0 | 268.73 | 1 | Honeywell | 2023-10-26 | redacted
Low Income - Power to Save | Faucet Aerators | 0 | 0 | 0.02 | 110.58 | 1 | Honeywell | 2023-10-26 | redacted
Low Income - Power to Save | LI - DUCT | 0 | 0.4 | 0.12 | 775.77 | 1 | Honeywell | 2023-10-26 | redacted
Low Income - Power to Save | LED Lights | 0 | 0 | 0 | 47.6 | 1 | Honeywell | 2023-10-26 | redacted
Low Income - Power to Save | Weather Strip/Caulk | 0 | 0.25 | 0.09 | 503.3 | 1 | Honeywell | 2023-10-31 | redacted
Low Income - Power to Save | HVAC Inspection | 0 | 0.17 | 0 | 268.73 | 1 | Honeywell | 2023-10-31 | redacted
Low Income - Power to Save | Faucet Aerators | 0 | 0 | 0.02 | 110.58 | 1 | Honeywell | 2023-10-31 | redacted
Low Income - Power to Save | LI - DUCT | 0 | 0.4 | 0.12 | 775.77 | 1 | Honeywell | 2023-10-31 | redacted
Low Income - Power to Save | LED Lights | 0 | 0 | 0 | 47.6 | 1 | Honeywell | 2023-10-31 | redacted
Low Income - Power to Save | Weather Strip/Caulk | 0 | 0.25 | 0.09 | 503.3 | 1 | Honeywell | 2023-10-17 | redacted
Low Income - Power to Save | Outdoor Coil Cleaning | 0 | 0.1 | 0 | 275 | 1 | Honeywell | 2023-10-17 | redacted
Low Income - Power to Save | HVAC Inspection | 0 | 0.17 | 0 | 268.73 | 1 | Honeywell | 2023-10-17 | redacted
Low Income - Power to Save | Faucet Aerators | 0 | 0 | 0.02 | 110.58 | 1 | Honeywell | 2023-10-17 | redacted
Low Income - Power to Save | Low Flow Showerhead | 0 | 0.04 | 0.1 | 504.08 | 1 | Honeywell | 2023-10-17 | redacted
Low Income - Power to Save | LI - DUCT | 0 | 0.4 | 0.12 | 775.77 | 1 | Honeywell | 2023-10-17 | redacted
Low Income - Power to Save | LED Lights | 0 | 0 | 0 | 47.6 | 1 | Honeywell | 2023-10-17 | redacted
Low Income - Power to Save | Weather Strip/Caulk | 0 | 0.25 | 0.09 | 503.3 | 1 | Honeywell | 2023-10-17 | redacted
Low Income - Power to Save | Pipe Wrap | 0 | 0.01 | 0.03 | 143.65 | 1 | Honeywell | 2023-10-17 | redacted
Low Income - Power to Save | Outdoor Coil Cleaning | 0 | 0.1 | 0 | 275 | 1 | Honeywell | 2023-10-17 | redacted
Low Income - Power to Save | HVAC Inspection | 0 | 0.17 | 0 | 268.73 | 1 | Honeywell | 2023-10-17 | redacted
Low Income - Power to Save | Faucet Aerators | 0 | 0 | 0.02 | 110.58 | 1 | Honeywell | 2023-10-17 | redacted
Low Income - Power to Save | Low Flow Showerhead | 0 | 0.04 | 0.1 | 504.08 | 1 | Honeywell | 2023-10-17 | redacted
Low Income - Power to Save | LI - DUCT | 0 | 0.4 | 0.12 | 775.77 | 1 | Honeywell | 2023-10-17 | redacted
Low Income - Power to Save | LED Lights | 0 | 0 | 0 | 47.6 | 1 | Honeywell | 2023-10-17 | redacted
Low Income - Power to Save | Weather Strip/Caulk | 0 | 0.25 | 0.09 | 503.3 | 1 | Honeywell | 2023-10-17 | redacted
Low Income - Power to Save | Outdoor Coil Cleaning | 0 | 0.1 | 0 | 275 | 1 | Honeywell | 2023-10-17 | redacted
Low Income - Power to Save | Faucet Aerators | 0 | 0 | 0.02 | 110.58 | 1 | Honeywell | 2023-10-17 | redacted
Low Income - Power to Save | Low Flow Showerhead | 0 | 0.04 | 0.1 | 504.08 | 1 | Honeywell | 2023-10-17 | redacted
Low Income - Power to Save | LED Lights | 0 | 0 | 0 | 47.6 | 1 | Honeywell | 2023-10-17 | redacted
Low Income - Power to Save | Weather Strip/Caulk | 0 | 0.25 | 0.09 | 503.3 | 1 | Honeywell | 2023-10-18 | redacted
Low Income - Power to Save | Faucet Aerators | 0 | 0 | 0.02 | 110.58 | 1 | Honeywell | 2023-10-18 | redacted
Low Income - Power to Save | Low Flow Showerhead | 0 | 0.04 | 0.1 | 504.08 | 1 | Honeywell | 2023-10-18 | redacted
Low Income - Power to Save | LED Lights | 0 | 0 | 0 | 47.6 | 1 | Honeywell | 2023-10-18 | redacted
Low Income - Power to Save | Weather Strip/Caulk | 0 | 0.25 | 0.09 | 503.3 | 1 | Honeywell | 2023-10-20 | redacted
Low Income - Power to Save | Outdoor Coil Cleaning | 0 | 0.1 | 0 | 275 | 1 | Honeywell | 2023-10-20 | redacted
Low Income - Power to Save | HVAC Inspection | 0 | 0.17 | 0 | 268.73 | 1 | Honeywell | 2023-10-20 | redacted
Low Income - Power to Save | Low Flow Showerhead | 0 | 0.04 | 0.1 | 504.08 | 1 | Honeywell | 2023-10-20 | redacted
Low Income - Power to Save | LI - DUCT | 0 | 0.4 | 0.12 | 775.77 | 1 | Honeywell | 2023-10-20 | redacted
Low Income - Power to Save | LED Lights | 0 | 0 | 0 | 47.6 | 1 | Honeywell | 2023-10-20 | redacted
Low Income - Power to Save | Weather Strip/Caulk | 0 | 0.25 | 0.09 | 503.3 | 1 | Honeywell | 2023-10-27 | redacted
Low Income - Power to Save | Faucet Aerators | 0 | 0 | 0.02 | 110.58 | 1 | Honeywell | 2023-10-27 | redacted
Low Income - Power to Save | Low Flow Showerhead | 0 | 0.04 | 0.1 | 504.08 | 1 | Honeywell | 2023-10-27 | redacted
Low Income - Power to Save | LED Lights | 0 | 0 | 0 | 47.6 | 1 | Honeywell | 2023-10-27 | redacted
Low Income - Power to Save | Weather Strip/Caulk | 0 | 0.25 | 0.09 | 503.3 | 1 | Honeywell | 2023-10-26 | redacted
Low Income - Power to Save | Outdoor Coil Cleaning | 0 | 0.1 | 0 | 275 | 1 | Honeywell | 2023-10-26 | redacted
Low Income - Power to Save | Faucet Aerators | 0 | 0 | 0.02 | 110.58 | 1 | Honeywell | 2023-10-26 | redacted
Low Income - Power to Save | Low Flow Showerhead | 0 | 0.04 | 0.1 | 504.08 | 1 | Honeywell | 2023-10-26 | redacted
Low Income - Power to Save | LED Lights | 0 | 0 | 0 | 47.6 | 1 | Honeywell | 2023-10-26 | redacted
Low Income - Power to Save | Faucet Aerators | 0 | 0 | 0.02 | 110.58 | 1 | Honeywell | 2023-10-19 | redacted
Low Income - Power to Save | Low Flow Showerhead | 0 | 0.04 | 0.1 | 504.08 | 1 | Honeywell | 2023-10-19 | redacted
Low Income - Power to Save | LED Lights | 0 | 0 | 0 | 47.6 | 1 | Honeywell | 2023-10-19 | redacted
Low Income - Power to Save | Weather Strip/Caulk | 0 | 0.25 | 0.09 | 503.3 | 1 | Honeywell | 2023-10-19 | redacted
Low Income - Power to Save | Pipe Wrap | 0 | 0.01 | 0.03 | 143.65 | 1 | Honeywell | 2023-10-19 | redacted
Low Income - Power to Save | Outdoor Coil Cleaning | 0 | 0.1 | 0 | 275 | 1 | Honeywell | 2023-10-19 | redacted
Low Income - Power to Save | HVAC Inspection | 0 | 0.17 | 0 | 268.73 | 1 | Honeywell | 2023-10-19 | redacted
Low Income - Power to Save | Faucet Aerators | 0 | 0 | 0.02 | 110.58 | 1 | Honeywell | 2023-10-19 | redacted
Low Income - Power to Save | Low Flow Showerhead | 0 | 0.04 | 0.1 | 504.08 | 1 | Honeywell | 2023-10-19 | redacted
Low Income - Power to Save | LI - DUCT | 0 | 0.4 | 0.12 | 775.77 | 1 | Honeywell | 2023-10-19 | redacted
Low Income - Power to Save | LED Lights | 0 | 0 | 0 | 47.6 | 1 | Honeywell | 2023-10-19 | redacted
Low Income - Power to Save | Faucet Aerators | 0 | 0 | 0.02 | 110.58 | 1 | Honeywell | 2023-10-19 | redacted
Low Income - Power to Save | Low Flow Showerhead | 0 | 0.04 | 0.1 | 504.08 | 1 | Honeywell | 2023-10-19 | redacted
Low Income - Power to Save | LED Lights | 0 | 0 | 0 | 47.6 | 1 | Honeywell | 2023-10-19 | redacted
Low Income - Power to Save | Weather Strip/Caulk | 0 | 0.25 | 0.09 | 503.3 | 1 | Honeywell | 2023-10-17 | redacted
Low Income - Power to Save | Outdoor Coil Cleaning | 0 | 0.1 | 0 | 275 | 1 | Honeywell | 2023-10-17 | redacted
Low Income - Power to Save | HVAC Inspection | 0 | 0.17 | 0 | 268.73 | 1 | Honeywell | 2023-10-17 | redacted
Low Income - Power to Save | Low Flow Showerhead | 0 | 0.04 | 0.1 | 504.08 | 1 | Honeywell | 2023-10-17 | redacted
Low Income - Power to Save | LI - DUCT | 0 | 0.4 | 0.12 | 775.77 | 1 | Honeywell | 2023-10-17 | redacted
Low Income - Power to Save | LED Lights | 0 | 0 | 0 | 47.6 | 1 | Honeywell | 2023-10-17 | redacted
Low Income - Power to Save | Weather Strip/Caulk | 0 | 0.25 | 0.09 | 503.3 | 1 | Honeywell | 2023-10-17 | redacted
Low Income - Power to Save | Outdoor Coil Cleaning | 0 | 0.1 | 0 | 275 | 1 | Honeywell | 2023-10-17 | redacted
Low Income - Power to Save | HVAC Inspection | 0 | 0.17 | 0 | 268.73 | 1 | Honeywell | 2023-10-17 | redacted
Low Income - Power to Save | Low Flow Showerhead | 0 | 0.04 | 0.1 | 504.08 | 1 | Honeywell | 2023-10-17 | redacted
Low Income - Power to Save | LI - DUCT | 0 | 0.4 | 0.12 | 775.77 | 1 | Honeywell | 2023-10-17 | redacted
Low Income - Power to Save | LED Lights | 0 | 0 | 0 | 47.6 | 1 | Honeywell | 2023-10-17 | redacted
Low Income - Power to Save | Weather Strip/Caulk | 0 | 0.25 | 0.09 | 503.3 | 1 | Honeywell | 2023-10-27 | redacted
Low Income - Power to Save | HVAC Inspection | 0 | 0.17 | 0 | 268.73 | 1 | Honeywell | 2023-10-27 | redacted
Low Income - Power to Save | Faucet Aerators | 0 | 0 | 0.02 | 110.58 | 1 | Honeywell | 2023-10-27 | redacted
Low Income - Power to Save | LI - DUCT | 0 | 0.4 | 0.12 | 775.77 | 1 | Honeywell | 2023-10-27 | redacted
Low Income - Power to Save | LED Lights | 0 | 0 | 0 | 47.6 | 1 | Honeywell | 2023-10-27 | redacted
Low Income - Power to Save | Weather Strip/Caulk | 0 | 0.25 | 0.09 | 503.3 | 1 | Honeywell | 2023-10-31 | redacted
Low Income - Power to Save | HVAC Inspection | 0 | 0.17 | 0 | 268.73 | 1 | Honeywell | 2023-10-31 | redacted
Low Income - Power to Save | Faucet Aerators | 0 | 0 | 0.02 | 110.58 | 1 | Honeywell | 2023-10-31 | redacted
Low Income - Power to Save | LI - DUCT | 0 | 0.4 | 0.12 | 775.77 | 1 | Honeywell | 2023-10-31 | redacted
Low Income - Power to Save | LED Lights | 0 | 0 | 0 | 47.6 | 1 | Honeywell | 2023-10-31 | redacted
Low Income - Power to Save | Weather Strip/Caulk | 0 | 0.25 | 0.09 | 503.3 | 1 | Honeywell | 2023-10-16 | redacted
Low Income - Power to Save | Pipe Wrap | 0 | 0.01 | 0.03 | 143.65 | 1 | Honeywell | 2023-10-16 | redacted
Low Income - Power to Save | Outdoor Coil Cleaning | 0 | 0.1 | 0 | 275 | 1 | Honeywell | 2023-10-16 | redacted
Low Income - Power to Save | HVAC Inspection | 0 | 0.17 | 0 | 268.73 | 1 | Honeywell | 2023-10-16 | redacted
Low Income - Power to Save | Low Flow Showerhead | 0 | 0.04 | 0.1 | 504.08 | 1 | Honeywell | 2023-10-16 | redacted
Low Income - Power to Save | LI - DUCT | 0 | 0.4 | 0.12 | 775.77 | 1 | Honeywell | 2023-10-16 | redacted
Low Income - Power to Save | LED Lights | 0 | 0 | 0 | 47.6 | 1 | Honeywell | 2023-10-16 | redacted
Low Income - Power to Save | Outdoor Coil Cleaning | 0 | 0.1 | 0 | 275 | 1 | Honeywell | 2023-10-18 | redacted
Low Income - Power to Save | Faucet Aerators | 0 | 0 | 0.02 | 110.58 | 1 | Honeywell | 2023-10-18 | redacted
Low Income - Power to Save | Low Flow Showerhead | 0 | 0.04 | 0.1 | 504.08 | 1 | Honeywell | 2023-10-18 | redacted
Low Income - Power to Save | LED Lights | 0 | 0 | 0 | 47.6 | 1 | Honeywell | 2023-10-18 | redacted
Low Income - Power to Save | Weather Strip/Caulk | 0 | 0.25 | 0.09 | 503.3 | 1 | Honeywell | 2023-10-26 | redacted
Low Income - Power to Save | HVAC Inspection | 0 | 0.17 | 0 | 268.73 | 1 | Honeywell | 2023-10-26 | redacted
Low Income - Power to Save | Faucet Aerators | 0 | 0 | 0.02 | 110.58 | 1 | Honeywell | 2023-10-26 | redacted
Low Income - Power to Save | LI - DUCT | 0 | 0.4 | 0.12 | 775.77 | 1 | Honeywell | 2023-10-26 | redacted
Low Income - Power to Save | LED Lights | 0 | 0 | 0 | 47.6 | 1 | Honeywell | 2023-10-26 | redacted
Low Income - Power to Save | Weather Strip/Caulk | 0 | 0.25 | 0.09 | 503.3 | 1 | Honeywell | 2023-10-30 | redacted
Low Income - Power to Save | Outdoor Coil Cleaning | 0 | 0.1 | 0 | 275 | 1 | Honeywell | 2023-10-30 | redacted
Low Income - Power to Save | Faucet Aerators | 0 | 0 | 0.02 | 110.58 | 1 | Honeywell | 2023-10-30 | redacted
Low Income - Power to Save | Low Flow Showerhead | 0 | 0.04 | 0.1 | 504.08 | 1 | Honeywell | 2023-10-30 | redacted
Low Income - Power to Save | LED Lights | 0 | 0 | 0 | 47.6 | 1 | Honeywell | 2023-10-30 | redacted
Low Income - Power to Save | Weather Strip/Caulk | 0 | 0.25 | 0.09 | 503.3 | 1 | Honeywell | 2023-10-16 | redacted
Low Income - Power to Save | Faucet Aerators | 0 | 0 | 0.02 | 110.58 | 1 | Honeywell | 2023-10-16 | redacted
Low Income - Power to Save | LED Lights | 0 | 0 | 0 | 47.6 | 1 | Honeywell | 2023-10-16 | redacted
Low Income - Power to Save | Weather Strip/Caulk | 0 | 0.25 | 0.09 | 503.3 | 1 | Honeywell | 2023-10-17 | redacted
Low Income - Power to Save | Outdoor Coil Cleaning | 0 | 0.1 | 0 | 275 | 1 | Honeywell | 2023-10-17 | redacted
Low Income - Power to Save | HVAC Inspection | 0 | 0.17 | 0 | 268.73 | 1 | Honeywell | 2023-10-17 | redacted
Low Income - Power to Save | Low Flow Showerhead | 0 | 0.04 | 0.1 | 504.08 | 1 | Honeywell | 2023-10-17 | redacted
Low Income - Power to Save | LI - DUCT | 0 | 0.4 | 0.12 | 775.77 | 1 | Honeywell | 2023-10-17 | redacted
Low Income - Power to Save | LED Lights | 0 | 0 | 0 | 47.6 | 1 | Honeywell | 2023-10-17 | redacted
Low Income - Power to Save | Weather Strip/Caulk | 0 | 0.25 | 0.09 | 503.3 | 1 | Honeywell | 2023-10-27 | redacted
Low Income - Power to Save | Pipe Wrap | 0 | 0.01 | 0.03 | 143.65 | 1 | Honeywell | 2023-10-27 | redacted
Low Income - Power to Save | Outdoor Coil Cleaning | 0 | 0.1 | 0 | 275 | 1 | Honeywell | 2023-10-27 | redacted
Low Income - Power to Save | HVAC Inspection | 0 | 0.17 | 0 | 268.73 | 1 | Honeywell | 2023-10-27 | redacted
Low Income - Power to Save | Low Flow Showerhead | 0 | 0.04 | 0.1 | 504.08 | 1 | Honeywell | 2023-10-27 | redacted
Low Income - Power to Save | LI - DUCT | 0 | 0.4 | 0.12 | 775.77 | 1 | Honeywell | 2023-10-27 | redacted
Low Income - Power to Save | LED Lights | 0 | 0 | 0 | 47.6 | 1 | Honeywell | 2023-10-27 | redacted
Low Income - Power to Save | Faucet Aerators | 0 | 0 | 0.02 | 110.58 | 1 | Honeywell | 2023-10-18 | redacted
Low Income - Power to Save | Low Flow Showerhead | 0 | 0.04 | 0.1 | 504.08 | 1 | Honeywell | 2023-10-18 | redacted
Low Income - Power to Save | LED Lights | 0 | 0 | 0 | 47.6 | 1 | Honeywell | 2023-10-18 | redacted
Low Income - Power to Save | Weather Strip/Caulk | 0 | 0.25 | 0.09 | 503.3 | 1 | Honeywell | 2023-10-17 | redacted
Low Income - Power to Save | Pipe Wrap | 0 | 0.01 | 0.03 | 143.65 | 1 | Honeywell | 2023-10-17 | redacted
Low Income - Power to Save | Outdoor Coil Cleaning | 0 | 0.1 | 0 | 275 | 1 | Honeywell | 2023-10-17 | redacted
Low Income - Power to Save | HVAC Inspection | 0 | 0.17 | 0 | 268.73 | 1 | Honeywell | 2023-10-17 | redacted
Low Income - Power to Save | LI - DUCT | 0 | 0.4 | 0.12 | 775.77 | 1 | Honeywell | 2023-10-17 | redacted
Low Income - Power to Save | LED Lights | 0 | 0 | 0 | 47.6 | 1 | Honeywell | 2023-10-17 | redacted
Low Income - Power to Save | Weather Strip/Caulk | 0 | 0.25 | 0.09 | 503.3 | 1 | Honeywell | 2023-10-20 | redacted
Low Income - Power to Save | Pipe Wrap | 0 | 0.01 | 0.03 | 143.65 | 1 | Honeywell | 2023-10-20 | redacted
Low Income - Power to Save | Outdoor Coil Cleaning | 0 | 0.1 | 0 | 275 | 1 | Honeywell | 2023-10-20 | redacted
Low Income - Power to Save | HVAC Inspection | 0 | 0.17 | 0 | 268.73 | 1 | Honeywell | 2023-10-20 | redacted
Low Income - Power to Save | Faucet Aerators | 0 | 0 | 0.02 | 110.58 | 1 | Honeywell | 2023-10-20 | redacted
Low Income - Power to Save | Low Flow Showerhead | 0 | 0.04 | 0.1 | 504.08 | 1 | Honeywell | 2023-10-20 | redacted
Low Income - Power to Save | LI - DUCT | 0 | 0.4 | 0.12 | 775.77 | 1 | Honeywell | 2023-10-20 | redacted
Low Income - Power to Save | LED Lights | 0 | 0 | 0 | 47.6 | 1 | Honeywell | 2023-10-20 | redacted
Low Income - Power to Save | Outdoor Coil Cleaning | 0 | 0.1 | 0 | 275 | 1 | Honeywell | 2023-10-26 | redacted
Low Income - Power to Save | HVAC Inspection | 0 | 0.17 | 0 | 268.73 | 1 | Honeywell | 2023-10-26 | redacted
Low Income - Power to Save | Faucet Aerators | 0 | 0 | 0.02 | 110.58 | 1 | Honeywell | 2023-10-26 | redacted
Low Income - Power to Save | Low Flow Showerhead | 0 | 0.04 | 0.1 | 504.08 | 1 | Honeywell | 2023-10-26 | redacted
Low Income - Power to Save | Outdoor Coil Cleaning | 0 | 0.1 | 0 | 275 | 1 | Honeywell | 2023-10-26 | redacted
Low Income - Power to Save | Faucet Aerators | 0 | 0 | 0.02 | 110.58 | 1 | Honeywell | 2023-10-26 | redacted
Low Income - Power to Save | Low Flow Showerhead | 0 | 0.04 | 0.1 | 504.08 | 1 | Honeywell | 2023-10-26 | redacted
Low Income - Power to Save | LED Lights | 0 | 0 | 0 | 47.6 | 1 | Honeywell | 2023-10-26 | redacted
Low Income - Power to Save | Weather Strip/Caulk | 0 | 0.25 | 0.09 | 503.3 | 1 | Honeywell | 2023-10-16 | redacted
Low Income - Power to Save | Pipe Wrap | 0 | 0.01 | 0.03 | 143.65 | 1 | Honeywell | 2023-10-16 | redacted
Low Income - Power to Save | Outdoor Coil Cleaning | 0 | 0.1 | 0 | 275 | 1 | Honeywell | 2023-10-16 | redacted
Low Income - Power to Save | HVAC Inspection | 0 | 0.17 | 0 | 268.73 | 1 | Honeywell | 2023-10-16 | redacted
Low Income - Power to Save | LI - DUCT | 0 | 0.4 | 0.12 | 775.77 | 1 | Honeywell | 2023-10-16 | redacted
Low Income - Power to Save | LED Lights | 0 | 0 | 0 | 47.6 | 1 | Honeywell | 2023-10-16 | redacted
Low Income - Power to Save | Weather Strip/Caulk | 0 | 0.25 | 0.09 | 503.3 | 1 | Honeywell | 2023-10-17 | redacted
Low Income - Power to Save | Pipe Wrap | 0 | 0.01 | 0.03 | 143.65 | 1 | Honeywell | 2023-10-17 | redacted
Low Income - Power to Save | Outdoor Coil Cleaning | 0 | 0.1 | 0 | 275 | 1 | Honeywell | 2023-10-17 | redacted
Low Income - Power to Save | HVAC Inspection | 0 | 0.17 | 0 | 268.73 | 1 | Honeywell | 2023-10-17 | redacted
Low Income - Power to Save | Low Flow Showerhead | 0 | 0.04 | 0.1 | 504.08 | 1 | Honeywell | 2023-10-17 | redacted
Low Income - Power to Save | LI - DUCT | 0 | 0.4 | 0.12 | 775.77 | 1 | Honeywell | 2023-10-17 | redacted
Low Income - Power to Save | LED Lights | 0 | 0 | 0 | 47.6 | 1 | Honeywell | 2023-10-17 | redacted
Low Income - Power to Save | Weather Strip/Caulk | 0 | 0.25 | 0.09 | 503.3 | 1 | Honeywell | 2023-10-26 | redacted
Low Income - Power to Save | Outdoor Coil Cleaning | 0 | 0.1 | 0 | 275 | 1 | Honeywell | 2023-10-26 | redacted
Low Income - Power to Save | LED Lights | 0 | 0 | 0 | 47.6 | 1 | Honeywell | 2023-10-26 | redacted
Low Income - Power to Save | Outdoor Coil Cleaning | 0 | 0.1 | 0 | 275 | 1 | Honeywell | 2023-10-18 | redacted
Low Income - Power to Save | Faucet Aerators | 0 | 0 | 0.02 | 110.58 | 1 | Honeywell | 2023-10-18 | redacted
Low Income - Power to Save | Low Flow Showerhead | 0 | 0.04 | 0.1 | 504.08 | 1 | Honeywell | 2023-10-18 | redacted
Low Income - Power to Save | LED Lights | 0 | 0 | 0 | 47.6 | 1 | Honeywell | 2023-10-18 | redacted
Low Income - Power to Save | Weather Strip/Caulk | 0 | 0.25 | 0.09 | 503.3 | 1 | Honeywell | 2023-10-26 | redacted
Low Income - Power to Save | Pipe Wrap | 0 | 0.01 | 0.03 | 143.65 | 1 | Honeywell | 2023-10-26 | redacted
Low Income - Power to Save | Outdoor Coil Cleaning | 0 | 0.1 | 0 | 275 | 1 | Honeywell | 2023-10-26 | redacted
Low Income - Power to Save | HVAC Inspection | 0 | 0.17 | 0 | 268.73 | 1 | Honeywell | 2023-10-26 | redacted
Low Income - Power to Save | LI - DUCT | 0 | 0.4 | 0.12 | 775.77 | 1 | Honeywell | 2023-10-26 | redacted
Low Income - Power to Save | LED Lights | 0 | 0 | 0 | 47.6 | 1 | Honeywell | 2023-10-26 | redacted
Low Income - Power to Save | Weather Strip/Caulk | 0 | 0.25 | 0.09 | 503.3 | 1 | Honeywell | 2023-10-27 | redacted
Low Income - Power to Save | Outdoor Coil Cleaning | 0 | 0.1 | 0 | 275 | 1 | Honeywell | 2023-10-27 | redacted
Low Income - Power to Save | Faucet Aerators | 0 | 0 | 0.02 | 110.58 | 1 | Honeywell | 2023-10-27 | redacted
Low Income - Power to Save | Low Flow Showerhead | 0 | 0.04 | 0.1 | 504.08 | 1 | Honeywell | 2023-10-27 | redacted
Low Income - Power to Save | LED Lights | 0 | 0 | 0 | 47.6 | 1 | Honeywell | 2023-10-27 | redacted
Low Income - Power to Save | Outdoor Coil Cleaning | 0 | 0.1 | 0 | 275 | 1 | Honeywell | 2023-10-18 | redacted
Low Income - Power to Save | Faucet Aerators | 0 | 0 | 0.02 | 110.58 | 1 | Honeywell | 2023-10-18 | redacted
Low Income - Power to Save | Low Flow Showerhead | 0 | 0.04 | 0.1 | 504.08 | 1 | Honeywell | 2023-10-18 | redacted
Low Income - Power to Save | LED Lights | 0 | 0 | 0 | 47.6 | 1 | Honeywell | 2023-10-18 | redacted
Low Income - Power to Save | Weather Strip/Caulk | 0 | 0.25 | 0.09 | 503.3 | 1 | Honeywell | 2023-10-26 | redacted
Low Income - Power to Save | Pipe Wrap | 0 | 0.01 | 0.03 | 143.65 | 1 | Honeywell | 2023-10-26 | redacted
Low Income - Power to Save | Outdoor Coil Cleaning | 0 | 0.1 | 0 | 275 | 1 | Honeywell | 2023-10-26 | redacted
Low Income - Power to Save | HVAC Inspection | 0 | 0.17 | 0 | 268.73 | 1 | Honeywell | 2023-10-26 | redacted
Low Income - Power to Save | Faucet Aerators | 0 | 0 | 0.02 | 110.58 | 1 | Honeywell | 2023-10-26 | redacted
Low Income - Power to Save | LI - DUCT | 0 | 0.4 | 0.12 | 775.77 | 1 | Honeywell | 2023-10-26 | redacted
Low Income - Power to Save | LED Lights | 0 | 0 | 0 | 47.6 | 1 | Honeywell | 2023-10-26 | redacted
Low Income - Power to Save | Weather Strip/Caulk | 0 | 0.25 | 0.09 | 503.3 | 1 | Honeywell | 2023-10-17 | redacted
Low Income - Power to Save | Faucet Aerators | 0 | 0 | 0.02 | 110.58 | 1 | Honeywell | 2023-10-17 | redacted
Low Income - Power to Save | Low Flow Showerhead | 0 | 0.04 | 0.1 | 504.08 | 1 | Honeywell | 2023-10-17 | redacted
Low Income - Power to Save | LED Lights | 0 | 0 | 0 | 47.6 | 1 | Honeywell | 2023-10-17 | redacted
Low Income - Power to Save | Low Flow Showerhead | 0 | 0.04 | 0.1 | 504.08 | 1 | Honeywell | 2023-10-26 | redacted
Low Income - Power to Save | Weather Strip/Caulk | 0 | 0.25 | 0.09 | 503.3 | 1 | Honeywell | 2023-10-19 | redacted
Low Income - Power to Save | Pipe Wrap | 0 | 0.01 | 0.03 | 143.65 | 1 | Honeywell | 2023-10-19 | redacted
Low Income - Power to Save | Faucet Aerators | 0 | 0 | 0.02 | 110.58 | 1 | Honeywell | 2023-10-19 | redacted
Low Income - Power to Save | LED Lights | 0 | 0 | 0 | 47.6 | 1 | Honeywell | 2023-10-19 | redacted
Low Income - Power to Save | Weather Strip/Caulk | 0 | 0.25 | 0.09 | 503.3 | 1 | Honeywell | 2023-10-27 | redacted
Low Income - Power to Save | Outdoor Coil Cleaning | 0 | 0.1 | 0 | 275 | 1 | Honeywell | 2023-10-27 | redacted
Low Income - Power to Save | HVAC Inspection | 0 | 0.17 | 0 | 268.73 | 1 | Honeywell | 2023-10-27 | redacted
Low Income - Power to Save | Low Flow Showerhead | 0 | 0.04 | 0.1 | 504.08 | 1 | Honeywell | 2023-10-27 | redacted
Low Income - Power to Save | LI - DUCT | 0 | 0.4 | 0.12 | 775.77 | 1 | Honeywell | 2023-10-27 | redacted
Low Income - Power to Save | LED Lights | 0 | 0 | 0 | 47.6 | 1 | Honeywell | 2023-10-27 | redacted
Low Income - Power to Save | Weather Strip/Caulk | 0 | 0.25 | 0.09 | 503.3 | 1 | Honeywell | 2023-10-19 | redacted
Low Income - Power to Save | Outdoor Coil Cleaning | 0 | 0.1 | 0 | 275 | 1 | Honeywell | 2023-10-19 | redacted
Low Income - Power to Save | LED Lights | 0 | 0 | 0 | 47.6 | 1 | Honeywell | 2023-10-19 | redacted
Low Income - Power to Save | Weather Strip/Caulk | 0 | 0.25 | 0.09 | 503.3 | 1 | Honeywell | 2023-10-20 | redacted
Low Income - Power to Save | Outdoor Coil Cleaning | 0 | 0.1 | 0 | 275 | 1 | Honeywell | 2023-10-20 | redacted
Low Income - Power to Save | Faucet Aerators | 0 | 0 | 0.02 | 110.58 | 1 | Honeywell | 2023-10-20 | redacted
Low Income - Power to Save | Low Flow Showerhead | 0 | 0.04 | 0.1 | 504.08 | 1 | Honeywell | 2023-10-20 | redacted
Low Income - Power to Save | LED Lights | 0 | 0 | 0 | 47.6 | 1 | Honeywell | 2023-10-20 | redacted
Low Income - Power to Save | Faucet Aerators | 0 | 0 | 0.02 | 110.58 | 1 | Honeywell | 2023-10-16 | redacted
Low Income - Power to Save | Low Flow Showerhead | 0 | 0.04 | 0.1 | 504.08 | 1 | Honeywell | 2023-10-16 | redacted
Low Income - Power to Save | LED Lights | 0 | 0 | 0 | 47.6 | 1 | Honeywell | 2023-10-16 | redacted
Low Income - Power to Save | Weather Strip/Caulk | 0 | 0.25 | 0.09 | 503.3 | 1 | Honeywell | 2023-10-30 | redacted
Low Income - Power to Save | Outdoor Coil Cleaning | 0 | 0.1 | 0 | 275 | 1 | Honeywell | 2023-10-30 | redacted
Low Income - Power to Save | HVAC Inspection | 0 | 0.17 | 0 | 268.73 | 1 | Honeywell | 2023-10-30 | redacted
Low Income - Power to Save | Faucet Aerators | 0 | 0 | 0.02 | 110.58 | 1 | Honeywell | 2023-10-30 | redacted
Low Income - Power to Save | LI - DUCT | 0 | 0.4 | 0.12 | 775.77 | 1 | Honeywell | 2023-10-30 | redacted
Low Income - Power to Save | LED Lights | 0 | 0 | 0 | 47.6 | 1 | Honeywell | 2023-10-30 | redacted
Low Income - Power to Save | Weather Strip/Caulk | 0 | 0.25 | 0.09 | 503.3 | 1 | Honeywell | 2023-10-17 | redacted
Low Income - Power to Save | Faucet Aerators | 0 | 0 | 0.02 | 110.58 | 1 | Honeywell | 2023-10-17 | redacted
Low Income - Power to Save | Low Flow Showerhead | 0 | 0.04 | 0.1 | 504.08 | 1 | Honeywell | 2023-10-17 | redacted
Low Income - Power to Save | Weather Strip/Caulk | 0 | 0.25 | 0.09 | 503.3 | 1 | Honeywell | 2023-10-18 | redacted
Low Income - Power to Save | Outdoor Coil Cleaning | 0 | 0.1 | 0 | 275 | 1 | Honeywell | 2023-10-18 | redacted
Low Income - Power to Save | HVAC Inspection | 0 | 0.17 | 0 | 268.73 | 1 | Honeywell | 2023-10-18 | redacted
Low Income - Power to Save | Faucet Aerators | 0 | 0 | 0.02 | 110.58 | 1 | Honeywell | 2023-10-18 | redacted
Low Income - Power to Save | Low Flow Showerhead | 0 | 0.04 | 0.1 | 504.08 | 1 | Honeywell | 2023-10-18 | redacted
Low Income - Power to Save | LI - DUCT | 0 | 0.4 | 0.12 | 775.77 | 1 | Honeywell | 2023-10-18 | redacted
Low Income - Power to Save | LED Lights | 0 | 0 | 0 | 47.6 | 1 | Honeywell | 2023-10-18 | redacted
Low Income - Power to Save | Weather Strip/Caulk | 0 | 0.25 | 0.09 | 503.3 | 1 | Honeywell | 2023-10-31 | redacted
Low Income - Power to Save | Outdoor Coil Cleaning | 0 | 0.1 | 0 | 275 | 1 | Honeywell | 2023-10-31 | redacted
Low Income - Power to Save | HVAC Inspection | 0 | 0.17 | 0 | 268.73 | 1 | Honeywell | 2023-10-31 | redacted
Low Income - Power to Save | Faucet Aerators | 0 | 0 | 0.02 | 110.58 | 1 | Honeywell | 2023-10-31 | redacted
Low Income - Power to Save | Low Flow Showerhead | 0 | 0.04 | 0.1 | 504.08 | 1 | Honeywell | 2023-10-31 | redacted
Low Income - Power to Save | LI - DUCT | 0 | 0.4 | 0.12 | 775.77 | 1 | Honeywell | 2023-10-31 | redacted
Low Income - Power to Save | LED Lights | 0 | 0 | 0 | 47.6 | 1 | Honeywell | 2023-10-31 | redacted
Low Income - Power to Save | Weather Strip/Caulk | 0 | 0.25 | 0.09 | 503.3 | 1 | Honeywell | 2023-10-16 | redacted
Low Income - Power to Save | Outdoor Coil Cleaning | 0 | 0.1 | 0 | 275 | 1 | Honeywell | 2023-10-16 | redacted
Low Income - Power to Save | HVAC Inspection | 0 | 0.17 | 0 | 268.73 | 1 | Honeywell | 2023-10-16 | redacted
Low Income - Power to Save | LI - DUCT | 0 | 0.4 | 0.12 | 775.77 | 1 | Honeywell | 2023-10-16 | redacted
Low Income - Power to Save | LED Lights | 0 | 0 | 0 | 47.6 | 1 | Honeywell | 2023-10-16 | redacted
Low Income - Power to Save | Outdoor Coil Cleaning | 0 | 0.1 | 0 | 275 | 1 | Honeywell | 2023-10-17 | redacted
Low Income - Power to Save | Faucet Aerators | 0 | 0 | 0.02 | 110.58 | 1 | Honeywell | 2023-10-17 | redacted
Low Income - Power to Save | Low Flow Showerhead | 0 | 0.04 | 0.1 | 504.08 | 1 | Honeywell | 2023-10-17 | redacted
Low Income - Power to Save | LED Lights | 0 | 0 | 0 | 47.6 | 1 | Honeywell | 2023-10-17 | redacted
Low Income - Power to Save | Weather Strip/Caulk | 0 | 0.25 | 0.09 | 503.3 | 1 | Honeywell | 2023-10-17 | redacted
Low Income - Power to Save | Outdoor Coil Cleaning | 0 | 0.1 | 0 | 275 | 1 | Honeywell | 2023-10-17 | redacted
Low Income - Power to Save | HVAC Inspection | 0 | 0.17 | 0 | 268.73 | 1 | Honeywell | 2023-10-17 | redacted
Low Income - Power to Save | Low Flow Showerhead | 0 | 0.04 | 0.1 | 504.08 | 1 | Honeywell | 2023-10-17 | redacted
Low Income - Power to Save | LI - DUCT | 0 | 0.4 | 0.12 | 775.77 | 1 | Honeywell | 2023-10-17 | redacted
Low Income - Power to Save | LED Lights | 0 | 0 | 0 | 47.6 | 1 | Honeywell | 2023-10-17 | redacted
Low Income - Power to Save | Weather Strip/Caulk | 0 | 0.25 | 0.09 | 503.3 | 1 | Honeywell | 2023-10-30 | redacted
Low Income - Power to Save | Outdoor Coil Cleaning | 0 | 0.1 | 0 | 275 | 1 | Honeywell | 2023-10-30 | redacted
Low Income - Power to Save | HVAC Inspection | 0 | 0.17 | 0 | 268.73 | 1 | Honeywell | 2023-10-30 | redacted
Low Income - Power to Save | Faucet Aerators | 0 | 0 | 0.02 | 110.58 | 1 | Honeywell | 2023-10-30 | redacted
Low Income - Power to Save | Low Flow Showerhead | 0 | 0.04 | 0.1 | 504.08 | 1 | Honeywell | 2023-10-30 | redacted
Low Income - Power to Save | LI - DUCT | 0 | 0.4 | 0.12 | 775.77 | 1 | Honeywell | 2023-10-30 | redacted
Low Income - Power to Save | LED Lights | 0 | 0 | 0 | 47.6 | 1 | Honeywell | 2023-10-30 | redacted
Low Income - Power to Save | Weather Strip/Caulk | 0 | 0.25 | 0.09 | 503.3 | 1 | Honeywell | 2023-10-20 | redacted
Low Income - Power to Save | Outdoor Coil Cleaning | 0 | 0.1 | 0 | 275 | 1 | Honeywell | 2023-10-20 | redacted
Low Income - Power to Save | Faucet Aerators | 0 | 0 | 0.02 | 110.58 | 1 | Honeywell | 2023-10-20 | redacted
Low Income - Power to Save | Low Flow Showerhead | 0 | 0.04 | 0.1 | 504.08 | 1 | Honeywell | 2023-10-20 | redacted
Low Income - Power to Save | LED Lights | 0 | 0 | 0 | 47.6 | 1 | Honeywell | 2023-10-20 | redacted
Low Income - Power to Save | Weather Strip/Caulk | 0 | 0.25 | 0.09 | 503.3 | 1 | Honeywell | 2023-10-27 | redacted
Low Income - Power to Save | Outdoor Coil Cleaning | 0 | 0.1 | 0 | 275 | 1 | Honeywell | 2023-10-27 | redacted
Low Income - Power to Save | Faucet Aerators | 0 | 0 | 0.02 | 110.58 | 1 | Honeywell | 2023-10-27 | redacted
Low Income - Power to Save | LED Lights | 0 | 0 | 0 | 47.6 | 1 | Honeywell | 2023-10-27 | redacted
Low Income - Power to Save | Weather Strip/Caulk | 0 | 0.25 | 0.09 | 503.3 | 1 | Honeywell | 2023-10-17 | redacted
Low Income - Power to Save | Pipe Wrap | 0 | 0.01 | 0.03 | 143.65 | 1 | Honeywell | 2023-10-17 | redacted
Low Income - Power to Save | Outdoor Coil Cleaning | 0 | 0.1 | 0 | 275 | 1 | Honeywell | 2023-10-17 | redacted
Low Income - Power to Save | HVAC Inspection | 0 | 0.17 | 0 | 268.73 | 1 | Honeywell | 2023-10-17 | redacted
Low Income - Power to Save | Faucet Aerators | 0 | 0 | 0.02 | 110.58 | 1 | Honeywell | 2023-10-17 | redacted
Low Income - Power to Save | Low Flow Showerhead | 0 | 0.04 | 0.1 | 504.08 | 1 | Honeywell | 2023-10-17 | redacted
Low Income - Power to Save | LI - DUCT | 0 | 0.4 | 0.12 | 775.77 | 1 | Honeywell | 2023-10-17 | redacted
Low Income - Power to Save | LED Lights | 0 | 0 | 0 | 47.6 | 1 | Honeywell | 2023-10-17 | redacted
Low Income - Power to Save | Weather Strip/Caulk | 0 | 0.25 | 0.09 | 503.3 | 1 | Honeywell | 2023-10-31 | redacted
Low Income - Power to Save | Pipe Wrap | 0 | 0.01 | 0.03 | 143.65 | 1 | Honeywell | 2023-10-31 | redacted
Low Income - Power to Save | Outdoor Coil Cleaning | 0 | 0.1 | 0 | 275 | 1 | Honeywell | 2023-10-31 | redacted
Low Income - Power to Save | HVAC Inspection | 0 | 0.17 | 0 | 268.73 | 1 | Honeywell | 2023-10-31 | redacted
Low Income - Power to Save | Faucet Aerators | 0 | 0 | 0.02 | 110.58 | 1 | Honeywell | 2023-10-31 | redacted
Low Income - Power to Save | LI - DUCT | 0 | 0.4 | 0.12 | 775.77 | 1 | Honeywell | 2023-10-31 | redacted
Low Income - Power to Save | LED Lights | 0 | 0 | 0 | 47.6 | 1 | Honeywell | 2023-10-31 | redacted
Low Income - Power to Save | Weather Strip/Caulk | 0 | 0.25 | 0.09 | 503.3 | 1 | Honeywell | 2023-10-31 | redacted
Low Income - Power to Save | Pipe Wrap | 0 | 0.01 | 0.03 | 143.65 | 1 | Honeywell | 2023-10-31 | redacted
Low Income - Power to Save | Outdoor Coil Cleaning | 0 | 0.1 | 0 | 275 | 1 | Honeywell | 2023-10-31 | redacted
Low Income - Power to Save | HVAC Inspection | 0 | 0.17 | 0 | 268.73 | 1 | Honeywell | 2023-10-31 | redacted
Low Income - Power to Save | LI - DUCT | 0 | 0.4 | 0.12 | 775.77 | 1 | Honeywell | 2023-10-31 | redacted
Low Income - Power to Save | LED Lights | 0 | 0 | 0 | 47.6 | 1 | Honeywell | 2023-10-31 | redacted
Low Income - Power to Save | Weather Strip/Caulk | 0 | 0.25 | 0.09 | 503.3 | 1 | Honeywell | 2023-10-27 | redacted
Low Income - Power to Save | Outdoor Coil Cleaning | 0 | 0.1 | 0 | 275 | 1 | Honeywell | 2023-10-27 | redacted
Low Income - Power to Save | Faucet Aerators | 0 | 0 | 0.02 | 110.58 | 1 | Honeywell | 2023-10-27 | redacted
Low Income - Power to Save | Low Flow Showerhead | 0 | 0.04 | 0.1 | 504.08 | 1 | Honeywell | 2023-10-27 | redacted
Low Income - Power to Save | LED Lights | 0 | 0 | 0 | 47.6 | 1 | Honeywell | 2023-10-27 | redacted
Low Income - Power to Save | Weather Strip/Caulk | 0 | 0.25 | 0.09 | 503.3 | 1 | Honeywell | 2023-10-20 | redacted
Low Income - Power to Save | Outdoor Coil Cleaning | 0 | 0.1 | 0 | 275 | 1 | Honeywell | 2023-10-20 | redacted
Low Income - Power to Save | HVAC Inspection | 0 | 0.17 | 0 | 268.73 | 1 | Honeywell | 2023-10-20 | redacted
Low Income - Power to Save | Faucet Aerators | 0 | 0 | 0.02 | 110.58 | 1 | Honeywell | 2023-10-20 | redacted
Low Income - Power to Save | Low Flow Showerhead | 0 | 0.04 | 0.1 | 504.08 | 1 | Honeywell | 2023-10-20 | redacted
Low Income - Power to Save | LI - DUCT | 0 | 0.4 | 0.12 | 775.77 | 1 | Honeywell | 2023-10-20 | redacted
Low Income - Power to Save | LED Lights | 0 | 0 | 0 | 47.6 | 1 | Honeywell | 2023-10-20 | redacted
Low Income - Power to Save | Weather Strip/Caulk | 0 | 0.25 | 0.09 | 503.3 | 1 | Honeywell | 2023-10-19 | redacted
Low Income - Power to Save | Pipe Wrap | 0 | 0.01 | 0.03 | 143.65 | 1 | Honeywell | 2023-10-19 | redacted
Low Income - Power to Save | Outdoor Coil Cleaning | 0 | 0.1 | 0 | 275 | 1 | Honeywell | 2023-10-19 | redacted
Low Income - Power to Save | HVAC Inspection | 0 | 0.17 | 0 | 268.73 | 1 | Honeywell | 2023-10-19 | redacted
Low Income - Power to Save | Low Flow Showerhead | 0 | 0.04 | 0.1 | 504.08 | 1 | Honeywell | 2023-10-19 | redacted
Low Income - Power to Save | LI - DUCT | 0 | 0.4 | 0.12 | 775.77 | 1 | Honeywell | 2023-10-19 | redacted
Low Income - Power to Save | LED Lights | 0 | 0 | 0 | 47.6 | 1 | Honeywell | 2023-10-19 | redacted
Low Income - Power to Save | Weather Strip/Caulk | 0 | 0.25 | 0.09 | 503.3 | 1 | Honeywell | 2023-10-20 | redacted
Low Income - Power to Save | Outdoor Coil Cleaning | 0 | 0.1 | 0 | 275 | 1 | Honeywell | 2023-10-20 | redacted
Low Income - Power to Save | HVAC Inspection | 0 | 0.17 | 0 | 268.73 | 1 | Honeywell | 2023-10-20 | redacted
Low Income - Power to Save | Faucet Aerators | 0 | 0 | 0.02 | 110.58 | 1 | Honeywell | 2023-10-20 | redacted
Low Income - Power to Save | Low Flow Showerhead | 0 | 0.04 | 0.1 | 504.08 | 1 | Honeywell | 2023-10-20 | redacted
Low Income - Power to Save | LI - DUCT | 0 | 0.4 | 0.12 | 775.77 | 1 | Honeywell | 2023-10-20 | redacted
Low Income - Power to Save | LED Lights | 0 | 0 | 0 | 47.6 | 1 | Honeywell | 2023-10-20 | redacted
Low Income - Power to Save | Faucet Aerators | 0 | 0 | 0.02 | 110.58 | 1 | Honeywell | 2023-10-20 | redacted
Low Income - Power to Save | Low Flow Showerhead | 0 | 0.04 | 0.1 | 504.08 | 1 | Honeywell | 2023-10-20 | redacted
Low Income - Power to Save | LED Lights | 0 | 0 | 0 | 47.6 | 1 | Honeywell | 2023-10-20 | redacted
Low Income - Power to Save | Weather Strip/Caulk | 0 | 0.25 | 0.09 | 503.3 | 1 | Honeywell | 2023-10-26 | redacted
Low Income - Power to Save | Faucet Aerators | 0 | 0 | 0.02 | 110.58 | 1 | Honeywell | 2023-10-26 | redacted
Low Income - Power to Save | Low Flow Showerhead | 0 | 0.04 | 0.1 | 504.08 | 1 | Honeywell | 2023-10-26 | redacted
Low Income - Power to Save | LED Lights | 0 | 0 | 0 | 47.6 | 1 | Honeywell | 2023-10-26 | redacted
Low Income - Power to Save | Faucet Aerators | 0 | 0 | 0.02 | 110.58 | 1 | Honeywell | 2023-10-20 | redacted
Low Income - Power to Save | Low Flow Showerhead | 0 | 0.04 | 0.1 | 504.08 | 1 | Honeywell | 2023-10-20 | redacted
Low Income - Power to Save | LED Lights | 0 | 0 | 0 | 47.6 | 1 | Honeywell | 2023-10-20 | redacted
Low Income - Power to Save | Weather Strip/Caulk | 0 | 0.25 | 0.09 | 503.3 | 1 | Honeywell | 2023-10-19 | redacted
Low Income - Power to Save | Outdoor Coil Cleaning | 0 | 0.1 | 0 | 275 | 1 | Honeywell | 2023-10-19 | redacted
Low Income - Power to Save | Faucet Aerators | 0 | 0 | 0.02 | 110.58 | 1 | Honeywell | 2023-10-19 | redacted
Low Income - Power to Save | Low Flow Showerhead | 0 | 0.04 | 0.1 | 504.08 | 1 | Honeywell | 2023-10-19 | redacted
Low Income - Power to Save | LED Lights | 0 | 0 | 0 | 47.6 | 1 | Honeywell | 2023-10-19 | redacted
Low Income - Power to Save | Weather Strip/Caulk | 0 | 0.25 | 0.09 | 503.3 | 1 | Honeywell | 2023-10-27 | redacted
Low Income - Power to Save | Outdoor Coil Cleaning | 0 | 0.1 | 0 | 275 | 1 | Honeywell | 2023-10-27 | redacted
Low Income - Power to Save | Faucet Aerators | 0 | 0 | 0.02 | 110.58 | 1 | Honeywell | 2023-10-27 | redacted
Low Income - Power to Save | Low Flow Showerhead | 0 | 0.04 | 0.1 | 504.08 | 1 | Honeywell | 2023-10-27 | redacted
Low Income - Power to Save | LED Lights | 0 | 0 | 0 | 47.6 | 1 | Honeywell | 2023-10-27 | redacted
Low Income - Power to Save | Weather Strip/Caulk | 0 | 0.25 | 0.09 | 503.3 | 1 | Honeywell | 2023-10-27 | redacted
Low Income - Power to Save | Outdoor Coil Cleaning | 0 | 0.1 | 0 | 275 | 1 | Honeywell | 2023-10-27 | redacted
Low Income - Power to Save | HVAC Inspection | 0 | 0.17 | 0 | 268.73 | 1 | Honeywell | 2023-10-27 | redacted
Low Income - Power to Save | Weather Strip/Caulk | 0 | 0.25 | 0.09 | 503.3 | 1 | Honeywell | 2023-10-17 | redacted
Low Income - Power to Save | Pipe Wrap | 0 | 0.01 | 0.03 | 143.65 | 1 | Honeywell | 2023-10-17 | redacted
Low Income - Power to Save | Outdoor Coil Cleaning | 0 | 0.1 | 0 | 275 | 1 | Honeywell | 2023-10-17 | redacted
Low Income - Power to Save | HVAC Inspection | 0 | 0.17 | 0 | 268.73 | 1 | Honeywell | 2023-10-17 | redacted
Low Income - Power to Save | Faucet Aerators | 0 | 0 | 0.02 | 110.58 | 1 | Honeywell | 2023-10-17 | redacted
Low Income - Power to Save | Low Flow Showerhead | 0 | 0.04 | 0.1 | 504.08 | 1 | Honeywell | 2023-10-17 | redacted
Low Income - Power to Save | LI - DUCT | 0 | 0.4 | 0.12 | 775.77 | 1 | Honeywell | 2023-10-17 | redacted
Low Income - Power to Save | LED Lights | 0 | 0 | 0 | 47.6 | 1 | Honeywell | 2023-10-17 | redacted
Low Income - Power to Save | Weather Strip/Caulk | 0 | 0.25 | 0.09 | 503.3 | 1 | Honeywell | 2023-10-16 | redacted
Low Income - Power to Save | Outdoor Coil Cleaning | 0 | 0.1 | 0 | 275 | 1 | Honeywell | 2023-10-16 | redacted
Low Income - Power to Save | HVAC Inspection | 0 | 0.17 | 0 | 268.73 | 1 | Honeywell | 2023-10-16 | redacted
Low Income - Power to Save | LED Lights | 0 | 0 | 0 | 47.6 | 1 | Honeywell | 2023-10-16 | redacted
Low Income - Power to Save | Weather Strip/Caulk | 0 | 0.25 | 0.09 | 503.3 | 1 | Honeywell | 2023-10-31 | redacted
Low Income - Power to Save | Outdoor Coil Cleaning | 0 | 0.1 | 0 | 275 | 1 | Honeywell | 2023-10-31 | redacted
Low Income - Power to Save | HVAC Inspection | 0 | 0.17 | 0 | 268.73 | 1 | Honeywell | 2023-10-31 | redacted
Low Income - Power to Save | Faucet Aerators | 0 | 0 | 0.02 | 110.58 | 1 | Honeywell | 2023-10-31 | redacted
Low Income - Power to Save | Low Flow Showerhead | 0 | 0.04 | 0.1 | 504.08 | 1 | Honeywell | 2023-10-31 | redacted
Low Income - Power to Save | Weather Strip/Caulk | 0 | 0.25 | 0.09 | 503.3 | 1 | Honeywell | 2023-10-19 | redacted
Low Income - Power to Save | Faucet Aerators | 0 | 0 | 0.02 | 110.58 | 1 | Honeywell | 2023-10-19 | redacted
Low Income - Power to Save | Low Flow Showerhead | 0 | 0.04 | 0.1 | 504.08 | 1 | Honeywell | 2023-10-19 | redacted
Low Income - Power to Save | LED Lights | 0 | 0 | 0 | 47.6 | 1 | Honeywell | 2023-10-19 | redacted
Low Income - Power to Save | Weather Strip/Caulk | 0 | 0.25 | 0.09 | 503.3 | 1 | Honeywell | 2023-10-27 | redacted
Low Income - Power to Save | Outdoor Coil Cleaning | 0 | 0.1 | 0 | 275 | 1 | Honeywell | 2023-10-27 | redacted
Low Income - Power to Save | HVAC Inspection | 0 | 0.17 | 0 | 268.73 | 1 | Honeywell | 2023-10-27 | redacted
Low Income - Power to Save | Faucet Aerators | 0 | 0 | 0.02 | 110.58 | 1 | Honeywell | 2023-10-27 | redacted
Low Income - Power to Save | Low Flow Showerhead | 0 | 0.04 | 0.1 | 504.08 | 1 | Honeywell | 2023-10-27 | redacted
Low Income - Power to Save | Weather Strip/Caulk | 0 | 0.25 | 0.09 | 503.3 | 1 | Honeywell | 2023-10-18 | redacted
Low Income - Power to Save | Pipe Wrap | 0 | 0.01 | 0.03 | 143.65 | 1 | Honeywell | 2023-10-18 | redacted
Low Income - Power to Save | Low Flow Showerhead | 0 | 0.04 | 0.1 | 504.08 | 1 | Honeywell | 2023-10-18 | redacted
Low Income - Power to Save | LED Lights | 0 | 0 | 0 | 47.6 | 1 | Honeywell | 2023-10-18 | redacted
Low Income - Power to Save | Weather Strip/Caulk | 0 | 0.25 | 0.09 | 503.3 | 1 | Honeywell | 2023-10-30 | redacted
Low Income - Power to Save | Outdoor Coil Cleaning | 0 | 0.1 | 0 | 275 | 1 | Honeywell | 2023-10-30 | redacted
Low Income - Power to Save | HVAC Inspection | 0 | 0.17 | 0 | 268.73 | 1 | Honeywell | 2023-10-30 | redacted
Low Income - Power to Save | Faucet Aerators | 0 | 0 | 0.02 | 110.58 | 1 | Honeywell | 2023-10-30 | redacted
Low Income - Power to Save | LI - DUCT | 0 | 0.4 | 0.12 | 775.77 | 1 | Honeywell | 2023-10-30 | redacted
Low Income - Power to Save | LED Lights | 0 | 0 | 0 | 47.6 | 1 | Honeywell | 2023-10-30 | redacted
Low Income - Power to Save | Weather Strip/Caulk | 0 | 0.25 | 0.09 | 503.3 | 1 | Honeywell | 2023-10-19 | redacted
Low Income - Power to Save | Outdoor Coil Cleaning | 0 | 0.1 | 0 | 275 | 1 | Honeywell | 2023-10-19 | redacted
Low Income - Power to Save | HVAC Inspection | 0 | 0.17 | 0 | 268.73 | 1 | Honeywell | 2023-10-19 | redacted
Low Income - Power to Save | Low Flow Showerhead | 0 | 0.04 | 0.1 | 504.08 | 1 | Honeywell | 2023-10-19 | redacted
Low Income - Power to Save | LI - DUCT | 0 | 0.4 | 0.12 | 775.77 | 1 | Honeywell | 2023-10-19 | redacted
Low Income - Power to Save | LED Lights | 0 | 0 | 0 | 47.6 | 1 | Honeywell | 2023-10-19 | redacted
Low Income - Power to Save | Weather Strip/Caulk | 0 | 0.25 | 0.09 | 503.3 | 1 | Honeywell | 2023-10-30 | redacted
Low Income - Power to Save | Pipe Wrap | 0 | 0.01 | 0.03 | 143.65 | 1 | Honeywell | 2023-10-30 | redacted
Low Income - Power to Save | Outdoor Coil Cleaning | 0 | 0.1 | 0 | 275 | 1 | Honeywell | 2023-10-30 | redacted
Low Income - Power to Save | HVAC Inspection | 0 | 0.17 | 0 | 268.73 | 1 | Honeywell | 2023-10-30 | redacted
Low Income - Power to Save | Low Flow Showerhead | 0 | 0.04 | 0.1 | 504.08 | 1 | Honeywell | 2023-10-30 | redacted
Low Income - Power to Save | LI - DUCT | 0 | 0.4 | 0.12 | 775.77 | 1 | Honeywell | 2023-10-30 | redacted
Low Income - Power to Save | LED Lights | 0 | 0 | 0 | 47.6 | 1 | Honeywell | 2023-10-30 | redacted
Low Income - Power to Save | Weather Strip/Caulk | 0 | 0.25 | 0.09 | 503.3 | 1 | Honeywell | 2023-10-19 | redacted
Low Income - Power to Save | Outdoor Coil Cleaning | 0 | 0.1 | 0 | 275 | 1 | Honeywell | 2023-10-19 | redacted
Low Income - Power to Save | HVAC Inspection | 0 | 0.17 | 0 | 268.73 | 1 | Honeywell | 2023-10-19 | redacted
Low Income - Power to Save | LI - DUCT | 0 | 0.4 | 0.12 | 775.77 | 1 | Honeywell | 2023-10-19 | redacted
Low Income - Power to Save | LED Lights | 0 | 0 | 0 | 47.6 | 1 | Honeywell | 2023-10-19 | redacted
Low Income - Power to Save | Weather Strip/Caulk | 0 | 0.25 | 0.09 | 503.3 | 1 | Honeywell | 2023-10-16 | redacted
Low Income - Power to Save | Outdoor Coil Cleaning | 0 | 0.1 | 0 | 275 | 1 | Honeywell | 2023-10-16 | redacted
Low Income - Power to Save | HVAC Inspection | 0 | 0.17 | 0 | 268.73 | 1 | Honeywell | 2023-10-16 | redacted
Low Income - Power to Save | Faucet Aerators | 0 | 0 | 0.02 | 110.58 | 1 | Honeywell | 2023-10-16 | redacted
Low Income - Power to Save | Low Flow Showerhead | 0 | 0.04 | 0.1 | 504.08 | 1 | Honeywell | 2023-10-16 | redacted
Low Income - Power to Save | LI - DUCT | 0 | 0.4 | 0.12 | 775.77 | 1 | Honeywell | 2023-10-16 | redacted
Low Income - Power to Save | LED Lights | 0 | 0 | 0 | 47.6 | 1 | Honeywell | 2023-10-16 | redacted
Low Income - Power to Save | Weather Strip/Caulk | 0 | 0.25 | 0.09 | 503.3 | 1 | Honeywell | 2023-10-30 | redacted
Low Income - Power to Save | Outdoor Coil Cleaning | 0 | 0.1 | 0 | 275 | 1 | Honeywell | 2023-10-30 | redacted
Low Income - Power to Save | Faucet Aerators | 0 | 0 | 0.02 | 110.58 | 1 | Honeywell | 2023-10-30 | redacted
Low Income - Power to Save | Low Flow Showerhead | 0 | 0.04 | 0.1 | 504.08 | 1 | Honeywell | 2023-10-30 | redacted
Low Income - Power to Save | LED Lights | 0 | 0 | 0 | 47.6 | 1 | Honeywell | 2023-10-30 | redacted
Low Income - Power to Save | Weather Strip/Caulk | 0 | 0.25 | 0.09 | 503.3 | 1 | Honeywell | 2023-10-26 | redacted
Low Income - Power to Save | Pipe Wrap | 0 | 0.01 | 0.03 | 143.65 | 1 | Honeywell | 2023-10-26 | redacted
Low Income - Power to Save | Outdoor Coil Cleaning | 0 | 0.1 | 0 | 275 | 1 | Honeywell | 2023-10-26 | redacted
Low Income - Power to Save | HVAC Inspection | 0 | 0.17 | 0 | 268.73 | 1 | Honeywell | 2023-10-26 | redacted
Low Income - Power to Save | Faucet Aerators | 0 | 0 | 0.02 | 110.58 | 1 | Honeywell | 2023-10-26 | redacted
Low Income - Power to Save | Low Flow Showerhead | 0 | 0.04 | 0.1 | 504.08 | 1 | Honeywell | 2023-10-26 | redacted
Low Income - Power to Save | LI - DUCT | 0 | 0.4 | 0.12 | 775.77 | 1 | Honeywell | 2023-10-26 | redacted
Low Income - Power to Save | LED Lights | 0 | 0 | 0 | 47.6 | 1 | Honeywell | 2023-10-26 | redacted
Low Income - Power to Save | Weather Strip/Caulk | 0 | 0.25 | 0.09 | 503.3 | 1 | Honeywell | 2023-10-19 | redacted
Low Income - Power to Save | Outdoor Coil Cleaning | 0 | 0.1 | 0 | 275 | 1 | Honeywell | 2023-10-19 | redacted
Low Income - Power to Save | HVAC Inspection | 0 | 0.17 | 0 | 268.73 | 1 | Honeywell | 2023-10-19 | redacted
Low Income - Power to Save | Faucet Aerators | 0 | 0 | 0.02 | 110.58 | 1 | Honeywell | 2023-10-19 | redacted
Low Income - Power to Save | Low Flow Showerhead | 0 | 0.04 | 0.1 | 504.08 | 1 | Honeywell | 2023-10-19 | redacted
Low Income - Power to Save | LI - DUCT | 0 | 0.4 | 0.12 | 775.77 | 1 | Honeywell | 2023-10-19 | redacted
Low Income - Power to Save | LED Lights | 0 | 0 | 0 | 47.6 | 1 | Honeywell | 2023-10-19 | redacted
Low Income - Power to Save | Weather Strip/Caulk | 0 | 0.25 | 0.09 | 503.3 | 1 | Honeywell | 2023-10-17 | redacted
Low Income - Power to Save | Pipe Wrap | 0 | 0.01 | 0.03 | 143.65 | 1 | Honeywell | 2023-10-17 | redacted
Low Income - Power to Save | Outdoor Coil Cleaning | 0 | 0.1 | 0 | 275 | 1 | Honeywell | 2023-10-17 | redacted
Low Income - Power to Save | HVAC Inspection | 0 | 0.17 | 0 | 268.73 | 1 | Honeywell | 2023-10-17 | redacted
Low Income - Power to Save | LI - DUCT | 0 | 0.4 | 0.12 | 775.77 | 1 | Honeywell | 2023-10-17 | redacted
Low Income - Power to Save | LED Lights | 0 | 0 | 0 | 47.6 | 1 | Honeywell | 2023-10-17 | redacted
Low Income - Power to Save | Weather Strip/Caulk | 0 | 0.25 | 0.09 | 503.3 | 1 | Honeywell | 2023-10-17 | redacted
Low Income - Power to Save | Low Flow Showerhead | 0 | 0.04 | 0.1 | 504.08 | 1 | Honeywell | 2023-10-17 | redacted
Low Income - Power to Save | LED Lights | 0 | 0 | 0 | 47.6 | 1 | Honeywell | 2023-10-17 | redacted
Low Income - Power to Save | Weather Strip/Caulk | 0 | 0.25 | 0.09 | 503.3 | 1 | Honeywell | 2023-10-19 | redacted
Low Income - Power to Save | Outdoor Coil Cleaning | 0 | 0.1 | 0 | 275 | 1 | Honeywell | 2023-10-19 | redacted
Low Income - Power to Save | HVAC Inspection | 0 | 0.17 | 0 | 268.73 | 1 | Honeywell | 2023-10-19 | redacted
Low Income - Power to Save | Faucet Aerators | 0 | 0 | 0.02 | 110.58 | 1 | Honeywell | 2023-10-19 | redacted
Low Income - Power to Save | Low Flow Showerhead | 0 | 0.04 | 0.1 | 504.08 | 1 | Honeywell | 2023-10-19 | redacted
Low Income - Power to Save | LI - DUCT | 0 | 0.4 | 0.12 | 775.77 | 1 | Honeywell | 2023-10-19 | redacted
Low Income - Power to Save | LED Lights | 0 | 0 | 0 | 47.6 | 1 | Honeywell | 2023-10-19 | redacted
Low Income - Power to Save | Weather Strip/Caulk | 0 | 0.25 | 0.09 | 503.3 | 1 | Honeywell | 2023-10-31 | redacted
Low Income - Power to Save | Outdoor Coil Cleaning | 0 | 0.1 | 0 | 275 | 1 | Honeywell | 2023-10-31 | redacted
Low Income - Power to Save | HVAC Inspection | 0 | 0.17 | 0 | 268.73 | 1 | Honeywell | 2023-10-31 | redacted
Low Income - Power to Save | Low Flow Showerhead | 0 | 0.04 | 0.1 | 504.08 | 1 | Honeywell | 2023-10-31 | redacted
Low Income - Power to Save | LI - DUCT | 0 | 0.4 | 0.12 | 775.77 | 1 | Honeywell | 2023-10-31 | redacted
Low Income - Power to Save | Weather Strip/Caulk | 0 | 0.25 | 0.09 | 503.3 | 1 | Honeywell | 2023-10-16 | redacted
Low Income - Power to Save | Outdoor Coil Cleaning | 0 | 0.1 | 0 | 275 | 1 | Honeywell | 2023-10-16 | redacted
Low Income - Power to Save | HVAC Inspection | 0 | 0.17 | 0 | 268.73 | 1 | Honeywell | 2023-10-16 | redacted
Low Income - Power to Save | Faucet Aerators | 0 | 0 | 0.02 | 110.58 | 1 | Honeywell | 2023-10-16 | redacted
Low Income - Power to Save | Low Flow Showerhead | 0 | 0.04 | 0.1 | 504.08 | 1 | Honeywell | 2023-10-16 | redacted
Low Income - Power to Save | LI - DUCT | 0 | 0.4 | 0.12 | 775.77 | 1 | Honeywell | 2023-10-16 | redacted
Low Income - Power to Save | LED Lights | 0 | 0 | 0 | 47.6 | 1 | Honeywell | 2023-10-16 | redacted
Low Income - Power to Save | Faucet Aerators | 0 | 0 | 0.02 | 110.58 | 1 | Honeywell | 2023-10-18 | redacted
Low Income - Power to Save | Low Flow Showerhead | 0 | 0.04 | 0.1 | 504.08 | 1 | Honeywell | 2023-10-18 | redacted
Low Income - Power to Save | LED Lights | 0 | 0 | 0 | 47.6 | 1 | Honeywell | 2023-10-18 | redacted
Low Income - Power to Save | Weather Strip/Caulk | 0 | 0.25 | 0.09 | 503.3 | 1 | Honeywell | 2023-10-18 | redacted
Low Income - Power to Save | Outdoor Coil Cleaning | 0 | 0.1 | 0 | 275 | 1 | Honeywell | 2023-10-18 | redacted
Low Income - Power to Save | HVAC Inspection | 0 | 0.17 | 0 | 268.73 | 1 | Honeywell | 2023-10-18 | redacted
Low Income - Power to Save | Faucet Aerators | 0 | 0 | 0.02 | 110.58 | 1 | Honeywell | 2023-10-18 | redacted
Low Income - Power to Save | Low Flow Showerhead | 0 | 0.04 | 0.1 | 504.08 | 1 | Honeywell | 2023-10-18 | redacted
Low Income - Power to Save | LED Lights | 0 | 0 | 0 | 47.6 | 1 | Honeywell | 2023-10-18 | redacted
Low Income - Power to Save | Faucet Aerators | 0 | 0 | 0.02 | 110.58 | 1 | Honeywell | 2023-10-17 | redacted
Low Income - Power to Save | Low Flow Showerhead | 0 | 0.04 | 0.1 | 504.08 | 1 | Honeywell | 2023-10-17 | redacted
Low Income - Power to Save | LED Lights | 0 | 0 | 0 | 47.6 | 1 | Honeywell | 2023-10-17 | redacted
Low Income - Power to Save | Weather Strip/Caulk | 0 | 0.25 | 0.09 | 503.3 | 1 | Honeywell | 2023-10-27 | redacted
Low Income - Power to Save | Pipe Wrap | 0 | 0.01 | 0.03 | 143.65 | 1 | Honeywell | 2023-10-27 | redacted
Low Income - Power to Save | Outdoor Coil Cleaning | 0 | 0.1 | 0 | 275 | 1 | Honeywell | 2023-10-27 | redacted
Low Income - Power to Save | HVAC Inspection | 0 | 0.17 | 0 | 268.73 | 1 | Honeywell | 2023-10-27 | redacted
Low Income - Power to Save | Faucet Aerators | 0 | 0 | 0.02 | 110.58 | 1 | Honeywell | 2023-10-27 | redacted
Low Income - Power to Save | LI - DUCT | 0 | 0.4 | 0.12 | 775.77 | 1 | Honeywell | 2023-10-27 | redacted
Low Income - Power to Save | LED Lights | 0 | 0 | 0 | 47.6 | 1 | Honeywell | 2023-10-27 | redacted
Low Income - Power to Save | Weather Strip/Caulk | 0 | 0.25 | 0.09 | 503.3 | 1 | Honeywell | 2023-10-16 | redacted
Low Income - Power to Save | Outdoor Coil Cleaning | 0 | 0.1 | 0 | 275 | 1 | Honeywell | 2023-10-16 | redacted
Low Income - Power to Save | HVAC Inspection | 0 | 0.17 | 0 | 268.73 | 1 | Honeywell | 2023-10-16 | redacted
Low Income - Power to Save | Faucet Aerators | 0 | 0 | 0.02 | 110.58 | 1 | Honeywell | 2023-10-16 | redacted
Low Income - Power to Save | Low Flow Showerhead | 0 | 0.04 | 0.1 | 504.08 | 1 | Honeywell | 2023-10-16 | redacted
Low Income - Power to Save | LI - DUCT | 0 | 0.4 | 0.12 | 775.77 | 1 | Honeywell | 2023-10-16 | redacted
Low Income - Power to Save | LED Lights | 0 | 0 | 0 | 47.6 | 1 | Honeywell | 2023-10-16 | redacted
Low Income - Power to Save | Weather Strip/Caulk | 0 | 0.25 | 0.09 | 503.3 | 1 | Honeywell | 2023-10-30 | redacted
Low Income - Power to Save | Pipe Wrap | 0 | 0.01 | 0.03 | 143.65 | 1 | Honeywell | 2023-10-30 | redacted
Low Income - Power to Save | Outdoor Coil Cleaning | 0 | 0.1 | 0 | 275 | 1 | Honeywell | 2023-10-30 | redacted
Low Income - Power to Save | HVAC Inspection | 0 | 0.17 | 0 | 268.73 | 1 | Honeywell | 2023-10-30 | redacted
Low Income - Power to Save | Low Flow Showerhead | 0 | 0.04 | 0.1 | 504.08 | 1 | Honeywell | 2023-10-30 | redacted
Low Income - Power to Save | LI - DUCT | 0 | 0.4 | 0.12 | 775.77 | 1 | Honeywell | 2023-10-30 | redacted
Low Income - Power to Save | LED Lights | 0 | 0 | 0 | 47.6 | 1 | Honeywell | 2023-10-30 | redacted
Low Income - Power to Save | Weather Strip/Caulk | 0 | 0.25 | 0.09 | 503.3 | 1 | Honeywell | 2023-10-30 | redacted
Low Income - Power to Save | Faucet Aerators | 0 | 0 | 0.02 | 110.58 | 1 | Honeywell | 2023-10-30 | redacted
Low Income - Power to Save | LED Lights | 0 | 0 | 0 | 47.6 | 1 | Honeywell | 2023-10-30 | redacted
Low Income - Power to Save | Weather Strip/Caulk | 0 | 0.25 | 0.09 | 503.3 | 1 | Honeywell | 2023-10-18 | redacted
Low Income - Power to Save | Pipe Wrap | 0 | 0.01 | 0.03 | 143.65 | 1 | Honeywell | 2023-10-18 | redacted
Low Income - Power to Save | Faucet Aerators | 0 | 0 | 0.02 | 110.58 | 1 | Honeywell | 2023-10-18 | redacted
Low Income - Power to Save | Low Flow Showerhead | 0 | 0.04 | 0.1 | 504.08 | 1 | Honeywell | 2023-10-18 | redacted
Low Income - Power to Save | LED Lights | 0 | 0 | 0 | 47.6 | 1 | Honeywell | 2023-10-18 | redacted
Low Income - Power to Save | Outdoor Coil Cleaning | 0 | 0.1 | 0 | 275 | 1 | Honeywell | 2023-10-18 | redacted
Low Income - Power to Save | HVAC Inspection | 0 | 0.17 | 0 | 268.73 | 1 | Honeywell | 2023-10-18 | redacted
Low Income - Power to Save | Faucet Aerators | 0 | 0 | 0.02 | 110.58 | 1 | Honeywell | 2023-10-18 | redacted
Low Income - Power to Save | Low Flow Showerhead | 0 | 0.04 | 0.1 | 504.08 | 1 | Honeywell | 2023-10-18 | redacted
Low Income - Power to Save | LI - DUCT | 0 | 0.4 | 0.12 | 775.77 | 1 | Honeywell | 2023-10-18 | redacted
Low Income - Power to Save | LED Lights | 0 | 0 | 0 | 47.6 | 1 | Honeywell | 2023-10-18 | redacted
Low Income - Power to Save | Pipe Wrap | 0 | 0.01 | 0.03 | 143.65 | 1 | Honeywell | 2023-10-18 | redacted
Low Income - Power to Save | Outdoor Coil Cleaning | 0 | 0.1 | 0 | 275 | 1 | Honeywell | 2023-10-18 | redacted
Low Income - Power to Save | HVAC Inspection | 0 | 0.17 | 0 | 268.73 | 1 | Honeywell | 2023-10-18 | redacted
Low Income - Power to Save | Faucet Aerators | 0 | 0 | 0.02 | 110.58 | 1 | Honeywell | 2023-10-18 | redacted
Low Income - Power to Save | Low Flow Showerhead | 0 | 0.04 | 0.1 | 504.08 | 1 | Honeywell | 2023-10-18 | redacted
Low Income - Power to Save | LI - DUCT | 0 | 0.4 | 0.12 | 775.77 | 1 | Honeywell | 2023-10-18 | redacted
Low Income - Power to Save | LED Lights | 0 | 0 | 0 | 47.6 | 1 | Honeywell | 2023-10-18 | redacted
Low Income - Power to Save | Weather Strip/Caulk | 0 | 0.25 | 0.09 | 503.3 | 1 | Honeywell | 2023-10-18 | redacted
Low Income - Power to Save | Low Flow Showerhead | 0 | 0.04 | 0.1 | 504.08 | 1 | Honeywell | 2023-10-18 | redacted
Low Income - Power to Save | LED Lights | 0 | 0 | 0 | 47.6 | 1 | Honeywell | 2023-10-18 | redacted
Low Income - Power to Save | Weather Strip/Caulk | 0 | 0.25 | 0.09 | 503.3 | 1 | Honeywell | 2023-10-19 | redacted
Low Income - Power to Save | Faucet Aerators | 0 | 0 | 0.02 | 110.58 | 1 | Honeywell | 2023-10-19 | redacted
Low Income - Power to Save | Low Flow Showerhead | 0 | 0.04 | 0.1 | 504.08 | 1 | Honeywell | 2023-10-19 | redacted
Low Income - Power to Save | LED Lights | 0 | 0 | 0 | 47.6 | 1 | Honeywell | 2023-10-19 | redacted
Low Income - Power to Save | Weather Strip/Caulk | 0 | 0.25 | 0.09 | 503.3 | 1 | Honeywell | 2023-10-19 | redacted
Low Income - Power to Save | Outdoor Coil Cleaning | 0 | 0.1 | 0 | 275 | 1 | Honeywell | 2023-10-19 | redacted
Low Income - Power to Save | LED Lights | 0 | 0 | 0 | 47.6 | 1 | Honeywell | 2023-10-19 | redacted
Low Income - Power to Save | Weather Strip/Caulk | 0 | 0.25 | 0.09 | 503.3 | 1 | Honeywell | 2023-10-17 | redacted
Low Income - Power to Save | Faucet Aerators | 0 | 0 | 0.02 | 110.58 | 1 | Honeywell | 2023-10-17 | redacted
Low Income - Power to Save | Low Flow Showerhead | 0 | 0.04 | 0.1 | 504.08 | 1 | Honeywell | 2023-10-17 | redacted
Low Income - Power to Save | LED Lights | 0 | 0 | 0 | 47.6 | 1 | Honeywell | 2023-10-17 | redacted
Low Income - Power to Save | Weather Strip/Caulk | 0 | 0.25 | 0.09 | 503.3 | 1 | Honeywell | 2023-10-26 | redacted
Low Income - Power to Save | Outdoor Coil Cleaning | 0 | 0.1 | 0 | 275 | 1 | Honeywell | 2023-10-26 | redacted
Low Income - Power to Save | HVAC Inspection | 0 | 0.17 | 0 | 268.73 | 1 | Honeywell | 2023-10-26 | redacted
Low Income - Power to Save | Low Flow Showerhead | 0 | 0.04 | 0.1 | 504.08 | 1 | Honeywell | 2023-10-26 | redacted
Low Income - Power to Save | LI - DUCT | 0 | 0.4 | 0.12 | 775.77 | 1 | Honeywell | 2023-10-26 | redacted
Low Income - Power to Save | LED Lights | 0 | 0 | 0 | 47.6 | 1 | Honeywell | 2023-10-26 | redacted
Low Income - Power to Save | Weather Strip/Caulk | 0 | 0.25 | 0.09 | 503.3 | 1 | Honeywell | 2023-10-17 | redacted
Low Income - Power to Save | Outdoor Coil Cleaning | 0 | 0.1 | 0 | 275 | 1 | Honeywell | 2023-10-17 | redacted
Low Income - Power to Save | HVAC Inspection | 0 | 0.17 | 0 | 268.73 | 1 | Honeywell | 2023-10-17 | redacted
Low Income - Power to Save | LI - DUCT | 0 | 0.4 | 0.12 | 775.77 | 1 | Honeywell | 2023-10-17 | redacted
Low Income - Power to Save | LED Lights | 0 | 0 | 0 | 47.6 | 1 | Honeywell | 2023-10-17 | redacted
Low Income - Power to Save | Weather Strip/Caulk | 0 | 0.25 | 0.09 | 503.3 | 1 | Honeywell | 2023-10-26 | redacted
Low Income - Power to Save | Outdoor Coil Cleaning | 0 | 0.1 | 0 | 275 | 1 | Honeywell | 2023-10-26 | redacted
Low Income - Power to Save | HVAC Inspection | 0 | 0.17 | 0 | 268.73 | 1 | Honeywell | 2023-10-26 | redacted
Low Income - Power to Save | Low Flow Showerhead | 0 | 0.04 | 0.1 | 504.08 | 1 | Honeywell | 2023-10-26 | redacted
Low Income - Power to Save | LI - DUCT | 0 | 0.4 | 0.12 | 775.77 | 1 | Honeywell | 2023-10-26 | redacted
Low Income - Power to Save | LED Lights | 0 | 0 | 0 | 47.6 | 1 | Honeywell | 2023-10-26 | redacted
Low Income - Power to Save | Weather Strip/Caulk | 0 | 0.25 | 0.09 | 503.3 | 1 | Honeywell | 2023-10-27 | redacted
Low Income - Power to Save | Outdoor Coil Cleaning | 0 | 0.1 | 0 | 275 | 1 | Honeywell | 2023-10-27 | redacted
Low Income - Power to Save | Faucet Aerators | 0 | 0 | 0.02 | 110.58 | 1 | Honeywell | 2023-10-27 | redacted
Low Income - Power to Save | Low Flow Showerhead | 0 | 0.04 | 0.1 | 504.08 | 1 | Honeywell | 2023-10-27 | redacted
Low Income - Power to Save | LED Lights | 0 | 0 | 0 | 47.6 | 1 | Honeywell | 2023-10-27 | redacted
Low Income - Power to Save | Weather Strip/Caulk | 0 | 0.25 | 0.09 | 503.3 | 1 | Honeywell | 2023-10-16 | redacted
Low Income - Power to Save | Outdoor Coil Cleaning | 0 | 0.1 | 0 | 275 | 1 | Honeywell | 2023-10-16 | redacted
Low Income - Power to Save | HVAC Inspection | 0 | 0.17 | 0 | 268.73 | 1 | Honeywell | 2023-10-16 | redacted
Low Income - Power to Save | Faucet Aerators | 0 | 0 | 0.02 | 110.58 | 1 | Honeywell | 2023-10-16 | redacted
Low Income - Power to Save | Low Flow Showerhead | 0 | 0.04 | 0.1 | 504.08 | 1 | Honeywell | 2023-10-16 | redacted
Low Income - Power to Save | LI - DUCT | 0 | 0.4 | 0.12 | 775.77 | 1 | Honeywell | 2023-10-16 | redacted
Low Income - Power to Save | LED Lights | 0 | 0 | 0 | 47.6 | 1 | Honeywell | 2023-10-16 | redacted
Low Income - Power to Save | Weather Strip/Caulk | 0 | 0.25 | 0.09 | 503.3 | 1 | Honeywell | 2023-10-16 | redacted
Low Income - Power to Save | Outdoor Coil Cleaning | 0 | 0.1 | 0 | 275 | 1 | Honeywell | 2023-10-16 | redacted
Low Income - Power to Save | Faucet Aerators | 0 | 0 | 0.02 | 110.58 | 1 | Honeywell | 2023-10-16 | redacted
Low Income - Power to Save | Low Flow Showerhead | 0 | 0.04 | 0.1 | 504.08 | 1 | Honeywell | 2023-10-16 | redacted
Low Income - Power to Save | LED Lights | 0 | 0 | 0 | 47.6 | 1 | Honeywell | 2023-10-16 | redacted
Low Income - Power to Save | Weather Strip/Caulk | 0 | 0.25 | 0.09 | 503.3 | 1 | Honeywell | 2023-10-19 | redacted
Low Income - Power to Save | Outdoor Coil Cleaning | 0 | 0.1 | 0 | 275 | 1 | Honeywell | 2023-10-19 | redacted
Low Income - Power to Save | HVAC Inspection | 0 | 0.17 | 0 | 268.73 | 1 | Honeywell | 2023-10-19 | redacted
Low Income - Power to Save | Faucet Aerators | 0 | 0 | 0.02 | 110.58 | 1 | Honeywell | 2023-10-19 | redacted
Low Income - Power to Save | LI - DUCT | 0 | 0.4 | 0.12 | 775.77 | 1 | Honeywell | 2023-10-19 | redacted
Low Income - Power to Save | LED Lights | 0 | 0 | 0 | 47.6 | 1 | Honeywell | 2023-10-19 | redacted
Low Income - Power to Save | Weather Strip/Caulk | 0 | 0.25 | 0.09 | 503.3 | 1 | Honeywell | 2023-10-26 | redacted
Low Income - Power to Save | Outdoor Coil Cleaning | 0 | 0.1 | 0 | 275 | 1 | Honeywell | 2023-10-26 | redacted
Low Income - Power to Save | HVAC Inspection | 0 | 0.17 | 0 | 268.73 | 1 | Honeywell | 2023-10-26 | redacted
Low Income - Power to Save | Faucet Aerators | 0 | 0 | 0.02 | 110.58 | 1 | Honeywell | 2023-10-26 | redacted
Low Income - Power to Save | Low Flow Showerhead | 0 | 0.04 | 0.1 | 504.08 | 1 | Honeywell | 2023-10-26 | redacted
Low Income - Power to Save | LI - DUCT | 0 | 0.4 | 0.12 | 775.77 | 1 | Honeywell | 2023-10-26 | redacted
Low Income - Power to Save | LED Lights | 0 | 0 | 0 | 47.6 | 1 | Honeywell | 2023-10-26 | redacted
Low Income - Power to Save | Weather Strip/Caulk | 0 | 0.25 | 0.09 | 503.3 | 1 | Honeywell | 2023-10-30 | redacted
Low Income - Power to Save | Outdoor Coil Cleaning | 0 | 0.1 | 0 | 275 | 1 | Honeywell | 2023-10-30 | redacted
Low Income - Power to Save | HVAC Inspection | 0 | 0.17 | 0 | 268.73 | 1 | Honeywell | 2023-10-30 | redacted
Low Income - Power to Save | Faucet Aerators | 0 | 0 | 0.02 | 110.58 | 1 | Honeywell | 2023-10-30 | redacted
Low Income - Power to Save | Low Flow Showerhead | 0 | 0.04 | 0.1 | 504.08 | 1 | Honeywell | 2023-10-30 | redacted
Low Income - Power to Save | LI - DUCT | 0 | 0.4 | 0.12 | 775.77 | 1 | Honeywell | 2023-10-30 | redacted
Low Income - Power to Save | LED Lights | 0 | 0 | 0 | 47.6 | 1 | Honeywell | 2023-10-30 | redacted
Low Income - Power to Save | Weather Strip/Caulk | 0 | 0.25 | 0.09 | 503.3 | 1 | Honeywell | 2023-10-26 | redacted
Low Income - Power to Save | Pipe Wrap | 0 | 0.01 | 0.03 | 143.65 | 1 | Honeywell | 2023-10-26 | redacted
Low Income - Power to Save | Outdoor Coil Cleaning | 0 | 0.1 | 0 | 275 | 1 | Honeywell | 2023-10-26 | redacted
Low Income - Power to Save | HVAC Inspection | 0 | 0.17 | 0 | 268.73 | 1 | Honeywell | 2023-10-26 | redacted
Low Income - Power to Save | LI - DUCT | 0 | 0.4 | 0.12 | 775.77 | 1 | Honeywell | 2023-10-26 | redacted
Low Income - Power to Save | LED Lights | 0 | 0 | 0 | 47.6 | 1 | Honeywell | 2023-10-26 | redacted
Low Income - Power to Save | Outdoor Coil Cleaning | 0 | 0.1 | 0 | 275 | 1 | Honeywell | 2023-10-26 | redacted
Low Income - Power to Save | HVAC Inspection | 0 | 0.17 | 0 | 268.73 | 1 | Honeywell | 2023-10-26 | redacted
Low Income - Power to Save | Faucet Aerators | 0 | 0 | 0.02 | 110.58 | 1 | Honeywell | 2023-10-26 | redacted
Low Income - Power to Save | LED Lights | 0 | 0 | 0 | 47.6 | 1 | Honeywell | 2023-10-26 | redacted
Low Income - Power to Save | Weather Strip/Caulk | 0 | 0.25 | 0.09 | 503.3 | 1 | Honeywell | 2023-10-27 | redacted
Low Income - Power to Save | Outdoor Coil Cleaning | 0 | 0.1 | 0 | 275 | 1 | Honeywell | 2023-10-27 | redacted
Low Income - Power to Save | Faucet Aerators | 0 | 0 | 0.02 | 110.58 | 1 | Honeywell | 2023-10-27 | redacted
Low Income - Power to Save | Low Flow Showerhead | 0 | 0.04 | 0.1 | 504.08 | 1 | Honeywell | 2023-10-27 | redacted
Low Income - Power to Save | LED Lights | 0 | 0 | 0 | 47.6 | 1 | Honeywell | 2023-10-27 | redacted
Low Income - Power to Save | Weather Strip/Caulk | 0 | 0.25 | 0.09 | 503.3 | 1 | Honeywell | 2023-10-16 | redacted
Low Income - Power to Save | Outdoor Coil Cleaning | 0 | 0.1 | 0 | 275 | 1 | Honeywell | 2023-10-16 | redacted
Low Income - Power to Save | HVAC Inspection | 0 | 0.17 | 0 | 268.73 | 1 | Honeywell | 2023-10-16 | redacted
Low Income - Power to Save | Faucet Aerators | 0 | 0 | 0.02 | 110.58 | 1 | Honeywell | 2023-10-16 | redacted
Low Income - Power to Save | Low Flow Showerhead | 0 | 0.04 | 0.1 | 504.08 | 1 | Honeywell | 2023-10-16 | redacted
Low Income - Power to Save | LI - DUCT | 0 | 0.4 | 0.12 | 775.77 | 1 | Honeywell | 2023-10-16 | redacted
Low Income - Power to Save | LED Lights | 0 | 0 | 0 | 47.6 | 1 | Honeywell | 2023-10-16 | redacted
Low Income - Power to Save | Weather Strip/Caulk | 0 | 0.25 | 0.09 | 503.3 | 1 | Honeywell | 2023-10-27 | redacted
Low Income - Power to Save | HVAC Inspection | 0 | 0.17 | 0 | 268.73 | 1 | Honeywell | 2023-10-27 | redacted
Low Income - Power to Save | Faucet Aerators | 0 | 0 | 0.02 | 110.58 | 1 | Honeywell | 2023-10-27 | redacted
Low Income - Power to Save | LI - DUCT | 0 | 0.4 | 0.12 | 775.77 | 1 | Honeywell | 2023-10-27 | redacted
Low Income - Power to Save | LED Lights | 0 | 0 | 0 | 47.6 | 1 | Honeywell | 2023-10-27 | redacted
Low Income - Power to Save | Weather Strip/Caulk | 0 | 0.25 | 0.09 | 503.3 | 1 | Honeywell | 2023-10-18 | redacted
Low Income - Power to Save | Outdoor Coil Cleaning | 0 | 0.1 | 0 | 275 | 1 | Honeywell | 2023-10-18 | redacted
Low Income - Power to Save | HVAC Inspection | 0 | 0.17 | 0 | 268.73 | 1 | Honeywell | 2023-10-18 | redacted
Low Income - Power to Save | Low Flow Showerhead | 0 | 0.04 | 0.1 | 504.08 | 1 | Honeywell | 2023-10-18 | redacted
Low Income - Power to Save | LI - DUCT | 0 | 0.4 | 0.12 | 775.77 | 1 | Honeywell | 2023-10-18 | redacted
Low Income - Power to Save | LED Lights | 0 | 0 | 0 | 47.6 | 1 | Honeywell | 2023-10-18 | redacted
Low Income - Power to Save | Weather Strip/Caulk | 0 | 0.25 | 0.09 | 503.3 | 1 | Honeywell | 2023-10-26 | redacted
Low Income - Power to Save | Outdoor Coil Cleaning | 0 | 0.1 | 0 | 275 | 1 | Honeywell | 2023-10-26 | redacted
Low Income - Power to Save | HVAC Inspection | 0 | 0.17 | 0 | 268.73 | 1 | Honeywell | 2023-10-26 | redacted
Low Income - Power to Save | Faucet Aerators | 0 | 0 | 0.02 | 110.58 | 1 | Honeywell | 2023-10-26 | redacted
Low Income - Power to Save | Low Flow Showerhead | 0 | 0.04 | 0.1 | 504.08 | 1 | Honeywell | 2023-10-26 | redacted
Low Income - Power to Save | LI - DUCT | 0 | 0.4 | 0.12 | 775.77 | 1 | Honeywell | 2023-10-26 | redacted
Low Income - Power to Save | LED Lights | 0 | 0 | 0 | 47.6 | 1 | Honeywell | 2023-10-26 | redacted
Low Income - Power to Save | Weather Strip/Caulk | 0 | 0.25 | 0.09 | 503.3 | 1 | Honeywell | 2023-10-17 | redacted
Low Income - Power to Save | Outdoor Coil Cleaning | 0 | 0.1 | 0 | 275 | 1 | Honeywell | 2023-10-17 | redacted
Low Income - Power to Save | HVAC Inspection | 0 | 0.17 | 0 | 268.73 | 1 | Honeywell | 2023-10-17 | redacted
Low Income - Power to Save | LI - DUCT | 0 | 0.4 | 0.12 | 775.77 | 1 | Honeywell | 2023-10-17 | redacted
Low Income - Power to Save | LED Lights | 0 | 0 | 0 | 47.6 | 1 | Honeywell | 2023-10-17 | redacted
Low Income - Power to Save | Weather Strip/Caulk | 0 | 0.25 | 0.09 | 503.3 | 1 | Honeywell | 2023-10-16 | redacted
Low Income - Power to Save | Outdoor Coil Cleaning | 0 | 0.1 | 0 | 275 | 1 | Honeywell | 2023-10-16 | redacted
Low Income - Power to Save | HVAC Inspection | 0 | 0.17 | 0 | 268.73 | 1 | Honeywell | 2023-10-16 | redacted
Low Income - Power to Save | LI - DUCT | 0 | 0.4 | 0.12 | 775.77 | 1 | Honeywell | 2023-10-16 | redacted
Low Income - Power to Save | LED Lights | 0 | 0 | 0 | 47.6 | 1 | Honeywell | 2023-10-16 | redacted
Low Income - Power to Save | Weather Strip/Caulk | 0 | 0.25 | 0.09 | 503.3 | 1 | Honeywell | 2023-10-27 | redacted
Low Income - Power to Save | Pipe Wrap | 0 | 0.01 | 0.03 | 143.65 | 1 | Honeywell | 2023-10-27 | redacted
Low Income - Power to Save | Weather Strip/Caulk | 0 | 0.25 | 0.09 | 503.3 | 1 | Honeywell | 2023-10-17 | redacted
Low Income - Power to Save | Outdoor Coil Cleaning | 0 | 0.1 | 0 | 275 | 1 | Honeywell | 2023-10-17 | redacted
Low Income - Power to Save | HVAC Inspection | 0 | 0.17 | 0 | 268.73 | 1 | Honeywell | 2023-10-17 | redacted
Low Income - Power to Save | Faucet Aerators | 0 | 0 | 0.02 | 110.58 | 1 | Honeywell | 2023-10-17 | redacted
Low Income - Power to Save | Low Flow Showerhead | 0 | 0.04 | 0.1 | 504.08 | 1 | Honeywell | 2023-10-17 | redacted
Low Income - Power to Save | LI - DUCT | 0 | 0.4 | 0.12 | 775.77 | 1 | Honeywell | 2023-10-17 | redacted
Low Income - Power to Save | LED Lights | 0 | 0 | 0 | 47.6 | 1 | Honeywell | 2023-10-17 | redacted
Low Income - Power to Save | Outdoor Coil Cleaning | 0 | 0.1 | 0 | 275 | 1 | Honeywell | 2023-10-26 | redacted
Low Income - Power to Save | HVAC Inspection | 0 | 0.17 | 0 | 268.73 | 1 | Honeywell | 2023-10-26 | redacted
Low Income - Power to Save | Faucet Aerators | 0 | 0 | 0.02 | 110.58 | 1 | Honeywell | 2023-10-26 | redacted
Low Income - Power to Save | Low Flow Showerhead | 0 | 0.04 | 0.1 | 504.08 | 1 | Honeywell | 2023-10-26 | redacted
Low Income - Power to Save | LI - DUCT | 0 | 0.4 | 0.12 | 775.77 | 1 | Honeywell | 2023-10-26 | redacted
Low Income - Power to Save | LED Lights | 0 | 0 | 0 | 47.6 | 1 | Honeywell | 2023-10-26 | redacted
Low Income - Power to Save | Weather Strip/Caulk | 0 | 0.25 | 0.09 | 503.3 | 1 | Honeywell | 2023-10-17 | redacted
Low Income - Power to Save | Outdoor Coil Cleaning | 0 | 0.1 | 0 | 275 | 1 | Honeywell | 2023-10-17 | redacted
Low Income - Power to Save | HVAC Inspection | 0 | 0.17 | 0 | 268.73 | 1 | Honeywell | 2023-10-17 | redacted
Low Income - Power to Save | Faucet Aerators | 0 | 0 | 0.02 | 110.58 | 1 | Honeywell | 2023-10-17 | redacted
Low Income - Power to Save | Low Flow Showerhead | 0 | 0.04 | 0.1 | 504.08 | 1 | Honeywell | 2023-10-17 | redacted
Low Income - Power to Save | LI - DUCT | 0 | 0.4 | 0.12 | 775.77 | 1 | Honeywell | 2023-10-17 | redacted
Low Income - Power to Save | LED Lights | 0 | 0 | 0 | 47.6 | 1 | Honeywell | 2023-10-17 | redacted
Low Income - Power to Save | Weather Strip/Caulk | 0 | 0.25 | 0.09 | 503.3 | 1 | Honeywell | 2023-10-30 | redacted
Low Income - Power to Save | Pipe Wrap | 0 | 0.01 | 0.03 | 143.65 | 1 | Honeywell | 2023-10-30 | redacted
Low Income - Power to Save | Outdoor Coil Cleaning | 0 | 0.1 | 0 | 275 | 1 | Honeywell | 2023-10-30 | redacted
Low Income - Power to Save | HVAC Inspection | 0 | 0.17 | 0 | 268.73 | 1 | Honeywell | 2023-10-30 | redacted
Low Income - Power to Save | Faucet Aerators | 0 | 0 | 0.02 | 110.58 | 1 | Honeywell | 2023-10-30 | redacted
Low Income - Power to Save | Low Flow Showerhead | 0 | 0.04 | 0.1 | 504.08 | 1 | Honeywell | 2023-10-30 | redacted
Low Income - Power to Save | LI - DUCT | 0 | 0.4 | 0.12 | 775.77 | 1 | Honeywell | 2023-10-30 | redacted
Low Income - Power to Save | LED Lights | 0 | 0 | 0 | 47.6 | 1 | Honeywell | 2023-10-30 | redacted
Low Income - Power to Save | Weather Strip/Caulk | 0 | 0.25 | 0.09 | 503.3 | 1 | Honeywell | 2023-10-17 | redacted
Low Income - Power to Save | Pipe Wrap | 0 | 0.01 | 0.03 | 143.65 | 1 | Honeywell | 2023-10-17 | redacted
Low Income - Power to Save | Outdoor Coil Cleaning | 0 | 0.1 | 0 | 275 | 1 | Honeywell | 2023-10-17 | redacted
Low Income - Power to Save | HVAC Inspection | 0 | 0.17 | 0 | 268.73 | 1 | Honeywell | 2023-10-17 | redacted
Low Income - Power to Save | LI - DUCT | 0 | 0.4 | 0.12 | 775.77 | 1 | Honeywell | 2023-10-17 | redacted
Low Income - Power to Save | LED Lights | 0 | 0 | 0 | 47.6 | 1 | Honeywell | 2023-10-17 | redacted
Low Income - Power to Save | Weather Strip/Caulk | 0 | 0.25 | 0.09 | 503.3 | 1 | Honeywell | 2023-10-18 | redacted
Low Income - Power to Save | Outdoor Coil Cleaning | 0 | 0.1 | 0 | 275 | 1 | Honeywell | 2023-10-18 | redacted
Low Income - Power to Save | HVAC Inspection | 0 | 0.17 | 0 | 268.73 | 1 | Honeywell | 2023-10-18 | redacted
Low Income - Power to Save | LED Lights | 0 | 0 | 0 | 47.6 | 1 | Honeywell | 2023-10-18 | redacted
Low Income - Power to Save | Weather Strip/Caulk | 0 | 0.25 | 0.09 | 503.3 | 1 | Honeywell | 2023-10-18 | redacted
Low Income - Power to Save | Low Flow Showerhead | 0 | 0.04 | 0.1 | 504.08 | 1 | Honeywell | 2023-10-18 | redacted
Low Income - Power to Save | LED Lights | 0 | 0 | 0 | 47.6 | 1 | Honeywell | 2023-10-18 | redacted
Low Income - Power to Save | Weather Strip/Caulk | 0 | 0.25 | 0.09 | 503.3 | 1 | Honeywell | 2023-10-20 | redacted
Low Income - Power to Save | Outdoor Coil Cleaning | 0 | 0.1 | 0 | 275 | 1 | Honeywell | 2023-10-20 | redacted
Low Income - Power to Save | Faucet Aerators | 0 | 0 | 0.02 | 110.58 | 1 | Honeywell | 2023-10-20 | redacted
Low Income - Power to Save | Low Flow Showerhead | 0 | 0.04 | 0.1 | 504.08 | 1 | Honeywell | 2023-10-20 | redacted
Low Income - Power to Save | LED Lights | 0 | 0 | 0 | 47.6 | 1 | Honeywell | 2023-10-20 | redacted
Low Income - Power to Save | Weather Strip/Caulk | 0 | 0.25 | 0.09 | 503.3 | 1 | Honeywell | 2023-10-27 | redacted
Low Income - Power to Save | Outdoor Coil Cleaning | 0 | 0.1 | 0 | 275 | 1 | Honeywell | 2023-10-27 | redacted
Low Income - Power to Save | HVAC Inspection | 0 | 0.17 | 0 | 268.73 | 1 | Honeywell | 2023-10-27 | redacted
Low Income - Power to Save | Faucet Aerators | 0 | 0 | 0.02 | 110.58 | 1 | Honeywell | 2023-10-27 | redacted
Low Income - Power to Save | Low Flow Showerhead | 0 | 0.04 | 0.1 | 504.08 | 1 | Honeywell | 2023-10-27 | redacted
Low Income - Power to Save | Weather Strip/Caulk | 0 | 0.25 | 0.09 | 503.3 | 1 | Honeywell | 2023-10-16 | redacted
Low Income - Power to Save | Outdoor Coil Cleaning | 0 | 0.1 | 0 | 275 | 1 | Honeywell | 2023-10-16 | redacted
Low Income - Power to Save | HVAC Inspection | 0 | 0.17 | 0 | 268.73 | 1 | Honeywell | 2023-10-16 | redacted
Low Income - Power to Save | Faucet Aerators | 0 | 0 | 0.02 | 110.58 | 1 | Honeywell | 2023-10-16 | redacted
Low Income - Power to Save | Low Flow Showerhead | 0 | 0.04 | 0.1 | 504.08 | 1 | Honeywell | 2023-10-16 | redacted
Low Income - Power to Save | LI - DUCT | 0 | 0.4 | 0.12 | 775.77 | 1 | Honeywell | 2023-10-16 | redacted
Low Income - Power to Save | LED Lights | 0 | 0 | 0 | 47.6 | 1 | Honeywell | 2023-10-16 | redacted
Low Income - Power to Save | Weather Strip/Caulk | 0 | 0.25 | 0.09 | 503.3 | 1 | Honeywell | 2023-10-20 | redacted
Low Income - Power to Save | Faucet Aerators | 0 | 0 | 0.02 | 110.58 | 1 | Honeywell | 2023-10-20 | redacted
Low Income - Power to Save | Low Flow Showerhead | 0 | 0.04 | 0.1 | 504.08 | 1 | Honeywell | 2023-10-20 | redacted
Low Income - Power to Save | LED Lights | 0 | 0 | 0 | 47.6 | 1 | Honeywell | 2023-10-20 | redacted
Low Income - Power to Save | Weather Strip/Caulk | 0 | 0.25 | 0.09 | 503.3 | 1 | Honeywell | 2023-10-27 | redacted
Low Income - Power to Save | Outdoor Coil Cleaning | 0 | 0.1 | 0 | 275 | 1 | Honeywell | 2023-10-27 | redacted
Low Income - Power to Save | Faucet Aerators | 0 | 0 | 0.02 | 110.58 | 1 | Honeywell | 2023-10-27 | redacted
Low Income - Power to Save | Low Flow Showerhead | 0 | 0.04 | 0.1 | 504.08 | 1 | Honeywell | 2023-10-27 | redacted
Low Income - Power to Save | LED Lights | 0 | 0 | 0 | 47.6 | 1 | Honeywell | 2023-10-27 | redacted
Low Income - Power to Save | Weather Strip/Caulk | 0 | 0.25 | 0.09 | 503.3 | 1 | Honeywell | 2023-10-27 | redacted
Low Income - Power to Save | Outdoor Coil Cleaning | 0 | 0.1 | 0 | 275 | 1 | Honeywell | 2023-10-27 | redacted
Low Income - Power to Save | HVAC Inspection | 0 | 0.17 | 0 | 268.73 | 1 | Honeywell | 2023-10-27 | redacted
Low Income - Power to Save | Faucet Aerators | 0 | 0 | 0.02 | 110.58 | 1 | Honeywell | 2023-10-27 | redacted
Low Income - Power to Save | Low Flow Showerhead | 0 | 0.04 | 0.1 | 504.08 | 1 | Honeywell | 2023-10-27 | redacted
Low Income - Power to Save | LI - DUCT | 0 | 0.4 | 0.12 | 775.77 | 1 | Honeywell | 2023-10-27 | redacted
Low Income - Power to Save | LED Lights | 0 | 0 | 0 | 47.6 | 1 | Honeywell | 2023-10-27 | redacted
Low Income - Power to Save | Weather Strip/Caulk | 0 | 0.25 | 0.09 | 503.3 | 1 | Honeywell | 2023-10-16 | redacted
Low Income - Power to Save | Pipe Wrap | 0 | 0.01 | 0.03 | 143.65 | 1 | Honeywell | 2023-10-16 | redacted
Low Income - Power to Save | Outdoor Coil Cleaning | 0 | 0.1 | 0 | 275 | 1 | Honeywell | 2023-10-16 | redacted
Low Income - Power to Save | HVAC Inspection | 0 | 0.17 | 0 | 268.73 | 1 | Honeywell | 2023-10-16 | redacted
Low Income - Power to Save | LI - DUCT | 0 | 0.4 | 0.12 | 775.77 | 1 | Honeywell | 2023-10-16 | redacted
Low Income - Power to Save | LED Lights | 0 | 0 | 0 | 47.6 | 1 | Honeywell | 2023-10-16 | redacted
Low Income - Power to Save | Weather Strip/Caulk | 0 | 0.25 | 0.09 | 503.3 | 1 | Honeywell | 2023-10-18 | redacted
Low Income - Power to Save | Outdoor Coil Cleaning | 0 | 0.1 | 0 | 275 | 1 | Honeywell | 2023-10-18 | redacted
Low Income - Power to Save | HVAC Inspection | 0 | 0.17 | 0 | 268.73 | 1 | Honeywell | 2023-10-18 | redacted
Low Income - Power to Save | Faucet Aerators | 0 | 0 | 0.02 | 110.58 | 1 | Honeywell | 2023-10-18 | redacted
Low Income - Power to Save | Low Flow Showerhead | 0 | 0.04 | 0.1 | 504.08 | 1 | Honeywell | 2023-10-18 | redacted
Low Income - Power to Save | LI - DUCT | 0 | 0.4 | 0.12 | 775.77 | 1 | Honeywell | 2023-10-18 | redacted
Low Income - Power to Save | LED Lights | 0 | 0 | 0 | 47.6 | 1 | Honeywell | 2023-10-18 | redacted
Low Income - Power to Save | Weather Strip/Caulk | 0 | 0.25 | 0.09 | 503.3 | 1 | Honeywell | 2023-10-16 | redacted
Low Income - Power to Save | Outdoor Coil Cleaning | 0 | 0.1 | 0 | 275 | 1 | Honeywell | 2023-10-16 | redacted
Low Income - Power to Save | HVAC Inspection | 0 | 0.17 | 0 | 268.73 | 1 | Honeywell | 2023-10-16 | redacted
Low Income - Power to Save | Low Flow Showerhead | 0 | 0.04 | 0.1 | 504.08 | 1 | Honeywell | 2023-10-16 | redacted
Low Income - Power to Save | LI - DUCT | 0 | 0.4 | 0.12 | 775.77 | 1 | Honeywell | 2023-10-16 | redacted
Low Income - Power to Save | LED Lights | 0 | 0 | 0 | 47.6 | 1 | Honeywell | 2023-10-16 | redacted
Low Income - Power to Save | Weather Strip/Caulk | 0 | 0.25 | 0.09 | 503.3 | 1 | Honeywell | 2023-10-26 | redacted
Low Income - Power to Save | Outdoor Coil Cleaning | 0 | 0.1 | 0 | 275 | 1 | Honeywell | 2023-10-26 | redacted
Low Income - Power to Save | HVAC Inspection | 0 | 0.17 | 0 | 268.73 | 1 | Honeywell | 2023-10-26 | redacted
Low Income - Power to Save | Faucet Aerators | 0 | 0 | 0.02 | 110.58 | 1 | Honeywell | 2023-10-26 | redacted
Low Income - Power to Save | Low Flow Showerhead | 0 | 0.04 | 0.1 | 504.08 | 1 | Honeywell | 2023-10-26 | redacted
Low Income - Power to Save | LED Lights | 0 | 0 | 0 | 47.6 | 1 | Honeywell | 2023-10-26 | redacted
Low Income - Power to Save | Weather Strip/Caulk | 0 | 0.25 | 0.09 | 503.3 | 1 | Honeywell | 2023-10-19 | redacted
Low Income - Power to Save | Outdoor Coil Cleaning | 0 | 0.1 | 0 | 275 | 1 | Honeywell | 2023-10-19 | redacted
Low Income - Power to Save | HVAC Inspection | 0 | 0.17 | 0 | 268.73 | 1 | Honeywell | 2023-10-19 | redacted
Low Income - Power to Save | Faucet Aerators | 0 | 0 | 0.02 | 110.58 | 1 | Honeywell | 2023-10-19 | redacted
Low Income - Power to Save | Low Flow Showerhead | 0 | 0.04 | 0.1 | 504.08 | 1 | Honeywell | 2023-10-19 | redacted
Low Income - Power to Save | LI - DUCT | 0 | 0.4 | 0.12 | 775.77 | 1 | Honeywell | 2023-10-19 | redacted
Low Income - Power to Save | LED Lights | 0 | 0 | 0 | 47.6 | 1 | Honeywell | 2023-10-19 | redacted
Low Income - Power to Save | Weather Strip/Caulk | 0 | 0.25 | 0.09 | 503.3 | 1 | Honeywell | 2023-10-16 | redacted
Low Income - Power to Save | Pipe Wrap | 0 | 0.01 | 0.03 | 143.65 | 1 | Honeywell | 2023-10-16 | redacted
Low Income - Power to Save | Outdoor Coil Cleaning | 0 | 0.1 | 0 | 275 | 1 | Honeywell | 2023-10-16 | redacted
Low Income - Power to Save | HVAC Inspection | 0 | 0.17 | 0 | 268.73 | 1 | Honeywell | 2023-10-16 | redacted
Low Income - Power to Save | LI - DUCT | 0 | 0.4 | 0.12 | 775.77 | 1 | Honeywell | 2023-10-16 | redacted
Low Income - Power to Save | LED Lights | 0 | 0 | 0 | 47.6 | 1 | Honeywell | 2023-10-16 | redacted
Low Income - Power to Save | Outdoor Coil Cleaning | 0 | 0.1 | 0 | 275 | 1 | Honeywell | 2023-10-17 | redacted
Low Income - Power to Save | Faucet Aerators | 0 | 0 | 0.02 | 110.58 | 1 | Honeywell | 2023-10-17 | redacted
Low Income - Power to Save | Low Flow Showerhead | 0 | 0.04 | 0.1 | 504.08 | 1 | Honeywell | 2023-10-17 | redacted
Low Income - Power to Save | LED Lights | 0 | 0 | 0 | 47.6 | 1 | Honeywell | 2023-10-17 | redacted
Low Income - Power to Save | Weather Strip/Caulk | 0 | 0.25 | 0.09 | 503.3 | 1 | Honeywell | 2023-10-16 | redacted
Low Income - Power to Save | Pipe Wrap | 0 | 0.01 | 0.03 | 143.65 | 1 | Honeywell | 2023-10-16 | redacted
Low Income - Power to Save | Outdoor Coil Cleaning | 0 | 0.1 | 0 | 275 | 1 | Honeywell | 2023-10-16 | redacted
Low Income - Power to Save | HVAC Inspection | 0 | 0.17 | 0 | 268.73 | 1 | Honeywell | 2023-10-16 | redacted
Low Income - Power to Save | Low Flow Showerhead | 0 | 0.04 | 0.1 | 504.08 | 1 | Honeywell | 2023-10-16 | redacted
Low Income - Power to Save | LI - DUCT | 0 | 0.4 | 0.12 | 775.77 | 1 | Honeywell | 2023-10-16 | redacted
Low Income - Power to Save | LED Lights | 0 | 0 | 0 | 47.6 | 1 | Honeywell | 2023-10-16 | redacted
Low Income - Power to Save | Weather Strip/Caulk | 0 | 0.25 | 0.09 | 503.3 | 1 | Honeywell | 2023-10-30 | redacted
Low Income - Power to Save | HVAC Inspection | 0 | 0.17 | 0 | 268.73 | 1 | Honeywell | 2023-10-30 | redacted
Low Income - Power to Save | Faucet Aerators | 0 | 0 | 0.02 | 110.58 | 1 | Honeywell | 2023-10-30 | redacted
Low Income - Power to Save | LI - DUCT | 0 | 0.4 | 0.12 | 775.77 | 1 | Honeywell | 2023-10-30 | redacted
Low Income - Power to Save | LED Lights | 0 | 0 | 0 | 47.6 | 1 | Honeywell | 2023-10-30 | redacted
Low Income - Power to Save | Weather Strip/Caulk | 0 | 0.25 | 0.09 | 503.3 | 1 | Honeywell | 2023-10-26 | redacted
Low Income - Power to Save | HVAC Inspection | 0 | 0.17 | 0 | 268.73 | 1 | Honeywell | 2023-10-26 | redacted
Low Income - Power to Save | Faucet Aerators | 0 | 0 | 0.02 | 110.58 | 1 | Honeywell | 2023-10-26 | redacted
Low Income - Power to Save | LI - DUCT | 0 | 0.4 | 0.12 | 775.77 | 1 | Honeywell | 2023-10-26 | redacted
Low Income - Power to Save | LED Lights | 0 | 0 | 0 | 47.6 | 1 | Honeywell | 2023-10-26 | redacted
Low Income - Power to Save | Weather Strip/Caulk | 0 | 0.25 | 0.09 | 503.3 | 1 | Honeywell | 2023-10-19 | redacted
Low Income - Power to Save | Outdoor Coil Cleaning | 0 | 0.1 | 0 | 275 | 1 | Honeywell | 2023-10-19 | redacted
Low Income - Power to Save | HVAC Inspection | 0 | 0.17 | 0 | 268.73 | 1 | Honeywell | 2023-10-19 | redacted
Low Income - Power to Save | Low Flow Showerhead | 0 | 0.04 | 0.1 | 504.08 | 1 | Honeywell | 2023-10-19 | redacted
Low Income - Power to Save | LI - DUCT | 0 | 0.4 | 0.12 | 775.77 | 1 | Honeywell | 2023-10-19 | redacted
Low Income - Power to Save | LED Lights | 0 | 0 | 0 | 47.6 | 1 | Honeywell | 2023-10-19 | redacted
Low Income - Power to Save | Weather Strip/Caulk | 0 | 0.25 | 0.09 | 503.3 | 1 | Honeywell | 2023-10-19 | redacted
Low Income - Power to Save | Outdoor Coil Cleaning | 0 | 0.1 | 0 | 275 | 1 | Honeywell | 2023-10-19 | redacted
Low Income - Power to Save | Low Flow Showerhead | 0 | 0.04 | 0.1 | 504.08 | 1 | Honeywell | 2023-10-19 | redacted
Low Income - Power to Save | LED Lights | 0 | 0 | 0 | 47.6 | 1 | Honeywell | 2023-10-19 | redacted
Low Income - Power to Save | Weather Strip/Caulk | 0 | 0.25 | 0.09 | 503.3 | 1 | Honeywell | 2023-10-16 | redacted
Low Income - Power to Save | Pipe Wrap | 0 | 0.01 | 0.03 | 143.65 | 1 | Honeywell | 2023-10-16 | redacted
Low Income - Power to Save | Outdoor Coil Cleaning | 0 | 0.1 | 0 | 275 | 1 | Honeywell | 2023-10-16 | redacted
Low Income - Power to Save | HVAC Inspection | 0 | 0.17 | 0 | 268.73 | 1 | Honeywell | 2023-10-16 | redacted
Low Income - Power to Save | Faucet Aerators | 0 | 0 | 0.02 | 110.58 | 1 | Honeywell | 2023-10-16 | redacted
Low Income - Power to Save | Low Flow Showerhead | 0 | 0.04 | 0.1 | 504.08 | 1 | Honeywell | 2023-10-16 | redacted
Low Income - Power to Save | LED Lights | 0 | 0 | 0 | 47.6 | 1 | Honeywell | 2023-10-16 | redacted
Low Income - Power to Save | Outdoor Coil Cleaning | 0 | 0.1 | 0 | 275 | 1 | Honeywell | 2023-10-17 | redacted
Low Income - Power to Save | Faucet Aerators | 0 | 0 | 0.02 | 110.58 | 1 | Honeywell | 2023-10-17 | redacted
Low Income - Power to Save | Low Flow Showerhead | 0 | 0.04 | 0.1 | 504.08 | 1 | Honeywell | 2023-10-17 | redacted
Low Income - Power to Save | LED Lights | 0 | 0 | 0 | 47.6 | 1 | Honeywell | 2023-10-17 | redacted
Low Income - Power to Save | Weather Strip/Caulk | 0 | 0.25 | 0.09 | 503.3 | 1 | Honeywell | 2023-10-18 | redacted
Low Income - Power to Save | Low Flow Showerhead | 0 | 0.04 | 0.1 | 504.08 | 1 | Honeywell | 2023-10-18 | redacted
Low Income - Power to Save | LED Lights | 0 | 0 | 0 | 47.6 | 1 | Honeywell | 2023-10-18 | redacted
Low Income - Power to Save | Faucet Aerators | 0 | 0 | 0.02 | 110.58 | 1 | Honeywell | 2023-10-26 | redacted
Low Income - Power to Save | Low Flow Showerhead | 0 | 0.04 | 0.1 | 504.08 | 1 | Honeywell | 2023-10-26 | redacted
Low Income - Power to Save | LED Lights | 0 | 0 | 0 | 47.6 | 1 | Honeywell | 2023-10-26 | redacted
Low Income - Power to Save | Weather Strip/Caulk | 0 | 0.25 | 0.09 | 503.3 | 1 | Honeywell | 2023-10-26 | redacted
Low Income - Power to Save | Low Flow Showerhead | 0 | 0.04 | 0.1 | 504.08 | 1 | Honeywell | 2023-10-26 | redacted
Low Income - Power to Save | LED Lights | 0 | 0 | 0 | 47.6 | 1 | Honeywell | 2023-10-26 | redacted
Low Income - Power to Save | Faucet Aerators | 0 | 0 | 0.02 | 110.58 | 1 | Honeywell | 2023-10-18 | redacted
Low Income - Power to Save | Low Flow Showerhead | 0 | 0.04 | 0.1 | 504.08 | 1 | Honeywell | 2023-10-18 | redacted
Low Income - Power to Save | LED Lights | 0 | 0 | 0 | 47.6 | 1 | Honeywell | 2023-10-18 | redacted
Low Income - Power to Save | Weather Strip/Caulk | 0 | 0.25 | 0.09 | 503.3 | 1 | Honeywell | 2023-10-26 | redacted
Low Income - Power to Save | Outdoor Coil Cleaning | 0 | 0.1 | 0 | 275 | 1 | Honeywell | 2023-10-26 | redacted
Low Income - Power to Save | Faucet Aerators | 0 | 0 | 0.02 | 110.58 | 1 | Honeywell | 2023-10-26 | redacted
Low Income - Power to Save | LED Lights | 0 | 0 | 0 | 47.6 | 1 | Honeywell | 2023-10-26 | redacted
Low Income - Power to Save | Weather Strip/Caulk | 0 | 0.25 | 0.09 | 503.3 | 1 | Honeywell | 2023-10-31 | redacted
Low Income - Power to Save | Outdoor Coil Cleaning | 0 | 0.1 | 0 | 275 | 1 | Honeywell | 2023-10-31 | redacted
Low Income - Power to Save | HVAC Inspection | 0 | 0.17 | 0 | 268.73 | 1 | Honeywell | 2023-10-31 | redacted
Low Income - Power to Save | Low Flow Showerhead | 0 | 0.04 | 0.1 | 504.08 | 1 | Honeywell | 2023-10-31 | redacted
Low Income - Power to Save | LI - DUCT | 0 | 0.4 | 0.12 | 775.77 | 1 | Honeywell | 2023-10-31 | redacted
Low Income - Power to Save | Weather Strip/Caulk | 0 | 0.25 | 0.09 | 503.3 | 1 | Honeywell | 2023-10-19 | redacted
Low Income - Power to Save | Outdoor Coil Cleaning | 0 | 0.1 | 0 | 275 | 1 | Honeywell | 2023-10-19 | redacted
Low Income - Power to Save | HVAC Inspection | 0 | 0.17 | 0 | 268.73 | 1 | Honeywell | 2023-10-19 | redacted
Low Income - Power to Save | Faucet Aerators | 0 | 0 | 0.02 | 110.58 | 1 | Honeywell | 2023-10-19 | redacted
Low Income - Power to Save | Low Flow Showerhead | 0 | 0.04 | 0.1 | 504.08 | 1 | Honeywell | 2023-10-19 | redacted
Low Income - Power to Save | LI - DUCT | 0 | 0.4 | 0.12 | 775.77 | 1 | Honeywell | 2023-10-19 | redacted
Low Income - Power to Save | LED Lights | 0 | 0 | 0 | 47.6 | 1 | Honeywell | 2023-10-19 | redacted
Low Income - Power to Save | Weather Strip/Caulk | 0 | 0.25 | 0.09 | 503.3 | 1 | Honeywell | 2023-10-30 | redacted
Low Income - Power to Save | HVAC Inspection | 0 | 0.17 | 0 | 268.73 | 1 | Honeywell | 2023-10-30 | redacted
Low Income - Power to Save | Faucet Aerators | 0 | 0 | 0.02 | 110.58 | 1 | Honeywell | 2023-10-30 | redacted
Low Income - Power to Save | LI - DUCT | 0 | 0.4 | 0.12 | 775.77 | 1 | Honeywell | 2023-10-30 | redacted
Low Income - Power to Save | LED Lights | 0 | 0 | 0 | 47.6 | 1 | Honeywell | 2023-10-30 | redacted
Low Income - Power to Save | Weather Strip/Caulk | 0 | 0.25 | 0.09 | 503.3 | 1 | Honeywell | 2023-10-19 | redacted
Low Income - Power to Save | Outdoor Coil Cleaning | 0 | 0.1 | 0 | 275 | 1 | Honeywell | 2023-10-19 | redacted
Low Income - Power to Save | LED Lights | 0 | 0 | 0 | 47.6 | 1 | Honeywell | 2023-10-19 | redacted
Low Income - Power to Save | Outdoor Coil Cleaning | 0 | 0.1 | 0 | 275 | 1 | Honeywell | 2023-10-16 | redacted
Low Income - Power to Save | Faucet Aerators | 0 | 0 | 0.02 | 110.58 | 1 | Honeywell | 2023-10-16 | redacted
Low Income - Power to Save | Low Flow Showerhead | 0 | 0.04 | 0.1 | 504.08 | 1 | Honeywell | 2023-10-16 | redacted
Low Income - Power to Save | LED Lights | 0 | 0 | 0 | 47.6 | 1 | Honeywell | 2023-10-16 | redacted
Low Income - Power to Save | Faucet Aerators | 0 | 0 | 0.02 | 110.58 | 1 | Honeywell | 2023-10-18 | redacted
Low Income - Power to Save | Low Flow Showerhead | 0 | 0.04 | 0.1 | 504.08 | 1 | Honeywell | 2023-10-18 | redacted
Low Income - Power to Save | LED Lights | 0 | 0 | 0 | 47.6 | 1 | Honeywell | 2023-10-18 | redacted
Low Income - Power to Save | Weather Strip/Caulk | 0 | 0.25 | 0.09 | 503.3 | 1 | Honeywell | 2023-10-19 | redacted
Low Income - Power to Save | Outdoor Coil Cleaning | 0 | 0.1 | 0 | 275 | 1 | Honeywell | 2023-10-19 | redacted
Low Income - Power to Save | HVAC Inspection | 0 | 0.17 | 0 | 268.73 | 1 | Honeywell | 2023-10-19 | redacted
Low Income - Power to Save | Faucet Aerators | 0 | 0 | 0.02 | 110.58 | 1 | Honeywell | 2023-10-19 | redacted
Low Income - Power to Save | Low Flow Showerhead | 0 | 0.04 | 0.1 | 504.08 | 1 | Honeywell | 2023-10-19 | redacted
Low Income - Power to Save | LI - DUCT | 0 | 0.4 | 0.12 | 775.77 | 1 | Honeywell | 2023-10-19 | redacted
Low Income - Power to Save | LED Lights | 0 | 0 | 0 | 47.6 | 1 | Honeywell | 2023-10-19 | redacted
Low Income - Power to Save | Weather Strip/Caulk | 0 | 0.25 | 0.09 | 503.3 | 1 | Honeywell | 2023-10-26 | redacted
Low Income - Power to Save | Outdoor Coil Cleaning | 0 | 0.1 | 0 | 275 | 1 | Honeywell | 2023-10-26 | redacted
Low Income - Power to Save | HVAC Inspection | 0 | 0.17 | 0 | 268.73 | 1 | Honeywell | 2023-10-26 | redacted
Low Income - Power to Save | LI - DUCT | 0 | 0.4 | 0.12 | 775.77 | 1 | Honeywell | 2023-10-26 | redacted
Low Income - Power to Save | LED Lights | 0 | 0 | 0 | 47.6 | 1 | Honeywell | 2023-10-26 | redacted
Low Income - Power to Save | Weather Strip/Caulk | 0 | 0.25 | 0.09 | 503.3 | 1 | Honeywell | 2023-10-26 | redacted
Low Income - Power to Save | Outdoor Coil Cleaning | 0 | 0.1 | 0 | 275 | 1 | Honeywell | 2023-10-26 | redacted
Low Income - Power to Save | Faucet Aerators | 0 | 0 | 0.02 | 110.58 | 1 | Honeywell | 2023-10-26 | redacted
Low Income - Power to Save | Low Flow Showerhead | 0 | 0.04 | 0.1 | 504.08 | 1 | Honeywell | 2023-10-26 | redacted
Low Income - Power to Save | LED Lights | 0 | 0 | 0 | 47.6 | 1 | Honeywell | 2023-10-26 | redacted
Low Income - Power to Save | Weather Strip/Caulk | 0 | 0.25 | 0.09 | 503.3 | 1 | Honeywell | 2023-10-27 | redacted
Low Income - Power to Save | HVAC Inspection | 0 | 0.17 | 0 | 268.73 | 1 | Honeywell | 2023-10-27 | redacted
Low Income - Power to Save | Faucet Aerators | 0 | 0 | 0.02 | 110.58 | 1 | Honeywell | 2023-10-27 | redacted
Low Income - Power to Save | LI - DUCT | 0 | 0.4 | 0.12 | 775.77 | 1 | Honeywell | 2023-10-27 | redacted
Low Income - Power to Save | LED Lights | 0 | 0 | 0 | 47.6 | 1 | Honeywell | 2023-10-27 | redacted
Low Income - Power to Save | Weather Strip/Caulk | 0 | 0.25 | 0.09 | 503.3 | 1 | Honeywell | 2023-10-18 | redacted
Low Income - Power to Save | Pipe Wrap | 0 | 0.01 | 0.03 | 143.65 | 1 | Honeywell | 2023-10-18 | redacted
Low Income - Power to Save | Outdoor Coil Cleaning | 0 | 0.1 | 0 | 275 | 1 | Honeywell | 2023-10-18 | redacted
Low Income - Power to Save | HVAC Inspection | 0 | 0.17 | 0 | 268.73 | 1 | Honeywell | 2023-10-18 | redacted
Low Income - Power to Save | Faucet Aerators | 0 | 0 | 0.02 | 110.58 | 1 | Honeywell | 2023-10-18 | redacted
Low Income - Power to Save | Low Flow Showerhead | 0 | 0.04 | 0.1 | 504.08 | 1 | Honeywell | 2023-10-18 | redacted
Low Income - Power to Save | LI - DUCT | 0 | 0.4 | 0.12 | 775.77 | 1 | Honeywell | 2023-10-18 | redacted
Low Income - Power to Save | LED Lights | 0 | 0 | 0 | 47.6 | 1 | Honeywell | 2023-10-18 | redacted
Low Income - Power to Save | Weather Strip/Caulk | 0 | 0.25 | 0.09 | 503.3 | 1 | Honeywell | 2023-10-27 | redacted
Low Income - Power to Save | Outdoor Coil Cleaning | 0 | 0.1 | 0 | 275 | 1 | Honeywell | 2023-10-27 | redacted
Low Income - Power to Save | Faucet Aerators | 0 | 0 | 0.02 | 110.58 | 1 | Honeywell | 2023-10-27 | redacted
Low Income - Power to Save | LED Lights | 0 | 0 | 0 | 47.6 | 1 | Honeywell | 2023-10-27 | redacted
Low Income - Power to Save | Weather Strip/Caulk | 0 | 0.25 | 0.09 | 503.3 | 1 | Honeywell | 2023-10-20 | redacted
Low Income - Power to Save | Outdoor Coil Cleaning | 0 | 0.1 | 0 | 275 | 1 | Honeywell | 2023-10-20 | redacted
Low Income - Power to Save | Faucet Aerators | 0 | 0 | 0.02 | 110.58 | 1 | Honeywell | 2023-10-20 | redacted
Low Income - Power to Save | Low Flow Showerhead | 0 | 0.04 | 0.1 | 504.08 | 1 | Honeywell | 2023-10-20 | redacted
Low Income - Power to Save | LED Lights | 0 | 0 | 0 | 47.6 | 1 | Honeywell | 2023-10-20 | redacted
Low Income - Power to Save | Weather Strip/Caulk | 0 | 0.25 | 0.09 | 503.3 | 1 | Honeywell | 2023-10-18 | redacted
Low Income - Power to Save | Faucet Aerators | 0 | 0 | 0.02 | 110.58 | 1 | Honeywell | 2023-10-18 | redacted
Low Income - Power to Save | Low Flow Showerhead | 0 | 0.04 | 0.1 | 504.08 | 1 | Honeywell | 2023-10-18 | redacted
Low Income - Power to Save | LED Lights | 0 | 0 | 0 | 47.6 | 1 | Honeywell | 2023-10-18 | redacted
Low Income - Power to Save | Faucet Aerators | 0 | 0 | 0.02 | 110.58 | 1 | Honeywell | 2023-10-26 | redacted
Low Income - Power to Save | Low Flow Showerhead | 0 | 0.04 | 0.1 | 504.08 | 1 | Honeywell | 2023-10-26 | redacted
Low Income - Power to Save | LED Lights | 0 | 0 | 0 | 47.6 | 1 | Honeywell | 2023-10-26 | redacted
Low Income - Power to Save | Weather Strip/Caulk | 0 | 0.25 | 0.09 | 503.3 | 1 | Honeywell | 2023-10-27 | redacted
Low Income - Power to Save | Outdoor Coil Cleaning | 0 | 0.1 | 0 | 275 | 1 | Honeywell | 2023-10-27 | redacted
Low Income - Power to Save | HVAC Inspection | 0 | 0.17 | 0 | 268.73 | 1 | Honeywell | 2023-10-27 | redacted
Low Income - Power to Save | Low Flow Showerhead | 0 | 0.04 | 0.1 | 504.08 | 1 | Honeywell | 2023-10-27 | redacted
Low Income - Power to Save | LI - DUCT | 0 | 0.4 | 0.12 | 775.77 | 1 | Honeywell | 2023-10-27 | redacted
Low Income - Power to Save | LED Lights | 0 | 0 | 0 | 47.6 | 1 | Honeywell | 2023-10-27 | redacted
Low Income - Power to Save | Weather Strip/Caulk | 0 | 0.25 | 0.09 | 503.3 | 1 | Honeywell | 2023-10-30 | redacted
Low Income - Power to Save | HVAC Inspection | 0 | 0.17 | 0 | 268.73 | 1 | Honeywell | 2023-10-30 | redacted
Low Income - Power to Save | Faucet Aerators | 0 | 0 | 0.02 | 110.58 | 1 | Honeywell | 2023-10-30 | redacted
Low Income - Power to Save | LI - DUCT | 0 | 0.4 | 0.12 | 775.77 | 1 | Honeywell | 2023-10-30 | redacted
Low Income - Power to Save | LED Lights | 0 | 0 | 0 | 47.6 | 1 | Honeywell | 2023-10-30 | redacted
Low Income - Power to Save | Weather Strip/Caulk | 0 | 0.25 | 0.09 | 503.3 | 1 | Honeywell | 2023-10-27 | redacted
Low Income - Power to Save | HVAC Inspection | 0 | 0.17 | 0 | 268.73 | 1 | Honeywell | 2023-10-27 | redacted
Low Income - Power to Save | Faucet Aerators | 0 | 0 | 0.02 | 110.58 | 1 | Honeywell | 2023-10-27 | redacted
Low Income - Power to Save | LI - DUCT | 0 | 0.4 | 0.12 | 775.77 | 1 | Honeywell | 2023-10-27 | redacted
Low Income - Power to Save | LED Lights | 0 | 0 | 0 | 47.6 | 1 | Honeywell | 2023-10-27 | redacted
Low Income - Power to Save | Weather Strip/Caulk | 0 | 0.25 | 0.09 | 503.3 | 1 | Honeywell | 2023-10-17 | redacted
Low Income - Power to Save | Pipe Wrap | 0 | 0.01 | 0.03 | 143.65 | 1 | Honeywell | 2023-10-17 | redacted
Low Income - Power to Save | Outdoor Coil Cleaning | 0 | 0.1 | 0 | 275 | 1 | Honeywell | 2023-10-17 | redacted
Low Income - Power to Save | Faucet Aerators | 0 | 0 | 0.02 | 110.58 | 1 | Honeywell | 2023-10-17 | redacted
Low Income - Power to Save | Low Flow Showerhead | 0 | 0.04 | 0.1 | 504.08 | 1 | Honeywell | 2023-10-17 | redacted
Low Income - Power to Save | LED Lights | 0 | 0 | 0 | 47.6 | 1 | Honeywell | 2023-10-17 | redacted
Low Income - Power to Save | Weather Strip/Caulk | 0 | 0.25 | 0.09 | 503.3 | 1 | Honeywell | 2023-10-27 | redacted
Low Income - Power to Save | HVAC Inspection | 0 | 0.17 | 0 | 268.73 | 1 | Honeywell | 2023-10-27 | redacted
Low Income - Power to Save | Faucet Aerators | 0 | 0 | 0.02 | 110.58 | 1 | Honeywell | 2023-10-27 | redacted
Low Income - Power to Save | LI - DUCT | 0 | 0.4 | 0.12 | 775.77 | 1 | Honeywell | 2023-10-27 | redacted
Low Income - Power to Save | LED Lights | 0 | 0 | 0 | 47.6 | 1 | Honeywell | 2023-10-27 | redacted
Low Income - Power to Save | Outdoor Coil Cleaning | 0 | 0.1 | 0 | 275 | 1 | Honeywell | 2023-10-18 | redacted
Low Income - Power to Save | Faucet Aerators | 0 | 0 | 0.02 | 110.58 | 1 | Honeywell | 2023-10-18 | redacted
Low Income - Power to Save | Low Flow Showerhead | 0 | 0.04 | 0.1 | 504.08 | 1 | Honeywell | 2023-10-18 | redacted
Low Income - Power to Save | LED Lights | 0 | 0 | 0 | 47.6 | 1 | Honeywell | 2023-10-18 | redacted
Low Income - Power to Save | Weather Strip/Caulk | 0 | 0.25 | 0.09 | 503.3 | 1 | Honeywell | 2023-10-27 | redacted
Low Income - Power to Save | Pipe Wrap | 0 | 0.01 | 0.03 | 143.65 | 1 | Honeywell | 2023-10-27 | redacted
Low Income - Power to Save | Outdoor Coil Cleaning | 0 | 0.1 | 0 | 275 | 1 | Honeywell | 2023-10-27 | redacted
Low Income - Power to Save | HVAC Inspection | 0 | 0.17 | 0 | 268.73 | 1 | Honeywell | 2023-10-27 | redacted
Low Income - Power to Save | LI - DUCT | 0 | 0.4 | 0.12 | 775.77 | 1 | Honeywell | 2023-10-27 | redacted
Low Income - Power to Save | LED Lights | 0 | 0 | 0 | 47.6 | 1 | Honeywell | 2023-10-27 | redacted
Low Income - Power to Save | Weather Strip/Caulk | 0 | 0.25 | 0.09 | 503.3 | 1 | Honeywell | 2023-10-26 | redacted
Low Income - Power to Save | Pipe Wrap | 0 | 0.01 | 0.03 | 143.65 | 1 | Honeywell | 2023-10-26 | redacted
Low Income - Power to Save | Outdoor Coil Cleaning | 0 | 0.1 | 0 | 275 | 1 | Honeywell | 2023-10-26 | redacted
Low Income - Power to Save | HVAC Inspection | 0 | 0.17 | 0 | 268.73 | 1 | Honeywell | 2023-10-26 | redacted
Low Income - Power to Save | Faucet Aerators | 0 | 0 | 0.02 | 110.58 | 1 | Honeywell | 2023-10-26 | redacted
Low Income - Power to Save | LI - DUCT | 0 | 0.4 | 0.12 | 775.77 | 1 | Honeywell | 2023-10-26 | redacted
Low Income - Power to Save | LED Lights | 0 | 0 | 0 | 47.6 | 1 | Honeywell | 2023-10-26 | redacted
Low Income - Power to Save | Weather Strip/Caulk | 0 | 0.25 | 0.09 | 503.3 | 1 | Honeywell | 2023-10-16 | redacted
Low Income - Power to Save | Outdoor Coil Cleaning | 0 | 0.1 | 0 | 275 | 1 | Honeywell | 2023-10-16 | redacted
Low Income - Power to Save | HVAC Inspection | 0 | 0.17 | 0 | 268.73 | 1 | Honeywell | 2023-10-16 | redacted
Low Income - Power to Save | Faucet Aerators | 0 | 0 | 0.02 | 110.58 | 1 | Honeywell | 2023-10-16 | redacted
Low Income - Power to Save | Low Flow Showerhead | 0 | 0.04 | 0.1 | 504.08 | 1 | Honeywell | 2023-10-16 | redacted
Low Income - Power to Save | LI - DUCT | 0 | 0.4 | 0.12 | 775.77 | 1 | Honeywell | 2023-10-16 | redacted
Low Income - Power to Save | LED Lights | 0 | 0 | 0 | 47.6 | 1 | Honeywell | 2023-10-16 | redacted
Low Income - Power to Save | Weather Strip/Caulk | 0 | 0.25 | 0.09 | 503.3 | 1 | Honeywell | 2023-10-20 | redacted
Low Income - Power to Save | Outdoor Coil Cleaning | 0 | 0.1 | 0 | 275 | 1 | Honeywell | 2023-10-20 | redacted
Low Income - Power to Save | Faucet Aerators | 0 | 0 | 0.02 | 110.58 | 1 | Honeywell | 2023-10-20 | redacted
Low Income - Power to Save | LED Lights | 0 | 0 | 0 | 47.6 | 1 | Honeywell | 2023-10-20 | redacted
Low Income - Power to Save | Weather Strip/Caulk | 0 | 0.25 | 0.09 | 503.3 | 1 | Honeywell | 2023-10-20 | redacted
Low Income - Power to Save | Pipe Wrap | 0 | 0.01 | 0.03 | 143.65 | 1 | Honeywell | 2023-10-20 | redacted
Low Income - Power to Save | Outdoor Coil Cleaning | 0 | 0.1 | 0 | 275 | 1 | Honeywell | 2023-10-20 | redacted
Low Income - Power to Save | HVAC Inspection | 0 | 0.17 | 0 | 268.73 | 1 | Honeywell | 2023-10-20 | redacted
Low Income - Power to Save | Faucet Aerators | 0 | 0 | 0.02 | 110.58 | 1 | Honeywell | 2023-10-20 | redacted
Low Income - Power to Save | Low Flow Showerhead | 0 | 0.04 | 0.1 | 504.08 | 1 | Honeywell | 2023-10-20 | redacted
Low Income - Power to Save | LI - DUCT | 0 | 0.4 | 0.12 | 775.77 | 1 | Honeywell | 2023-10-20 | redacted
Low Income - Power to Save | LED Lights | 0 | 0 | 0 | 47.6 | 1 | Honeywell | 2023-10-20 | redacted
Low Income - Power to Save | Weather Strip/Caulk | 0 | 0.25 | 0.09 | 503.3 | 1 | Honeywell | 2023-10-19 | redacted
Low Income - Power to Save | Outdoor Coil Cleaning | 0 | 0.1 | 0 | 275 | 1 | Honeywell | 2023-10-19 | redacted
Low Income - Power to Save | HVAC Inspection | 0 | 0.17 | 0 | 268.73 | 1 | Honeywell | 2023-10-19 | redacted
Low Income - Power to Save | LI - DUCT | 0 | 0.4 | 0.12 | 775.77 | 1 | Honeywell | 2023-10-19 | redacted
Low Income - Power to Save | LED Lights | 0 | 0 | 0 | 47.6 | 1 | Honeywell | 2023-10-19 | redacted
Low Income - Power to Save | Weather Strip/Caulk | 0 | 0.25 | 0.09 | 503.3 | 1 | Honeywell | 2023-10-16 | redacted
Low Income - Power to Save | Outdoor Coil Cleaning | 0 | 0.1 | 0 | 275 | 1 | Honeywell | 2023-10-16 | redacted
Low Income - Power to Save | HVAC Inspection | 0 | 0.17 | 0 | 268.73 | 1 | Honeywell | 2023-10-16 | redacted
Low Income - Power to Save | Faucet Aerators | 0 | 0 | 0.02 | 110.58 | 1 | Honeywell | 2023-10-16 | redacted
Low Income - Power to Save | Low Flow Showerhead | 0 | 0.04 | 0.1 | 504.08 | 1 | Honeywell | 2023-10-16 | redacted
Low Income - Power to Save | LI - DUCT | 0 | 0.4 | 0.12 | 775.77 | 1 | Honeywell | 2023-10-16 | redacted
Low Income - Power to Save | LED Lights | 0 | 0 | 0 | 47.6 | 1 | Honeywell | 2023-10-16 | redacted
Low Income - Power to Save | Outdoor Coil Cleaning | 0 | 0.1 | 0 | 275 | 1 | Honeywell | 2023-10-20 | redacted
Low Income - Power to Save | HVAC Inspection | 0 | 0.17 | 0 | 268.73 | 1 | Honeywell | 2023-10-20 | redacted
Low Income - Power to Save | LED Lights | 0 | 0 | 0 | 47.6 | 1 | Honeywell | 2023-10-20 | redacted
Low Income - Power to Save | Weather Strip/Caulk | 0 | 0.25 | 0.09 | 503.3 | 1 | Honeywell | 2023-10-27 | redacted
Low Income - Power to Save | Outdoor Coil Cleaning | 0 | 0.1 | 0 | 275 | 1 | Honeywell | 2023-10-27 | redacted
Low Income - Power to Save | Faucet Aerators | 0 | 0 | 0.02 | 110.58 | 1 | Honeywell | 2023-10-27 | redacted
Low Income - Power to Save | Low Flow Showerhead | 0 | 0.04 | 0.1 | 504.08 | 1 | Honeywell | 2023-10-27 | redacted
Low Income - Power to Save | LED Lights | 0 | 0 | 0 | 47.6 | 1 | Honeywell | 2023-10-27 | redacted
Low Income - Power to Save | Weather Strip/Caulk | 0 | 0.25 | 0.09 | 503.3 | 1 | Honeywell | 2023-10-17 | redacted
Low Income - Power to Save | Pipe Wrap | 0 | 0.01 | 0.03 | 143.65 | 1 | Honeywell | 2023-10-17 | redacted
Low Income - Power to Save | Outdoor Coil Cleaning | 0 | 0.1 | 0 | 275 | 1 | Honeywell | 2023-10-17 | redacted
Low Income - Power to Save | HVAC Inspection | 0 | 0.17 | 0 | 268.73 | 1 | Honeywell | 2023-10-17 | redacted
Low Income - Power to Save | Faucet Aerators | 0 | 0 | 0.02 | 110.58 | 1 | Honeywell | 2023-10-17 | redacted
Low Income - Power to Save | Low Flow Showerhead | 0 | 0.04 | 0.1 | 504.08 | 1 | Honeywell | 2023-10-17 | redacted
Low Income - Power to Save | LI - DUCT | 0 | 0.4 | 0.12 | 775.77 | 1 | Honeywell | 2023-10-17 | redacted
Low Income - Power to Save | LED Lights | 0 | 0 | 0 | 47.6 | 1 | Honeywell | 2023-10-17 | redacted
Low Income - Power to Save | Weather Strip/Caulk | 0 | 0.25 | 0.09 | 503.3 | 1 | Honeywell | 2023-10-16 | redacted
Low Income - Power to Save | Outdoor Coil Cleaning | 0 | 0.1 | 0 | 275 | 1 | Honeywell | 2023-10-16 | redacted
Low Income - Power to Save | HVAC Inspection | 0 | 0.17 | 0 | 268.73 | 1 | Honeywell | 2023-10-16 | redacted
Low Income - Power to Save | Low Flow Showerhead | 0 | 0.04 | 0.1 | 504.08 | 1 | Honeywell | 2023-10-16 | redacted
Low Income - Power to Save | LI - DUCT | 0 | 0.4 | 0.12 | 775.77 | 1 | Honeywell | 2023-10-16 | redacted
Low Income - Power to Save | LED Lights | 0 | 0 | 0 | 47.6 | 1 | Honeywell | 2023-10-16 | redacted
Low Income - Power to Save | Outdoor Coil Cleaning | 0 | 0.1 | 0 | 275 | 1 | Honeywell | 2023-10-18 | redacted
Low Income - Power to Save | Faucet Aerators | 0 | 0 | 0.02 | 110.58 | 1 | Honeywell | 2023-10-18 | redacted
Low Income - Power to Save | Low Flow Showerhead | 0 | 0.04 | 0.1 | 504.08 | 1 | Honeywell | 2023-10-18 | redacted
Low Income - Power to Save | LED Lights | 0 | 0 | 0 | 47.6 | 1 | Honeywell | 2023-10-18 | redacted
Low Income - Power to Save | Weather Strip/Caulk | 0 | 0.25 | 0.09 | 503.3 | 1 | Honeywell | 2023-10-27 | redacted
Low Income - Power to Save | Outdoor Coil Cleaning | 0 | 0.1 | 0 | 275 | 1 | Honeywell | 2023-10-27 | redacted
Low Income - Power to Save | HVAC Inspection | 0 | 0.17 | 0 | 268.73 | 1 | Honeywell | 2023-10-27 | redacted
Low Income - Power to Save | Low Flow Showerhead | 0 | 0.04 | 0.1 | 504.08 | 1 | Honeywell | 2023-10-27 | redacted
Low Income - Power to Save | LI - DUCT | 0 | 0.4 | 0.12 | 775.77 | 1 | Honeywell | 2023-10-27 | redacted
Low Income - Power to Save | Weather Strip/Caulk | 0 | 0.25 | 0.09 | 503.3 | 1 | Honeywell | 2023-10-17 | redacted
Low Income - Power to Save | Faucet Aerators | 0 | 0 | 0.02 | 110.58 | 1 | Honeywell | 2023-10-17 | redacted
Low Income - Power to Save | Low Flow Showerhead | 0 | 0.04 | 0.1 | 504.08 | 1 | Honeywell | 2023-10-17 | redacted
Low Income - Power to Save | LED Lights | 0 | 0 | 0 | 47.6 | 1 | Honeywell | 2023-10-17 | redacted
Low Income - Power to Save | Weather Strip/Caulk | 0 | 0.25 | 0.09 | 503.3 | 1 | Honeywell | 2023-10-19 | redacted
Low Income - Power to Save | Faucet Aerators | 0 | 0 | 0.02 | 110.58 | 1 | Honeywell | 2023-10-19 | redacted
Low Income - Power to Save | LED Lights | 0 | 0 | 0 | 47.6 | 1 | Honeywell | 2023-10-19 | redacted
Low Income - Power to Save | Outdoor Coil Cleaning | 0 | 0.1 | 0 | 275 | 1 | Honeywell | 2023-10-19 | redacted
Low Income - Power to Save | Faucet Aerators | 0 | 0 | 0.02 | 110.58 | 1 | Honeywell | 2023-10-19 | redacted
Low Income - Power to Save | Low Flow Showerhead | 0 | 0.04 | 0.1 | 504.08 | 1 | Honeywell | 2023-10-19 | redacted
Low Income - Power to Save | LED Lights | 0 | 0 | 0 | 47.6 | 1 | Honeywell | 2023-10-19 | redacted
Low Income - Power to Save | Weather Strip/Caulk | 0 | 0.25 | 0.09 | 503.3 | 1 | Honeywell | 2023-10-20 | redacted
Low Income - Power to Save | Faucet Aerators | 0 | 0 | 0.02 | 110.58 | 1 | Honeywell | 2023-10-20 | redacted
Low Income - Power to Save | LED Lights | 0 | 0 | 0 | 47.6 | 1 | Honeywell | 2023-10-20 | redacted
Low Income - Power to Save | Weather Strip/Caulk | 0 | 0.25 | 0.09 | 503.3 | 1 | Honeywell | 2023-10-16 | redacted
Low Income - Power to Save | Outdoor Coil Cleaning | 0 | 0.1 | 0 | 275 | 1 | Honeywell | 2023-10-16 | redacted
Low Income - Power to Save | HVAC Inspection | 0 | 0.17 | 0 | 268.73 | 1 | Honeywell | 2023-10-16 | redacted
Low Income - Power to Save | Low Flow Showerhead | 0 | 0.04 | 0.1 | 504.08 | 1 | Honeywell | 2023-10-16 | redacted
Low Income - Power to Save | LED Lights | 0 | 0 | 0 | 47.6 | 1 | Honeywell | 2023-10-16 | redacted
Low Income - Power to Save | Weather Strip/Caulk | 0 | 0.25 | 0.09 | 503.3 | 1 | Honeywell | 2023-10-19 | redacted
Low Income - Power to Save | Outdoor Coil Cleaning | 0 | 0.1 | 0 | 275 | 1 | Honeywell | 2023-10-19 | redacted
Low Income - Power to Save | HVAC Inspection | 0 | 0.17 | 0 | 268.73 | 1 | Honeywell | 2023-10-19 | redacted
Low Income - Power to Save | Low Flow Showerhead | 0 | 0.04 | 0.1 | 504.08 | 1 | Honeywell | 2023-10-19 | redacted
Low Income - Power to Save | LI - DUCT | 0 | 0.4 | 0.12 | 775.77 | 1 | Honeywell | 2023-10-19 | redacted
Low Income - Power to Save | LED Lights | 0 | 0 | 0 | 47.6 | 1 | Honeywell | 2023-10-19 | redacted
Low Income - Power to Save | Outdoor Coil Cleaning | 0 | 0.1 | 0 | 275 | 1 | Honeywell | 2023-10-19 | redacted
Low Income - Power to Save | Faucet Aerators | 0 | 0 | 0.02 | 110.58 | 1 | Honeywell | 2023-10-19 | redacted
Low Income - Power to Save | Low Flow Showerhead | 0 | 0.04 | 0.1 | 504.08 | 1 | Honeywell | 2023-10-19 | redacted
Low Income - Power to Save | LED Lights | 0 | 0 | 0 | 47.6 | 1 | Honeywell | 2023-10-19 | redacted
Low Income - Power to Save | Weather Strip/Caulk | 0 | 0.25 | 0.09 | 503.3 | 1 | Honeywell | 2023-10-26 | redacted
Low Income - Power to Save | Outdoor Coil Cleaning | 0 | 0.1 | 0 | 275 | 1 | Honeywell | 2023-10-26 | redacted
Low Income - Power to Save | Faucet Aerators | 0 | 0 | 0.02 | 110.58 | 1 | Honeywell | 2023-10-26 | redacted
Low Income - Power to Save | Low Flow Showerhead | 0 | 0.04 | 0.1 | 504.08 | 1 | Honeywell | 2023-10-26 | redacted
Low Income - Power to Save | LED Lights | 0 | 0 | 0 | 47.6 | 1 | Honeywell | 2023-10-26 | redacted
Low Income - Power to Save | Outdoor Coil Cleaning | 0 | 0.1 | 0 | 275 | 1 | Honeywell | 2023-10-26 | redacted
Low Income - Power to Save | Faucet Aerators | 0 | 0 | 0.02 | 110.58 | 1 | Honeywell | 2023-10-26 | redacted
Low Income - Power to Save | Low Flow Showerhead | 0 | 0.04 | 0.1 | 504.08 | 1 | Honeywell | 2023-10-26 | redacted
Low Income - Power to Save | LED Lights | 0 | 0 | 0 | 47.6 | 1 | Honeywell | 2023-10-26 | redacted
Low Income - Power to Save | Weather Strip/Caulk | 0 | 0.25 | 0.09 | 503.3 | 1 | Honeywell | 2023-10-30 | redacted
Low Income - Power to Save | Outdoor Coil Cleaning | 0 | 0.1 | 0 | 275 | 1 | Honeywell | 2023-10-30 | redacted
Low Income - Power to Save | HVAC Inspection | 0 | 0.17 | 0 | 268.73 | 1 | Honeywell | 2023-10-30 | redacted
Low Income - Power to Save | Faucet Aerators | 0 | 0 | 0.02 | 110.58 | 1 | Honeywell | 2023-10-30 | redacted
Low Income - Power to Save | LI - DUCT | 0 | 0.4 | 0.12 | 775.77 | 1 | Honeywell | 2023-10-30 | redacted
Low Income - Power to Save | LED Lights | 0 | 0 | 0 | 47.6 | 1 | Honeywell | 2023-10-30 | redacted
Low Income - Power to Save | Weather Strip/Caulk | 0 | 0.25 | 0.09 | 503.3 | 1 | Honeywell | 2023-10-20 | redacted
Low Income - Power to Save | Outdoor Coil Cleaning | 0 | 0.1 | 0 | 275 | 1 | Honeywell | 2023-10-20 | redacted
Low Income - Power to Save | HVAC Inspection | 0 | 0.17 | 0 | 268.73 | 1 | Honeywell | 2023-10-20 | redacted
Low Income - Power to Save | Faucet Aerators | 0 | 0 | 0.02 | 110.58 | 1 | Honeywell | 2023-10-20 | redacted
Low Income - Power to Save | LI - DUCT | 0 | 0.4 | 0.12 | 775.77 | 1 | Honeywell | 2023-10-20 | redacted
Low Income - Power to Save | LED Lights | 0 | 0 | 0 | 47.6 | 1 | Honeywell | 2023-10-20 | redacted
Low Income - Power to Save | Weather Strip/Caulk | 0 | 0.25 | 0.09 | 503.3 | 1 | Honeywell | 2023-10-26 | redacted
Low Income - Power to Save | Pipe Wrap | 0 | 0.01 | 0.03 | 143.65 | 1 | Honeywell | 2023-10-26 | redacted
Low Income - Power to Save | Outdoor Coil Cleaning | 0 | 0.1 | 0 | 275 | 1 | Honeywell | 2023-10-26 | redacted
Low Income - Power to Save | HVAC Inspection | 0 | 0.17 | 0 | 268.73 | 1 | Honeywell | 2023-10-26 | redacted
Low Income - Power to Save | Faucet Aerators | 0 | 0 | 0.02 | 110.58 | 1 | Honeywell | 2023-10-26 | redacted
Low Income - Power to Save | LI - DUCT | 0 | 0.4 | 0.12 | 775.77 | 1 | Honeywell | 2023-10-26 | redacted
Low Income - Power to Save | LED Lights | 0 | 0 | 0 | 47.6 | 1 | Honeywell | 2023-10-26 | redacted
Low Income - Power to Save | Weather Strip/Caulk | 0 | 0.25 | 0.09 | 503.3 | 1 | Honeywell | 2023-10-27 | redacted
Low Income - Power to Save | Outdoor Coil Cleaning | 0 | 0.1 | 0 | 275 | 1 | Honeywell | 2023-10-27 | redacted
Low Income - Power to Save | Faucet Aerators | 0 | 0 | 0.02 | 110.58 | 1 | Honeywell | 2023-10-27 | redacted
Low Income - Power to Save | LED Lights | 0 | 0 | 0 | 47.6 | 1 | Honeywell | 2023-10-27 | redacted
Low Income - Power to Save | Weather Strip/Caulk | 0 | 0.25 | 0.09 | 503.3 | 1 | Honeywell | 2023-10-16 | redacted
Low Income - Power to Save | Outdoor Coil Cleaning | 0 | 0.1 | 0 | 275 | 1 | Honeywell | 2023-10-16 | redacted
Low Income - Power to Save | HVAC Inspection | 0 | 0.17 | 0 | 268.73 | 1 | Honeywell | 2023-10-16 | redacted
Low Income - Power to Save | Low Flow Showerhead | 0 | 0.04 | 0.1 | 504.08 | 1 | Honeywell | 2023-10-16 | redacted
Low Income - Power to Save | LI - DUCT | 0 | 0.4 | 0.12 | 775.77 | 1 | Honeywell | 2023-10-16 | redacted
Low Income - Power to Save | LED Lights | 0 | 0 | 0 | 47.6 | 1 | Honeywell | 2023-10-16 | redacted
Low Income - Power to Save | Faucet Aerators | 0 | 0 | 0.02 | 110.58 | 1 | Honeywell | 2023-10-19 | redacted
Low Income - Power to Save | Low Flow Showerhead | 0 | 0.04 | 0.1 | 504.08 | 1 | Honeywell | 2023-10-19 | redacted
Low Income - Power to Save | LED Lights | 0 | 0 | 0 | 47.6 | 1 | Honeywell | 2023-10-19 | redacted
Low Income - Power to Save | Weather Strip/Caulk | 0 | 0.25 | 0.09 | 503.3 | 1 | Honeywell | 2023-10-16 | redacted
Low Income - Power to Save | Outdoor Coil Cleaning | 0 | 0.1 | 0 | 275 | 1 | Honeywell | 2023-10-16 | redacted
Low Income - Power to Save | HVAC Inspection | 0 | 0.17 | 0 | 268.73 | 1 | Honeywell | 2023-10-16 | redacted
Low Income - Power to Save | LI - DUCT | 0 | 0.4 | 0.12 | 775.77 | 1 | Honeywell | 2023-10-16 | redacted
Low Income - Power to Save | LED Lights | 0 | 0 | 0 | 47.6 | 1 | Honeywell | 2023-10-16 | redacted
Low Income - Power to Save | Weather Strip/Caulk | 0 | 0.25 | 0.09 | 503.3 | 1 | Honeywell | 2023-10-30 | redacted
Low Income - Power to Save | Outdoor Coil Cleaning | 0 | 0.1 | 0 | 275 | 1 | Honeywell | 2023-10-30 | redacted
Low Income - Power to Save | Faucet Aerators | 0 | 0 | 0.02 | 110.58 | 1 | Honeywell | 2023-10-30 | redacted
Low Income - Power to Save | Low Flow Showerhead | 0 | 0.04 | 0.1 | 504.08 | 1 | Honeywell | 2023-10-30 | redacted
Low Income - Power to Save | Outdoor Coil Cleaning | 0 | 0.1 | 0 | 275 | 1 | Honeywell | 2023-10-20 | redacted
Low Income - Power to Save | Faucet Aerators | 0 | 0 | 0.02 | 110.58 | 1 | Honeywell | 2023-10-20 | redacted
Low Income - Power to Save | Low Flow Showerhead | 0 | 0.04 | 0.1 | 504.08 | 1 | Honeywell | 2023-10-20 | redacted
Low Income - Power to Save | LED Lights | 0 | 0 | 0 | 47.6 | 1 | Honeywell | 2023-10-20 | redacted
Low Income - Power to Save | Weather Strip/Caulk | 0 | 0.25 | 0.09 | 503.3 | 1 | Honeywell | 2023-10-27 | redacted
Low Income - Power to Save | HVAC Inspection | 0 | 0.17 | 0 | 268.73 | 1 | Honeywell | 2023-10-27 | redacted
Low Income - Power to Save | Faucet Aerators | 0 | 0 | 0.02 | 110.58 | 1 | Honeywell | 2023-10-27 | redacted
Low Income - Power to Save | LI - DUCT | 0 | 0.4 | 0.12 | 775.77 | 1 | Honeywell | 2023-10-27 | redacted
Low Income - Power to Save | LED Lights | 0 | 0 | 0 | 47.6 | 1 | Honeywell | 2023-10-27 | redacted
Low Income - Power to Save | Weather Strip/Caulk | 0 | 0.25 | 0.09 | 503.3 | 1 | Honeywell | 2023-10-19 | redacted
Low Income - Power to Save | Outdoor Coil Cleaning | 0 | 0.1 | 0 | 275 | 1 | Honeywell | 2023-10-19 | redacted
Low Income - Power to Save | HVAC Inspection | 0 | 0.17 | 0 | 268.73 | 1 | Honeywell | 2023-10-19 | redacted
Low Income - Power to Save | Faucet Aerators | 0 | 0 | 0.02 | 110.58 | 1 | Honeywell | 2023-10-19 | redacted
Low Income - Power to Save | LI - DUCT | 0 | 0.4 | 0.12 | 775.77 | 1 | Honeywell | 2023-10-19 | redacted
Low Income - Power to Save | LED Lights | 0 | 0 | 0 | 47.6 | 1 | Honeywell | 2023-10-19 | redacted
Low Income - Power to Save | Outdoor Coil Cleaning | 0 | 0.1 | 0 | 275 | 1 | Honeywell | 2023-10-17 | redacted
Low Income - Power to Save | Faucet Aerators | 0 | 0 | 0.02 | 110.58 | 1 | Honeywell | 2023-10-17 | redacted
Low Income - Power to Save | Low Flow Showerhead | 0 | 0.04 | 0.1 | 504.08 | 1 | Honeywell | 2023-10-17 | redacted
Low Income - Power to Save | LED Lights | 0 | 0 | 0 | 47.6 | 1 | Honeywell | 2023-10-17 | redacted
Low Income - Power to Save | Weather Strip/Caulk | 0 | 0.25 | 0.09 | 503.3 | 1 | Honeywell | 2023-10-17 | redacted
Low Income - Power to Save | Outdoor Coil Cleaning | 0 | 0.1 | 0 | 275 | 1 | Honeywell | 2023-10-17 | redacted
Low Income - Power to Save | HVAC Inspection | 0 | 0.17 | 0 | 268.73 | 1 | Honeywell | 2023-10-17 | redacted
Low Income - Power to Save | Faucet Aerators | 0 | 0 | 0.02 | 110.58 | 1 | Honeywell | 2023-10-17 | redacted
Low Income - Power to Save | Low Flow Showerhead | 0 | 0.04 | 0.1 | 504.08 | 1 | Honeywell | 2023-10-17 | redacted
Low Income - Power to Save | LI - DUCT | 0 | 0.4 | 0.12 | 775.77 | 1 | Honeywell | 2023-10-17 | redacted
Low Income - Power to Save | LED Lights | 0 | 0 | 0 | 47.6 | 1 | Honeywell | 2023-10-17 | redacted
Low Income - Power to Save | Weather Strip/Caulk | 0 | 0.25 | 0.09 | 503.3 | 1 | Honeywell | 2023-10-17 | redacted
Low Income - Power to Save | Outdoor Coil Cleaning | 0 | 0.1 | 0 | 275 | 1 | Honeywell | 2023-10-17 | redacted
Low Income - Power to Save | HVAC Inspection | 0 | 0.17 | 0 | 268.73 | 1 | Honeywell | 2023-10-17 | redacted
Low Income - Power to Save | Faucet Aerators | 0 | 0 | 0.02 | 110.58 | 1 | Honeywell | 2023-10-17 | redacted
Low Income - Power to Save | Low Flow Showerhead | 0 | 0.04 | 0.1 | 504.08 | 1 | Honeywell | 2023-10-17 | redacted
Low Income - Power to Save | LI - DUCT | 0 | 0.4 | 0.12 | 775.77 | 1 | Honeywell | 2023-10-17 | redacted
Low Income - Power to Save | LED Lights | 0 | 0 | 0 | 47.6 | 1 | Honeywell | 2023-10-17 | redacted
Low Income - Power to Save | Weather Strip/Caulk | 0 | 0.25 | 0.09 | 503.3 | 1 | Honeywell | 2023-10-18 | redacted
Low Income - Power to Save | Outdoor Coil Cleaning | 0 | 0.1 | 0 | 275 | 1 | Honeywell | 2023-10-18 | redacted
Low Income - Power to Save | HVAC Inspection | 0 | 0.17 | 0 | 268.73 | 1 | Honeywell | 2023-10-18 | redacted
Low Income - Power to Save | Low Flow Showerhead | 0 | 0.04 | 0.1 | 504.08 | 1 | Honeywell | 2023-10-18 | redacted
Low Income - Power to Save | LI - DUCT | 0 | 0.4 | 0.12 | 775.77 | 1 | Honeywell | 2023-10-18 | redacted
Low Income - Power to Save | LED Lights | 0 | 0 | 0 | 47.6 | 1 | Honeywell | 2023-10-18 | redacted
Low Income - Power to Save | Weather Strip/Caulk | 0 | 0.25 | 0.09 | 503.3 | 1 | Honeywell | 2023-10-19 | redacted
Low Income - Power to Save | Faucet Aerators | 0 | 0 | 0.02 | 110.58 | 1 | Honeywell | 2023-10-19 | redacted
Low Income - Power to Save | Low Flow Showerhead | 0 | 0.04 | 0.1 | 504.08 | 1 | Honeywell | 2023-10-19 | redacted
Low Income - Power to Save | LED Lights | 0 | 0 | 0 | 47.6 | 1 | Honeywell | 2023-10-19 | redacted
Low Income - Power to Save | Weather Strip/Caulk | 0 | 0.25 | 0.09 | 503.3 | 1 | Honeywell | 2023-10-30 | redacted
Low Income - Power to Save | Outdoor Coil Cleaning | 0 | 0.1 | 0 | 275 | 1 | Honeywell | 2023-10-30 | redacted
Low Income - Power to Save | HVAC Inspection | 0 | 0.17 | 0 | 268.73 | 1 | Honeywell | 2023-10-30 | redacted
Low Income - Power to Save | LI - DUCT | 0 | 0.4 | 0.12 | 775.77 | 1 | Honeywell | 2023-10-30 | redacted
Low Income - Power to Save | LED Lights | 0 | 0 | 0 | 47.6 | 1 | Honeywell | 2023-10-30 | redacted
Low Income - Power to Save | Weather Strip/Caulk | 0 | 0.25 | 0.09 | 503.3 | 1 | Honeywell | 2023-10-16 | redacted
Low Income - Power to Save | Outdoor Coil Cleaning | 0 | 0.1 | 0 | 275 | 1 | Honeywell | 2023-10-16 | redacted
Low Income - Power to Save | HVAC Inspection | 0 | 0.17 | 0 | 268.73 | 1 | Honeywell | 2023-10-16 | redacted
Low Income - Power to Save | Faucet Aerators | 0 | 0 | 0.02 | 110.58 | 1 | Honeywell | 2023-10-16 | redacted
Low Income - Power to Save | Low Flow Showerhead | 0 | 0.04 | 0.1 | 504.08 | 1 | Honeywell | 2023-10-16 | redacted
Low Income - Power to Save | LI - DUCT | 0 | 0.4 | 0.12 | 775.77 | 1 | Honeywell | 2023-10-16 | redacted
Low Income - Power to Save | LED Lights | 0 | 0 | 0 | 47.6 | 1 | Honeywell | 2023-10-16 | redacted
Low Income - Power to Save | Weather Strip/Caulk | 0 | 0.25 | 0.09 | 503.3 | 1 | Honeywell | 2023-10-19 | redacted
Low Income - Power to Save | Outdoor Coil Cleaning | 0 | 0.1 | 0 | 275 | 1 | Honeywell | 2023-10-19 | redacted
Low Income - Power to Save | HVAC Inspection | 0 | 0.17 | 0 | 268.73 | 1 | Honeywell | 2023-10-19 | redacted
Low Income - Power to Save | Faucet Aerators | 0 | 0 | 0.02 | 110.58 | 1 | Honeywell | 2023-10-19 | redacted
Low Income - Power to Save | LI - DUCT | 0 | 0.4 | 0.12 | 775.77 | 1 | Honeywell | 2023-10-19 | redacted
Low Income - Power to Save | LED Lights | 0 | 0 | 0 | 47.6 | 1 | Honeywell | 2023-10-19 | redacted
Low Income - Power to Save | Outdoor Coil Cleaning | 0 | 0.1 | 0 | 275 | 1 | Honeywell | 2023-10-16 | redacted
Low Income - Power to Save | Faucet Aerators | 0 | 0 | 0.02 | 110.58 | 1 | Honeywell | 2023-10-16 | redacted
Low Income - Power to Save | Low Flow Showerhead | 0 | 0.04 | 0.1 | 504.08 | 1 | Honeywell | 2023-10-16 | redacted
Low Income - Power to Save | LED Lights | 0 | 0 | 0 | 47.6 | 1 | Honeywell | 2023-10-16 | redacted
Low Income - Power to Save | Weather Strip/Caulk | 0 | 0.25 | 0.09 | 503.3 | 1 | Honeywell | 2023-10-30 | redacted
Low Income - Power to Save | Outdoor Coil Cleaning | 0 | 0.1 | 0 | 275 | 1 | Honeywell | 2023-10-30 | redacted
Low Income - Power to Save | HVAC Inspection | 0 | 0.17 | 0 | 268.73 | 1 | Honeywell | 2023-10-30 | redacted
Low Income - Power to Save | Faucet Aerators | 0 | 0 | 0.02 | 110.58 | 1 | Honeywell | 2023-10-30 | redacted
Low Income - Power to Save | Low Flow Showerhead | 0 | 0.04 | 0.1 | 504.08 | 1 | Honeywell | 2023-10-30 | redacted
Low Income - Power to Save | LI - DUCT | 0 | 0.4 | 0.12 | 775.77 | 1 | Honeywell | 2023-10-30 | redacted
Low Income - Power to Save | LED Lights | 0 | 0 | 0 | 47.6 | 1 | Honeywell | 2023-10-30 | redacted
Low Income - Power to Save | Weather Strip/Caulk | 0 | 0.25 | 0.09 | 503.3 | 1 | Honeywell | 2023-10-20 | redacted
Low Income - Power to Save | Outdoor Coil Cleaning | 0 | 0.1 | 0 | 275 | 1 | Honeywell | 2023-10-20 | redacted
Low Income - Power to Save | Faucet Aerators | 0 | 0 | 0.02 | 110.58 | 1 | Honeywell | 2023-10-20 | redacted
Low Income - Power to Save | Low Flow Showerhead | 0 | 0.04 | 0.1 | 504.08 | 1 | Honeywell | 2023-10-20 | redacted
Low Income - Power to Save | LED Lights | 0 | 0 | 0 | 47.6 | 1 | Honeywell | 2023-10-20 | redacted
Low Income - Power to Save | Weather Strip/Caulk | 0 | 0.25 | 0.09 | 503.3 | 1 | Honeywell | 2023-10-18 | redacted
Low Income - Power to Save | Faucet Aerators | 0 | 0 | 0.02 | 110.58 | 1 | Honeywell | 2023-10-18 | redacted
Low Income - Power to Save | Low Flow Showerhead | 0 | 0.04 | 0.1 | 504.08 | 1 | Honeywell | 2023-10-18 | redacted
Low Income - Power to Save | LED Lights | 0 | 0 | 0 | 47.6 | 1 | Honeywell | 2023-10-18 | redacted
Low Income - Power to Save | Outdoor Coil Cleaning | 0 | 0.1 | 0 | 275 | 1 | Honeywell | 2023-10-26 | redacted
Low Income - Power to Save | Faucet Aerators | 0 | 0 | 0.02 | 110.58 | 1 | Honeywell | 2023-10-26 | redacted
Low Income - Power to Save | Low Flow Showerhead | 0 | 0.04 | 0.1 | 504.08 | 1 | Honeywell | 2023-10-26 | redacted
Low Income - Power to Save | LED Lights | 0 | 0 | 0 | 47.6 | 1 | Honeywell | 2023-10-26 | redacted
Low Income - Power to Save | Weather Strip/Caulk | 0 | 0.25 | 0.09 | 503.3 | 1 | Honeywell | 2023-10-18 | redacted
Low Income - Power to Save | Faucet Aerators | 0 | 0 | 0.02 | 110.58 | 1 | Honeywell | 2023-10-18 | redacted
Low Income - Power to Save | Low Flow Showerhead | 0 | 0.04 | 0.1 | 504.08 | 1 | Honeywell | 2023-10-18 | redacted
Low Income - Power to Save | LED Lights | 0 | 0 | 0 | 47.6 | 1 | Honeywell | 2023-10-18 | redacted
Low Income - Power to Save | Weather Strip/Caulk | 0 | 0.25 | 0.09 | 503.3 | 1 | Honeywell | 2023-10-18 | redacted
Low Income - Power to Save | Outdoor Coil Cleaning | 0 | 0.1 | 0 | 275 | 1 | Honeywell | 2023-10-18 | redacted
Low Income - Power to Save | HVAC Inspection | 0 | 0.17 | 0 | 268.73 | 1 | Honeywell | 2023-10-18 | redacted
Low Income - Power to Save | Faucet Aerators | 0 | 0 | 0.02 | 110.58 | 1 | Honeywell | 2023-10-18 | redacted
Low Income - Power to Save | Low Flow Showerhead | 0 | 0.04 | 0.1 | 504.08 | 1 | Honeywell | 2023-10-18 | redacted
Low Income - Power to Save | LI - DUCT | 0 | 0.4 | 0.12 | 775.77 | 1 | Honeywell | 2023-10-18 | redacted
Low Income - Power to Save | LED Lights | 0 | 0 | 0 | 47.6 | 1 | Honeywell | 2023-10-18 | redacted
Low Income - Power to Save | Weather Strip/Caulk | 0 | 0.25 | 0.09 | 503.3 | 1 | Honeywell | 2023-10-19 | redacted
Low Income - Power to Save | Outdoor Coil Cleaning | 0 | 0.1 | 0 | 275 | 1 | Honeywell | 2023-10-19 | redacted
Low Income - Power to Save | LED Lights | 0 | 0 | 0 | 47.6 | 1 | Honeywell | 2023-10-19 | redacted
Low Income - Power to Save | Weather Strip/Caulk | 0 | 0.25 | 0.09 | 503.3 | 1 | Honeywell | 2023-10-18 | redacted
Low Income - Power to Save | Outdoor Coil Cleaning | 0 | 0.1 | 0 | 275 | 1 | Honeywell | 2023-10-18 | redacted
Low Income - Power to Save | Faucet Aerators | 0 | 0 | 0.02 | 110.58 | 1 | Honeywell | 2023-10-18 | redacted
Low Income - Power to Save | Low Flow Showerhead | 0 | 0.04 | 0.1 | 504.08 | 1 | Honeywell | 2023-10-18 | redacted
Low Income - Power to Save | LED Lights | 0 | 0 | 0 | 47.6 | 1 | Honeywell | 2023-10-18 | redacted
Low Income - Power to Save | Weather Strip/Caulk | 0 | 0.25 | 0.09 | 503.3 | 1 | Honeywell | 2023-10-26 | redacted
Low Income - Power to Save | Faucet Aerators | 0 | 0 | 0.02 | 110.58 | 1 | Honeywell | 2023-10-26 | redacted
Low Income - Power to Save | Low Flow Showerhead | 0 | 0.04 | 0.1 | 504.08 | 1 | Honeywell | 2023-10-26 | redacted
Low Income - Power to Save | LED Lights | 0 | 0 | 0 | 47.6 | 1 | Honeywell | 2023-10-26 | redacted
Low Income - Power to Save | Weather Strip/Caulk | 0 | 0.25 | 0.09 | 503.3 | 1 | Honeywell | 2023-10-27 | redacted
Low Income - Power to Save | Outdoor Coil Cleaning | 0 | 0.1 | 0 | 275 | 1 | Honeywell | 2023-10-27 | redacted
Low Income - Power to Save | Faucet Aerators | 0 | 0 | 0.02 | 110.58 | 1 | Honeywell | 2023-10-27 | redacted
Low Income - Power to Save | Low Flow Showerhead | 0 | 0.04 | 0.1 | 504.08 | 1 | Honeywell | 2023-10-27 | redacted
Low Income - Power to Save | LED Lights | 0 | 0 | 0 | 47.6 | 1 | Honeywell | 2023-10-27 | redacted
Low Income - Power to Save | Weather Strip/Caulk | 0 | 0.25 | 0.09 | 503.3 | 1 | Honeywell | 2023-10-20 | redacted
Low Income - Power to Save | Outdoor Coil Cleaning | 0 | 0.1 | 0 | 275 | 1 | Honeywell | 2023-10-20 | redacted
Low Income - Power to Save | HVAC Inspection | 0 | 0.17 | 0 | 268.73 | 1 | Honeywell | 2023-10-20 | redacted
Low Income - Power to Save | Faucet Aerators | 0 | 0 | 0.02 | 110.58 | 1 | Honeywell | 2023-10-20 | redacted
Low Income - Power to Save | LI - DUCT | 0 | 0.4 | 0.12 | 775.77 | 1 | Honeywell | 2023-10-20 | redacted
Low Income - Power to Save | LED Lights | 0 | 0 | 0 | 47.6 | 1 | Honeywell | 2023-10-20 | redacted
Low Income - Power to Save | Weather Strip/Caulk | 0 | 0.25 | 0.09 | 503.3 | 1 | Honeywell | 2023-10-27 | redacted
Low Income - Power to Save | Outdoor Coil Cleaning | 0 | 0.1 | 0 | 275 | 1 | Honeywell | 2023-10-27 | redacted
Low Income - Power to Save | HVAC Inspection | 0 | 0.17 | 0 | 268.73 | 1 | Honeywell | 2023-10-27 | redacted
Low Income - Power to Save | Faucet Aerators | 0 | 0 | 0.02 | 110.58 | 1 | Honeywell | 2023-10-27 | redacted
Low Income - Power to Save | Low Flow Showerhead | 0 | 0.04 | 0.1 | 504.08 | 1 | Honeywell | 2023-10-27 | redacted
Low Income - Power to Save | LI - DUCT | 0 | 0.4 | 0.12 | 775.77 | 1 | Honeywell | 2023-10-27 | redacted
Low Income - Power to Save | Weather Strip/Caulk | 0 | 0.25 | 0.09 | 503.3 | 1 | Honeywell | 2023-10-27 | redacted
Low Income - Power to Save | Outdoor Coil Cleaning | 0 | 0.1 | 0 | 275 | 1 | Honeywell | 2023-10-27 | redacted
Low Income - Power to Save | HVAC Inspection | 0 | 0.17 | 0 | 268.73 | 1 | Honeywell | 2023-10-27 | redacted
Low Income - Power to Save | LI - DUCT | 0 | 0.4 | 0.12 | 775.77 | 1 | Honeywell | 2023-10-27 | redacted
Low Income - Power to Save | LED Lights | 0 | 0 | 0 | 47.6 | 1 | Honeywell | 2023-10-27 | redacted
Low Income - Power to Save | Weather Strip/Caulk | 0 | 0.25 | 0.09 | 503.3 | 1 | Honeywell | 2023-10-17 | redacted
Low Income - Power to Save | Outdoor Coil Cleaning | 0 | 0.1 | 0 | 275 | 1 | Honeywell | 2023-10-17 | redacted
Low Income - Power to Save | HVAC Inspection | 0 | 0.17 | 0 | 268.73 | 1 | Honeywell | 2023-10-17 | redacted
Low Income - Power to Save | Faucet Aerators | 0 | 0 | 0.02 | 110.58 | 1 | Honeywell | 2023-10-17 | redacted
Low Income - Power to Save | LI - DUCT | 0 | 0.4 | 0.12 | 775.77 | 1 | Honeywell | 2023-10-17 | redacted
Low Income - Power to Save | LED Lights | 0 | 0 | 0 | 47.6 | 1 | Honeywell | 2023-10-17 | redacted
Low Income - Power to Save | Weather Strip/Caulk | 0 | 0.25 | 0.09 | 503.3 | 1 | Honeywell | 2023-10-31 | redacted
Low Income - Power to Save | Outdoor Coil Cleaning | 0 | 0.1 | 0 | 275 | 1 | Honeywell | 2023-10-31 | redacted
Low Income - Power to Save | HVAC Inspection | 0 | 0.17 | 0 | 268.73 | 1 | Honeywell | 2023-10-31 | redacted
Low Income - Power to Save | Faucet Aerators | 0 | 0 | 0.02 | 110.58 | 1 | Honeywell | 2023-10-31 | redacted
Low Income - Power to Save | Low Flow Showerhead | 0 | 0.04 | 0.1 | 504.08 | 1 | Honeywell | 2023-10-31 | redacted
Low Income - Power to Save | LI - DUCT | 0 | 0.4 | 0.12 | 775.77 | 1 | Honeywell | 2023-10-31 | redacted
Low Income - Power to Save | LED Lights | 0 | 0 | 0 | 47.6 | 1 | Honeywell | 2023-10-31 | redacted
Low Income - Power to Save | Weather Strip/Caulk | 0 | 0.25 | 0.09 | 503.3 | 1 | Honeywell | 2023-10-26 | redacted
Low Income - Power to Save | Outdoor Coil Cleaning | 0 | 0.1 | 0 | 275 | 1 | Honeywell | 2023-10-26 | redacted
Low Income - Power to Save | HVAC Inspection | 0 | 0.17 | 0 | 268.73 | 1 | Honeywell | 2023-10-26 | redacted
Low Income - Power to Save | Faucet Aerators | 0 | 0 | 0.02 | 110.58 | 1 | Honeywell | 2023-10-26 | redacted
Low Income - Power to Save | Low Flow Showerhead | 0 | 0.04 | 0.1 | 504.08 | 1 | Honeywell | 2023-10-26 | redacted
Low Income - Power to Save | LI - DUCT | 0 | 0.4 | 0.12 | 775.77 | 1 | Honeywell | 2023-10-26 | redacted
Low Income - Power to Save | LED Lights | 0 | 0 | 0 | 47.6 | 1 | Honeywell | 2023-10-26 | redacted
Low Income - Power to Save | Weather Strip/Caulk | 0 | 0.25 | 0.09 | 503.3 | 1 | Honeywell | 2023-10-18 | redacted
Low Income - Power to Save | Outdoor Coil Cleaning | 0 | 0.1 | 0 | 275 | 1 | Honeywell | 2023-10-18 | redacted
Low Income - Power to Save | HVAC Inspection | 0 | 0.17 | 0 | 268.73 | 1 | Honeywell | 2023-10-18 | redacted
Low Income - Power to Save | Faucet Aerators | 0 | 0 | 0.02 | 110.58 | 1 | Honeywell | 2023-10-18 | redacted
Low Income - Power to Save | Low Flow Showerhead | 0 | 0.04 | 0.1 | 504.08 | 1 | Honeywell | 2023-10-18 | redacted
Low Income - Power to Save | LED Lights | 0 | 0 | 0 | 47.6 | 1 | Honeywell | 2023-10-18 | redacted
Low Income - Power to Save | Weather Strip/Caulk | 0 | 0.25 | 0.09 | 503.3 | 1 | Honeywell | 2023-10-17 | redacted
Low Income - Power to Save | Outdoor Coil Cleaning | 0 | 0.1 | 0 | 275 | 1 | Honeywell | 2023-10-17 | redacted
Low Income - Power to Save | HVAC Inspection | 0 | 0.17 | 0 | 268.73 | 1 | Honeywell | 2023-10-17 | redacted
Low Income - Power to Save | Faucet Aerators | 0 | 0 | 0.02 | 110.58 | 1 | Honeywell | 2023-10-17 | redacted
Low Income - Power to Save | LED Lights | 0 | 0 | 0 | 47.6 | 1 | Honeywell | 2023-10-17 | redacted
Low Income - Power to Save | Weather Strip/Caulk | 0 | 0.25 | 0.09 | 503.3 | 1 | Honeywell | 2023-10-20 | redacted
Low Income - Power to Save | Outdoor Coil Cleaning | 0 | 0.1 | 0 | 275 | 1 | Honeywell | 2023-10-20 | redacted
Low Income - Power to Save | Faucet Aerators | 0 | 0 | 0.02 | 110.58 | 1 | Honeywell | 2023-10-20 | redacted
Low Income - Power to Save | Low Flow Showerhead | 0 | 0.04 | 0.1 | 504.08 | 1 | Honeywell | 2023-10-20 | redacted
Low Income - Power to Save | LED Lights | 0 | 0 | 0 | 47.6 | 1 | Honeywell | 2023-10-20 | redacted
Low Income - Power to Save | Weather Strip/Caulk | 0 | 0.25 | 0.09 | 503.3 | 1 | Honeywell | 2023-10-27 | redacted
Low Income - Power to Save | LED Lights | 0 | 0 | 0 | 47.6 | 1 | Honeywell | 2023-10-27 | redacted
Low Income - Power to Save | Weather Strip/Caulk | 0 | 0.25 | 0.09 | 503.3 | 1 | Honeywell | 2023-10-19 | redacted
Low Income - Power to Save | Outdoor Coil Cleaning | 0 | 0.1 | 0 | 275 | 1 | Honeywell | 2023-10-19 | redacted
Low Income - Power to Save | HVAC Inspection | 0 | 0.17 | 0 | 268.73 | 1 | Honeywell | 2023-10-19 | redacted
Low Income - Power to Save | Faucet Aerators | 0 | 0 | 0.02 | 110.58 | 1 | Honeywell | 2023-10-19 | redacted
Low Income - Power to Save | LI - DUCT | 0 | 0.4 | 0.12 | 775.77 | 1 | Honeywell | 2023-10-19 | redacted
Low Income - Power to Save | LED Lights | 0 | 0 | 0 | 47.6 | 1 | Honeywell | 2023-10-19 | redacted
Low Income - Power to Save | Weather Strip/Caulk | 0 | 0.25 | 0.09 | 503.3 | 1 | Honeywell | 2023-10-27 | redacted
Low Income - Power to Save | Pipe Wrap | 0 | 0.01 | 0.03 | 143.65 | 1 | Honeywell | 2023-10-27 | redacted
Low Income - Power to Save | Outdoor Coil Cleaning | 0 | 0.1 | 0 | 275 | 1 | Honeywell | 2023-10-27 | redacted
Low Income - Power to Save | HVAC Inspection | 0 | 0.17 | 0 | 268.73 | 1 | Honeywell | 2023-10-27 | redacted
Low Income - Power to Save | LI - DUCT | 0 | 0.4 | 0.12 | 775.77 | 1 | Honeywell | 2023-10-27 | redacted
Low Income - Power to Save | Weather Strip/Caulk | 0 | 0.25 | 0.09 | 503.3 | 1 | Honeywell | 2023-10-27 | redacted
Low Income - Power to Save | Faucet Aerators | 0 | 0 | 0.02 | 110.58 | 1 | Honeywell | 2023-10-27 | redacted
Low Income - Power to Save | Low Flow Showerhead | 0 | 0.04 | 0.1 | 504.08 | 1 | Honeywell | 2023-10-27 | redacted
Low Income - Power to Save | Weather Strip/Caulk | 0 | 0.25 | 0.09 | 503.3 | 1 | Honeywell | 2023-10-26 | redacted
Low Income - Power to Save | Outdoor Coil Cleaning | 0 | 0.1 | 0 | 275 | 1 | Honeywell | 2023-10-26 | redacted
Low Income - Power to Save | LED Lights | 0 | 0 | 0 | 47.6 | 1 | Honeywell | 2023-10-26 | redacted
Low Income - Power to Save | Weather Strip/Caulk | 0 | 0.25 | 0.09 | 503.3 | 1 | Honeywell | 2023-10-27 | redacted
Low Income - Power to Save | HVAC Inspection | 0 | 0.17 | 0 | 268.73 | 1 | Honeywell | 2023-10-27 | redacted
Low Income - Power to Save | Faucet Aerators | 0 | 0 | 0.02 | 110.58 | 1 | Honeywell | 2023-10-27 | redacted
Low Income - Power to Save | LI - DUCT | 0 | 0.4 | 0.12 | 775.77 | 1 | Honeywell | 2023-10-27 | redacted
Low Income - Power to Save | LED Lights | 0 | 0 | 0 | 47.6 | 1 | Honeywell | 2023-10-27 | redacted
Low Income - Power to Save | Outdoor Coil Cleaning | 0 | 0.1 | 0 | 275 | 1 | Honeywell | 2023-10-17 | redacted
Low Income - Power to Save | Faucet Aerators | 0 | 0 | 0.02 | 110.58 | 1 | Honeywell | 2023-10-17 | redacted
Low Income - Power to Save | Low Flow Showerhead | 0 | 0.04 | 0.1 | 504.08 | 1 | Honeywell | 2023-10-17 | redacted
Low Income - Power to Save | LED Lights | 0 | 0 | 0 | 47.6 | 1 | Honeywell | 2023-10-17 | redacted
Low Income - Power to Save | Weather Strip/Caulk | 0 | 0.25 | 0.09 | 503.3 | 1 | Honeywell | 2023-10-17 | redacted
Low Income - Power to Save | Outdoor Coil Cleaning | 0 | 0.1 | 0 | 275 | 1 | Honeywell | 2023-10-17 | redacted
Low Income - Power to Save | Low Flow Showerhead | 0 | 0.04 | 0.1 | 504.08 | 1 | Honeywell | 2023-10-17 | redacted
Low Income - Power to Save | LED Lights | 0 | 0 | 0 | 47.6 | 1 | Honeywell | 2023-10-17 | redacted
Low Income - Power to Save | Weather Strip/Caulk | 0 | 0.25 | 0.09 | 503.3 | 1 | Honeywell | 2023-10-31 | redacted
Low Income - Power to Save | Pipe Wrap | 0 | 0.01 | 0.03 | 143.65 | 1 | Honeywell | 2023-10-31 | redacted
Low Income - Power to Save | Outdoor Coil Cleaning | 0 | 0.1 | 0 | 275 | 1 | Honeywell | 2023-10-31 | redacted
Low Income - Power to Save | HVAC Inspection | 0 | 0.17 | 0 | 268.73 | 1 | Honeywell | 2023-10-31 | redacted
Low Income - Power to Save | Faucet Aerators | 0 | 0 | 0.02 | 110.58 | 1 | Honeywell | 2023-10-31 | redacted
Low Income - Power to Save | Low Flow Showerhead | 0 | 0.04 | 0.1 | 504.08 | 1 | Honeywell | 2023-10-31 | redacted
Low Income - Power to Save | LI - DUCT | 0 | 0.4 | 0.12 | 775.77 | 1 | Honeywell | 2023-10-31 | redacted
Low Income - Power to Save | LED Lights | 0 | 0 | 0 | 47.6 | 1 | Honeywell | 2023-10-31 | redacted
Low Income - Power to Save | Weather Strip/Caulk | 0 | 0.25 | 0.09 | 503.3 | 1 | Honeywell | 2023-10-18 | redacted
Low Income - Power to Save | Faucet Aerators | 0 | 0 | 0.02 | 110.58 | 1 | Honeywell | 2023-10-18 | redacted
Low Income - Power to Save | Low Flow Showerhead | 0 | 0.04 | 0.1 | 504.08 | 1 | Honeywell | 2023-10-18 | redacted
Low Income - Power to Save | LED Lights | 0 | 0 | 0 | 47.6 | 1 | Honeywell | 2023-10-18 | redacted
Low Income - Power to Save | Weather Strip/Caulk | 0 | 0.25 | 0.09 | 503.3 | 1 | Honeywell | 2023-10-27 | redacted
Low Income - Power to Save | HVAC Inspection | 0 | 0.17 | 0 | 268.73 | 1 | Honeywell | 2023-10-27 | redacted
Low Income - Power to Save | Faucet Aerators | 0 | 0 | 0.02 | 110.58 | 1 | Honeywell | 2023-10-27 | redacted
Low Income - Power to Save | LI - DUCT | 0 | 0.4 | 0.12 | 775.77 | 1 | Honeywell | 2023-10-27 | redacted
Low Income - Power to Save | LED Lights | 0 | 0 | 0 | 47.6 | 1 | Honeywell | 2023-10-27 | redacted
Low Income - Power to Save | Weather Strip/Caulk | 0 | 0.25 | 0.09 | 503.3 | 1 | Honeywell | 2023-10-17 | redacted
Low Income - Power to Save | Outdoor Coil Cleaning | 0 | 0.1 | 0 | 275 | 1 | Honeywell | 2023-10-17 | redacted
Low Income - Power to Save | HVAC Inspection | 0 | 0.17 | 0 | 268.73 | 1 | Honeywell | 2023-10-17 | redacted
Low Income - Power to Save | Faucet Aerators | 0 | 0 | 0.02 | 110.58 | 1 | Honeywell | 2023-10-17 | redacted
Low Income - Power to Save | Low Flow Showerhead | 0 | 0.04 | 0.1 | 504.08 | 1 | Honeywell | 2023-10-17 | redacted
Low Income - Power to Save | LI - DUCT | 0 | 0.4 | 0.12 | 775.77 | 1 | Honeywell | 2023-10-17 | redacted
Low Income - Power to Save | LED Lights | 0 | 0 | 0 | 47.6 | 1 | Honeywell | 2023-10-17 | redacted
Low Income - Power to Save | Weather Strip/Caulk | 0 | 0.25 | 0.09 | 503.3 | 1 | Honeywell | 2023-10-20 | redacted
Low Income - Power to Save | Outdoor Coil Cleaning | 0 | 0.1 | 0 | 275 | 1 | Honeywell | 2023-10-20 | redacted
Low Income - Power to Save | HVAC Inspection | 0 | 0.17 | 0 | 268.73 | 1 | Honeywell | 2023-10-20 | redacted
Low Income - Power to Save | Low Flow Showerhead | 0 | 0.04 | 0.1 | 504.08 | 1 | Honeywell | 2023-10-20 | redacted
Low Income - Power to Save | LI - DUCT | 0 | 0.4 | 0.12 | 775.77 | 1 | Honeywell | 2023-10-20 | redacted
Low Income - Power to Save | LED Lights | 0 | 0 | 0 | 47.6 | 1 | Honeywell | 2023-10-20 | redacted
Low Income - Power to Save | Weather Strip/Caulk | 0 | 0.25 | 0.09 | 503.3 | 1 | Honeywell | 2023-10-18 | redacted
Low Income - Power to Save | Outdoor Coil Cleaning | 0 | 0.1 | 0 | 275 | 1 | Honeywell | 2023-10-18 | redacted
Low Income - Power to Save | HVAC Inspection | 0 | 0.17 | 0 | 268.73 | 1 | Honeywell | 2023-10-18 | redacted
Low Income - Power to Save | Low Flow Showerhead | 0 | 0.04 | 0.1 | 504.08 | 1 | Honeywell | 2023-10-18 | redacted
Low Income - Power to Save | LI - DUCT | 0 | 0.4 | 0.12 | 775.77 | 1 | Honeywell | 2023-10-18 | redacted
Low Income - Power to Save | LED Lights | 0 | 0 | 0 | 47.6 | 1 | Honeywell | 2023-10-18 | redacted
Low Income - Power to Save | Weather Strip/Caulk | 0 | 0.25 | 0.09 | 503.3 | 1 | Honeywell | 2023-10-16 | redacted
Low Income - Power to Save | HVAC Inspection | 0 | 0.17 | 0 | 268.73 | 1 | Honeywell | 2023-10-16 | redacted
Low Income - Power to Save | Faucet Aerators | 0 | 0 | 0.02 | 110.58 | 1 | Honeywell | 2023-10-16 | redacted
Low Income - Power to Save | Low Flow Showerhead | 0 | 0.04 | 0.1 | 504.08 | 1 | Honeywell | 2023-10-16 | redacted
Low Income - Power to Save | LED Lights | 0 | 0 | 0 | 47.6 | 1 | Honeywell | 2023-10-16 | redacted
Low Income - Power to Save | Weather Strip/Caulk | 0 | 0.25 | 0.09 | 503.3 | 1 | Honeywell | 2023-10-27 | redacted
Low Income - Power to Save | HVAC Inspection | 0 | 0.17 | 0 | 268.73 | 1 | Honeywell | 2023-10-27 | redacted
Low Income - Power to Save | Faucet Aerators | 0 | 0 | 0.02 | 110.58 | 1 | Honeywell | 2023-10-27 | redacted
Low Income - Power to Save | LI - DUCT | 0 | 0.4 | 0.12 | 775.77 | 1 | Honeywell | 2023-10-27 | redacted
Low Income - Power to Save | LED Lights | 0 | 0 | 0 | 47.6 | 1 | Honeywell | 2023-10-27 | redacted
Low Income - Power to Save | Weather Strip/Caulk | 0 | 0.25 | 0.09 | 503.3 | 1 | Honeywell | 2023-10-19 | redacted
Low Income - Power to Save | Outdoor Coil Cleaning | 0 | 0.1 | 0 | 275 | 1 | Honeywell | 2023-10-19 | redacted
Low Income - Power to Save | HVAC Inspection | 0 | 0.17 | 0 | 268.73 | 1 | Honeywell | 2023-10-19 | redacted
Low Income - Power to Save | LI - DUCT | 0 | 0.4 | 0.12 | 775.77 | 1 | Honeywell | 2023-10-19 | redacted
Low Income - Power to Save | LED Lights | 0 | 0 | 0 | 47.6 | 1 | Honeywell | 2023-10-19 | redacted
Low Income - Power to Save | Weather Strip/Caulk | 0 | 0.25 | 0.09 | 503.3 | 1 | Honeywell | 2023-10-27 | redacted
Low Income - Power to Save | Outdoor Coil Cleaning | 0 | 0.1 | 0 | 275 | 1 | Honeywell | 2023-10-27 | redacted
Low Income - Power to Save | Faucet Aerators | 0 | 0 | 0.02 | 110.58 | 1 | Honeywell | 2023-10-27 | redacted
Low Income - Power to Save | LED Lights | 0 | 0 | 0 | 47.6 | 1 | Honeywell | 2023-10-27 | redacted
Low Income - Power to Save | Weather Strip/Caulk | 0 | 0.25 | 0.09 | 503.3 | 1 | Honeywell | 2023-10-19 | redacted
Low Income - Power to Save | Pipe Wrap | 0 | 0.01 | 0.03 | 143.65 | 1 | Honeywell | 2023-10-19 | redacted
Low Income - Power to Save | Outdoor Coil Cleaning | 0 | 0.1 | 0 | 275 | 1 | Honeywell | 2023-10-19 | redacted
Low Income - Power to Save | HVAC Inspection | 0 | 0.17 | 0 | 268.73 | 1 | Honeywell | 2023-10-19 | redacted
Low Income - Power to Save | Low Flow Showerhead | 0 | 0.04 | 0.1 | 504.08 | 1 | Honeywell | 2023-10-19 | redacted
Low Income - Power to Save | LI - DUCT | 0 | 0.4 | 0.12 | 775.77 | 1 | Honeywell | 2023-10-19 | redacted
Low Income - Power to Save | LED Lights | 0 | 0 | 0 | 47.6 | 1 | Honeywell | 2023-10-19 | redacted
Low Income - Power to Save | Weather Strip/Caulk | 0 | 0.25 | 0.09 | 503.3 | 1 | Honeywell | 2023-10-27 | redacted
Low Income - Power to Save | Outdoor Coil Cleaning | 0 | 0.1 | 0 | 275 | 1 | Honeywell | 2023-10-27 | redacted
Low Income - Power to Save | Faucet Aerators | 0 | 0 | 0.02 | 110.58 | 1 | Honeywell | 2023-10-27 | redacted
Low Income - Power to Save | Low Flow Showerhead | 0 | 0.04 | 0.1 | 504.08 | 1 | Honeywell | 2023-10-27 | redacted
Low Income - Power to Save | LED Lights | 0 | 0 | 0 | 47.6 | 1 | Honeywell | 2023-10-27 | redacted
Low Income - Power to Save | Weather Strip/Caulk | 0 | 0.25 | 0.09 | 503.3 | 1 | Honeywell | 2023-10-17 | redacted
Low Income - Power to Save | Outdoor Coil Cleaning | 0 | 0.1 | 0 | 275 | 1 | Honeywell | 2023-10-17 | redacted
Low Income - Power to Save | Low Flow Showerhead | 0 | 0.04 | 0.1 | 504.08 | 1 | Honeywell | 2023-10-17 | redacted
Low Income - Power to Save | LED Lights | 0 | 0 | 0 | 47.6 | 1 | Honeywell | 2023-10-17 | redacted
Low Income - Power to Save | Outdoor Coil Cleaning | 0 | 0.1 | 0 | 275 | 1 | Honeywell | 2023-10-26 | redacted
Low Income - Power to Save | Faucet Aerators | 0 | 0 | 0.02 | 110.58 | 1 | Honeywell | 2023-10-26 | redacted
Low Income - Power to Save | Low Flow Showerhead | 0 | 0.04 | 0.1 | 504.08 | 1 | Honeywell | 2023-10-26 | redacted
Low Income - Power to Save | LED Lights | 0 | 0 | 0 | 47.6 | 1 | Honeywell | 2023-10-26 | redacted
Low Income - Power to Save | Faucet Aerators | 0 | 0 | 0.02 | 110.58 | 1 | Honeywell | 2023-10-26 | redacted
Low Income - Power to Save | Low Flow Showerhead | 0 | 0.04 | 0.1 | 504.08 | 1 | Honeywell | 2023-10-26 | redacted
Low Income - Power to Save | LED Lights | 0 | 0 | 0 | 47.6 | 1 | Honeywell | 2023-10-26 | redacted
Low Income - Power to Save | Outdoor Coil Cleaning | 0 | 0.1 | 0 | 275 | 1 | Honeywell | 2023-10-19 | redacted
Low Income - Power to Save | Faucet Aerators | 0 | 0 | 0.02 | 110.58 | 1 | Honeywell | 2023-10-19 | redacted
Low Income - Power to Save | Low Flow Showerhead | 0 | 0.04 | 0.1 | 504.08 | 1 | Honeywell | 2023-10-19 | redacted
Low Income - Power to Save | LED Lights | 0 | 0 | 0 | 47.6 | 1 | Honeywell | 2023-10-19 | redacted
Low Income - Power to Save | Weather Strip/Caulk | 0 | 0.25 | 0.09 | 503.3 | 1 | Honeywell | 2023-10-31 | redacted
Low Income - Power to Save | Outdoor Coil Cleaning | 0 | 0.1 | 0 | 275 | 1 | Honeywell | 2023-10-31 | redacted
Low Income - Power to Save | HVAC Inspection | 0 | 0.17 | 0 | 268.73 | 1 | Honeywell | 2023-10-31 | redacted
Low Income - Power to Save | Low Flow Showerhead | 0 | 0.04 | 0.1 | 504.08 | 1 | Honeywell | 2023-10-31 | redacted
Low Income - Power to Save | LI - DUCT | 0 | 0.4 | 0.12 | 775.77 | 1 | Honeywell | 2023-10-31 | redacted
Low Income - Power to Save | Weather Strip/Caulk | 0 | 0.25 | 0.09 | 503.3 | 1 | Honeywell | 2023-10-19 | redacted
Low Income - Power to Save | Outdoor Coil Cleaning | 0 | 0.1 | 0 | 275 | 1 | Honeywell | 2023-10-19 | redacted
Low Income - Power to Save | Faucet Aerators | 0 | 0 | 0.02 | 110.58 | 1 | Honeywell | 2023-10-19 | redacted
Low Income - Power to Save | LED Lights | 0 | 0 | 0 | 47.6 | 1 | Honeywell | 2023-10-19 | redacted
Low Income - Power to Save | Weather Strip/Caulk | 0 | 0.25 | 0.09 | 503.3 | 1 | Honeywell | 2023-10-19 | redacted
Low Income - Power to Save | Outdoor Coil Cleaning | 0 | 0.1 | 0 | 275 | 1 | Honeywell | 2023-10-19 | redacted
Low Income - Power to Save | Low Flow Showerhead | 0 | 0.04 | 0.1 | 504.08 | 1 | Honeywell | 2023-10-19 | redacted
Low Income - Power to Save | LED Lights | 0 | 0 | 0 | 47.6 | 1 | Honeywell | 2023-10-19 | redacted
Low Income - Power to Save | Weather Strip/Caulk | 0 | 0.25 | 0.09 | 503.3 | 1 | Honeywell | 2023-10-16 | redacted
Low Income - Power to Save | Outdoor Coil Cleaning | 0 | 0.1 | 0 | 275 | 1 | Honeywell | 2023-10-16 | redacted
Low Income - Power to Save | HVAC Inspection | 0 | 0.17 | 0 | 268.73 | 1 | Honeywell | 2023-10-16 | redacted
Low Income - Power to Save | Low Flow Showerhead | 0 | 0.04 | 0.1 | 504.08 | 1 | Honeywell | 2023-10-16 | redacted
Low Income - Power to Save | LI - DUCT | 0 | 0.4 | 0.12 | 775.77 | 1 | Honeywell | 2023-10-16 | redacted
Low Income - Power to Save | LED Lights | 0 | 0 | 0 | 47.6 | 1 | Honeywell | 2023-10-16 | redacted
Low Income - Power to Save | Weather Strip/Caulk | 0 | 0.25 | 0.09 | 503.3 | 1 | Honeywell | 2023-10-20 | redacted
Low Income - Power to Save | Faucet Aerators | 0 | 0 | 0.02 | 110.58 | 1 | Honeywell | 2023-10-20 | redacted
Low Income - Power to Save | Low Flow Showerhead | 0 | 0.04 | 0.1 | 504.08 | 1 | Honeywell | 2023-10-20 | redacted
Low Income - Power to Save | LED Lights | 0 | 0 | 0 | 47.6 | 1 | Honeywell | 2023-10-20 | redacted
Low Income - Power to Save | Weather Strip/Caulk | 0 | 0.25 | 0.09 | 503.3 | 1 | Honeywell | 2023-10-27 | redacted
Low Income - Power to Save | Outdoor Coil Cleaning | 0 | 0.1 | 0 | 275 | 1 | Honeywell | 2023-10-27 | redacted
Low Income - Power to Save | HVAC Inspection | 0 | 0.17 | 0 | 268.73 | 1 | Honeywell | 2023-10-27 | redacted
Low Income - Power to Save | Low Flow Showerhead | 0 | 0.04 | 0.1 | 504.08 | 1 | Honeywell | 2023-10-27 | redacted
Low Income - Power to Save | LI - DUCT | 0 | 0.4 | 0.12 | 775.77 | 1 | Honeywell | 2023-10-27 | redacted
Low Income - Power to Save | Weather Strip/Caulk | 0 | 0.25 | 0.09 | 503.3 | 1 | Honeywell | 2023-10-16 | redacted
Low Income - Power to Save | Pipe Wrap | 0 | 0.01 | 0.03 | 143.65 | 1 | Honeywell | 2023-10-16 | redacted
Low Income - Power to Save | Outdoor Coil Cleaning | 0 | 0.1 | 0 | 275 | 1 | Honeywell | 2023-10-16 | redacted
Low Income - Power to Save | HVAC Inspection | 0 | 0.17 | 0 | 268.73 | 1 | Honeywell | 2023-10-16 | redacted
Low Income - Power to Save | Low Flow Showerhead | 0 | 0.04 | 0.1 | 504.08 | 1 | Honeywell | 2023-10-16 | redacted
Low Income - Power to Save | LI - DUCT | 0 | 0.4 | 0.12 | 775.77 | 1 | Honeywell | 2023-10-16 | redacted
Low Income - Power to Save | LED Lights | 0 | 0 | 0 | 47.6 | 1 | Honeywell | 2023-10-16 | redacted
Low Income - Power to Save | Weather Strip/Caulk | 0 | 0.25 | 0.09 | 503.3 | 1 | Honeywell | 2023-10-31 | redacted
Low Income - Power to Save | Pipe Wrap | 0 | 0.01 | 0.03 | 143.65 | 1 | Honeywell | 2023-10-31 | redacted
Low Income - Power to Save | Outdoor Coil Cleaning | 0 | 0.1 | 0 | 275 | 1 | Honeywell | 2023-10-31 | redacted
Low Income - Power to Save | HVAC Inspection | 0 | 0.17 | 0 | 268.73 | 1 | Honeywell | 2023-10-31 | redacted
Low Income - Power to Save | Faucet Aerators | 0 | 0 | 0.02 | 110.58 | 1 | Honeywell | 2023-10-31 | redacted
Low Income - Power to Save | LI - DUCT | 0 | 0.4 | 0.12 | 775.77 | 1 | Honeywell | 2023-10-31 | redacted
Low Income - Power to Save | LED Lights | 0 | 0 | 0 | 47.6 | 1 | Honeywell | 2023-10-31 | redacted
Low Income - Power to Save | Weather Strip/Caulk | 0 | 0.25 | 0.09 | 503.3 | 1 | Honeywell | 2023-10-30 | redacted
Low Income - Power to Save | Outdoor Coil Cleaning | 0 | 0.1 | 0 | 275 | 1 | Honeywell | 2023-10-30 | redacted
Low Income - Power to Save | HVAC Inspection | 0 | 0.17 | 0 | 268.73 | 1 | Honeywell | 2023-10-30 | redacted
Low Income - Power to Save | LI - DUCT | 0 | 0.4 | 0.12 | 775.77 | 1 | Honeywell | 2023-10-30 | redacted
Low Income - Power to Save | Faucet Aerators | 0 | 0 | 0.02 | 110.58 | 1 | Honeywell | 2023-10-20 | redacted
Low Income - Power to Save | Low Flow Showerhead | 0 | 0.04 | 0.1 | 504.08 | 1 | Honeywell | 2023-10-20 | redacted
Low Income - Power to Save | LED Lights | 0 | 0 | 0 | 47.6 | 1 | Honeywell | 2023-10-20 | redacted
Low Income - Power to Save | Weather Strip/Caulk | 0 | 0.25 | 0.09 | 503.3 | 1 | Honeywell | 2023-10-26 | redacted
Low Income - Power to Save | Pipe Wrap | 0 | 0.01 | 0.03 | 143.65 | 1 | Honeywell | 2023-10-26 | redacted
Low Income - Power to Save | Outdoor Coil Cleaning | 0 | 0.1 | 0 | 275 | 1 | Honeywell | 2023-10-26 | redacted
Low Income - Power to Save | HVAC Inspection | 0 | 0.17 | 0 | 268.73 | 1 | Honeywell | 2023-10-26 | redacted
Low Income - Power to Save | Low Flow Showerhead | 0 | 0.04 | 0.1 | 504.08 | 1 | Honeywell | 2023-10-26 | redacted
Low Income - Power to Save | LI - DUCT | 0 | 0.4 | 0.12 | 775.77 | 1 | Honeywell | 2023-10-26 | redacted
Low Income - Power to Save | LED Lights | 0 | 0 | 0 | 47.6 | 1 | Honeywell | 2023-10-26 | redacted
Low Income - Power to Save | Weather Strip/Caulk | 0 | 0.25 | 0.09 | 503.3 | 1 | Honeywell | 2023-10-27 | redacted
Low Income - Power to Save | Faucet Aerators | 0 | 0 | 0.02 | 110.58 | 1 | Honeywell | 2023-10-27 | redacted
Low Income - Power to Save | Low Flow Showerhead | 0 | 0.04 | 0.1 | 504.08 | 1 | Honeywell | 2023-10-27 | redacted
Low Income - Power to Save | Weather Strip/Caulk | 0 | 0.25 | 0.09 | 503.3 | 1 | Honeywell | 2023-10-17 | redacted
Low Income - Power to Save | Pipe Wrap | 0 | 0.01 | 0.03 | 143.65 | 1 | Honeywell | 2023-10-17 | redacted
Low Income - Power to Save | Outdoor Coil Cleaning | 0 | 0.1 | 0 | 275 | 1 | Honeywell | 2023-10-17 | redacted
Low Income - Power to Save | HVAC Inspection | 0 | 0.17 | 0 | 268.73 | 1 | Honeywell | 2023-10-17 | redacted
Low Income - Power to Save | Low Flow Showerhead | 0 | 0.04 | 0.1 | 504.08 | 1 | Honeywell | 2023-10-17 | redacted
Low Income - Power to Save | LI - DUCT | 0 | 0.4 | 0.12 | 775.77 | 1 | Honeywell | 2023-10-17 | redacted
Low Income - Power to Save | LED Lights | 0 | 0 | 0 | 47.6 | 1 | Honeywell | 2023-10-17 | redacted
Low Income - Power to Save | Weather Strip/Caulk | 0 | 0.25 | 0.09 | 503.3 | 1 | Honeywell | 2023-10-17 | redacted
Low Income - Power to Save | Pipe Wrap | 0 | 0.01 | 0.03 | 143.65 | 1 | Honeywell | 2023-10-17 | redacted
Low Income - Power to Save | Outdoor Coil Cleaning | 0 | 0.1 | 0 | 275 | 1 | Honeywell | 2023-10-17 | redacted
Low Income - Power to Save | HVAC Inspection | 0 | 0.17 | 0 | 268.73 | 1 | Honeywell | 2023-10-17 | redacted
Low Income - Power to Save | Low Flow Showerhead | 0 | 0.04 | 0.1 | 504.08 | 1 | Honeywell | 2023-10-17 | redacted
Low Income - Power to Save | LI - DUCT | 0 | 0.4 | 0.12 | 775.77 | 1 | Honeywell | 2023-10-17 | redacted
Low Income - Power to Save | LED Lights | 0 | 0 | 0 | 47.6 | 1 | Honeywell | 2023-10-17 | redacted
Low Income - Power to Save | Weather Strip/Caulk | 0 | 0.25 | 0.09 | 503.3 | 1 | Honeywell | 2023-10-27 | redacted
Low Income - Power to Save | HVAC Inspection | 0 | 0.17 | 0 | 268.73 | 1 | Honeywell | 2023-10-27 | redacted
Low Income - Power to Save | Faucet Aerators | 0 | 0 | 0.02 | 110.58 | 1 | Honeywell | 2023-10-27 | redacted
Low Income - Power to Save | LI - DUCT | 0 | 0.4 | 0.12 | 775.77 | 1 | Honeywell | 2023-10-27 | redacted
Low Income - Power to Save | LED Lights | 0 | 0 | 0 | 47.6 | 1 | Honeywell | 2023-10-27 | redacted
Low Income - Power to Save | Weather Strip/Caulk | 0 | 0.25 | 0.09 | 503.3 | 1 | Honeywell | 2023-10-16 | redacted
Low Income - Power to Save | Pipe Wrap | 0 | 0.01 | 0.03 | 143.65 | 1 | Honeywell | 2023-10-16 | redacted
Low Income - Power to Save | Outdoor Coil Cleaning | 0 | 0.1 | 0 | 275 | 1 | Honeywell | 2023-10-16 | redacted
Low Income - Power to Save | HVAC Inspection | 0 | 0.17 | 0 | 268.73 | 1 | Honeywell | 2023-10-16 | redacted
Low Income - Power to Save | Faucet Aerators | 0 | 0 | 0.02 | 110.58 | 1 | Honeywell | 2023-10-16 | redacted
Low Income - Power to Save | Low Flow Showerhead | 0 | 0.04 | 0.1 | 504.08 | 1 | Honeywell | 2023-10-16 | redacted
Low Income - Power to Save | LI - DUCT | 0 | 0.4 | 0.12 | 775.77 | 1 | Honeywell | 2023-10-16 | redacted
Low Income - Power to Save | LED Lights | 0 | 0 | 0 | 47.6 | 1 | Honeywell | 2023-10-16 | redacted
Low Income - Power to Save | Faucet Aerators | 0 | 0 | 0.02 | 110.58 | 1 | Honeywell | 2023-10-20 | redacted
Low Income - Power to Save | Low Flow Showerhead | 0 | 0.04 | 0.1 | 504.08 | 1 | Honeywell | 2023-10-20 | redacted
Low Income - Power to Save | LED Lights | 0 | 0 | 0 | 47.6 | 1 | Honeywell | 2023-10-20 | redacted
Low Income - Power to Save | Weather Strip/Caulk | 0 | 0.25 | 0.09 | 503.3 | 1 | Honeywell | 2023-10-17 | redacted
Low Income - Power to Save | Outdoor Coil Cleaning | 0 | 0.1 | 0 | 275 | 1 | Honeywell | 2023-10-17 | redacted
Low Income - Power to Save | HVAC Inspection | 0 | 0.17 | 0 | 268.73 | 1 | Honeywell | 2023-10-17 | redacted
Low Income - Power to Save | LED Lights | 0 | 0 | 0 | 47.6 | 1 | Honeywell | 2023-10-17 | redacted
Low Income - Power to Save | Weather Strip/Caulk | 0 | 0.25 | 0.09 | 503.3 | 1 | Honeywell | 2023-10-17 | redacted
Low Income - Power to Save | Faucet Aerators | 0 | 0 | 0.02 | 110.58 | 1 | Honeywell | 2023-10-17 | redacted
Low Income - Power to Save | LED Lights | 0 | 0 | 0 | 47.6 | 1 | Honeywell | 2023-10-17 | redacted
Low Income - Power to Save | Weather Strip/Caulk | 0 | 0.25 | 0.09 | 503.3 | 1 | Honeywell | 2023-10-16 | redacted
Low Income - Power to Save | Pipe Wrap | 0 | 0.01 | 0.03 | 143.65 | 1 | Honeywell | 2023-10-16 | redacted
Low Income - Power to Save | Outdoor Coil Cleaning | 0 | 0.1 | 0 | 275 | 1 | Honeywell | 2023-10-16 | redacted
Low Income - Power to Save | HVAC Inspection | 0 | 0.17 | 0 | 268.73 | 1 | Honeywell | 2023-10-16 | redacted
Low Income - Power to Save | Low Flow Showerhead | 0 | 0.04 | 0.1 | 504.08 | 1 | Honeywell | 2023-10-16 | redacted
Low Income - Power to Save | LI - DUCT | 0 | 0.4 | 0.12 | 775.77 | 1 | Honeywell | 2023-10-16 | redacted
Low Income - Power to Save | LED Lights | 0 | 0 | 0 | 47.6 | 1 | Honeywell | 2023-10-16 | redacted
Low Income - Power to Save | Weather Strip/Caulk | 0 | 0.25 | 0.09 | 503.3 | 1 | Honeywell | 2023-10-19 | redacted
Low Income - Power to Save | Outdoor Coil Cleaning | 0 | 0.1 | 0 | 275 | 1 | Honeywell | 2023-10-19 | redacted
Low Income - Power to Save | HVAC Inspection | 0 | 0.17 | 0 | 268.73 | 1 | Honeywell | 2023-10-19 | redacted
Low Income - Power to Save | Faucet Aerators | 0 | 0 | 0.02 | 110.58 | 1 | Honeywell | 2023-10-19 | redacted
Low Income - Power to Save | Low Flow Showerhead | 0 | 0.04 | 0.1 | 504.08 | 1 | Honeywell | 2023-10-19 | redacted
Low Income - Power to Save | LI - DUCT | 0 | 0.4 | 0.12 | 775.77 | 1 | Honeywell | 2023-10-19 | redacted
Low Income - Power to Save | LED Lights | 0 | 0 | 0 | 47.6 | 1 | Honeywell | 2023-10-19 | redacted
Low Income - Power to Save | Weather Strip/Caulk | 0 | 0.25 | 0.09 | 503.3 | 1 | Honeywell | 2023-10-31 | redacted
Low Income - Power to Save | Outdoor Coil Cleaning | 0 | 0.1 | 0 | 275 | 1 | Honeywell | 2023-10-31 | redacted
Low Income - Power to Save | HVAC Inspection | 0 | 0.17 | 0 | 268.73 | 1 | Honeywell | 2023-10-31 | redacted
Low Income - Power to Save | Faucet Aerators | 0 | 0 | 0.02 | 110.58 | 1 | Honeywell | 2023-10-31 | redacted
Low Income - Power to Save | Low Flow Showerhead | 0 | 0.04 | 0.1 | 504.08 | 1 | Honeywell | 2023-10-31 | redacted
Low Income - Power to Save | LI - DUCT | 0 | 0.4 | 0.12 | 775.77 | 1 | Honeywell | 2023-10-31 | redacted
Low Income - Power to Save | LED Lights | 0 | 0 | 0 | 47.6 | 1 | Honeywell | 2023-10-31 | redacted
Low Income - Power to Save | Weather Strip/Caulk | 0 | 0.25 | 0.09 | 503.3 | 1 | Honeywell | 2023-10-18 | redacted
Low Income - Power to Save | Pipe Wrap | 0 | 0.01 | 0.03 | 143.65 | 1 | Honeywell | 2023-10-18 | redacted
Low Income - Power to Save | Outdoor Coil Cleaning | 0 | 0.1 | 0 | 275 | 1 | Honeywell | 2023-10-18 | redacted
Low Income - Power to Save | HVAC Inspection | 0 | 0.17 | 0 | 268.73 | 1 | Honeywell | 2023-10-18 | redacted
Low Income - Power to Save | Faucet Aerators | 0 | 0 | 0.02 | 110.58 | 1 | Honeywell | 2023-10-18 | redacted
Low Income - Power to Save | Low Flow Showerhead | 0 | 0.04 | 0.1 | 504.08 | 1 | Honeywell | 2023-10-18 | redacted
Low Income - Power to Save | LI - DUCT | 0 | 0.4 | 0.12 | 775.77 | 1 | Honeywell | 2023-10-18 | redacted
Low Income - Power to Save | LED Lights | 0 | 0 | 0 | 47.6 | 1 | Honeywell | 2023-10-18 | redacted
Low Income - Power to Save | Weather Strip/Caulk | 0 | 0.25 | 0.09 | 503.3 | 1 | Honeywell | 2023-10-19 | redacted
Low Income - Power to Save | Outdoor Coil Cleaning | 0 | 0.1 | 0 | 275 | 1 | Honeywell | 2023-10-19 | redacted
Low Income - Power to Save | Low Flow Showerhead | 0 | 0.04 | 0.1 | 504.08 | 1 | Honeywell | 2023-10-19 | redacted
Low Income - Power to Save | LED Lights | 0 | 0 | 0 | 47.6 | 1 | Honeywell | 2023-10-19 | redacted
Low Income - Power to Save | Weather Strip/Caulk | 0 | 0.25 | 0.09 | 503.3 | 1 | Honeywell | 2023-10-30 | redacted
Low Income - Power to Save | Outdoor Coil Cleaning | 0 | 0.1 | 0 | 275 | 1 | Honeywell | 2023-10-30 | redacted
Low Income - Power to Save | HVAC Inspection | 0 | 0.17 | 0 | 268.73 | 1 | Honeywell | 2023-10-30 | redacted
Low Income - Power to Save | LI - DUCT | 0 | 0.4 | 0.12 | 775.77 | 1 | Honeywell | 2023-10-30 | redacted
Low Income - Power to Save | Weather Strip/Caulk | 0 | 0.25 | 0.09 | 503.3 | 1 | Honeywell | 2023-10-16 | redacted
Low Income - Power to Save | Pipe Wrap | 0 | 0.01 | 0.03 | 143.65 | 1 | Honeywell | 2023-10-16 | redacted
Low Income - Power to Save | Outdoor Coil Cleaning | 0 | 0.1 | 0 | 275 | 1 | Honeywell | 2023-10-16 | redacted
Low Income - Power to Save | HVAC Inspection | 0 | 0.17 | 0 | 268.73 | 1 | Honeywell | 2023-10-16 | redacted
Low Income - Power to Save | Faucet Aerators | 0 | 0 | 0.02 | 110.58 | 1 | Honeywell | 2023-10-16 | redacted
Low Income - Power to Save | Low Flow Showerhead | 0 | 0.04 | 0.1 | 504.08 | 1 | Honeywell | 2023-10-16 | redacted
Low Income - Power to Save | LI - DUCT | 0 | 0.4 | 0.12 | 775.77 | 1 | Honeywell | 2023-10-16 | redacted
Low Income - Power to Save | LED Lights | 0 | 0 | 0 | 47.6 | 1 | Honeywell | 2023-10-16 | redacted
Low Income - Power to Save | Weather Strip/Caulk | 0 | 0.25 | 0.09 | 503.3 | 1 | Honeywell | 2023-10-31 | redacted
Low Income - Power to Save | Pipe Wrap | 0 | 0.01 | 0.03 | 143.65 | 1 | Honeywell | 2023-10-31 | redacted
Low Income - Power to Save | Outdoor Coil Cleaning | 0 | 0.1 | 0 | 275 | 1 | Honeywell | 2023-10-31 | redacted
Low Income - Power to Save | HVAC Inspection | 0 | 0.17 | 0 | 268.73 | 1 | Honeywell | 2023-10-31 | redacted
Low Income - Power to Save | Faucet Aerators | 0 | 0 | 0.02 | 110.58 | 1 | Honeywell | 2023-10-31 | redacted
Low Income - Power to Save | LI - DUCT | 0 | 0.4 | 0.12 | 775.77 | 1 | Honeywell | 2023-10-31 | redacted
Low Income - Power to Save | LED Lights | 0 | 0 | 0 | 47.6 | 1 | Honeywell | 2023-10-31 | redacted
Low Income - Power to Save | Weather Strip/Caulk | 0 | 0.25 | 0.09 | 503.3 | 1 | Honeywell | 2023-10-26 | redacted
Low Income - Power to Save | Outdoor Coil Cleaning | 0 | 0.1 | 0 | 275 | 1 | Honeywell | 2023-10-26 | redacted
Low Income - Power to Save | HVAC Inspection | 0 | 0.17 | 0 | 268.73 | 1 | Honeywell | 2023-10-26 | redacted
Low Income - Power to Save | LI - DUCT | 0 | 0.4 | 0.12 | 775.77 | 1 | Honeywell | 2023-10-26 | redacted
Low Income - Power to Save | Outdoor Coil Cleaning | 0 | 0.1 | 0 | 275 | 1 | Honeywell | 2023-10-16 | redacted
Low Income - Power to Save | Faucet Aerators | 0 | 0 | 0.02 | 110.58 | 1 | Honeywell | 2023-10-16 | redacted
Low Income - Power to Save | Low Flow Showerhead | 0 | 0.04 | 0.1 | 504.08 | 1 | Honeywell | 2023-10-16 | redacted
Low Income - Power to Save | LED Lights | 0 | 0 | 0 | 47.6 | 1 | Honeywell | 2023-10-16 | redacted
Low Income - Power to Save | Faucet Aerators | 0 | 0 | 0.02 | 110.58 | 1 | Honeywell | 2023-10-26 | redacted
Low Income - Power to Save | Low Flow Showerhead | 0 | 0.04 | 0.1 | 504.08 | 1 | Honeywell | 2023-10-26 | redacted
Low Income - Power to Save | LED Lights | 0 | 0 | 0 | 47.6 | 1 | Honeywell | 2023-10-26 | redacted
Low Income - Power to Save | Weather Strip/Caulk | 0 | 0.25 | 0.09 | 503.3 | 1 | Honeywell | 2023-10-26 | redacted
Low Income - Power to Save | Outdoor Coil Cleaning | 0 | 0.1 | 0 | 275 | 1 | Honeywell | 2023-10-26 | redacted
Low Income - Power to Save | HVAC Inspection | 0 | 0.17 | 0 | 268.73 | 1 | Honeywell | 2023-10-26 | redacted
Low Income - Power to Save | Low Flow Showerhead | 0 | 0.04 | 0.1 | 504.08 | 1 | Honeywell | 2023-10-26 | redacted
Low Income - Power to Save | LI - DUCT | 0 | 0.4 | 0.12 | 775.77 | 1 | Honeywell | 2023-10-26 | redacted
Low Income - Power to Save | LED Lights | 0 | 0 | 0 | 47.6 | 1 | Honeywell | 2023-10-26 | redacted
Low Income - Power to Save | Weather Strip/Caulk | 0 | 0.25 | 0.09 | 503.3 | 1 | Honeywell | 2023-10-20 | redacted
Low Income - Power to Save | Outdoor Coil Cleaning | 0 | 0.1 | 0 | 275 | 1 | Honeywell | 2023-10-20 | redacted
Low Income - Power to Save | LED Lights | 0 | 0 | 0 | 47.6 | 1 | Honeywell | 2023-10-20 | redacted
Low Income - Power to Save | Outdoor Coil Cleaning | 0 | 0.1 | 0 | 275 | 1 | Honeywell | 2023-10-30 | redacted
Low Income - Power to Save | Faucet Aerators | 0 | 0 | 0.02 | 110.58 | 1 | Honeywell | 2023-10-30 | redacted
Low Income - Power to Save | Low Flow Showerhead | 0 | 0.04 | 0.1 | 504.08 | 1 | Honeywell | 2023-10-30 | redacted
Low Income - Power to Save | LED Lights | 0 | 0 | 0 | 47.6 | 1 | Honeywell | 2023-10-30 | redacted
Low Income - Power to Save | Weather Strip/Caulk | 0 | 0.25 | 0.09 | 503.3 | 1 | Honeywell | 2023-10-16 | redacted
Low Income - Power to Save | Outdoor Coil Cleaning | 0 | 0.1 | 0 | 275 | 1 | Honeywell | 2023-10-16 | redacted
Low Income - Power to Save | HVAC Inspection | 0 | 0.17 | 0 | 268.73 | 1 | Honeywell | 2023-10-16 | redacted
Low Income - Power to Save | Low Flow Showerhead | 0 | 0.04 | 0.1 | 504.08 | 1 | Honeywell | 2023-10-16 | redacted
Low Income - Power to Save | LED Lights | 0 | 0 | 0 | 47.6 | 1 | Honeywell | 2023-10-16 | redacted
Low Income - Power to Save | Weather Strip/Caulk | 0 | 0.25 | 0.09 | 503.3 | 1 | Honeywell | 2023-10-19 | redacted
Low Income - Power to Save | LED Lights | 0 | 0 | 0 | 47.6 | 1 | Honeywell | 2023-10-19 | redacted
Low Income - Power to Save | Weather Strip/Caulk | 0 | 0.25 | 0.09 | 503.3 | 1 | Honeywell | 2023-10-27 | redacted
Low Income - Power to Save | HVAC Inspection | 0 | 0.17 | 0 | 268.73 | 1 | Honeywell | 2023-10-27 | redacted
Low Income - Power to Save | Faucet Aerators | 0 | 0 | 0.02 | 110.58 | 1 | Honeywell | 2023-10-27 | redacted
Low Income - Power to Save | LI - DUCT | 0 | 0.4 | 0.12 | 775.77 | 1 | Honeywell | 2023-10-27 | redacted
Low Income - Power to Save | LED Lights | 0 | 0 | 0 | 47.6 | 1 | Honeywell | 2023-10-27 | redacted
Low Income - Power to Save | Weather Strip/Caulk | 0 | 0.25 | 0.09 | 503.3 | 1 | Honeywell | 2023-10-16 | redacted
Low Income - Power to Save | Outdoor Coil Cleaning | 0 | 0.1 | 0 | 275 | 1 | Honeywell | 2023-10-16 | redacted
Low Income - Power to Save | HVAC Inspection | 0 | 0.17 | 0 | 268.73 | 1 | Honeywell | 2023-10-16 | redacted
Low Income - Power to Save | Low Flow Showerhead | 0 | 0.04 | 0.1 | 504.08 | 1 | Honeywell | 2023-10-16 | redacted
Low Income - Power to Save | LI - DUCT | 0 | 0.4 | 0.12 | 775.77 | 1 | Honeywell | 2023-10-16 | redacted
Low Income - Power to Save | LED Lights | 0 | 0 | 0 | 47.6 | 1 | Honeywell | 2023-10-16 | redacted
Low Income - Power to Save | Weather Strip/Caulk | 0 | 0.25 | 0.09 | 503.3 | 1 | Honeywell | 2023-10-20 | redacted
Low Income - Power to Save | Outdoor Coil Cleaning | 0 | 0.1 | 0 | 275 | 1 | Honeywell | 2023-10-20 | redacted
Low Income - Power to Save | HVAC Inspection | 0 | 0.17 | 0 | 268.73 | 1 | Honeywell | 2023-10-20 | redacted
Low Income - Power to Save | Low Flow Showerhead | 0 | 0.04 | 0.1 | 504.08 | 1 | Honeywell | 2023-10-20 | redacted
Low Income - Power to Save | LI - DUCT | 0 | 0.4 | 0.12 | 775.77 | 1 | Honeywell | 2023-10-20 | redacted
Low Income - Power to Save | LED Lights | 0 | 0 | 0 | 47.6 | 1 | Honeywell | 2023-10-20 | redacted
Low Income - Power to Save | Weather Strip/Caulk | 0 | 0.25 | 0.09 | 503.3 | 1 | Honeywell | 2023-10-18 | redacted
Low Income - Power to Save | Low Flow Showerhead | 0 | 0.04 | 0.1 | 504.08 | 1 | Honeywell | 2023-10-18 | redacted
Low Income - Power to Save | LED Lights | 0 | 0 | 0 | 47.6 | 1 | Honeywell | 2023-10-18 | redacted
Low Income - Power to Save | Weather Strip/Caulk | 0 | 0.25 | 0.09 | 503.3 | 1 | Honeywell | 2023-10-19 | redacted
Low Income - Power to Save | Outdoor Coil Cleaning | 0 | 0.1 | 0 | 275 | 1 | Honeywell | 2023-10-19 | redacted
Low Income - Power to Save | HVAC Inspection | 0 | 0.17 | 0 | 268.73 | 1 | Honeywell | 2023-10-19 | redacted
Low Income - Power to Save | Faucet Aerators | 0 | 0 | 0.02 | 110.58 | 1 | Honeywell | 2023-10-19 | redacted
Low Income - Power to Save | Low Flow Showerhead | 0 | 0.04 | 0.1 | 504.08 | 1 | Honeywell | 2023-10-19 | redacted
Low Income - Power to Save | LI - DUCT | 0 | 0.4 | 0.12 | 775.77 | 1 | Honeywell | 2023-10-19 | redacted
Low Income - Power to Save | LED Lights | 0 | 0 | 0 | 47.6 | 1 | Honeywell | 2023-10-19 | redacted
Low Income - Power to Save | Outdoor Coil Cleaning | 0 | 0.1 | 0 | 275 | 1 | Honeywell | 2023-10-17 | redacted
Low Income - Power to Save | Faucet Aerators | 0 | 0 | 0.02 | 110.58 | 1 | Honeywell | 2023-10-17 | redacted
Low Income - Power to Save | Low Flow Showerhead | 0 | 0.04 | 0.1 | 504.08 | 1 | Honeywell | 2023-10-17 | redacted
Low Income - Power to Save | LED Lights | 0 | 0 | 0 | 47.6 | 1 | Honeywell | 2023-10-17 | redacted
Low Income - Power to Save | Weather Strip/Caulk | 0 | 0.25 | 0.09 | 503.3 | 1 | Honeywell | 2023-10-27 | redacted
Low Income - Power to Save | HVAC Inspection | 0 | 0.17 | 0 | 268.73 | 1 | Honeywell | 2023-10-27 | redacted
Low Income - Power to Save | Faucet Aerators | 0 | 0 | 0.02 | 110.58 | 1 | Honeywell | 2023-10-27 | redacted
Low Income - Power to Save | LI - DUCT | 0 | 0.4 | 0.12 | 775.77 | 1 | Honeywell | 2023-10-27 | redacted
Low Income - Power to Save | LED Lights | 0 | 0 | 0 | 47.6 | 1 | Honeywell | 2023-10-27 | redacted
Low Income - Power to Save | Weather Strip/Caulk | 0 | 0.25 | 0.09 | 503.3 | 1 | Honeywell | 2023-10-30 | redacted
Low Income - Power to Save | Outdoor Coil Cleaning | 0 | 0.1 | 0 | 275 | 1 | Honeywell | 2023-10-30 | redacted
Low Income - Power to Save | Faucet Aerators | 0 | 0 | 0.02 | 110.58 | 1 | Honeywell | 2023-10-30 | redacted
Low Income - Power to Save | Low Flow Showerhead | 0 | 0.04 | 0.1 | 504.08 | 1 | Honeywell | 2023-10-30 | redacted
Low Income - Power to Save | LED Lights | 0 | 0 | 0 | 47.6 | 1 | Honeywell | 2023-10-30 | redacted
Low Income - Power to Save | Weather Strip/Caulk | 0 | 0.25 | 0.09 | 503.3 | 1 | Honeywell | 2023-10-17 | redacted
Low Income - Power to Save | Outdoor Coil Cleaning | 0 | 0.1 | 0 | 275 | 1 | Honeywell | 2023-10-17 | redacted
Low Income - Power to Save | HVAC Inspection | 0 | 0.17 | 0 | 268.73 | 1 | Honeywell | 2023-10-17 | redacted
Low Income - Power to Save | LI - DUCT | 0 | 0.4 | 0.12 | 775.77 | 1 | Honeywell | 2023-10-17 | redacted
Low Income - Power to Save | LED Lights | 0 | 0 | 0 | 47.6 | 1 | Honeywell | 2023-10-17 | redacted
Low Income - Power to Save | Weather Strip/Caulk | 0 | 0.25 | 0.09 | 503.3 | 1 | Honeywell | 2023-10-17 | redacted
Low Income - Power to Save | Pipe Wrap | 0 | 0.01 | 0.03 | 143.65 | 1 | Honeywell | 2023-10-17 | redacted
Low Income - Power to Save | Outdoor Coil Cleaning | 0 | 0.1 | 0 | 275 | 1 | Honeywell | 2023-10-17 | redacted
Low Income - Power to Save | HVAC Inspection | 0 | 0.17 | 0 | 268.73 | 1 | Honeywell | 2023-10-17 | redacted
Low Income - Power to Save | Faucet Aerators | 0 | 0 | 0.02 | 110.58 | 1 | Honeywell | 2023-10-17 | redacted
Low Income - Power to Save | Low Flow Showerhead | 0 | 0.04 | 0.1 | 504.08 | 1 | Honeywell | 2023-10-17 | redacted
Low Income - Power to Save | LI - DUCT | 0 | 0.4 | 0.12 | 775.77 | 1 | Honeywell | 2023-10-17 | redacted
Low Income - Power to Save | LED Lights | 0 | 0 | 0 | 47.6 | 1 | Honeywell | 2023-10-17 | redacted
Low Income - Power to Save | Weather Strip/Caulk | 0 | 0.25 | 0.09 | 503.3 | 1 | Honeywell | 2023-10-30 | redacted
Low Income - Power to Save | HVAC Inspection | 0 | 0.17 | 0 | 268.73 | 1 | Honeywell | 2023-10-30 | redacted
Low Income - Power to Save | Faucet Aerators | 0 | 0 | 0.02 | 110.58 | 1 | Honeywell | 2023-10-30 | redacted
Low Income - Power to Save | LI - DUCT | 0 | 0.4 | 0.12 | 775.77 | 1 | Honeywell | 2023-10-30 | redacted
Low Income - Power to Save | LED Lights | 0 | 0 | 0 | 47.6 | 1 | Honeywell | 2023-10-30 | redacted
Low Income - Power to Save | Weather Strip/Caulk | 0 | 0.25 | 0.09 | 503.3 | 1 | Honeywell | 2023-10-26 | redacted
Low Income - Power to Save | Pipe Wrap | 0 | 0.01 | 0.03 | 143.65 | 1 | Honeywell | 2023-10-26 | redacted
Low Income - Power to Save | Outdoor Coil Cleaning | 0 | 0.1 | 0 | 275 | 1 | Honeywell | 2023-10-26 | redacted
Low Income - Power to Save | HVAC Inspection | 0 | 0.17 | 0 | 268.73 | 1 | Honeywell | 2023-10-26 | redacted
Low Income - Power to Save | LI - DUCT | 0 | 0.4 | 0.12 | 775.77 | 1 | Honeywell | 2023-10-26 | redacted
Low Income - Power to Save | Weather Strip/Caulk | 0 | 0.25 | 0.09 | 503.3 | 1 | Honeywell | 2023-10-27 | redacted
Low Income - Power to Save | HVAC Inspection | 0 | 0.17 | 0 | 268.73 | 1 | Honeywell | 2023-10-27 | redacted
Low Income - Power to Save | Faucet Aerators | 0 | 0 | 0.02 | 110.58 | 1 | Honeywell | 2023-10-27 | redacted
Low Income - Power to Save | LI - DUCT | 0 | 0.4 | 0.12 | 775.77 | 1 | Honeywell | 2023-10-27 | redacted
Low Income - Power to Save | LED Lights | 0 | 0 | 0 | 47.6 | 1 | Honeywell | 2023-10-27 | redacted
Low Income - Power to Save | Outdoor Coil Cleaning | 0 | 0.1 | 0 | 275 | 1 | Honeywell | 2023-10-17 | redacted
Low Income - Power to Save | Faucet Aerators | 0 | 0 | 0.02 | 110.58 | 1 | Honeywell | 2023-10-17 | redacted
Low Income - Power to Save | Low Flow Showerhead | 0 | 0.04 | 0.1 | 504.08 | 1 | Honeywell | 2023-10-17 | redacted
Low Income - Power to Save | LED Lights | 0 | 0 | 0 | 47.6 | 1 | Honeywell | 2023-10-17 | redacted
Low Income - Power to Save | Weather Strip/Caulk | 0 | 0.25 | 0.09 | 503.3 | 1 | Honeywell | 2023-10-18 | redacted
Low Income - Power to Save | Outdoor Coil Cleaning | 0 | 0.1 | 0 | 275 | 1 | Honeywell | 2023-10-18 | redacted
Low Income - Power to Save | HVAC Inspection | 0 | 0.17 | 0 | 268.73 | 1 | Honeywell | 2023-10-18 | redacted
Low Income - Power to Save | Faucet Aerators | 0 | 0 | 0.02 | 110.58 | 1 | Honeywell | 2023-10-18 | redacted
Low Income - Power to Save | LI - DUCT | 0 | 0.4 | 0.12 | 775.77 | 1 | Honeywell | 2023-10-18 | redacted
Low Income - Power to Save | LED Lights | 0 | 0 | 0 | 47.6 | 1 | Honeywell | 2023-10-18 | redacted
Low Income - Power to Save | Weather Strip/Caulk | 0 | 0.25 | 0.09 | 503.3 | 1 | Honeywell | 2023-10-31 | redacted
Low Income - Power to Save | Pipe Wrap | 0 | 0.01 | 0.03 | 143.65 | 1 | Honeywell | 2023-10-31 | redacted
Low Income - Power to Save | Outdoor Coil Cleaning | 0 | 0.1 | 0 | 275 | 1 | Honeywell | 2023-10-31 | redacted
Low Income - Power to Save | HVAC Inspection | 0 | 0.17 | 0 | 268.73 | 1 | Honeywell | 2023-10-31 | redacted
Low Income - Power to Save | LI - DUCT | 0 | 0.4 | 0.12 | 775.77 | 1 | Honeywell | 2023-10-31 | redacted
Low Income - Power to Save | LED Lights | 0 | 0 | 0 | 47.6 | 1 | Honeywell | 2023-10-31 | redacted
Low Income - Power to Save | Weather Strip/Caulk | 0 | 0.25 | 0.09 | 503.3 | 1 | Honeywell | 2023-10-19 | redacted
Low Income - Power to Save | Outdoor Coil Cleaning | 0 | 0.1 | 0 | 275 | 1 | Honeywell | 2023-10-19 | redacted
Low Income - Power to Save | HVAC Inspection | 0 | 0.17 | 0 | 268.73 | 1 | Honeywell | 2023-10-19 | redacted
Low Income - Power to Save | Faucet Aerators | 0 | 0 | 0.02 | 110.58 | 1 | Honeywell | 2023-10-19 | redacted
Low Income - Power to Save | Low Flow Showerhead | 0 | 0.04 | 0.1 | 504.08 | 1 | Honeywell | 2023-10-19 | redacted
Low Income - Power to Save | LI - DUCT | 0 | 0.4 | 0.12 | 775.77 | 1 | Honeywell | 2023-10-19 | redacted
Low Income - Power to Save | LED Lights | 0 | 0 | 0 | 47.6 | 1 | Honeywell | 2023-10-19 | redacted
Low Income - Power to Save | Faucet Aerators | 0 | 0 | 0.02 | 110.58 | 1 | Honeywell | 2023-10-26 | redacted
Low Income - Power to Save | Low Flow Showerhead | 0 | 0.04 | 0.1 | 504.08 | 1 | Honeywell | 2023-10-26 | redacted
Low Income - Power to Save | LED Lights | 0 | 0 | 0 | 47.6 | 1 | Honeywell | 2023-10-26 | redacted
Low Income - Power to Save | Weather Strip/Caulk | 0 | 0.25 | 0.09 | 503.3 | 1 | Honeywell | 2023-10-16 | redacted
Low Income - Power to Save | Faucet Aerators | 0 | 0 | 0.02 | 110.58 | 1 | Honeywell | 2023-10-16 | redacted
Low Income - Power to Save | Low Flow Showerhead | 0 | 0.04 | 0.1 | 504.08 | 1 | Honeywell | 2023-10-16 | redacted
Low Income - Power to Save | LED Lights | 0 | 0 | 0 | 47.6 | 1 | Honeywell | 2023-10-16 | redacted
Low Income - Power to Save | Weather Strip/Caulk | 0 | 0.25 | 0.09 | 503.3 | 1 | Honeywell | 2023-10-27 | redacted
Low Income - Power to Save | HVAC Inspection | 0 | 0.17 | 0 | 268.73 | 1 | Honeywell | 2023-10-27 | redacted
Low Income - Power to Save | Faucet Aerators | 0 | 0 | 0.02 | 110.58 | 1 | Honeywell | 2023-10-27 | redacted
Low Income - Power to Save | LI - DUCT | 0 | 0.4 | 0.12 | 775.77 | 1 | Honeywell | 2023-10-27 | redacted
Low Income - Power to Save | LED Lights | 0 | 0 | 0 | 47.6 | 1 | Honeywell | 2023-10-27 | redacted
Low Income - Power to Save | Weather Strip/Caulk | 0 | 0.25 | 0.09 | 503.3 | 1 | Honeywell | 2023-10-16 | redacted
Low Income - Power to Save | Outdoor Coil Cleaning | 0 | 0.1 | 0 | 275 | 1 | Honeywell | 2023-10-16 | redacted
Low Income - Power to Save | HVAC Inspection | 0 | 0.17 | 0 | 268.73 | 1 | Honeywell | 2023-10-16 | redacted
Low Income - Power to Save | Faucet Aerators | 0 | 0 | 0.02 | 110.58 | 1 | Honeywell | 2023-10-16 | redacted
Low Income - Power to Save | Low Flow Showerhead | 0 | 0.04 | 0.1 | 504.08 | 1 | Honeywell | 2023-10-16 | redacted
Low Income - Power to Save | LI - DUCT | 0 | 0.4 | 0.12 | 775.77 | 1 | Honeywell | 2023-10-16 | redacted
Low Income - Power to Save | LED Lights | 0 | 0 | 0 | 47.6 | 1 | Honeywell | 2023-10-16 | redacted
Low Income - Power to Save | Weather Strip/Caulk | 0 | 0.25 | 0.09 | 503.3 | 1 | Honeywell | 2023-10-18 | redacted
Low Income - Power to Save | Pipe Wrap | 0 | 0.01 | 0.03 | 143.65 | 1 | Honeywell | 2023-10-18 | redacted
Low Income - Power to Save | Outdoor Coil Cleaning | 0 | 0.1 | 0 | 275 | 1 | Honeywell | 2023-10-18 | redacted
Low Income - Power to Save | HVAC Inspection | 0 | 0.17 | 0 | 268.73 | 1 | Honeywell | 2023-10-18 | redacted
Low Income - Power to Save | Faucet Aerators | 0 | 0 | 0.02 | 110.58 | 1 | Honeywell | 2023-10-18 | redacted
Low Income - Power to Save | Low Flow Showerhead | 0 | 0.04 | 0.1 | 504.08 | 1 | Honeywell | 2023-10-18 | redacted
Low Income - Power to Save | LI - DUCT | 0 | 0.4 | 0.12 | 775.77 | 1 | Honeywell | 2023-10-18 | redacted
Low Income - Power to Save | LED Lights | 0 | 0 | 0 | 47.6 | 1 | Honeywell | 2023-10-18 | redacted
Low Income - Power to Save | Weather Strip/Caulk | 0 | 0.25 | 0.09 | 503.3 | 1 | Honeywell | 2023-10-27 | redacted
Low Income - Power to Save | Outdoor Coil Cleaning | 0 | 0.1 | 0 | 275 | 1 | Honeywell | 2023-10-27 | redacted
Low Income - Power to Save | HVAC Inspection | 0 | 0.17 | 0 | 268.73 | 1 | Honeywell | 2023-10-27 | redacted
Low Income - Power to Save | LI - DUCT | 0 | 0.4 | 0.12 | 775.77 | 1 | Honeywell | 2023-10-27 | redacted
Low Income - Power to Save | LED Lights | 0 | 0 | 0 | 47.6 | 1 | Honeywell | 2023-10-27 | redacted
Low Income - Power to Save | Faucet Aerators | 0 | 0 | 0.02 | 110.58 | 1 | Honeywell | 2023-10-18 | redacted
Low Income - Power to Save | Low Flow Showerhead | 0 | 0.04 | 0.1 | 504.08 | 1 | Honeywell | 2023-10-18 | redacted
Low Income - Power to Save | LED Lights | 0 | 0 | 0 | 47.6 | 1 | Honeywell | 2023-10-18 | redacted
Low Income - Power to Save | Weather Strip/Caulk | 0 | 0.25 | 0.09 | 503.3 | 1 | Honeywell | 2023-10-27 | redacted
Low Income - Power to Save | HVAC Inspection | 0 | 0.17 | 0 | 268.73 | 1 | Honeywell | 2023-10-27 | redacted
Low Income - Power to Save | Faucet Aerators | 0 | 0 | 0.02 | 110.58 | 1 | Honeywell | 2023-10-27 | redacted
Low Income - Power to Save | LI - DUCT | 0 | 0.4 | 0.12 | 775.77 | 1 | Honeywell | 2023-10-27 | redacted
Low Income - Power to Save | LED Lights | 0 | 0 | 0 | 47.6 | 1 | Honeywell | 2023-10-27 | redacted
Low Income - Power to Save | Weather Strip/Caulk | 0 | 0.25 | 0.09 | 503.3 | 1 | Honeywell | 2023-10-17 | redacted
Low Income - Power to Save | Pipe Wrap | 0 | 0.01 | 0.03 | 143.65 | 1 | Honeywell | 2023-10-17 | redacted
Low Income - Power to Save | Outdoor Coil Cleaning | 0 | 0.1 | 0 | 275 | 1 | Honeywell | 2023-10-17 | redacted
Low Income - Power to Save | HVAC Inspection | 0 | 0.17 | 0 | 268.73 | 1 | Honeywell | 2023-10-17 | redacted
Low Income - Power to Save | Faucet Aerators | 0 | 0 | 0.02 | 110.58 | 1 | Honeywell | 2023-10-17 | redacted
Low Income - Power to Save | LI - DUCT | 0 | 0.4 | 0.12 | 775.77 | 1 | Honeywell | 2023-10-17 | redacted
Low Income - Power to Save | LED Lights | 0 | 0 | 0 | 47.6 | 1 | Honeywell | 2023-10-17 | redacted
Low Income - Power to Save | Outdoor Coil Cleaning | 0 | 0.1 | 0 | 275 | 1 | Honeywell | 2023-10-31 | redacted
Low Income - Power to Save | HVAC Inspection | 0 | 0.17 | 0 | 268.73 | 1 | Honeywell | 2023-10-31 | redacted
Low Income - Power to Save | Faucet Aerators | 0 | 0 | 0.02 | 110.58 | 1 | Honeywell | 2023-10-31 | redacted
Low Income - Power to Save | Low Flow Showerhead | 0 | 0.04 | 0.1 | 504.08 | 1 | Honeywell | 2023-10-31 | redacted
Low Income - Power to Save | Weather Strip/Caulk | 0 | 0.25 | 0.09 | 503.3 | 1 | Honeywell | 2023-10-17 | redacted
Low Income - Power to Save | Outdoor Coil Cleaning | 0 | 0.1 | 0 | 275 | 1 | Honeywell | 2023-10-17 | redacted
Low Income - Power to Save | HVAC Inspection | 0 | 0.17 | 0 | 268.73 | 1 | Honeywell | 2023-10-17 | redacted
Low Income - Power to Save | LI - DUCT | 0 | 0.4 | 0.12 | 775.77 | 1 | Honeywell | 2023-10-17 | redacted
Low Income - Power to Save | LED Lights | 0 | 0 | 0 | 47.6 | 1 | Honeywell | 2023-10-17 | redacted
Low Income - Power to Save | Outdoor Coil Cleaning | 0 | 0.1 | 0 | 275 | 1 | Honeywell | 2023-10-18 | redacted
Low Income - Power to Save | Faucet Aerators | 0 | 0 | 0.02 | 110.58 | 1 | Honeywell | 2023-10-18 | redacted
Low Income - Power to Save | Low Flow Showerhead | 0 | 0.04 | 0.1 | 504.08 | 1 | Honeywell | 2023-10-18 | redacted
Low Income - Power to Save | LED Lights | 0 | 0 | 0 | 47.6 | 1 | Honeywell | 2023-10-18 | redacted
Low Income - Power to Save | Weather Strip/Caulk | 0 | 0.25 | 0.09 | 503.3 | 1 | Honeywell | 2023-10-18 | redacted
Low Income - Power to Save | Outdoor Coil Cleaning | 0 | 0.1 | 0 | 275 | 1 | Honeywell | 2023-10-18 | redacted
Low Income - Power to Save | HVAC Inspection | 0 | 0.17 | 0 | 268.73 | 1 | Honeywell | 2023-10-18 | redacted
Low Income - Power to Save | Faucet Aerators | 0 | 0 | 0.02 | 110.58 | 1 | Honeywell | 2023-10-18 | redacted
Low Income - Power to Save | Low Flow Showerhead | 0 | 0.04 | 0.1 | 504.08 | 1 | Honeywell | 2023-10-18 | redacted
Low Income - Power to Save | LED Lights | 0 | 0 | 0 | 47.6 | 1 | Honeywell | 2023-10-18 | redacted
Low Income - Power to Save | Weather Strip/Caulk | 0 | 0.25 | 0.09 | 503.3 | 1 | Honeywell | 2023-10-20 | redacted
Low Income - Power to Save | Pipe Wrap | 0 | 0.01 | 0.03 | 143.65 | 1 | Honeywell | 2023-10-20 | redacted
Low Income - Power to Save | Outdoor Coil Cleaning | 0 | 0.1 | 0 | 275 | 1 | Honeywell | 2023-10-20 | redacted
Low Income - Power to Save | HVAC Inspection | 0 | 0.17 | 0 | 268.73 | 1 | Honeywell | 2023-10-20 | redacted
Low Income - Power to Save | LI - DUCT | 0 | 0.4 | 0.12 | 775.77 | 1 | Honeywell | 2023-10-20 | redacted
Low Income - Power to Save | LED Lights | 0 | 0 | 0 | 47.6 | 1 | Honeywell | 2023-10-20 | redacted
Low Income - Power to Save | Weather Strip/Caulk | 0 | 0.25 | 0.09 | 503.3 | 1 | Honeywell | 2023-10-17 | redacted
Low Income - Power to Save | Outdoor Coil Cleaning | 0 | 0.1 | 0 | 275 | 1 | Honeywell | 2023-10-17 | redacted
Low Income - Power to Save | HVAC Inspection | 0 | 0.17 | 0 | 268.73 | 1 | Honeywell | 2023-10-17 | redacted
Low Income - Power to Save | LED Lights | 0 | 0 | 0 | 47.6 | 1 | Honeywell | 2023-10-17 | redacted
Low Income - Power to Save | Weather Strip/Caulk | 0 | 0.25 | 0.09 | 503.3 | 1 | Honeywell | 2023-10-16 | redacted
Low Income - Power to Save | Outdoor Coil Cleaning | 0 | 0.1 | 0 | 275 | 1 | Honeywell | 2023-10-16 | redacted
Low Income - Power to Save | HVAC Inspection | 0 | 0.17 | 0 | 268.73 | 1 | Honeywell | 2023-10-16 | redacted
Low Income - Power to Save | Low Flow Showerhead | 0 | 0.04 | 0.1 | 504.08 | 1 | Honeywell | 2023-10-16 | redacted
Low Income - Power to Save | LI - DUCT | 0 | 0.4 | 0.12 | 775.77 | 1 | Honeywell | 2023-10-16 | redacted
Low Income - Power to Save | LED Lights | 0 | 0 | 0 | 47.6 | 1 | Honeywell | 2023-10-16 | redacted
Low Income - Power to Save | Weather Strip/Caulk | 0 | 0.25 | 0.09 | 503.3 | 1 | Honeywell | 2023-10-27 | redacted
Low Income - Power to Save | Pipe Wrap | 0 | 0.01 | 0.03 | 143.65 | 1 | Honeywell | 2023-10-27 | redacted
Low Income - Power to Save | Outdoor Coil Cleaning | 0 | 0.1 | 0 | 275 | 1 | Honeywell | 2023-10-27 | redacted
Low Income - Power to Save | HVAC Inspection | 0 | 0.17 | 0 | 268.73 | 1 | Honeywell | 2023-10-27 | redacted
Low Income - Power to Save | Low Flow Showerhead | 0 | 0.04 | 0.1 | 504.08 | 1 | Honeywell | 2023-10-27 | redacted
Low Income - Power to Save | LI - DUCT | 0 | 0.4 | 0.12 | 775.77 | 1 | Honeywell | 2023-10-27 | redacted
Low Income - Power to Save | Outdoor Coil Cleaning | 0 | 0.1 | 0 | 275 | 1 | Honeywell | 2023-10-16 | redacted
Low Income - Power to Save | Faucet Aerators | 0 | 0 | 0.02 | 110.58 | 1 | Honeywell | 2023-10-16 | redacted
Low Income - Power to Save | Low Flow Showerhead | 0 | 0.04 | 0.1 | 504.08 | 1 | Honeywell | 2023-10-16 | redacted
Low Income - Power to Save | LED Lights | 0 | 0 | 0 | 47.6 | 1 | Honeywell | 2023-10-16 | redacted
Low Income - Power to Save | Weather Strip/Caulk | 0 | 0.25 | 0.09 | 503.3 | 1 | Honeywell | 2023-10-19 | redacted
Low Income - Power to Save | Outdoor Coil Cleaning | 0 | 0.1 | 0 | 275 | 1 | Honeywell | 2023-10-19 | redacted
Low Income - Power to Save | HVAC Inspection | 0 | 0.17 | 0 | 268.73 | 1 | Honeywell | 2023-10-19 | redacted
Low Income - Power to Save | Faucet Aerators | 0 | 0 | 0.02 | 110.58 | 1 | Honeywell | 2023-10-19 | redacted
Low Income - Power to Save | LI - DUCT | 0 | 0.4 | 0.12 | 775.77 | 1 | Honeywell | 2023-10-19 | redacted
Low Income - Power to Save | LED Lights | 0 | 0 | 0 | 47.6 | 1 | Honeywell | 2023-10-19 | redacted
Low Income - Power to Save | Weather Strip/Caulk | 0 | 0.25 | 0.09 | 503.3 | 1 | Honeywell | 2023-10-20 | redacted
Low Income - Power to Save | Pipe Wrap | 0 | 0.01 | 0.03 | 143.65 | 1 | Honeywell | 2023-10-20 | redacted
Low Income - Power to Save | Outdoor Coil Cleaning | 0 | 0.1 | 0 | 275 | 1 | Honeywell | 2023-10-20 | redacted
Low Income - Power to Save | HVAC Inspection | 0 | 0.17 | 0 | 268.73 | 1 | Honeywell | 2023-10-20 | redacted
Low Income - Power to Save | Low Flow Showerhead | 0 | 0.04 | 0.1 | 504.08 | 1 | Honeywell | 2023-10-20 | redacted
Low Income - Power to Save | LI - DUCT | 0 | 0.4 | 0.12 | 775.77 | 1 | Honeywell | 2023-10-20 | redacted
Low Income - Power to Save | LED Lights | 0 | 0 | 0 | 47.6 | 1 | Honeywell | 2023-10-20 | redacted
Low Income - Power to Save | Weather Strip/Caulk | 0 | 0.25 | 0.09 | 503.3 | 1 | Honeywell | 2023-10-17 | redacted
Low Income - Power to Save | Outdoor Coil Cleaning | 0 | 0.1 | 0 | 275 | 1 | Honeywell | 2023-10-17 | redacted
Low Income - Power to Save | HVAC Inspection | 0 | 0.17 | 0 | 268.73 | 1 | Honeywell | 2023-10-17 | redacted
Low Income - Power to Save | Faucet Aerators | 0 | 0 | 0.02 | 110.58 | 1 | Honeywell | 2023-10-17 | redacted
Low Income - Power to Save | Low Flow Showerhead | 0 | 0.04 | 0.1 | 504.08 | 1 | Honeywell | 2023-10-17 | redacted
Low Income - Power to Save | LI - DUCT | 0 | 0.4 | 0.12 | 775.77 | 1 | Honeywell | 2023-10-17 | redacted
Low Income - Power to Save | LED Lights | 0 | 0 | 0 | 47.6 | 1 | Honeywell | 2023-10-17 | redacted
Low Income - Power to Save | Weather Strip/Caulk | 0 | 0.25 | 0.09 | 503.3 | 1 | Honeywell | 2023-10-30 | redacted
Low Income - Power to Save | Faucet Aerators | 0 | 0 | 0.02 | 110.58 | 1 | Honeywell | 2023-10-30 | redacted
Low Income - Power to Save | Low Flow Showerhead | 0 | 0.04 | 0.1 | 504.08 | 1 | Honeywell | 2023-10-30 | redacted
Low Income - Power to Save | LED Lights | 0 | 0 | 0 | 47.6 | 1 | Honeywell | 2023-10-30 | redacted
Low Income - Power to Save | Weather Strip/Caulk | 0 | 0.25 | 0.09 | 503.3 | 1 | Honeywell | 2023-10-17 | redacted
Low Income - Power to Save | Outdoor Coil Cleaning | 0 | 0.1 | 0 | 275 | 1 | Honeywell | 2023-10-17 | redacted
Low Income - Power to Save | LED Lights | 0 | 0 | 0 | 47.6 | 1 | Honeywell | 2023-10-17 | redacted
Low Income - Power to Save | Weather Strip/Caulk | 0 | 0.25 | 0.09 | 503.3 | 1 | Honeywell | 2023-10-18 | redacted
Low Income - Power to Save | Faucet Aerators | 0 | 0 | 0.02 | 110.58 | 1 | Honeywell | 2023-10-18 | redacted
Low Income - Power to Save | LED Lights | 0 | 0 | 0 | 47.6 | 1 | Honeywell | 2023-10-18 | redacted
Low Income - Power to Save | Weather Strip/Caulk | 0 | 0.25 | 0.09 | 503.3 | 1 | Honeywell | 2023-10-17 | redacted
Low Income - Power to Save | Outdoor Coil Cleaning | 0 | 0.1 | 0 | 275 | 1 | Honeywell | 2023-10-17 | redacted
Low Income - Power to Save | Faucet Aerators | 0 | 0 | 0.02 | 110.58 | 1 | Honeywell | 2023-10-17 | redacted
Low Income - Power to Save | LED Lights | 0 | 0 | 0 | 47.6 | 1 | Honeywell | 2023-10-17 | redacted
Low Income - Power to Save | Outdoor Coil Cleaning | 0 | 0.1 | 0 | 275 | 1 | Honeywell | 2023-10-18 | redacted
Low Income - Power to Save | Faucet Aerators | 0 | 0 | 0.02 | 110.58 | 1 | Honeywell | 2023-10-18 | redacted
Low Income - Power to Save | Low Flow Showerhead | 0 | 0.04 | 0.1 | 504.08 | 1 | Honeywell | 2023-10-18 | redacted
Low Income - Power to Save | LED Lights | 0 | 0 | 0 | 47.6 | 1 | Honeywell | 2023-10-18 | redacted
Low Income - Power to Save | Weather Strip/Caulk | 0 | 0.25 | 0.09 | 503.3 | 1 | Honeywell | 2023-10-20 | redacted
Low Income - Power to Save | Outdoor Coil Cleaning | 0 | 0.1 | 0 | 275 | 1 | Honeywell | 2023-10-20 | redacted
Low Income - Power to Save | HVAC Inspection | 0 | 0.17 | 0 | 268.73 | 1 | Honeywell | 2023-10-20 | redacted
Low Income - Power to Save | Faucet Aerators | 0 | 0 | 0.02 | 110.58 | 1 | Honeywell | 2023-10-20 | redacted
Low Income - Power to Save | Low Flow Showerhead | 0 | 0.04 | 0.1 | 504.08 | 1 | Honeywell | 2023-10-20 | redacted
Low Income - Power to Save | LED Lights | 0 | 0 | 0 | 47.6 | 1 | Honeywell | 2023-10-20 | redacted
Low Income - Power to Save | Weather Strip/Caulk | 0 | 0.25 | 0.09 | 503.3 | 1 | Honeywell | 2023-10-26 | redacted
Low Income - Power to Save | Outdoor Coil Cleaning | 0 | 0.1 | 0 | 275 | 1 | Honeywell | 2023-10-26 | redacted
Low Income - Power to Save | HVAC Inspection | 0 | 0.17 | 0 | 268.73 | 1 | Honeywell | 2023-10-26 | redacted
Low Income - Power to Save | Faucet Aerators | 0 | 0 | 0.02 | 110.58 | 1 | Honeywell | 2023-10-26 | redacted
Low Income - Power to Save | Low Flow Showerhead | 0 | 0.04 | 0.1 | 504.08 | 1 | Honeywell | 2023-10-26 | redacted
Low Income - Power to Save | LI - DUCT | 0 | 0.4 | 0.12 | 775.77 | 1 | Honeywell | 2023-10-26 | redacted
Low Income - Power to Save | LED Lights | 0 | 0 | 0 | 47.6 | 1 | Honeywell | 2023-10-26 | redacted
Low Income - Power to Save | Weather Strip/Caulk | 0 | 0.25 | 0.09 | 503.3 | 1 | Honeywell | 2023-10-27 | redacted
Low Income - Power to Save | Outdoor Coil Cleaning | 0 | 0.1 | 0 | 275 | 1 | Honeywell | 2023-10-27 | redacted
Low Income - Power to Save | HVAC Inspection | 0 | 0.17 | 0 | 268.73 | 1 | Honeywell | 2023-10-27 | redacted
Low Income - Power to Save | Low Flow Showerhead | 0 | 0.04 | 0.1 | 504.08 | 1 | Honeywell | 2023-10-27 | redacted
Low Income - Power to Save | LI - DUCT | 0 | 0.4 | 0.12 | 775.77 | 1 | Honeywell | 2023-10-27 | redacted
Low Income - Power to Save | Weather Strip/Caulk | 0 | 0.25 | 0.09 | 503.3 | 1 | Honeywell | 2023-10-26 | redacted
Low Income - Power to Save | Outdoor Coil Cleaning | 0 | 0.1 | 0 | 275 | 1 | Honeywell | 2023-10-26 | redacted
Low Income - Power to Save | HVAC Inspection | 0 | 0.17 | 0 | 268.73 | 1 | Honeywell | 2023-10-26 | redacted
Low Income - Power to Save | LI - DUCT | 0 | 0.4 | 0.12 | 775.77 | 1 | Honeywell | 2023-10-26 | redacted
Low Income - Power to Save | Weather Strip/Caulk | 0 | 0.25 | 0.09 | 503.3 | 1 | Honeywell | 2023-10-17 | redacted
Low Income - Power to Save | Outdoor Coil Cleaning | 0 | 0.1 | 0 | 275 | 1 | Honeywell | 2023-10-17 | redacted
Low Income - Power to Save | HVAC Inspection | 0 | 0.17 | 0 | 268.73 | 1 | Honeywell | 2023-10-17 | redacted
Low Income - Power to Save | Faucet Aerators | 0 | 0 | 0.02 | 110.58 | 1 | Honeywell | 2023-10-17 | redacted
Low Income - Power to Save | Low Flow Showerhead | 0 | 0.04 | 0.1 | 504.08 | 1 | Honeywell | 2023-10-17 | redacted
Low Income - Power to Save | LED Lights | 0 | 0 | 0 | 47.6 | 1 | Honeywell | 2023-10-17 | redacted
Low Income - Power to Save | Weather Strip/Caulk | 0 | 0.25 | 0.09 | 503.3 | 1 | Honeywell | 2023-10-26 | redacted
Low Income - Power to Save | Outdoor Coil Cleaning | 0 | 0.1 | 0 | 275 | 1 | Honeywell | 2023-10-26 | redacted
Low Income - Power to Save | HVAC Inspection | 0 | 0.17 | 0 | 268.73 | 1 | Honeywell | 2023-10-26 | redacted
Low Income - Power to Save | Faucet Aerators | 0 | 0 | 0.02 | 110.58 | 1 | Honeywell | 2023-10-26 | redacted
Low Income - Power to Save | LED Lights | 0 | 0 | 0 | 47.6 | 1 | Honeywell | 2023-10-26 | redacted
Low Income - Power to Save | Outdoor Coil Cleaning | 0 | 0.1 | 0 | 275 | 1 | Honeywell | 2023-10-18 | redacted
Low Income - Power to Save | Faucet Aerators | 0 | 0 | 0.02 | 110.58 | 1 | Honeywell | 2023-10-18 | redacted
Low Income - Power to Save | Low Flow Showerhead | 0 | 0.04 | 0.1 | 504.08 | 1 | Honeywell | 2023-10-18 | redacted
Low Income - Power to Save | LED Lights | 0 | 0 | 0 | 47.6 | 1 | Honeywell | 2023-10-18 | redacted
Low Income - Power to Save | Weather Strip/Caulk | 0 | 0.25 | 0.09 | 503.3 | 1 | Honeywell | 2023-10-26 | redacted
Low Income - Power to Save | HVAC Inspection | 0 | 0.17 | 0 | 268.73 | 1 | Honeywell | 2023-10-26 | redacted
Low Income - Power to Save | Faucet Aerators | 0 | 0 | 0.02 | 110.58 | 1 | Honeywell | 2023-10-26 | redacted
Low Income - Power to Save | LI - DUCT | 0 | 0.4 | 0.12 | 775.77 | 1 | Honeywell | 2023-10-26 | redacted
Low Income - Power to Save | LED Lights | 0 | 0 | 0 | 47.6 | 1 | Honeywell | 2023-10-26 | redacted
Low Income - Power to Save | Weather Strip/Caulk | 0 | 0.25 | 0.09 | 503.3 | 1 | Honeywell | 2023-10-19 | redacted
Low Income - Power to Save | Outdoor Coil Cleaning | 0 | 0.1 | 0 | 275 | 1 | Honeywell | 2023-10-19 | redacted
Low Income - Power to Save | HVAC Inspection | 0 | 0.17 | 0 | 268.73 | 1 | Honeywell | 2023-10-19 | redacted
Low Income - Power to Save | Faucet Aerators | 0 | 0 | 0.02 | 110.58 | 1 | Honeywell | 2023-10-19 | redacted
Low Income - Power to Save | Low Flow Showerhead | 0 | 0.04 | 0.1 | 504.08 | 1 | Honeywell | 2023-10-19 | redacted
Low Income - Power to Save | LI - DUCT | 0 | 0.4 | 0.12 | 775.77 | 1 | Honeywell | 2023-10-19 | redacted
Low Income - Power to Save | LED Lights | 0 | 0 | 0 | 47.6 | 1 | Honeywell | 2023-10-19 | redacted
Low Income - Power to Save | Weather Strip/Caulk | 0 | 0.25 | 0.09 | 503.3 | 1 | Honeywell | 2023-10-17 | redacted
Low Income - Power to Save | Pipe Wrap | 0 | 0.01 | 0.03 | 143.65 | 1 | Honeywell | 2023-10-17 | redacted
Low Income - Power to Save | Outdoor Coil Cleaning | 0 | 0.1 | 0 | 275 | 1 | Honeywell | 2023-10-17 | redacted
Low Income - Power to Save | HVAC Inspection | 0 | 0.17 | 0 | 268.73 | 1 | Honeywell | 2023-10-17 | redacted
Low Income - Power to Save | Low Flow Showerhead | 0 | 0.04 | 0.1 | 504.08 | 1 | Honeywell | 2023-10-17 | redacted
Low Income - Power to Save | LI - DUCT | 0 | 0.4 | 0.12 | 775.77 | 1 | Honeywell | 2023-10-17 | redacted
Low Income - Power to Save | LED Lights | 0 | 0 | 0 | 47.6 | 1 | Honeywell | 2023-10-17 | redacted
Low Income - Power to Save | Outdoor Coil Cleaning | 0 | 0.1 | 0 | 275 | 1 | Honeywell | 2023-10-18 | redacted
Low Income - Power to Save | Faucet Aerators | 0 | 0 | 0.02 | 110.58 | 1 | Honeywell | 2023-10-18 | redacted
Low Income - Power to Save | Low Flow Showerhead | 0 | 0.04 | 0.1 | 504.08 | 1 | Honeywell | 2023-10-18 | redacted
Low Income - Power to Save | LED Lights | 0 | 0 | 0 | 47.6 | 1 | Honeywell | 2023-10-18 | redacted
Low Income - Power to Save | Outdoor Coil Cleaning | 0 | 0.1 | 0 | 275 | 1 | Honeywell | 2023-10-18 | redacted
Low Income - Power to Save | HVAC Inspection | 0 | 0.17 | 0 | 268.73 | 1 | Honeywell | 2023-10-18 | redacted
Low Income - Power to Save | Low Flow Showerhead | 0 | 0.04 | 0.1 | 504.08 | 1 | Honeywell | 2023-10-18 | redacted
Low Income - Power to Save | LI - DUCT | 0 | 0.4 | 0.12 | 775.77 | 1 | Honeywell | 2023-10-18 | redacted
Low Income - Power to Save | LED Lights | 0 | 0 | 0 | 47.6 | 1 | Honeywell | 2023-10-18 | redacted
Low Income - Power to Save | Weather Strip/Caulk | 0 | 0.25 | 0.09 | 503.3 | 1 | Honeywell | 2023-10-17 | redacted
Low Income - Power to Save | Outdoor Coil Cleaning | 0 | 0.1 | 0 | 275 | 1 | Honeywell | 2023-10-17 | redacted
Low Income - Power to Save | HVAC Inspection | 0 | 0.17 | 0 | 268.73 | 1 | Honeywell | 2023-10-17 | redacted
Low Income - Power to Save | Faucet Aerators | 0 | 0 | 0.02 | 110.58 | 1 | Honeywell | 2023-10-17 | redacted
Low Income - Power to Save | LI - DUCT | 0 | 0.4 | 0.12 | 775.77 | 1 | Honeywell | 2023-10-17 | redacted
Low Income - Power to Save | LED Lights | 0 | 0 | 0 | 47.6 | 1 | Honeywell | 2023-10-17 | redacted
Low Income - Power to Save | Weather Strip/Caulk | 0 | 0.25 | 0.09 | 503.3 | 1 | Honeywell | 2023-10-31 | redacted
Low Income - Power to Save | Pipe Wrap | 0 | 0.01 | 0.03 | 143.65 | 1 | Honeywell | 2023-10-31 | redacted
Low Income - Power to Save | Outdoor Coil Cleaning | 0 | 0.1 | 0 | 275 | 1 | Honeywell | 2023-10-31 | redacted
Low Income - Power to Save | HVAC Inspection | 0 | 0.17 | 0 | 268.73 | 1 | Honeywell | 2023-10-31 | redacted
Low Income - Power to Save | Faucet Aerators | 0 | 0 | 0.02 | 110.58 | 1 | Honeywell | 2023-10-31 | redacted
Low Income - Power to Save | Low Flow Showerhead | 0 | 0.04 | 0.1 | 504.08 | 1 | Honeywell | 2023-10-31 | redacted
Low Income - Power to Save | LI - DUCT | 0 | 0.4 | 0.12 | 775.77 | 1 | Honeywell | 2023-10-31 | redacted
Low Income - Power to Save | LED Lights | 0 | 0 | 0 | 47.6 | 1 | Honeywell | 2023-10-31 | redacted
Low Income - Power to Save | Weather Strip/Caulk | 0 | 0.25 | 0.09 | 503.3 | 1 | Honeywell | 2023-10-19 | redacted
Low Income - Power to Save | Faucet Aerators | 0 | 0 | 0.02 | 110.58 | 1 | Honeywell | 2023-10-19 | redacted
Low Income - Power to Save | Low Flow Showerhead | 0 | 0.04 | 0.1 | 504.08 | 1 | Honeywell | 2023-10-19 | redacted
Low Income - Power to Save | LED Lights | 0 | 0 | 0 | 47.6 | 1 | Honeywell | 2023-10-19 | redacted
Low Income - Power to Save | Weather Strip/Caulk | 0 | 0.25 | 0.09 | 503.3 | 1 | Honeywell | 2023-10-27 | redacted
Low Income - Power to Save | HVAC Inspection | 0 | 0.17 | 0 | 268.73 | 1 | Honeywell | 2023-10-27 | redacted
Low Income - Power to Save | Faucet Aerators | 0 | 0 | 0.02 | 110.58 | 1 | Honeywell | 2023-10-27 | redacted
Low Income - Power to Save | LI - DUCT | 0 | 0.4 | 0.12 | 775.77 | 1 | Honeywell | 2023-10-27 | redacted
Low Income - Power to Save | LED Lights | 0 | 0 | 0 | 47.6 | 1 | Honeywell | 2023-10-27 | redacted
Low Income - Power to Save | Weather Strip/Caulk | 0 | 0.25 | 0.09 | 503.3 | 1 | Honeywell | 2023-10-17 | redacted
Low Income - Power to Save | Outdoor Coil Cleaning | 0 | 0.1 | 0 | 275 | 1 | Honeywell | 2023-10-17 | redacted
Low Income - Power to Save | HVAC Inspection | 0 | 0.17 | 0 | 268.73 | 1 | Honeywell | 2023-10-17 | redacted
Low Income - Power to Save | Low Flow Showerhead | 0 | 0.04 | 0.1 | 504.08 | 1 | Honeywell | 2023-10-17 | redacted
Low Income - Power to Save | LI - DUCT | 0 | 0.4 | 0.12 | 775.77 | 1 | Honeywell | 2023-10-17 | redacted
Low Income - Power to Save | LED Lights | 0 | 0 | 0 | 47.6 | 1 | Honeywell | 2023-10-17 | redacted
Low Income - Power to Save | Faucet Aerators | 0 | 0 | 0.02 | 110.58 | 1 | Honeywell | 2023-10-26 | redacted
Low Income - Power to Save | Low Flow Showerhead | 0 | 0.04 | 0.1 | 504.08 | 1 | Honeywell | 2023-10-26 | redacted
Low Income - Power to Save | LED Lights | 0 | 0 | 0 | 47.6 | 1 | Honeywell | 2023-10-26 | redacted
Low Income - Power to Save | Weather Strip/Caulk | 0 | 0.25 | 0.09 | 503.3 | 1 | Honeywell | 2023-10-27 | redacted
Low Income - Power to Save | Pipe Wrap | 0 | 0.01 | 0.03 | 143.65 | 1 | Honeywell | 2023-10-27 | redacted
Low Income - Power to Save | Outdoor Coil Cleaning | 0 | 0.1 | 0 | 275 | 1 | Honeywell | 2023-10-27 | redacted
Low Income - Power to Save | HVAC Inspection | 0 | 0.17 | 0 | 268.73 | 1 | Honeywell | 2023-10-27 | redacted
Low Income - Power to Save | Faucet Aerators | 0 | 0 | 0.02 | 110.58 | 1 | Honeywell | 2023-10-27 | redacted
Low Income - Power to Save | LI - DUCT | 0 | 0.4 | 0.12 | 775.77 | 1 | Honeywell | 2023-10-27 | redacted
Low Income - Power to Save | LED Lights | 0 | 0 | 0 | 47.6 | 1 | Honeywell | 2023-10-27 | redacted
Low Income - Power to Save | Weather Strip/Caulk | 0 | 0.25 | 0.09 | 503.3 | 1 | Honeywell | 2023-10-26 | redacted
Low Income - Power to Save | HVAC Inspection | 0 | 0.17 | 0 | 268.73 | 1 | Honeywell | 2023-10-26 | redacted
Low Income - Power to Save | Faucet Aerators | 0 | 0 | 0.02 | 110.58 | 1 | Honeywell | 2023-10-26 | redacted
Low Income - Power to Save | LI - DUCT | 0 | 0.4 | 0.12 | 775.77 | 1 | Honeywell | 2023-10-26 | redacted
Low Income - Power to Save | LED Lights | 0 | 0 | 0 | 47.6 | 1 | Honeywell | 2023-10-26 | redacted
Low Income - Power to Save | Weather Strip/Caulk | 0 | 0.25 | 0.09 | 503.3 | 1 | Honeywell | 2023-10-27 | redacted
Low Income - Power to Save | HVAC Inspection | 0 | 0.17 | 0 | 268.73 | 1 | Honeywell | 2023-10-27 | redacted
Low Income - Power to Save | Faucet Aerators | 0 | 0 | 0.02 | 110.58 | 1 | Honeywell | 2023-10-27 | redacted
Low Income - Power to Save | LI - DUCT | 0 | 0.4 | 0.12 | 775.77 | 1 | Honeywell | 2023-10-27 | redacted
Low Income - Power to Save | LED Lights | 0 | 0 | 0 | 47.6 | 1 | Honeywell | 2023-10-27 | redacted
Low Income - Power to Save | Weather Strip/Caulk | 0 | 0.25 | 0.09 | 503.3 | 1 | Honeywell | 2023-10-17 | redacted
Low Income - Power to Save | Outdoor Coil Cleaning | 0 | 0.1 | 0 | 275 | 1 | Honeywell | 2023-10-17 | redacted
Low Income - Power to Save | HVAC Inspection | 0 | 0.17 | 0 | 268.73 | 1 | Honeywell | 2023-10-17 | redacted
Low Income - Power to Save | Faucet Aerators | 0 | 0 | 0.02 | 110.58 | 1 | Honeywell | 2023-10-17 | redacted
Low Income - Power to Save | Low Flow Showerhead | 0 | 0.04 | 0.1 | 504.08 | 1 | Honeywell | 2023-10-17 | redacted
Low Income - Power to Save | LI - DUCT | 0 | 0.4 | 0.12 | 775.77 | 1 | Honeywell | 2023-10-17 | redacted
Low Income - Power to Save | LED Lights | 0 | 0 | 0 | 47.6 | 1 | Honeywell | 2023-10-17 | redacted
Low Income - Power to Save | Weather Strip/Caulk | 0 | 0.25 | 0.09 | 503.3 | 1 | Honeywell | 2023-10-19 | redacted
Low Income - Power to Save | Outdoor Coil Cleaning | 0 | 0.1 | 0 | 275 | 1 | Honeywell | 2023-10-19 | redacted
Low Income - Power to Save | HVAC Inspection | 0 | 0.17 | 0 | 268.73 | 1 | Honeywell | 2023-10-19 | redacted
Low Income - Power to Save | Faucet Aerators | 0 | 0 | 0.02 | 110.58 | 1 | Honeywell | 2023-10-19 | redacted
Low Income - Power to Save | LI - DUCT | 0 | 0.4 | 0.12 | 775.77 | 1 | Honeywell | 2023-10-19 | redacted
Low Income - Power to Save | LED Lights | 0 | 0 | 0 | 47.6 | 1 | Honeywell | 2023-10-19 | redacted
Low Income - Power to Save | Weather Strip/Caulk | 0 | 0.25 | 0.09 | 503.3 | 1 | Honeywell | 2023-10-17 | redacted
Low Income - Power to Save | Pipe Wrap | 0 | 0.01 | 0.03 | 143.65 | 1 | Honeywell | 2023-10-17 | redacted
Low Income - Power to Save | Outdoor Coil Cleaning | 0 | 0.1 | 0 | 275 | 1 | Honeywell | 2023-10-17 | redacted
Low Income - Power to Save | HVAC Inspection | 0 | 0.17 | 0 | 268.73 | 1 | Honeywell | 2023-10-17 | redacted
Low Income - Power to Save | Faucet Aerators | 0 | 0 | 0.02 | 110.58 | 1 | Honeywell | 2023-10-17 | redacted
Low Income - Power to Save | Low Flow Showerhead | 0 | 0.04 | 0.1 | 504.08 | 1 | Honeywell | 2023-10-17 | redacted
Low Income - Power to Save | LI - DUCT | 0 | 0.4 | 0.12 | 775.77 | 1 | Honeywell | 2023-10-17 | redacted
Low Income - Power to Save | LED Lights | 0 | 0 | 0 | 47.6 | 1 | Honeywell | 2023-10-17 | redacted
Low Income - Power to Save | Faucet Aerators | 0 | 0 | 0.02 | 110.58 | 1 | Honeywell | 2023-10-19 | redacted
Low Income - Power to Save | Low Flow Showerhead | 0 | 0.04 | 0.1 | 504.08 | 1 | Honeywell | 2023-10-19 | redacted
Low Income - Power to Save | LED Lights | 0 | 0 | 0 | 47.6 | 1 | Honeywell | 2023-10-19 | redacted
Low Income - Power to Save | Outdoor Coil Cleaning | 0 | 0.1 | 0 | 275 | 1 | Honeywell | 2023-10-20 | redacted
Low Income - Power to Save | Faucet Aerators | 0 | 0 | 0.02 | 110.58 | 1 | Honeywell | 2023-10-20 | redacted
Low Income - Power to Save | Low Flow Showerhead | 0 | 0.04 | 0.1 | 504.08 | 1 | Honeywell | 2023-10-20 | redacted
Low Income - Power to Save | LED Lights | 0 | 0 | 0 | 47.6 | 1 | Honeywell | 2023-10-20 | redacted
Low Income - Power to Save | Weather Strip/Caulk | 0 | 0.25 | 0.09 | 503.3 | 1 | Honeywell | 2023-10-20 | redacted
Low Income - Power to Save | Outdoor Coil Cleaning | 0 | 0.1 | 0 | 275 | 1 | Honeywell | 2023-10-20 | redacted
Low Income - Power to Save | Faucet Aerators | 0 | 0 | 0.02 | 110.58 | 1 | Honeywell | 2023-10-20 | redacted
Low Income - Power to Save | LED Lights | 0 | 0 | 0 | 47.6 | 1 | Honeywell | 2023-10-20 | redacted
Low Income - Power to Save | Weather Strip/Caulk | 0 | 0.25 | 0.09 | 503.3 | 1 | Honeywell | 2023-10-16 | redacted
Low Income - Power to Save | Pipe Wrap | 0 | 0.01 | 0.03 | 143.65 | 1 | Honeywell | 2023-10-16 | redacted
Low Income - Power to Save | Outdoor Coil Cleaning | 0 | 0.1 | 0 | 275 | 1 | Honeywell | 2023-10-16 | redacted
Low Income - Power to Save | HVAC Inspection | 0 | 0.17 | 0 | 268.73 | 1 | Honeywell | 2023-10-16 | redacted
Low Income - Power to Save | Faucet Aerators | 0 | 0 | 0.02 | 110.58 | 1 | Honeywell | 2023-10-16 | redacted
Low Income - Power to Save | Low Flow Showerhead | 0 | 0.04 | 0.1 | 504.08 | 1 | Honeywell | 2023-10-16 | redacted
Low Income - Power to Save | LI - DUCT | 0 | 0.4 | 0.12 | 775.77 | 1 | Honeywell | 2023-10-16 | redacted
Low Income - Power to Save | LED Lights | 0 | 0 | 0 | 47.6 | 1 | Honeywell | 2023-10-16 | redacted
Low Income - Power to Save | Weather Strip/Caulk | 0 | 0.25 | 0.09 | 503.3 | 1 | Honeywell | 2023-10-19 | redacted
Low Income - Power to Save | Outdoor Coil Cleaning | 0 | 0.1 | 0 | 275 | 1 | Honeywell | 2023-10-19 | redacted
Low Income - Power to Save | HVAC Inspection | 0 | 0.17 | 0 | 268.73 | 1 | Honeywell | 2023-10-19 | redacted
Low Income - Power to Save | Faucet Aerators | 0 | 0 | 0.02 | 110.58 | 1 | Honeywell | 2023-10-19 | redacted
Low Income - Power to Save | LI - DUCT | 0 | 0.4 | 0.12 | 775.77 | 1 | Honeywell | 2023-10-19 | redacted
Low Income - Power to Save | LED Lights | 0 | 0 | 0 | 47.6 | 1 | Honeywell | 2023-10-19 | redacted
Low Income - Power to Save | Weather Strip/Caulk | 0 | 0.25 | 0.09 | 503.3 | 1 | Honeywell | 2023-10-18 | redacted
Low Income - Power to Save | Faucet Aerators | 0 | 0 | 0.02 | 110.58 | 1 | Honeywell | 2023-10-18 | redacted
Low Income - Power to Save | Low Flow Showerhead | 0 | 0.04 | 0.1 | 504.08 | 1 | Honeywell | 2023-10-18 | redacted
Low Income - Power to Save | LED Lights | 0 | 0 | 0 | 47.6 | 1 | Honeywell | 2023-10-18 | redacted
Low Income - Power to Save | Outdoor Coil Cleaning | 0 | 0.1 | 0 | 275 | 1 | Honeywell | 2023-10-20 | redacted
Low Income - Power to Save | Faucet Aerators | 0 | 0 | 0.02 | 110.58 | 1 | Honeywell | 2023-10-20 | redacted
Low Income - Power to Save | Low Flow Showerhead | 0 | 0.04 | 0.1 | 504.08 | 1 | Honeywell | 2023-10-20 | redacted
Low Income - Power to Save | LED Lights | 0 | 0 | 0 | 47.6 | 1 | Honeywell | 2023-10-20 | redacted
Low Income - Power to Save | Weather Strip/Caulk | 0 | 0.25 | 0.09 | 503.3 | 1 | Honeywell | 2023-10-19 | redacted
Low Income - Power to Save | Outdoor Coil Cleaning | 0 | 0.1 | 0 | 275 | 1 | Honeywell | 2023-10-19 | redacted
Low Income - Power to Save | HVAC Inspection | 0 | 0.17 | 0 | 268.73 | 1 | Honeywell | 2023-10-19 | redacted
Low Income - Power to Save | LI - DUCT | 0 | 0.4 | 0.12 | 775.77 | 1 | Honeywell | 2023-10-19 | redacted
Low Income - Power to Save | LED Lights | 0 | 0 | 0 | 47.6 | 1 | Honeywell | 2023-10-19 | redacted
Low Income - Power to Save | Weather Strip/Caulk | 0 | 0.25 | 0.09 | 503.3 | 1 | Honeywell | 2023-10-20 | redacted
Low Income - Power to Save | Outdoor Coil Cleaning | 0 | 0.1 | 0 | 275 | 1 | Honeywell | 2023-10-20 | redacted
Low Income - Power to Save | HVAC Inspection | 0 | 0.17 | 0 | 268.73 | 1 | Honeywell | 2023-10-20 | redacted
Low Income - Power to Save | LI - DUCT | 0 | 0.4 | 0.12 | 775.77 | 1 | Honeywell | 2023-10-20 | redacted
Low Income - Power to Save | LED Lights | 0 | 0 | 0 | 47.6 | 1 | Honeywell | 2023-10-20 | redacted
Low Income - Power to Save | Weather Strip/Caulk | 0 | 0.25 | 0.09 | 503.3 | 1 | Honeywell | 2023-10-19 | redacted
Low Income - Power to Save | LED Lights | 0 | 0 | 0 | 47.6 | 1 | Honeywell | 2023-10-19 | redacted
Low Income - Power to Save | Outdoor Coil Cleaning | 0 | 0.1 | 0 | 275 | 1 | Honeywell | 2023-10-18 | redacted
Low Income - Power to Save | HVAC Inspection | 0 | 0.17 | 0 | 268.73 | 1 | Honeywell | 2023-10-18 | redacted
Low Income - Power to Save | Faucet Aerators | 0 | 0 | 0.02 | 110.58 | 1 | Honeywell | 2023-10-18 | redacted
Low Income - Power to Save | Low Flow Showerhead | 0 | 0.04 | 0.1 | 504.08 | 1 | Honeywell | 2023-10-18 | redacted
Low Income - Power to Save | LI - DUCT | 0 | 0.4 | 0.12 | 775.77 | 1 | Honeywell | 2023-10-18 | redacted
Low Income - Power to Save | LED Lights | 0 | 0 | 0 | 47.6 | 1 | Honeywell | 2023-10-18 | redacted
Low Income - Power to Save | Weather Strip/Caulk | 0 | 0.25 | 0.09 | 503.3 | 1 | Honeywell | 2023-10-20 | redacted
Low Income - Power to Save | Outdoor Coil Cleaning | 0 | 0.1 | 0 | 275 | 1 | Honeywell | 2023-10-20 | redacted
Low Income - Power to Save | HVAC Inspection | 0 | 0.17 | 0 | 268.73 | 1 | Honeywell | 2023-10-20 | redacted
Low Income - Power to Save | Faucet Aerators | 0 | 0 | 0.02 | 110.58 | 1 | Honeywell | 2023-10-20 | redacted
Low Income - Power to Save | LI - DUCT | 0 | 0.4 | 0.12 | 775.77 | 1 | Honeywell | 2023-10-20 | redacted
Low Income - Power to Save | LED Lights | 0 | 0 | 0 | 47.6 | 1 | Honeywell | 2023-10-20 | redacted
Low Income - Power to Save | Weather Strip/Caulk | 0 | 0.25 | 0.09 | 503.3 | 1 | Honeywell | 2023-10-30 | redacted
Low Income - Power to Save | Outdoor Coil Cleaning | 0 | 0.1 | 0 | 275 | 1 | Honeywell | 2023-10-30 | redacted
Low Income - Power to Save | HVAC Inspection | 0 | 0.17 | 0 | 268.73 | 1 | Honeywell | 2023-10-30 | redacted
Low Income - Power to Save | LI - DUCT | 0 | 0.4 | 0.12 | 775.77 | 1 | Honeywell | 2023-10-30 | redacted
Low Income - Power to Save | Weather Strip/Caulk | 0 | 0.25 | 0.09 | 503.3 | 1 | Honeywell | 2023-10-18 | redacted
Low Income - Power to Save | Outdoor Coil Cleaning | 0 | 0.1 | 0 | 275 | 1 | Honeywell | 2023-10-18 | redacted
Low Income - Power to Save | HVAC Inspection | 0 | 0.17 | 0 | 268.73 | 1 | Honeywell | 2023-10-18 | redacted
Low Income - Power to Save | Faucet Aerators | 0 | 0 | 0.02 | 110.58 | 1 | Honeywell | 2023-10-18 | redacted
Low Income - Power to Save | Low Flow Showerhead | 0 | 0.04 | 0.1 | 504.08 | 1 | Honeywell | 2023-10-18 | redacted
Low Income - Power to Save | LI - DUCT | 0 | 0.4 | 0.12 | 775.77 | 1 | Honeywell | 2023-10-18 | redacted
Low Income - Power to Save | LED Lights | 0 | 0 | 0 | 47.6 | 1 | Honeywell | 2023-10-18 | redacted
Low Income - Power to Save | Weather Strip/Caulk | 0 | 0.25 | 0.09 | 503.3 | 1 | Honeywell | 2023-10-30 | redacted
Low Income - Power to Save | Outdoor Coil Cleaning | 0 | 0.1 | 0 | 275 | 1 | Honeywell | 2023-10-30 | redacted
Low Income - Power to Save | HVAC Inspection | 0 | 0.17 | 0 | 268.73 | 1 | Honeywell | 2023-10-30 | redacted
Low Income - Power to Save | Low Flow Showerhead | 0 | 0.04 | 0.1 | 504.08 | 1 | Honeywell | 2023-10-30 | redacted
Low Income - Power to Save | LI - DUCT | 0 | 0.4 | 0.12 | 775.77 | 1 | Honeywell | 2023-10-30 | redacted
Low Income - Power to Save | Weather Strip/Caulk | 0 | 0.25 | 0.09 | 503.3 | 1 | Honeywell | 2023-10-18 | redacted
Low Income - Power to Save | Outdoor Coil Cleaning | 0 | 0.1 | 0 | 275 | 1 | Honeywell | 2023-10-18 | redacted
Low Income - Power to Save | HVAC Inspection | 0 | 0.17 | 0 | 268.73 | 1 | Honeywell | 2023-10-18 | redacted
Low Income - Power to Save | Faucet Aerators | 0 | 0 | 0.02 | 110.58 | 1 | Honeywell | 2023-10-18 | redacted
Low Income - Power to Save | Low Flow Showerhead | 0 | 0.04 | 0.1 | 504.08 | 1 | Honeywell | 2023-10-18 | redacted
Low Income - Power to Save | LI - DUCT | 0 | 0.4 | 0.12 | 775.77 | 1 | Honeywell | 2023-10-18 | redacted
Low Income - Power to Save | LED Lights | 0 | 0 | 0 | 47.6 | 1 | Honeywell | 2023-10-18 | redacted
Low Income - Power to Save | Weather Strip/Caulk | 0 | 0.25 | 0.09 | 503.3 | 1 | Honeywell | 2023-10-19 | redacted
Low Income - Power to Save | Outdoor Coil Cleaning | 0 | 0.1 | 0 | 275 | 1 | Honeywell | 2023-10-19 | redacted
Low Income - Power to Save | LED Lights | 0 | 0 | 0 | 47.6 | 1 | Honeywell | 2023-10-19 | redacted
Low Income - Power to Save | Weather Strip/Caulk | 0 | 0.25 | 0.09 | 503.3 | 1 | Honeywell | 2023-10-17 | redacted
Low Income - Power to Save | Pipe Wrap | 0 | 0.01 | 0.03 | 143.65 | 1 | Honeywell | 2023-10-17 | redacted
Low Income - Power to Save | Outdoor Coil Cleaning | 0 | 0.1 | 0 | 275 | 1 | Honeywell | 2023-10-17 | redacted
Low Income - Power to Save | HVAC Inspection | 0 | 0.17 | 0 | 268.73 | 1 | Honeywell | 2023-10-17 | redacted
Low Income - Power to Save | LI - DUCT | 0 | 0.4 | 0.12 | 775.77 | 1 | Honeywell | 2023-10-17 | redacted
Low Income - Power to Save | LED Lights | 0 | 0 | 0 | 47.6 | 1 | Honeywell | 2023-10-17 | redacted
Low Income - Power to Save | Weather Strip/Caulk | 0 | 0.25 | 0.09 | 503.3 | 1 | Honeywell | 2023-10-16 | redacted
Low Income - Power to Save | Pipe Wrap | 0 | 0.01 | 0.03 | 143.65 | 1 | Honeywell | 2023-10-16 | redacted
Low Income - Power to Save | Outdoor Coil Cleaning | 0 | 0.1 | 0 | 275 | 1 | Honeywell | 2023-10-16 | redacted
Low Income - Power to Save | HVAC Inspection | 0 | 0.17 | 0 | 268.73 | 1 | Honeywell | 2023-10-16 | redacted
Low Income - Power to Save | Low Flow Showerhead | 0 | 0.04 | 0.1 | 504.08 | 1 | Honeywell | 2023-10-16 | redacted
Low Income - Power to Save | LI - DUCT | 0 | 0.4 | 0.12 | 775.77 | 1 | Honeywell | 2023-10-16 | redacted
Low Income - Power to Save | LED Lights | 0 | 0 | 0 | 47.6 | 1 | Honeywell | 2023-10-16 | redacted
Low Income - Power to Save | Weather Strip/Caulk | 0 | 0.25 | 0.09 | 503.3 | 1 | Honeywell | 2023-10-31 | redacted
Low Income - Power to Save | Outdoor Coil Cleaning | 0 | 0.1 | 0 | 275 | 1 | Honeywell | 2023-10-31 | redacted
Low Income - Power to Save | HVAC Inspection | 0 | 0.17 | 0 | 268.73 | 1 | Honeywell | 2023-10-31 | redacted
Low Income - Power to Save | Low Flow Showerhead | 0 | 0.04 | 0.1 | 504.08 | 1 | Honeywell | 2023-10-31 | redacted
Low Income - Power to Save | LI - DUCT | 0 | 0.4 | 0.12 | 775.77 | 1 | Honeywell | 2023-10-31 | redacted
Low Income - Power to Save | Weather Strip/Caulk | 0 | 0.25 | 0.09 | 503.3 | 1 | Honeywell | 2023-10-17 | redacted
Low Income - Power to Save | Outdoor Coil Cleaning | 0 | 0.1 | 0 | 275 | 1 | Honeywell | 2023-10-17 | redacted
Low Income - Power to Save | HVAC Inspection | 0 | 0.17 | 0 | 268.73 | 1 | Honeywell | 2023-10-17 | redacted
Low Income - Power to Save | Faucet Aerators | 0 | 0 | 0.02 | 110.58 | 1 | Honeywell | 2023-10-17 | redacted
Low Income - Power to Save | LED Lights | 0 | 0 | 0 | 47.6 | 1 | Honeywell | 2023-10-17 | redacted
Low Income - Power to Save | Weather Strip/Caulk | 0 | 0.25 | 0.09 | 503.3 | 1 | Honeywell | 2023-10-26 | redacted
Low Income - Power to Save | Faucet Aerators | 0 | 0 | 0.02 | 110.58 | 1 | Honeywell | 2023-10-26 | redacted
Low Income - Power to Save | LED Lights | 0 | 0 | 0 | 47.6 | 1 | Honeywell | 2023-10-26 | redacted
Low Income - Power to Save | Weather Strip/Caulk | 0 | 0.25 | 0.09 | 503.3 | 1 | Honeywell | 2023-10-16 | redacted
Low Income - Power to Save | Pipe Wrap | 0 | 0.01 | 0.03 | 143.65 | 1 | Honeywell | 2023-10-16 | redacted
Low Income - Power to Save | Outdoor Coil Cleaning | 0 | 0.1 | 0 | 275 | 1 | Honeywell | 2023-10-16 | redacted
Low Income - Power to Save | HVAC Inspection | 0 | 0.17 | 0 | 268.73 | 1 | Honeywell | 2023-10-16 | redacted
Low Income - Power to Save | Faucet Aerators | 0 | 0 | 0.02 | 110.58 | 1 | Honeywell | 2023-10-16 | redacted
Low Income - Power to Save | Low Flow Showerhead | 0 | 0.04 | 0.1 | 504.08 | 1 | Honeywell | 2023-10-16 | redacted
Low Income - Power to Save | LI - DUCT | 0 | 0.4 | 0.12 | 775.77 | 1 | Honeywell | 2023-10-16 | redacted
Low Income - Power to Save | LED Lights | 0 | 0 | 0 | 47.6 | 1 | Honeywell | 2023-10-16 | redacted
Low Income - Power to Save | Weather Strip/Caulk | 0 | 0.25 | 0.09 | 503.3 | 1 | Honeywell | 2023-10-16 | redacted
Low Income - Power to Save | Outdoor Coil Cleaning | 0 | 0.1 | 0 | 275 | 1 | Honeywell | 2023-10-16 | redacted
Low Income - Power to Save | HVAC Inspection | 0 | 0.17 | 0 | 268.73 | 1 | Honeywell | 2023-10-16 | redacted
Low Income - Power to Save | Faucet Aerators | 0 | 0 | 0.02 | 110.58 | 1 | Honeywell | 2023-10-16 | redacted
Low Income - Power to Save | LED Lights | 0 | 0 | 0 | 47.6 | 1 | Honeywell | 2023-10-16 | redacted
Low Income - Power to Save | Weather Strip/Caulk | 0 | 0.25 | 0.09 | 503.3 | 1 | Honeywell | 2023-10-17 | redacted
Low Income - Power to Save | Outdoor Coil Cleaning | 0 | 0.1 | 0 | 275 | 1 | Honeywell | 2023-10-17 | redacted
Low Income - Power to Save | HVAC Inspection | 0 | 0.17 | 0 | 268.73 | 1 | Honeywell | 2023-10-17 | redacted
Low Income - Power to Save | Low Flow Showerhead | 0 | 0.04 | 0.1 | 504.08 | 1 | Honeywell | 2023-10-17 | redacted
Low Income - Power to Save | LI - DUCT | 0 | 0.4 | 0.12 | 775.77 | 1 | Honeywell | 2023-10-17 | redacted
Low Income - Power to Save | LED Lights | 0 | 0 | 0 | 47.6 | 1 | Honeywell | 2023-10-17 | redacted
Low Income - Power to Save | Weather Strip/Caulk | 0 | 0.25 | 0.09 | 503.3 | 1 | Honeywell | 2023-10-26 | redacted
Low Income - Power to Save | Outdoor Coil Cleaning | 0 | 0.1 | 0 | 275 | 1 | Honeywell | 2023-10-26 | redacted
Low Income - Power to Save | HVAC Inspection | 0 | 0.17 | 0 | 268.73 | 1 | Honeywell | 2023-10-26 | redacted
Low Income - Power to Save | Low Flow Showerhead | 0 | 0.04 | 0.1 | 504.08 | 1 | Honeywell | 2023-10-26 | redacted
Low Income - Power to Save | LI - DUCT | 0 | 0.4 | 0.12 | 775.77 | 1 | Honeywell | 2023-10-26 | redacted
Low Income - Power to Save | LED Lights | 0 | 0 | 0 | 47.6 | 1 | Honeywell | 2023-10-26 | redacted
Low Income - Power to Save | Weather Strip/Caulk | 0 | 0.25 | 0.09 | 503.3 | 1 | Honeywell | 2023-10-17 | redacted
Low Income - Power to Save | Pipe Wrap | 0 | 0.01 | 0.03 | 143.65 | 1 | Honeywell | 2023-10-17 | redacted
Low Income - Power to Save | Outdoor Coil Cleaning | 0 | 0.1 | 0 | 275 | 1 | Honeywell | 2023-10-17 | redacted
Low Income - Power to Save | HVAC Inspection | 0 | 0.17 | 0 | 268.73 | 1 | Honeywell | 2023-10-17 | redacted
Low Income - Power to Save | Faucet Aerators | 0 | 0 | 0.02 | 110.58 | 1 | Honeywell | 2023-10-17 | redacted
Low Income - Power to Save | Low Flow Showerhead | 0 | 0.04 | 0.1 | 504.08 | 1 | Honeywell | 2023-10-17 | redacted
Low Income - Power to Save | LI - DUCT | 0 | 0.4 | 0.12 | 775.77 | 1 | Honeywell | 2023-10-17 | redacted
Low Income - Power to Save | LED Lights | 0 | 0 | 0 | 47.6 | 1 | Honeywell | 2023-10-17 | redacted
Low Income - Power to Save | Weather Strip/Caulk | 0 | 0.25 | 0.09 | 503.3 | 1 | Honeywell | 2023-10-26 | redacted
Low Income - Power to Save | Pipe Wrap | 0 | 0.01 | 0.03 | 143.65 | 1 | Honeywell | 2023-10-26 | redacted
Low Income - Power to Save | Outdoor Coil Cleaning | 0 | 0.1 | 0 | 275 | 1 | Honeywell | 2023-10-26 | redacted
Low Income - Power to Save | HVAC Inspection | 0 | 0.17 | 0 | 268.73 | 1 | Honeywell | 2023-10-26 | redacted
Low Income - Power to Save | Faucet Aerators | 0 | 0 | 0.02 | 110.58 | 1 | Honeywell | 2023-10-26 | redacted
Low Income - Power to Save | LI - DUCT | 0 | 0.4 | 0.12 | 775.77 | 1 | Honeywell | 2023-10-26 | redacted
Low Income - Power to Save | LED Lights | 0 | 0 | 0 | 47.6 | 1 | Honeywell | 2023-10-26 | redacted
Low Income - Power to Save | Weather Strip/Caulk | 0 | 0.25 | 0.09 | 503.3 | 1 | Honeywell | 2023-10-19 | redacted
Low Income - Power to Save | Outdoor Coil Cleaning | 0 | 0.1 | 0 | 275 | 1 | Honeywell | 2023-10-19 | redacted
Low Income - Power to Save | HVAC Inspection | 0 | 0.17 | 0 | 268.73 | 1 | Honeywell | 2023-10-19 | redacted
Low Income - Power to Save | Faucet Aerators | 0 | 0 | 0.02 | 110.58 | 1 | Honeywell | 2023-10-19 | redacted
Low Income - Power to Save | LI - DUCT | 0 | 0.4 | 0.12 | 775.77 | 1 | Honeywell | 2023-10-19 | redacted
Low Income - Power to Save | LED Lights | 0 | 0 | 0 | 47.6 | 1 | Honeywell | 2023-10-19 | redacted
Low Income - Power to Save | Weather Strip/Caulk | 0 | 0.25 | 0.09 | 503.3 | 1 | Honeywell | 2023-10-17 | redacted
Low Income - Power to Save | Pipe Wrap | 0 | 0.01 | 0.03 | 143.65 | 1 | Honeywell | 2023-10-17 | redacted
Low Income - Power to Save | Outdoor Coil Cleaning | 0 | 0.1 | 0 | 275 | 1 | Honeywell | 2023-10-17 | redacted
Low Income - Power to Save | HVAC Inspection | 0 | 0.17 | 0 | 268.73 | 1 | Honeywell | 2023-10-17 | redacted
Low Income - Power to Save | Low Flow Showerhead | 0 | 0.04 | 0.1 | 504.08 | 1 | Honeywell | 2023-10-17 | redacted
Low Income - Power to Save | LI - DUCT | 0 | 0.4 | 0.12 | 775.77 | 1 | Honeywell | 2023-10-17 | redacted
Low Income - Power to Save | LED Lights | 0 | 0 | 0 | 47.6 | 1 | Honeywell | 2023-10-17 | redacted
Low Income - Power to Save | Weather Strip/Caulk | 0 | 0.25 | 0.09 | 503.3 | 1 | Honeywell | 2023-10-17 | redacted
Low Income - Power to Save | Faucet Aerators | 0 | 0 | 0.02 | 110.58 | 1 | Honeywell | 2023-10-17 | redacted
Low Income - Power to Save | Low Flow Showerhead | 0 | 0.04 | 0.1 | 504.08 | 1 | Honeywell | 2023-10-17 | redacted
Low Income - Power to Save | LED Lights | 0 | 0 | 0 | 47.6 | 1 | Honeywell | 2023-10-17 | redacted
Low Income - Power to Save | Weather Strip/Caulk | 0 | 0.25 | 0.09 | 503.3 | 1 | Honeywell | 2023-10-17 | redacted
Low Income - Power to Save | Pipe Wrap | 0 | 0.01 | 0.03 | 143.65 | 1 | Honeywell | 2023-10-17 | redacted
Low Income - Power to Save | Outdoor Coil Cleaning | 0 | 0.1 | 0 | 275 | 1 | Honeywell | 2023-10-17 | redacted
Low Income - Power to Save | HVAC Inspection | 0 | 0.17 | 0 | 268.73 | 1 | Honeywell | 2023-10-17 | redacted
Low Income - Power to Save | Low Flow Showerhead | 0 | 0.04 | 0.1 | 504.08 | 1 | Honeywell | 2023-10-17 | redacted
Low Income - Power to Save | LI - DUCT | 0 | 0.4 | 0.12 | 775.77 | 1 | Honeywell | 2023-10-17 | redacted
Low Income - Power to Save | LED Lights | 0 | 0 | 0 | 47.6 | 1 | Honeywell | 2023-10-17 | redacted
Low Income - Power to Save | Weather Strip/Caulk | 0 | 0.25 | 0.09 | 503.3 | 1 | Honeywell | 2023-10-19 | redacted
Low Income - Power to Save | Outdoor Coil Cleaning | 0 | 0.1 | 0 | 275 | 1 | Honeywell | 2023-10-19 | redacted
Low Income - Power to Save | HVAC Inspection | 0 | 0.17 | 0 | 268.73 | 1 | Honeywell | 2023-10-19 | redacted
Low Income - Power to Save | Faucet Aerators | 0 | 0 | 0.02 | 110.58 | 1 | Honeywell | 2023-10-19 | redacted
Low Income - Power to Save | Low Flow Showerhead | 0 | 0.04 | 0.1 | 504.08 | 1 | Honeywell | 2023-10-19 | redacted
Low Income - Power to Save | LI - DUCT | 0 | 0.4 | 0.12 | 775.77 | 1 | Honeywell | 2023-10-19 | redacted
Low Income - Power to Save | LED Lights | 0 | 0 | 0 | 47.6 | 1 | Honeywell | 2023-10-19 | redacted
Low Income - Power to Save | Weather Strip/Caulk | 0 | 0.25 | 0.09 | 503.3 | 1 | Honeywell | 2023-10-20 | redacted
Low Income - Power to Save | Outdoor Coil Cleaning | 0 | 0.1 | 0 | 275 | 1 | Honeywell | 2023-10-20 | redacted
Low Income - Power to Save | Faucet Aerators | 0 | 0 | 0.02 | 110.58 | 1 | Honeywell | 2023-10-20 | redacted
Low Income - Power to Save | Low Flow Showerhead | 0 | 0.04 | 0.1 | 504.08 | 1 | Honeywell | 2023-10-20 | redacted
Low Income - Power to Save | LED Lights | 0 | 0 | 0 | 47.6 | 1 | Honeywell | 2023-10-20 | redacted
Low Income - Power to Save | Outdoor Coil Cleaning | 0 | 0.1 | 0 | 275 | 1 | Honeywell | 2023-10-31 | redacted
Low Income - Power to Save | HVAC Inspection | 0 | 0.17 | 0 | 268.73 | 1 | Honeywell | 2023-10-31 | redacted
Low Income - Power to Save | Low Flow Showerhead | 0 | 0.04 | 0.1 | 504.08 | 1 | Honeywell | 2023-10-31 | redacted
Low Income - Power to Save | LED Lights | 0 | 0 | 0 | 47.6 | 1 | Honeywell | 2023-10-31 | redacted
Low Income - Power to Save | Weather Strip/Caulk | 0 | 0.25 | 0.09 | 503.3 | 1 | Honeywell | 2023-10-20 | redacted
Low Income - Power to Save | Pipe Wrap | 0 | 0.01 | 0.03 | 143.65 | 1 | Honeywell | 2023-10-20 | redacted
Low Income - Power to Save | Outdoor Coil Cleaning | 0 | 0.1 | 0 | 275 | 1 | Honeywell | 2023-10-20 | redacted
Low Income - Power to Save | HVAC Inspection | 0 | 0.17 | 0 | 268.73 | 1 | Honeywell | 2023-10-20 | redacted
Low Income - Power to Save | Faucet Aerators | 0 | 0 | 0.02 | 110.58 | 1 | Honeywell | 2023-10-20 | redacted
Low Income - Power to Save | LI - DUCT | 0 | 0.4 | 0.12 | 775.77 | 1 | Honeywell | 2023-10-20 | redacted
Low Income - Power to Save | LED Lights | 0 | 0 | 0 | 47.6 | 1 | Honeywell | 2023-10-20 | redacted
Low Income - Power to Save | Outdoor Coil Cleaning | 0 | 0.1 | 0 | 275 | 1 | Honeywell | 2023-10-31 | redacted
Low Income - Power to Save | HVAC Inspection | 0 | 0.17 | 0 | 268.73 | 1 | Honeywell | 2023-10-31 | redacted
Low Income - Power to Save | Faucet Aerators | 0 | 0 | 0.02 | 110.58 | 1 | Honeywell | 2023-10-31 | redacted
Low Income - Power to Save | Weather Strip/Caulk | 0 | 0.25 | 0.09 | 503.3 | 1 | Honeywell | 2023-10-31 | redacted
Low Income - Power to Save | Outdoor Coil Cleaning | 0 | 0.1 | 0 | 275 | 1 | Honeywell | 2023-10-31 | redacted
Low Income - Power to Save | HVAC Inspection | 0 | 0.17 | 0 | 268.73 | 1 | Honeywell | 2023-10-31 | redacted
Low Income - Power to Save | Weather Strip/Caulk | 0 | 0.25 | 0.09 | 503.3 | 1 | Honeywell | 2023-10-30 | redacted
Low Income - Power to Save | Faucet Aerators | 0 | 0 | 0.02 | 110.58 | 1 | Honeywell | 2023-10-30 | redacted
Low Income - Power to Save | Weather Strip/Caulk | 0 | 0.25 | 0.09 | 503.3 | 1 | Honeywell | 2023-10-20 | redacted
Low Income - Power to Save | Outdoor Coil Cleaning | 0 | 0.1 | 0 | 275 | 1 | Honeywell | 2023-10-20 | redacted
Low Income - Power to Save | HVAC Inspection | 0 | 0.17 | 0 | 268.73 | 1 | Honeywell | 2023-10-20 | redacted
Low Income - Power to Save | Faucet Aerators | 0 | 0 | 0.02 | 110.58 | 1 | Honeywell | 2023-10-20 | redacted
Low Income - Power to Save | LI - DUCT | 0 | 0.4 | 0.12 | 775.77 | 1 | Honeywell | 2023-10-20 | redacted
Low Income - Power to Save | LED Lights | 0 | 0 | 0 | 47.6 | 1 | Honeywell | 2023-10-20 | redacted
Low Income - Power to Save | Weather Strip/Caulk | 0 | 0.25 | 0.09 | 503.3 | 1 | Honeywell | 2023-10-17 | redacted
Low Income - Power to Save | Outdoor Coil Cleaning | 0 | 0.1 | 0 | 275 | 1 | Honeywell | 2023-10-17 | redacted
Low Income - Power to Save | HVAC Inspection | 0 | 0.17 | 0 | 268.73 | 1 | Honeywell | 2023-10-17 | redacted
Low Income - Power to Save | Faucet Aerators | 0 | 0 | 0.02 | 110.58 | 1 | Honeywell | 2023-10-17 | redacted
Low Income - Power to Save | LI - DUCT | 0 | 0.4 | 0.12 | 775.77 | 1 | Honeywell | 2023-10-17 | redacted
Low Income - Power to Save | LED Lights | 0 | 0 | 0 | 47.6 | 1 | Honeywell | 2023-10-17 | redacted
Low Income - Power to Save | Weather Strip/Caulk | 0 | 0.25 | 0.09 | 503.3 | 1 | Honeywell | 2023-10-27 | redacted
Low Income - Power to Save | Pipe Wrap | 0 | 0.01 | 0.03 | 143.65 | 1 | Honeywell | 2023-10-27 | redacted
Low Income - Power to Save | Outdoor Coil Cleaning | 0 | 0.1 | 0 | 275 | 1 | Honeywell | 2023-10-27 | redacted
Low Income - Power to Save | HVAC Inspection | 0 | 0.17 | 0 | 268.73 | 1 | Honeywell | 2023-10-27 | redacted
Low Income - Power to Save | Low Flow Showerhead | 0 | 0.04 | 0.1 | 504.08 | 1 | Honeywell | 2023-10-27 | redacted
Low Income - Power to Save | Weather Strip/Caulk | 0 | 0.25 | 0.09 | 503.3 | 1 | Honeywell | 2023-10-17 | redacted
Low Income - Power to Save | Pipe Wrap | 0 | 0.01 | 0.03 | 143.65 | 1 | Honeywell | 2023-10-17 | redacted
Low Income - Power to Save | Outdoor Coil Cleaning | 0 | 0.1 | 0 | 275 | 1 | Honeywell | 2023-10-17 | redacted
Low Income - Power to Save | HVAC Inspection | 0 | 0.17 | 0 | 268.73 | 1 | Honeywell | 2023-10-17 | redacted
Low Income - Power to Save | Faucet Aerators | 0 | 0 | 0.02 | 110.58 | 1 | Honeywell | 2023-10-17 | redacted
Low Income - Power to Save | Low Flow Showerhead | 0 | 0.04 | 0.1 | 504.08 | 1 | Honeywell | 2023-10-17 | redacted
Low Income - Power to Save | LI - DUCT | 0 | 0.4 | 0.12 | 775.77 | 1 | Honeywell | 2023-10-17 | redacted
Low Income - Power to Save | LED Lights | 0 | 0 | 0 | 47.6 | 1 | Honeywell | 2023-10-17 | redacted
Low Income - Power to Save | Weather Strip/Caulk | 0 | 0.25 | 0.09 | 503.3 | 1 | Honeywell | 2023-10-17 | redacted
Low Income - Power to Save | Outdoor Coil Cleaning | 0 | 0.1 | 0 | 275 | 1 | Honeywell | 2023-10-17 | redacted
Low Income - Power to Save | HVAC Inspection | 0 | 0.17 | 0 | 268.73 | 1 | Honeywell | 2023-10-17 | redacted
Low Income - Power to Save | Low Flow Showerhead | 0 | 0.04 | 0.1 | 504.08 | 1 | Honeywell | 2023-10-17 | redacted
Low Income - Power to Save | LI - DUCT | 0 | 0.4 | 0.12 | 775.77 | 1 | Honeywell | 2023-10-17 | redacted
Low Income - Power to Save | LED Lights | 0 | 0 | 0 | 47.6 | 1 | Honeywell | 2023-10-17 | redacted
Low Income - Power to Save | Outdoor Coil Cleaning | 0 | 0.1 | 0 | 275 | 1 | Honeywell | 2023-10-17 | redacted
Low Income - Power to Save | Faucet Aerators | 0 | 0 | 0.02 | 110.58 | 1 | Honeywell | 2023-10-17 | redacted
Low Income - Power to Save | Low Flow Showerhead | 0 | 0.04 | 0.1 | 504.08 | 1 | Honeywell | 2023-10-17 | redacted
Low Income - Power to Save | LED Lights | 0 | 0 | 0 | 47.6 | 1 | Honeywell | 2023-10-17 | redacted
Low Income - Power to Save | Outdoor Coil Cleaning | 0 | 0.1 | 0 | 275 | 1 | Honeywell | 2023-10-20 | redacted
Low Income - Power to Save | Faucet Aerators | 0 | 0 | 0.02 | 110.58 | 1 | Honeywell | 2023-10-20 | redacted
Low Income - Power to Save | Low Flow Showerhead | 0 | 0.04 | 0.1 | 504.08 | 1 | Honeywell | 2023-10-20 | redacted
Low Income - Power to Save | LED Lights | 0 | 0 | 0 | 47.6 | 1 | Honeywell | 2023-10-20 | redacted
Low Income - Power to Save | Weather Strip/Caulk | 0 | 0.25 | 0.09 | 503.3 | 1 | Honeywell | 2023-10-17 | redacted
Low Income - Power to Save | Pipe Wrap | 0 | 0.01 | 0.03 | 143.65 | 1 | Honeywell | 2023-10-17 | redacted
Low Income - Power to Save | Outdoor Coil Cleaning | 0 | 0.1 | 0 | 275 | 1 | Honeywell | 2023-10-17 | redacted
Low Income - Power to Save | HVAC Inspection | 0 | 0.17 | 0 | 268.73 | 1 | Honeywell | 2023-10-17 | redacted
Low Income - Power to Save | Low Flow Showerhead | 0 | 0.04 | 0.1 | 504.08 | 1 | Honeywell | 2023-10-17 | redacted
Low Income - Power to Save | LI - DUCT | 0 | 0.4 | 0.12 | 775.77 | 1 | Honeywell | 2023-10-17 | redacted
Low Income - Power to Save | LED Lights | 0 | 0 | 0 | 47.6 | 1 | Honeywell | 2023-10-17 | redacted
Low Income - Power to Save | Outdoor Coil Cleaning | 0 | 0.1 | 0 | 275 | 1 | Honeywell | 2023-10-18 | redacted
Low Income - Power to Save | Faucet Aerators | 0 | 0 | 0.02 | 110.58 | 1 | Honeywell | 2023-10-18 | redacted
Low Income - Power to Save | Low Flow Showerhead | 0 | 0.04 | 0.1 | 504.08 | 1 | Honeywell | 2023-10-18 | redacted
Low Income - Power to Save | LED Lights | 0 | 0 | 0 | 47.6 | 1 | Honeywell | 2023-10-18 | redacted
Low Income - Power to Save | Weather Strip/Caulk | 0 | 0.25 | 0.09 | 503.3 | 1 | Honeywell | 2023-10-20 | redacted
Low Income - Power to Save | Outdoor Coil Cleaning | 0 | 0.1 | 0 | 275 | 1 | Honeywell | 2023-10-20 | redacted
Low Income - Power to Save | Faucet Aerators | 0 | 0 | 0.02 | 110.58 | 1 | Honeywell | 2023-10-20 | redacted
Low Income - Power to Save | LED Lights | 0 | 0 | 0 | 47.6 | 1 | Honeywell | 2023-10-20 | redacted
Low Income - Power to Save | Weather Strip/Caulk | 0 | 0.25 | 0.09 | 503.3 | 1 | Honeywell | 2023-10-18 | redacted
Low Income - Power to Save | Outdoor Coil Cleaning | 0 | 0.1 | 0 | 275 | 1 | Honeywell | 2023-10-18 | redacted
Low Income - Power to Save | HVAC Inspection | 0 | 0.17 | 0 | 268.73 | 1 | Honeywell | 2023-10-18 | redacted
Low Income - Power to Save | Faucet Aerators | 0 | 0 | 0.02 | 110.58 | 1 | Honeywell | 2023-10-18 | redacted
Low Income - Power to Save | LI - DUCT | 0 | 0.4 | 0.12 | 775.77 | 1 | Honeywell | 2023-10-18 | redacted
Low Income - Power to Save | LED Lights | 0 | 0 | 0 | 47.6 | 1 | Honeywell | 2023-10-18 | redacted
Low Income - Power to Save | Faucet Aerators | 0 | 0 | 0.02 | 110.58 | 1 | Honeywell | 2023-10-19 | redacted
Low Income - Power to Save | Low Flow Showerhead | 0 | 0.04 | 0.1 | 504.08 | 1 | Honeywell | 2023-10-19 | redacted
Low Income - Power to Save | LED Lights | 0 | 0 | 0 | 47.6 | 1 | Honeywell | 2023-10-19 | redacted
Low Income - Power to Save | Weather Strip/Caulk | 0 | 0.25 | 0.09 | 503.3 | 1 | Honeywell | 2023-10-30 | redacted
Low Income - Power to Save | Outdoor Coil Cleaning | 0 | 0.1 | 0 | 275 | 1 | Honeywell | 2023-10-30 | redacted
Low Income - Power to Save | HVAC Inspection | 0 | 0.17 | 0 | 268.73 | 1 | Honeywell | 2023-10-30 | redacted
Low Income - Power to Save | Low Flow Showerhead | 0 | 0.04 | 0.1 | 504.08 | 1 | Honeywell | 2023-10-30 | redacted
Low Income - Power to Save | LI - DUCT | 0 | 0.4 | 0.12 | 775.77 | 1 | Honeywell | 2023-10-30 | redacted
Low Income - Power to Save | Weather Strip/Caulk | 0 | 0.25 | 0.09 | 503.3 | 1 | Honeywell | 2023-10-20 | redacted
Low Income - Power to Save | Outdoor Coil Cleaning | 0 | 0.1 | 0 | 275 | 1 | Honeywell | 2023-10-20 | redacted
Low Income - Power to Save | HVAC Inspection | 0 | 0.17 | 0 | 268.73 | 1 | Honeywell | 2023-10-20 | redacted
Low Income - Power to Save | Faucet Aerators | 0 | 0 | 0.02 | 110.58 | 1 | Honeywell | 2023-10-20 | redacted
Low Income - Power to Save | LI - DUCT | 0 | 0.4 | 0.12 | 775.77 | 1 | Honeywell | 2023-10-20 | redacted
Low Income - Power to Save | LED Lights | 0 | 0 | 0 | 47.6 | 1 | Honeywell | 2023-10-20 | redacted
Low Income - Power to Save | Weather Strip/Caulk | 0 | 0.25 | 0.09 | 503.3 | 1 | Honeywell | 2023-10-16 | redacted
Low Income - Power to Save | Pipe Wrap | 0 | 0.01 | 0.03 | 143.65 | 1 | Honeywell | 2023-10-16 | redacted
Low Income - Power to Save | Outdoor Coil Cleaning | 0 | 0.1 | 0 | 275 | 1 | Honeywell | 2023-10-16 | redacted
Low Income - Power to Save | HVAC Inspection | 0 | 0.17 | 0 | 268.73 | 1 | Honeywell | 2023-10-16 | redacted
Low Income - Power to Save | Faucet Aerators | 0 | 0 | 0.02 | 110.58 | 1 | Honeywell | 2023-10-16 | redacted
Low Income - Power to Save | Low Flow Showerhead | 0 | 0.04 | 0.1 | 504.08 | 1 | Honeywell | 2023-10-16 | redacted
Low Income - Power to Save | LI - DUCT | 0 | 0.4 | 0.12 | 775.77 | 1 | Honeywell | 2023-10-16 | redacted
Low Income - Power to Save | LED Lights | 0 | 0 | 0 | 47.6 | 1 | Honeywell | 2023-10-16 | redacted
Low Income - Power to Save | Weather Strip/Caulk | 0 | 0.25 | 0.09 | 503.3 | 1 | Honeywell | 2023-10-26 | redacted
Low Income - Power to Save | Pipe Wrap | 0 | 0.01 | 0.03 | 143.65 | 1 | Honeywell | 2023-10-26 | redacted
Low Income - Power to Save | Outdoor Coil Cleaning | 0 | 0.1 | 0 | 275 | 1 | Honeywell | 2023-10-26 | redacted
Low Income - Power to Save | HVAC Inspection | 0 | 0.17 | 0 | 268.73 | 1 | Honeywell | 2023-10-26 | redacted
Low Income - Power to Save | Low Flow Showerhead | 0 | 0.04 | 0.1 | 504.08 | 1 | Honeywell | 2023-10-26 | redacted
Low Income - Power to Save | LI - DUCT | 0 | 0.4 | 0.12 | 775.77 | 1 | Honeywell | 2023-10-26 | redacted
Low Income - Power to Save | LED Lights | 0 | 0 | 0 | 47.6 | 1 | Honeywell | 2023-10-26 | redacted
Low Income - Power to Save | Weather Strip/Caulk | 0 | 0.25 | 0.09 | 503.3 | 1 | Honeywell | 2023-10-17 | redacted
Low Income - Power to Save | Pipe Wrap | 0 | 0.01 | 0.03 | 143.65 | 1 | Honeywell | 2023-10-17 | redacted
Low Income - Power to Save | Outdoor Coil Cleaning | 0 | 0.1 | 0 | 275 | 1 | Honeywell | 2023-10-17 | redacted
Low Income - Power to Save | HVAC Inspection | 0 | 0.17 | 0 | 268.73 | 1 | Honeywell | 2023-10-17 | redacted
Low Income - Power to Save | Faucet Aerators | 0 | 0 | 0.02 | 110.58 | 1 | Honeywell | 2023-10-17 | redacted
Low Income - Power to Save | LI - DUCT | 0 | 0.4 | 0.12 | 775.77 | 1 | Honeywell | 2023-10-17 | redacted
Low Income - Power to Save | LED Lights | 0 | 0 | 0 | 47.6 | 1 | Honeywell | 2023-10-17 | redacted
Low Income - Power to Save | Weather Strip/Caulk | 0 | 0.25 | 0.09 | 503.3 | 1 | Honeywell | 2023-10-17 | redacted
Low Income - Power to Save | Outdoor Coil Cleaning | 0 | 0.1 | 0 | 275 | 1 | Honeywell | 2023-10-17 | redacted
Low Income - Power to Save | HVAC Inspection | 0 | 0.17 | 0 | 268.73 | 1 | Honeywell | 2023-10-17 | redacted
Low Income - Power to Save | Faucet Aerators | 0 | 0 | 0.02 | 110.58 | 1 | Honeywell | 2023-10-17 | redacted
Low Income - Power to Save | Low Flow Showerhead | 0 | 0.04 | 0.1 | 504.08 | 1 | Honeywell | 2023-10-17 | redacted
Low Income - Power to Save | LI - DUCT | 0 | 0.4 | 0.12 | 775.77 | 1 | Honeywell | 2023-10-17 | redacted
Low Income - Power to Save | LED Lights | 0 | 0 | 0 | 47.6 | 1 | Honeywell | 2023-10-17 | redacted
Low Income - Power to Save | Outdoor Coil Cleaning | 0 | 0.1 | 0 | 275 | 1 | Honeywell | 2023-10-26 | redacted
Low Income - Power to Save | Faucet Aerators | 0 | 0 | 0.02 | 110.58 | 1 | Honeywell | 2023-10-26 | redacted
Low Income - Power to Save | Low Flow Showerhead | 0 | 0.04 | 0.1 | 504.08 | 1 | Honeywell | 2023-10-26 | redacted
Low Income - Power to Save | LED Lights | 0 | 0 | 0 | 47.6 | 1 | Honeywell | 2023-10-26 | redacted
Low Income - Power to Save | Weather Strip/Caulk | 0 | 0.25 | 0.09 | 503.3 | 1 | Honeywell | 2023-10-17 | redacted
Low Income - Power to Save | Pipe Wrap | 0 | 0.01 | 0.03 | 143.65 | 1 | Honeywell | 2023-10-17 | redacted
Low Income - Power to Save | Outdoor Coil Cleaning | 0 | 0.1 | 0 | 275 | 1 | Honeywell | 2023-10-17 | redacted
Low Income - Power to Save | HVAC Inspection | 0 | 0.17 | 0 | 268.73 | 1 | Honeywell | 2023-10-17 | redacted
Low Income - Power to Save | Low Flow Showerhead | 0 | 0.04 | 0.1 | 504.08 | 1 | Honeywell | 2023-10-17 | redacted
Low Income - Power to Save | LI - DUCT | 0 | 0.4 | 0.12 | 775.77 | 1 | Honeywell | 2023-10-17 | redacted
Low Income - Power to Save | LED Lights | 0 | 0 | 0 | 47.6 | 1 | Honeywell | 2023-10-17 | redacted
Low Income - Power to Save | Weather Strip/Caulk | 0 | 0.25 | 0.09 | 503.3 | 1 | Honeywell | 2023-10-26 | redacted
Low Income - Power to Save | Low Flow Showerhead | 0 | 0.04 | 0.1 | 504.08 | 1 | Honeywell | 2023-10-26 | redacted
Low Income - Power to Save | LED Lights | 0 | 0 | 0 | 47.6 | 1 | Honeywell | 2023-10-26 | redacted
Low Income - Power to Save | Weather Strip/Caulk | 0 | 0.25 | 0.09 | 503.3 | 1 | Honeywell | 2023-10-27 | redacted
Low Income - Power to Save | Outdoor Coil Cleaning | 0 | 0.1 | 0 | 275 | 1 | Honeywell | 2023-10-27 | redacted
Low Income - Power to Save | HVAC Inspection | 0 | 0.17 | 0 | 268.73 | 1 | Honeywell | 2023-10-27 | redacted
Low Income - Power to Save | Low Flow Showerhead | 0 | 0.04 | 0.1 | 504.08 | 1 | Honeywell | 2023-10-27 | redacted
Low Income - Power to Save | LI - DUCT | 0 | 0.4 | 0.12 | 775.77 | 1 | Honeywell | 2023-10-27 | redacted
Low Income - Power to Save | Weather Strip/Caulk | 0 | 0.25 | 0.09 | 503.3 | 1 | Honeywell | 2023-10-26 | redacted
Low Income - Power to Save | Outdoor Coil Cleaning | 0 | 0.1 | 0 | 275 | 1 | Honeywell | 2023-10-26 | redacted
Low Income - Power to Save | Faucet Aerators | 0 | 0 | 0.02 | 110.58 | 1 | Honeywell | 2023-10-26 | redacted
Low Income - Power to Save | LED Lights | 0 | 0 | 0 | 47.6 | 1 | Honeywell | 2023-10-26 | redacted
Low Income - Power to Save | Faucet Aerators | 0 | 0 | 0.02 | 110.58 | 1 | Honeywell | 2023-10-26 | redacted
Low Income - Power to Save | Low Flow Showerhead | 0 | 0.04 | 0.1 | 504.08 | 1 | Honeywell | 2023-10-26 | redacted
Low Income - Power to Save | LED Lights | 0 | 0 | 0 | 47.6 | 1 | Honeywell | 2023-10-26 | redacted
Low Income - Power to Save | Weather Strip/Caulk | 0 | 0.25 | 0.09 | 503.3 | 1 | Honeywell | 2023-10-18 | redacted
Low Income - Power to Save | Outdoor Coil Cleaning | 0 | 0.1 | 0 | 275 | 1 | Honeywell | 2023-10-18 | redacted
Low Income - Power to Save | HVAC Inspection | 0 | 0.17 | 0 | 268.73 | 1 | Honeywell | 2023-10-18 | redacted
Low Income - Power to Save | Faucet Aerators | 0 | 0 | 0.02 | 110.58 | 1 | Honeywell | 2023-10-18 | redacted
Low Income - Power to Save | LI - DUCT | 0 | 0.4 | 0.12 | 775.77 | 1 | Honeywell | 2023-10-18 | redacted
Low Income - Power to Save | LED Lights | 0 | 0 | 0 | 47.6 | 1 | Honeywell | 2023-10-18 | redacted
Low Income - Power to Save | Weather Strip/Caulk | 0 | 0.25 | 0.09 | 503.3 | 1 | Honeywell | 2023-10-19 | redacted
Low Income - Power to Save | Outdoor Coil Cleaning | 0 | 0.1 | 0 | 275 | 1 | Honeywell | 2023-10-19 | redacted
Low Income - Power to Save | HVAC Inspection | 0 | 0.17 | 0 | 268.73 | 1 | Honeywell | 2023-10-19 | redacted
Low Income - Power to Save | Faucet Aerators | 0 | 0 | 0.02 | 110.58 | 1 | Honeywell | 2023-10-19 | redacted
Low Income - Power to Save | Low Flow Showerhead | 0 | 0.04 | 0.1 | 504.08 | 1 | Honeywell | 2023-10-19 | redacted
Low Income - Power to Save | LI - DUCT | 0 | 0.4 | 0.12 | 775.77 | 1 | Honeywell | 2023-10-19 | redacted
Low Income - Power to Save | LED Lights | 0 | 0 | 0 | 47.6 | 1 | Honeywell | 2023-10-19 | redacted
Low Income - Power to Save | Weather Strip/Caulk | 0 | 0.25 | 0.09 | 503.3 | 1 | Honeywell | 2023-10-20 | redacted
Low Income - Power to Save | Pipe Wrap | 0 | 0.01 | 0.03 | 143.65 | 1 | Honeywell | 2023-10-20 | redacted
Low Income - Power to Save | Outdoor Coil Cleaning | 0 | 0.1 | 0 | 275 | 1 | Honeywell | 2023-10-20 | redacted
Low Income - Power to Save | HVAC Inspection | 0 | 0.17 | 0 | 268.73 | 1 | Honeywell | 2023-10-20 | redacted
Low Income - Power to Save | Faucet Aerators | 0 | 0 | 0.02 | 110.58 | 1 | Honeywell | 2023-10-20 | redacted
Low Income - Power to Save | LI - DUCT | 0 | 0.4 | 0.12 | 775.77 | 1 | Honeywell | 2023-10-20 | redacted
Low Income - Power to Save | LED Lights | 0 | 0 | 0 | 47.6 | 1 | Honeywell | 2023-10-20 | redacted
Low Income - Power to Save | Outdoor Coil Cleaning | 0 | 0.1 | 0 | 275 | 1 | Honeywell | 2023-10-26 | redacted
Low Income - Power to Save | Faucet Aerators | 0 | 0 | 0.02 | 110.58 | 1 | Honeywell | 2023-10-26 | redacted
Low Income - Power to Save | Low Flow Showerhead | 0 | 0.04 | 0.1 | 504.08 | 1 | Honeywell | 2023-10-26 | redacted
Low Income - Power to Save | LED Lights | 0 | 0 | 0 | 47.6 | 1 | Honeywell | 2023-10-26 | redacted
Low Income - Power to Save | Weather Strip/Caulk | 0 | 0.25 | 0.09 | 503.3 | 1 | Honeywell | 2023-10-19 | redacted
Low Income - Power to Save | Outdoor Coil Cleaning | 0 | 0.1 | 0 | 275 | 1 | Honeywell | 2023-10-19 | redacted
Low Income - Power to Save | HVAC Inspection | 0 | 0.17 | 0 | 268.73 | 1 | Honeywell | 2023-10-19 | redacted
Low Income - Power to Save | Faucet Aerators | 0 | 0 | 0.02 | 110.58 | 1 | Honeywell | 2023-10-19 | redacted
Low Income - Power to Save | Low Flow Showerhead | 0 | 0.04 | 0.1 | 504.08 | 1 | Honeywell | 2023-10-19 | redacted
Low Income - Power to Save | LI - DUCT | 0 | 0.4 | 0.12 | 775.77 | 1 | Honeywell | 2023-10-19 | redacted
Low Income - Power to Save | LED Lights | 0 | 0 | 0 | 47.6 | 1 | Honeywell | 2023-10-19 | redacted
Low Income - Power to Save | Outdoor Coil Cleaning | 0 | 0.1 | 0 | 275 | 1 | Honeywell | 2023-10-30 | redacted
Low Income - Power to Save | Faucet Aerators | 0 | 0 | 0.02 | 110.58 | 1 | Honeywell | 2023-10-30 | redacted
Low Income - Power to Save | Low Flow Showerhead | 0 | 0.04 | 0.1 | 504.08 | 1 | Honeywell | 2023-10-30 | redacted
Low Income - Power to Save | LED Lights | 0 | 0 | 0 | 47.6 | 1 | Honeywell | 2023-10-30 | redacted
Low Income - Power to Save | Weather Strip/Caulk | 0 | 0.25 | 0.09 | 503.3 | 1 | Honeywell | 2023-10-18 | redacted
Low Income - Power to Save | Outdoor Coil Cleaning | 0 | 0.1 | 0 | 275 | 1 | Honeywell | 2023-10-18 | redacted
Low Income - Power to Save | HVAC Inspection | 0 | 0.17 | 0 | 268.73 | 1 | Honeywell | 2023-10-18 | redacted
Low Income - Power to Save | Faucet Aerators | 0 | 0 | 0.02 | 110.58 | 1 | Honeywell | 2023-10-18 | redacted
Low Income - Power to Save | LI - DUCT | 0 | 0.4 | 0.12 | 775.77 | 1 | Honeywell | 2023-10-18 | redacted
Low Income - Power to Save | LED Lights | 0 | 0 | 0 | 47.6 | 1 | Honeywell | 2023-10-18 | redacted
Low Income - Power to Save | Outdoor Coil Cleaning | 0 | 0.1 | 0 | 275 | 1 | Honeywell | 2023-10-17 | redacted
Low Income - Power to Save | Faucet Aerators | 0 | 0 | 0.02 | 110.58 | 1 | Honeywell | 2023-10-17 | redacted
Low Income - Power to Save | Low Flow Showerhead | 0 | 0.04 | 0.1 | 504.08 | 1 | Honeywell | 2023-10-17 | redacted
Low Income - Power to Save | LED Lights | 0 | 0 | 0 | 47.6 | 1 | Honeywell | 2023-10-17 | redacted
Low Income - Power to Save | Weather Strip/Caulk | 0 | 0.25 | 0.09 | 503.3 | 1 | Honeywell | 2023-10-27 | redacted
Low Income - Power to Save | Outdoor Coil Cleaning | 0 | 0.1 | 0 | 275 | 1 | Honeywell | 2023-10-27 | redacted
Low Income - Power to Save | HVAC Inspection | 0 | 0.17 | 0 | 268.73 | 1 | Honeywell | 2023-10-27 | redacted
Low Income - Power to Save | Low Flow Showerhead | 0 | 0.04 | 0.1 | 504.08 | 1 | Honeywell | 2023-10-27 | redacted
Low Income - Power to Save | LI - DUCT | 0 | 0.4 | 0.12 | 775.77 | 1 | Honeywell | 2023-10-27 | redacted
Low Income - Power to Save | Weather Strip/Caulk | 0 | 0.25 | 0.09 | 503.3 | 1 | Honeywell | 2023-10-30 | redacted
Low Income - Power to Save | Pipe Wrap | 0 | 0.01 | 0.03 | 143.65 | 1 | Honeywell | 2023-10-30 | redacted
Low Income - Power to Save | Outdoor Coil Cleaning | 0 | 0.1 | 0 | 275 | 1 | Honeywell | 2023-10-30 | redacted
Low Income - Power to Save | HVAC Inspection | 0 | 0.17 | 0 | 268.73 | 1 | Honeywell | 2023-10-30 | redacted
Low Income - Power to Save | Low Flow Showerhead | 0 | 0.04 | 0.1 | 504.08 | 1 | Honeywell | 2023-10-30 | redacted
Low Income - Power to Save | LI - DUCT | 0 | 0.4 | 0.12 | 775.77 | 1 | Honeywell | 2023-10-30 | redacted
Low Income - Power to Save | Weather Strip/Caulk | 0 | 0.25 | 0.09 | 503.3 | 1 | Honeywell | 2023-10-30 | redacted
Low Income - Power to Save | Outdoor Coil Cleaning | 0 | 0.1 | 0 | 275 | 1 | Honeywell | 2023-10-30 | redacted
Low Income - Power to Save | HVAC Inspection | 0 | 0.17 | 0 | 268.73 | 1 | Honeywell | 2023-10-30 | redacted
Low Income - Power to Save | Low Flow Showerhead | 0 | 0.04 | 0.1 | 504.08 | 1 | Honeywell | 2023-10-30 | redacted
Low Income - Power to Save | LI - DUCT | 0 | 0.4 | 0.12 | 775.77 | 1 | Honeywell | 2023-10-30 | redacted
Low Income - Power to Save | Weather Strip/Caulk | 0 | 0.25 | 0.09 | 503.3 | 1 | Honeywell | 2023-10-18 | redacted
Low Income - Power to Save | Pipe Wrap | 0 | 0.01 | 0.03 | 143.65 | 1 | Honeywell | 2023-10-18 | redacted
Low Income - Power to Save | Outdoor Coil Cleaning | 0 | 0.1 | 0 | 275 | 1 | Honeywell | 2023-10-18 | redacted
Low Income - Power to Save | HVAC Inspection | 0 | 0.17 | 0 | 268.73 | 1 | Honeywell | 2023-10-18 | redacted
Low Income - Power to Save | Faucet Aerators | 0 | 0 | 0.02 | 110.58 | 1 | Honeywell | 2023-10-18 | redacted
Low Income - Power to Save | Low Flow Showerhead | 0 | 0.04 | 0.1 | 504.08 | 1 | Honeywell | 2023-10-18 | redacted
Low Income - Power to Save | LI - DUCT | 0 | 0.4 | 0.12 | 775.77 | 1 | Honeywell | 2023-10-18 | redacted
Low Income - Power to Save | LED Lights | 0 | 0 | 0 | 47.6 | 1 | Honeywell | 2023-10-18 | redacted
Low Income - Power to Save | Faucet Aerators | 0 | 0 | 0.02 | 110.58 | 1 | Honeywell | 2023-10-19 | redacted
Low Income - Power to Save | Low Flow Showerhead | 0 | 0.04 | 0.1 | 504.08 | 1 | Honeywell | 2023-10-19 | redacted
Low Income - Power to Save | LED Lights | 0 | 0 | 0 | 47.6 | 1 | Honeywell | 2023-10-19 | redacted
Low Income - Power to Save | Weather Strip/Caulk | 0 | 0.25 | 0.09 | 503.3 | 1 | Honeywell | 2023-10-19 | redacted
Low Income - Power to Save | Outdoor Coil Cleaning | 0 | 0.1 | 0 | 275 | 1 | Honeywell | 2023-10-19 | redacted
Low Income - Power to Save | HVAC Inspection | 0 | 0.17 | 0 | 268.73 | 1 | Honeywell | 2023-10-19 | redacted
Low Income - Power to Save | LI - DUCT | 0 | 0.4 | 0.12 | 775.77 | 1 | Honeywell | 2023-10-19 | redacted
Low Income - Power to Save | LED Lights | 0 | 0 | 0 | 47.6 | 1 | Honeywell | 2023-10-19 | redacted
Low Income - Power to Save | Weather Strip/Caulk | 0 | 0.25 | 0.09 | 503.3 | 1 | Honeywell | 2023-10-26 | redacted
Low Income - Power to Save | Faucet Aerators | 0 | 0 | 0.02 | 110.58 | 1 | Honeywell | 2023-10-26 | redacted
Low Income - Power to Save | Low Flow Showerhead | 0 | 0.04 | 0.1 | 504.08 | 1 | Honeywell | 2023-10-26 | redacted
Low Income - Power to Save | LED Lights | 0 | 0 | 0 | 47.6 | 1 | Honeywell | 2023-10-26 | redacted
Low Income - Power to Save | Weather Strip/Caulk | 0 | 0.25 | 0.09 | 503.3 | 1 | Honeywell | 2023-10-17 | redacted
Low Income - Power to Save | Pipe Wrap | 0 | 0.01 | 0.03 | 143.65 | 1 | Honeywell | 2023-10-17 | redacted
Low Income - Power to Save | Outdoor Coil Cleaning | 0 | 0.1 | 0 | 275 | 1 | Honeywell | 2023-10-17 | redacted
Low Income - Power to Save | HVAC Inspection | 0 | 0.17 | 0 | 268.73 | 1 | Honeywell | 2023-10-17 | redacted
Low Income - Power to Save | Faucet Aerators | 0 | 0 | 0.02 | 110.58 | 1 | Honeywell | 2023-10-17 | redacted
Low Income - Power to Save | Low Flow Showerhead | 0 | 0.04 | 0.1 | 504.08 | 1 | Honeywell | 2023-10-17 | redacted
Low Income - Power to Save | LI - DUCT | 0 | 0.4 | 0.12 | 775.77 | 1 | Honeywell | 2023-10-17 | redacted
Low Income - Power to Save | LED Lights | 0 | 0 | 0 | 47.6 | 1 | Honeywell | 2023-10-17 | redacted
Low Income - Power to Save | Weather Strip/Caulk | 0 | 0.25 | 0.09 | 503.3 | 1 | Honeywell | 2023-10-27 | redacted
Low Income - Power to Save | Outdoor Coil Cleaning | 0 | 0.1 | 0 | 275 | 1 | Honeywell | 2023-10-27 | redacted
Low Income - Power to Save | Faucet Aerators | 0 | 0 | 0.02 | 110.58 | 1 | Honeywell | 2023-10-27 | redacted
Low Income - Power to Save | LED Lights | 0 | 0 | 0 | 47.6 | 1 | Honeywell | 2023-10-27 | redacted
Low Income - Power to Save | Weather Strip/Caulk | 0 | 0.25 | 0.09 | 503.3 | 1 | Honeywell | 2023-10-17 | redacted
Low Income - Power to Save | Outdoor Coil Cleaning | 0 | 0.1 | 0 | 275 | 1 | Honeywell | 2023-10-17 | redacted
Low Income - Power to Save | HVAC Inspection | 0 | 0.17 | 0 | 268.73 | 1 | Honeywell | 2023-10-17 | redacted
Low Income - Power to Save | Faucet Aerators | 0 | 0 | 0.02 | 110.58 | 1 | Honeywell | 2023-10-17 | redacted
Low Income - Power to Save | Low Flow Showerhead | 0 | 0.04 | 0.1 | 504.08 | 1 | Honeywell | 2023-10-17 | redacted
Low Income - Power to Save | LI - DUCT | 0 | 0.4 | 0.12 | 775.77 | 1 | Honeywell | 2023-10-17 | redacted
Low Income - Power to Save | LED Lights | 0 | 0 | 0 | 47.6 | 1 | Honeywell | 2023-10-17 | redacted
Low Income - Power to Save | Weather Strip/Caulk | 0 | 0.25 | 0.09 | 503.3 | 1 | Honeywell | 2023-10-27 | redacted
Low Income - Power to Save | Outdoor Coil Cleaning | 0 | 0.1 | 0 | 275 | 1 | Honeywell | 2023-10-27 | redacted
Low Income - Power to Save | HVAC Inspection | 0 | 0.17 | 0 | 268.73 | 1 | Honeywell | 2023-10-27 | redacted
Low Income - Power to Save | Low Flow Showerhead | 0 | 0.04 | 0.1 | 504.08 | 1 | Honeywell | 2023-10-27 | redacted
Low Income - Power to Save | LI - DUCT | 0 | 0.4 | 0.12 | 775.77 | 1 | Honeywell | 2023-10-27 | redacted
Low Income - Power to Save | Weather Strip/Caulk | 0 | 0.25 | 0.09 | 503.3 | 1 | Honeywell | 2023-10-17 | redacted
Low Income - Power to Save | Outdoor Coil Cleaning | 0 | 0.1 | 0 | 275 | 1 | Honeywell | 2023-10-17 | redacted
Low Income - Power to Save | HVAC Inspection | 0 | 0.17 | 0 | 268.73 | 1 | Honeywell | 2023-10-17 | redacted
Low Income - Power to Save | Faucet Aerators | 0 | 0 | 0.02 | 110.58 | 1 | Honeywell | 2023-10-17 | redacted
Low Income - Power to Save | Low Flow Showerhead | 0 | 0.04 | 0.1 | 504.08 | 1 | Honeywell | 2023-10-17 | redacted
Low Income - Power to Save | LI - DUCT | 0 | 0.4 | 0.12 | 775.77 | 1 | Honeywell | 2023-10-17 | redacted
Low Income - Power to Save | LED Lights | 0 | 0 | 0 | 47.6 | 1 | Honeywell | 2023-10-17 | redacted
Low Income - Power to Save | Weather Strip/Caulk | 0 | 0.25 | 0.09 | 503.3 | 1 | Honeywell | 2023-10-26 | redacted
Low Income - Power to Save | Pipe Wrap | 0 | 0.01 | 0.03 | 143.65 | 1 | Honeywell | 2023-10-26 | redacted
Low Income - Power to Save | Outdoor Coil Cleaning | 0 | 0.1 | 0 | 275 | 1 | Honeywell | 2023-10-26 | redacted
Low Income - Power to Save | HVAC Inspection | 0 | 0.17 | 0 | 268.73 | 1 | Honeywell | 2023-10-26 | redacted
Low Income - Power to Save | Faucet Aerators | 0 | 0 | 0.02 | 110.58 | 1 | Honeywell | 2023-10-26 | redacted
Low Income - Power to Save | Low Flow Showerhead | 0 | 0.04 | 0.1 | 504.08 | 1 | Honeywell | 2023-10-26 | redacted
Low Income - Power to Save | LI - DUCT | 0 | 0.4 | 0.12 | 775.77 | 1 | Honeywell | 2023-10-26 | redacted
Low Income - Power to Save | LED Lights | 0 | 0 | 0 | 47.6 | 1 | Honeywell | 2023-10-26 | redacted
Low Income - Power to Save | Weather Strip/Caulk | 0 | 0.25 | 0.09 | 503.3 | 1 | Honeywell | 2023-10-20 | redacted
Low Income - Power to Save | Outdoor Coil Cleaning | 0 | 0.1 | 0 | 275 | 1 | Honeywell | 2023-10-20 | redacted
Low Income - Power to Save | HVAC Inspection | 0 | 0.17 | 0 | 268.73 | 1 | Honeywell | 2023-10-20 | redacted
Low Income - Power to Save | Faucet Aerators | 0 | 0 | 0.02 | 110.58 | 1 | Honeywell | 2023-10-20 | redacted
Low Income - Power to Save | LI - DUCT | 0 | 0.4 | 0.12 | 775.77 | 1 | Honeywell | 2023-10-20 | redacted
Low Income - Power to Save | LED Lights | 0 | 0 | 0 | 47.6 | 1 | Honeywell | 2023-10-20 | redacted
Low Income - Power to Save | Faucet Aerators | 0 | 0 | 0.02 | 110.58 | 1 | Honeywell | 2023-10-16 | redacted
Low Income - Power to Save | Low Flow Showerhead | 0 | 0.04 | 0.1 | 504.08 | 1 | Honeywell | 2023-10-16 | redacted
Low Income - Power to Save | LED Lights | 0 | 0 | 0 | 47.6 | 1 | Honeywell | 2023-10-16 | redacted
Low Income - Power to Save | Weather Strip/Caulk | 0 | 0.25 | 0.09 | 503.3 | 1 | Honeywell | 2023-10-30 | redacted
Low Income - Power to Save | Outdoor Coil Cleaning | 0 | 0.1 | 0 | 275 | 1 | Honeywell | 2023-10-30 | redacted
Low Income - Power to Save | HVAC Inspection | 0 | 0.17 | 0 | 268.73 | 1 | Honeywell | 2023-10-30 | redacted
Low Income - Power to Save | LI - DUCT | 0 | 0.4 | 0.12 | 775.77 | 1 | Honeywell | 2023-10-30 | redacted
Low Income - Power to Save | Weather Strip/Caulk | 0 | 0.25 | 0.09 | 503.3 | 1 | Honeywell | 2023-10-18 | redacted
Low Income - Power to Save | Pipe Wrap | 0 | 0.01 | 0.03 | 143.65 | 1 | Honeywell | 2023-10-18 | redacted
Low Income - Power to Save | Outdoor Coil Cleaning | 0 | 0.1 | 0 | 275 | 1 | Honeywell | 2023-10-18 | redacted
Low Income - Power to Save | HVAC Inspection | 0 | 0.17 | 0 | 268.73 | 1 | Honeywell | 2023-10-18 | redacted
Low Income - Power to Save | Faucet Aerators | 0 | 0 | 0.02 | 110.58 | 1 | Honeywell | 2023-10-18 | redacted
Low Income - Power to Save | LI - DUCT | 0 | 0.4 | 0.12 | 775.77 | 1 | Honeywell | 2023-10-18 | redacted
Low Income - Power to Save | LED Lights | 0 | 0 | 0 | 47.6 | 1 | Honeywell | 2023-10-18 | redacted
Low Income - Power to Save | Weather Strip/Caulk | 0 | 0.25 | 0.09 | 503.3 | 1 | Honeywell | 2023-10-19 | redacted
Low Income - Power to Save | Outdoor Coil Cleaning | 0 | 0.1 | 0 | 275 | 1 | Honeywell | 2023-10-19 | redacted
Low Income - Power to Save | HVAC Inspection | 0 | 0.17 | 0 | 268.73 | 1 | Honeywell | 2023-10-19 | redacted
Low Income - Power to Save | LI - DUCT | 0 | 0.4 | 0.12 | 775.77 | 1 | Honeywell | 2023-10-19 | redacted
Low Income - Power to Save | LED Lights | 0 | 0 | 0 | 47.6 | 1 | Honeywell | 2023-10-19 | redacted
Low Income - Power to Save | Weather Strip/Caulk | 0 | 0.25 | 0.09 | 503.3 | 1 | Honeywell | 2023-10-27 | redacted
Low Income - Power to Save | Pipe Wrap | 0 | 0.01 | 0.03 | 143.65 | 1 | Honeywell | 2023-10-27 | redacted
Low Income - Power to Save | Outdoor Coil Cleaning | 0 | 0.1 | 0 | 275 | 1 | Honeywell | 2023-10-27 | redacted
Low Income - Power to Save | HVAC Inspection | 0 | 0.17 | 0 | 268.73 | 1 | Honeywell | 2023-10-27 | redacted
Low Income - Power to Save | LI - DUCT | 0 | 0.4 | 0.12 | 775.77 | 1 | Honeywell | 2023-10-27 | redacted
Low Income - Power to Save | Weather Strip/Caulk | 0 | 0.25 | 0.09 | 503.3 | 1 | Honeywell | 2023-10-30 | redacted
Low Income - Power to Save | Outdoor Coil Cleaning | 0 | 0.1 | 0 | 275 | 1 | Honeywell | 2023-10-30 | redacted
Low Income - Power to Save | HVAC Inspection | 0 | 0.17 | 0 | 268.73 | 1 | Honeywell | 2023-10-30 | redacted
Low Income - Power to Save | Faucet Aerators | 0 | 0 | 0.02 | 110.58 | 1 | Honeywell | 2023-10-30 | redacted
Low Income - Power to Save | Low Flow Showerhead | 0 | 0.04 | 0.1 | 504.08 | 1 | Honeywell | 2023-10-30 | redacted
Low Income - Power to Save | Weather Strip/Caulk | 0 | 0.25 | 0.09 | 503.3 | 1 | Honeywell | 2023-10-16 | redacted
Low Income - Power to Save | Pipe Wrap | 0 | 0.01 | 0.03 | 143.65 | 1 | Honeywell | 2023-10-16 | redacted
Low Income - Power to Save | Outdoor Coil Cleaning | 0 | 0.1 | 0 | 275 | 1 | Honeywell | 2023-10-16 | redacted
Low Income - Power to Save | HVAC Inspection | 0 | 0.17 | 0 | 268.73 | 1 | Honeywell | 2023-10-16 | redacted
Low Income - Power to Save | Faucet Aerators | 0 | 0 | 0.02 | 110.58 | 1 | Honeywell | 2023-10-16 | redacted
Low Income - Power to Save | Low Flow Showerhead | 0 | 0.04 | 0.1 | 504.08 | 1 | Honeywell | 2023-10-16 | redacted
Low Income - Power to Save | LI - DUCT | 0 | 0.4 | 0.12 | 775.77 | 1 | Honeywell | 2023-10-16 | redacted
Low Income - Power to Save | LED Lights | 0 | 0 | 0 | 47.6 | 1 | Honeywell | 2023-10-16 | redacted
Low Income - Power to Save | Weather Strip/Caulk | 0 | 0.25 | 0.09 | 503.3 | 1 | Honeywell | 2023-10-17 | redacted
Low Income - Power to Save | Outdoor Coil Cleaning | 0 | 0.1 | 0 | 275 | 1 | Honeywell | 2023-10-17 | redacted
Low Income - Power to Save | HVAC Inspection | 0 | 0.17 | 0 | 268.73 | 1 | Honeywell | 2023-10-17 | redacted
Low Income - Power to Save | Faucet Aerators | 0 | 0 | 0.02 | 110.58 | 1 | Honeywell | 2023-10-17 | redacted
Low Income - Power to Save | LED Lights | 0 | 0 | 0 | 47.6 | 1 | Honeywell | 2023-10-17 | redacted
Low Income - Power to Save | Weather Strip/Caulk | 0 | 0.25 | 0.09 | 503.3 | 1 | Honeywell | 2023-10-20 | redacted
Low Income - Power to Save | Outdoor Coil Cleaning | 0 | 0.1 | 0 | 275 | 1 | Honeywell | 2023-10-20 | redacted
Low Income - Power to Save | Faucet Aerators | 0 | 0 | 0.02 | 110.58 | 1 | Honeywell | 2023-10-20 | redacted
Low Income - Power to Save | Low Flow Showerhead | 0 | 0.04 | 0.1 | 504.08 | 1 | Honeywell | 2023-10-20 | redacted
Low Income - Power to Save | LED Lights | 0 | 0 | 0 | 47.6 | 1 | Honeywell | 2023-10-20 | redacted
Low Income - Power to Save | Weather Strip/Caulk | 0 | 0.25 | 0.09 | 503.3 | 1 | Honeywell | 2023-10-31 | redacted
Low Income - Power to Save | HVAC Inspection | 0 | 0.17 | 0 | 268.73 | 1 | Honeywell | 2023-10-31 | redacted
Low Income - Power to Save | Faucet Aerators | 0 | 0 | 0.02 | 110.58 | 1 | Honeywell | 2023-10-31 | redacted
Low Income - Power to Save | LI - DUCT | 0 | 0.4 | 0.12 | 775.77 | 1 | Honeywell | 2023-10-31 | redacted
Low Income - Power to Save | LED Lights | 0 | 0 | 0 | 47.6 | 1 | Honeywell | 2023-10-31 | redacted
Low Income - Power to Save | Weather Strip/Caulk | 0 | 0.25 | 0.09 | 503.3 | 1 | Honeywell | 2023-10-16 | redacted
Low Income - Power to Save | Pipe Wrap | 0 | 0.01 | 0.03 | 143.65 | 1 | Honeywell | 2023-10-16 | redacted
Low Income - Power to Save | Outdoor Coil Cleaning | 0 | 0.1 | 0 | 275 | 1 | Honeywell | 2023-10-16 | redacted
Low Income - Power to Save | HVAC Inspection | 0 | 0.17 | 0 | 268.73 | 1 | Honeywell | 2023-10-16 | redacted
Low Income - Power to Save | Low Flow Showerhead | 0 | 0.04 | 0.1 | 504.08 | 1 | Honeywell | 2023-10-16 | redacted
Low Income - Power to Save | LI - DUCT | 0 | 0.4 | 0.12 | 775.77 | 1 | Honeywell | 2023-10-16 | redacted
Low Income - Power to Save | LED Lights | 0 | 0 | 0 | 47.6 | 1 | Honeywell | 2023-10-16 | redacted
Low Income - Power to Save | Weather Strip/Caulk | 0 | 0.25 | 0.09 | 503.3 | 1 | Honeywell | 2023-10-20 | redacted
Low Income - Power to Save | Pipe Wrap | 0 | 0.01 | 0.03 | 143.65 | 1 | Honeywell | 2023-10-20 | redacted
Low Income - Power to Save | Outdoor Coil Cleaning | 0 | 0.1 | 0 | 275 | 1 | Honeywell | 2023-10-20 | redacted
Low Income - Power to Save | HVAC Inspection | 0 | 0.17 | 0 | 268.73 | 1 | Honeywell | 2023-10-20 | redacted
Low Income - Power to Save | Faucet Aerators | 0 | 0 | 0.02 | 110.58 | 1 | Honeywell | 2023-10-20 | redacted
Low Income - Power to Save | Low Flow Showerhead | 0 | 0.04 | 0.1 | 504.08 | 1 | Honeywell | 2023-10-20 | redacted
Low Income - Power to Save | LI - DUCT | 0 | 0.4 | 0.12 | 775.77 | 1 | Honeywell | 2023-10-20 | redacted
Low Income - Power to Save | LED Lights | 0 | 0 | 0 | 47.6 | 1 | Honeywell | 2023-10-20 | redacted
Low Income - Power to Save | Weather Strip/Caulk | 0 | 0.25 | 0.09 | 503.3 | 1 | Honeywell | 2023-10-17 | redacted
Low Income - Power to Save | Outdoor Coil Cleaning | 0 | 0.1 | 0 | 275 | 1 | Honeywell | 2023-10-17 | redacted
Low Income - Power to Save | HVAC Inspection | 0 | 0.17 | 0 | 268.73 | 1 | Honeywell | 2023-10-17 | redacted
Low Income - Power to Save | Faucet Aerators | 0 | 0 | 0.02 | 110.58 | 1 | Honeywell | 2023-10-17 | redacted
Low Income - Power to Save | Low Flow Showerhead | 0 | 0.04 | 0.1 | 504.08 | 1 | Honeywell | 2023-10-17 | redacted
Low Income - Power to Save | LED Lights | 0 | 0 | 0 | 47.6 | 1 | Honeywell | 2023-10-17 | redacted
Low Income - Power to Save | Weather Strip/Caulk | 0 | 0.25 | 0.09 | 503.3 | 1 | Honeywell | 2023-10-30 | redacted
Low Income - Power to Save | Pipe Wrap | 0 | 0.01 | 0.03 | 143.65 | 1 | Honeywell | 2023-10-30 | redacted
Low Income - Power to Save | Outdoor Coil Cleaning | 0 | 0.1 | 0 | 275 | 1 | Honeywell | 2023-10-30 | redacted
Low Income - Power to Save | HVAC Inspection | 0 | 0.17 | 0 | 268.73 | 1 | Honeywell | 2023-10-30 | redacted
Low Income - Power to Save | LI - DUCT | 0 | 0.4 | 0.12 | 775.77 | 1 | Honeywell | 2023-10-30 | redacted
Low Income - Power to Save | Weather Strip/Caulk | 0 | 0.25 | 0.09 | 503.3 | 1 | Honeywell | 2023-10-16 | redacted
Low Income - Power to Save | Faucet Aerators | 0 | 0 | 0.02 | 110.58 | 1 | Honeywell | 2023-10-16 | redacted
Low Income - Power to Save | LED Lights | 0 | 0 | 0 | 47.6 | 1 | Honeywell | 2023-10-16 | redacted
Low Income - Power to Save | Weather Strip/Caulk | 0 | 0.25 | 0.09 | 503.3 | 1 | Honeywell | 2023-10-17 | redacted
Low Income - Power to Save | Pipe Wrap | 0 | 0.01 | 0.03 | 143.65 | 1 | Honeywell | 2023-10-17 | redacted
Low Income - Power to Save | Outdoor Coil Cleaning | 0 | 0.1 | 0 | 275 | 1 | Honeywell | 2023-10-17 | redacted
Low Income - Power to Save | HVAC Inspection | 0 | 0.17 | 0 | 268.73 | 1 | Honeywell | 2023-10-17 | redacted
Low Income - Power to Save | Faucet Aerators | 0 | 0 | 0.02 | 110.58 | 1 | Honeywell | 2023-10-17 | redacted
Low Income - Power to Save | LI - DUCT | 0 | 0.4 | 0.12 | 775.77 | 1 | Honeywell | 2023-10-17 | redacted
Low Income - Power to Save | LED Lights | 0 | 0 | 0 | 47.6 | 1 | Honeywell | 2023-10-17 | redacted
Low Income - Power to Save | Weather Strip/Caulk | 0 | 0.25 | 0.09 | 503.3 | 1 | Honeywell | 2023-10-27 | redacted
Low Income - Power to Save | Outdoor Coil Cleaning | 0 | 0.1 | 0 | 275 | 1 | Honeywell | 2023-10-27 | redacted
Low Income - Power to Save | HVAC Inspection | 0 | 0.17 | 0 | 268.73 | 1 | Honeywell | 2023-10-27 | redacted
Low Income - Power to Save | Low Flow Showerhead | 0 | 0.04 | 0.1 | 504.08 | 1 | Honeywell | 2023-10-27 | redacted
Low Income - Power to Save | LI - DUCT | 0 | 0.4 | 0.12 | 775.77 | 1 | Honeywell | 2023-10-27 | redacted
Low Income - Power to Save | LED Lights | 0 | 0 | 0 | 47.6 | 1 | Honeywell | 2023-10-27 | redacted
Low Income - Power to Save | Weather Strip/Caulk | 0 | 0.25 | 0.09 | 503.3 | 1 | Honeywell | 2023-10-18 | redacted
Low Income - Power to Save | Pipe Wrap | 0 | 0.01 | 0.03 | 143.65 | 1 | Honeywell | 2023-10-18 | redacted
Low Income - Power to Save | Outdoor Coil Cleaning | 0 | 0.1 | 0 | 275 | 1 | Honeywell | 2023-10-18 | redacted
Low Income - Power to Save | HVAC Inspection | 0 | 0.17 | 0 | 268.73 | 1 | Honeywell | 2023-10-18 | redacted
Low Income - Power to Save | Low Flow Showerhead | 0 | 0.04 | 0.1 | 504.08 | 1 | Honeywell | 2023-10-18 | redacted
Low Income - Power to Save | LED Lights | 0 | 0 | 0 | 47.6 | 1 | Honeywell | 2023-10-18 | redacted
Low Income - Power to Save | Weather Strip/Caulk | 0 | 0.25 | 0.09 | 503.3 | 1 | Honeywell | 2023-10-19 | redacted
Low Income - Power to Save | Outdoor Coil Cleaning | 0 | 0.1 | 0 | 275 | 1 | Honeywell | 2023-10-19 | redacted
Low Income - Power to Save | HVAC Inspection | 0 | 0.17 | 0 | 268.73 | 1 | Honeywell | 2023-10-19 | redacted
Low Income - Power to Save | Faucet Aerators | 0 | 0 | 0.02 | 110.58 | 1 | Honeywell | 2023-10-19 | redacted
Low Income - Power to Save | Low Flow Showerhead | 0 | 0.04 | 0.1 | 504.08 | 1 | Honeywell | 2023-10-19 | redacted
Low Income - Power to Save | LI - DUCT | 0 | 0.4 | 0.12 | 775.77 | 1 | Honeywell | 2023-10-19 | redacted
Low Income - Power to Save | LED Lights | 0 | 0 | 0 | 47.6 | 1 | Honeywell | 2023-10-19 | redacted
Low Income - Power to Save | Weather Strip/Caulk | 0 | 0.25 | 0.09 | 503.3 | 1 | Honeywell | 2023-10-30 | redacted
Low Income - Power to Save | Outdoor Coil Cleaning | 0 | 0.1 | 0 | 275 | 1 | Honeywell | 2023-10-30 | redacted
Low Income - Power to Save | HVAC Inspection | 0 | 0.17 | 0 | 268.73 | 1 | Honeywell | 2023-10-30 | redacted
Low Income - Power to Save | LI - DUCT | 0 | 0.4 | 0.12 | 775.77 | 1 | Honeywell | 2023-10-30 | redacted
Low Income - Power to Save | Weather Strip/Caulk | 0 | 0.25 | 0.09 | 503.3 | 1 | Honeywell | 2023-10-17 | redacted
Low Income - Power to Save | Outdoor Coil Cleaning | 0 | 0.1 | 0 | 275 | 1 | Honeywell | 2023-10-17 | redacted
Low Income - Power to Save | HVAC Inspection | 0 | 0.17 | 0 | 268.73 | 1 | Honeywell | 2023-10-17 | redacted
Low Income - Power to Save | Faucet Aerators | 0 | 0 | 0.02 | 110.58 | 1 | Honeywell | 2023-10-17 | redacted
Low Income - Power to Save | Low Flow Showerhead | 0 | 0.04 | 0.1 | 504.08 | 1 | Honeywell | 2023-10-17 | redacted
Low Income - Power to Save | LI - DUCT | 0 | 0.4 | 0.12 | 775.77 | 1 | Honeywell | 2023-10-17 | redacted
Low Income - Power to Save | LED Lights | 0 | 0 | 0 | 47.6 | 1 | Honeywell | 2023-10-17 | redacted
Low Income - Power to Save | Weather Strip/Caulk | 0 | 0.25 | 0.09 | 503.3 | 1 | Honeywell | 2023-10-18 | redacted
Low Income - Power to Save | Faucet Aerators | 0 | 0 | 0.02 | 110.58 | 1 | Honeywell | 2023-10-18 | redacted
Low Income - Power to Save | Low Flow Showerhead | 0 | 0.04 | 0.1 | 504.08 | 1 | Honeywell | 2023-10-18 | redacted
Low Income - Power to Save | LED Lights | 0 | 0 | 0 | 47.6 | 1 | Honeywell | 2023-10-18 | redacted
Low Income - Power to Save | Weather Strip/Caulk | 0 | 0.25 | 0.09 | 503.3 | 1 | Honeywell | 2023-10-20 | redacted
Low Income - Power to Save | Pipe Wrap | 0 | 0.01 | 0.03 | 143.65 | 1 | Honeywell | 2023-10-20 | redacted
Low Income - Power to Save | Outdoor Coil Cleaning | 0 | 0.1 | 0 | 275 | 1 | Honeywell | 2023-10-20 | redacted
Low Income - Power to Save | HVAC Inspection | 0 | 0.17 | 0 | 268.73 | 1 | Honeywell | 2023-10-20 | redacted
Low Income - Power to Save | Faucet Aerators | 0 | 0 | 0.02 | 110.58 | 1 | Honeywell | 2023-10-20 | redacted
Low Income - Power to Save | LI - DUCT | 0 | 0.4 | 0.12 | 775.77 | 1 | Honeywell | 2023-10-20 | redacted
Low Income - Power to Save | LED Lights | 0 | 0 | 0 | 47.6 | 1 | Honeywell | 2023-10-20 | redacted
Low Income - Power to Save | Weather Strip/Caulk | 0 | 0.25 | 0.09 | 503.3 | 1 | Honeywell | 2023-10-20 | redacted
Low Income - Power to Save | Outdoor Coil Cleaning | 0 | 0.1 | 0 | 275 | 1 | Honeywell | 2023-10-20 | redacted
Low Income - Power to Save | HVAC Inspection | 0 | 0.17 | 0 | 268.73 | 1 | Honeywell | 2023-10-20 | redacted
Low Income - Power to Save | Low Flow Showerhead | 0 | 0.04 | 0.1 | 504.08 | 1 | Honeywell | 2023-10-20 | redacted
Low Income - Power to Save | LI - DUCT | 0 | 0.4 | 0.12 | 775.77 | 1 | Honeywell | 2023-10-20 | redacted
Low Income - Power to Save | LED Lights | 0 | 0 | 0 | 47.6 | 1 | Honeywell | 2023-10-20 | redacted
Low Income - Power to Save | Weather Strip/Caulk | 0 | 0.25 | 0.09 | 503.3 | 1 | Honeywell | 2023-10-26 | redacted
Low Income - Power to Save | Outdoor Coil Cleaning | 0 | 0.1 | 0 | 275 | 1 | Honeywell | 2023-10-26 | redacted
Low Income - Power to Save | HVAC Inspection | 0 | 0.17 | 0 | 268.73 | 1 | Honeywell | 2023-10-26 | redacted
Low Income - Power to Save | Faucet Aerators | 0 | 0 | 0.02 | 110.58 | 1 | Honeywell | 2023-10-26 | redacted
Low Income - Power to Save | Low Flow Showerhead | 0 | 0.04 | 0.1 | 504.08 | 1 | Honeywell | 2023-10-26 | redacted
Low Income - Power to Save | LI - DUCT | 0 | 0.4 | 0.12 | 775.77 | 1 | Honeywell | 2023-10-26 | redacted
Low Income - Power to Save | LED Lights | 0 | 0 | 0 | 47.6 | 1 | Honeywell | 2023-10-26 | redacted
Low Income - Power to Save | Weather Strip/Caulk | 0 | 0.25 | 0.09 | 503.3 | 1 | Honeywell | 2023-10-30 | redacted
Low Income - Power to Save | HVAC Inspection | 0 | 0.17 | 0 | 268.73 | 1 | Honeywell | 2023-10-30 | redacted
Low Income - Power to Save | Faucet Aerators | 0 | 0 | 0.02 | 110.58 | 1 | Honeywell | 2023-10-30 | redacted
Low Income - Power to Save | LI - DUCT | 0 | 0.4 | 0.12 | 775.77 | 1 | Honeywell | 2023-10-30 | redacted
Low Income - Power to Save | LED Lights | 0 | 0 | 0 | 47.6 | 1 | Honeywell | 2023-10-30 | redacted
Low Income - Power to Save | Faucet Aerators | 0 | 0 | 0.02 | 110.58 | 1 | Honeywell | 2023-10-16 | redacted
Low Income - Power to Save | Low Flow Showerhead | 0 | 0.04 | 0.1 | 504.08 | 1 | Honeywell | 2023-10-16 | redacted
Low Income - Power to Save | LED Lights | 0 | 0 | 0 | 47.6 | 1 | Honeywell | 2023-10-16 | redacted
Low Income - Power to Save | Weather Strip/Caulk | 0 | 0.25 | 0.09 | 503.3 | 1 | Honeywell | 2023-10-17 | redacted
Low Income - Power to Save | Pipe Wrap | 0 | 0.01 | 0.03 | 143.65 | 1 | Honeywell | 2023-10-17 | redacted
Low Income - Power to Save | Outdoor Coil Cleaning | 0 | 0.1 | 0 | 275 | 1 | Honeywell | 2023-10-17 | redacted
Low Income - Power to Save | HVAC Inspection | 0 | 0.17 | 0 | 268.73 | 1 | Honeywell | 2023-10-17 | redacted
Low Income - Power to Save | Faucet Aerators | 0 | 0 | 0.02 | 110.58 | 1 | Honeywell | 2023-10-17 | redacted
Low Income - Power to Save | LI - DUCT | 0 | 0.4 | 0.12 | 775.77 | 1 | Honeywell | 2023-10-17 | redacted
Low Income - Power to Save | LED Lights | 0 | 0 | 0 | 47.6 | 1 | Honeywell | 2023-10-17 | redacted
Low Income - Power to Save | Outdoor Coil Cleaning | 0 | 0.1 | 0 | 275 | 1 | Honeywell | 2023-10-19 | redacted
Low Income - Power to Save | Faucet Aerators | 0 | 0 | 0.02 | 110.58 | 1 | Honeywell | 2023-10-19 | redacted
Low Income - Power to Save | Low Flow Showerhead | 0 | 0.04 | 0.1 | 504.08 | 1 | Honeywell | 2023-10-19 | redacted
Low Income - Power to Save | LED Lights | 0 | 0 | 0 | 47.6 | 1 | Honeywell | 2023-10-19 | redacted
Low Income - Power to Save | Outdoor Coil Cleaning | 0 | 0.1 | 0 | 275 | 1 | Honeywell | 2023-10-20 | redacted
Low Income - Power to Save | Faucet Aerators | 0 | 0 | 0.02 | 110.58 | 1 | Honeywell | 2023-10-20 | redacted
Low Income - Power to Save | Low Flow Showerhead | 0 | 0.04 | 0.1 | 504.08 | 1 | Honeywell | 2023-10-20 | redacted
Low Income - Power to Save | LED Lights | 0 | 0 | 0 | 47.6 | 1 | Honeywell | 2023-10-20 | redacted
Low Income - Power to Save | Outdoor Coil Cleaning | 0 | 0.1 | 0 | 275 | 1 | Honeywell | 2023-10-17 | redacted
Low Income - Power to Save | Faucet Aerators | 0 | 0 | 0.02 | 110.58 | 1 | Honeywell | 2023-10-17 | redacted
Low Income - Power to Save | Low Flow Showerhead | 0 | 0.04 | 0.1 | 504.08 | 1 | Honeywell | 2023-10-17 | redacted
Low Income - Power to Save | LED Lights | 0 | 0 | 0 | 47.6 | 1 | Honeywell | 2023-10-17 | redacted
Low Income - Power to Save | Faucet Aerators | 0 | 0 | 0.02 | 110.58 | 1 | Honeywell | 2023-10-18 | redacted
Low Income - Power to Save | Low Flow Showerhead | 0 | 0.04 | 0.1 | 504.08 | 1 | Honeywell | 2023-10-18 | redacted
Low Income - Power to Save | LED Lights | 0 | 0 | 0 | 47.6 | 1 | Honeywell | 2023-10-18 | redacted
Low Income - Power to Save | Weather Strip/Caulk | 0 | 0.25 | 0.09 | 503.3 | 1 | Honeywell | 2023-10-18 | redacted
Low Income - Power to Save | Outdoor Coil Cleaning | 0 | 0.1 | 0 | 275 | 1 | Honeywell | 2023-10-18 | redacted
Low Income - Power to Save | HVAC Inspection | 0 | 0.17 | 0 | 268.73 | 1 | Honeywell | 2023-10-18 | redacted
Low Income - Power to Save | Faucet Aerators | 0 | 0 | 0.02 | 110.58 | 1 | Honeywell | 2023-10-18 | redacted
Low Income - Power to Save | LI - DUCT | 0 | 0.4 | 0.12 | 775.77 | 1 | Honeywell | 2023-10-18 | redacted
Low Income - Power to Save | LED Lights | 0 | 0 | 0 | 47.6 | 1 | Honeywell | 2023-10-18 | redacted
Low Income - Power to Save | Weather Strip/Caulk | 0 | 0.25 | 0.09 | 503.3 | 1 | Honeywell | 2023-10-30 | redacted
Low Income - Power to Save | Outdoor Coil Cleaning | 0 | 0.1 | 0 | 275 | 1 | Honeywell | 2023-10-30 | redacted
Low Income - Power to Save | HVAC Inspection | 0 | 0.17 | 0 | 268.73 | 1 | Honeywell | 2023-10-30 | redacted
Low Income - Power to Save | Faucet Aerators | 0 | 0 | 0.02 | 110.58 | 1 | Honeywell | 2023-10-30 | redacted
Low Income - Power to Save | LI - DUCT | 0 | 0.4 | 0.12 | 775.77 | 1 | Honeywell | 2023-10-30 | redacted
Low Income - Power to Save | LED Lights | 0 | 0 | 0 | 47.6 | 1 | Honeywell | 2023-10-30 | redacted
Low Income - Power to Save | Weather Strip/Caulk | 0 | 0.25 | 0.09 | 503.3 | 1 | Honeywell | 2023-10-18 | redacted
Low Income - Power to Save | Faucet Aerators | 0 | 0 | 0.02 | 110.58 | 1 | Honeywell | 2023-10-18 | redacted
Low Income - Power to Save | Low Flow Showerhead | 0 | 0.04 | 0.1 | 504.08 | 1 | Honeywell | 2023-10-18 | redacted
Low Income - Power to Save | LED Lights | 0 | 0 | 0 | 47.6 | 1 | Honeywell | 2023-10-18 | redacted
Low Income - Power to Save | Weather Strip/Caulk | 0 | 0.25 | 0.09 | 503.3 | 1 | Honeywell | 2023-10-18 | redacted
Low Income - Power to Save | Outdoor Coil Cleaning | 0 | 0.1 | 0 | 275 | 1 | Honeywell | 2023-10-18 | redacted
Low Income - Power to Save | HVAC Inspection | 0 | 0.17 | 0 | 268.73 | 1 | Honeywell | 2023-10-18 | redacted
Low Income - Power to Save | LI - DUCT | 0 | 0.4 | 0.12 | 775.77 | 1 | Honeywell | 2023-10-18 | redacted
Low Income - Power to Save | LED Lights | 0 | 0 | 0 | 47.6 | 1 | Honeywell | 2023-10-18 | redacted
Low Income - Power to Save | Outdoor Coil Cleaning | 0 | 0.1 | 0 | 275 | 1 | Honeywell | 2023-10-18 | redacted
Low Income - Power to Save | Faucet Aerators | 0 | 0 | 0.02 | 110.58 | 1 | Honeywell | 2023-10-18 | redacted
Low Income - Power to Save | Low Flow Showerhead | 0 | 0.04 | 0.1 | 504.08 | 1 | Honeywell | 2023-10-18 | redacted
Low Income - Power to Save | LED Lights | 0 | 0 | 0 | 47.6 | 1 | Honeywell | 2023-10-18 | redacted
Low Income - Power to Save | Weather Strip/Caulk | 0 | 0.25 | 0.09 | 503.3 | 1 | Honeywell | 2023-10-16 | redacted
Low Income - Power to Save | Outdoor Coil Cleaning | 0 | 0.1 | 0 | 275 | 1 | Honeywell | 2023-10-16 | redacted
Low Income - Power to Save | HVAC Inspection | 0 | 0.17 | 0 | 268.73 | 1 | Honeywell | 2023-10-16 | redacted
Low Income - Power to Save | LI - DUCT | 0 | 0.4 | 0.12 | 775.77 | 1 | Honeywell | 2023-10-16 | redacted
Low Income - Power to Save | LED Lights | 0 | 0 | 0 | 47.6 | 1 | Honeywell | 2023-10-16 | redacted
Low Income - Power to Save | Weather Strip/Caulk | 0 | 0.25 | 0.09 | 503.3 | 1 | Honeywell | 2023-10-19 | redacted
Low Income - Power to Save | Outdoor Coil Cleaning | 0 | 0.1 | 0 | 275 | 1 | Honeywell | 2023-10-19 | redacted
Low Income - Power to Save | HVAC Inspection | 0 | 0.17 | 0 | 268.73 | 1 | Honeywell | 2023-10-19 | redacted
Low Income - Power to Save | Faucet Aerators | 0 | 0 | 0.02 | 110.58 | 1 | Honeywell | 2023-10-19 | redacted
Low Income - Power to Save | Low Flow Showerhead | 0 | 0.04 | 0.1 | 504.08 | 1 | Honeywell | 2023-10-19 | redacted
Low Income - Power to Save | LED Lights | 0 | 0 | 0 | 47.6 | 1 | Honeywell | 2023-10-19 | redacted
Low Income - Power to Save | Weather Strip/Caulk | 0 | 0.25 | 0.09 | 503.3 | 1 | Honeywell | 2023-10-31 | redacted
Low Income - Power to Save | Outdoor Coil Cleaning | 0 | 0.1 | 0 | 275 | 1 | Honeywell | 2023-10-31 | redacted
Low Income - Power to Save | HVAC Inspection | 0 | 0.17 | 0 | 268.73 | 1 | Honeywell | 2023-10-31 | redacted
Low Income - Power to Save | Low Flow Showerhead | 0 | 0.04 | 0.1 | 504.08 | 1 | Honeywell | 2023-10-31 | redacted
Low Income - Power to Save | LI - DUCT | 0 | 0.4 | 0.12 | 775.77 | 1 | Honeywell | 2023-10-31 | redacted
Low Income - Power to Save | Weather Strip/Caulk | 0 | 0.25 | 0.09 | 503.3 | 1 | Honeywell | 2023-10-18 | redacted
Low Income - Power to Save | Outdoor Coil Cleaning | 0 | 0.1 | 0 | 275 | 1 | Honeywell | 2023-10-18 | redacted
Low Income - Power to Save | HVAC Inspection | 0 | 0.17 | 0 | 268.73 | 1 | Honeywell | 2023-10-18 | redacted
Low Income - Power to Save | Faucet Aerators | 0 | 0 | 0.02 | 110.58 | 1 | Honeywell | 2023-10-18 | redacted
Low Income - Power to Save | LI - DUCT | 0 | 0.4 | 0.12 | 775.77 | 1 | Honeywell | 2023-10-18 | redacted
Low Income - Power to Save | LED Lights | 0 | 0 | 0 | 47.6 | 1 | Honeywell | 2023-10-18 | redacted
Low Income - Power to Save | Weather Strip/Caulk | 0 | 0.25 | 0.09 | 503.3 | 1 | Honeywell | 2023-10-16 | redacted
Low Income - Power to Save | Outdoor Coil Cleaning | 0 | 0.1 | 0 | 275 | 1 | Honeywell | 2023-10-16 | redacted
Low Income - Power to Save | HVAC Inspection | 0 | 0.17 | 0 | 268.73 | 1 | Honeywell | 2023-10-16 | redacted
Low Income - Power to Save | Low Flow Showerhead | 0 | 0.04 | 0.1 | 504.08 | 1 | Honeywell | 2023-10-16 | redacted
Low Income - Power to Save | LI - DUCT | 0 | 0.4 | 0.12 | 775.77 | 1 | Honeywell | 2023-10-16 | redacted
Low Income - Power to Save | LED Lights | 0 | 0 | 0 | 47.6 | 1 | Honeywell | 2023-10-16 | redacted
Low Income - Power to Save | Weather Strip/Caulk | 0 | 0.25 | 0.09 | 503.3 | 1 | Honeywell | 2023-10-27 | redacted
Low Income - Power to Save | Pipe Wrap | 0 | 0.01 | 0.03 | 143.65 | 1 | Honeywell | 2023-10-27 | redacted
Low Income - Power to Save | Outdoor Coil Cleaning | 0 | 0.1 | 0 | 275 | 1 | Honeywell | 2023-10-27 | redacted
Low Income - Power to Save | HVAC Inspection | 0 | 0.17 | 0 | 268.73 | 1 | Honeywell | 2023-10-27 | redacted
Low Income - Power to Save | Low Flow Showerhead | 0 | 0.04 | 0.1 | 504.08 | 1 | Honeywell | 2023-10-27 | redacted
Low Income - Power to Save | LI - DUCT | 0 | 0.4 | 0.12 | 775.77 | 1 | Honeywell | 2023-10-27 | redacted
Low Income - Power to Save | Weather Strip/Caulk | 0 | 0.25 | 0.09 | 503.3 | 1 | Honeywell | 2023-10-27 | redacted
Low Income - Power to Save | Outdoor Coil Cleaning | 0 | 0.1 | 0 | 275 | 1 | Honeywell | 2023-10-27 | redacted
Low Income - Power to Save | HVAC Inspection | 0 | 0.17 | 0 | 268.73 | 1 | Honeywell | 2023-10-27 | redacted
Low Income - Power to Save | Faucet Aerators | 0 | 0 | 0.02 | 110.58 | 1 | Honeywell | 2023-10-27 | redacted
Low Income - Power to Save | LI - DUCT | 0 | 0.4 | 0.12 | 775.77 | 1 | Honeywell | 2023-10-27 | redacted
Low Income - Power to Save | LED Lights | 0 | 0 | 0 | 47.6 | 1 | Honeywell | 2023-10-27 | redacted
Low Income - Power to Save | Weather Strip/Caulk | 0 | 0.25 | 0.09 | 503.3 | 1 | Honeywell | 2023-10-19 | redacted
Low Income - Power to Save | Faucet Aerators | 0 | 0 | 0.02 | 110.58 | 1 | Honeywell | 2023-10-19 | redacted
Low Income - Power to Save | Low Flow Showerhead | 0 | 0.04 | 0.1 | 504.08 | 1 | Honeywell | 2023-10-19 | redacted
Low Income - Power to Save | LED Lights | 0 | 0 | 0 | 47.6 | 1 | Honeywell | 2023-10-19 | redacted
Low Income - Power to Save | Weather Strip/Caulk | 0 | 0.25 | 0.09 | 503.3 | 1 | Honeywell | 2023-10-27 | redacted
Low Income - Power to Save | Pipe Wrap | 0 | 0.01 | 0.03 | 143.65 | 1 | Honeywell | 2023-10-27 | redacted
Low Income - Power to Save | Outdoor Coil Cleaning | 0 | 0.1 | 0 | 275 | 1 | Honeywell | 2023-10-27 | redacted
Low Income - Power to Save | HVAC Inspection | 0 | 0.17 | 0 | 268.73 | 1 | Honeywell | 2023-10-27 | redacted
Low Income - Power to Save | LI - DUCT | 0 | 0.4 | 0.12 | 775.77 | 1 | Honeywell | 2023-10-27 | redacted
Low Income - Power to Save | Weather Strip/Caulk | 0 | 0.25 | 0.09 | 503.3 | 1 | Honeywell | 2023-10-17 | redacted
Low Income - Power to Save | Pipe Wrap | 0 | 0.01 | 0.03 | 143.65 | 1 | Honeywell | 2023-10-17 | redacted
Low Income - Power to Save | Outdoor Coil Cleaning | 0 | 0.1 | 0 | 275 | 1 | Honeywell | 2023-10-17 | redacted
Low Income - Power to Save | HVAC Inspection | 0 | 0.17 | 0 | 268.73 | 1 | Honeywell | 2023-10-17 | redacted
Low Income - Power to Save | Faucet Aerators | 0 | 0 | 0.02 | 110.58 | 1 | Honeywell | 2023-10-17 | redacted
Low Income - Power to Save | Low Flow Showerhead | 0 | 0.04 | 0.1 | 504.08 | 1 | Honeywell | 2023-10-17 | redacted
Low Income - Power to Save | LI - DUCT | 0 | 0.4 | 0.12 | 775.77 | 1 | Honeywell | 2023-10-17 | redacted
Low Income - Power to Save | LED Lights | 0 | 0 | 0 | 47.6 | 1 | Honeywell | 2023-10-17 | redacted
Low Income - Power to Save | Weather Strip/Caulk | 0 | 0.25 | 0.09 | 503.3 | 1 | Honeywell | 2023-10-17 | redacted
Low Income - Power to Save | Pipe Wrap | 0 | 0.01 | 0.03 | 143.65 | 1 | Honeywell | 2023-10-17 | redacted
Low Income - Power to Save | Outdoor Coil Cleaning | 0 | 0.1 | 0 | 275 | 1 | Honeywell | 2023-10-17 | redacted
Low Income - Power to Save | HVAC Inspection | 0 | 0.17 | 0 | 268.73 | 1 | Honeywell | 2023-10-17 | redacted
Low Income - Power to Save | Low Flow Showerhead | 0 | 0.04 | 0.1 | 504.08 | 1 | Honeywell | 2023-10-17 | redacted
Low Income - Power to Save | LI - DUCT | 0 | 0.4 | 0.12 | 775.77 | 1 | Honeywell | 2023-10-17 | redacted
Low Income - Power to Save | LED Lights | 0 | 0 | 0 | 47.6 | 1 | Honeywell | 2023-10-17 | redacted
Low Income - Power to Save | Weather Strip/Caulk | 0 | 0.25 | 0.09 | 503.3 | 1 | Honeywell | 2023-10-17 | redacted
Low Income - Power to Save | Outdoor Coil Cleaning | 0 | 0.1 | 0 | 275 | 1 | Honeywell | 2023-10-17 | redacted
Low Income - Power to Save | HVAC Inspection | 0 | 0.17 | 0 | 268.73 | 1 | Honeywell | 2023-10-17 | redacted
Low Income - Power to Save | Low Flow Showerhead | 0 | 0.04 | 0.1 | 504.08 | 1 | Honeywell | 2023-10-17 | redacted
Low Income - Power to Save | LI - DUCT | 0 | 0.4 | 0.12 | 775.77 | 1 | Honeywell | 2023-10-17 | redacted
Low Income - Power to Save | LED Lights | 0 | 0 | 0 | 47.6 | 1 | Honeywell | 2023-10-17 | redacted
Low Income - Power to Save | Weather Strip/Caulk | 0 | 0.25 | 0.09 | 503.3 | 1 | Honeywell | 2023-10-20 | redacted
Low Income - Power to Save | Outdoor Coil Cleaning | 0 | 0.1 | 0 | 275 | 1 | Honeywell | 2023-10-20 | redacted
Low Income - Power to Save | HVAC Inspection | 0 | 0.17 | 0 | 268.73 | 1 | Honeywell | 2023-10-20 | redacted
Low Income - Power to Save | LI - DUCT | 0 | 0.4 | 0.12 | 775.77 | 1 | Honeywell | 2023-10-20 | redacted
Low Income - Power to Save | LED Lights | 0 | 0 | 0 | 47.6 | 1 | Honeywell | 2023-10-20 | redacted
Low Income - Power to Save | Weather Strip/Caulk | 0 | 0.25 | 0.09 | 503.3 | 1 | Honeywell | 2023-10-17 | redacted
Low Income - Power to Save | Outdoor Coil Cleaning | 0 | 0.1 | 0 | 275 | 1 | Honeywell | 2023-10-17 | redacted
Low Income - Power to Save | HVAC Inspection | 0 | 0.17 | 0 | 268.73 | 1 | Honeywell | 2023-10-17 | redacted
Low Income - Power to Save | Low Flow Showerhead | 0 | 0.04 | 0.1 | 504.08 | 1 | Honeywell | 2023-10-17 | redacted
Low Income - Power to Save | LED Lights | 0 | 0 | 0 | 47.6 | 1 | Honeywell | 2023-10-17 | redacted
Low Income - Power to Save | Weather Strip/Caulk | 0 | 0.25 | 0.09 | 503.3 | 1 | Honeywell | 2023-10-31 | redacted
Low Income - Power to Save | Pipe Wrap | 0 | 0.01 | 0.03 | 143.65 | 1 | Honeywell | 2023-10-31 | redacted
Low Income - Power to Save | Outdoor Coil Cleaning | 0 | 0.1 | 0 | 275 | 1 | Honeywell | 2023-10-31 | redacted
Low Income - Power to Save | HVAC Inspection | 0 | 0.17 | 0 | 268.73 | 1 | Honeywell | 2023-10-31 | redacted
Low Income - Power to Save | Faucet Aerators | 0 | 0 | 0.02 | 110.58 | 1 | Honeywell | 2023-10-31 | redacted
Low Income - Power to Save | LI - DUCT | 0 | 0.4 | 0.12 | 775.77 | 1 | Honeywell | 2023-10-31 | redacted
Low Income - Power to Save | LED Lights | 0 | 0 | 0 | 47.6 | 1 | Honeywell | 2023-10-31 | redacted
Low Income - Power to Save | Weather Strip/Caulk | 0 | 0.25 | 0.09 | 503.3 | 1 | Honeywell | 2023-10-18 | redacted
Low Income - Power to Save | Outdoor Coil Cleaning | 0 | 0.1 | 0 | 275 | 1 | Honeywell | 2023-10-18 | redacted
Low Income - Power to Save | HVAC Inspection | 0 | 0.17 | 0 | 268.73 | 1 | Honeywell | 2023-10-18 | redacted
Low Income - Power to Save | LED Lights | 0 | 0 | 0 | 47.6 | 1 | Honeywell | 2023-10-18 | redacted
Low Income - Power to Save | Weather Strip/Caulk | 0 | 0.25 | 0.09 | 503.3 | 1 | Honeywell | 2023-10-16 | redacted
Low Income - Power to Save | Pipe Wrap | 0 | 0.01 | 0.03 | 143.65 | 1 | Honeywell | 2023-10-16 | redacted
Low Income - Power to Save | Outdoor Coil Cleaning | 0 | 0.1 | 0 | 275 | 1 | Honeywell | 2023-10-16 | redacted
Low Income - Power to Save | Faucet Aerators | 0 | 0 | 0.02 | 110.58 | 1 | Honeywell | 2023-10-16 | redacted
Low Income - Power to Save | LED Lights | 0 | 0 | 0 | 47.6 | 1 | Honeywell | 2023-10-16 | redacted
Low Income - Power to Save | Weather Strip/Caulk | 0 | 0.25 | 0.09 | 503.3 | 1 | Honeywell | 2023-10-31 | redacted
Low Income - Power to Save | Pipe Wrap | 0 | 0.01 | 0.03 | 143.65 | 1 | Honeywell | 2023-10-31 | redacted
Low Income - Power to Save | Outdoor Coil Cleaning | 0 | 0.1 | 0 | 275 | 1 | Honeywell | 2023-10-31 | redacted
Low Income - Power to Save | HVAC Inspection | 0 | 0.17 | 0 | 268.73 | 1 | Honeywell | 2023-10-31 | redacted
Low Income - Power to Save | Faucet Aerators | 0 | 0 | 0.02 | 110.58 | 1 | Honeywell | 2023-10-31 | redacted
Low Income - Power to Save | Low Flow Showerhead | 0 | 0.04 | 0.1 | 504.08 | 1 | Honeywell | 2023-10-31 | redacted
Low Income - Power to Save | LI - DUCT | 0 | 0.4 | 0.12 | 775.77 | 1 | Honeywell | 2023-10-31 | redacted
Low Income - Power to Save | LED Lights | 0 | 0 | 0 | 47.6 | 1 | Honeywell | 2023-10-31 | redacted
Low Income - Power to Save | Weather Strip/Caulk | 0 | 0.25 | 0.09 | 503.3 | 1 | Honeywell | 2023-10-20 | redacted
Low Income - Power to Save | Outdoor Coil Cleaning | 0 | 0.1 | 0 | 275 | 1 | Honeywell | 2023-10-20 | redacted
Low Income - Power to Save | HVAC Inspection | 0 | 0.17 | 0 | 268.73 | 1 | Honeywell | 2023-10-20 | redacted
Low Income - Power to Save | Faucet Aerators | 0 | 0 | 0.02 | 110.58 | 1 | Honeywell | 2023-10-20 | redacted
Low Income - Power to Save | LI - DUCT | 0 | 0.4 | 0.12 | 775.77 | 1 | Honeywell | 2023-10-20 | redacted
Low Income - Power to Save | LED Lights | 0 | 0 | 0 | 47.6 | 1 | Honeywell | 2023-10-20 | redacted
Low Income - Power to Save | Weather Strip/Caulk | 0 | 0.25 | 0.09 | 503.3 | 1 | Honeywell | 2023-10-31 | redacted
Low Income - Power to Save | Outdoor Coil Cleaning | 0 | 0.1 | 0 | 275 | 1 | Honeywell | 2023-10-31 | redacted
Low Income - Power to Save | HVAC Inspection | 0 | 0.17 | 0 | 268.73 | 1 | Honeywell | 2023-10-31 | redacted
Low Income - Power to Save | LI - DUCT | 0 | 0.4 | 0.12 | 775.77 | 1 | Honeywell | 2023-10-31 | redacted
Low Income - Power to Save | Weather Strip/Caulk | 0 | 0.25 | 0.09 | 503.3 | 1 | Honeywell | 2023-10-27 | redacted
Low Income - Power to Save | Outdoor Coil Cleaning | 0 | 0.1 | 0 | 275 | 1 | Honeywell | 2023-10-27 | redacted
Low Income - Power to Save | HVAC Inspection | 0 | 0.17 | 0 | 268.73 | 1 | Honeywell | 2023-10-27 | redacted
Low Income - Power to Save | Low Flow Showerhead | 0 | 0.04 | 0.1 | 504.08 | 1 | Honeywell | 2023-10-27 | redacted
Low Income - Power to Save | LI - DUCT | 0 | 0.4 | 0.12 | 775.77 | 1 | Honeywell | 2023-10-27 | redacted
Low Income - Power to Save | Weather Strip/Caulk | 0 | 0.25 | 0.09 | 503.3 | 1 | Honeywell | 2023-10-31 | redacted
Low Income - Power to Save | HVAC Inspection | 0 | 0.17 | 0 | 268.73 | 1 | Honeywell | 2023-10-31 | redacted
Low Income - Power to Save | Faucet Aerators | 0 | 0 | 0.02 | 110.58 | 1 | Honeywell | 2023-10-31 | redacted
Low Income - Power to Save | LI - DUCT | 0 | 0.4 | 0.12 | 775.77 | 1 | Honeywell | 2023-10-31 | redacted
Low Income - Power to Save | LED Lights | 0 | 0 | 0 | 47.6 | 1 | Honeywell | 2023-10-31 | redacted
Low Income - Power to Save | Weather Strip/Caulk | 0 | 0.25 | 0.09 | 503.3 | 1 | Honeywell | 2023-10-27 | redacted
Low Income - Power to Save | Outdoor Coil Cleaning | 0 | 0.1 | 0 | 275 | 1 | Honeywell | 2023-10-27 | redacted
Low Income - Power to Save | HVAC Inspection | 0 | 0.17 | 0 | 268.73 | 1 | Honeywell | 2023-10-27 | redacted
Low Income - Power to Save | Low Flow Showerhead | 0 | 0.04 | 0.1 | 504.08 | 1 | Honeywell | 2023-10-27 | redacted
Low Income - Power to Save | LI - DUCT | 0 | 0.4 | 0.12 | 775.77 | 1 | Honeywell | 2023-10-27 | redacted
Low Income - Power to Save | Outdoor Coil Cleaning | 0 | 0.1 | 0 | 275 | 1 | Honeywell | 2023-10-17 | redacted
Low Income - Power to Save | Faucet Aerators | 0 | 0 | 0.02 | 110.58 | 1 | Honeywell | 2023-10-17 | redacted
Low Income - Power to Save | Low Flow Showerhead | 0 | 0.04 | 0.1 | 504.08 | 1 | Honeywell | 2023-10-17 | redacted
Low Income - Power to Save | LED Lights | 0 | 0 | 0 | 47.6 | 1 | Honeywell | 2023-10-17 | redacted
Low Income - Power to Save | Weather Strip/Caulk | 0 | 0.25 | 0.09 | 503.3 | 1 | Honeywell | 2023-10-18 | redacted
Low Income - Power to Save | Outdoor Coil Cleaning | 0 | 0.1 | 0 | 275 | 1 | Honeywell | 2023-10-18 | redacted
Low Income - Power to Save | HVAC Inspection | 0 | 0.17 | 0 | 268.73 | 1 | Honeywell | 2023-10-18 | redacted
Low Income - Power to Save | Faucet Aerators | 0 | 0 | 0.02 | 110.58 | 1 | Honeywell | 2023-10-18 | redacted
Low Income - Power to Save | LED Lights | 0 | 0 | 0 | 47.6 | 1 | Honeywell | 2023-10-18 | redacted
Low Income - Power to Save | Weather Strip/Caulk | 0 | 0.25 | 0.09 | 503.3 | 1 | Honeywell | 2023-10-17 | redacted
Low Income - Power to Save | Low Flow Showerhead | 0 | 0.04 | 0.1 | 504.08 | 1 | Honeywell | 2023-10-17 | redacted
Low Income - Power to Save | LED Lights | 0 | 0 | 0 | 47.6 | 1 | Honeywell | 2023-10-17 | redacted
Low Income - Power to Save | Weather Strip/Caulk | 0 | 0.25 | 0.09 | 503.3 | 1 | Honeywell | 2023-10-30 | redacted
Low Income - Power to Save | Outdoor Coil Cleaning | 0 | 0.1 | 0 | 275 | 1 | Honeywell | 2023-10-30 | redacted
Low Income - Power to Save | Faucet Aerators | 0 | 0 | 0.02 | 110.58 | 1 | Honeywell | 2023-10-30 | redacted
Low Income - Power to Save | Low Flow Showerhead | 0 | 0.04 | 0.1 | 504.08 | 1 | Honeywell | 2023-10-30 | redacted
Low Income - Power to Save | LED Lights | 0 | 0 | 0 | 47.6 | 1 | Honeywell | 2023-10-30 | redacted
Low Income - Power to Save | Outdoor Coil Cleaning | 0 | 0.1 | 0 | 275 | 1 | Honeywell | 2023-10-17 | redacted
Low Income - Power to Save | Faucet Aerators | 0 | 0 | 0.02 | 110.58 | 1 | Honeywell | 2023-10-17 | redacted
Low Income - Power to Save | Low Flow Showerhead | 0 | 0.04 | 0.1 | 504.08 | 1 | Honeywell | 2023-10-17 | redacted
Low Income - Power to Save | LED Lights | 0 | 0 | 0 | 47.6 | 1 | Honeywell | 2023-10-17 | redacted
Low Income - Power to Save | Weather Strip/Caulk | 0 | 0.25 | 0.09 | 503.3 | 1 | Honeywell | 2023-10-30 | redacted
Low Income - Power to Save | HVAC Inspection | 0 | 0.17 | 0 | 268.73 | 1 | Honeywell | 2023-10-30 | redacted
Low Income - Power to Save | Faucet Aerators | 0 | 0 | 0.02 | 110.58 | 1 | Honeywell | 2023-10-30 | redacted
Low Income - Power to Save | LI - DUCT | 0 | 0.4 | 0.12 | 775.77 | 1 | Honeywell | 2023-10-30 | redacted
Low Income - Power to Save | LED Lights | 0 | 0 | 0 | 47.6 | 1 | Honeywell | 2023-10-30 | redacted
Low Income - Power to Save | Weather Strip/Caulk | 0 | 0.25 | 0.09 | 503.3 | 1 | Honeywell | 2023-10-16 | redacted
Low Income - Power to Save | Outdoor Coil Cleaning | 0 | 0.1 | 0 | 275 | 1 | Honeywell | 2023-10-16 | redacted
Low Income - Power to Save | HVAC Inspection | 0 | 0.17 | 0 | 268.73 | 1 | Honeywell | 2023-10-16 | redacted
Low Income - Power to Save | LI - DUCT | 0 | 0.4 | 0.12 | 775.77 | 1 | Honeywell | 2023-10-16 | redacted
Low Income - Power to Save | LED Lights | 0 | 0 | 0 | 47.6 | 1 | Honeywell | 2023-10-16 | redacted
Low Income - Power to Save | Weather Strip/Caulk | 0 | 0.25 | 0.09 | 503.3 | 1 | Honeywell | 2023-10-18 | redacted
Low Income - Power to Save | Outdoor Coil Cleaning | 0 | 0.1 | 0 | 275 | 1 | Honeywell | 2023-10-18 | redacted
Low Income - Power to Save | HVAC Inspection | 0 | 0.17 | 0 | 268.73 | 1 | Honeywell | 2023-10-18 | redacted
Low Income - Power to Save | Faucet Aerators | 0 | 0 | 0.02 | 110.58 | 1 | Honeywell | 2023-10-18 | redacted
Low Income - Power to Save | LED Lights | 0 | 0 | 0 | 47.6 | 1 | Honeywell | 2023-10-18 | redacted
Low Income - Power to Save | Outdoor Coil Cleaning | 0 | 0.1 | 0 | 275 | 1 | Honeywell | 2023-10-17 | redacted
Low Income - Power to Save | Faucet Aerators | 0 | 0 | 0.02 | 110.58 | 1 | Honeywell | 2023-10-17 | redacted
Low Income - Power to Save | Low Flow Showerhead | 0 | 0.04 | 0.1 | 504.08 | 1 | Honeywell | 2023-10-17 | redacted
Low Income - Power to Save | LED Lights | 0 | 0 | 0 | 47.6 | 1 | Honeywell | 2023-10-17 | redacted
Low Income - Power to Save | Weather Strip/Caulk | 0 | 0.25 | 0.09 | 503.3 | 1 | Honeywell | 2023-10-30 | redacted
Low Income - Power to Save | Outdoor Coil Cleaning | 0 | 0.1 | 0 | 275 | 1 | Honeywell | 2023-10-30 | redacted
Low Income - Power to Save | Faucet Aerators | 0 | 0 | 0.02 | 110.58 | 1 | Honeywell | 2023-10-30 | redacted
Low Income - Power to Save | Low Flow Showerhead | 0 | 0.04 | 0.1 | 504.08 | 1 | Honeywell | 2023-10-30 | redacted
Low Income - Power to Save | LED Lights | 0 | 0 | 0 | 47.6 | 1 | Honeywell | 2023-10-30 | redacted
Low Income - Power to Save | Outdoor Coil Cleaning | 0 | 0.1 | 0 | 275 | 1 | Honeywell | 2023-10-16 | redacted
Low Income - Power to Save | Faucet Aerators | 0 | 0 | 0.02 | 110.58 | 1 | Honeywell | 2023-10-16 | redacted
Low Income - Power to Save | Low Flow Showerhead | 0 | 0.04 | 0.1 | 504.08 | 1 | Honeywell | 2023-10-16 | redacted
Low Income - Power to Save | LED Lights | 0 | 0 | 0 | 47.6 | 1 | Honeywell | 2023-10-16 | redacted
Low Income - Power to Save | Weather Strip/Caulk | 0 | 0.25 | 0.09 | 503.3 | 1 | Honeywell | 2023-10-18 | redacted
Low Income - Power to Save | Faucet Aerators | 0 | 0 | 0.02 | 110.58 | 1 | Honeywell | 2023-10-18 | redacted
Low Income - Power to Save | Low Flow Showerhead | 0 | 0.04 | 0.1 | 504.08 | 1 | Honeywell | 2023-10-18 | redacted
Low Income - Power to Save | LED Lights | 0 | 0 | 0 | 47.6 | 1 | Honeywell | 2023-10-18 | redacted
Low Income - Power to Save | Weather Strip/Caulk | 0 | 0.25 | 0.09 | 503.3 | 1 | Honeywell | 2023-10-16 | redacted
Low Income - Power to Save | Outdoor Coil Cleaning | 0 | 0.1 | 0 | 275 | 1 | Honeywell | 2023-10-16 | redacted
Low Income - Power to Save | HVAC Inspection | 0 | 0.17 | 0 | 268.73 | 1 | Honeywell | 2023-10-16 | redacted
Low Income - Power to Save | Faucet Aerators | 0 | 0 | 0.02 | 110.58 | 1 | Honeywell | 2023-10-16 | redacted
Low Income - Power to Save | Low Flow Showerhead | 0 | 0.04 | 0.1 | 504.08 | 1 | Honeywell | 2023-10-16 | redacted
Low Income - Power to Save | LED Lights | 0 | 0 | 0 | 47.6 | 1 | Honeywell | 2023-10-16 | redacted
Low Income - Power to Save | Outdoor Coil Cleaning | 0 | 0.1 | 0 | 275 | 1 | Honeywell | 2023-10-16 | redacted
Low Income - Power to Save | Faucet Aerators | 0 | 0 | 0.02 | 110.58 | 1 | Honeywell | 2023-10-16 | redacted
Low Income - Power to Save | Low Flow Showerhead | 0 | 0.04 | 0.1 | 504.08 | 1 | Honeywell | 2023-10-16 | redacted
Low Income - Power to Save | LED Lights | 0 | 0 | 0 | 47.6 | 1 | Honeywell | 2023-10-16 | redacted
Low Income - Power to Save | Weather Strip/Caulk | 0 | 0.25 | 0.09 | 503.3 | 1 | Honeywell | 2023-10-27 | redacted
Low Income - Power to Save | Pipe Wrap | 0 | 0.01 | 0.03 | 143.65 | 1 | Honeywell | 2023-10-27 | redacted
Low Income - Power to Save | Outdoor Coil Cleaning | 0 | 0.1 | 0 | 275 | 1 | Honeywell | 2023-10-27 | redacted
Low Income - Power to Save | HVAC Inspection | 0 | 0.17 | 0 | 268.73 | 1 | Honeywell | 2023-10-27 | redacted
Low Income - Power to Save | Faucet Aerators | 0 | 0 | 0.02 | 110.58 | 1 | Honeywell | 2023-10-27 | redacted
Low Income - Power to Save | LI - DUCT | 0 | 0.4 | 0.12 | 775.77 | 1 | Honeywell | 2023-10-27 | redacted
Low Income - Power to Save | LED Lights | 0 | 0 | 0 | 47.6 | 1 | Honeywell | 2023-10-27 | redacted
Low Income - Power to Save | Weather Strip/Caulk | 0 | 0.25 | 0.09 | 503.3 | 1 | Honeywell | 2023-10-31 | redacted
Low Income - Power to Save | Outdoor Coil Cleaning | 0 | 0.1 | 0 | 275 | 1 | Honeywell | 2023-10-31 | redacted
Low Income - Power to Save | HVAC Inspection | 0 | 0.17 | 0 | 268.73 | 1 | Honeywell | 2023-10-31 | redacted
Low Income - Power to Save | Faucet Aerators | 0 | 0 | 0.02 | 110.58 | 1 | Honeywell | 2023-10-31 | redacted
Low Income - Power to Save | Low Flow Showerhead | 0 | 0.04 | 0.1 | 504.08 | 1 | Honeywell | 2023-10-31 | redacted
Low Income - Power to Save | LI - DUCT | 0 | 0.4 | 0.12 | 775.77 | 1 | Honeywell | 2023-10-31 | redacted
Low Income - Power to Save | LED Lights | 0 | 0 | 0 | 47.6 | 1 | Honeywell | 2023-10-31 | redacted
Low Income - Power to Save | Weather Strip/Caulk | 0 | 0.25 | 0.09 | 503.3 | 1 | Honeywell | 2023-09-28 | redacted
Low Income - Power to Save | Outdoor Coil Cleaning | 0 | 0.1 | 0 | 275 | 1 | Honeywell | 2023-09-28 | redacted
Low Income - Power to Save | HVAC Inspection | 0 | 0.17 | 0 | 268.73 | 1 | Honeywell | 2023-09-28 | redacted
Low Income - Power to Save | Faucet Aerators | 0 | 0 | 0.02 | 110.58 | 1 | Honeywell | 2023-09-28 | redacted
Low Income - Power to Save | Low Flow Showerhead | 0 | 0.04 | 0.1 | 504.08 | 1 | Honeywell | 2023-09-28 | redacted
Low Income - Power to Save | LI - DUCT | 0 | 0.4 | 0.12 | 775.77 | 1 | Honeywell | 2023-09-28 | redacted
Low Income - Power to Save | LED Lights | 0 | 0 | 0 | 47.6 | 1 | Honeywell | 2023-09-28 | redacted
Low Income - Power to Save | Weather Strip/Caulk | 0 | 0.25 | 0.09 | 503.3 | 1 | Honeywell | 2023-09-28 | redacted
Low Income - Power to Save | Pipe Wrap | 0 | 0.01 | 0.03 | 143.65 | 1 | Honeywell | 2023-09-28 | redacted
Low Income - Power to Save | Outdoor Coil Cleaning | 0 | 0.1 | 0 | 275 | 1 | Honeywell | 2023-09-28 | redacted
Low Income - Power to Save | HVAC Inspection | 0 | 0.17 | 0 | 268.73 | 1 | Honeywell | 2023-09-28 | redacted
Low Income - Power to Save | Low Flow Showerhead | 0 | 0.04 | 0.1 | 504.08 | 1 | Honeywell | 2023-09-28 | redacted
Low Income - Power to Save | LI - DUCT | 0 | 0.4 | 0.12 | 775.77 | 1 | Honeywell | 2023-09-28 | redacted
Low Income - Power to Save | LED Lights | 0 | 0 | 0 | 47.6 | 1 | Honeywell | 2023-09-28 | redacted
Low Income - Power to Save | Outdoor Coil Cleaning | 0 | 0.1 | 0 | 275 | 1 | Honeywell | 2023-09-29 | redacted
Low Income - Power to Save | Faucet Aerators | 0 | 0 | 0.02 | 110.58 | 1 | Honeywell | 2023-09-29 | redacted
Low Income - Power to Save | Low Flow Showerhead | 0 | 0.04 | 0.1 | 504.08 | 1 | Honeywell | 2023-09-29 | redacted
Low Income - Power to Save | LED Lights | 0 | 0 | 0 | 47.6 | 1 | Honeywell | 2023-09-29 | redacted
Low Income - Power to Save | Weather Strip/Caulk | 0 | 0.25 | 0.09 | 503.3 | 1 | Honeywell | 2023-09-30 | redacted
Low Income - Power to Save | Outdoor Coil Cleaning | 0 | 0.1 | 0 | 275 | 1 | Honeywell | 2023-09-30 | redacted
Low Income - Power to Save | HVAC Inspection | 0 | 0.17 | 0 | 268.73 | 1 | Honeywell | 2023-09-30 | redacted
Low Income - Power to Save | Faucet Aerators | 0 | 0 | 0.02 | 110.58 | 1 | Honeywell | 2023-09-30 | redacted
Low Income - Power to Save | LI - DUCT | 0 | 0.4 | 0.12 | 775.77 | 1 | Honeywell | 2023-09-30 | redacted
Low Income - Power to Save | LED Lights | 0 | 0 | 0 | 47.6 | 1 | Honeywell | 2023-09-30 | redacted
Low Income - Power to Save | Weather Strip/Caulk | 0 | 0.25 | 0.09 | 503.3 | 1 | Honeywell | 2023-09-27 | redacted
Low Income - Power to Save | Outdoor Coil Cleaning | 0 | 0.1 | 0 | 275 | 1 | Honeywell | 2023-09-27 | redacted
Low Income - Power to Save | HVAC Inspection | 0 | 0.17 | 0 | 268.73 | 1 | Honeywell | 2023-09-27 | redacted
Low Income - Power to Save | Faucet Aerators | 0 | 0 | 0.02 | 110.58 | 1 | Honeywell | 2023-09-27 | redacted
Low Income - Power to Save | Low Flow Showerhead | 0 | 0.04 | 0.1 | 504.08 | 1 | Honeywell | 2023-09-27 | redacted
Low Income - Power to Save | LI - DUCT | 0 | 0.4 | 0.12 | 775.77 | 1 | Honeywell | 2023-09-27 | redacted
Low Income - Power to Save | LED Lights | 0 | 0 | 0 | 47.6 | 1 | Honeywell | 2023-09-27 | redacted
Low Income - Power to Save | Weather Strip/Caulk | 0 | 0.25 | 0.09 | 503.3 | 1 | Honeywell | 2023-09-27 | redacted
Low Income - Power to Save | Faucet Aerators | 0 | 0 | 0.02 | 110.58 | 1 | Honeywell | 2023-09-27 | redacted
Low Income - Power to Save | Low Flow Showerhead | 0 | 0.04 | 0.1 | 504.08 | 1 | Honeywell | 2023-09-27 | redacted
Low Income - Power to Save | LED Lights | 0 | 0 | 0 | 47.6 | 1 | Honeywell | 2023-09-27 | redacted
Low Income - Power to Save | Weather Strip/Caulk | 0 | 0.25 | 0.09 | 503.3 | 1 | Honeywell | 2023-09-28 | redacted
Low Income - Power to Save | Pipe Wrap | 0 | 0.01 | 0.03 | 143.65 | 1 | Honeywell | 2023-09-28 | redacted
Low Income - Power to Save | Outdoor Coil Cleaning | 0 | 0.1 | 0 | 275 | 1 | Honeywell | 2023-09-28 | redacted
Low Income - Power to Save | HVAC Inspection | 0 | 0.17 | 0 | 268.73 | 1 | Honeywell | 2023-09-28 | redacted
Low Income - Power to Save | Faucet Aerators | 0 | 0 | 0.02 | 110.58 | 1 | Honeywell | 2023-09-28 | redacted
Low Income - Power to Save | Low Flow Showerhead | 0 | 0.04 | 0.1 | 504.08 | 1 | Honeywell | 2023-09-28 | redacted
Low Income - Power to Save | LI - DUCT | 0 | 0.4 | 0.12 | 775.77 | 1 | Honeywell | 2023-09-28 | redacted
Low Income - Power to Save | LED Lights | 0 | 0 | 0 | 47.6 | 1 | Honeywell | 2023-09-28 | redacted
Low Income - Power to Save | Weather Strip/Caulk | 0 | 0.25 | 0.09 | 503.3 | 1 | Honeywell | 2023-09-27 | redacted
Low Income - Power to Save | Outdoor Coil Cleaning | 0 | 0.1 | 0 | 275 | 1 | Honeywell | 2023-09-27 | redacted
Low Income - Power to Save | HVAC Inspection | 0 | 0.17 | 0 | 268.73 | 1 | Honeywell | 2023-09-27 | redacted
Low Income - Power to Save | Faucet Aerators | 0 | 0 | 0.02 | 110.58 | 1 | Honeywell | 2023-09-27 | redacted
Low Income - Power to Save | Low Flow Showerhead | 0 | 0.04 | 0.1 | 504.08 | 1 | Honeywell | 2023-09-27 | redacted
Low Income - Power to Save | LI - DUCT | 0 | 0.4 | 0.12 | 775.77 | 1 | Honeywell | 2023-09-27 | redacted
Low Income - Power to Save | LED Lights | 0 | 0 | 0 | 47.6 | 1 | Honeywell | 2023-09-27 | redacted
Low Income - Power to Save | Weather Strip/Caulk | 0 | 0.25 | 0.09 | 503.3 | 1 | Honeywell | 2023-09-05 | redacted
Low Income - Power to Save | Outdoor Coil Cleaning | 0 | 0.1 | 0 | 275 | 1 | Honeywell | 2023-09-05 | redacted
Low Income - Power to Save | HVAC Inspection | 0 | 0.17 | 0 | 268.73 | 1 | Honeywell | 2023-09-05 | redacted
Low Income - Power to Save | Low Flow Showerhead | 0 | 0.04 | 0.1 | 504.08 | 1 | Honeywell | 2023-09-05 | redacted
Low Income - Power to Save | LED Lights | 0 | 0 | 0 | 47.6 | 1 | Honeywell | 2023-09-05 | redacted
Low Income - Power to Save | Weather Strip/Caulk | 0 | 0.25 | 0.09 | 503.3 | 1 | Honeywell | 2023-09-28 | redacted
Low Income - Power to Save | Faucet Aerators | 0 | 0 | 0.02 | 110.58 | 1 | Honeywell | 2023-09-28 | redacted
Low Income - Power to Save | Low Flow Showerhead | 0 | 0.04 | 0.1 | 504.08 | 1 | Honeywell | 2023-09-28 | redacted
Low Income - Power to Save | LED Lights | 0 | 0 | 0 | 47.6 | 1 | Honeywell | 2023-09-28 | redacted
Low Income - Power to Save | Weather Strip/Caulk | 0 | 0.25 | 0.09 | 503.3 | 1 | Honeywell | 2023-09-07 | redacted
Low Income - Power to Save | Outdoor Coil Cleaning | 0 | 0.1 | 0 | 275 | 1 | Honeywell | 2023-09-07 | redacted
Low Income - Power to Save | LED Lights | 0 | 0 | 0 | 47.6 | 1 | Honeywell | 2023-09-07 | redacted
Low Income - Power to Save | Weather Strip/Caulk | 0 | 0.25 | 0.09 | 503.3 | 1 | Honeywell | 2023-09-05 | redacted
Low Income - Power to Save | Outdoor Coil Cleaning | 0 | 0.1 | 0 | 275 | 1 | Honeywell | 2023-09-05 | redacted
Low Income - Power to Save | HVAC Inspection | 0 | 0.17 | 0 | 268.73 | 1 | Honeywell | 2023-09-05 | redacted
Low Income - Power to Save | Faucet Aerators | 0 | 0 | 0.02 | 110.58 | 1 | Honeywell | 2023-09-05 | redacted
Low Income - Power to Save | Low Flow Showerhead | 0 | 0.04 | 0.1 | 504.08 | 1 | Honeywell | 2023-09-05 | redacted
Low Income - Power to Save | LED Lights | 0 | 0 | 0 | 47.6 | 1 | Honeywell | 2023-09-05 | redacted
Low Income - Power to Save | Weather Strip/Caulk | 0 | 0.25 | 0.09 | 503.3 | 1 | Honeywell | 2023-09-28 | redacted
Low Income - Power to Save | Outdoor Coil Cleaning | 0 | 0.1 | 0 | 275 | 1 | Honeywell | 2023-09-28 | redacted
Low Income - Power to Save | HVAC Inspection | 0 | 0.17 | 0 | 268.73 | 1 | Honeywell | 2023-09-28 | redacted
Low Income - Power to Save | Low Flow Showerhead | 0 | 0.04 | 0.1 | 504.08 | 1 | Honeywell | 2023-09-28 | redacted
Low Income - Power to Save | LI - DUCT | 0 | 0.4 | 0.12 | 775.77 | 1 | Honeywell | 2023-09-28 | redacted
Low Income - Power to Save | LED Lights | 0 | 0 | 0 | 47.6 | 1 | Honeywell | 2023-09-28 | redacted
Low Income - Power to Save | Outdoor Coil Cleaning | 0 | 0.1 | 0 | 275 | 1 | Honeywell | 2023-09-27 | redacted
Low Income - Power to Save | Faucet Aerators | 0 | 0 | 0.02 | 110.58 | 1 | Honeywell | 2023-09-27 | redacted
Low Income - Power to Save | Low Flow Showerhead | 0 | 0.04 | 0.1 | 504.08 | 1 | Honeywell | 2023-09-27 | redacted
Low Income - Power to Save | LED Lights | 0 | 0 | 0 | 47.6 | 1 | Honeywell | 2023-09-27 | redacted
Low Income - Power to Save | Faucet Aerators | 0 | 0 | 0.02 | 110.58 | 1 | Honeywell | 2023-09-27 | redacted
Low Income - Power to Save | Low Flow Showerhead | 0 | 0.04 | 0.1 | 504.08 | 1 | Honeywell | 2023-09-27 | redacted
Low Income - Power to Save | LED Lights | 0 | 0 | 0 | 47.6 | 1 | Honeywell | 2023-09-27 | redacted
Low Income - Power to Save | Weather Strip/Caulk | 0 | 0.25 | 0.09 | 503.3 | 1 | Honeywell | 2023-09-26 | redacted
Low Income - Power to Save | Outdoor Coil Cleaning | 0 | 0.1 | 0 | 275 | 1 | Honeywell | 2023-09-26 | redacted
Low Income - Power to Save | HVAC Inspection | 0 | 0.17 | 0 | 268.73 | 1 | Honeywell | 2023-09-26 | redacted
Low Income - Power to Save | Faucet Aerators | 0 | 0 | 0.02 | 110.58 | 1 | Honeywell | 2023-09-26 | redacted
Low Income - Power to Save | Low Flow Showerhead | 0 | 0.04 | 0.1 | 504.08 | 1 | Honeywell | 2023-09-26 | redacted
Low Income - Power to Save | LI - DUCT | 0 | 0.4 | 0.12 | 775.77 | 1 | Honeywell | 2023-09-26 | redacted
Low Income - Power to Save | LED Lights | 0 | 0 | 0 | 47.6 | 1 | Honeywell | 2023-09-26 | redacted
Low Income - Power to Save | Outdoor Coil Cleaning | 0 | 0.1 | 0 | 275 | 1 | Honeywell | 2023-09-30 | redacted
Low Income - Power to Save | Faucet Aerators | 0 | 0 | 0.02 | 110.58 | 1 | Honeywell | 2023-09-30 | redacted
Low Income - Power to Save | Low Flow Showerhead | 0 | 0.04 | 0.1 | 504.08 | 1 | Honeywell | 2023-09-30 | redacted
Low Income - Power to Save | LED Lights | 0 | 0 | 0 | 47.6 | 1 | Honeywell | 2023-09-30 | redacted
Low Income - Power to Save | Weather Strip/Caulk | 0 | 0.25 | 0.09 | 503.3 | 1 | Honeywell | 2023-09-28 | redacted
Low Income - Power to Save | Outdoor Coil Cleaning | 0 | 0.1 | 0 | 275 | 1 | Honeywell | 2023-09-28 | redacted
Low Income - Power to Save | HVAC Inspection | 0 | 0.17 | 0 | 268.73 | 1 | Honeywell | 2023-09-28 | redacted
Low Income - Power to Save | Low Flow Showerhead | 0 | 0.04 | 0.1 | 504.08 | 1 | Honeywell | 2023-09-28 | redacted
Low Income - Power to Save | LI - DUCT | 0 | 0.4 | 0.12 | 775.77 | 1 | Honeywell | 2023-09-28 | redacted
Low Income - Power to Save | LED Lights | 0 | 0 | 0 | 47.6 | 1 | Honeywell | 2023-09-28 | redacted
Low Income - Power to Save | Weather Strip/Caulk | 0 | 0.25 | 0.09 | 503.3 | 1 | Honeywell | 2023-09-28 | redacted
Low Income - Power to Save | Outdoor Coil Cleaning | 0 | 0.1 | 0 | 275 | 1 | Honeywell | 2023-09-28 | redacted
Low Income - Power to Save | HVAC Inspection | 0 | 0.17 | 0 | 268.73 | 1 | Honeywell | 2023-09-28 | redacted
Low Income - Power to Save | Faucet Aerators | 0 | 0 | 0.02 | 110.58 | 1 | Honeywell | 2023-09-28 | redacted
Low Income - Power to Save | Low Flow Showerhead | 0 | 0.04 | 0.1 | 504.08 | 1 | Honeywell | 2023-09-28 | redacted
Low Income - Power to Save | LED Lights | 0 | 0 | 0 | 47.6 | 1 | Honeywell | 2023-09-28 | redacted
Low Income - Power to Save | Weather Strip/Caulk | 0 | 0.25 | 0.09 | 503.3 | 1 | Honeywell | 2023-09-30 | redacted
Low Income - Power to Save | Pipe Wrap | 0 | 0.01 | 0.03 | 143.65 | 1 | Honeywell | 2023-09-30 | redacted
Low Income - Power to Save | Outdoor Coil Cleaning | 0 | 0.1 | 0 | 275 | 1 | Honeywell | 2023-09-30 | redacted
Low Income - Power to Save | HVAC Inspection | 0 | 0.17 | 0 | 268.73 | 1 | Honeywell | 2023-09-30 | redacted
Low Income - Power to Save | Faucet Aerators | 0 | 0 | 0.02 | 110.58 | 1 | Honeywell | 2023-09-30 | redacted
Low Income - Power to Save | Low Flow Showerhead | 0 | 0.04 | 0.1 | 504.08 | 1 | Honeywell | 2023-09-30 | redacted
Low Income - Power to Save | LI - DUCT | 0 | 0.4 | 0.12 | 775.77 | 1 | Honeywell | 2023-09-30 | redacted
Low Income - Power to Save | LED Lights | 0 | 0 | 0 | 47.6 | 1 | Honeywell | 2023-09-30 | redacted
Low Income - Power to Save | Faucet Aerators | 0 | 0 | 0.02 | 110.58 | 1 | Honeywell | 2023-09-28 | redacted
Low Income - Power to Save | Low Flow Showerhead | 0 | 0.04 | 0.1 | 504.08 | 1 | Honeywell | 2023-09-28 | redacted
Low Income - Power to Save | LED Lights | 0 | 0 | 0 | 47.6 | 1 | Honeywell | 2023-09-28 | redacted
Low Income - Power to Save | Weather Strip/Caulk | 0 | 0.25 | 0.09 | 503.3 | 1 | Honeywell | 2023-09-26 | redacted
Low Income - Power to Save | Outdoor Coil Cleaning | 0 | 0.1 | 0 | 275 | 1 | Honeywell | 2023-09-26 | redacted
Low Income - Power to Save | HVAC Inspection | 0 | 0.17 | 0 | 268.73 | 1 | Honeywell | 2023-09-26 | redacted
Low Income - Power to Save | LED Lights | 0 | 0 | 0 | 47.6 | 1 | Honeywell | 2023-09-26 | redacted
Low Income - Power to Save | Weather Strip/Caulk | 0 | 0.25 | 0.09 | 503.3 | 1 | Honeywell | 2023-09-27 | redacted
Low Income - Power to Save | Pipe Wrap | 0 | 0.01 | 0.03 | 143.65 | 1 | Honeywell | 2023-09-27 | redacted
Low Income - Power to Save | Outdoor Coil Cleaning | 0 | 0.1 | 0 | 275 | 1 | Honeywell | 2023-09-27 | redacted
Low Income - Power to Save | HVAC Inspection | 0 | 0.17 | 0 | 268.73 | 1 | Honeywell | 2023-09-27 | redacted
Low Income - Power to Save | Low Flow Showerhead | 0 | 0.04 | 0.1 | 504.08 | 1 | Honeywell | 2023-09-27 | redacted
Low Income - Power to Save | LI - DUCT | 0 | 0.4 | 0.12 | 775.77 | 1 | Honeywell | 2023-09-27 | redacted
Low Income - Power to Save | LED Lights | 0 | 0 | 0 | 47.6 | 1 | Honeywell | 2023-09-27 | redacted
Low Income - Power to Save | Weather Strip/Caulk | 0 | 0.25 | 0.09 | 503.3 | 1 | Honeywell | 2023-09-07 | redacted
Low Income - Power to Save | Pipe Wrap | 0 | 0.01 | 0.03 | 143.65 | 1 | Honeywell | 2023-09-07 | redacted
Low Income - Power to Save | Faucet Aerators | 0 | 0 | 0.02 | 110.58 | 1 | Honeywell | 2023-09-07 | redacted
Low Income - Power to Save | Low Flow Showerhead | 0 | 0.04 | 0.1 | 504.08 | 1 | Honeywell | 2023-09-07 | redacted
Low Income - Power to Save | LED Lights | 0 | 0 | 0 | 47.6 | 1 | Honeywell | 2023-09-07 | redacted
Low Income - Power to Save | Weather Strip/Caulk | 0 | 0.25 | 0.09 | 503.3 | 1 | Honeywell | 2023-09-30 | redacted
Low Income - Power to Save | Pipe Wrap | 0 | 0.01 | 0.03 | 143.65 | 1 | Honeywell | 2023-09-30 | redacted
Low Income - Power to Save | Outdoor Coil Cleaning | 0 | 0.1 | 0 | 275 | 1 | Honeywell | 2023-09-30 | redacted
Low Income - Power to Save | HVAC Inspection | 0 | 0.17 | 0 | 268.73 | 1 | Honeywell | 2023-09-30 | redacted
Low Income - Power to Save | Low Flow Showerhead | 0 | 0.04 | 0.1 | 504.08 | 1 | Honeywell | 2023-09-30 | redacted
Low Income - Power to Save | LI - DUCT | 0 | 0.4 | 0.12 | 775.77 | 1 | Honeywell | 2023-09-30 | redacted
Low Income - Power to Save | LED Lights | 0 | 0 | 0 | 47.6 | 1 | Honeywell | 2023-09-30 | redacted
Low Income - Power to Save | Weather Strip/Caulk | 0 | 0.25 | 0.09 | 503.3 | 1 | Honeywell | 2023-09-26 | redacted
Low Income - Power to Save | Pipe Wrap | 0 | 0.01 | 0.03 | 143.65 | 1 | Honeywell | 2023-09-26 | redacted
Low Income - Power to Save | Outdoor Coil Cleaning | 0 | 0.1 | 0 | 275 | 1 | Honeywell | 2023-09-26 | redacted
Low Income - Power to Save | HVAC Inspection | 0 | 0.17 | 0 | 268.73 | 1 | Honeywell | 2023-09-26 | redacted
Low Income - Power to Save | LI - DUCT | 0 | 0.4 | 0.12 | 775.77 | 1 | Honeywell | 2023-09-26 | redacted
Low Income - Power to Save | LED Lights | 0 | 0 | 0 | 47.6 | 1 | Honeywell | 2023-09-26 | redacted
Low Income - Power to Save | Weather Strip/Caulk | 0 | 0.25 | 0.09 | 503.3 | 1 | Honeywell | 2023-09-11 | redacted
Low Income - Power to Save | Pipe Wrap | 0 | 0.01 | 0.03 | 143.65 | 1 | Honeywell | 2023-09-11 | redacted
Low Income - Power to Save | Faucet Aerators | 0 | 0 | 0.02 | 110.58 | 1 | Honeywell | 2023-09-11 | redacted
Low Income - Power to Save | Low Flow Showerhead | 0 | 0.04 | 0.1 | 504.08 | 1 | Honeywell | 2023-09-11 | redacted
Low Income - Power to Save | LED Lights | 0 | 0 | 0 | 47.6 | 1 | Honeywell | 2023-09-11 | redacted
Low Income - Power to Save | Weather Strip/Caulk | 0 | 0.25 | 0.09 | 503.3 | 1 | Honeywell | 2023-09-28 | redacted
Low Income - Power to Save | Pipe Wrap | 0 | 0.01 | 0.03 | 143.65 | 1 | Honeywell | 2023-09-28 | redacted
Low Income - Power to Save | Outdoor Coil Cleaning | 0 | 0.1 | 0 | 275 | 1 | Honeywell | 2023-09-28 | redacted
Low Income - Power to Save | HVAC Inspection | 0 | 0.17 | 0 | 268.73 | 1 | Honeywell | 2023-09-28 | redacted
Low Income - Power to Save | Low Flow Showerhead | 0 | 0.04 | 0.1 | 504.08 | 1 | Honeywell | 2023-09-28 | redacted
Low Income - Power to Save | LI - DUCT | 0 | 0.4 | 0.12 | 775.77 | 1 | Honeywell | 2023-09-28 | redacted
Low Income - Power to Save | LED Lights | 0 | 0 | 0 | 47.6 | 1 | Honeywell | 2023-09-28 | redacted
Low Income - Power to Save | Weather Strip/Caulk | 0 | 0.25 | 0.09 | 503.3 | 1 | Honeywell | 2023-09-27 | redacted
Low Income - Power to Save | Outdoor Coil Cleaning | 0 | 0.1 | 0 | 275 | 1 | Honeywell | 2023-09-27 | redacted
Low Income - Power to Save | HVAC Inspection | 0 | 0.17 | 0 | 268.73 | 1 | Honeywell | 2023-09-27 | redacted
Low Income - Power to Save | LI - DUCT | 0 | 0.4 | 0.12 | 775.77 | 1 | Honeywell | 2023-09-27 | redacted
Low Income - Power to Save | LED Lights | 0 | 0 | 0 | 47.6 | 1 | Honeywell | 2023-09-27 | redacted
Low Income - Power to Save | Weather Strip/Caulk | 0 | 0.25 | 0.09 | 503.3 | 1 | Honeywell | 2023-09-11 | redacted
Low Income - Power to Save | LED Lights | 0 | 0 | 0 | 47.6 | 1 | Honeywell | 2023-09-11 | redacted
Low Income - Power to Save | Weather Strip/Caulk | 0 | 0.25 | 0.09 | 503.3 | 1 | Honeywell | 2023-09-11 | redacted
Low Income - Power to Save | Pipe Wrap | 0 | 0.01 | 0.03 | 143.65 | 1 | Honeywell | 2023-09-11 | redacted
Low Income - Power to Save | Faucet Aerators | 0 | 0 | 0.02 | 110.58 | 1 | Honeywell | 2023-09-11 | redacted
Low Income - Power to Save | Low Flow Showerhead | 0 | 0.04 | 0.1 | 504.08 | 1 | Honeywell | 2023-09-11 | redacted
Low Income - Power to Save | LED Lights | 0 | 0 | 0 | 47.6 | 1 | Honeywell | 2023-09-11 | redacted
Low Income - Power to Save | Weather Strip/Caulk | 0 | 0.25 | 0.09 | 503.3 | 1 | Honeywell | 2023-09-28 | redacted
Low Income - Power to Save | Pipe Wrap | 0 | 0.01 | 0.03 | 143.65 | 1 | Honeywell | 2023-09-28 | redacted
Low Income - Power to Save | Outdoor Coil Cleaning | 0 | 0.1 | 0 | 275 | 1 | Honeywell | 2023-09-28 | redacted
Low Income - Power to Save | HVAC Inspection | 0 | 0.17 | 0 | 268.73 | 1 | Honeywell | 2023-09-28 | redacted
Low Income - Power to Save | Faucet Aerators | 0 | 0 | 0.02 | 110.58 | 1 | Honeywell | 2023-09-28 | redacted
Low Income - Power to Save | Low Flow Showerhead | 0 | 0.04 | 0.1 | 504.08 | 1 | Honeywell | 2023-09-28 | redacted
Low Income - Power to Save | LI - DUCT | 0 | 0.4 | 0.12 | 775.77 | 1 | Honeywell | 2023-09-28 | redacted
Low Income - Power to Save | LED Lights | 0 | 0 | 0 | 47.6 | 1 | Honeywell | 2023-09-28 | redacted
Low Income - Power to Save | Weather Strip/Caulk | 0 | 0.25 | 0.09 | 503.3 | 1 | Honeywell | 2023-09-11 | redacted
Low Income - Power to Save | Faucet Aerators | 0 | 0 | 0.02 | 110.58 | 1 | Honeywell | 2023-09-11 | redacted
Low Income - Power to Save | LED Lights | 0 | 0 | 0 | 47.6 | 1 | Honeywell | 2023-09-11 | redacted
Low Income - Power to Save | Weather Strip/Caulk | 0 | 0.25 | 0.09 | 503.3 | 1 | Honeywell | 2023-09-27 | redacted
Low Income - Power to Save | Outdoor Coil Cleaning | 0 | 0.1 | 0 | 275 | 1 | Honeywell | 2023-09-27 | redacted
Low Income - Power to Save | HVAC Inspection | 0 | 0.17 | 0 | 268.73 | 1 | Honeywell | 2023-09-27 | redacted
Low Income - Power to Save | LI - DUCT | 0 | 0.4 | 0.12 | 775.77 | 1 | Honeywell | 2023-09-27 | redacted
Low Income - Power to Save | LED Lights | 0 | 0 | 0 | 47.6 | 1 | Honeywell | 2023-09-27 | redacted
Low Income - Power to Save | Weather Strip/Caulk | 0 | 0.25 | 0.09 | 503.3 | 1 | Honeywell | 2023-09-26 | redacted
Low Income - Power to Save | Outdoor Coil Cleaning | 0 | 0.1 | 0 | 275 | 1 | Honeywell | 2023-09-26 | redacted
Low Income - Power to Save | HVAC Inspection | 0 | 0.17 | 0 | 268.73 | 1 | Honeywell | 2023-09-26 | redacted
Low Income - Power to Save | LI - DUCT | 0 | 0.4 | 0.12 | 775.77 | 1 | Honeywell | 2023-09-26 | redacted
Low Income - Power to Save | LED Lights | 0 | 0 | 0 | 47.6 | 1 | Honeywell | 2023-09-26 | redacted
Low Income - Power to Save | Weather Strip/Caulk | 0 | 0.25 | 0.09 | 503.3 | 1 | Honeywell | 2023-09-07 | redacted
Low Income - Power to Save | Outdoor Coil Cleaning | 0 | 0.1 | 0 | 275 | 1 | Honeywell | 2023-09-07 | redacted
Low Income - Power to Save | HVAC Inspection | 0 | 0.17 | 0 | 268.73 | 1 | Honeywell | 2023-09-07 | redacted
Low Income - Power to Save | Faucet Aerators | 0 | 0 | 0.02 | 110.58 | 1 | Honeywell | 2023-09-07 | redacted
Low Income - Power to Save | Low Flow Showerhead | 0 | 0.04 | 0.1 | 504.08 | 1 | Honeywell | 2023-09-07 | redacted
Low Income - Power to Save | LI - DUCT | 0 | 0.4 | 0.12 | 775.77 | 1 | Honeywell | 2023-09-07 | redacted
Low Income - Power to Save | LED Lights | 0 | 0 | 0 | 47.6 | 1 | Honeywell | 2023-09-07 | redacted
Low Income - Power to Save | Weather Strip/Caulk | 0 | 0.25 | 0.09 | 503.3 | 1 | Honeywell | 2023-09-28 | redacted
Low Income - Power to Save | Outdoor Coil Cleaning | 0 | 0.1 | 0 | 275 | 1 | Honeywell | 2023-09-28 | redacted
Low Income - Power to Save | HVAC Inspection | 0 | 0.17 | 0 | 268.73 | 1 | Honeywell | 2023-09-28 | redacted
Low Income - Power to Save | Faucet Aerators | 0 | 0 | 0.02 | 110.58 | 1 | Honeywell | 2023-09-28 | redacted
Low Income - Power to Save | Low Flow Showerhead | 0 | 0.04 | 0.1 | 504.08 | 1 | Honeywell | 2023-09-28 | redacted
Low Income - Power to Save | LI - DUCT | 0 | 0.4 | 0.12 | 775.77 | 1 | Honeywell | 2023-09-28 | redacted
Low Income - Power to Save | LED Lights | 0 | 0 | 0 | 47.6 | 1 | Honeywell | 2023-09-28 | redacted
Low Income - Power to Save | Weather Strip/Caulk | 0 | 0.25 | 0.09 | 503.3 | 1 | Honeywell | 2023-09-28 | redacted
Low Income - Power to Save | Faucet Aerators | 0 | 0 | 0.02 | 110.58 | 1 | Honeywell | 2023-09-28 | redacted
Low Income - Power to Save | Low Flow Showerhead | 0 | 0.04 | 0.1 | 504.08 | 1 | Honeywell | 2023-09-28 | redacted
Low Income - Power to Save | LED Lights | 0 | 0 | 0 | 47.6 | 1 | Honeywell | 2023-09-28 | redacted
Low Income - Power to Save | Weather Strip/Caulk | 0 | 0.25 | 0.09 | 503.3 | 1 | Honeywell | 2023-09-27 | redacted
Low Income - Power to Save | Outdoor Coil Cleaning | 0 | 0.1 | 0 | 275 | 1 | Honeywell | 2023-09-27 | redacted
Low Income - Power to Save | HVAC Inspection | 0 | 0.17 | 0 | 268.73 | 1 | Honeywell | 2023-09-27 | redacted
Low Income - Power to Save | LI - DUCT | 0 | 0.4 | 0.12 | 775.77 | 1 | Honeywell | 2023-09-27 | redacted
Low Income - Power to Save | LED Lights | 0 | 0 | 0 | 47.6 | 1 | Honeywell | 2023-09-27 | redacted
Low Income - Power to Save | Weather Strip/Caulk | 0 | 0.25 | 0.09 | 503.3 | 1 | Honeywell | 2023-09-30 | redacted
Low Income - Power to Save | Outdoor Coil Cleaning | 0 | 0.1 | 0 | 275 | 1 | Honeywell | 2023-09-30 | redacted
Low Income - Power to Save | HVAC Inspection | 0 | 0.17 | 0 | 268.73 | 1 | Honeywell | 2023-09-30 | redacted
Low Income - Power to Save | LI - DUCT | 0 | 0.4 | 0.12 | 775.77 | 1 | Honeywell | 2023-09-30 | redacted
Low Income - Power to Save | LED Lights | 0 | 0 | 0 | 47.6 | 1 | Honeywell | 2023-09-30 | redacted
Low Income - Power to Save | Weather Strip/Caulk | 0 | 0.25 | 0.09 | 503.3 | 1 | Honeywell | 2023-09-26 | redacted
Low Income - Power to Save | Outdoor Coil Cleaning | 0 | 0.1 | 0 | 275 | 1 | Honeywell | 2023-09-26 | redacted
Low Income - Power to Save | HVAC Inspection | 0 | 0.17 | 0 | 268.73 | 1 | Honeywell | 2023-09-26 | redacted
Low Income - Power to Save | Faucet Aerators | 0 | 0 | 0.02 | 110.58 | 1 | Honeywell | 2023-09-26 | redacted
Low Income - Power to Save | Low Flow Showerhead | 0 | 0.04 | 0.1 | 504.08 | 1 | Honeywell | 2023-09-26 | redacted
Low Income - Power to Save | LI - DUCT | 0 | 0.4 | 0.12 | 775.77 | 1 | Honeywell | 2023-09-26 | redacted
Low Income - Power to Save | LED Lights | 0 | 0 | 0 | 47.6 | 1 | Honeywell | 2023-09-26 | redacted
Low Income - Power to Save | Weather Strip/Caulk | 0 | 0.25 | 0.09 | 503.3 | 1 | Honeywell | 2023-09-05 | redacted
Low Income - Power to Save | Outdoor Coil Cleaning | 0 | 0.1 | 0 | 275 | 1 | Honeywell | 2023-09-05 | redacted
Low Income - Power to Save | HVAC Inspection | 0 | 0.17 | 0 | 268.73 | 1 | Honeywell | 2023-09-05 | redacted
Low Income - Power to Save | Faucet Aerators | 0 | 0 | 0.02 | 110.58 | 1 | Honeywell | 2023-09-05 | redacted
Low Income - Power to Save | Low Flow Showerhead | 0 | 0.04 | 0.1 | 504.08 | 1 | Honeywell | 2023-09-05 | redacted
Low Income - Power to Save | LI - DUCT | 0 | 0.4 | 0.12 | 775.77 | 1 | Honeywell | 2023-09-05 | redacted
Low Income - Power to Save | LED Lights | 0 | 0 | 0 | 47.6 | 1 | Honeywell | 2023-09-05 | redacted
Low Income - Power to Save | Weather Strip/Caulk | 0 | 0.25 | 0.09 | 503.3 | 1 | Honeywell | 2023-09-26 | redacted
Low Income - Power to Save | LED Lights | 0 | 0 | 0 | 47.6 | 1 | Honeywell | 2023-09-26 | redacted
Low Income - Power to Save | Weather Strip/Caulk | 0 | 0.25 | 0.09 | 503.3 | 1 | Honeywell | 2023-09-07 | redacted
Low Income - Power to Save | Outdoor Coil Cleaning | 0 | 0.1 | 0 | 275 | 1 | Honeywell | 2023-09-07 | redacted
Low Income - Power to Save | HVAC Inspection | 0 | 0.17 | 0 | 268.73 | 1 | Honeywell | 2023-09-07 | redacted
Low Income - Power to Save | Faucet Aerators | 0 | 0 | 0.02 | 110.58 | 1 | Honeywell | 2023-09-07 | redacted
Low Income - Power to Save | Low Flow Showerhead | 0 | 0.04 | 0.1 | 504.08 | 1 | Honeywell | 2023-09-07 | redacted
Low Income - Power to Save | LI - DUCT | 0 | 0.4 | 0.12 | 775.77 | 1 | Honeywell | 2023-09-07 | redacted
Low Income - Power to Save | LED Lights | 0 | 0 | 0 | 47.6 | 1 | Honeywell | 2023-09-07 | redacted
Low Income - Power to Save | Weather Strip/Caulk | 0 | 0.25 | 0.09 | 503.3 | 1 | Honeywell | 2023-09-11 | redacted
Low Income - Power to Save | Faucet Aerators | 0 | 0 | 0.02 | 110.58 | 1 | Honeywell | 2023-09-11 | redacted
Low Income - Power to Save | Low Flow Showerhead | 0 | 0.04 | 0.1 | 504.08 | 1 | Honeywell | 2023-09-11 | redacted
Low Income - Power to Save | LED Lights | 0 | 0 | 0 | 47.6 | 1 | Honeywell | 2023-09-11 | redacted
Low Income - Power to Save | Weather Strip/Caulk | 0 | 0.25 | 0.09 | 503.3 | 1 | Honeywell | 2023-09-29 | redacted
Low Income - Power to Save | Outdoor Coil Cleaning | 0 | 0.1 | 0 | 275 | 1 | Honeywell | 2023-09-29 | redacted
Low Income - Power to Save | HVAC Inspection | 0 | 0.17 | 0 | 268.73 | 1 | Honeywell | 2023-09-29 | redacted
Low Income - Power to Save | LI - DUCT | 0 | 0.4 | 0.12 | 775.77 | 1 | Honeywell | 2023-09-29 | redacted
Low Income - Power to Save | LED Lights | 0 | 0 | 0 | 47.6 | 1 | Honeywell | 2023-09-29 | redacted
Low Income - Power to Save | Weather Strip/Caulk | 0 | 0.25 | 0.09 | 503.3 | 1 | Honeywell | 2023-09-26 | redacted
Low Income - Power to Save | Outdoor Coil Cleaning | 0 | 0.1 | 0 | 275 | 1 | Honeywell | 2023-09-26 | redacted
Low Income - Power to Save | HVAC Inspection | 0 | 0.17 | 0 | 268.73 | 1 | Honeywell | 2023-09-26 | redacted
Low Income - Power to Save | Faucet Aerators | 0 | 0 | 0.02 | 110.58 | 1 | Honeywell | 2023-09-26 | redacted
Low Income - Power to Save | Low Flow Showerhead | 0 | 0.04 | 0.1 | 504.08 | 1 | Honeywell | 2023-09-26 | redacted
Low Income - Power to Save | LED Lights | 0 | 0 | 0 | 47.6 | 1 | Honeywell | 2023-09-26 | redacted
Low Income - Power to Save | Weather Strip/Caulk | 0 | 0.25 | 0.09 | 503.3 | 1 | Honeywell | 2023-09-27 | redacted
Low Income - Power to Save | Pipe Wrap | 0 | 0.01 | 0.03 | 143.65 | 1 | Honeywell | 2023-09-27 | redacted
Low Income - Power to Save | Outdoor Coil Cleaning | 0 | 0.1 | 0 | 275 | 1 | Honeywell | 2023-09-27 | redacted
Low Income - Power to Save | HVAC Inspection | 0 | 0.17 | 0 | 268.73 | 1 | Honeywell | 2023-09-27 | redacted
Low Income - Power to Save | Low Flow Showerhead | 0 | 0.04 | 0.1 | 504.08 | 1 | Honeywell | 2023-09-27 | redacted
Low Income - Power to Save | LI - DUCT | 0 | 0.4 | 0.12 | 775.77 | 1 | Honeywell | 2023-09-27 | redacted
Low Income - Power to Save | LED Lights | 0 | 0 | 0 | 47.6 | 1 | Honeywell | 2023-09-27 | redacted
Low Income - Power to Save | Weather Strip/Caulk | 0 | 0.25 | 0.09 | 503.3 | 1 | Honeywell | 2023-09-26 | redacted
Low Income - Power to Save | Pipe Wrap | 0 | 0.01 | 0.03 | 143.65 | 1 | Honeywell | 2023-09-26 | redacted
Low Income - Power to Save | Outdoor Coil Cleaning | 0 | 0.1 | 0 | 275 | 1 | Honeywell | 2023-09-26 | redacted
Low Income - Power to Save | HVAC Inspection | 0 | 0.17 | 0 | 268.73 | 1 | Honeywell | 2023-09-26 | redacted
Low Income - Power to Save | Faucet Aerators | 0 | 0 | 0.02 | 110.58 | 1 | Honeywell | 2023-09-26 | redacted
Low Income - Power to Save | LI - DUCT | 0 | 0.4 | 0.12 | 775.77 | 1 | Honeywell | 2023-09-26 | redacted
Low Income - Power to Save | LED Lights | 0 | 0 | 0 | 47.6 | 1 | Honeywell | 2023-09-26 | redacted
Low Income - Power to Save | Weather Strip/Caulk | 0 | 0.25 | 0.09 | 503.3 | 1 | Honeywell | 2023-09-06 | redacted
Low Income - Power to Save | Outdoor Coil Cleaning | 0 | 0.1 | 0 | 275 | 1 | Honeywell | 2023-09-06 | redacted
Low Income - Power to Save | HVAC Inspection | 0 | 0.17 | 0 | 268.73 | 1 | Honeywell | 2023-09-06 | redacted
Low Income - Power to Save | Faucet Aerators | 0 | 0 | 0.02 | 110.58 | 1 | Honeywell | 2023-09-06 | redacted
Low Income - Power to Save | Low Flow Showerhead | 0 | 0.04 | 0.1 | 504.08 | 1 | Honeywell | 2023-09-06 | redacted
Low Income - Power to Save | LED Lights | 0 | 0 | 0 | 47.6 | 1 | Honeywell | 2023-09-06 | redacted
Low Income - Power to Save | Weather Strip/Caulk | 0 | 0.25 | 0.09 | 503.3 | 1 | Honeywell | 2023-09-27 | redacted
Low Income - Power to Save | Outdoor Coil Cleaning | 0 | 0.1 | 0 | 275 | 1 | Honeywell | 2023-09-27 | redacted
Low Income - Power to Save | HVAC Inspection | 0 | 0.17 | 0 | 268.73 | 1 | Honeywell | 2023-09-27 | redacted
Low Income - Power to Save | Faucet Aerators | 0 | 0 | 0.02 | 110.58 | 1 | Honeywell | 2023-09-27 | redacted
Low Income - Power to Save | Low Flow Showerhead | 0 | 0.04 | 0.1 | 504.08 | 1 | Honeywell | 2023-09-27 | redacted
Low Income - Power to Save | LI - DUCT | 0 | 0.4 | 0.12 | 775.77 | 1 | Honeywell | 2023-09-27 | redacted
Low Income - Power to Save | LED Lights | 0 | 0 | 0 | 47.6 | 1 | Honeywell | 2023-09-27 | redacted
Low Income - Power to Save | Weather Strip/Caulk | 0 | 0.25 | 0.09 | 503.3 | 1 | Honeywell | 2023-09-28 | redacted
Low Income - Power to Save | Pipe Wrap | 0 | 0.01 | 0.03 | 143.65 | 1 | Honeywell | 2023-09-28 | redacted
Low Income - Power to Save | Outdoor Coil Cleaning | 0 | 0.1 | 0 | 275 | 1 | Honeywell | 2023-09-28 | redacted
Low Income - Power to Save | HVAC Inspection | 0 | 0.17 | 0 | 268.73 | 1 | Honeywell | 2023-09-28 | redacted
Low Income - Power to Save | Faucet Aerators | 0 | 0 | 0.02 | 110.58 | 1 | Honeywell | 2023-09-28 | redacted
Low Income - Power to Save | LI - DUCT | 0 | 0.4 | 0.12 | 775.77 | 1 | Honeywell | 2023-09-28 | redacted
Low Income - Power to Save | LED Lights | 0 | 0 | 0 | 47.6 | 1 | Honeywell | 2023-09-28 | redacted
Low Income - Power to Save | Weather Strip/Caulk | 0 | 0.25 | 0.09 | 503.3 | 1 | Honeywell | 2023-09-26 | redacted
Low Income - Power to Save | Pipe Wrap | 0 | 0.01 | 0.03 | 143.65 | 1 | Honeywell | 2023-09-26 | redacted
Low Income - Power to Save | Outdoor Coil Cleaning | 0 | 0.1 | 0 | 275 | 1 | Honeywell | 2023-09-26 | redacted
Low Income - Power to Save | HVAC Inspection | 0 | 0.17 | 0 | 268.73 | 1 | Honeywell | 2023-09-26 | redacted
Low Income - Power to Save | Faucet Aerators | 0 | 0 | 0.02 | 110.58 | 1 | Honeywell | 2023-09-26 | redacted
Low Income - Power to Save | LI - DUCT | 0 | 0.4 | 0.12 | 775.77 | 1 | Honeywell | 2023-09-26 | redacted
Low Income - Power to Save | LED Lights | 0 | 0 | 0 | 47.6 | 1 | Honeywell | 2023-09-26 | redacted
Low Income - Power to Save | Weather Strip/Caulk | 0 | 0.25 | 0.09 | 503.3 | 1 | Honeywell | 2023-09-05 | redacted
Low Income - Power to Save | Pipe Wrap | 0 | 0.01 | 0.03 | 143.65 | 1 | Honeywell | 2023-09-05 | redacted
Low Income - Power to Save | Outdoor Coil Cleaning | 0 | 0.1 | 0 | 275 | 1 | Honeywell | 2023-09-05 | redacted
Low Income - Power to Save | HVAC Inspection | 0 | 0.17 | 0 | 268.73 | 1 | Honeywell | 2023-09-05 | redacted
Low Income - Power to Save | Faucet Aerators | 0 | 0 | 0.02 | 110.58 | 1 | Honeywell | 2023-09-05 | redacted
Low Income - Power to Save | LI - DUCT | 0 | 0.4 | 0.12 | 775.77 | 1 | Honeywell | 2023-09-05 | redacted
Low Income - Power to Save | LED Lights | 0 | 0 | 0 | 47.6 | 1 | Honeywell | 2023-09-05 | redacted
Low Income - Power to Save | Outdoor Coil Cleaning | 0 | 0.1 | 0 | 275 | 1 | Honeywell | 2023-09-29 | redacted
Low Income - Power to Save | Faucet Aerators | 0 | 0 | 0.02 | 110.58 | 1 | Honeywell | 2023-09-29 | redacted
Low Income - Power to Save | Low Flow Showerhead | 0 | 0.04 | 0.1 | 504.08 | 1 | Honeywell | 2023-09-29 | redacted
Low Income - Power to Save | LED Lights | 0 | 0 | 0 | 47.6 | 1 | Honeywell | 2023-09-29 | redacted
Low Income - Power to Save | Weather Strip/Caulk | 0 | 0.25 | 0.09 | 503.3 | 1 | Honeywell | 2023-09-06 | redacted
Low Income - Power to Save | Outdoor Coil Cleaning | 0 | 0.1 | 0 | 275 | 1 | Honeywell | 2023-09-06 | redacted
Low Income - Power to Save | HVAC Inspection | 0 | 0.17 | 0 | 268.73 | 1 | Honeywell | 2023-09-06 | redacted
Low Income - Power to Save | Faucet Aerators | 0 | 0 | 0.02 | 110.58 | 1 | Honeywell | 2023-09-06 | redacted
Low Income - Power to Save | Low Flow Showerhead | 0 | 0.04 | 0.1 | 504.08 | 1 | Honeywell | 2023-09-06 | redacted
Low Income - Power to Save | LI - DUCT | 0 | 0.4 | 0.12 | 775.77 | 1 | Honeywell | 2023-09-06 | redacted
Low Income - Power to Save | LED Lights | 0 | 0 | 0 | 47.6 | 1 | Honeywell | 2023-09-06 | redacted
Low Income - Power to Save | Outdoor Coil Cleaning | 0 | 0.1 | 0 | 275 | 1 | Honeywell | 2023-09-28 | redacted
Low Income - Power to Save | Faucet Aerators | 0 | 0 | 0.02 | 110.58 | 1 | Honeywell | 2023-09-28 | redacted
Low Income - Power to Save | Low Flow Showerhead | 0 | 0.04 | 0.1 | 504.08 | 1 | Honeywell | 2023-09-28 | redacted
Low Income - Power to Save | LED Lights | 0 | 0 | 0 | 47.6 | 1 | Honeywell | 2023-09-28 | redacted
Low Income - Power to Save | Faucet Aerators | 0 | 0 | 0.02 | 110.58 | 1 | Honeywell | 2023-09-28 | redacted
Low Income - Power to Save | Low Flow Showerhead | 0 | 0.04 | 0.1 | 504.08 | 1 | Honeywell | 2023-09-28 | redacted
Low Income - Power to Save | LED Lights | 0 | 0 | 0 | 47.6 | 1 | Honeywell | 2023-09-28 | redacted
Low Income - Power to Save | Faucet Aerators | 0 | 0 | 0.02 | 110.58 | 1 | Honeywell | 2023-09-29 | redacted
Low Income - Power to Save | Low Flow Showerhead | 0 | 0.04 | 0.1 | 504.08 | 1 | Honeywell | 2023-09-29 | redacted
Low Income - Power to Save | LED Lights | 0 | 0 | 0 | 47.6 | 1 | Honeywell | 2023-09-29 | redacted
Low Income - Power to Save | Weather Strip/Caulk | 0 | 0.25 | 0.09 | 503.3 | 1 | Honeywell | 2023-09-27 | redacted
Low Income - Power to Save | Outdoor Coil Cleaning | 0 | 0.1 | 0 | 275 | 1 | Honeywell | 2023-09-27 | redacted
Low Income - Power to Save | HVAC Inspection | 0 | 0.17 | 0 | 268.73 | 1 | Honeywell | 2023-09-27 | redacted
Low Income - Power to Save | Low Flow Showerhead | 0 | 0.04 | 0.1 | 504.08 | 1 | Honeywell | 2023-09-27 | redacted
Low Income - Power to Save | LI - DUCT | 0 | 0.4 | 0.12 | 775.77 | 1 | Honeywell | 2023-09-27 | redacted
Low Income - Power to Save | LED Lights | 0 | 0 | 0 | 47.6 | 1 | Honeywell | 2023-09-27 | redacted
Low Income - Power to Save | Weather Strip/Caulk | 0 | 0.25 | 0.09 | 503.3 | 1 | Honeywell | 2023-09-29 | redacted
Low Income - Power to Save | Outdoor Coil Cleaning | 0 | 0.1 | 0 | 275 | 1 | Honeywell | 2023-09-29 | redacted
Low Income - Power to Save | HVAC Inspection | 0 | 0.17 | 0 | 268.73 | 1 | Honeywell | 2023-09-29 | redacted
Low Income - Power to Save | Low Flow Showerhead | 0 | 0.04 | 0.1 | 504.08 | 1 | Honeywell | 2023-09-29 | redacted
Low Income - Power to Save | LI - DUCT | 0 | 0.4 | 0.12 | 775.77 | 1 | Honeywell | 2023-09-29 | redacted
Low Income - Power to Save | LED Lights | 0 | 0 | 0 | 47.6 | 1 | Honeywell | 2023-09-29 | redacted
Low Income - Power to Save | Weather Strip/Caulk | 0 | 0.25 | 0.09 | 503.3 | 1 | Honeywell | 2023-09-05 | redacted
Low Income - Power to Save | Outdoor Coil Cleaning | 0 | 0.1 | 0 | 275 | 1 | Honeywell | 2023-09-05 | redacted
Low Income - Power to Save | HVAC Inspection | 0 | 0.17 | 0 | 268.73 | 1 | Honeywell | 2023-09-05 | redacted
Low Income - Power to Save | Faucet Aerators | 0 | 0 | 0.02 | 110.58 | 1 | Honeywell | 2023-09-05 | redacted
Low Income - Power to Save | Low Flow Showerhead | 0 | 0.04 | 0.1 | 504.08 | 1 | Honeywell | 2023-09-05 | redacted
Low Income - Power to Save | LI - DUCT | 0 | 0.4 | 0.12 | 775.77 | 1 | Honeywell | 2023-09-05 | redacted
Low Income - Power to Save | LED Lights | 0 | 0 | 0 | 47.6 | 1 | Honeywell | 2023-09-05 | redacted
Low Income - Power to Save | Weather Strip/Caulk | 0 | 0.25 | 0.09 | 503.3 | 1 | Honeywell | 2023-09-26 | redacted
Low Income - Power to Save | Outdoor Coil Cleaning | 0 | 0.1 | 0 | 275 | 1 | Honeywell | 2023-09-26 | redacted
Low Income - Power to Save | HVAC Inspection | 0 | 0.17 | 0 | 268.73 | 1 | Honeywell | 2023-09-26 | redacted
Low Income - Power to Save | Faucet Aerators | 0 | 0 | 0.02 | 110.58 | 1 | Honeywell | 2023-09-26 | redacted
Low Income - Power to Save | Low Flow Showerhead | 0 | 0.04 | 0.1 | 504.08 | 1 | Honeywell | 2023-09-26 | redacted
Low Income - Power to Save | LI - DUCT | 0 | 0.4 | 0.12 | 775.77 | 1 | Honeywell | 2023-09-26 | redacted
Low Income - Power to Save | LED Lights | 0 | 0 | 0 | 47.6 | 1 | Honeywell | 2023-09-26 | redacted
Low Income - Power to Save | Weather Strip/Caulk | 0 | 0.25 | 0.09 | 503.3 | 1 | Honeywell | 2023-09-26 | redacted
Low Income - Power to Save | Outdoor Coil Cleaning | 0 | 0.1 | 0 | 275 | 1 | Honeywell | 2023-09-26 | redacted
Low Income - Power to Save | HVAC Inspection | 0 | 0.17 | 0 | 268.73 | 1 | Honeywell | 2023-09-26 | redacted
Low Income - Power to Save | Faucet Aerators | 0 | 0 | 0.02 | 110.58 | 1 | Honeywell | 2023-09-26 | redacted
Low Income - Power to Save | Low Flow Showerhead | 0 | 0.04 | 0.1 | 504.08 | 1 | Honeywell | 2023-09-26 | redacted
Low Income - Power to Save | LI - DUCT | 0 | 0.4 | 0.12 | 775.77 | 1 | Honeywell | 2023-09-26 | redacted
Low Income - Power to Save | LED Lights | 0 | 0 | 0 | 47.6 | 1 | Honeywell | 2023-09-26 | redacted
Low Income - Power to Save | Weather Strip/Caulk | 0 | 0.25 | 0.09 | 503.3 | 1 | Honeywell | 2023-09-05 | redacted
Low Income - Power to Save | Outdoor Coil Cleaning | 0 | 0.1 | 0 | 275 | 1 | Honeywell | 2023-09-05 | redacted
Low Income - Power to Save | HVAC Inspection | 0 | 0.17 | 0 | 268.73 | 1 | Honeywell | 2023-09-05 | redacted
Low Income - Power to Save | Faucet Aerators | 0 | 0 | 0.02 | 110.58 | 1 | Honeywell | 2023-09-05 | redacted
Low Income - Power to Save | Low Flow Showerhead | 0 | 0.04 | 0.1 | 504.08 | 1 | Honeywell | 2023-09-05 | redacted
Low Income - Power to Save | LI - DUCT | 0 | 0.4 | 0.12 | 775.77 | 1 | Honeywell | 2023-09-05 | redacted
Low Income - Power to Save | LED Lights | 0 | 0 | 0 | 47.6 | 1 | Honeywell | 2023-09-05 | redacted
Low Income - Power to Save | Weather Strip/Caulk | 0 | 0.25 | 0.09 | 503.3 | 1 | Honeywell | 2023-09-28 | redacted
Low Income - Power to Save | Pipe Wrap | 0 | 0.01 | 0.03 | 143.65 | 1 | Honeywell | 2023-09-28 | redacted
Low Income - Power to Save | Outdoor Coil Cleaning | 0 | 0.1 | 0 | 275 | 1 | Honeywell | 2023-09-28 | redacted
Low Income - Power to Save | HVAC Inspection | 0 | 0.17 | 0 | 268.73 | 1 | Honeywell | 2023-09-28 | redacted
Low Income - Power to Save | Faucet Aerators | 0 | 0 | 0.02 | 110.58 | 1 | Honeywell | 2023-09-28 | redacted
Low Income - Power to Save | Low Flow Showerhead | 0 | 0.04 | 0.1 | 504.08 | 1 | Honeywell | 2023-09-28 | redacted
Low Income - Power to Save | LI - DUCT | 0 | 0.4 | 0.12 | 775.77 | 1 | Honeywell | 2023-09-28 | redacted
Low Income - Power to Save | LED Lights | 0 | 0 | 0 | 47.6 | 1 | Honeywell | 2023-09-28 | redacted
Low Income - Power to Save | Weather Strip/Caulk | 0 | 0.25 | 0.09 | 503.3 | 1 | Honeywell | 2023-09-27 | redacted
Low Income - Power to Save | Pipe Wrap | 0 | 0.01 | 0.03 | 143.65 | 1 | Honeywell | 2023-09-27 | redacted
Low Income - Power to Save | Outdoor Coil Cleaning | 0 | 0.1 | 0 | 275 | 1 | Honeywell | 2023-09-27 | redacted
Low Income - Power to Save | HVAC Inspection | 0 | 0.17 | 0 | 268.73 | 1 | Honeywell | 2023-09-27 | redacted
Low Income - Power to Save | Low Flow Showerhead | 0 | 0.04 | 0.1 | 504.08 | 1 | Honeywell | 2023-09-27 | redacted
Low Income - Power to Save | LI - DUCT | 0 | 0.4 | 0.12 | 775.77 | 1 | Honeywell | 2023-09-27 | redacted
Low Income - Power to Save | LED Lights | 0 | 0 | 0 | 47.6 | 1 | Honeywell | 2023-09-27 | redacted
Low Income - Power to Save | Outdoor Coil Cleaning | 0 | 0.1 | 0 | 275 | 1 | Honeywell | 2023-09-27 | redacted
Low Income - Power to Save | Faucet Aerators | 0 | 0 | 0.02 | 110.58 | 1 | Honeywell | 2023-09-27 | redacted
Low Income - Power to Save | Low Flow Showerhead | 0 | 0.04 | 0.1 | 504.08 | 1 | Honeywell | 2023-09-27 | redacted
Low Income - Power to Save | LED Lights | 0 | 0 | 0 | 47.6 | 1 | Honeywell | 2023-09-27 | redacted
Low Income - Power to Save | Weather Strip/Caulk | 0 | 0.25 | 0.09 | 503.3 | 1 | Honeywell | 2023-09-27 | redacted
Low Income - Power to Save | Pipe Wrap | 0 | 0.01 | 0.03 | 143.65 | 1 | Honeywell | 2023-09-27 | redacted
Low Income - Power to Save | Outdoor Coil Cleaning | 0 | 0.1 | 0 | 275 | 1 | Honeywell | 2023-09-27 | redacted
Low Income - Power to Save | HVAC Inspection | 0 | 0.17 | 0 | 268.73 | 1 | Honeywell | 2023-09-27 | redacted
Low Income - Power to Save | Faucet Aerators | 0 | 0 | 0.02 | 110.58 | 1 | Honeywell | 2023-09-27 | redacted
Low Income - Power to Save | Low Flow Showerhead | 0 | 0.04 | 0.1 | 504.08 | 1 | Honeywell | 2023-09-27 | redacted
Low Income - Power to Save | LI - DUCT | 0 | 0.4 | 0.12 | 775.77 | 1 | Honeywell | 2023-09-27 | redacted
Low Income - Power to Save | LED Lights | 0 | 0 | 0 | 47.6 | 1 | Honeywell | 2023-09-27 | redacted
Low Income - Power to Save | Weather Strip/Caulk | 0 | 0.25 | 0.09 | 503.3 | 1 | Honeywell | 2023-09-26 | redacted
Low Income - Power to Save | Outdoor Coil Cleaning | 0 | 0.1 | 0 | 275 | 1 | Honeywell | 2023-09-26 | redacted
Low Income - Power to Save | HVAC Inspection | 0 | 0.17 | 0 | 268.73 | 1 | Honeywell | 2023-09-26 | redacted
Low Income - Power to Save | Faucet Aerators | 0 | 0 | 0.02 | 110.58 | 1 | Honeywell | 2023-09-26 | redacted
Low Income - Power to Save | Low Flow Showerhead | 0 | 0.04 | 0.1 | 504.08 | 1 | Honeywell | 2023-09-26 | redacted
Low Income - Power to Save | LI - DUCT | 0 | 0.4 | 0.12 | 775.77 | 1 | Honeywell | 2023-09-26 | redacted
Low Income - Power to Save | LED Lights | 0 | 0 | 0 | 47.6 | 1 | Honeywell | 2023-09-26 | redacted
Low Income - Power to Save | Weather Strip/Caulk | 0 | 0.25 | 0.09 | 503.3 | 1 | Honeywell | 2023-09-27 | redacted
Low Income - Power to Save | Pipe Wrap | 0 | 0.01 | 0.03 | 143.65 | 1 | Honeywell | 2023-09-27 | redacted
Low Income - Power to Save | Outdoor Coil Cleaning | 0 | 0.1 | 0 | 275 | 1 | Honeywell | 2023-09-27 | redacted
Low Income - Power to Save | HVAC Inspection | 0 | 0.17 | 0 | 268.73 | 1 | Honeywell | 2023-09-27 | redacted
Low Income - Power to Save | LI - DUCT | 0 | 0.4 | 0.12 | 775.77 | 1 | Honeywell | 2023-09-27 | redacted
Low Income - Power to Save | LED Lights | 0 | 0 | 0 | 47.6 | 1 | Honeywell | 2023-09-27 | redacted
Low Income - Power to Save | Weather Strip/Caulk | 0 | 0.25 | 0.09 | 503.3 | 1 | Honeywell | 2023-09-26 | redacted
Low Income - Power to Save | Outdoor Coil Cleaning | 0 | 0.1 | 0 | 275 | 1 | Honeywell | 2023-09-26 | redacted
Low Income - Power to Save | HVAC Inspection | 0 | 0.17 | 0 | 268.73 | 1 | Honeywell | 2023-09-26 | redacted
Low Income - Power to Save | Faucet Aerators | 0 | 0 | 0.02 | 110.58 | 1 | Honeywell | 2023-09-26 | redacted
Low Income - Power to Save | Low Flow Showerhead | 0 | 0.04 | 0.1 | 504.08 | 1 | Honeywell | 2023-09-26 | redacted
Low Income - Power to Save | LI - DUCT | 0 | 0.4 | 0.12 | 775.77 | 1 | Honeywell | 2023-09-26 | redacted
Low Income - Power to Save | LED Lights | 0 | 0 | 0 | 47.6 | 1 | Honeywell | 2023-09-26 | redacted
Low Income - Power to Save | Weather Strip/Caulk | 0 | 0.25 | 0.09 | 503.3 | 1 | Honeywell | 2023-09-30 | redacted
Low Income - Power to Save | Outdoor Coil Cleaning | 0 | 0.1 | 0 | 275 | 1 | Honeywell | 2023-09-30 | redacted
Low Income - Power to Save | HVAC Inspection | 0 | 0.17 | 0 | 268.73 | 1 | Honeywell | 2023-09-30 | redacted
Low Income - Power to Save | Faucet Aerators | 0 | 0 | 0.02 | 110.58 | 1 | Honeywell | 2023-09-30 | redacted
Low Income - Power to Save | LI - DUCT | 0 | 0.4 | 0.12 | 775.77 | 1 | Honeywell | 2023-09-30 | redacted
Low Income - Power to Save | LED Lights | 0 | 0 | 0 | 47.6 | 1 | Honeywell | 2023-09-30 | redacted
Low Income - Power to Save | Weather Strip/Caulk | 0 | 0.25 | 0.09 | 503.3 | 1 | Honeywell | 2023-09-28 | redacted
Low Income - Power to Save | Pipe Wrap | 0 | 0.01 | 0.03 | 143.65 | 1 | Honeywell | 2023-09-28 | redacted
Low Income - Power to Save | Outdoor Coil Cleaning | 0 | 0.1 | 0 | 275 | 1 | Honeywell | 2023-09-28 | redacted
Low Income - Power to Save | HVAC Inspection | 0 | 0.17 | 0 | 268.73 | 1 | Honeywell | 2023-09-28 | redacted
Low Income - Power to Save | LI - DUCT | 0 | 0.4 | 0.12 | 775.77 | 1 | Honeywell | 2023-09-28 | redacted
Low Income - Power to Save | LED Lights | 0 | 0 | 0 | 47.6 | 1 | Honeywell | 2023-09-28 | redacted
Low Income - Power to Save | Weather Strip/Caulk | 0 | 0.25 | 0.09 | 503.3 | 1 | Honeywell | 2023-09-28 | redacted
Low Income - Power to Save | Pipe Wrap | 0 | 0.01 | 0.03 | 143.65 | 1 | Honeywell | 2023-09-28 | redacted
Low Income - Power to Save | Outdoor Coil Cleaning | 0 | 0.1 | 0 | 275 | 1 | Honeywell | 2023-09-28 | redacted
Low Income - Power to Save | HVAC Inspection | 0 | 0.17 | 0 | 268.73 | 1 | Honeywell | 2023-09-28 | redacted
Low Income - Power to Save | Faucet Aerators | 0 | 0 | 0.02 | 110.58 | 1 | Honeywell | 2023-09-28 | redacted
Low Income - Power to Save | Low Flow Showerhead | 0 | 0.04 | 0.1 | 504.08 | 1 | Honeywell | 2023-09-28 | redacted
Low Income - Power to Save | LI - DUCT | 0 | 0.4 | 0.12 | 775.77 | 1 | Honeywell | 2023-09-28 | redacted
Low Income - Power to Save | LED Lights | 0 | 0 | 0 | 47.6 | 1 | Honeywell | 2023-09-28 | redacted
Low Income - Power to Save | Weather Strip/Caulk | 0 | 0.25 | 0.09 | 503.3 | 1 | Honeywell | 2023-09-27 | redacted
Low Income - Power to Save | Pipe Wrap | 0 | 0.01 | 0.03 | 143.65 | 1 | Honeywell | 2023-09-27 | redacted
Low Income - Power to Save | Outdoor Coil Cleaning | 0 | 0.1 | 0 | 275 | 1 | Honeywell | 2023-09-27 | redacted
Low Income - Power to Save | HVAC Inspection | 0 | 0.17 | 0 | 268.73 | 1 | Honeywell | 2023-09-27 | redacted
Low Income - Power to Save | Low Flow Showerhead | 0 | 0.04 | 0.1 | 504.08 | 1 | Honeywell | 2023-09-27 | redacted
Low Income - Power to Save | LI - DUCT | 0 | 0.4 | 0.12 | 775.77 | 1 | Honeywell | 2023-09-27 | redacted
Low Income - Power to Save | LED Lights | 0 | 0 | 0 | 47.6 | 1 | Honeywell | 2023-09-27 | redacted
Low Income - Power to Save | Weather Strip/Caulk | 0 | 0.25 | 0.09 | 503.3 | 1 | Honeywell | 2023-09-06 | redacted
Low Income - Power to Save | Outdoor Coil Cleaning | 0 | 0.1 | 0 | 275 | 1 | Honeywell | 2023-09-06 | redacted
Low Income - Power to Save | HVAC Inspection | 0 | 0.17 | 0 | 268.73 | 1 | Honeywell | 2023-09-06 | redacted
Low Income - Power to Save | Faucet Aerators | 0 | 0 | 0.02 | 110.58 | 1 | Honeywell | 2023-09-06 | redacted
Low Income - Power to Save | Low Flow Showerhead | 0 | 0.04 | 0.1 | 504.08 | 1 | Honeywell | 2023-09-06 | redacted
Low Income - Power to Save | LI - DUCT | 0 | 0.4 | 0.12 | 775.77 | 1 | Honeywell | 2023-09-06 | redacted
Low Income - Power to Save | LED Lights | 0 | 0 | 0 | 47.6 | 1 | Honeywell | 2023-09-06 | redacted
Low Income - Power to Save | Weather Strip/Caulk | 0 | 0.25 | 0.09 | 503.3 | 1 | Honeywell | 2023-09-27 | redacted
Low Income - Power to Save | Pipe Wrap | 0 | 0.01 | 0.03 | 143.65 | 1 | Honeywell | 2023-09-27 | redacted
Low Income - Power to Save | Outdoor Coil Cleaning | 0 | 0.1 | 0 | 275 | 1 | Honeywell | 2023-09-27 | redacted
Low Income - Power to Save | HVAC Inspection | 0 | 0.17 | 0 | 268.73 | 1 | Honeywell | 2023-09-27 | redacted
Low Income - Power to Save | Faucet Aerators | 0 | 0 | 0.02 | 110.58 | 1 | Honeywell | 2023-09-27 | redacted
Low Income - Power to Save | Low Flow Showerhead | 0 | 0.04 | 0.1 | 504.08 | 1 | Honeywell | 2023-09-27 | redacted
Low Income - Power to Save | LI - DUCT | 0 | 0.4 | 0.12 | 775.77 | 1 | Honeywell | 2023-09-27 | redacted
Low Income - Power to Save | LED Lights | 0 | 0 | 0 | 47.6 | 1 | Honeywell | 2023-09-27 | redacted
Low Income - Power to Save | Faucet Aerators | 0 | 0 | 0.02 | 110.58 | 1 | Honeywell | 2023-09-28 | redacted
Low Income - Power to Save | Low Flow Showerhead | 0 | 0.04 | 0.1 | 504.08 | 1 | Honeywell | 2023-09-28 | redacted
Low Income - Power to Save | LED Lights | 0 | 0 | 0 | 47.6 | 1 | Honeywell | 2023-09-28 | redacted
Low Income - Power to Save | Weather Strip/Caulk | 0 | 0.25 | 0.09 | 503.3 | 1 | Honeywell | 2023-09-06 | redacted
Low Income - Power to Save | Outdoor Coil Cleaning | 0 | 0.1 | 0 | 275 | 1 | Honeywell | 2023-09-06 | redacted
Low Income - Power to Save | HVAC Inspection | 0 | 0.17 | 0 | 268.73 | 1 | Honeywell | 2023-09-06 | redacted
Low Income - Power to Save | Faucet Aerators | 0 | 0 | 0.02 | 110.58 | 1 | Honeywell | 2023-09-06 | redacted
Low Income - Power to Save | Low Flow Showerhead | 0 | 0.04 | 0.1 | 504.08 | 1 | Honeywell | 2023-09-06 | redacted
Low Income - Power to Save | LI - DUCT | 0 | 0.4 | 0.12 | 775.77 | 1 | Honeywell | 2023-09-06 | redacted
Low Income - Power to Save | LED Lights | 0 | 0 | 0 | 47.6 | 1 | Honeywell | 2023-09-06 | redacted
Low Income - Power to Save | Weather Strip/Caulk | 0 | 0.25 | 0.09 | 503.3 | 1 | Honeywell | 2023-09-26 | redacted
Low Income - Power to Save | Pipe Wrap | 0 | 0.01 | 0.03 | 143.65 | 1 | Honeywell | 2023-09-26 | redacted
Low Income - Power to Save | Outdoor Coil Cleaning | 0 | 0.1 | 0 | 275 | 1 | Honeywell | 2023-09-26 | redacted
Low Income - Power to Save | HVAC Inspection | 0 | 0.17 | 0 | 268.73 | 1 | Honeywell | 2023-09-26 | redacted
Low Income - Power to Save | Low Flow Showerhead | 0 | 0.04 | 0.1 | 504.08 | 1 | Honeywell | 2023-09-26 | redacted
Low Income - Power to Save | LI - DUCT | 0 | 0.4 | 0.12 | 775.77 | 1 | Honeywell | 2023-09-26 | redacted
Low Income - Power to Save | LED Lights | 0 | 0 | 0 | 47.6 | 1 | Honeywell | 2023-09-26 | redacted
Low Income - Power to Save | Weather Strip/Caulk | 0 | 0.25 | 0.09 | 503.3 | 1 | Honeywell | 2023-09-28 | redacted
Low Income - Power to Save | Outdoor Coil Cleaning | 0 | 0.1 | 0 | 275 | 1 | Honeywell | 2023-09-28 | redacted
Low Income - Power to Save | HVAC Inspection | 0 | 0.17 | 0 | 268.73 | 1 | Honeywell | 2023-09-28 | redacted
Low Income - Power to Save | Faucet Aerators | 0 | 0 | 0.02 | 110.58 | 1 | Honeywell | 2023-09-28 | redacted
Low Income - Power to Save | Low Flow Showerhead | 0 | 0.04 | 0.1 | 504.08 | 1 | Honeywell | 2023-09-28 | redacted
Low Income - Power to Save | LI - DUCT | 0 | 0.4 | 0.12 | 775.77 | 1 | Honeywell | 2023-09-28 | redacted
Low Income - Power to Save | LED Lights | 0 | 0 | 0 | 47.6 | 1 | Honeywell | 2023-09-28 | redacted
Low Income - Power to Save | Weather Strip/Caulk | 0 | 0.25 | 0.09 | 503.3 | 1 | Honeywell | 2023-09-29 | redacted
Low Income - Power to Save | Outdoor Coil Cleaning | 0 | 0.1 | 0 | 275 | 1 | Honeywell | 2023-09-29 | redacted
Low Income - Power to Save | HVAC Inspection | 0 | 0.17 | 0 | 268.73 | 1 | Honeywell | 2023-09-29 | redacted
Low Income - Power to Save | Faucet Aerators | 0 | 0 | 0.02 | 110.58 | 1 | Honeywell | 2023-09-29 | redacted
Low Income - Power to Save | Low Flow Showerhead | 0 | 0.04 | 0.1 | 504.08 | 1 | Honeywell | 2023-09-29 | redacted
Low Income - Power to Save | LI - DUCT | 0 | 0.4 | 0.12 | 775.77 | 1 | Honeywell | 2023-09-29 | redacted
Low Income - Power to Save | LED Lights | 0 | 0 | 0 | 47.6 | 1 | Honeywell | 2023-09-29 | redacted
Low Income - Power to Save | Weather Strip/Caulk | 0 | 0.25 | 0.09 | 503.3 | 1 | Honeywell | 2023-09-26 | redacted
Low Income - Power to Save | Pipe Wrap | 0 | 0.01 | 0.03 | 143.65 | 1 | Honeywell | 2023-09-26 | redacted
Low Income - Power to Save | Outdoor Coil Cleaning | 0 | 0.1 | 0 | 275 | 1 | Honeywell | 2023-09-26 | redacted
Low Income - Power to Save | HVAC Inspection | 0 | 0.17 | 0 | 268.73 | 1 | Honeywell | 2023-09-26 | redacted
Low Income - Power to Save | Faucet Aerators | 0 | 0 | 0.02 | 110.58 | 1 | Honeywell | 2023-09-26 | redacted
Low Income - Power to Save | Low Flow Showerhead | 0 | 0.04 | 0.1 | 504.08 | 1 | Honeywell | 2023-09-26 | redacted
Low Income - Power to Save | LI - DUCT | 0 | 0.4 | 0.12 | 775.77 | 1 | Honeywell | 2023-09-26 | redacted
Low Income - Power to Save | LED Lights | 0 | 0 | 0 | 47.6 | 1 | Honeywell | 2023-09-26 | redacted
Low Income - Power to Save | Outdoor Coil Cleaning | 0 | 0.1 | 0 | 275 | 1 | Honeywell | 2023-09-28 | redacted
Low Income - Power to Save | Faucet Aerators | 0 | 0 | 0.02 | 110.58 | 1 | Honeywell | 2023-09-28 | redacted
Low Income - Power to Save | Low Flow Showerhead | 0 | 0.04 | 0.1 | 504.08 | 1 | Honeywell | 2023-09-28 | redacted
Low Income - Power to Save | LED Lights | 0 | 0 | 0 | 47.6 | 1 | Honeywell | 2023-09-28 | redacted
Low Income - Power to Save | Weather Strip/Caulk | 0 | 0.25 | 0.09 | 503.3 | 1 | Honeywell | 2023-09-27 | redacted
Low Income - Power to Save | Pipe Wrap | 0 | 0.01 | 0.03 | 143.65 | 1 | Honeywell | 2023-09-27 | redacted
Low Income - Power to Save | Outdoor Coil Cleaning | 0 | 0.1 | 0 | 275 | 1 | Honeywell | 2023-09-27 | redacted
Low Income - Power to Save | HVAC Inspection | 0 | 0.17 | 0 | 268.73 | 1 | Honeywell | 2023-09-27 | redacted
Low Income - Power to Save | Low Flow Showerhead | 0 | 0.04 | 0.1 | 504.08 | 1 | Honeywell | 2023-09-27 | redacted
Low Income - Power to Save | LED Lights | 0 | 0 | 0 | 47.6 | 1 | Honeywell | 2023-09-27 | redacted
Low Income - Power to Save | Weather Strip/Caulk | 0 | 0.25 | 0.09 | 503.3 | 1 | Honeywell | 2023-09-06 | redacted
Low Income - Power to Save | Outdoor Coil Cleaning | 0 | 0.1 | 0 | 275 | 1 | Honeywell | 2023-09-06 | redacted
Low Income - Power to Save | HVAC Inspection | 0 | 0.17 | 0 | 268.73 | 1 | Honeywell | 2023-09-06 | redacted
Low Income - Power to Save | Faucet Aerators | 0 | 0 | 0.02 | 110.58 | 1 | Honeywell | 2023-09-06 | redacted
Low Income - Power to Save | Low Flow Showerhead | 0 | 0.04 | 0.1 | 504.08 | 1 | Honeywell | 2023-09-06 | redacted
Low Income - Power to Save | LI - DUCT | 0 | 0.4 | 0.12 | 775.77 | 1 | Honeywell | 2023-09-06 | redacted
Low Income - Power to Save | LED Lights | 0 | 0 | 0 | 47.6 | 1 | Honeywell | 2023-09-06 | redacted
Low Income - Power to Save | Weather Strip/Caulk | 0 | 0.25 | 0.09 | 503.3 | 1 | Honeywell | 2023-09-06 | redacted
Low Income - Power to Save | Outdoor Coil Cleaning | 0 | 0.1 | 0 | 275 | 1 | Honeywell | 2023-09-06 | redacted
Low Income - Power to Save | HVAC Inspection | 0 | 0.17 | 0 | 268.73 | 1 | Honeywell | 2023-09-06 | redacted
Low Income - Power to Save | Faucet Aerators | 0 | 0 | 0.02 | 110.58 | 1 | Honeywell | 2023-09-06 | redacted
Low Income - Power to Save | Low Flow Showerhead | 0 | 0.04 | 0.1 | 504.08 | 1 | Honeywell | 2023-09-06 | redacted
Low Income - Power to Save | LI - DUCT | 0 | 0.4 | 0.12 | 775.77 | 1 | Honeywell | 2023-09-06 | redacted
Low Income - Power to Save | LED Lights | 0 | 0 | 0 | 47.6 | 1 | Honeywell | 2023-09-06 | redacted
Low Income - Power to Save | Weather Strip/Caulk | 0 | 0.25 | 0.09 | 503.3 | 1 | Honeywell | 2023-09-26 | redacted
Low Income - Power to Save | Outdoor Coil Cleaning | 0 | 0.1 | 0 | 275 | 1 | Honeywell | 2023-09-26 | redacted
Low Income - Power to Save | HVAC Inspection | 0 | 0.17 | 0 | 268.73 | 1 | Honeywell | 2023-09-26 | redacted
Low Income - Power to Save | Faucet Aerators | 0 | 0 | 0.02 | 110.58 | 1 | Honeywell | 2023-09-26 | redacted
Low Income - Power to Save | Low Flow Showerhead | 0 | 0.04 | 0.1 | 504.08 | 1 | Honeywell | 2023-09-26 | redacted
Low Income - Power to Save | LI - DUCT | 0 | 0.4 | 0.12 | 775.77 | 1 | Honeywell | 2023-09-26 | redacted
Low Income - Power to Save | LED Lights | 0 | 0 | 0 | 47.6 | 1 | Honeywell | 2023-09-26 | redacted
Low Income - Power to Save | Weather Strip/Caulk | 0 | 0.25 | 0.09 | 503.3 | 1 | Honeywell | 2023-09-26 | redacted
Low Income - Power to Save | Outdoor Coil Cleaning | 0 | 0.1 | 0 | 275 | 1 | Honeywell | 2023-09-26 | redacted
Low Income - Power to Save | HVAC Inspection | 0 | 0.17 | 0 | 268.73 | 1 | Honeywell | 2023-09-26 | redacted
Low Income - Power to Save | Faucet Aerators | 0 | 0 | 0.02 | 110.58 | 1 | Honeywell | 2023-09-26 | redacted
Low Income - Power to Save | Low Flow Showerhead | 0 | 0.04 | 0.1 | 504.08 | 1 | Honeywell | 2023-09-26 | redacted
Low Income - Power to Save | LI - DUCT | 0 | 0.4 | 0.12 | 775.77 | 1 | Honeywell | 2023-09-26 | redacted
Low Income - Power to Save | LED Lights | 0 | 0 | 0 | 47.6 | 1 | Honeywell | 2023-09-26 | redacted
Low Income - Power to Save | Outdoor Coil Cleaning | 0 | 0.1 | 0 | 275 | 1 | Honeywell | 2023-09-30 | redacted
Low Income - Power to Save | Faucet Aerators | 0 | 0 | 0.02 | 110.58 | 1 | Honeywell | 2023-09-30 | redacted
Low Income - Power to Save | Low Flow Showerhead | 0 | 0.04 | 0.1 | 504.08 | 1 | Honeywell | 2023-09-30 | redacted
Low Income - Power to Save | LED Lights | 0 | 0 | 0 | 47.6 | 1 | Honeywell | 2023-09-30 | redacted
Low Income - Power to Save | Weather Strip/Caulk | 0 | 0.25 | 0.09 | 503.3 | 1 | Honeywell | 2023-09-27 | redacted
Low Income - Power to Save | Faucet Aerators | 0 | 0 | 0.02 | 110.58 | 1 | Honeywell | 2023-09-27 | redacted
Low Income - Power to Save | Low Flow Showerhead | 0 | 0.04 | 0.1 | 504.08 | 1 | Honeywell | 2023-09-27 | redacted
Low Income - Power to Save | LED Lights | 0 | 0 | 0 | 47.6 | 1 | Honeywell | 2023-09-27 | redacted
Low Income - Power to Save | Weather Strip/Caulk | 0 | 0.25 | 0.09 | 503.3 | 1 | Honeywell | 2023-09-27 | redacted
Low Income - Power to Save | Pipe Wrap | 0 | 0.01 | 0.03 | 143.65 | 1 | Honeywell | 2023-09-27 | redacted
Low Income - Power to Save | Outdoor Coil Cleaning | 0 | 0.1 | 0 | 275 | 1 | Honeywell | 2023-09-27 | redacted
Low Income - Power to Save | HVAC Inspection | 0 | 0.17 | 0 | 268.73 | 1 | Honeywell | 2023-09-27 | redacted
Low Income - Power to Save | Faucet Aerators | 0 | 0 | 0.02 | 110.58 | 1 | Honeywell | 2023-09-27 | redacted
Low Income - Power to Save | Low Flow Showerhead | 0 | 0.04 | 0.1 | 504.08 | 1 | Honeywell | 2023-09-27 | redacted
Low Income - Power to Save | LED Lights | 0 | 0 | 0 | 47.6 | 1 | Honeywell | 2023-09-27 | redacted
Low Income - Power to Save | Weather Strip/Caulk | 0 | 0.25 | 0.09 | 503.3 | 1 | Honeywell | 2023-09-29 | redacted
Low Income - Power to Save | Outdoor Coil Cleaning | 0 | 0.1 | 0 | 275 | 1 | Honeywell | 2023-09-29 | redacted
Low Income - Power to Save | HVAC Inspection | 0 | 0.17 | 0 | 268.73 | 1 | Honeywell | 2023-09-29 | redacted
Low Income - Power to Save | Faucet Aerators | 0 | 0 | 0.02 | 110.58 | 1 | Honeywell | 2023-09-29 | redacted
Low Income - Power to Save | Low Flow Showerhead | 0 | 0.04 | 0.1 | 504.08 | 1 | Honeywell | 2023-09-29 | redacted
Low Income - Power to Save | LI - DUCT | 0 | 0.4 | 0.12 | 775.77 | 1 | Honeywell | 2023-09-29 | redacted
Low Income - Power to Save | LED Lights | 0 | 0 | 0 | 47.6 | 1 | Honeywell | 2023-09-29 | redacted
Low Income - Power to Save | Weather Strip/Caulk | 0 | 0.25 | 0.09 | 503.3 | 1 | Honeywell | 2023-09-29 | redacted
Low Income - Power to Save | Outdoor Coil Cleaning | 0 | 0.1 | 0 | 275 | 1 | Honeywell | 2023-09-29 | redacted
Low Income - Power to Save | HVAC Inspection | 0 | 0.17 | 0 | 268.73 | 1 | Honeywell | 2023-09-29 | redacted
Low Income - Power to Save | Faucet Aerators | 0 | 0 | 0.02 | 110.58 | 1 | Honeywell | 2023-09-29 | redacted
Low Income - Power to Save | LI - DUCT | 0 | 0.4 | 0.12 | 775.77 | 1 | Honeywell | 2023-09-29 | redacted
Low Income - Power to Save | LED Lights | 0 | 0 | 0 | 47.6 | 1 | Honeywell | 2023-09-29 | redacted
Low Income - Power to Save | Weather Strip/Caulk | 0 | 0.25 | 0.09 | 503.3 | 1 | Honeywell | 2023-09-27 | redacted
Low Income - Power to Save | Outdoor Coil Cleaning | 0 | 0.1 | 0 | 275 | 1 | Honeywell | 2023-09-27 | redacted
Low Income - Power to Save | Faucet Aerators | 0 | 0 | 0.02 | 110.58 | 1 | Honeywell | 2023-09-27 | redacted
Low Income - Power to Save | Low Flow Showerhead | 0 | 0.04 | 0.1 | 504.08 | 1 | Honeywell | 2023-09-27 | redacted
Low Income - Power to Save | LED Lights | 0 | 0 | 0 | 47.6 | 1 | Honeywell | 2023-09-27 | redacted
Low Income - Power to Save | Pipe Wrap | 0 | 0.01 | 0.03 | 143.65 | 1 | Honeywell | 2023-09-26 | redacted
Low Income - Power to Save | Outdoor Coil Cleaning | 0 | 0.1 | 0 | 275 | 1 | Honeywell | 2023-09-26 | redacted
Low Income - Power to Save | HVAC Inspection | 0 | 0.17 | 0 | 268.73 | 1 | Honeywell | 2023-09-26 | redacted
Low Income - Power to Save | Low Flow Showerhead | 0 | 0.04 | 0.1 | 504.08 | 1 | Honeywell | 2023-09-26 | redacted
Low Income - Power to Save | LI - DUCT | 0 | 0.4 | 0.12 | 775.77 | 1 | Honeywell | 2023-09-26 | redacted
Low Income - Power to Save | LED Lights | 0 | 0 | 0 | 47.6 | 1 | Honeywell | 2023-09-26 | redacted
Low Income - Power to Save | Weather Strip/Caulk | 0 | 0.25 | 0.09 | 503.3 | 1 | Honeywell | 2023-09-27 | redacted
Low Income - Power to Save | Pipe Wrap | 0 | 0.01 | 0.03 | 143.65 | 1 | Honeywell | 2023-09-27 | redacted
Low Income - Power to Save | Outdoor Coil Cleaning | 0 | 0.1 | 0 | 275 | 1 | Honeywell | 2023-09-27 | redacted
Low Income - Power to Save | HVAC Inspection | 0 | 0.17 | 0 | 268.73 | 1 | Honeywell | 2023-09-27 | redacted
Low Income - Power to Save | Faucet Aerators | 0 | 0 | 0.02 | 110.58 | 1 | Honeywell | 2023-09-27 | redacted
Low Income - Power to Save | Low Flow Showerhead | 0 | 0.04 | 0.1 | 504.08 | 1 | Honeywell | 2023-09-27 | redacted
Low Income - Power to Save | LI - DUCT | 0 | 0.4 | 0.12 | 775.77 | 1 | Honeywell | 2023-09-27 | redacted
Low Income - Power to Save | LED Lights | 0 | 0 | 0 | 47.6 | 1 | Honeywell | 2023-09-27 | redacted
Low Income - Power to Save | Weather Strip/Caulk | 0 | 0.25 | 0.09 | 503.3 | 1 | Honeywell | 2023-09-26 | redacted
Low Income - Power to Save | Outdoor Coil Cleaning | 0 | 0.1 | 0 | 275 | 1 | Honeywell | 2023-09-26 | redacted
Low Income - Power to Save | HVAC Inspection | 0 | 0.17 | 0 | 268.73 | 1 | Honeywell | 2023-09-26 | redacted
Low Income - Power to Save | Low Flow Showerhead | 0 | 0.04 | 0.1 | 504.08 | 1 | Honeywell | 2023-09-26 | redacted
Low Income - Power to Save | LI - DUCT | 0 | 0.4 | 0.12 | 775.77 | 1 | Honeywell | 2023-09-26 | redacted
Low Income - Power to Save | LED Lights | 0 | 0 | 0 | 47.6 | 1 | Honeywell | 2023-09-26 | redacted
Low Income - Power to Save | Weather Strip/Caulk | 0 | 0.25 | 0.09 | 503.3 | 1 | Honeywell | 2023-09-28 | redacted
Low Income - Power to Save | Outdoor Coil Cleaning | 0 | 0.1 | 0 | 275 | 1 | Honeywell | 2023-09-28 | redacted
Low Income - Power to Save | HVAC Inspection | 0 | 0.17 | 0 | 268.73 | 1 | Honeywell | 2023-09-28 | redacted
Low Income - Power to Save | Faucet Aerators | 0 | 0 | 0.02 | 110.58 | 1 | Honeywell | 2023-09-28 | redacted
Low Income - Power to Save | Low Flow Showerhead | 0 | 0.04 | 0.1 | 504.08 | 1 | Honeywell | 2023-09-28 | redacted
Low Income - Power to Save | LI - DUCT | 0 | 0.4 | 0.12 | 775.77 | 1 | Honeywell | 2023-09-28 | redacted
Low Income - Power to Save | LED Lights | 0 | 0 | 0 | 47.6 | 1 | Honeywell | 2023-09-28 | redacted
Low Income - Power to Save | Outdoor Coil Cleaning | 0 | 0.1 | 0 | 275 | 1 | Honeywell | 2023-09-28 | redacted
Low Income - Power to Save | Faucet Aerators | 0 | 0 | 0.02 | 110.58 | 1 | Honeywell | 2023-09-28 | redacted
Low Income - Power to Save | Low Flow Showerhead | 0 | 0.04 | 0.1 | 504.08 | 1 | Honeywell | 2023-09-28 | redacted
Low Income - Power to Save | LED Lights | 0 | 0 | 0 | 47.6 | 1 | Honeywell | 2023-09-28 | redacted
Low Income - Power to Save | Weather Strip/Caulk | 0 | 0.25 | 0.09 | 503.3 | 1 | Honeywell | 2023-09-27 | redacted
Low Income - Power to Save | Pipe Wrap | 0 | 0.01 | 0.03 | 143.65 | 1 | Honeywell | 2023-09-27 | redacted
Low Income - Power to Save | Outdoor Coil Cleaning | 0 | 0.1 | 0 | 275 | 1 | Honeywell | 2023-09-27 | redacted
Low Income - Power to Save | HVAC Inspection | 0 | 0.17 | 0 | 268.73 | 1 | Honeywell | 2023-09-27 | redacted
Low Income - Power to Save | Low Flow Showerhead | 0 | 0.04 | 0.1 | 504.08 | 1 | Honeywell | 2023-09-27 | redacted
Low Income - Power to Save | LI - DUCT | 0 | 0.4 | 0.12 | 775.77 | 1 | Honeywell | 2023-09-27 | redacted
Low Income - Power to Save | LED Lights | 0 | 0 | 0 | 47.6 | 1 | Honeywell | 2023-09-27 | redacted
Low Income - Power to Save | Weather Strip/Caulk | 0 | 0.25 | 0.09 | 503.3 | 1 | Honeywell | 2023-09-26 | redacted
Low Income - Power to Save | Outdoor Coil Cleaning | 0 | 0.1 | 0 | 275 | 1 | Honeywell | 2023-09-26 | redacted
Low Income - Power to Save | HVAC Inspection | 0 | 0.17 | 0 | 268.73 | 1 | Honeywell | 2023-09-26 | redacted
Low Income - Power to Save | LED Lights | 0 | 0 | 0 | 47.6 | 1 | Honeywell | 2023-09-26 | redacted
Low Income - Power to Save | Weather Strip/Caulk | 0 | 0.25 | 0.09 | 503.3 | 1 | Honeywell | 2023-09-30 | redacted
Low Income - Power to Save | Outdoor Coil Cleaning | 0 | 0.1 | 0 | 275 | 1 | Honeywell | 2023-09-30 | redacted
Low Income - Power to Save | HVAC Inspection | 0 | 0.17 | 0 | 268.73 | 1 | Honeywell | 2023-09-30 | redacted
Low Income - Power to Save | Faucet Aerators | 0 | 0 | 0.02 | 110.58 | 1 | Honeywell | 2023-09-30 | redacted
Low Income - Power to Save | LI - DUCT | 0 | 0.4 | 0.12 | 775.77 | 1 | Honeywell | 2023-09-30 | redacted
Low Income - Power to Save | LED Lights | 0 | 0 | 0 | 47.6 | 1 | Honeywell | 2023-09-30 | redacted
Low Income - Power to Save | Weather Strip/Caulk | 0 | 0.25 | 0.09 | 503.3 | 1 | Honeywell | 2023-09-27 | redacted
Low Income - Power to Save | Pipe Wrap | 0 | 0.01 | 0.03 | 143.65 | 1 | Honeywell | 2023-09-27 | redacted
Low Income - Power to Save | Outdoor Coil Cleaning | 0 | 0.1 | 0 | 275 | 1 | Honeywell | 2023-09-27 | redacted
Low Income - Power to Save | HVAC Inspection | 0 | 0.17 | 0 | 268.73 | 1 | Honeywell | 2023-09-27 | redacted
Low Income - Power to Save | Faucet Aerators | 0 | 0 | 0.02 | 110.58 | 1 | Honeywell | 2023-09-27 | redacted
Low Income - Power to Save | Low Flow Showerhead | 0 | 0.04 | 0.1 | 504.08 | 1 | Honeywell | 2023-09-27 | redacted
Low Income - Power to Save | LI - DUCT | 0 | 0.4 | 0.12 | 775.77 | 1 | Honeywell | 2023-09-27 | redacted
Low Income - Power to Save | LED Lights | 0 | 0 | 0 | 47.6 | 1 | Honeywell | 2023-09-27 | redacted
Low Income - Power to Save | Weather Strip/Caulk | 0 | 0.25 | 0.09 | 503.3 | 1 | Honeywell | 2023-09-26 | redacted
Low Income - Power to Save | Outdoor Coil Cleaning | 0 | 0.1 | 0 | 275 | 1 | Honeywell | 2023-09-26 | redacted
Low Income - Power to Save | HVAC Inspection | 0 | 0.17 | 0 | 268.73 | 1 | Honeywell | 2023-09-26 | redacted
Low Income - Power to Save | Faucet Aerators | 0 | 0 | 0.02 | 110.58 | 1 | Honeywell | 2023-09-26 | redacted
Low Income - Power to Save | Low Flow Showerhead | 0 | 0.04 | 0.1 | 504.08 | 1 | Honeywell | 2023-09-26 | redacted
Low Income - Power to Save | LI - DUCT | 0 | 0.4 | 0.12 | 775.77 | 1 | Honeywell | 2023-09-26 | redacted
Low Income - Power to Save | LED Lights | 0 | 0 | 0 | 47.6 | 1 | Honeywell | 2023-09-26 | redacted
Low Income - Power to Save | Outdoor Coil Cleaning | 0 | 0.1 | 0 | 275 | 1 | Honeywell | 2023-09-28 | redacted
Low Income - Power to Save | Faucet Aerators | 0 | 0 | 0.02 | 110.58 | 1 | Honeywell | 2023-09-28 | redacted
Low Income - Power to Save | Low Flow Showerhead | 0 | 0.04 | 0.1 | 504.08 | 1 | Honeywell | 2023-09-28 | redacted
Low Income - Power to Save | LED Lights | 0 | 0 | 0 | 47.6 | 1 | Honeywell | 2023-09-28 | redacted
Low Income - Power to Save | Weather Strip/Caulk | 0 | 0.25 | 0.09 | 503.3 | 1 | Honeywell | 2023-09-26 | redacted
Low Income - Power to Save | Outdoor Coil Cleaning | 0 | 0.1 | 0 | 275 | 1 | Honeywell | 2023-09-26 | redacted
Low Income - Power to Save | HVAC Inspection | 0 | 0.17 | 0 | 268.73 | 1 | Honeywell | 2023-09-26 | redacted
Low Income - Power to Save | Faucet Aerators | 0 | 0 | 0.02 | 110.58 | 1 | Honeywell | 2023-09-26 | redacted
Low Income - Power to Save | Low Flow Showerhead | 0 | 0.04 | 0.1 | 504.08 | 1 | Honeywell | 2023-09-26 | redacted
Low Income - Power to Save | LED Lights | 0 | 0 | 0 | 47.6 | 1 | Honeywell | 2023-09-26 | redacted
Low Income - Power to Save | Weather Strip/Caulk | 0 | 0.25 | 0.09 | 503.3 | 1 | Honeywell | 2023-09-30 | redacted
Low Income - Power to Save | Pipe Wrap | 0 | 0.01 | 0.03 | 143.65 | 1 | Honeywell | 2023-09-30 | redacted
Low Income - Power to Save | Outdoor Coil Cleaning | 0 | 0.1 | 0 | 275 | 1 | Honeywell | 2023-09-30 | redacted
Low Income - Power to Save | HVAC Inspection | 0 | 0.17 | 0 | 268.73 | 1 | Honeywell | 2023-09-30 | redacted
Low Income - Power to Save | Faucet Aerators | 0 | 0 | 0.02 | 110.58 | 1 | Honeywell | 2023-09-30 | redacted
Low Income - Power to Save | LI - DUCT | 0 | 0.4 | 0.12 | 775.77 | 1 | Honeywell | 2023-09-30 | redacted
Low Income - Power to Save | LED Lights | 0 | 0 | 0 | 47.6 | 1 | Honeywell | 2023-09-30 | redacted
Low Income - Power to Save | Outdoor Coil Cleaning | 0 | 0.1 | 0 | 275 | 1 | Honeywell | 2023-09-28 | redacted
Low Income - Power to Save | Faucet Aerators | 0 | 0 | 0.02 | 110.58 | 1 | Honeywell | 2023-09-28 | redacted
Low Income - Power to Save | Low Flow Showerhead | 0 | 0.04 | 0.1 | 504.08 | 1 | Honeywell | 2023-09-28 | redacted
Low Income - Power to Save | LED Lights | 0 | 0 | 0 | 47.6 | 1 | Honeywell | 2023-09-28 | redacted
Low Income - Power to Save | Weather Strip/Caulk | 0 | 0.25 | 0.09 | 503.3 | 1 | Honeywell | 2023-09-07 | redacted
Low Income - Power to Save | Pipe Wrap | 0 | 0.01 | 0.03 | 143.65 | 1 | Honeywell | 2023-09-07 | redacted
Low Income - Power to Save | Faucet Aerators | 0 | 0 | 0.02 | 110.58 | 1 | Honeywell | 2023-09-07 | redacted
Low Income - Power to Save | Low Flow Showerhead | 0 | 0.04 | 0.1 | 504.08 | 1 | Honeywell | 2023-09-07 | redacted
Low Income - Power to Save | LED Lights | 0 | 0 | 0 | 47.6 | 1 | Honeywell | 2023-09-07 | redacted
Low Income - Power to Save | Outdoor Coil Cleaning | 0 | 0.1 | 0 | 275 | 1 | Honeywell | 2023-09-27 | redacted
Low Income - Power to Save | Faucet Aerators | 0 | 0 | 0.02 | 110.58 | 1 | Honeywell | 2023-09-27 | redacted
Low Income - Power to Save | Low Flow Showerhead | 0 | 0.04 | 0.1 | 504.08 | 1 | Honeywell | 2023-09-27 | redacted
Low Income - Power to Save | LED Lights | 0 | 0 | 0 | 47.6 | 1 | Honeywell | 2023-09-27 | redacted
Low Income - Power to Save | Weather Strip/Caulk | 0 | 0.25 | 0.09 | 503.3 | 1 | Honeywell | 2023-09-28 | redacted
Low Income - Power to Save | Pipe Wrap | 0 | 0.01 | 0.03 | 143.65 | 1 | Honeywell | 2023-09-28 | redacted
Low Income - Power to Save | Outdoor Coil Cleaning | 0 | 0.1 | 0 | 275 | 1 | Honeywell | 2023-09-28 | redacted
Low Income - Power to Save | HVAC Inspection | 0 | 0.17 | 0 | 268.73 | 1 | Honeywell | 2023-09-28 | redacted
Low Income - Power to Save | Faucet Aerators | 0 | 0 | 0.02 | 110.58 | 1 | Honeywell | 2023-09-28 | redacted
Low Income - Power to Save | Low Flow Showerhead | 0 | 0.04 | 0.1 | 504.08 | 1 | Honeywell | 2023-09-28 | redacted
Low Income - Power to Save | LI - DUCT | 0 | 0.4 | 0.12 | 775.77 | 1 | Honeywell | 2023-09-28 | redacted
Low Income - Power to Save | LED Lights | 0 | 0 | 0 | 47.6 | 1 | Honeywell | 2023-09-28 | redacted
Low Income - Power to Save | Weather Strip/Caulk | 0 | 0.25 | 0.09 | 503.3 | 1 | Honeywell | 2023-09-07 | redacted
Low Income - Power to Save | Faucet Aerators | 0 | 0 | 0.02 | 110.58 | 1 | Honeywell | 2023-09-07 | redacted
Low Income - Power to Save | LED Lights | 0 | 0 | 0 | 47.6 | 1 | Honeywell | 2023-09-07 | redacted
Low Income - Power to Save | Weather Strip/Caulk | 0 | 0.25 | 0.09 | 503.3 | 1 | Honeywell | 2023-09-26 | redacted
Low Income - Power to Save | Pipe Wrap | 0 | 0.01 | 0.03 | 143.65 | 1 | Honeywell | 2023-09-26 | redacted
Low Income - Power to Save | Outdoor Coil Cleaning | 0 | 0.1 | 0 | 275 | 1 | Honeywell | 2023-09-26 | redacted
Low Income - Power to Save | HVAC Inspection | 0 | 0.17 | 0 | 268.73 | 1 | Honeywell | 2023-09-26 | redacted
Low Income - Power to Save | Faucet Aerators | 0 | 0 | 0.02 | 110.58 | 1 | Honeywell | 2023-09-26 | redacted
Low Income - Power to Save | Low Flow Showerhead | 0 | 0.04 | 0.1 | 504.08 | 1 | Honeywell | 2023-09-26 | redacted
Low Income - Power to Save | LI - DUCT | 0 | 0.4 | 0.12 | 775.77 | 1 | Honeywell | 2023-09-26 | redacted
Low Income - Power to Save | LED Lights | 0 | 0 | 0 | 47.6 | 1 | Honeywell | 2023-09-26 | redacted
Low Income - Power to Save | Weather Strip/Caulk | 0 | 0.25 | 0.09 | 503.3 | 1 | Honeywell | 2023-09-28 | redacted
Low Income - Power to Save | Outdoor Coil Cleaning | 0 | 0.1 | 0 | 275 | 1 | Honeywell | 2023-09-28 | redacted
Low Income - Power to Save | HVAC Inspection | 0 | 0.17 | 0 | 268.73 | 1 | Honeywell | 2023-09-28 | redacted
Low Income - Power to Save | Faucet Aerators | 0 | 0 | 0.02 | 110.58 | 1 | Honeywell | 2023-09-28 | redacted
Low Income - Power to Save | Low Flow Showerhead | 0 | 0.04 | 0.1 | 504.08 | 1 | Honeywell | 2023-09-28 | redacted
Low Income - Power to Save | LI - DUCT | 0 | 0.4 | 0.12 | 775.77 | 1 | Honeywell | 2023-09-28 | redacted
Low Income - Power to Save | LED Lights | 0 | 0 | 0 | 47.6 | 1 | Honeywell | 2023-09-28 | redacted
Low Income - Power to Save | Weather Strip/Caulk | 0 | 0.25 | 0.09 | 503.3 | 1 | Honeywell | 2023-09-05 | redacted
Low Income - Power to Save | Pipe Wrap | 0 | 0.01 | 0.03 | 143.65 | 1 | Honeywell | 2023-09-05 | redacted
Low Income - Power to Save | Outdoor Coil Cleaning | 0 | 0.1 | 0 | 275 | 1 | Honeywell | 2023-09-05 | redacted
Low Income - Power to Save | HVAC Inspection | 0 | 0.17 | 0 | 268.73 | 1 | Honeywell | 2023-09-05 | redacted
Low Income - Power to Save | Faucet Aerators | 0 | 0 | 0.02 | 110.58 | 1 | Honeywell | 2023-09-05 | redacted
Low Income - Power to Save | Low Flow Showerhead | 0 | 0.04 | 0.1 | 504.08 | 1 | Honeywell | 2023-09-05 | redacted
Low Income - Power to Save | LI - DUCT | 0 | 0.4 | 0.12 | 775.77 | 1 | Honeywell | 2023-09-05 | redacted
Low Income - Power to Save | LED Lights | 0 | 0 | 0 | 47.6 | 1 | Honeywell | 2023-09-05 | redacted
Low Income - Power to Save | Faucet Aerators | 0 | 0 | 0.02 | 110.58 | 1 | Honeywell | 2023-09-30 | redacted
Low Income - Power to Save | Low Flow Showerhead | 0 | 0.04 | 0.1 | 504.08 | 1 | Honeywell | 2023-09-30 | redacted
Low Income - Power to Save | LED Lights | 0 | 0 | 0 | 47.6 | 1 | Honeywell | 2023-09-30 | redacted
Low Income - Power to Save | Weather Strip/Caulk | 0 | 0.25 | 0.09 | 503.3 | 1 | Honeywell | 2023-09-28 | redacted
Low Income - Power to Save | Outdoor Coil Cleaning | 0 | 0.1 | 0 | 275 | 1 | Honeywell | 2023-09-28 | redacted
Low Income - Power to Save | HVAC Inspection | 0 | 0.17 | 0 | 268.73 | 1 | Honeywell | 2023-09-28 | redacted
Low Income - Power to Save | Low Flow Showerhead | 0 | 0.04 | 0.1 | 504.08 | 1 | Honeywell | 2023-09-28 | redacted
Low Income - Power to Save | LI - DUCT | 0 | 0.4 | 0.12 | 775.77 | 1 | Honeywell | 2023-09-28 | redacted
Low Income - Power to Save | LED Lights | 0 | 0 | 0 | 47.6 | 1 | Honeywell | 2023-09-28 | redacted
Low Income - Power to Save | Outdoor Coil Cleaning | 0 | 0.1 | 0 | 275 | 1 | Honeywell | 2023-09-27 | redacted
Low Income - Power to Save | Faucet Aerators | 0 | 0 | 0.02 | 110.58 | 1 | Honeywell | 2023-09-27 | redacted
Low Income - Power to Save | Low Flow Showerhead | 0 | 0.04 | 0.1 | 504.08 | 1 | Honeywell | 2023-09-27 | redacted
Low Income - Power to Save | LED Lights | 0 | 0 | 0 | 47.6 | 1 | Honeywell | 2023-09-27 | redacted
Low Income - Power to Save | Faucet Aerators | 0 | 0 | 0.02 | 110.58 | 1 | Honeywell | 2023-09-30 | redacted
Low Income - Power to Save | Low Flow Showerhead | 0 | 0.04 | 0.1 | 504.08 | 1 | Honeywell | 2023-09-30 | redacted
Low Income - Power to Save | LED Lights | 0 | 0 | 0 | 47.6 | 1 | Honeywell | 2023-09-30 | redacted
Low Income - Power to Save | Weather Strip/Caulk | 0 | 0.25 | 0.09 | 503.3 | 1 | Honeywell | 2023-09-28 | redacted
Low Income - Power to Save | Outdoor Coil Cleaning | 0 | 0.1 | 0 | 275 | 1 | Honeywell | 2023-09-28 | redacted
Low Income - Power to Save | HVAC Inspection | 0 | 0.17 | 0 | 268.73 | 1 | Honeywell | 2023-09-28 | redacted
Low Income - Power to Save | Faucet Aerators | 0 | 0 | 0.02 | 110.58 | 1 | Honeywell | 2023-09-28 | redacted
Low Income - Power to Save | LI - DUCT | 0 | 0.4 | 0.12 | 775.77 | 1 | Honeywell | 2023-09-28 | redacted
Low Income - Power to Save | LED Lights | 0 | 0 | 0 | 47.6 | 1 | Honeywell | 2023-09-28 | redacted
Low Income - Power to Save | Weather Strip/Caulk | 0 | 0.25 | 0.09 | 503.3 | 1 | Honeywell | 2023-09-05 | redacted
Low Income - Power to Save | Pipe Wrap | 0 | 0.01 | 0.03 | 143.65 | 1 | Honeywell | 2023-09-05 | redacted
Low Income - Power to Save | Outdoor Coil Cleaning | 0 | 0.1 | 0 | 275 | 1 | Honeywell | 2023-09-05 | redacted
Low Income - Power to Save | HVAC Inspection | 0 | 0.17 | 0 | 268.73 | 1 | Honeywell | 2023-09-05 | redacted
Low Income - Power to Save | Low Flow Showerhead | 0 | 0.04 | 0.1 | 504.08 | 1 | Honeywell | 2023-09-05 | redacted
Low Income - Power to Save | LI - DUCT | 0 | 0.4 | 0.12 | 775.77 | 1 | Honeywell | 2023-09-05 | redacted
Low Income - Power to Save | LED Lights | 0 | 0 | 0 | 47.6 | 1 | Honeywell | 2023-09-05 | redacted
Low Income - Power to Save | Weather Strip/Caulk | 0 | 0.25 | 0.09 | 503.3 | 1 | Honeywell | 2023-09-27 | redacted
Low Income - Power to Save | Pipe Wrap | 0 | 0.01 | 0.03 | 143.65 | 1 | Honeywell | 2023-09-27 | redacted
Low Income - Power to Save | Outdoor Coil Cleaning | 0 | 0.1 | 0 | 275 | 1 | Honeywell | 2023-09-27 | redacted
Low Income - Power to Save | HVAC Inspection | 0 | 0.17 | 0 | 268.73 | 1 | Honeywell | 2023-09-27 | redacted
Low Income - Power to Save | Faucet Aerators | 0 | 0 | 0.02 | 110.58 | 1 | Honeywell | 2023-09-27 | redacted
Low Income - Power to Save | Low Flow Showerhead | 0 | 0.04 | 0.1 | 504.08 | 1 | Honeywell | 2023-09-27 | redacted
Low Income - Power to Save | LI - DUCT | 0 | 0.4 | 0.12 | 775.77 | 1 | Honeywell | 2023-09-27 | redacted
Low Income - Power to Save | LED Lights | 0 | 0 | 0 | 47.6 | 1 | Honeywell | 2023-09-27 | redacted
Low Income - Power to Save | Weather Strip/Caulk | 0 | 0.25 | 0.09 | 503.3 | 1 | Honeywell | 2023-09-29 | redacted
Low Income - Power to Save | Pipe Wrap | 0 | 0.01 | 0.03 | 143.65 | 1 | Honeywell | 2023-09-29 | redacted
Low Income - Power to Save | Outdoor Coil Cleaning | 0 | 0.1 | 0 | 275 | 1 | Honeywell | 2023-09-29 | redacted
Low Income - Power to Save | HVAC Inspection | 0 | 0.17 | 0 | 268.73 | 1 | Honeywell | 2023-09-29 | redacted
Low Income - Power to Save | Faucet Aerators | 0 | 0 | 0.02 | 110.58 | 1 | Honeywell | 2023-09-29 | redacted
Low Income - Power to Save | Low Flow Showerhead | 0 | 0.04 | 0.1 | 504.08 | 1 | Honeywell | 2023-09-29 | redacted
Low Income - Power to Save | LI - DUCT | 0 | 0.4 | 0.12 | 775.77 | 1 | Honeywell | 2023-09-29 | redacted
Low Income - Power to Save | LED Lights | 0 | 0 | 0 | 47.6 | 1 | Honeywell | 2023-09-29 | redacted
Low Income - Power to Save | Weather Strip/Caulk | 0 | 0.25 | 0.09 | 503.3 | 1 | Honeywell | 2023-09-29 | redacted
Low Income - Power to Save | Pipe Wrap | 0 | 0.01 | 0.03 | 143.65 | 1 | Honeywell | 2023-09-29 | redacted
Low Income - Power to Save | Outdoor Coil Cleaning | 0 | 0.1 | 0 | 275 | 1 | Honeywell | 2023-09-29 | redacted
Low Income - Power to Save | HVAC Inspection | 0 | 0.17 | 0 | 268.73 | 1 | Honeywell | 2023-09-29 | redacted
Low Income - Power to Save | Low Flow Showerhead | 0 | 0.04 | 0.1 | 504.08 | 1 | Honeywell | 2023-09-29 | redacted
Low Income - Power to Save | LI - DUCT | 0 | 0.4 | 0.12 | 775.77 | 1 | Honeywell | 2023-09-29 | redacted
Low Income - Power to Save | LED Lights | 0 | 0 | 0 | 47.6 | 1 | Honeywell | 2023-09-29 | redacted
Low Income - Power to Save | Weather Strip/Caulk | 0 | 0.25 | 0.09 | 503.3 | 1 | Honeywell | 2023-09-30 | redacted
Low Income - Power to Save | Outdoor Coil Cleaning | 0 | 0.1 | 0 | 275 | 1 | Honeywell | 2023-09-30 | redacted
Low Income - Power to Save | HVAC Inspection | 0 | 0.17 | 0 | 268.73 | 1 | Honeywell | 2023-09-30 | redacted
Low Income - Power to Save | Faucet Aerators | 0 | 0 | 0.02 | 110.58 | 1 | Honeywell | 2023-09-30 | redacted
Low Income - Power to Save | Low Flow Showerhead | 0 | 0.04 | 0.1 | 504.08 | 1 | Honeywell | 2023-09-30 | redacted
Low Income - Power to Save | LI - DUCT | 0 | 0.4 | 0.12 | 775.77 | 1 | Honeywell | 2023-09-30 | redacted
Low Income - Power to Save | LED Lights | 0 | 0 | 0 | 47.6 | 1 | Honeywell | 2023-09-30 | redacted
Low Income - Power to Save | Weather Strip/Caulk | 0 | 0.25 | 0.09 | 503.3 | 1 | Honeywell | 2023-09-27 | redacted
Low Income - Power to Save | Outdoor Coil Cleaning | 0 | 0.1 | 0 | 275 | 1 | Honeywell | 2023-09-27 | redacted
Low Income - Power to Save | HVAC Inspection | 0 | 0.17 | 0 | 268.73 | 1 | Honeywell | 2023-09-27 | redacted
Low Income - Power to Save | Low Flow Showerhead | 0 | 0.04 | 0.1 | 504.08 | 1 | Honeywell | 2023-09-27 | redacted
Low Income - Power to Save | LI - DUCT | 0 | 0.4 | 0.12 | 775.77 | 1 | Honeywell | 2023-09-27 | redacted
Low Income - Power to Save | LED Lights | 0 | 0 | 0 | 47.6 | 1 | Honeywell | 2023-09-27 | redacted
Low Income - Power to Save | Weather Strip/Caulk | 0 | 0.25 | 0.09 | 503.3 | 1 | Honeywell | 2023-09-06 | redacted
Low Income - Power to Save | Pipe Wrap | 0 | 0.01 | 0.03 | 143.65 | 1 | Honeywell | 2023-09-06 | redacted
Low Income - Power to Save | Outdoor Coil Cleaning | 0 | 0.1 | 0 | 275 | 1 | Honeywell | 2023-09-06 | redacted
Low Income - Power to Save | HVAC Inspection | 0 | 0.17 | 0 | 268.73 | 1 | Honeywell | 2023-09-06 | redacted
Low Income - Power to Save | Faucet Aerators | 0 | 0 | 0.02 | 110.58 | 1 | Honeywell | 2023-09-06 | redacted
Low Income - Power to Save | LI - DUCT | 0 | 0.4 | 0.12 | 775.77 | 1 | Honeywell | 2023-09-06 | redacted
Low Income - Power to Save | LED Lights | 0 | 0 | 0 | 47.6 | 1 | Honeywell | 2023-09-06 | redacted
Low Income - Power to Save | Weather Strip/Caulk | 0 | 0.25 | 0.09 | 503.3 | 1 | Honeywell | 2023-09-26 | redacted
Low Income - Power to Save | Outdoor Coil Cleaning | 0 | 0.1 | 0 | 275 | 1 | Honeywell | 2023-09-26 | redacted
Low Income - Power to Save | HVAC Inspection | 0 | 0.17 | 0 | 268.73 | 1 | Honeywell | 2023-09-26 | redacted
Low Income - Power to Save | Faucet Aerators | 0 | 0 | 0.02 | 110.58 | 1 | Honeywell | 2023-09-26 | redacted
Low Income - Power to Save | Low Flow Showerhead | 0 | 0.04 | 0.1 | 504.08 | 1 | Honeywell | 2023-09-26 | redacted
Low Income - Power to Save | LI - DUCT | 0 | 0.4 | 0.12 | 775.77 | 1 | Honeywell | 2023-09-26 | redacted
Low Income - Power to Save | LED Lights | 0 | 0 | 0 | 47.6 | 1 | Honeywell | 2023-09-26 | redacted
Low Income - Power to Save | Outdoor Coil Cleaning | 0 | 0.1 | 0 | 275 | 1 | Honeywell | 2023-09-29 | redacted
Low Income - Power to Save | Faucet Aerators | 0 | 0 | 0.02 | 110.58 | 1 | Honeywell | 2023-09-29 | redacted
Low Income - Power to Save | Low Flow Showerhead | 0 | 0.04 | 0.1 | 504.08 | 1 | Honeywell | 2023-09-29 | redacted
Low Income - Power to Save | LED Lights | 0 | 0 | 0 | 47.6 | 1 | Honeywell | 2023-09-29 | redacted
Low Income - Power to Save | Weather Strip/Caulk | 0 | 0.25 | 0.09 | 503.3 | 1 | Honeywell | 2023-09-30 | redacted
Low Income - Power to Save | Outdoor Coil Cleaning | 0 | 0.1 | 0 | 275 | 1 | Honeywell | 2023-09-30 | redacted
Low Income - Power to Save | HVAC Inspection | 0 | 0.17 | 0 | 268.73 | 1 | Honeywell | 2023-09-30 | redacted
Low Income - Power to Save | Faucet Aerators | 0 | 0 | 0.02 | 110.58 | 1 | Honeywell | 2023-09-30 | redacted
Low Income - Power to Save | Low Flow Showerhead | 0 | 0.04 | 0.1 | 504.08 | 1 | Honeywell | 2023-09-30 | redacted
Low Income - Power to Save | LI - DUCT | 0 | 0.4 | 0.12 | 775.77 | 1 | Honeywell | 2023-09-30 | redacted
Low Income - Power to Save | LED Lights | 0 | 0 | 0 | 47.6 | 1 | Honeywell | 2023-09-30 | redacted
Low Income - Power to Save | Weather Strip/Caulk | 0 | 0.25 | 0.09 | 503.3 | 1 | Honeywell | 2023-09-27 | redacted
Low Income - Power to Save | Outdoor Coil Cleaning | 0 | 0.1 | 0 | 275 | 1 | Honeywell | 2023-09-27 | redacted
Low Income - Power to Save | HVAC Inspection | 0 | 0.17 | 0 | 268.73 | 1 | Honeywell | 2023-09-27 | redacted
Low Income - Power to Save | Faucet Aerators | 0 | 0 | 0.02 | 110.58 | 1 | Honeywell | 2023-09-27 | redacted
Low Income - Power to Save | Low Flow Showerhead | 0 | 0.04 | 0.1 | 504.08 | 1 | Honeywell | 2023-09-27 | redacted
Low Income - Power to Save | LI - DUCT | 0 | 0.4 | 0.12 | 775.77 | 1 | Honeywell | 2023-09-27 | redacted
Low Income - Power to Save | LED Lights | 0 | 0 | 0 | 47.6 | 1 | Honeywell | 2023-09-27 | redacted
Low Income - Power to Save | Weather Strip/Caulk | 0 | 0.25 | 0.09 | 503.3 | 1 | Honeywell | 2023-09-30 | redacted
Low Income - Power to Save | Outdoor Coil Cleaning | 0 | 0.1 | 0 | 275 | 1 | Honeywell | 2023-09-30 | redacted
Low Income - Power to Save | HVAC Inspection | 0 | 0.17 | 0 | 268.73 | 1 | Honeywell | 2023-09-30 | redacted
Low Income - Power to Save | Faucet Aerators | 0 | 0 | 0.02 | 110.58 | 1 | Honeywell | 2023-09-30 | redacted
Low Income - Power to Save | LI - DUCT | 0 | 0.4 | 0.12 | 775.77 | 1 | Honeywell | 2023-09-30 | redacted
Low Income - Power to Save | LED Lights | 0 | 0 | 0 | 47.6 | 1 | Honeywell | 2023-09-30 | redacted
Low Income - Power to Save | Outdoor Coil Cleaning | 0 | 0.1 | 0 | 275 | 1 | Honeywell | 2023-09-29 | redacted
Low Income - Power to Save | Faucet Aerators | 0 | 0 | 0.02 | 110.58 | 1 | Honeywell | 2023-09-29 | redacted
Low Income - Power to Save | Low Flow Showerhead | 0 | 0.04 | 0.1 | 504.08 | 1 | Honeywell | 2023-09-29 | redacted
Low Income - Power to Save | LED Lights | 0 | 0 | 0 | 47.6 | 1 | Honeywell | 2023-09-29 | redacted
Low Income - Power to Save | Weather Strip/Caulk | 0 | 0.25 | 0.09 | 503.3 | 1 | Honeywell | 2023-09-26 | redacted
Low Income - Power to Save | Outdoor Coil Cleaning | 0 | 0.1 | 0 | 275 | 1 | Honeywell | 2023-09-26 | redacted
Low Income - Power to Save | HVAC Inspection | 0 | 0.17 | 0 | 268.73 | 1 | Honeywell | 2023-09-26 | redacted
Low Income - Power to Save | Low Flow Showerhead | 0 | 0.04 | 0.1 | 504.08 | 1 | Honeywell | 2023-09-26 | redacted
Low Income - Power to Save | LI - DUCT | 0 | 0.4 | 0.12 | 775.77 | 1 | Honeywell | 2023-09-26 | redacted
Low Income - Power to Save | LED Lights | 0 | 0 | 0 | 47.6 | 1 | Honeywell | 2023-09-26 | redacted
Low Income - Power to Save | Outdoor Coil Cleaning | 0 | 0.1 | 0 | 275 | 1 | Honeywell | 2023-09-27 | redacted
Low Income - Power to Save | Faucet Aerators | 0 | 0 | 0.02 | 110.58 | 1 | Honeywell | 2023-09-27 | redacted
Low Income - Power to Save | Low Flow Showerhead | 0 | 0.04 | 0.1 | 504.08 | 1 | Honeywell | 2023-09-27 | redacted
Low Income - Power to Save | LED Lights | 0 | 0 | 0 | 47.6 | 1 | Honeywell | 2023-09-27 | redacted
Low Income - Power to Save | Weather Strip/Caulk | 0 | 0.25 | 0.09 | 503.3 | 1 | Honeywell | 2023-09-28 | redacted
Low Income - Power to Save | Outdoor Coil Cleaning | 0 | 0.1 | 0 | 275 | 1 | Honeywell | 2023-09-28 | redacted
Low Income - Power to Save | HVAC Inspection | 0 | 0.17 | 0 | 268.73 | 1 | Honeywell | 2023-09-28 | redacted
Low Income - Power to Save | LI - DUCT | 0 | 0.4 | 0.12 | 775.77 | 1 | Honeywell | 2023-09-28 | redacted
Low Income - Power to Save | LED Lights | 0 | 0 | 0 | 47.6 | 1 | Honeywell | 2023-09-28 | redacted
Low Income - Power to Save | Weather Strip/Caulk | 0 | 0.25 | 0.09 | 503.3 | 1 | Honeywell | 2023-09-27 | redacted
Low Income - Power to Save | Pipe Wrap | 0 | 0.01 | 0.03 | 143.65 | 1 | Honeywell | 2023-09-27 | redacted
Low Income - Power to Save | Outdoor Coil Cleaning | 0 | 0.1 | 0 | 275 | 1 | Honeywell | 2023-09-27 | redacted
Low Income - Power to Save | HVAC Inspection | 0 | 0.17 | 0 | 268.73 | 1 | Honeywell | 2023-09-27 | redacted
Low Income - Power to Save | LI - DUCT | 0 | 0.4 | 0.12 | 775.77 | 1 | Honeywell | 2023-09-27 | redacted
Low Income - Power to Save | LED Lights | 0 | 0 | 0 | 47.6 | 1 | Honeywell | 2023-09-27 | redacted
Low Income - Power to Save | Weather Strip/Caulk | 0 | 0.25 | 0.09 | 503.3 | 1 | Honeywell | 2023-09-26 | redacted
Low Income - Power to Save | LED Lights | 0 | 0 | 0 | 47.6 | 1 | Honeywell | 2023-09-26 | redacted
Low Income - Power to Save | Weather Strip/Caulk | 0 | 0.25 | 0.09 | 503.3 | 1 | Honeywell | 2023-09-30 | redacted
Low Income - Power to Save | Outdoor Coil Cleaning | 0 | 0.1 | 0 | 275 | 1 | Honeywell | 2023-09-30 | redacted
Low Income - Power to Save | HVAC Inspection | 0 | 0.17 | 0 | 268.73 | 1 | Honeywell | 2023-09-30 | redacted
Low Income - Power to Save | Faucet Aerators | 0 | 0 | 0.02 | 110.58 | 1 | Honeywell | 2023-09-30 | redacted
Low Income - Power to Save | Low Flow Showerhead | 0 | 0.04 | 0.1 | 504.08 | 1 | Honeywell | 2023-09-30 | redacted
Low Income - Power to Save | LI - DUCT | 0 | 0.4 | 0.12 | 775.77 | 1 | Honeywell | 2023-09-30 | redacted
Low Income - Power to Save | LED Lights | 0 | 0 | 0 | 47.6 | 1 | Honeywell | 2023-09-30 | redacted
Low Income - Power to Save | Weather Strip/Caulk | 0 | 0.25 | 0.09 | 503.3 | 1 | Honeywell | 2023-09-26 | redacted
Low Income - Power to Save | Outdoor Coil Cleaning | 0 | 0.1 | 0 | 275 | 1 | Honeywell | 2023-09-26 | redacted
Low Income - Power to Save | HVAC Inspection | 0 | 0.17 | 0 | 268.73 | 1 | Honeywell | 2023-09-26 | redacted
Low Income - Power to Save | Faucet Aerators | 0 | 0 | 0.02 | 110.58 | 1 | Honeywell | 2023-09-26 | redacted
Low Income - Power to Save | Low Flow Showerhead | 0 | 0.04 | 0.1 | 504.08 | 1 | Honeywell | 2023-09-26 | redacted
Low Income - Power to Save | LI - DUCT | 0 | 0.4 | 0.12 | 775.77 | 1 | Honeywell | 2023-09-26 | redacted
Low Income - Power to Save | LED Lights | 0 | 0 | 0 | 47.6 | 1 | Honeywell | 2023-09-26 | redacted
Low Income - Power to Save | Weather Strip/Caulk | 0 | 0.25 | 0.09 | 503.3 | 1 | Honeywell | 2023-09-28 | redacted
Low Income - Power to Save | Outdoor Coil Cleaning | 0 | 0.1 | 0 | 275 | 1 | Honeywell | 2023-09-28 | redacted
Low Income - Power to Save | HVAC Inspection | 0 | 0.17 | 0 | 268.73 | 1 | Honeywell | 2023-09-28 | redacted
Low Income - Power to Save | Faucet Aerators | 0 | 0 | 0.02 | 110.58 | 1 | Honeywell | 2023-09-28 | redacted
Low Income - Power to Save | Low Flow Showerhead | 0 | 0.04 | 0.1 | 504.08 | 1 | Honeywell | 2023-09-28 | redacted
Low Income - Power to Save | LED Lights | 0 | 0 | 0 | 47.6 | 1 | Honeywell | 2023-09-28 | redacted
Low Income - Power to Save | Weather Strip/Caulk | 0 | 0.25 | 0.09 | 503.3 | 1 | Honeywell | 2023-09-07 | redacted
Low Income - Power to Save | Outdoor Coil Cleaning | 0 | 0.1 | 0 | 275 | 1 | Honeywell | 2023-09-07 | redacted
Low Income - Power to Save | HVAC Inspection | 0 | 0.17 | 0 | 268.73 | 1 | Honeywell | 2023-09-07 | redacted
Low Income - Power to Save | Faucet Aerators | 0 | 0 | 0.02 | 110.58 | 1 | Honeywell | 2023-09-07 | redacted
Low Income - Power to Save | Low Flow Showerhead | 0 | 0.04 | 0.1 | 504.08 | 1 | Honeywell | 2023-09-07 | redacted
Low Income - Power to Save | LI - DUCT | 0 | 0.4 | 0.12 | 775.77 | 1 | Honeywell | 2023-09-07 | redacted
Low Income - Power to Save | LED Lights | 0 | 0 | 0 | 47.6 | 1 | Honeywell | 2023-09-07 | redacted
Low Income - Power to Save | Weather Strip/Caulk | 0 | 0.25 | 0.09 | 503.3 | 1 | Honeywell | 2023-09-07 | redacted
Low Income - Power to Save | Outdoor Coil Cleaning | 0 | 0.1 | 0 | 275 | 1 | Honeywell | 2023-09-07 | redacted
Low Income - Power to Save | HVAC Inspection | 0 | 0.17 | 0 | 268.73 | 1 | Honeywell | 2023-09-07 | redacted
Low Income - Power to Save | Faucet Aerators | 0 | 0 | 0.02 | 110.58 | 1 | Honeywell | 2023-09-07 | redacted
Low Income - Power to Save | Low Flow Showerhead | 0 | 0.04 | 0.1 | 504.08 | 1 | Honeywell | 2023-09-07 | redacted
Low Income - Power to Save | LI - DUCT | 0 | 0.4 | 0.12 | 775.77 | 1 | Honeywell | 2023-09-07 | redacted
Low Income - Power to Save | LED Lights | 0 | 0 | 0 | 47.6 | 1 | Honeywell | 2023-09-07 | redacted
Low Income - Power to Save | Weather Strip/Caulk | 0 | 0.25 | 0.09 | 503.3 | 1 | Honeywell | 2023-09-06 | redacted
Low Income - Power to Save | Pipe Wrap | 0 | 0.01 | 0.03 | 143.65 | 1 | Honeywell | 2023-09-06 | redacted
Low Income - Power to Save | Faucet Aerators | 0 | 0 | 0.02 | 110.58 | 1 | Honeywell | 2023-09-06 | redacted
Low Income - Power to Save | Low Flow Showerhead | 0 | 0.04 | 0.1 | 504.08 | 1 | Honeywell | 2023-09-06 | redacted
Low Income - Power to Save | LED Lights | 0 | 0 | 0 | 47.6 | 1 | Honeywell | 2023-09-06 | redacted
Low Income - Power to Save | Weather Strip/Caulk | 0 | 0.25 | 0.09 | 503.3 | 1 | Honeywell | 2023-09-29 | redacted
Low Income - Power to Save | Outdoor Coil Cleaning | 0 | 0.1 | 0 | 275 | 1 | Honeywell | 2023-09-29 | redacted
Low Income - Power to Save | HVAC Inspection | 0 | 0.17 | 0 | 268.73 | 1 | Honeywell | 2023-09-29 | redacted
Low Income - Power to Save | Faucet Aerators | 0 | 0 | 0.02 | 110.58 | 1 | Honeywell | 2023-09-29 | redacted
Low Income - Power to Save | Low Flow Showerhead | 0 | 0.04 | 0.1 | 504.08 | 1 | Honeywell | 2023-09-29 | redacted
Low Income - Power to Save | LI - DUCT | 0 | 0.4 | 0.12 | 775.77 | 1 | Honeywell | 2023-09-29 | redacted
Low Income - Power to Save | LED Lights | 0 | 0 | 0 | 47.6 | 1 | Honeywell | 2023-09-29 | redacted
Low Income - Power to Save | Weather Strip/Caulk | 0 | 0.25 | 0.09 | 503.3 | 1 | Honeywell | 2023-09-26 | redacted
Low Income - Power to Save | Outdoor Coil Cleaning | 0 | 0.1 | 0 | 275 | 1 | Honeywell | 2023-09-26 | redacted
Low Income - Power to Save | HVAC Inspection | 0 | 0.17 | 0 | 268.73 | 1 | Honeywell | 2023-09-26 | redacted
Low Income - Power to Save | LI - DUCT | 0 | 0.4 | 0.12 | 775.77 | 1 | Honeywell | 2023-09-26 | redacted
Low Income - Power to Save | LED Lights | 0 | 0 | 0 | 47.6 | 1 | Honeywell | 2023-09-26 | redacted
Low Income - Power to Save | Weather Strip/Caulk | 0 | 0.25 | 0.09 | 503.3 | 1 | Honeywell | 2023-09-06 | redacted
Low Income - Power to Save | Faucet Aerators | 0 | 0 | 0.02 | 110.58 | 1 | Honeywell | 2023-09-06 | redacted
Low Income - Power to Save | LED Lights | 0 | 0 | 0 | 47.6 | 1 | Honeywell | 2023-09-06 | redacted
Low Income - Power to Save | Weather Strip/Caulk | 0 | 0.25 | 0.09 | 503.3 | 1 | Honeywell | 2023-09-30 | redacted
Low Income - Power to Save | Outdoor Coil Cleaning | 0 | 0.1 | 0 | 275 | 1 | Honeywell | 2023-09-30 | redacted
Low Income - Power to Save | HVAC Inspection | 0 | 0.17 | 0 | 268.73 | 1 | Honeywell | 2023-09-30 | redacted
Low Income - Power to Save | Faucet Aerators | 0 | 0 | 0.02 | 110.58 | 1 | Honeywell | 2023-09-30 | redacted
Low Income - Power to Save | Low Flow Showerhead | 0 | 0.04 | 0.1 | 504.08 | 1 | Honeywell | 2023-09-30 | redacted
Low Income - Power to Save | LI - DUCT | 0 | 0.4 | 0.12 | 775.77 | 1 | Honeywell | 2023-09-30 | redacted
Low Income - Power to Save | LED Lights | 0 | 0 | 0 | 47.6 | 1 | Honeywell | 2023-09-30 | redacted
Low Income - Power to Save | Weather Strip/Caulk | 0 | 0.25 | 0.09 | 503.3 | 1 | Honeywell | 2023-09-30 | redacted
Low Income - Power to Save | Outdoor Coil Cleaning | 0 | 0.1 | 0 | 275 | 1 | Honeywell | 2023-09-30 | redacted
Low Income - Power to Save | HVAC Inspection | 0 | 0.17 | 0 | 268.73 | 1 | Honeywell | 2023-09-30 | redacted
Low Income - Power to Save | Faucet Aerators | 0 | 0 | 0.02 | 110.58 | 1 | Honeywell | 2023-09-30 | redacted
Low Income - Power to Save | Low Flow Showerhead | 0 | 0.04 | 0.1 | 504.08 | 1 | Honeywell | 2023-09-30 | redacted
Low Income - Power to Save | LI - DUCT | 0 | 0.4 | 0.12 | 775.77 | 1 | Honeywell | 2023-09-30 | redacted
Low Income - Power to Save | LED Lights | 0 | 0 | 0 | 47.6 | 1 | Honeywell | 2023-09-30 | redacted
Low Income - Power to Save | Weather Strip/Caulk | 0 | 0.25 | 0.09 | 503.3 | 1 | Honeywell | 2023-09-29 | redacted
Low Income - Power to Save | Outdoor Coil Cleaning | 0 | 0.1 | 0 | 275 | 1 | Honeywell | 2023-09-29 | redacted
Low Income - Power to Save | HVAC Inspection | 0 | 0.17 | 0 | 268.73 | 1 | Honeywell | 2023-09-29 | redacted
Low Income - Power to Save | Faucet Aerators | 0 | 0 | 0.02 | 110.58 | 1 | Honeywell | 2023-09-29 | redacted
Low Income - Power to Save | LI - DUCT | 0 | 0.4 | 0.12 | 775.77 | 1 | Honeywell | 2023-09-29 | redacted
Low Income - Power to Save | LED Lights | 0 | 0 | 0 | 47.6 | 1 | Honeywell | 2023-09-29 | redacted
Low Income - Power to Save | Weather Strip/Caulk | 0 | 0.25 | 0.09 | 503.3 | 1 | Honeywell | 2023-09-28 | redacted
Low Income - Power to Save | Outdoor Coil Cleaning | 0 | 0.1 | 0 | 275 | 1 | Honeywell | 2023-09-28 | redacted
Low Income - Power to Save | HVAC Inspection | 0 | 0.17 | 0 | 268.73 | 1 | Honeywell | 2023-09-28 | redacted
Low Income - Power to Save | LI - DUCT | 0 | 0.4 | 0.12 | 775.77 | 1 | Honeywell | 2023-09-28 | redacted
Low Income - Power to Save | LED Lights | 0 | 0 | 0 | 47.6 | 1 | Honeywell | 2023-09-28 | redacted
Low Income - Power to Save | Weather Strip/Caulk | 0 | 0.25 | 0.09 | 503.3 | 1 | Honeywell | 2023-09-26 | redacted
Low Income - Power to Save | LED Lights | 0 | 0 | 0 | 47.6 | 1 | Honeywell | 2023-09-26 | redacted
Low Income - Power to Save | Weather Strip/Caulk | 0 | 0.25 | 0.09 | 503.3 | 1 | Honeywell | 2023-09-30 | redacted
Low Income - Power to Save | Outdoor Coil Cleaning | 0 | 0.1 | 0 | 275 | 1 | Honeywell | 2023-09-30 | redacted
Low Income - Power to Save | HVAC Inspection | 0 | 0.17 | 0 | 268.73 | 1 | Honeywell | 2023-09-30 | redacted
Low Income - Power to Save | Faucet Aerators | 0 | 0 | 0.02 | 110.58 | 1 | Honeywell | 2023-09-30 | redacted
Low Income - Power to Save | Low Flow Showerhead | 0 | 0.04 | 0.1 | 504.08 | 1 | Honeywell | 2023-09-30 | redacted
Low Income - Power to Save | LI - DUCT | 0 | 0.4 | 0.12 | 775.77 | 1 | Honeywell | 2023-09-30 | redacted
Low Income - Power to Save | LED Lights | 0 | 0 | 0 | 47.6 | 1 | Honeywell | 2023-09-30 | redacted
Low Income - Power to Save | Outdoor Coil Cleaning | 0 | 0.1 | 0 | 275 | 1 | Honeywell | 2023-09-26 | redacted
Low Income - Power to Save | HVAC Inspection | 0 | 0.17 | 0 | 268.73 | 1 | Honeywell | 2023-09-26 | redacted
Low Income - Power to Save | LED Lights | 0 | 0 | 0 | 47.6 | 1 | Honeywell | 2023-09-26 | redacted
Low Income - Power to Save | Weather Strip/Caulk | 0 | 0.25 | 0.09 | 503.3 | 1 | Honeywell | 2023-09-29 | redacted
Low Income - Power to Save | Outdoor Coil Cleaning | 0 | 0.1 | 0 | 275 | 1 | Honeywell | 2023-09-29 | redacted
Low Income - Power to Save | HVAC Inspection | 0 | 0.17 | 0 | 268.73 | 1 | Honeywell | 2023-09-29 | redacted
Low Income - Power to Save | Faucet Aerators | 0 | 0 | 0.02 | 110.58 | 1 | Honeywell | 2023-09-29 | redacted
Low Income - Power to Save | Low Flow Showerhead | 0 | 0.04 | 0.1 | 504.08 | 1 | Honeywell | 2023-09-29 | redacted
Low Income - Power to Save | LI - DUCT | 0 | 0.4 | 0.12 | 775.77 | 1 | Honeywell | 2023-09-29 | redacted
Low Income - Power to Save | LED Lights | 0 | 0 | 0 | 47.6 | 1 | Honeywell | 2023-09-29 | redacted
Low Income - Power to Save | Weather Strip/Caulk | 0 | 0.25 | 0.09 | 503.3 | 1 | Honeywell | 2023-09-28 | redacted
Low Income - Power to Save | Outdoor Coil Cleaning | 0 | 0.1 | 0 | 275 | 1 | Honeywell | 2023-09-28 | redacted
Low Income - Power to Save | HVAC Inspection | 0 | 0.17 | 0 | 268.73 | 1 | Honeywell | 2023-09-28 | redacted
Low Income - Power to Save | Faucet Aerators | 0 | 0 | 0.02 | 110.58 | 1 | Honeywell | 2023-09-28 | redacted
Low Income - Power to Save | Low Flow Showerhead | 0 | 0.04 | 0.1 | 504.08 | 1 | Honeywell | 2023-09-28 | redacted
Low Income - Power to Save | LI - DUCT | 0 | 0.4 | 0.12 | 775.77 | 1 | Honeywell | 2023-09-28 | redacted
Low Income - Power to Save | LED Lights | 0 | 0 | 0 | 47.6 | 1 | Honeywell | 2023-09-28 | redacted
Low Income - Power to Save | Weather Strip/Caulk | 0 | 0.25 | 0.09 | 503.3 | 1 | Honeywell | 2023-09-28 | redacted
Low Income - Power to Save | Pipe Wrap | 0 | 0.01 | 0.03 | 143.65 | 1 | Honeywell | 2023-09-28 | redacted
Low Income - Power to Save | Outdoor Coil Cleaning | 0 | 0.1 | 0 | 275 | 1 | Honeywell | 2023-09-28 | redacted
Low Income - Power to Save | HVAC Inspection | 0 | 0.17 | 0 | 268.73 | 1 | Honeywell | 2023-09-28 | redacted
Low Income - Power to Save | Faucet Aerators | 0 | 0 | 0.02 | 110.58 | 1 | Honeywell | 2023-09-28 | redacted
Low Income - Power to Save | Low Flow Showerhead | 0 | 0.04 | 0.1 | 504.08 | 1 | Honeywell | 2023-09-28 | redacted
Low Income - Power to Save | LI - DUCT | 0 | 0.4 | 0.12 | 775.77 | 1 | Honeywell | 2023-09-28 | redacted
Low Income - Power to Save | LED Lights | 0 | 0 | 0 | 47.6 | 1 | Honeywell | 2023-09-28 | redacted
Low Income - Power to Save | Weather Strip/Caulk | 0 | 0.25 | 0.09 | 503.3 | 1 | Honeywell | 2023-09-28 | redacted
Low Income - Power to Save | Outdoor Coil Cleaning | 0 | 0.1 | 0 | 275 | 1 | Honeywell | 2023-09-28 | redacted
Low Income - Power to Save | Faucet Aerators | 0 | 0 | 0.02 | 110.58 | 1 | Honeywell | 2023-09-28 | redacted
Low Income - Power to Save | Low Flow Showerhead | 0 | 0.04 | 0.1 | 504.08 | 1 | Honeywell | 2023-09-28 | redacted
Low Income - Power to Save | LED Lights | 0 | 0 | 0 | 47.6 | 1 | Honeywell | 2023-09-28 | redacted
Low Income - Power to Save | Weather Strip/Caulk | 0 | 0.25 | 0.09 | 503.3 | 1 | Honeywell | 2023-09-26 | redacted
Low Income - Power to Save | Faucet Aerators | 0 | 0 | 0.02 | 110.58 | 1 | Honeywell | 2023-09-26 | redacted
Low Income - Power to Save | Low Flow Showerhead | 0 | 0.04 | 0.1 | 504.08 | 1 | Honeywell | 2023-09-26 | redacted
Low Income - Power to Save | LED Lights | 0 | 0 | 0 | 47.6 | 1 | Honeywell | 2023-09-26 | redacted
Low Income - Power to Save | Weather Strip/Caulk | 0 | 0.25 | 0.09 | 503.3 | 1 | Honeywell | 2023-09-07 | redacted
Low Income - Power to Save | Outdoor Coil Cleaning | 0 | 0.1 | 0 | 275 | 1 | Honeywell | 2023-09-07 | redacted
Low Income - Power to Save | HVAC Inspection | 0 | 0.17 | 0 | 268.73 | 1 | Honeywell | 2023-09-07 | redacted
Low Income - Power to Save | Faucet Aerators | 0 | 0 | 0.02 | 110.58 | 1 | Honeywell | 2023-09-07 | redacted
Low Income - Power to Save | Low Flow Showerhead | 0 | 0.04 | 0.1 | 504.08 | 1 | Honeywell | 2023-09-07 | redacted
Low Income - Power to Save | LI - DUCT | 0 | 0.4 | 0.12 | 775.77 | 1 | Honeywell | 2023-09-07 | redacted
Low Income - Power to Save | LED Lights | 0 | 0 | 0 | 47.6 | 1 | Honeywell | 2023-09-07 | redacted
Low Income - Power to Save | Weather Strip/Caulk | 0 | 0.25 | 0.09 | 503.3 | 1 | Honeywell | 2023-09-06 | redacted
Low Income - Power to Save | Faucet Aerators | 0 | 0 | 0.02 | 110.58 | 1 | Honeywell | 2023-09-06 | redacted
Low Income - Power to Save | Low Flow Showerhead | 0 | 0.04 | 0.1 | 504.08 | 1 | Honeywell | 2023-09-06 | redacted
Low Income - Power to Save | LED Lights | 0 | 0 | 0 | 47.6 | 1 | Honeywell | 2023-09-06 | redacted
Low Income - Power to Save | Weather Strip/Caulk | 0 | 0.25 | 0.09 | 503.3 | 1 | Honeywell | 2023-09-30 | redacted
Low Income - Power to Save | Outdoor Coil Cleaning | 0 | 0.1 | 0 | 275 | 1 | Honeywell | 2023-09-30 | redacted
Low Income - Power to Save | HVAC Inspection | 0 | 0.17 | 0 | 268.73 | 1 | Honeywell | 2023-09-30 | redacted
Low Income - Power to Save | Faucet Aerators | 0 | 0 | 0.02 | 110.58 | 1 | Honeywell | 2023-09-30 | redacted
Low Income - Power to Save | Low Flow Showerhead | 0 | 0.04 | 0.1 | 504.08 | 1 | Honeywell | 2023-09-30 | redacted
Low Income - Power to Save | LI - DUCT | 0 | 0.4 | 0.12 | 775.77 | 1 | Honeywell | 2023-09-30 | redacted
Low Income - Power to Save | LED Lights | 0 | 0 | 0 | 47.6 | 1 | Honeywell | 2023-09-30 | redacted
Low Income - Power to Save | Weather Strip/Caulk | 0 | 0.25 | 0.09 | 503.3 | 1 | Honeywell | 2023-09-30 | redacted
Low Income - Power to Save | Outdoor Coil Cleaning | 0 | 0.1 | 0 | 275 | 1 | Honeywell | 2023-09-30 | redacted
Low Income - Power to Save | HVAC Inspection | 0 | 0.17 | 0 | 268.73 | 1 | Honeywell | 2023-09-30 | redacted
Low Income - Power to Save | Faucet Aerators | 0 | 0 | 0.02 | 110.58 | 1 | Honeywell | 2023-09-30 | redacted
Low Income - Power to Save | Low Flow Showerhead | 0 | 0.04 | 0.1 | 504.08 | 1 | Honeywell | 2023-09-30 | redacted
Low Income - Power to Save | LI - DUCT | 0 | 0.4 | 0.12 | 775.77 | 1 | Honeywell | 2023-09-30 | redacted
Low Income - Power to Save | LED Lights | 0 | 0 | 0 | 47.6 | 1 | Honeywell | 2023-09-30 | redacted
Low Income - Power to Save | Weather Strip/Caulk | 0 | 0.25 | 0.09 | 503.3 | 1 | Honeywell | 2023-09-06 | redacted
Low Income - Power to Save | Pipe Wrap | 0 | 0.01 | 0.03 | 143.65 | 1 | Honeywell | 2023-09-06 | redacted
Low Income - Power to Save | Faucet Aerators | 0 | 0 | 0.02 | 110.58 | 1 | Honeywell | 2023-09-06 | redacted
Low Income - Power to Save | LED Lights | 0 | 0 | 0 | 47.6 | 1 | Honeywell | 2023-09-06 | redacted
Low Income - Power to Save | Weather Strip/Caulk | 0 | 0.25 | 0.09 | 503.3 | 1 | Honeywell | 2023-09-05 | redacted
Low Income - Power to Save | Outdoor Coil Cleaning | 0 | 0.1 | 0 | 275 | 1 | Honeywell | 2023-09-05 | redacted
Low Income - Power to Save | HVAC Inspection | 0 | 0.17 | 0 | 268.73 | 1 | Honeywell | 2023-09-05 | redacted
Low Income - Power to Save | Faucet Aerators | 0 | 0 | 0.02 | 110.58 | 1 | Honeywell | 2023-09-05 | redacted
Low Income - Power to Save | Low Flow Showerhead | 0 | 0.04 | 0.1 | 504.08 | 1 | Honeywell | 2023-09-05 | redacted
Low Income - Power to Save | LI - DUCT | 0 | 0.4 | 0.12 | 775.77 | 1 | Honeywell | 2023-09-05 | redacted
Low Income - Power to Save | LED Lights | 0 | 0 | 0 | 47.6 | 1 | Honeywell | 2023-09-05 | redacted
Low Income - Power to Save | Weather Strip/Caulk | 0 | 0.25 | 0.09 | 503.3 | 1 | Honeywell | 2023-09-07 | redacted
Low Income - Power to Save | Faucet Aerators | 0 | 0 | 0.02 | 110.58 | 1 | Honeywell | 2023-09-07 | redacted
Low Income - Power to Save | LED Lights | 0 | 0 | 0 | 47.6 | 1 | Honeywell | 2023-09-07 | redacted
Low Income - Power to Save | Weather Strip/Caulk | 0 | 0.25 | 0.09 | 503.3 | 1 | Honeywell | 2023-09-07 | redacted
Low Income - Power to Save | Pipe Wrap | 0 | 0.01 | 0.03 | 143.65 | 1 | Honeywell | 2023-09-07 | redacted
Low Income - Power to Save | Faucet Aerators | 0 | 0 | 0.02 | 110.58 | 1 | Honeywell | 2023-09-07 | redacted
Low Income - Power to Save | LED Lights | 0 | 0 | 0 | 47.6 | 1 | Honeywell | 2023-09-07 | redacted
Low Income - Power to Save | Weather Strip/Caulk | 0 | 0.25 | 0.09 | 503.3 | 1 | Honeywell | 2023-09-30 | redacted
Low Income - Power to Save | Outdoor Coil Cleaning | 0 | 0.1 | 0 | 275 | 1 | Honeywell | 2023-09-30 | redacted
Low Income - Power to Save | HVAC Inspection | 0 | 0.17 | 0 | 268.73 | 1 | Honeywell | 2023-09-30 | redacted
Low Income - Power to Save | Faucet Aerators | 0 | 0 | 0.02 | 110.58 | 1 | Honeywell | 2023-09-30 | redacted
Low Income - Power to Save | Low Flow Showerhead | 0 | 0.04 | 0.1 | 504.08 | 1 | Honeywell | 2023-09-30 | redacted
Low Income - Power to Save | LI - DUCT | 0 | 0.4 | 0.12 | 775.77 | 1 | Honeywell | 2023-09-30 | redacted
Low Income - Power to Save | LED Lights | 0 | 0 | 0 | 47.6 | 1 | Honeywell | 2023-09-30 | redacted
Low Income - Power to Save | Faucet Aerators | 0 | 0 | 0.02 | 110.58 | 1 | Honeywell | 2023-09-29 | redacted
Low Income - Power to Save | Low Flow Showerhead | 0 | 0.04 | 0.1 | 504.08 | 1 | Honeywell | 2023-09-29 | redacted
Low Income - Power to Save | LED Lights | 0 | 0 | 0 | 47.6 | 1 | Honeywell | 2023-09-29 | redacted
Low Income - Power to Save | Weather Strip/Caulk | 0 | 0.25 | 0.09 | 503.3 | 1 | Honeywell | 2023-09-26 | redacted
Low Income - Power to Save | Pipe Wrap | 0 | 0.01 | 0.03 | 143.65 | 1 | Honeywell | 2023-09-26 | redacted
Low Income - Power to Save | Outdoor Coil Cleaning | 0 | 0.1 | 0 | 275 | 1 | Honeywell | 2023-09-26 | redacted
Low Income - Power to Save | HVAC Inspection | 0 | 0.17 | 0 | 268.73 | 1 | Honeywell | 2023-09-26 | redacted
Low Income - Power to Save | LI - DUCT | 0 | 0.4 | 0.12 | 775.77 | 1 | Honeywell | 2023-09-26 | redacted
Low Income - Power to Save | LED Lights | 0 | 0 | 0 | 47.6 | 1 | Honeywell | 2023-09-26 | redacted
Low Income - Power to Save | Weather Strip/Caulk | 0 | 0.25 | 0.09 | 503.3 | 1 | Honeywell | 2023-09-26 | redacted
Low Income - Power to Save | Outdoor Coil Cleaning | 0 | 0.1 | 0 | 275 | 1 | Honeywell | 2023-09-26 | redacted
Low Income - Power to Save | HVAC Inspection | 0 | 0.17 | 0 | 268.73 | 1 | Honeywell | 2023-09-26 | redacted
Low Income - Power to Save | Faucet Aerators | 0 | 0 | 0.02 | 110.58 | 1 | Honeywell | 2023-09-26 | redacted
Low Income - Power to Save | LI - DUCT | 0 | 0.4 | 0.12 | 775.77 | 1 | Honeywell | 2023-09-26 | redacted
Low Income - Power to Save | LED Lights | 0 | 0 | 0 | 47.6 | 1 | Honeywell | 2023-09-26 | redacted
Low Income - Power to Save | Weather Strip/Caulk | 0 | 0.25 | 0.09 | 503.3 | 1 | Honeywell | 2023-09-30 | redacted
Low Income - Power to Save | Outdoor Coil Cleaning | 0 | 0.1 | 0 | 275 | 1 | Honeywell | 2023-09-30 | redacted
Low Income - Power to Save | HVAC Inspection | 0 | 0.17 | 0 | 268.73 | 1 | Honeywell | 2023-09-30 | redacted
Low Income - Power to Save | Faucet Aerators | 0 | 0 | 0.02 | 110.58 | 1 | Honeywell | 2023-09-30 | redacted
Low Income - Power to Save | Low Flow Showerhead | 0 | 0.04 | 0.1 | 504.08 | 1 | Honeywell | 2023-09-30 | redacted
Low Income - Power to Save | LI - DUCT | 0 | 0.4 | 0.12 | 775.77 | 1 | Honeywell | 2023-09-30 | redacted
Low Income - Power to Save | LED Lights | 0 | 0 | 0 | 47.6 | 1 | Honeywell | 2023-09-30 | redacted
Low Income - Power to Save | Weather Strip/Caulk | 0 | 0.25 | 0.09 | 503.3 | 1 | Honeywell | 2023-09-29 | redacted
Low Income - Power to Save | Outdoor Coil Cleaning | 0 | 0.1 | 0 | 275 | 1 | Honeywell | 2023-09-29 | redacted
Low Income - Power to Save | HVAC Inspection | 0 | 0.17 | 0 | 268.73 | 1 | Honeywell | 2023-09-29 | redacted
Low Income - Power to Save | Faucet Aerators | 0 | 0 | 0.02 | 110.58 | 1 | Honeywell | 2023-09-29 | redacted
Low Income - Power to Save | Low Flow Showerhead | 0 | 0.04 | 0.1 | 504.08 | 1 | Honeywell | 2023-09-29 | redacted
Low Income - Power to Save | LED Lights | 0 | 0 | 0 | 47.6 | 1 | Honeywell | 2023-09-29 | redacted
Low Income - Power to Save | Weather Strip/Caulk | 0 | 0.25 | 0.09 | 503.3 | 1 | Honeywell | 2023-09-29 | redacted
Low Income - Power to Save | Outdoor Coil Cleaning | 0 | 0.1 | 0 | 275 | 1 | Honeywell | 2023-09-29 | redacted
Low Income - Power to Save | HVAC Inspection | 0 | 0.17 | 0 | 268.73 | 1 | Honeywell | 2023-09-29 | redacted
Low Income - Power to Save | Faucet Aerators | 0 | 0 | 0.02 | 110.58 | 1 | Honeywell | 2023-09-29 | redacted
Low Income - Power to Save | Low Flow Showerhead | 0 | 0.04 | 0.1 | 504.08 | 1 | Honeywell | 2023-09-29 | redacted
Low Income - Power to Save | LI - DUCT | 0 | 0.4 | 0.12 | 775.77 | 1 | Honeywell | 2023-09-29 | redacted
Low Income - Power to Save | LED Lights | 0 | 0 | 0 | 47.6 | 1 | Honeywell | 2023-09-29 | redacted
Low Income - Power to Save | Faucet Aerators | 0 | 0 | 0.02 | 110.58 | 1 | Honeywell | 2023-09-28 | redacted
Low Income - Power to Save | Low Flow Showerhead | 0 | 0.04 | 0.1 | 504.08 | 1 | Honeywell | 2023-09-28 | redacted
Low Income - Power to Save | LED Lights | 0 | 0 | 0 | 47.6 | 1 | Honeywell | 2023-09-28 | redacted
Low Income - Power to Save | Outdoor Coil Cleaning | 0 | 0.1 | 0 | 275 | 1 | Honeywell | 2023-09-30 | redacted
Low Income - Power to Save | Faucet Aerators | 0 | 0 | 0.02 | 110.58 | 1 | Honeywell | 2023-09-30 | redacted
Low Income - Power to Save | Low Flow Showerhead | 0 | 0.04 | 0.1 | 504.08 | 1 | Honeywell | 2023-09-30 | redacted
Low Income - Power to Save | LED Lights | 0 | 0 | 0 | 47.6 | 1 | Honeywell | 2023-09-30 | redacted
Low Income - Power to Save | Weather Strip/Caulk | 0 | 0.25 | 0.09 | 503.3 | 1 | Honeywell | 2023-09-29 | redacted
Low Income - Power to Save | Outdoor Coil Cleaning | 0 | 0.1 | 0 | 275 | 1 | Honeywell | 2023-09-29 | redacted
Low Income - Power to Save | HVAC Inspection | 0 | 0.17 | 0 | 268.73 | 1 | Honeywell | 2023-09-29 | redacted
Low Income - Power to Save | Low Flow Showerhead | 0 | 0.04 | 0.1 | 504.08 | 1 | Honeywell | 2023-09-29 | redacted
Low Income - Power to Save | LED Lights | 0 | 0 | 0 | 47.6 | 1 | Honeywell | 2023-09-29 | redacted
Low Income - Power to Save | Weather Strip/Caulk | 0 | 0.25 | 0.09 | 503.3 | 1 | Honeywell | 2023-09-29 | redacted
Low Income - Power to Save | Outdoor Coil Cleaning | 0 | 0.1 | 0 | 275 | 1 | Honeywell | 2023-09-29 | redacted
Low Income - Power to Save | HVAC Inspection | 0 | 0.17 | 0 | 268.73 | 1 | Honeywell | 2023-09-29 | redacted
Low Income - Power to Save | Faucet Aerators | 0 | 0 | 0.02 | 110.58 | 1 | Honeywell | 2023-09-29 | redacted
Low Income - Power to Save | Low Flow Showerhead | 0 | 0.04 | 0.1 | 504.08 | 1 | Honeywell | 2023-09-29 | redacted
Low Income - Power to Save | LI - DUCT | 0 | 0.4 | 0.12 | 775.77 | 1 | Honeywell | 2023-09-29 | redacted
Low Income - Power to Save | LED Lights | 0 | 0 | 0 | 47.6 | 1 | Honeywell | 2023-09-29 | redacted
Low Income - Power to Save | Weather Strip/Caulk | 0 | 0.25 | 0.09 | 503.3 | 1 | Honeywell | 2023-09-30 | redacted
Low Income - Power to Save | Pipe Wrap | 0 | 0.01 | 0.03 | 143.65 | 1 | Honeywell | 2023-09-30 | redacted
Low Income - Power to Save | Outdoor Coil Cleaning | 0 | 0.1 | 0 | 275 | 1 | Honeywell | 2023-09-30 | redacted
Low Income - Power to Save | HVAC Inspection | 0 | 0.17 | 0 | 268.73 | 1 | Honeywell | 2023-09-30 | redacted
Low Income - Power to Save | Faucet Aerators | 0 | 0 | 0.02 | 110.58 | 1 | Honeywell | 2023-09-30 | redacted
Low Income - Power to Save | LI - DUCT | 0 | 0.4 | 0.12 | 775.77 | 1 | Honeywell | 2023-09-30 | redacted
Low Income - Power to Save | LED Lights | 0 | 0 | 0 | 47.6 | 1 | Honeywell | 2023-09-30 | redacted
Low Income - Power to Save | Weather Strip/Caulk | 0 | 0.25 | 0.09 | 503.3 | 1 | Honeywell | 2023-09-27 | redacted
Low Income - Power to Save | Outdoor Coil Cleaning | 0 | 0.1 | 0 | 275 | 1 | Honeywell | 2023-09-27 | redacted
Low Income - Power to Save | HVAC Inspection | 0 | 0.17 | 0 | 268.73 | 1 | Honeywell | 2023-09-27 | redacted
Low Income - Power to Save | Faucet Aerators | 0 | 0 | 0.02 | 110.58 | 1 | Honeywell | 2023-09-27 | redacted
Low Income - Power to Save | Low Flow Showerhead | 0 | 0.04 | 0.1 | 504.08 | 1 | Honeywell | 2023-09-27 | redacted
Low Income - Power to Save | LI - DUCT | 0 | 0.4 | 0.12 | 775.77 | 1 | Honeywell | 2023-09-27 | redacted
Low Income - Power to Save | LED Lights | 0 | 0 | 0 | 47.6 | 1 | Honeywell | 2023-09-27 | redacted
Low Income - Power to Save | Weather Strip/Caulk | 0 | 0.25 | 0.09 | 503.3 | 1 | Honeywell | 2023-09-26 | redacted
Low Income - Power to Save | LED Lights | 0 | 0 | 0 | 47.6 | 1 | Honeywell | 2023-09-26 | redacted
Low Income - Power to Save | Weather Strip/Caulk | 0 | 0.25 | 0.09 | 503.3 | 1 | Honeywell | 2023-09-26 | redacted
Low Income - Power to Save | LED Lights | 0 | 0 | 0 | 47.6 | 1 | Honeywell | 2023-09-26 | redacted
Low Income - Power to Save | Weather Strip/Caulk | 0 | 0.25 | 0.09 | 503.3 | 1 | Honeywell | 2023-09-28 | redacted
Low Income - Power to Save | Outdoor Coil Cleaning | 0 | 0.1 | 0 | 275 | 1 | Honeywell | 2023-09-28 | redacted
Low Income - Power to Save | HVAC Inspection | 0 | 0.17 | 0 | 268.73 | 1 | Honeywell | 2023-09-28 | redacted
Low Income - Power to Save | Low Flow Showerhead | 0 | 0.04 | 0.1 | 504.08 | 1 | Honeywell | 2023-09-28 | redacted
Low Income - Power to Save | LI - DUCT | 0 | 0.4 | 0.12 | 775.77 | 1 | Honeywell | 2023-09-28 | redacted
Low Income - Power to Save | LED Lights | 0 | 0 | 0 | 47.6 | 1 | Honeywell | 2023-09-28 | redacted
Low Income - Power to Save | Weather Strip/Caulk | 0 | 0.25 | 0.09 | 503.3 | 1 | Honeywell | 2023-09-27 | redacted
Low Income - Power to Save | Pipe Wrap | 0 | 0.01 | 0.03 | 143.65 | 1 | Honeywell | 2023-09-27 | redacted
Low Income - Power to Save | Outdoor Coil Cleaning | 0 | 0.1 | 0 | 275 | 1 | Honeywell | 2023-09-27 | redacted
Low Income - Power to Save | HVAC Inspection | 0 | 0.17 | 0 | 268.73 | 1 | Honeywell | 2023-09-27 | redacted
Low Income - Power to Save | Low Flow Showerhead | 0 | 0.04 | 0.1 | 504.08 | 1 | Honeywell | 2023-09-27 | redacted
Low Income - Power to Save | LI - DUCT | 0 | 0.4 | 0.12 | 775.77 | 1 | Honeywell | 2023-09-27 | redacted
Low Income - Power to Save | LED Lights | 0 | 0 | 0 | 47.6 | 1 | Honeywell | 2023-09-27 | redacted
Low Income - Power to Save | Faucet Aerators | 0 | 0 | 0.02 | 110.58 | 1 | Honeywell | 2023-09-30 | redacted
Low Income - Power to Save | Low Flow Showerhead | 0 | 0.04 | 0.1 | 504.08 | 1 | Honeywell | 2023-09-30 | redacted
Low Income - Power to Save | LED Lights | 0 | 0 | 0 | 47.6 | 1 | Honeywell | 2023-09-30 | redacted
Low Income - Power to Save | Outdoor Coil Cleaning | 0 | 0.1 | 0 | 275 | 1 | Honeywell | 2023-09-30 | redacted
Low Income - Power to Save | Faucet Aerators | 0 | 0 | 0.02 | 110.58 | 1 | Honeywell | 2023-09-30 | redacted
Low Income - Power to Save | Low Flow Showerhead | 0 | 0.04 | 0.1 | 504.08 | 1 | Honeywell | 2023-09-30 | redacted
Low Income - Power to Save | LED Lights | 0 | 0 | 0 | 47.6 | 1 | Honeywell | 2023-09-30 | redacted
Low Income - Power to Save | Faucet Aerators | 0 | 0 | 0.02 | 110.58 | 1 | Honeywell | 2023-09-28 | redacted
Low Income - Power to Save | Low Flow Showerhead | 0 | 0.04 | 0.1 | 504.08 | 1 | Honeywell | 2023-09-28 | redacted
Low Income - Power to Save | LED Lights | 0 | 0 | 0 | 47.6 | 1 | Honeywell | 2023-09-28 | redacted
Low Income - Power to Save | Faucet Aerators | 0 | 0 | 0.02 | 110.58 | 1 | Honeywell | 2023-09-29 | redacted
Low Income - Power to Save | Low Flow Showerhead | 0 | 0.04 | 0.1 | 504.08 | 1 | Honeywell | 2023-09-29 | redacted
Low Income - Power to Save | LED Lights | 0 | 0 | 0 | 47.6 | 1 | Honeywell | 2023-09-29 | redacted
Low Income - Power to Save | Weather Strip/Caulk | 0 | 0.25 | 0.09 | 503.3 | 1 | Honeywell | 2023-09-27 | redacted
Low Income - Power to Save | Pipe Wrap | 0 | 0.01 | 0.03 | 143.65 | 1 | Honeywell | 2023-09-27 | redacted
Low Income - Power to Save | Outdoor Coil Cleaning | 0 | 0.1 | 0 | 275 | 1 | Honeywell | 2023-09-27 | redacted
Low Income - Power to Save | HVAC Inspection | 0 | 0.17 | 0 | 268.73 | 1 | Honeywell | 2023-09-27 | redacted
Low Income - Power to Save | Faucet Aerators | 0 | 0 | 0.02 | 110.58 | 1 | Honeywell | 2023-09-27 | redacted
Low Income - Power to Save | Low Flow Showerhead | 0 | 0.04 | 0.1 | 504.08 | 1 | Honeywell | 2023-09-27 | redacted
Low Income - Power to Save | LI - DUCT | 0 | 0.4 | 0.12 | 775.77 | 1 | Honeywell | 2023-09-27 | redacted
Low Income - Power to Save | LED Lights | 0 | 0 | 0 | 47.6 | 1 | Honeywell | 2023-09-27 | redacted
Low Income - Power to Save | Weather Strip/Caulk | 0 | 0.25 | 0.09 | 503.3 | 1 | Honeywell | 2023-09-28 | redacted
Low Income - Power to Save | Outdoor Coil Cleaning | 0 | 0.1 | 0 | 275 | 1 | Honeywell | 2023-09-28 | redacted
Low Income - Power to Save | HVAC Inspection | 0 | 0.17 | 0 | 268.73 | 1 | Honeywell | 2023-09-28 | redacted
Low Income - Power to Save | Faucet Aerators | 0 | 0 | 0.02 | 110.58 | 1 | Honeywell | 2023-09-28 | redacted
Low Income - Power to Save | Low Flow Showerhead | 0 | 0.04 | 0.1 | 504.08 | 1 | Honeywell | 2023-09-28 | redacted
Low Income - Power to Save | LI - DUCT | 0 | 0.4 | 0.12 | 775.77 | 1 | Honeywell | 2023-09-28 | redacted
Low Income - Power to Save | LED Lights | 0 | 0 | 0 | 47.6 | 1 | Honeywell | 2023-09-28 | redacted
Low Income - Power to Save | Weather Strip/Caulk | 0 | 0.25 | 0.09 | 503.3 | 1 | Honeywell | 2023-09-28 | redacted
Low Income - Power to Save | Pipe Wrap | 0 | 0.01 | 0.03 | 143.65 | 1 | Honeywell | 2023-09-28 | redacted
Low Income - Power to Save | Outdoor Coil Cleaning | 0 | 0.1 | 0 | 275 | 1 | Honeywell | 2023-09-28 | redacted
Low Income - Power to Save | HVAC Inspection | 0 | 0.17 | 0 | 268.73 | 1 | Honeywell | 2023-09-28 | redacted
Low Income - Power to Save | Faucet Aerators | 0 | 0 | 0.02 | 110.58 | 1 | Honeywell | 2023-09-28 | redacted
Low Income - Power to Save | LI - DUCT | 0 | 0.4 | 0.12 | 775.77 | 1 | Honeywell | 2023-09-28 | redacted
Low Income - Power to Save | LED Lights | 0 | 0 | 0 | 47.6 | 1 | Honeywell | 2023-09-28 | redacted
Low Income - Power to Save | Outdoor Coil Cleaning | 0 | 0.1 | 0 | 275 | 1 | Honeywell | 2023-09-28 | redacted
Low Income - Power to Save | Faucet Aerators | 0 | 0 | 0.02 | 110.58 | 1 | Honeywell | 2023-09-28 | redacted
Low Income - Power to Save | Low Flow Showerhead | 0 | 0.04 | 0.1 | 504.08 | 1 | Honeywell | 2023-09-28 | redacted
Low Income - Power to Save | LED Lights | 0 | 0 | 0 | 47.6 | 1 | Honeywell | 2023-09-28 | redacted
Low Income - Power to Save | Weather Strip/Caulk | 0 | 0.25 | 0.09 | 503.3 | 1 | Honeywell | 2023-09-30 | redacted
Low Income - Power to Save | Pipe Wrap | 0 | 0.01 | 0.03 | 143.65 | 1 | Honeywell | 2023-09-30 | redacted
Low Income - Power to Save | Outdoor Coil Cleaning | 0 | 0.1 | 0 | 275 | 1 | Honeywell | 2023-09-30 | redacted
Low Income - Power to Save | HVAC Inspection | 0 | 0.17 | 0 | 268.73 | 1 | Honeywell | 2023-09-30 | redacted
Low Income - Power to Save | Faucet Aerators | 0 | 0 | 0.02 | 110.58 | 1 | Honeywell | 2023-09-30 | redacted
Low Income - Power to Save | Low Flow Showerhead | 0 | 0.04 | 0.1 | 504.08 | 1 | Honeywell | 2023-09-30 | redacted
Low Income - Power to Save | LI - DUCT | 0 | 0.4 | 0.12 | 775.77 | 1 | Honeywell | 2023-09-30 | redacted
Low Income - Power to Save | LED Lights | 0 | 0 | 0 | 47.6 | 1 | Honeywell | 2023-09-30 | redacted
Low Income - Power to Save | Weather Strip/Caulk | 0 | 0.25 | 0.09 | 503.3 | 1 | Honeywell | 2023-09-07 | redacted
Low Income - Power to Save | Outdoor Coil Cleaning | 0 | 0.1 | 0 | 275 | 1 | Honeywell | 2023-09-07 | redacted
Low Income - Power to Save | LED Lights | 0 | 0 | 0 | 47.6 | 1 | Honeywell | 2023-09-07 | redacted
Low Income - Power to Save | Weather Strip/Caulk | 0 | 0.25 | 0.09 | 503.3 | 1 | Honeywell | 2023-09-28 | redacted
Low Income - Power to Save | Pipe Wrap | 0 | 0.01 | 0.03 | 143.65 | 1 | Honeywell | 2023-09-28 | redacted
Low Income - Power to Save | Outdoor Coil Cleaning | 0 | 0.1 | 0 | 275 | 1 | Honeywell | 2023-09-28 | redacted
Low Income - Power to Save | HVAC Inspection | 0 | 0.17 | 0 | 268.73 | 1 | Honeywell | 2023-09-28 | redacted
Low Income - Power to Save | Faucet Aerators | 0 | 0 | 0.02 | 110.58 | 1 | Honeywell | 2023-09-28 | redacted
Low Income - Power to Save | Low Flow Showerhead | 0 | 0.04 | 0.1 | 504.08 | 1 | Honeywell | 2023-09-28 | redacted
Low Income - Power to Save | LI - DUCT | 0 | 0.4 | 0.12 | 775.77 | 1 | Honeywell | 2023-09-28 | redacted
Low Income - Power to Save | LED Lights | 0 | 0 | 0 | 47.6 | 1 | Honeywell | 2023-09-28 | redacted
Low Income - Power to Save | Outdoor Coil Cleaning | 0 | 0.1 | 0 | 275 | 1 | Honeywell | 2023-09-28 | redacted
Low Income - Power to Save | HVAC Inspection | 0 | 0.17 | 0 | 268.73 | 1 | Honeywell | 2023-09-28 | redacted
Low Income - Power to Save | Low Flow Showerhead | 0 | 0.04 | 0.1 | 504.08 | 1 | Honeywell | 2023-09-28 | redacted
Low Income - Power to Save | LED Lights | 0 | 0 | 0 | 47.6 | 1 | Honeywell | 2023-09-28 | redacted
Low Income - Power to Save | Weather Strip/Caulk | 0 | 0.25 | 0.09 | 503.3 | 1 | Honeywell | 2023-09-30 | redacted
Low Income - Power to Save | Outdoor Coil Cleaning | 0 | 0.1 | 0 | 275 | 1 | Honeywell | 2023-09-30 | redacted
Low Income - Power to Save | HVAC Inspection | 0 | 0.17 | 0 | 268.73 | 1 | Honeywell | 2023-09-30 | redacted
Low Income - Power to Save | Low Flow Showerhead | 0 | 0.04 | 0.1 | 504.08 | 1 | Honeywell | 2023-09-30 | redacted
Low Income - Power to Save | LI - DUCT | 0 | 0.4 | 0.12 | 775.77 | 1 | Honeywell | 2023-09-30 | redacted
Low Income - Power to Save | LED Lights | 0 | 0 | 0 | 47.6 | 1 | Honeywell | 2023-09-30 | redacted
Low Income - Power to Save | Outdoor Coil Cleaning | 0 | 0.1 | 0 | 275 | 1 | Honeywell | 2023-09-28 | redacted
Low Income - Power to Save | Faucet Aerators | 0 | 0 | 0.02 | 110.58 | 1 | Honeywell | 2023-09-28 | redacted
Low Income - Power to Save | Low Flow Showerhead | 0 | 0.04 | 0.1 | 504.08 | 1 | Honeywell | 2023-09-28 | redacted
Low Income - Power to Save | LED Lights | 0 | 0 | 0 | 47.6 | 1 | Honeywell | 2023-09-28 | redacted
Low Income - Power to Save | Weather Strip/Caulk | 0 | 0.25 | 0.09 | 503.3 | 1 | Honeywell | 2023-09-05 | redacted
Low Income - Power to Save | Outdoor Coil Cleaning | 0 | 0.1 | 0 | 275 | 1 | Honeywell | 2023-09-05 | redacted
Low Income - Power to Save | HVAC Inspection | 0 | 0.17 | 0 | 268.73 | 1 | Honeywell | 2023-09-05 | redacted
Low Income - Power to Save | Faucet Aerators | 0 | 0 | 0.02 | 110.58 | 1 | Honeywell | 2023-09-05 | redacted
Low Income - Power to Save | Low Flow Showerhead | 0 | 0.04 | 0.1 | 504.08 | 1 | Honeywell | 2023-09-05 | redacted
Low Income - Power to Save | LI - DUCT | 0 | 0.4 | 0.12 | 775.77 | 1 | Honeywell | 2023-09-05 | redacted
Low Income - Power to Save | LED Lights | 0 | 0 | 0 | 47.6 | 1 | Honeywell | 2023-09-05 | redacted
Low Income - Power to Save | Outdoor Coil Cleaning | 0 | 0.1 | 0 | 275 | 1 | Honeywell | 2023-09-27 | redacted
Low Income - Power to Save | Faucet Aerators | 0 | 0 | 0.02 | 110.58 | 1 | Honeywell | 2023-09-27 | redacted
Low Income - Power to Save | Low Flow Showerhead | 0 | 0.04 | 0.1 | 504.08 | 1 | Honeywell | 2023-09-27 | redacted
Low Income - Power to Save | LED Lights | 0 | 0 | 0 | 47.6 | 1 | Honeywell | 2023-09-27 | redacted
Low Income - Power to Save | Weather Strip/Caulk | 0 | 0.25 | 0.09 | 503.3 | 1 | Honeywell | 2023-09-26 | redacted
Low Income - Power to Save | Outdoor Coil Cleaning | 0 | 0.1 | 0 | 275 | 1 | Honeywell | 2023-09-26 | redacted
Low Income - Power to Save | HVAC Inspection | 0 | 0.17 | 0 | 268.73 | 1 | Honeywell | 2023-09-26 | redacted
Low Income - Power to Save | Faucet Aerators | 0 | 0 | 0.02 | 110.58 | 1 | Honeywell | 2023-09-26 | redacted
Low Income - Power to Save | Low Flow Showerhead | 0 | 0.04 | 0.1 | 504.08 | 1 | Honeywell | 2023-09-26 | redacted
Low Income - Power to Save | LED Lights | 0 | 0 | 0 | 47.6 | 1 | Honeywell | 2023-09-26 | redacted
Low Income - Power to Save | Weather Strip/Caulk | 0 | 0.25 | 0.09 | 503.3 | 1 | Honeywell | 2023-09-29 | redacted
Low Income - Power to Save | Pipe Wrap | 0 | 0.01 | 0.03 | 143.65 | 1 | Honeywell | 2023-09-29 | redacted
Low Income - Power to Save | Outdoor Coil Cleaning | 0 | 0.1 | 0 | 275 | 1 | Honeywell | 2023-09-29 | redacted
Low Income - Power to Save | HVAC Inspection | 0 | 0.17 | 0 | 268.73 | 1 | Honeywell | 2023-09-29 | redacted
Low Income - Power to Save | Faucet Aerators | 0 | 0 | 0.02 | 110.58 | 1 | Honeywell | 2023-09-29 | redacted
Low Income - Power to Save | Low Flow Showerhead | 0 | 0.04 | 0.1 | 504.08 | 1 | Honeywell | 2023-09-29 | redacted
Low Income - Power to Save | LI - DUCT | 0 | 0.4 | 0.12 | 775.77 | 1 | Honeywell | 2023-09-29 | redacted
Low Income - Power to Save | LED Lights | 0 | 0 | 0 | 47.6 | 1 | Honeywell | 2023-09-29 | redacted
Low Income - Power to Save | Weather Strip/Caulk | 0 | 0.25 | 0.09 | 503.3 | 1 | Honeywell | 2023-09-26 | redacted
Low Income - Power to Save | Outdoor Coil Cleaning | 0 | 0.1 | 0 | 275 | 1 | Honeywell | 2023-09-26 | redacted
Low Income - Power to Save | HVAC Inspection | 0 | 0.17 | 0 | 268.73 | 1 | Honeywell | 2023-09-26 | redacted
Low Income - Power to Save | Faucet Aerators | 0 | 0 | 0.02 | 110.58 | 1 | Honeywell | 2023-09-26 | redacted
Low Income - Power to Save | Low Flow Showerhead | 0 | 0.04 | 0.1 | 504.08 | 1 | Honeywell | 2023-09-26 | redacted
Low Income - Power to Save | LI - DUCT | 0 | 0.4 | 0.12 | 775.77 | 1 | Honeywell | 2023-09-26 | redacted
Low Income - Power to Save | LED Lights | 0 | 0 | 0 | 47.6 | 1 | Honeywell | 2023-09-26 | redacted
Low Income - Power to Save | Weather Strip/Caulk | 0 | 0.25 | 0.09 | 503.3 | 1 | Honeywell | 2023-09-06 | redacted
Low Income - Power to Save | Outdoor Coil Cleaning | 0 | 0.1 | 0 | 275 | 1 | Honeywell | 2023-09-06 | redacted
Low Income - Power to Save | HVAC Inspection | 0 | 0.17 | 0 | 268.73 | 1 | Honeywell | 2023-09-06 | redacted
Low Income - Power to Save | Faucet Aerators | 0 | 0 | 0.02 | 110.58 | 1 | Honeywell | 2023-09-06 | redacted
Low Income - Power to Save | Low Flow Showerhead | 0 | 0.04 | 0.1 | 504.08 | 1 | Honeywell | 2023-09-06 | redacted
Low Income - Power to Save | LED Lights | 0 | 0 | 0 | 47.6 | 1 | Honeywell | 2023-09-06 | redacted
Low Income - Power to Save | Weather Strip/Caulk | 0 | 0.25 | 0.09 | 503.3 | 1 | Honeywell | 2023-09-27 | redacted
Low Income - Power to Save | Outdoor Coil Cleaning | 0 | 0.1 | 0 | 275 | 1 | Honeywell | 2023-09-27 | redacted
Low Income - Power to Save | HVAC Inspection | 0 | 0.17 | 0 | 268.73 | 1 | Honeywell | 2023-09-27 | redacted
Low Income - Power to Save | Faucet Aerators | 0 | 0 | 0.02 | 110.58 | 1 | Honeywell | 2023-09-27 | redacted
Low Income - Power to Save | Low Flow Showerhead | 0 | 0.04 | 0.1 | 504.08 | 1 | Honeywell | 2023-09-27 | redacted
Low Income - Power to Save | LI - DUCT | 0 | 0.4 | 0.12 | 775.77 | 1 | Honeywell | 2023-09-27 | redacted
Low Income - Power to Save | LED Lights | 0 | 0 | 0 | 47.6 | 1 | Honeywell | 2023-09-27 | redacted
Low Income - Power to Save | Weather Strip/Caulk | 0 | 0.25 | 0.09 | 503.3 | 1 | Honeywell | 2023-09-07 | redacted
Low Income - Power to Save | Faucet Aerators | 0 | 0 | 0.02 | 110.58 | 1 | Honeywell | 2023-09-07 | redacted
Low Income - Power to Save | Low Flow Showerhead | 0 | 0.04 | 0.1 | 504.08 | 1 | Honeywell | 2023-09-07 | redacted
Low Income - Power to Save | LED Lights | 0 | 0 | 0 | 47.6 | 1 | Honeywell | 2023-09-07 | redacted
Low Income - Power to Save | Weather Strip/Caulk | 0 | 0.25 | 0.09 | 503.3 | 1 | Honeywell | 2023-09-27 | redacted
Low Income - Power to Save | Outdoor Coil Cleaning | 0 | 0.1 | 0 | 275 | 1 | Honeywell | 2023-09-27 | redacted
Low Income - Power to Save | HVAC Inspection | 0 | 0.17 | 0 | 268.73 | 1 | Honeywell | 2023-09-27 | redacted
Low Income - Power to Save | Low Flow Showerhead | 0 | 0.04 | 0.1 | 504.08 | 1 | Honeywell | 2023-09-27 | redacted
Low Income - Power to Save | LED Lights | 0 | 0 | 0 | 47.6 | 1 | Honeywell | 2023-09-27 | redacted
Low Income - Power to Save | Weather Strip/Caulk | 0 | 0.25 | 0.09 | 503.3 | 1 | Honeywell | 2023-09-06 | redacted
Low Income - Power to Save | Pipe Wrap | 0 | 0.01 | 0.03 | 143.65 | 1 | Honeywell | 2023-09-06 | redacted
Low Income - Power to Save | Outdoor Coil Cleaning | 0 | 0.1 | 0 | 275 | 1 | Honeywell | 2023-09-06 | redacted
Low Income - Power to Save | HVAC Inspection | 0 | 0.17 | 0 | 268.73 | 1 | Honeywell | 2023-09-06 | redacted
Low Income - Power to Save | Faucet Aerators | 0 | 0 | 0.02 | 110.58 | 1 | Honeywell | 2023-09-06 | redacted
Low Income - Power to Save | Low Flow Showerhead | 0 | 0.04 | 0.1 | 504.08 | 1 | Honeywell | 2023-09-06 | redacted
Low Income - Power to Save | LI - DUCT | 0 | 0.4 | 0.12 | 775.77 | 1 | Honeywell | 2023-09-06 | redacted
Low Income - Power to Save | LED Lights | 0 | 0 | 0 | 47.6 | 1 | Honeywell | 2023-09-06 | redacted
Low Income - Power to Save | Outdoor Coil Cleaning | 0 | 0.1 | 0 | 275 | 1 | Honeywell | 2023-09-29 | redacted
Low Income - Power to Save | Faucet Aerators | 0 | 0 | 0.02 | 110.58 | 1 | Honeywell | 2023-09-29 | redacted
Low Income - Power to Save | Low Flow Showerhead | 0 | 0.04 | 0.1 | 504.08 | 1 | Honeywell | 2023-09-29 | redacted
Low Income - Power to Save | LED Lights | 0 | 0 | 0 | 47.6 | 1 | Honeywell | 2023-09-29 | redacted
Low Income - Power to Save | Outdoor Coil Cleaning | 0 | 0.1 | 0 | 275 | 1 | Honeywell | 2023-09-29 | redacted
Low Income - Power to Save | Faucet Aerators | 0 | 0 | 0.02 | 110.58 | 1 | Honeywell | 2023-09-29 | redacted
Low Income - Power to Save | Low Flow Showerhead | 0 | 0.04 | 0.1 | 504.08 | 1 | Honeywell | 2023-09-29 | redacted
Low Income - Power to Save | LED Lights | 0 | 0 | 0 | 47.6 | 1 | Honeywell | 2023-09-29 | redacted
Low Income - Power to Save | Weather Strip/Caulk | 0 | 0.25 | 0.09 | 503.3 | 1 | Honeywell | 2023-09-27 | redacted
Low Income - Power to Save | Outdoor Coil Cleaning | 0 | 0.1 | 0 | 275 | 1 | Honeywell | 2023-09-27 | redacted
Low Income - Power to Save | HVAC Inspection | 0 | 0.17 | 0 | 268.73 | 1 | Honeywell | 2023-09-27 | redacted
Low Income - Power to Save | LI - DUCT | 0 | 0.4 | 0.12 | 775.77 | 1 | Honeywell | 2023-09-27 | redacted
Low Income - Power to Save | LED Lights | 0 | 0 | 0 | 47.6 | 1 | Honeywell | 2023-09-27 | redacted
Low Income - Power to Save | Weather Strip/Caulk | 0 | 0.25 | 0.09 | 503.3 | 1 | Honeywell | 2023-09-29 | redacted
Low Income - Power to Save | Pipe Wrap | 0 | 0.01 | 0.03 | 143.65 | 1 | Honeywell | 2023-09-29 | redacted
Low Income - Power to Save | Outdoor Coil Cleaning | 0 | 0.1 | 0 | 275 | 1 | Honeywell | 2023-09-29 | redacted
Low Income - Power to Save | HVAC Inspection | 0 | 0.17 | 0 | 268.73 | 1 | Honeywell | 2023-09-29 | redacted
Low Income - Power to Save | Faucet Aerators | 0 | 0 | 0.02 | 110.58 | 1 | Honeywell | 2023-09-29 | redacted
Low Income - Power to Save | Low Flow Showerhead | 0 | 0.04 | 0.1 | 504.08 | 1 | Honeywell | 2023-09-29 | redacted
Low Income - Power to Save | LI - DUCT | 0 | 0.4 | 0.12 | 775.77 | 1 | Honeywell | 2023-09-29 | redacted
Low Income - Power to Save | LED Lights | 0 | 0 | 0 | 47.6 | 1 | Honeywell | 2023-09-29 | redacted
Low Income - Power to Save | Weather Strip/Caulk | 0 | 0.25 | 0.09 | 503.3 | 1 | Honeywell | 2023-09-07 | redacted
Low Income - Power to Save | Faucet Aerators | 0 | 0 | 0.02 | 110.58 | 1 | Honeywell | 2023-09-07 | redacted
Low Income - Power to Save | Low Flow Showerhead | 0 | 0.04 | 0.1 | 504.08 | 1 | Honeywell | 2023-09-07 | redacted
Low Income - Power to Save | LED Lights | 0 | 0 | 0 | 47.6 | 1 | Honeywell | 2023-09-07 | redacted
Low Income - Power to Save | Weather Strip/Caulk | 0 | 0.25 | 0.09 | 503.3 | 1 | Honeywell | 2023-09-28 | redacted
Low Income - Power to Save | Outdoor Coil Cleaning | 0 | 0.1 | 0 | 275 | 1 | Honeywell | 2023-09-28 | redacted
Low Income - Power to Save | HVAC Inspection | 0 | 0.17 | 0 | 268.73 | 1 | Honeywell | 2023-09-28 | redacted
Low Income - Power to Save | LI - DUCT | 0 | 0.4 | 0.12 | 775.77 | 1 | Honeywell | 2023-09-28 | redacted
Low Income - Power to Save | LED Lights | 0 | 0 | 0 | 47.6 | 1 | Honeywell | 2023-09-28 | redacted
Low Income - Power to Save | Weather Strip/Caulk | 0 | 0.25 | 0.09 | 503.3 | 1 | Honeywell | 2023-09-30 | redacted
Low Income - Power to Save | Outdoor Coil Cleaning | 0 | 0.1 | 0 | 275 | 1 | Honeywell | 2023-09-30 | redacted
Low Income - Power to Save | HVAC Inspection | 0 | 0.17 | 0 | 268.73 | 1 | Honeywell | 2023-09-30 | redacted
Low Income - Power to Save | Faucet Aerators | 0 | 0 | 0.02 | 110.58 | 1 | Honeywell | 2023-09-30 | redacted
Low Income - Power to Save | Low Flow Showerhead | 0 | 0.04 | 0.1 | 504.08 | 1 | Honeywell | 2023-09-30 | redacted
Low Income - Power to Save | LI - DUCT | 0 | 0.4 | 0.12 | 775.77 | 1 | Honeywell | 2023-09-30 | redacted
Low Income - Power to Save | LED Lights | 0 | 0 | 0 | 47.6 | 1 | Honeywell | 2023-09-30 | redacted
Low Income - Power to Save | Weather Strip/Caulk | 0 | 0.25 | 0.09 | 503.3 | 1 | Honeywell | 2023-09-26 | redacted
Low Income - Power to Save | Outdoor Coil Cleaning | 0 | 0.1 | 0 | 275 | 1 | Honeywell | 2023-09-26 | redacted
Low Income - Power to Save | HVAC Inspection | 0 | 0.17 | 0 | 268.73 | 1 | Honeywell | 2023-09-26 | redacted
Low Income - Power to Save | Faucet Aerators | 0 | 0 | 0.02 | 110.58 | 1 | Honeywell | 2023-09-26 | redacted
Low Income - Power to Save | Low Flow Showerhead | 0 | 0.04 | 0.1 | 504.08 | 1 | Honeywell | 2023-09-26 | redacted
Low Income - Power to Save | LED Lights | 0 | 0 | 0 | 47.6 | 1 | Honeywell | 2023-09-26 | redacted
Low Income - Power to Save | Weather Strip/Caulk | 0 | 0.25 | 0.09 | 503.3 | 1 | Honeywell | 2023-09-07 | redacted
Low Income - Power to Save | Low Flow Showerhead | 0 | 0.04 | 0.1 | 504.08 | 1 | Honeywell | 2023-09-07 | redacted
Low Income - Power to Save | LED Lights | 0 | 0 | 0 | 47.6 | 1 | Honeywell | 2023-09-07 | redacted
Low Income - Power to Save | Weather Strip/Caulk | 0 | 0.25 | 0.09 | 503.3 | 1 | Honeywell | 2023-09-06 | redacted
Low Income - Power to Save | Outdoor Coil Cleaning | 0 | 0.1 | 0 | 275 | 1 | Honeywell | 2023-09-06 | redacted
Low Income - Power to Save | HVAC Inspection | 0 | 0.17 | 0 | 268.73 | 1 | Honeywell | 2023-09-06 | redacted
Low Income - Power to Save | Faucet Aerators | 0 | 0 | 0.02 | 110.58 | 1 | Honeywell | 2023-09-06 | redacted
Low Income - Power to Save | Low Flow Showerhead | 0 | 0.04 | 0.1 | 504.08 | 1 | Honeywell | 2023-09-06 | redacted
Low Income - Power to Save | LI - DUCT | 0 | 0.4 | 0.12 | 775.77 | 1 | Honeywell | 2023-09-06 | redacted
Low Income - Power to Save | LED Lights | 0 | 0 | 0 | 47.6 | 1 | Honeywell | 2023-09-06 | redacted
Low Income - Power to Save | Weather Strip/Caulk | 0 | 0.25 | 0.09 | 503.3 | 1 | Honeywell | 2023-09-27 | redacted
Low Income - Power to Save | Pipe Wrap | 0 | 0.01 | 0.03 | 143.65 | 1 | Honeywell | 2023-09-27 | redacted
Low Income - Power to Save | Outdoor Coil Cleaning | 0 | 0.1 | 0 | 275 | 1 | Honeywell | 2023-09-27 | redacted
Low Income - Power to Save | HVAC Inspection | 0 | 0.17 | 0 | 268.73 | 1 | Honeywell | 2023-09-27 | redacted
Low Income - Power to Save | Faucet Aerators | 0 | 0 | 0.02 | 110.58 | 1 | Honeywell | 2023-09-27 | redacted
Low Income - Power to Save | Low Flow Showerhead | 0 | 0.04 | 0.1 | 504.08 | 1 | Honeywell | 2023-09-27 | redacted
Low Income - Power to Save | LI - DUCT | 0 | 0.4 | 0.12 | 775.77 | 1 | Honeywell | 2023-09-27 | redacted
Low Income - Power to Save | LED Lights | 0 | 0 | 0 | 47.6 | 1 | Honeywell | 2023-09-27 | redacted
Low Income - Power to Save | Faucet Aerators | 0 | 0 | 0.02 | 110.58 | 1 | Honeywell | 2023-09-28 | redacted
Low Income - Power to Save | Low Flow Showerhead | 0 | 0.04 | 0.1 | 504.08 | 1 | Honeywell | 2023-09-28 | redacted
Low Income - Power to Save | LED Lights | 0 | 0 | 0 | 47.6 | 1 | Honeywell | 2023-09-28 | redacted
Low Income - Power to Save | Weather Strip/Caulk | 0 | 0.25 | 0.09 | 503.3 | 1 | Honeywell | 2023-09-07 | redacted
Low Income - Power to Save | Pipe Wrap | 0 | 0.01 | 0.03 | 143.65 | 1 | Honeywell | 2023-09-07 | redacted
Low Income - Power to Save | Faucet Aerators | 0 | 0 | 0.02 | 110.58 | 1 | Honeywell | 2023-09-07 | redacted
Low Income - Power to Save | Low Flow Showerhead | 0 | 0.04 | 0.1 | 504.08 | 1 | Honeywell | 2023-09-07 | redacted
Low Income - Power to Save | LED Lights | 0 | 0 | 0 | 47.6 | 1 | Honeywell | 2023-09-07 | redacted
Low Income - Power to Save | Weather Strip/Caulk | 0 | 0.25 | 0.09 | 503.3 | 1 | Honeywell | 2023-09-28 | redacted
Low Income - Power to Save | Outdoor Coil Cleaning | 0 | 0.1 | 0 | 275 | 1 | Honeywell | 2023-09-28 | redacted
Low Income - Power to Save | HVAC Inspection | 0 | 0.17 | 0 | 268.73 | 1 | Honeywell | 2023-09-28 | redacted
Low Income - Power to Save | Faucet Aerators | 0 | 0 | 0.02 | 110.58 | 1 | Honeywell | 2023-09-28 | redacted
Low Income - Power to Save | Low Flow Showerhead | 0 | 0.04 | 0.1 | 504.08 | 1 | Honeywell | 2023-09-28 | redacted
Low Income - Power to Save | LI - DUCT | 0 | 0.4 | 0.12 | 775.77 | 1 | Honeywell | 2023-09-28 | redacted
Low Income - Power to Save | LED Lights | 0 | 0 | 0 | 47.6 | 1 | Honeywell | 2023-09-28 | redacted
Low Income - Power to Save | Outdoor Coil Cleaning | 0 | 0.1 | 0 | 275 | 1 | Honeywell | 2023-09-30 | redacted
Low Income - Power to Save | Faucet Aerators | 0 | 0 | 0.02 | 110.58 | 1 | Honeywell | 2023-09-30 | redacted
Low Income - Power to Save | Low Flow Showerhead | 0 | 0.04 | 0.1 | 504.08 | 1 | Honeywell | 2023-09-30 | redacted
Low Income - Power to Save | LED Lights | 0 | 0 | 0 | 47.6 | 1 | Honeywell | 2023-09-30 | redacted
Low Income - Power to Save | Weather Strip/Caulk | 0 | 0.25 | 0.09 | 503.3 | 1 | Honeywell | 2023-09-28 | redacted
Low Income - Power to Save | Outdoor Coil Cleaning | 0 | 0.1 | 0 | 275 | 1 | Honeywell | 2023-09-28 | redacted
Low Income - Power to Save | HVAC Inspection | 0 | 0.17 | 0 | 268.73 | 1 | Honeywell | 2023-09-28 | redacted
Low Income - Power to Save | Faucet Aerators | 0 | 0 | 0.02 | 110.58 | 1 | Honeywell | 2023-09-28 | redacted
Low Income - Power to Save | LED Lights | 0 | 0 | 0 | 47.6 | 1 | Honeywell | 2023-09-28 | redacted
Low Income - Power to Save | Weather Strip/Caulk | 0 | 0.25 | 0.09 | 503.3 | 1 | Honeywell | 2023-09-26 | redacted
Low Income - Power to Save | Pipe Wrap | 0 | 0.01 | 0.03 | 143.65 | 1 | Honeywell | 2023-09-26 | redacted
Low Income - Power to Save | Outdoor Coil Cleaning | 0 | 0.1 | 0 | 275 | 1 | Honeywell | 2023-09-26 | redacted
Low Income - Power to Save | HVAC Inspection | 0 | 0.17 | 0 | 268.73 | 1 | Honeywell | 2023-09-26 | redacted
Low Income - Power to Save | Faucet Aerators | 0 | 0 | 0.02 | 110.58 | 1 | Honeywell | 2023-09-26 | redacted
Low Income - Power to Save | LI - DUCT | 0 | 0.4 | 0.12 | 775.77 | 1 | Honeywell | 2023-09-26 | redacted
Low Income - Power to Save | LED Lights | 0 | 0 | 0 | 47.6 | 1 | Honeywell | 2023-09-26 | redacted
Low Income - Power to Save | Outdoor Coil Cleaning | 0 | 0.1 | 0 | 275 | 1 | Honeywell | 2023-09-28 | redacted
Low Income - Power to Save | Faucet Aerators | 0 | 0 | 0.02 | 110.58 | 1 | Honeywell | 2023-09-28 | redacted
Low Income - Power to Save | Low Flow Showerhead | 0 | 0.04 | 0.1 | 504.08 | 1 | Honeywell | 2023-09-28 | redacted
Low Income - Power to Save | LED Lights | 0 | 0 | 0 | 47.6 | 1 | Honeywell | 2023-09-28 | redacted
Low Income - Power to Save | Outdoor Coil Cleaning | 0 | 0.1 | 0 | 275 | 1 | Honeywell | 2023-09-30 | redacted
Low Income - Power to Save | Faucet Aerators | 0 | 0 | 0.02 | 110.58 | 1 | Honeywell | 2023-09-30 | redacted
Low Income - Power to Save | LED Lights | 0 | 0 | 0 | 47.6 | 1 | Honeywell | 2023-09-30 | redacted
Low Income - Power to Save | Weather Strip/Caulk | 0 | 0.25 | 0.09 | 503.3 | 1 | Honeywell | 2023-09-07 | redacted
Low Income - Power to Save | Outdoor Coil Cleaning | 0 | 0.1 | 0 | 275 | 1 | Honeywell | 2023-09-07 | redacted
Low Income - Power to Save | LED Lights | 0 | 0 | 0 | 47.6 | 1 | Honeywell | 2023-09-07 | redacted
Low Income - Power to Save | Weather Strip/Caulk | 0 | 0.25 | 0.09 | 503.3 | 1 | Honeywell | 2023-09-27 | redacted
Low Income - Power to Save | Faucet Aerators | 0 | 0 | 0.02 | 110.58 | 1 | Honeywell | 2023-09-27 | redacted
Low Income - Power to Save | Low Flow Showerhead | 0 | 0.04 | 0.1 | 504.08 | 1 | Honeywell | 2023-09-27 | redacted
Low Income - Power to Save | LED Lights | 0 | 0 | 0 | 47.6 | 1 | Honeywell | 2023-09-27 | redacted
Low Income - Power to Save | Weather Strip/Caulk | 0 | 0.25 | 0.09 | 503.3 | 1 | Honeywell | 2023-09-27 | redacted
Low Income - Power to Save | Low Flow Showerhead | 0 | 0.04 | 0.1 | 504.08 | 1 | Honeywell | 2023-09-27 | redacted
Low Income - Power to Save | LED Lights | 0 | 0 | 0 | 47.6 | 1 | Honeywell | 2023-09-27 | redacted
Low Income - Power to Save | Weather Strip/Caulk | 0 | 0.25 | 0.09 | 503.3 | 1 | Honeywell | 2023-09-07 | redacted
Low Income - Power to Save | Outdoor Coil Cleaning | 0 | 0.1 | 0 | 275 | 1 | Honeywell | 2023-09-07 | redacted
Low Income - Power to Save | LED Lights | 0 | 0 | 0 | 47.6 | 1 | Honeywell | 2023-09-07 | redacted
Low Income - Power to Save | Weather Strip/Caulk | 0 | 0.25 | 0.09 | 503.3 | 1 | Honeywell | 2023-09-28 | redacted
Low Income - Power to Save | Pipe Wrap | 0 | 0.01 | 0.03 | 143.65 | 1 | Honeywell | 2023-09-28 | redacted
Low Income - Power to Save | Outdoor Coil Cleaning | 0 | 0.1 | 0 | 275 | 1 | Honeywell | 2023-09-28 | redacted
Low Income - Power to Save | HVAC Inspection | 0 | 0.17 | 0 | 268.73 | 1 | Honeywell | 2023-09-28 | redacted
Low Income - Power to Save | Faucet Aerators | 0 | 0 | 0.02 | 110.58 | 1 | Honeywell | 2023-09-28 | redacted
Low Income - Power to Save | LI - DUCT | 0 | 0.4 | 0.12 | 775.77 | 1 | Honeywell | 2023-09-28 | redacted
Low Income - Power to Save | LED Lights | 0 | 0 | 0 | 47.6 | 1 | Honeywell | 2023-09-28 | redacted
Low Income - Power to Save | Weather Strip/Caulk | 0 | 0.25 | 0.09 | 503.3 | 1 | Honeywell | 2023-09-27 | redacted
Low Income - Power to Save | Outdoor Coil Cleaning | 0 | 0.1 | 0 | 275 | 1 | Honeywell | 2023-09-27 | redacted
Low Income - Power to Save | HVAC Inspection | 0 | 0.17 | 0 | 268.73 | 1 | Honeywell | 2023-09-27 | redacted
Low Income - Power to Save | Low Flow Showerhead | 0 | 0.04 | 0.1 | 504.08 | 1 | Honeywell | 2023-09-27 | redacted
Low Income - Power to Save | LI - DUCT | 0 | 0.4 | 0.12 | 775.77 | 1 | Honeywell | 2023-09-27 | redacted
Low Income - Power to Save | LED Lights | 0 | 0 | 0 | 47.6 | 1 | Honeywell | 2023-09-27 | redacted
Low Income - Power to Save | Weather Strip/Caulk | 0 | 0.25 | 0.09 | 503.3 | 1 | Honeywell | 2023-09-28 | redacted
Low Income - Power to Save | Outdoor Coil Cleaning | 0 | 0.1 | 0 | 275 | 1 | Honeywell | 2023-09-28 | redacted
Low Income - Power to Save | HVAC Inspection | 0 | 0.17 | 0 | 268.73 | 1 | Honeywell | 2023-09-28 | redacted
Low Income - Power to Save | LI - DUCT | 0 | 0.4 | 0.12 | 775.77 | 1 | Honeywell | 2023-09-28 | redacted
Low Income - Power to Save | LED Lights | 0 | 0 | 0 | 47.6 | 1 | Honeywell | 2023-09-28 | redacted
Low Income - Power to Save | Weather Strip/Caulk | 0 | 0.25 | 0.09 | 503.3 | 1 | Honeywell | 2023-09-27 | redacted
Low Income - Power to Save | Faucet Aerators | 0 | 0 | 0.02 | 110.58 | 1 | Honeywell | 2023-09-27 | redacted
Low Income - Power to Save | Low Flow Showerhead | 0 | 0.04 | 0.1 | 504.08 | 1 | Honeywell | 2023-09-27 | redacted
Low Income - Power to Save | LED Lights | 0 | 0 | 0 | 47.6 | 1 | Honeywell | 2023-09-27 | redacted
Low Income - Power to Save | Weather Strip/Caulk | 0 | 0.25 | 0.09 | 503.3 | 1 | Honeywell | 2023-09-30 | redacted
Low Income - Power to Save | Outdoor Coil Cleaning | 0 | 0.1 | 0 | 275 | 1 | Honeywell | 2023-09-30 | redacted
Low Income - Power to Save | HVAC Inspection | 0 | 0.17 | 0 | 268.73 | 1 | Honeywell | 2023-09-30 | redacted
Low Income - Power to Save | Faucet Aerators | 0 | 0 | 0.02 | 110.58 | 1 | Honeywell | 2023-09-30 | redacted
Low Income - Power to Save | Low Flow Showerhead | 0 | 0.04 | 0.1 | 504.08 | 1 | Honeywell | 2023-09-30 | redacted
Low Income - Power to Save | LI - DUCT | 0 | 0.4 | 0.12 | 775.77 | 1 | Honeywell | 2023-09-30 | redacted
Low Income - Power to Save | LED Lights | 0 | 0 | 0 | 47.6 | 1 | Honeywell | 2023-09-30 | redacted
Low Income - Power to Save | Weather Strip/Caulk | 0 | 0.25 | 0.09 | 503.3 | 1 | Honeywell | 2023-09-30 | redacted
Low Income - Power to Save | Pipe Wrap | 0 | 0.01 | 0.03 | 143.65 | 1 | Honeywell | 2023-09-30 | redacted
Low Income - Power to Save | Outdoor Coil Cleaning | 0 | 0.1 | 0 | 275 | 1 | Honeywell | 2023-09-30 | redacted
Low Income - Power to Save | HVAC Inspection | 0 | 0.17 | 0 | 268.73 | 1 | Honeywell | 2023-09-30 | redacted
Low Income - Power to Save | Faucet Aerators | 0 | 0 | 0.02 | 110.58 | 1 | Honeywell | 2023-09-30 | redacted
Low Income - Power to Save | Low Flow Showerhead | 0 | 0.04 | 0.1 | 504.08 | 1 | Honeywell | 2023-09-30 | redacted
Low Income - Power to Save | LI - DUCT | 0 | 0.4 | 0.12 | 775.77 | 1 | Honeywell | 2023-09-30 | redacted
Low Income - Power to Save | LED Lights | 0 | 0 | 0 | 47.6 | 1 | Honeywell | 2023-09-30 | redacted
Low Income - Power to Save | Weather Strip/Caulk | 0 | 0.25 | 0.09 | 503.3 | 1 | Honeywell | 2023-09-28 | redacted
Low Income - Power to Save | Outdoor Coil Cleaning | 0 | 0.1 | 0 | 275 | 1 | Honeywell | 2023-09-28 | redacted
Low Income - Power to Save | HVAC Inspection | 0 | 0.17 | 0 | 268.73 | 1 | Honeywell | 2023-09-28 | redacted
Low Income - Power to Save | Faucet Aerators | 0 | 0 | 0.02 | 110.58 | 1 | Honeywell | 2023-09-28 | redacted
Low Income - Power to Save | Low Flow Showerhead | 0 | 0.04 | 0.1 | 504.08 | 1 | Honeywell | 2023-09-28 | redacted
Low Income - Power to Save | LI - DUCT | 0 | 0.4 | 0.12 | 775.77 | 1 | Honeywell | 2023-09-28 | redacted
Low Income - Power to Save | LED Lights | 0 | 0 | 0 | 47.6 | 1 | Honeywell | 2023-09-28 | redacted
Low Income - Power to Save | Weather Strip/Caulk | 0 | 0.25 | 0.09 | 503.3 | 1 | Honeywell | 2023-09-07 | redacted
Low Income - Power to Save | Faucet Aerators | 0 | 0 | 0.02 | 110.58 | 1 | Honeywell | 2023-09-07 | redacted
Low Income - Power to Save | Low Flow Showerhead | 0 | 0.04 | 0.1 | 504.08 | 1 | Honeywell | 2023-09-07 | redacted
Low Income - Power to Save | LED Lights | 0 | 0 | 0 | 47.6 | 1 | Honeywell | 2023-09-07 | redacted
Low Income - Power to Save | Weather Strip/Caulk | 0 | 0.25 | 0.09 | 503.3 | 1 | Honeywell | 2023-09-30 | redacted
Low Income - Power to Save | Outdoor Coil Cleaning | 0 | 0.1 | 0 | 275 | 1 | Honeywell | 2023-09-30 | redacted
Low Income - Power to Save | HVAC Inspection | 0 | 0.17 | 0 | 268.73 | 1 | Honeywell | 2023-09-30 | redacted
Low Income - Power to Save | Faucet Aerators | 0 | 0 | 0.02 | 110.58 | 1 | Honeywell | 2023-09-30 | redacted
Low Income - Power to Save | Low Flow Showerhead | 0 | 0.04 | 0.1 | 504.08 | 1 | Honeywell | 2023-09-30 | redacted
Low Income - Power to Save | LI - DUCT | 0 | 0.4 | 0.12 | 775.77 | 1 | Honeywell | 2023-09-30 | redacted
Low Income - Power to Save | LED Lights | 0 | 0 | 0 | 47.6 | 1 | Honeywell | 2023-09-30 | redacted
Low Income - Power to Save | Weather Strip/Caulk | 0 | 0.25 | 0.09 | 503.3 | 1 | Honeywell | 2023-09-26 | redacted
Low Income - Power to Save | Pipe Wrap | 0 | 0.01 | 0.03 | 143.65 | 1 | Honeywell | 2023-09-26 | redacted
Low Income - Power to Save | Outdoor Coil Cleaning | 0 | 0.1 | 0 | 275 | 1 | Honeywell | 2023-09-26 | redacted
Low Income - Power to Save | HVAC Inspection | 0 | 0.17 | 0 | 268.73 | 1 | Honeywell | 2023-09-26 | redacted
Low Income - Power to Save | LI - DUCT | 0 | 0.4 | 0.12 | 775.77 | 1 | Honeywell | 2023-09-26 | redacted
Low Income - Power to Save | LED Lights | 0 | 0 | 0 | 47.6 | 1 | Honeywell | 2023-09-26 | redacted
Low Income - Power to Save | Weather Strip/Caulk | 0 | 0.25 | 0.09 | 503.3 | 1 | Honeywell | 2023-09-26 | redacted
Low Income - Power to Save | Outdoor Coil Cleaning | 0 | 0.1 | 0 | 275 | 1 | Honeywell | 2023-09-26 | redacted
Low Income - Power to Save | HVAC Inspection | 0 | 0.17 | 0 | 268.73 | 1 | Honeywell | 2023-09-26 | redacted
Low Income - Power to Save | Faucet Aerators | 0 | 0 | 0.02 | 110.58 | 1 | Honeywell | 2023-09-26 | redacted
Low Income - Power to Save | Low Flow Showerhead | 0 | 0.04 | 0.1 | 504.08 | 1 | Honeywell | 2023-09-26 | redacted
Low Income - Power to Save | LI - DUCT | 0 | 0.4 | 0.12 | 775.77 | 1 | Honeywell | 2023-09-26 | redacted
Low Income - Power to Save | LED Lights | 0 | 0 | 0 | 47.6 | 1 | Honeywell | 2023-09-26 | redacted
Low Income - Power to Save | Weather Strip/Caulk | 0 | 0.25 | 0.09 | 503.3 | 1 | Honeywell | 2023-09-27 | redacted
Low Income - Power to Save | Outdoor Coil Cleaning | 0 | 0.1 | 0 | 275 | 1 | Honeywell | 2023-09-27 | redacted
Low Income - Power to Save | HVAC Inspection | 0 | 0.17 | 0 | 268.73 | 1 | Honeywell | 2023-09-27 | redacted
Low Income - Power to Save | Faucet Aerators | 0 | 0 | 0.02 | 110.58 | 1 | Honeywell | 2023-09-27 | redacted
Low Income - Power to Save | LI - DUCT | 0 | 0.4 | 0.12 | 775.77 | 1 | Honeywell | 2023-09-27 | redacted
Low Income - Power to Save | LED Lights | 0 | 0 | 0 | 47.6 | 1 | Honeywell | 2023-09-27 | redacted
Low Income - Power to Save | Weather Strip/Caulk | 0 | 0.25 | 0.09 | 503.3 | 1 | Honeywell | 2023-09-28 | redacted
Low Income - Power to Save | Pipe Wrap | 0 | 0.01 | 0.03 | 143.65 | 1 | Honeywell | 2023-09-28 | redacted
Low Income - Power to Save | Low Flow Showerhead | 0 | 0.04 | 0.1 | 504.08 | 1 | Honeywell | 2023-09-28 | redacted
Low Income - Power to Save | LED Lights | 0 | 0 | 0 | 47.6 | 1 | Honeywell | 2023-09-28 | redacted
Low Income - Power to Save | Weather Strip/Caulk | 0 | 0.25 | 0.09 | 503.3 | 1 | Honeywell | 2023-09-30 | redacted
Low Income - Power to Save | Outdoor Coil Cleaning | 0 | 0.1 | 0 | 275 | 1 | Honeywell | 2023-09-30 | redacted
Low Income - Power to Save | HVAC Inspection | 0 | 0.17 | 0 | 268.73 | 1 | Honeywell | 2023-09-30 | redacted
Low Income - Power to Save | Faucet Aerators | 0 | 0 | 0.02 | 110.58 | 1 | Honeywell | 2023-09-30 | redacted
Low Income - Power to Save | Low Flow Showerhead | 0 | 0.04 | 0.1 | 504.08 | 1 | Honeywell | 2023-09-30 | redacted
Low Income - Power to Save | LI - DUCT | 0 | 0.4 | 0.12 | 775.77 | 1 | Honeywell | 2023-09-30 | redacted
Low Income - Power to Save | LED Lights | 0 | 0 | 0 | 47.6 | 1 | Honeywell | 2023-09-30 | redacted
Low Income - Power to Save | Faucet Aerators | 0 | 0 | 0.02 | 110.58 | 1 | Honeywell | 2023-09-28 | redacted
Low Income - Power to Save | Low Flow Showerhead | 0 | 0.04 | 0.1 | 504.08 | 1 | Honeywell | 2023-09-28 | redacted
Low Income - Power to Save | LED Lights | 0 | 0 | 0 | 47.6 | 1 | Honeywell | 2023-09-28 | redacted
Low Income - Power to Save | Outdoor Coil Cleaning | 0 | 0.1 | 0 | 275 | 1 | Honeywell | 2023-09-29 | redacted
Low Income - Power to Save | Faucet Aerators | 0 | 0 | 0.02 | 110.58 | 1 | Honeywell | 2023-09-29 | redacted
Low Income - Power to Save | Low Flow Showerhead | 0 | 0.04 | 0.1 | 504.08 | 1 | Honeywell | 2023-09-29 | redacted
Low Income - Power to Save | LED Lights | 0 | 0 | 0 | 47.6 | 1 | Honeywell | 2023-09-29 | redacted
Low Income - Power to Save | Weather Strip/Caulk | 0 | 0.25 | 0.09 | 503.3 | 1 | Honeywell | 2023-09-26 | redacted
Low Income - Power to Save | LED Lights | 0 | 0 | 0 | 47.6 | 1 | Honeywell | 2023-09-26 | redacted
Low Income - Power to Save | Outdoor Coil Cleaning | 0 | 0.1 | 0 | 275 | 1 | Honeywell | 2023-09-29 | redacted
Low Income - Power to Save | Faucet Aerators | 0 | 0 | 0.02 | 110.58 | 1 | Honeywell | 2023-09-29 | redacted
Low Income - Power to Save | Low Flow Showerhead | 0 | 0.04 | 0.1 | 504.08 | 1 | Honeywell | 2023-09-29 | redacted
Low Income - Power to Save | LED Lights | 0 | 0 | 0 | 47.6 | 1 | Honeywell | 2023-09-29 | redacted
Low Income - Power to Save | Weather Strip/Caulk | 0 | 0.25 | 0.09 | 503.3 | 1 | Honeywell | 2023-09-27 | redacted
Low Income - Power to Save | Outdoor Coil Cleaning | 0 | 0.1 | 0 | 275 | 1 | Honeywell | 2023-09-27 | redacted
Low Income - Power to Save | Faucet Aerators | 0 | 0 | 0.02 | 110.58 | 1 | Honeywell | 2023-09-27 | redacted
Low Income - Power to Save | Low Flow Showerhead | 0 | 0.04 | 0.1 | 504.08 | 1 | Honeywell | 2023-09-27 | redacted
Low Income - Power to Save | LED Lights | 0 | 0 | 0 | 47.6 | 1 | Honeywell | 2023-09-27 | redacted
Low Income - Power to Save | Outdoor Coil Cleaning | 0 | 0.1 | 0 | 275 | 1 | Honeywell | 2023-09-28 | redacted
Low Income - Power to Save | Faucet Aerators | 0 | 0 | 0.02 | 110.58 | 1 | Honeywell | 2023-09-28 | redacted
Low Income - Power to Save | Low Flow Showerhead | 0 | 0.04 | 0.1 | 504.08 | 1 | Honeywell | 2023-09-28 | redacted
Low Income - Power to Save | LED Lights | 0 | 0 | 0 | 47.6 | 1 | Honeywell | 2023-09-28 | redacted
Low Income - Power to Save | Weather Strip/Caulk | 0 | 0.25 | 0.09 | 503.3 | 1 | Honeywell | 2023-09-07 | redacted
Low Income - Power to Save | Faucet Aerators | 0 | 0 | 0.02 | 110.58 | 1 | Honeywell | 2023-09-07 | redacted
Low Income - Power to Save | Low Flow Showerhead | 0 | 0.04 | 0.1 | 504.08 | 1 | Honeywell | 2023-09-07 | redacted
Low Income - Power to Save | LED Lights | 0 | 0 | 0 | 47.6 | 1 | Honeywell | 2023-09-07 | redacted
Low Income - Power to Save | Weather Strip/Caulk | 0 | 0.25 | 0.09 | 503.3 | 1 | Honeywell | 2023-09-30 | redacted
Low Income - Power to Save | Outdoor Coil Cleaning | 0 | 0.1 | 0 | 275 | 1 | Honeywell | 2023-09-30 | redacted
Low Income - Power to Save | HVAC Inspection | 0 | 0.17 | 0 | 268.73 | 1 | Honeywell | 2023-09-30 | redacted
Low Income - Power to Save | Faucet Aerators | 0 | 0 | 0.02 | 110.58 | 1 | Honeywell | 2023-09-30 | redacted
Low Income - Power to Save | Low Flow Showerhead | 0 | 0.04 | 0.1 | 504.08 | 1 | Honeywell | 2023-09-30 | redacted
Low Income - Power to Save | LI - DUCT | 0 | 0.4 | 0.12 | 775.77 | 1 | Honeywell | 2023-09-30 | redacted
Low Income - Power to Save | LED Lights | 0 | 0 | 0 | 47.6 | 1 | Honeywell | 2023-09-30 | redacted
Low Income - Power to Save | Weather Strip/Caulk | 0 | 0.25 | 0.09 | 503.3 | 1 | Honeywell | 2023-09-05 | redacted
Low Income - Power to Save | Outdoor Coil Cleaning | 0 | 0.1 | 0 | 275 | 1 | Honeywell | 2023-09-05 | redacted
Low Income - Power to Save | HVAC Inspection | 0 | 0.17 | 0 | 268.73 | 1 | Honeywell | 2023-09-05 | redacted
Low Income - Power to Save | Faucet Aerators | 0 | 0 | 0.02 | 110.58 | 1 | Honeywell | 2023-09-05 | redacted
Low Income - Power to Save | LI - DUCT | 0 | 0.4 | 0.12 | 775.77 | 1 | Honeywell | 2023-09-05 | redacted
Low Income - Power to Save | LED Lights | 0 | 0 | 0 | 47.6 | 1 | Honeywell | 2023-09-05 | redacted
Low Income - Power to Save | Weather Strip/Caulk | 0 | 0.25 | 0.09 | 503.3 | 1 | Honeywell | 2023-09-29 | redacted
Low Income - Power to Save | Pipe Wrap | 0 | 0.01 | 0.03 | 143.65 | 1 | Honeywell | 2023-09-29 | redacted
Low Income - Power to Save | Outdoor Coil Cleaning | 0 | 0.1 | 0 | 275 | 1 | Honeywell | 2023-09-29 | redacted
Low Income - Power to Save | HVAC Inspection | 0 | 0.17 | 0 | 268.73 | 1 | Honeywell | 2023-09-29 | redacted
Low Income - Power to Save | Faucet Aerators | 0 | 0 | 0.02 | 110.58 | 1 | Honeywell | 2023-09-29 | redacted
Low Income - Power to Save | Low Flow Showerhead | 0 | 0.04 | 0.1 | 504.08 | 1 | Honeywell | 2023-09-29 | redacted
Low Income - Power to Save | LI - DUCT | 0 | 0.4 | 0.12 | 775.77 | 1 | Honeywell | 2023-09-29 | redacted
Low Income - Power to Save | LED Lights | 0 | 0 | 0 | 47.6 | 1 | Honeywell | 2023-09-29 | redacted
Low Income - Power to Save | Faucet Aerators | 0 | 0 | 0.02 | 110.58 | 1 | Honeywell | 2023-09-27 | redacted
Low Income - Power to Save | Low Flow Showerhead | 0 | 0.04 | 0.1 | 504.08 | 1 | Honeywell | 2023-09-27 | redacted
Low Income - Power to Save | LED Lights | 0 | 0 | 0 | 47.6 | 1 | Honeywell | 2023-09-27 | redacted
Low Income - Power to Save | Weather Strip/Caulk | 0 | 0.25 | 0.09 | 503.3 | 1 | Honeywell | 2023-09-30 | redacted
Low Income - Power to Save | Outdoor Coil Cleaning | 0 | 0.1 | 0 | 275 | 1 | Honeywell | 2023-09-30 | redacted
Low Income - Power to Save | HVAC Inspection | 0 | 0.17 | 0 | 268.73 | 1 | Honeywell | 2023-09-30 | redacted
Low Income - Power to Save | Low Flow Showerhead | 0 | 0.04 | 0.1 | 504.08 | 1 | Honeywell | 2023-09-30 | redacted
Low Income - Power to Save | LI - DUCT | 0 | 0.4 | 0.12 | 775.77 | 1 | Honeywell | 2023-09-30 | redacted
Low Income - Power to Save | LED Lights | 0 | 0 | 0 | 47.6 | 1 | Honeywell | 2023-09-30 | redacted
Low Income - Power to Save | Weather Strip/Caulk | 0 | 0.25 | 0.09 | 503.3 | 1 | Honeywell | 2023-09-29 | redacted
Low Income - Power to Save | Low Flow Showerhead | 0 | 0.04 | 0.1 | 504.08 | 1 | Honeywell | 2023-09-29 | redacted
Low Income - Power to Save | LED Lights | 0 | 0 | 0 | 47.6 | 1 | Honeywell | 2023-09-29 | redacted
Low Income - Power to Save | Weather Strip/Caulk | 0 | 0.25 | 0.09 | 503.3 | 1 | Honeywell | 2023-09-27 | redacted
Low Income - Power to Save | Outdoor Coil Cleaning | 0 | 0.1 | 0 | 275 | 1 | Honeywell | 2023-09-27 | redacted
Low Income - Power to Save | HVAC Inspection | 0 | 0.17 | 0 | 268.73 | 1 | Honeywell | 2023-09-27 | redacted
Low Income - Power to Save | Faucet Aerators | 0 | 0 | 0.02 | 110.58 | 1 | Honeywell | 2023-09-27 | redacted
Low Income - Power to Save | Low Flow Showerhead | 0 | 0.04 | 0.1 | 504.08 | 1 | Honeywell | 2023-09-27 | redacted
Low Income - Power to Save | LI - DUCT | 0 | 0.4 | 0.12 | 775.77 | 1 | Honeywell | 2023-09-27 | redacted
Low Income - Power to Save | LED Lights | 0 | 0 | 0 | 47.6 | 1 | Honeywell | 2023-09-27 | redacted
Low Income - Power to Save | Weather Strip/Caulk | 0 | 0.25 | 0.09 | 503.3 | 1 | Honeywell | 2023-09-26 | redacted
Low Income - Power to Save | Outdoor Coil Cleaning | 0 | 0.1 | 0 | 275 | 1 | Honeywell | 2023-09-26 | redacted
Low Income - Power to Save | HVAC Inspection | 0 | 0.17 | 0 | 268.73 | 1 | Honeywell | 2023-09-26 | redacted
Low Income - Power to Save | Faucet Aerators | 0 | 0 | 0.02 | 110.58 | 1 | Honeywell | 2023-09-26 | redacted
Low Income - Power to Save | Low Flow Showerhead | 0 | 0.04 | 0.1 | 504.08 | 1 | Honeywell | 2023-09-26 | redacted
Low Income - Power to Save | LI - DUCT | 0 | 0.4 | 0.12 | 775.77 | 1 | Honeywell | 2023-09-26 | redacted
Low Income - Power to Save | LED Lights | 0 | 0 | 0 | 47.6 | 1 | Honeywell | 2023-09-26 | redacted
Low Income - Power to Save | Weather Strip/Caulk | 0 | 0.25 | 0.09 | 503.3 | 1 | Honeywell | 2023-09-26 | redacted
Low Income - Power to Save | Outdoor Coil Cleaning | 0 | 0.1 | 0 | 275 | 1 | Honeywell | 2023-09-26 | redacted
Low Income - Power to Save | HVAC Inspection | 0 | 0.17 | 0 | 268.73 | 1 | Honeywell | 2023-09-26 | redacted
Low Income - Power to Save | Faucet Aerators | 0 | 0 | 0.02 | 110.58 | 1 | Honeywell | 2023-09-26 | redacted
Low Income - Power to Save | Low Flow Showerhead | 0 | 0.04 | 0.1 | 504.08 | 1 | Honeywell | 2023-09-26 | redacted
Low Income - Power to Save | LED Lights | 0 | 0 | 0 | 47.6 | 1 | Honeywell | 2023-09-26 | redacted
Low Income - Power to Save | Weather Strip/Caulk | 0 | 0.25 | 0.09 | 503.3 | 1 | Honeywell | 2023-09-29 | redacted
Low Income - Power to Save | Pipe Wrap | 0 | 0.01 | 0.03 | 143.65 | 1 | Honeywell | 2023-09-29 | redacted
Low Income - Power to Save | Outdoor Coil Cleaning | 0 | 0.1 | 0 | 275 | 1 | Honeywell | 2023-09-29 | redacted
Low Income - Power to Save | HVAC Inspection | 0 | 0.17 | 0 | 268.73 | 1 | Honeywell | 2023-09-29 | redacted
Low Income - Power to Save | Faucet Aerators | 0 | 0 | 0.02 | 110.58 | 1 | Honeywell | 2023-09-29 | redacted
Low Income - Power to Save | Low Flow Showerhead | 0 | 0.04 | 0.1 | 504.08 | 1 | Honeywell | 2023-09-29 | redacted
Low Income - Power to Save | LI - DUCT | 0 | 0.4 | 0.12 | 775.77 | 1 | Honeywell | 2023-09-29 | redacted
Low Income - Power to Save | LED Lights | 0 | 0 | 0 | 47.6 | 1 | Honeywell | 2023-09-29 | redacted
Low Income - Power to Save | Outdoor Coil Cleaning | 0 | 0.1 | 0 | 275 | 1 | Honeywell | 2023-09-30 | redacted
Low Income - Power to Save | Faucet Aerators | 0 | 0 | 0.02 | 110.58 | 1 | Honeywell | 2023-09-30 | redacted
Low Income - Power to Save | Low Flow Showerhead | 0 | 0.04 | 0.1 | 504.08 | 1 | Honeywell | 2023-09-30 | redacted
Low Income - Power to Save | LED Lights | 0 | 0 | 0 | 47.6 | 1 | Honeywell | 2023-09-30 | redacted
Low Income - Power to Save | Weather Strip/Caulk | 0 | 0.25 | 0.09 | 503.3 | 1 | Honeywell | 2023-09-26 | redacted
Low Income - Power to Save | Pipe Wrap | 0 | 0.01 | 0.03 | 143.65 | 1 | Honeywell | 2023-09-26 | redacted
Low Income - Power to Save | Outdoor Coil Cleaning | 0 | 0.1 | 0 | 275 | 1 | Honeywell | 2023-09-26 | redacted
Low Income - Power to Save | HVAC Inspection | 0 | 0.17 | 0 | 268.73 | 1 | Honeywell | 2023-09-26 | redacted
Low Income - Power to Save | Faucet Aerators | 0 | 0 | 0.02 | 110.58 | 1 | Honeywell | 2023-09-26 | redacted
Low Income - Power to Save | Low Flow Showerhead | 0 | 0.04 | 0.1 | 504.08 | 1 | Honeywell | 2023-09-26 | redacted
Low Income - Power to Save | LI - DUCT | 0 | 0.4 | 0.12 | 775.77 | 1 | Honeywell | 2023-09-26 | redacted
Low Income - Power to Save | LED Lights | 0 | 0 | 0 | 47.6 | 1 | Honeywell | 2023-09-26 | redacted
Low Income - Power to Save | Weather Strip/Caulk | 0 | 0.25 | 0.09 | 503.3 | 1 | Honeywell | 2023-09-26 | redacted
Low Income - Power to Save | Outdoor Coil Cleaning | 0 | 0.1 | 0 | 275 | 1 | Honeywell | 2023-09-26 | redacted
Low Income - Power to Save | HVAC Inspection | 0 | 0.17 | 0 | 268.73 | 1 | Honeywell | 2023-09-26 | redacted
Low Income - Power to Save | LI - DUCT | 0 | 0.4 | 0.12 | 775.77 | 1 | Honeywell | 2023-09-26 | redacted
Low Income - Power to Save | LED Lights | 0 | 0 | 0 | 47.6 | 1 | Honeywell | 2023-09-26 | redacted
Low Income - Power to Save | Weather Strip/Caulk | 0 | 0.25 | 0.09 | 503.3 | 1 | Honeywell | 2023-09-30 | redacted
Low Income - Power to Save | Outdoor Coil Cleaning | 0 | 0.1 | 0 | 275 | 1 | Honeywell | 2023-09-30 | redacted
Low Income - Power to Save | HVAC Inspection | 0 | 0.17 | 0 | 268.73 | 1 | Honeywell | 2023-09-30 | redacted
Low Income - Power to Save | Faucet Aerators | 0 | 0 | 0.02 | 110.58 | 1 | Honeywell | 2023-09-30 | redacted
Low Income - Power to Save | Low Flow Showerhead | 0 | 0.04 | 0.1 | 504.08 | 1 | Honeywell | 2023-09-30 | redacted
Low Income - Power to Save | LI - DUCT | 0 | 0.4 | 0.12 | 775.77 | 1 | Honeywell | 2023-09-30 | redacted
Low Income - Power to Save | LED Lights | 0 | 0 | 0 | 47.6 | 1 | Honeywell | 2023-09-30 | redacted
Low Income - Power to Save | Weather Strip/Caulk | 0 | 0.25 | 0.09 | 503.3 | 1 | Honeywell | 2023-09-28 | redacted
Low Income - Power to Save | Outdoor Coil Cleaning | 0 | 0.1 | 0 | 275 | 1 | Honeywell | 2023-09-28 | redacted
Low Income - Power to Save | HVAC Inspection | 0 | 0.17 | 0 | 268.73 | 1 | Honeywell | 2023-09-28 | redacted
Low Income - Power to Save | Faucet Aerators | 0 | 0 | 0.02 | 110.58 | 1 | Honeywell | 2023-09-28 | redacted
Low Income - Power to Save | Low Flow Showerhead | 0 | 0.04 | 0.1 | 504.08 | 1 | Honeywell | 2023-09-28 | redacted
Low Income - Power to Save | LI - DUCT | 0 | 0.4 | 0.12 | 775.77 | 1 | Honeywell | 2023-09-28 | redacted
Low Income - Power to Save | LED Lights | 0 | 0 | 0 | 47.6 | 1 | Honeywell | 2023-09-28 | redacted
Low Income - Power to Save | Weather Strip/Caulk | 0 | 0.25 | 0.09 | 503.3 | 1 | Honeywell | 2023-09-26 | redacted
Low Income - Power to Save | Pipe Wrap | 0 | 0.01 | 0.03 | 143.65 | 1 | Honeywell | 2023-09-26 | redacted
Low Income - Power to Save | Outdoor Coil Cleaning | 0 | 0.1 | 0 | 275 | 1 | Honeywell | 2023-09-26 | redacted
Low Income - Power to Save | HVAC Inspection | 0 | 0.17 | 0 | 268.73 | 1 | Honeywell | 2023-09-26 | redacted
Low Income - Power to Save | Faucet Aerators | 0 | 0 | 0.02 | 110.58 | 1 | Honeywell | 2023-09-26 | redacted
Low Income - Power to Save | Low Flow Showerhead | 0 | 0.04 | 0.1 | 504.08 | 1 | Honeywell | 2023-09-26 | redacted
Low Income - Power to Save | LED Lights | 0 | 0 | 0 | 47.6 | 1 | Honeywell | 2023-09-26 | redacted
Low Income - Power to Save | Faucet Aerators | 0 | 0 | 0.02 | 110.58 | 1 | Honeywell | 2023-09-29 | redacted
Low Income - Power to Save | Low Flow Showerhead | 0 | 0.04 | 0.1 | 504.08 | 1 | Honeywell | 2023-09-29 | redacted
Low Income - Power to Save | LED Lights | 0 | 0 | 0 | 47.6 | 1 | Honeywell | 2023-09-29 | redacted
Low Income - Power to Save | Weather Strip/Caulk | 0 | 0.25 | 0.09 | 503.3 | 1 | Honeywell | 2023-09-27 | redacted
Low Income - Power to Save | Pipe Wrap | 0 | 0.01 | 0.03 | 143.65 | 1 | Honeywell | 2023-09-27 | redacted
Low Income - Power to Save | Outdoor Coil Cleaning | 0 | 0.1 | 0 | 275 | 1 | Honeywell | 2023-09-27 | redacted
Low Income - Power to Save | HVAC Inspection | 0 | 0.17 | 0 | 268.73 | 1 | Honeywell | 2023-09-27 | redacted
Low Income - Power to Save | Faucet Aerators | 0 | 0 | 0.02 | 110.58 | 1 | Honeywell | 2023-09-27 | redacted
Low Income - Power to Save | Low Flow Showerhead | 0 | 0.04 | 0.1 | 504.08 | 1 | Honeywell | 2023-09-27 | redacted
Low Income - Power to Save | LI - DUCT | 0 | 0.4 | 0.12 | 775.77 | 1 | Honeywell | 2023-09-27 | redacted
Low Income - Power to Save | LED Lights | 0 | 0 | 0 | 47.6 | 1 | Honeywell | 2023-09-27 | redacted
Low Income - Power to Save | Weather Strip/Caulk | 0 | 0.25 | 0.09 | 503.3 | 1 | Honeywell | 2023-09-07 | redacted
Low Income - Power to Save | Outdoor Coil Cleaning | 0 | 0.1 | 0 | 275 | 1 | Honeywell | 2023-09-07 | redacted
Low Income - Power to Save | LED Lights | 0 | 0 | 0 | 47.6 | 1 | Honeywell | 2023-09-07 | redacted
Low Income - Power to Save | Weather Strip/Caulk | 0 | 0.25 | 0.09 | 503.3 | 1 | Honeywell | 2023-09-07 | redacted
Low Income - Power to Save | Outdoor Coil Cleaning | 0 | 0.1 | 0 | 275 | 1 | Honeywell | 2023-09-07 | redacted
Low Income - Power to Save | LED Lights | 0 | 0 | 0 | 47.6 | 1 | Honeywell | 2023-09-07 | redacted
Low Income - Power to Save | Weather Strip/Caulk | 0 | 0.25 | 0.09 | 503.3 | 1 | Honeywell | 2023-09-26 | redacted
Low Income - Power to Save | Pipe Wrap | 0 | 0.01 | 0.03 | 143.65 | 1 | Honeywell | 2023-09-26 | redacted
Low Income - Power to Save | Outdoor Coil Cleaning | 0 | 0.1 | 0 | 275 | 1 | Honeywell | 2023-09-26 | redacted
Low Income - Power to Save | HVAC Inspection | 0 | 0.17 | 0 | 268.73 | 1 | Honeywell | 2023-09-26 | redacted
Low Income - Power to Save | Faucet Aerators | 0 | 0 | 0.02 | 110.58 | 1 | Honeywell | 2023-09-26 | redacted
Low Income - Power to Save | LI - DUCT | 0 | 0.4 | 0.12 | 775.77 | 1 | Honeywell | 2023-09-26 | redacted
Low Income - Power to Save | LED Lights | 0 | 0 | 0 | 47.6 | 1 | Honeywell | 2023-09-26 | redacted
Low Income - Power to Save | Weather Strip/Caulk | 0 | 0.25 | 0.09 | 503.3 | 1 | Honeywell | 2023-09-28 | redacted
Low Income - Power to Save | Outdoor Coil Cleaning | 0 | 0.1 | 0 | 275 | 1 | Honeywell | 2023-09-28 | redacted
Low Income - Power to Save | HVAC Inspection | 0 | 0.17 | 0 | 268.73 | 1 | Honeywell | 2023-09-28 | redacted
Low Income - Power to Save | Faucet Aerators | 0 | 0 | 0.02 | 110.58 | 1 | Honeywell | 2023-09-28 | redacted
Low Income - Power to Save | Low Flow Showerhead | 0 | 0.04 | 0.1 | 504.08 | 1 | Honeywell | 2023-09-28 | redacted
Low Income - Power to Save | LI - DUCT | 0 | 0.4 | 0.12 | 775.77 | 1 | Honeywell | 2023-09-28 | redacted
Low Income - Power to Save | LED Lights | 0 | 0 | 0 | 47.6 | 1 | Honeywell | 2023-09-28 | redacted
Low Income - Power to Save | Weather Strip/Caulk | 0 | 0.25 | 0.09 | 503.3 | 1 | Honeywell | 2023-09-27 | redacted
Low Income - Power to Save | Outdoor Coil Cleaning | 0 | 0.1 | 0 | 275 | 1 | Honeywell | 2023-09-27 | redacted
Low Income - Power to Save | HVAC Inspection | 0 | 0.17 | 0 | 268.73 | 1 | Honeywell | 2023-09-27 | redacted
Low Income - Power to Save | LI - DUCT | 0 | 0.4 | 0.12 | 775.77 | 1 | Honeywell | 2023-09-27 | redacted
Low Income - Power to Save | LED Lights | 0 | 0 | 0 | 47.6 | 1 | Honeywell | 2023-09-27 | redacted
Low Income - Power to Save | Outdoor Coil Cleaning | 0 | 0.1 | 0 | 275 | 1 | Honeywell | 2023-09-27 | redacted
Low Income - Power to Save | Faucet Aerators | 0 | 0 | 0.02 | 110.58 | 1 | Honeywell | 2023-09-27 | redacted
Low Income - Power to Save | Low Flow Showerhead | 0 | 0.04 | 0.1 | 504.08 | 1 | Honeywell | 2023-09-27 | redacted
Low Income - Power to Save | LED Lights | 0 | 0 | 0 | 47.6 | 1 | Honeywell | 2023-09-27 | redacted
Low Income - Power to Save | Weather Strip/Caulk | 0 | 0.25 | 0.09 | 503.3 | 1 | Honeywell | 2023-09-07 | redacted
Low Income - Power to Save | Outdoor Coil Cleaning | 0 | 0.1 | 0 | 275 | 1 | Honeywell | 2023-09-07 | redacted
Low Income - Power to Save | LED Lights | 0 | 0 | 0 | 47.6 | 1 | Honeywell | 2023-09-07 | redacted
Low Income - Power to Save | Weather Strip/Caulk | 0 | 0.25 | 0.09 | 503.3 | 1 | Honeywell | 2023-09-07 | redacted
Low Income - Power to Save | Outdoor Coil Cleaning | 0 | 0.1 | 0 | 275 | 1 | Honeywell | 2023-09-07 | redacted
Low Income - Power to Save | LED Lights | 0 | 0 | 0 | 47.6 | 1 | Honeywell | 2023-09-07 | redacted
Low Income - Power to Save | Weather Strip/Caulk | 0 | 0.25 | 0.09 | 503.3 | 1 | Honeywell | 2023-09-06 | redacted
Low Income - Power to Save | Outdoor Coil Cleaning | 0 | 0.1 | 0 | 275 | 1 | Honeywell | 2023-09-06 | redacted
Low Income - Power to Save | HVAC Inspection | 0 | 0.17 | 0 | 268.73 | 1 | Honeywell | 2023-09-06 | redacted
Low Income - Power to Save | Faucet Aerators | 0 | 0 | 0.02 | 110.58 | 1 | Honeywell | 2023-09-06 | redacted
Low Income - Power to Save | Low Flow Showerhead | 0 | 0.04 | 0.1 | 504.08 | 1 | Honeywell | 2023-09-06 | redacted
Low Income - Power to Save | LED Lights | 0 | 0 | 0 | 47.6 | 1 | Honeywell | 2023-09-06 | redacted
Low Income - Power to Save | Weather Strip/Caulk | 0 | 0.25 | 0.09 | 503.3 | 1 | Honeywell | 2023-09-06 | redacted
Low Income - Power to Save | Outdoor Coil Cleaning | 0 | 0.1 | 0 | 275 | 1 | Honeywell | 2023-09-06 | redacted
Low Income - Power to Save | HVAC Inspection | 0 | 0.17 | 0 | 268.73 | 1 | Honeywell | 2023-09-06 | redacted
Low Income - Power to Save | Faucet Aerators | 0 | 0 | 0.02 | 110.58 | 1 | Honeywell | 2023-09-06 | redacted
Low Income - Power to Save | Low Flow Showerhead | 0 | 0.04 | 0.1 | 504.08 | 1 | Honeywell | 2023-09-06 | redacted
Low Income - Power to Save | LED Lights | 0 | 0 | 0 | 47.6 | 1 | Honeywell | 2023-09-06 | redacted
Low Income - Power to Save | Weather Strip/Caulk | 0 | 0.25 | 0.09 | 503.3 | 1 | Honeywell | 2023-09-06 | redacted
Low Income - Power to Save | Pipe Wrap | 0 | 0.01 | 0.03 | 143.65 | 1 | Honeywell | 2023-09-06 | redacted
Low Income - Power to Save | Faucet Aerators | 0 | 0 | 0.02 | 110.58 | 1 | Honeywell | 2023-09-06 | redacted
Low Income - Power to Save | Low Flow Showerhead | 0 | 0.04 | 0.1 | 504.08 | 1 | Honeywell | 2023-09-06 | redacted
Low Income - Power to Save | LED Lights | 0 | 0 | 0 | 47.6 | 1 | Honeywell | 2023-09-06 | redacted
Low Income - Power to Save | Weather Strip/Caulk | 0 | 0.25 | 0.09 | 503.3 | 1 | Honeywell | 2023-09-28 | redacted
Low Income - Power to Save | Faucet Aerators | 0 | 0 | 0.02 | 110.58 | 1 | Honeywell | 2023-09-28 | redacted
Low Income - Power to Save | Low Flow Showerhead | 0 | 0.04 | 0.1 | 504.08 | 1 | Honeywell | 2023-09-28 | redacted
Low Income - Power to Save | LED Lights | 0 | 0 | 0 | 47.6 | 1 | Honeywell | 2023-09-28 | redacted
Low Income - Power to Save | Weather Strip/Caulk | 0 | 0.25 | 0.09 | 503.3 | 1 | Honeywell | 2023-09-26 | redacted
Low Income - Power to Save | Pipe Wrap | 0 | 0.01 | 0.03 | 143.65 | 1 | Honeywell | 2023-09-26 | redacted
Low Income - Power to Save | Outdoor Coil Cleaning | 0 | 0.1 | 0 | 275 | 1 | Honeywell | 2023-09-26 | redacted
Low Income - Power to Save | HVAC Inspection | 0 | 0.17 | 0 | 268.73 | 1 | Honeywell | 2023-09-26 | redacted
Low Income - Power to Save | Low Flow Showerhead | 0 | 0.04 | 0.1 | 504.08 | 1 | Honeywell | 2023-09-26 | redacted
Low Income - Power to Save | LI - DUCT | 0 | 0.4 | 0.12 | 775.77 | 1 | Honeywell | 2023-09-26 | redacted
Low Income - Power to Save | LED Lights | 0 | 0 | 0 | 47.6 | 1 | Honeywell | 2023-09-26 | redacted
Low Income - Power to Save | Outdoor Coil Cleaning | 0 | 0.1 | 0 | 275 | 1 | Honeywell | 2023-09-26 | redacted
Low Income - Power to Save | HVAC Inspection | 0 | 0.17 | 0 | 268.73 | 1 | Honeywell | 2023-09-26 | redacted
Low Income - Power to Save | LED Lights | 0 | 0 | 0 | 47.6 | 1 | Honeywell | 2023-09-26 | redacted
Low Income - Power to Save | Weather Strip/Caulk | 0 | 0.25 | 0.09 | 503.3 | 1 | Honeywell | 2023-09-26 | redacted
Low Income - Power to Save | Pipe Wrap | 0 | 0.01 | 0.03 | 143.65 | 1 | Honeywell | 2023-09-26 | redacted
Low Income - Power to Save | Outdoor Coil Cleaning | 0 | 0.1 | 0 | 275 | 1 | Honeywell | 2023-09-26 | redacted
Low Income - Power to Save | HVAC Inspection | 0 | 0.17 | 0 | 268.73 | 1 | Honeywell | 2023-09-26 | redacted
Low Income - Power to Save | Faucet Aerators | 0 | 0 | 0.02 | 110.58 | 1 | Honeywell | 2023-09-26 | redacted
Low Income - Power to Save | Low Flow Showerhead | 0 | 0.04 | 0.1 | 504.08 | 1 | Honeywell | 2023-09-26 | redacted
Low Income - Power to Save | LI - DUCT | 0 | 0.4 | 0.12 | 775.77 | 1 | Honeywell | 2023-09-26 | redacted
Low Income - Power to Save | LED Lights | 0 | 0 | 0 | 47.6 | 1 | Honeywell | 2023-09-26 | redacted
Low Income - Power to Save | Weather Strip/Caulk | 0 | 0.25 | 0.09 | 503.3 | 1 | Honeywell | 2023-09-27 | redacted
Low Income - Power to Save | Outdoor Coil Cleaning | 0 | 0.1 | 0 | 275 | 1 | Honeywell | 2023-09-27 | redacted
Low Income - Power to Save | HVAC Inspection | 0 | 0.17 | 0 | 268.73 | 1 | Honeywell | 2023-09-27 | redacted
Low Income - Power to Save | Faucet Aerators | 0 | 0 | 0.02 | 110.58 | 1 | Honeywell | 2023-09-27 | redacted
Low Income - Power to Save | Low Flow Showerhead | 0 | 0.04 | 0.1 | 504.08 | 1 | Honeywell | 2023-09-27 | redacted
Low Income - Power to Save | LI - DUCT | 0 | 0.4 | 0.12 | 775.77 | 1 | Honeywell | 2023-09-27 | redacted
Low Income - Power to Save | LED Lights | 0 | 0 | 0 | 47.6 | 1 | Honeywell | 2023-09-27 | redacted
Low Income - Power to Save | Weather Strip/Caulk | 0 | 0.25 | 0.09 | 503.3 | 1 | Honeywell | 2023-09-06 | redacted
Low Income - Power to Save | Outdoor Coil Cleaning | 0 | 0.1 | 0 | 275 | 1 | Honeywell | 2023-09-06 | redacted
Low Income - Power to Save | HVAC Inspection | 0 | 0.17 | 0 | 268.73 | 1 | Honeywell | 2023-09-06 | redacted
Low Income - Power to Save | Faucet Aerators | 0 | 0 | 0.02 | 110.58 | 1 | Honeywell | 2023-09-06 | redacted
Low Income - Power to Save | Low Flow Showerhead | 0 | 0.04 | 0.1 | 504.08 | 1 | Honeywell | 2023-09-06 | redacted
Low Income - Power to Save | LED Lights | 0 | 0 | 0 | 47.6 | 1 | Honeywell | 2023-09-06 | redacted
Low Income - Power to Save | Weather Strip/Caulk | 0 | 0.25 | 0.09 | 503.3 | 1 | Honeywell | 2023-09-26 | redacted
Low Income - Power to Save | Outdoor Coil Cleaning | 0 | 0.1 | 0 | 275 | 1 | Honeywell | 2023-09-26 | redacted
Low Income - Power to Save | HVAC Inspection | 0 | 0.17 | 0 | 268.73 | 1 | Honeywell | 2023-09-26 | redacted
Low Income - Power to Save | Faucet Aerators | 0 | 0 | 0.02 | 110.58 | 1 | Honeywell | 2023-09-26 | redacted
Low Income - Power to Save | Low Flow Showerhead | 0 | 0.04 | 0.1 | 504.08 | 1 | Honeywell | 2023-09-26 | redacted
Low Income - Power to Save | LI - DUCT | 0 | 0.4 | 0.12 | 775.77 | 1 | Honeywell | 2023-09-26 | redacted
Low Income - Power to Save | LED Lights | 0 | 0 | 0 | 47.6 | 1 | Honeywell | 2023-09-26 | redacted
Low Income - Power to Save | Weather Strip/Caulk | 0 | 0.25 | 0.09 | 503.3 | 1 | Honeywell | 2023-09-26 | redacted
Low Income - Power to Save | Pipe Wrap | 0 | 0.01 | 0.03 | 143.65 | 1 | Honeywell | 2023-09-26 | redacted
Low Income - Power to Save | Outdoor Coil Cleaning | 0 | 0.1 | 0 | 275 | 1 | Honeywell | 2023-09-26 | redacted
Low Income - Power to Save | HVAC Inspection | 0 | 0.17 | 0 | 268.73 | 1 | Honeywell | 2023-09-26 | redacted
Low Income - Power to Save | Faucet Aerators | 0 | 0 | 0.02 | 110.58 | 1 | Honeywell | 2023-09-26 | redacted
Low Income - Power to Save | Low Flow Showerhead | 0 | 0.04 | 0.1 | 504.08 | 1 | Honeywell | 2023-09-26 | redacted
Low Income - Power to Save | LI - DUCT | 0 | 0.4 | 0.12 | 775.77 | 1 | Honeywell | 2023-09-26 | redacted
Low Income - Power to Save | LED Lights | 0 | 0 | 0 | 47.6 | 1 | Honeywell | 2023-09-26 | redacted
Low Income - Power to Save | Weather Strip/Caulk | 0 | 0.25 | 0.09 | 503.3 | 1 | Honeywell | 2023-09-30 | redacted
Low Income - Power to Save | Outdoor Coil Cleaning | 0 | 0.1 | 0 | 275 | 1 | Honeywell | 2023-09-30 | redacted
Low Income - Power to Save | HVAC Inspection | 0 | 0.17 | 0 | 268.73 | 1 | Honeywell | 2023-09-30 | redacted
Low Income - Power to Save | Faucet Aerators | 0 | 0 | 0.02 | 110.58 | 1 | Honeywell | 2023-09-30 | redacted
Low Income - Power to Save | Low Flow Showerhead | 0 | 0.04 | 0.1 | 504.08 | 1 | Honeywell | 2023-09-30 | redacted
Low Income - Power to Save | LI - DUCT | 0 | 0.4 | 0.12 | 775.77 | 1 | Honeywell | 2023-09-30 | redacted
Low Income - Power to Save | LED Lights | 0 | 0 | 0 | 47.6 | 1 | Honeywell | 2023-09-30 | redacted
Low Income - Power to Save | Weather Strip/Caulk | 0 | 0.25 | 0.09 | 503.3 | 1 | Honeywell | 2023-09-30 | redacted
Low Income - Power to Save | Outdoor Coil Cleaning | 0 | 0.1 | 0 | 275 | 1 | Honeywell | 2023-09-30 | redacted
Low Income - Power to Save | HVAC Inspection | 0 | 0.17 | 0 | 268.73 | 1 | Honeywell | 2023-09-30 | redacted
Low Income - Power to Save | Low Flow Showerhead | 0 | 0.04 | 0.1 | 504.08 | 1 | Honeywell | 2023-09-30 | redacted
Low Income - Power to Save | LI - DUCT | 0 | 0.4 | 0.12 | 775.77 | 1 | Honeywell | 2023-09-30 | redacted
Low Income - Power to Save | LED Lights | 0 | 0 | 0 | 47.6 | 1 | Honeywell | 2023-09-30 | redacted
Low Income - Power to Save | Weather Strip/Caulk | 0 | 0.25 | 0.09 | 503.3 | 1 | Honeywell | 2023-09-27 | redacted
Low Income - Power to Save | Outdoor Coil Cleaning | 0 | 0.1 | 0 | 275 | 1 | Honeywell | 2023-09-27 | redacted
Low Income - Power to Save | HVAC Inspection | 0 | 0.17 | 0 | 268.73 | 1 | Honeywell | 2023-09-27 | redacted
Low Income - Power to Save | Faucet Aerators | 0 | 0 | 0.02 | 110.58 | 1 | Honeywell | 2023-09-27 | redacted
Low Income - Power to Save | LED Lights | 0 | 0 | 0 | 47.6 | 1 | Honeywell | 2023-09-27 | redacted
Low Income - Power to Save | Weather Strip/Caulk | 0 | 0.25 | 0.09 | 503.3 | 1 | Honeywell | 2023-09-27 | redacted
Low Income - Power to Save | Outdoor Coil Cleaning | 0 | 0.1 | 0 | 275 | 1 | Honeywell | 2023-09-27 | redacted
Low Income - Power to Save | HVAC Inspection | 0 | 0.17 | 0 | 268.73 | 1 | Honeywell | 2023-09-27 | redacted
Low Income - Power to Save | Faucet Aerators | 0 | 0 | 0.02 | 110.58 | 1 | Honeywell | 2023-09-27 | redacted
Low Income - Power to Save | Low Flow Showerhead | 0 | 0.04 | 0.1 | 504.08 | 1 | Honeywell | 2023-09-27 | redacted
Low Income - Power to Save | LI - DUCT | 0 | 0.4 | 0.12 | 775.77 | 1 | Honeywell | 2023-09-27 | redacted
Low Income - Power to Save | LED Lights | 0 | 0 | 0 | 47.6 | 1 | Honeywell | 2023-09-27 | redacted
Low Income - Power to Save | Weather Strip/Caulk | 0 | 0.25 | 0.09 | 503.3 | 1 | Honeywell | 2023-09-29 | redacted
Low Income - Power to Save | Outdoor Coil Cleaning | 0 | 0.1 | 0 | 275 | 1 | Honeywell | 2023-09-29 | redacted
Low Income - Power to Save | HVAC Inspection | 0 | 0.17 | 0 | 268.73 | 1 | Honeywell | 2023-09-29 | redacted
Low Income - Power to Save | LI - DUCT | 0 | 0.4 | 0.12 | 775.77 | 1 | Honeywell | 2023-09-29 | redacted
Low Income - Power to Save | LED Lights | 0 | 0 | 0 | 47.6 | 1 | Honeywell | 2023-09-29 | redacted
Low Income - Power to Save | Weather Strip/Caulk | 0 | 0.25 | 0.09 | 503.3 | 1 | Honeywell | 2023-09-06 | redacted
Low Income - Power to Save | Outdoor Coil Cleaning | 0 | 0.1 | 0 | 275 | 1 | Honeywell | 2023-09-06 | redacted
Low Income - Power to Save | HVAC Inspection | 0 | 0.17 | 0 | 268.73 | 1 | Honeywell | 2023-09-06 | redacted
Low Income - Power to Save | Faucet Aerators | 0 | 0 | 0.02 | 110.58 | 1 | Honeywell | 2023-09-06 | redacted
Low Income - Power to Save | Low Flow Showerhead | 0 | 0.04 | 0.1 | 504.08 | 1 | Honeywell | 2023-09-06 | redacted
Low Income - Power to Save | LED Lights | 0 | 0 | 0 | 47.6 | 1 | Honeywell | 2023-09-06 | redacted
Low Income - Power to Save | Weather Strip/Caulk | 0 | 0.25 | 0.09 | 503.3 | 1 | Honeywell | 2023-09-28 | redacted
Low Income - Power to Save | Pipe Wrap | 0 | 0.01 | 0.03 | 143.65 | 1 | Honeywell | 2023-09-28 | redacted
Low Income - Power to Save | Outdoor Coil Cleaning | 0 | 0.1 | 0 | 275 | 1 | Honeywell | 2023-09-28 | redacted
Low Income - Power to Save | HVAC Inspection | 0 | 0.17 | 0 | 268.73 | 1 | Honeywell | 2023-09-28 | redacted
Low Income - Power to Save | Faucet Aerators | 0 | 0 | 0.02 | 110.58 | 1 | Honeywell | 2023-09-28 | redacted
Low Income - Power to Save | Low Flow Showerhead | 0 | 0.04 | 0.1 | 504.08 | 1 | Honeywell | 2023-09-28 | redacted
Low Income - Power to Save | LI - DUCT | 0 | 0.4 | 0.12 | 775.77 | 1 | Honeywell | 2023-09-28 | redacted
Low Income - Power to Save | LED Lights | 0 | 0 | 0 | 47.6 | 1 | Honeywell | 2023-09-28 | redacted
Low Income - Power to Save | Weather Strip/Caulk | 0 | 0.25 | 0.09 | 503.3 | 1 | Honeywell | 2023-09-27 | redacted
Low Income - Power to Save | Outdoor Coil Cleaning | 0 | 0.1 | 0 | 275 | 1 | Honeywell | 2023-09-27 | redacted
Low Income - Power to Save | HVAC Inspection | 0 | 0.17 | 0 | 268.73 | 1 | Honeywell | 2023-09-27 | redacted
Low Income - Power to Save | Faucet Aerators | 0 | 0 | 0.02 | 110.58 | 1 | Honeywell | 2023-09-27 | redacted
Low Income - Power to Save | LI - DUCT | 0 | 0.4 | 0.12 | 775.77 | 1 | Honeywell | 2023-09-27 | redacted
Low Income - Power to Save | LED Lights | 0 | 0 | 0 | 47.6 | 1 | Honeywell | 2023-09-27 | redacted
Low Income - Power to Save | Weather Strip/Caulk | 0 | 0.25 | 0.09 | 503.3 | 1 | Honeywell | 2023-09-30 | redacted
Low Income - Power to Save | Faucet Aerators | 0 | 0 | 0.02 | 110.58 | 1 | Honeywell | 2023-09-30 | redacted
Low Income - Power to Save | Low Flow Showerhead | 0 | 0.04 | 0.1 | 504.08 | 1 | Honeywell | 2023-09-30 | redacted
Low Income - Power to Save | LED Lights | 0 | 0 | 0 | 47.6 | 1 | Honeywell | 2023-09-30 | redacted
Low Income - Power to Save | Outdoor Coil Cleaning | 0 | 0.1 | 0 | 275 | 1 | Honeywell | 2023-09-30 | redacted
Low Income - Power to Save | Faucet Aerators | 0 | 0 | 0.02 | 110.58 | 1 | Honeywell | 2023-09-30 | redacted
Low Income - Power to Save | Low Flow Showerhead | 0 | 0.04 | 0.1 | 504.08 | 1 | Honeywell | 2023-09-30 | redacted
Low Income - Power to Save | LED Lights | 0 | 0 | 0 | 47.6 | 1 | Honeywell | 2023-09-30 | redacted
Low Income - Power to Save | Weather Strip/Caulk | 0 | 0.25 | 0.09 | 503.3 | 1 | Honeywell | 2023-09-07 | redacted
Low Income - Power to Save | Outdoor Coil Cleaning | 0 | 0.1 | 0 | 275 | 1 | Honeywell | 2023-09-07 | redacted
Low Income - Power to Save | HVAC Inspection | 0 | 0.17 | 0 | 268.73 | 1 | Honeywell | 2023-09-07 | redacted
Low Income - Power to Save | Faucet Aerators | 0 | 0 | 0.02 | 110.58 | 1 | Honeywell | 2023-09-07 | redacted
Low Income - Power to Save | Low Flow Showerhead | 0 | 0.04 | 0.1 | 504.08 | 1 | Honeywell | 2023-09-07 | redacted
Low Income - Power to Save | LI - DUCT | 0 | 0.4 | 0.12 | 775.77 | 1 | Honeywell | 2023-09-07 | redacted
Low Income - Power to Save | LED Lights | 0 | 0 | 0 | 47.6 | 1 | Honeywell | 2023-09-07 | redacted
Low Income - Power to Save | Weather Strip/Caulk | 0 | 0.25 | 0.09 | 503.3 | 1 | Honeywell | 2023-09-06 | redacted
Low Income - Power to Save | Outdoor Coil Cleaning | 0 | 0.1 | 0 | 275 | 1 | Honeywell | 2023-09-06 | redacted
Low Income - Power to Save | HVAC Inspection | 0 | 0.17 | 0 | 268.73 | 1 | Honeywell | 2023-09-06 | redacted
Low Income - Power to Save | Faucet Aerators | 0 | 0 | 0.02 | 110.58 | 1 | Honeywell | 2023-09-06 | redacted
Low Income - Power to Save | Low Flow Showerhead | 0 | 0.04 | 0.1 | 504.08 | 1 | Honeywell | 2023-09-06 | redacted
Low Income - Power to Save | LI - DUCT | 0 | 0.4 | 0.12 | 775.77 | 1 | Honeywell | 2023-09-06 | redacted
Low Income - Power to Save | LED Lights | 0 | 0 | 0 | 47.6 | 1 | Honeywell | 2023-09-06 | redacted
Low Income - Power to Save | Weather Strip/Caulk | 0 | 0.25 | 0.09 | 503.3 | 1 | Honeywell | 2023-09-26 | redacted
Low Income - Power to Save | LED Lights | 0 | 0 | 0 | 47.6 | 1 | Honeywell | 2023-09-26 | redacted
Low Income - Power to Save | Weather Strip/Caulk | 0 | 0.25 | 0.09 | 503.3 | 1 | Honeywell | 2023-09-29 | redacted
Low Income - Power to Save | Outdoor Coil Cleaning | 0 | 0.1 | 0 | 275 | 1 | Honeywell | 2023-09-29 | redacted
Low Income - Power to Save | HVAC Inspection | 0 | 0.17 | 0 | 268.73 | 1 | Honeywell | 2023-09-29 | redacted
Low Income - Power to Save | Low Flow Showerhead | 0 | 0.04 | 0.1 | 504.08 | 1 | Honeywell | 2023-09-29 | redacted
Low Income - Power to Save | LI - DUCT | 0 | 0.4 | 0.12 | 775.77 | 1 | Honeywell | 2023-09-29 | redacted
Low Income - Power to Save | LED Lights | 0 | 0 | 0 | 47.6 | 1 | Honeywell | 2023-09-29 | redacted
Low Income - Power to Save | Weather Strip/Caulk | 0 | 0.25 | 0.09 | 503.3 | 1 | Honeywell | 2023-09-30 | redacted
Low Income - Power to Save | Pipe Wrap | 0 | 0.01 | 0.03 | 143.65 | 1 | Honeywell | 2023-09-30 | redacted
Low Income - Power to Save | Outdoor Coil Cleaning | 0 | 0.1 | 0 | 275 | 1 | Honeywell | 2023-09-30 | redacted
Low Income - Power to Save | HVAC Inspection | 0 | 0.17 | 0 | 268.73 | 1 | Honeywell | 2023-09-30 | redacted
Low Income - Power to Save | Low Flow Showerhead | 0 | 0.04 | 0.1 | 504.08 | 1 | Honeywell | 2023-09-30 | redacted
Low Income - Power to Save | LI - DUCT | 0 | 0.4 | 0.12 | 775.77 | 1 | Honeywell | 2023-09-30 | redacted
Low Income - Power to Save | LED Lights | 0 | 0 | 0 | 47.6 | 1 | Honeywell | 2023-09-30 | redacted
Low Income - Power to Save | Weather Strip/Caulk | 0 | 0.25 | 0.09 | 503.3 | 1 | Honeywell | 2023-09-27 | redacted
Low Income - Power to Save | Faucet Aerators | 0 | 0 | 0.02 | 110.58 | 1 | Honeywell | 2023-09-27 | redacted
Low Income - Power to Save | Low Flow Showerhead | 0 | 0.04 | 0.1 | 504.08 | 1 | Honeywell | 2023-09-27 | redacted
Low Income - Power to Save | LED Lights | 0 | 0 | 0 | 47.6 | 1 | Honeywell | 2023-09-27 | redacted
Low Income - Power to Save | Weather Strip/Caulk | 0 | 0.25 | 0.09 | 503.3 | 1 | Honeywell | 2023-09-06 | redacted
Low Income - Power to Save | Pipe Wrap | 0 | 0.01 | 0.03 | 143.65 | 1 | Honeywell | 2023-09-06 | redacted
Low Income - Power to Save | Faucet Aerators | 0 | 0 | 0.02 | 110.58 | 1 | Honeywell | 2023-09-06 | redacted
Low Income - Power to Save | Low Flow Showerhead | 0 | 0.04 | 0.1 | 504.08 | 1 | Honeywell | 2023-09-06 | redacted
Low Income - Power to Save | LED Lights | 0 | 0 | 0 | 47.6 | 1 | Honeywell | 2023-09-06 | redacted
Low Income - Power to Save | Pipe Wrap | 0 | 0.01 | 0.03 | 143.65 | 1 | Honeywell | 2023-09-26 | redacted
Low Income - Power to Save | Outdoor Coil Cleaning | 0 | 0.1 | 0 | 275 | 1 | Honeywell | 2023-09-26 | redacted
Low Income - Power to Save | Faucet Aerators | 0 | 0 | 0.02 | 110.58 | 1 | Honeywell | 2023-09-26 | redacted
Low Income - Power to Save | Low Flow Showerhead | 0 | 0.04 | 0.1 | 504.08 | 1 | Honeywell | 2023-09-26 | redacted
Low Income - Power to Save | LED Lights | 0 | 0 | 0 | 47.6 | 1 | Honeywell | 2023-09-26 | redacted
Low Income - Power to Save | Weather Strip/Caulk | 0 | 0.25 | 0.09 | 503.3 | 1 | Honeywell | 2023-09-27 | redacted
Low Income - Power to Save | Outdoor Coil Cleaning | 0 | 0.1 | 0 | 275 | 1 | Honeywell | 2023-09-27 | redacted
Low Income - Power to Save | Faucet Aerators | 0 | 0 | 0.02 | 110.58 | 1 | Honeywell | 2023-09-27 | redacted
Low Income - Power to Save | Low Flow Showerhead | 0 | 0.04 | 0.1 | 504.08 | 1 | Honeywell | 2023-09-27 | redacted
Low Income - Power to Save | LED Lights | 0 | 0 | 0 | 47.6 | 1 | Honeywell | 2023-09-27 | redacted
Low Income - Power to Save | Weather Strip/Caulk | 0 | 0.25 | 0.09 | 503.3 | 1 | Honeywell | 2023-09-30 | redacted
Low Income - Power to Save | Outdoor Coil Cleaning | 0 | 0.1 | 0 | 275 | 1 | Honeywell | 2023-09-30 | redacted
Low Income - Power to Save | HVAC Inspection | 0 | 0.17 | 0 | 268.73 | 1 | Honeywell | 2023-09-30 | redacted
Low Income - Power to Save | Faucet Aerators | 0 | 0 | 0.02 | 110.58 | 1 | Honeywell | 2023-09-30 | redacted
Low Income - Power to Save | LI - DUCT | 0 | 0.4 | 0.12 | 775.77 | 1 | Honeywell | 2023-09-30 | redacted
Low Income - Power to Save | LED Lights | 0 | 0 | 0 | 47.6 | 1 | Honeywell | 2023-09-30 | redacted
Low Income - Power to Save | Weather Strip/Caulk | 0 | 0.25 | 0.09 | 503.3 | 1 | Honeywell | 2023-09-07 | redacted
Low Income - Power to Save | Outdoor Coil Cleaning | 0 | 0.1 | 0 | 275 | 1 | Honeywell | 2023-09-07 | redacted
Low Income - Power to Save | HVAC Inspection | 0 | 0.17 | 0 | 268.73 | 1 | Honeywell | 2023-09-07 | redacted
Low Income - Power to Save | Faucet Aerators | 0 | 0 | 0.02 | 110.58 | 1 | Honeywell | 2023-09-07 | redacted
Low Income - Power to Save | Low Flow Showerhead | 0 | 0.04 | 0.1 | 504.08 | 1 | Honeywell | 2023-09-07 | redacted
Low Income - Power to Save | LI - DUCT | 0 | 0.4 | 0.12 | 775.77 | 1 | Honeywell | 2023-09-07 | redacted
Low Income - Power to Save | LED Lights | 0 | 0 | 0 | 47.6 | 1 | Honeywell | 2023-09-07 | redacted
Low Income - Power to Save | Weather Strip/Caulk | 0 | 0.25 | 0.09 | 503.3 | 1 | Honeywell | 2023-09-28 | redacted
Low Income - Power to Save | Outdoor Coil Cleaning | 0 | 0.1 | 0 | 275 | 1 | Honeywell | 2023-09-28 | redacted
Low Income - Power to Save | HVAC Inspection | 0 | 0.17 | 0 | 268.73 | 1 | Honeywell | 2023-09-28 | redacted
Low Income - Power to Save | Faucet Aerators | 0 | 0 | 0.02 | 110.58 | 1 | Honeywell | 2023-09-28 | redacted
Low Income - Power to Save | Low Flow Showerhead | 0 | 0.04 | 0.1 | 504.08 | 1 | Honeywell | 2023-09-28 | redacted
Low Income - Power to Save | LED Lights | 0 | 0 | 0 | 47.6 | 1 | Honeywell | 2023-09-28 | redacted
Low Income - Power to Save | Outdoor Coil Cleaning | 0 | 0.1 | 0 | 275 | 1 | Honeywell | 2023-09-27 | redacted
Low Income - Power to Save | Faucet Aerators | 0 | 0 | 0.02 | 110.58 | 1 | Honeywell | 2023-09-27 | redacted
Low Income - Power to Save | Low Flow Showerhead | 0 | 0.04 | 0.1 | 504.08 | 1 | Honeywell | 2023-09-27 | redacted
Low Income - Power to Save | LED Lights | 0 | 0 | 0 | 47.6 | 1 | Honeywell | 2023-09-27 | redacted
Low Income - Power to Save | Outdoor Coil Cleaning | 0 | 0.1 | 0 | 275 | 1 | Honeywell | 2023-09-28 | redacted
Low Income - Power to Save | Faucet Aerators | 0 | 0 | 0.02 | 110.58 | 1 | Honeywell | 2023-09-28 | redacted
Low Income - Power to Save | Low Flow Showerhead | 0 | 0.04 | 0.1 | 504.08 | 1 | Honeywell | 2023-09-28 | redacted
Low Income - Power to Save | LED Lights | 0 | 0 | 0 | 47.6 | 1 | Honeywell | 2023-09-28 | redacted
Low Income - Power to Save | Weather Strip/Caulk | 0 | 0.25 | 0.09 | 503.3 | 1 | Honeywell | 2023-09-28 | redacted
Low Income - Power to Save | Outdoor Coil Cleaning | 0 | 0.1 | 0 | 275 | 1 | Honeywell | 2023-09-28 | redacted
Low Income - Power to Save | HVAC Inspection | 0 | 0.17 | 0 | 268.73 | 1 | Honeywell | 2023-09-28 | redacted
Low Income - Power to Save | Faucet Aerators | 0 | 0 | 0.02 | 110.58 | 1 | Honeywell | 2023-09-28 | redacted
Low Income - Power to Save | Low Flow Showerhead | 0 | 0.04 | 0.1 | 504.08 | 1 | Honeywell | 2023-09-28 | redacted
Low Income - Power to Save | LI - DUCT | 0 | 0.4 | 0.12 | 775.77 | 1 | Honeywell | 2023-09-28 | redacted
Low Income - Power to Save | LED Lights | 0 | 0 | 0 | 47.6 | 1 | Honeywell | 2023-09-28 | redacted
Low Income - Power to Save | Weather Strip/Caulk | 0 | 0.25 | 0.09 | 503.3 | 1 | Honeywell | 2023-09-29 | redacted
Low Income - Power to Save | Outdoor Coil Cleaning | 0 | 0.1 | 0 | 275 | 1 | Honeywell | 2023-09-29 | redacted
Low Income - Power to Save | HVAC Inspection | 0 | 0.17 | 0 | 268.73 | 1 | Honeywell | 2023-09-29 | redacted
Low Income - Power to Save | LI - DUCT | 0 | 0.4 | 0.12 | 775.77 | 1 | Honeywell | 2023-09-29 | redacted
Low Income - Power to Save | LED Lights | 0 | 0 | 0 | 47.6 | 1 | Honeywell | 2023-09-29 | redacted
Low Income - Power to Save | Weather Strip/Caulk | 0 | 0.25 | 0.09 | 503.3 | 1 | Honeywell | 2023-09-11 | redacted
Low Income - Power to Save | Faucet Aerators | 0 | 0 | 0.02 | 110.58 | 1 | Honeywell | 2023-09-11 | redacted
Low Income - Power to Save | LED Lights | 0 | 0 | 0 | 47.6 | 1 | Honeywell | 2023-09-11 | redacted
Low Income - Power to Save | Weather Strip/Caulk | 0 | 0.25 | 0.09 | 503.3 | 1 | Honeywell | 2023-09-07 | redacted
Low Income - Power to Save | Faucet Aerators | 0 | 0 | 0.02 | 110.58 | 1 | Honeywell | 2023-09-07 | redacted
Low Income - Power to Save | Low Flow Showerhead | 0 | 0.04 | 0.1 | 504.08 | 1 | Honeywell | 2023-09-07 | redacted
Low Income - Power to Save | LED Lights | 0 | 0 | 0 | 47.6 | 1 | Honeywell | 2023-09-07 | redacted
Low Income - Power to Save | Weather Strip/Caulk | 0 | 0.25 | 0.09 | 503.3 | 1 | Honeywell | 2023-09-26 | redacted
Low Income - Power to Save | Pipe Wrap | 0 | 0.01 | 0.03 | 143.65 | 1 | Honeywell | 2023-09-26 | redacted
Low Income - Power to Save | Low Flow Showerhead | 0 | 0.04 | 0.1 | 504.08 | 1 | Honeywell | 2023-09-26 | redacted
Low Income - Power to Save | LED Lights | 0 | 0 | 0 | 47.6 | 1 | Honeywell | 2023-09-26 | redacted
Low Income - Power to Save | Outdoor Coil Cleaning | 0 | 0.1 | 0 | 275 | 1 | Honeywell | 2023-09-28 | redacted
Low Income - Power to Save | Faucet Aerators | 0 | 0 | 0.02 | 110.58 | 1 | Honeywell | 2023-09-28 | redacted
Low Income - Power to Save | Low Flow Showerhead | 0 | 0.04 | 0.1 | 504.08 | 1 | Honeywell | 2023-09-28 | redacted
Low Income - Power to Save | LED Lights | 0 | 0 | 0 | 47.6 | 1 | Honeywell | 2023-09-28 | redacted
Low Income - Power to Save | Weather Strip/Caulk | 0 | 0.25 | 0.09 | 503.3 | 1 | Honeywell | 2023-09-11 | redacted
Low Income - Power to Save | Pipe Wrap | 0 | 0.01 | 0.03 | 143.65 | 1 | Honeywell | 2023-09-11 | redacted
Low Income - Power to Save | Faucet Aerators | 0 | 0 | 0.02 | 110.58 | 1 | Honeywell | 2023-09-11 | redacted
Low Income - Power to Save | Low Flow Showerhead | 0 | 0.04 | 0.1 | 504.08 | 1 | Honeywell | 2023-09-11 | redacted
Low Income - Power to Save | LED Lights | 0 | 0 | 0 | 47.6 | 1 | Honeywell | 2023-09-11 | redacted
Low Income - Power to Save | Weather Strip/Caulk | 0 | 0.25 | 0.09 | 503.3 | 1 | Honeywell | 2023-09-06 | redacted
Low Income - Power to Save | Pipe Wrap | 0 | 0.01 | 0.03 | 143.65 | 1 | Honeywell | 2023-09-06 | redacted
Low Income - Power to Save | Outdoor Coil Cleaning | 0 | 0.1 | 0 | 275 | 1 | Honeywell | 2023-09-06 | redacted
Low Income - Power to Save | HVAC Inspection | 0 | 0.17 | 0 | 268.73 | 1 | Honeywell | 2023-09-06 | redacted
Low Income - Power to Save | Faucet Aerators | 0 | 0 | 0.02 | 110.58 | 1 | Honeywell | 2023-09-06 | redacted
Low Income - Power to Save | Low Flow Showerhead | 0 | 0.04 | 0.1 | 504.08 | 1 | Honeywell | 2023-09-06 | redacted
Low Income - Power to Save | LI - DUCT | 0 | 0.4 | 0.12 | 775.77 | 1 | Honeywell | 2023-09-06 | redacted
Low Income - Power to Save | LED Lights | 0 | 0 | 0 | 47.6 | 1 | Honeywell | 2023-09-06 | redacted
Low Income - Power to Save | Weather Strip/Caulk | 0 | 0.25 | 0.09 | 503.3 | 1 | Honeywell | 2023-09-27 | redacted
Low Income - Power to Save | Outdoor Coil Cleaning | 0 | 0.1 | 0 | 275 | 1 | Honeywell | 2023-09-27 | redacted
Low Income - Power to Save | HVAC Inspection | 0 | 0.17 | 0 | 268.73 | 1 | Honeywell | 2023-09-27 | redacted
Low Income - Power to Save | LI - DUCT | 0 | 0.4 | 0.12 | 775.77 | 1 | Honeywell | 2023-09-27 | redacted
Low Income - Power to Save | LED Lights | 0 | 0 | 0 | 47.6 | 1 | Honeywell | 2023-09-27 | redacted
Low Income - Power to Save | Weather Strip/Caulk | 0 | 0.25 | 0.09 | 503.3 | 1 | Honeywell | 2023-09-11 | redacted
Low Income - Power to Save | Faucet Aerators | 0 | 0 | 0.02 | 110.58 | 1 | Honeywell | 2023-09-11 | redacted
Low Income - Power to Save | Low Flow Showerhead | 0 | 0.04 | 0.1 | 504.08 | 1 | Honeywell | 2023-09-11 | redacted
Low Income - Power to Save | LED Lights | 0 | 0 | 0 | 47.6 | 1 | Honeywell | 2023-09-11 | redacted
Low Income - Power to Save | Weather Strip/Caulk | 0 | 0.25 | 0.09 | 503.3 | 1 | Honeywell | 2023-09-27 | redacted
Low Income - Power to Save | Outdoor Coil Cleaning | 0 | 0.1 | 0 | 275 | 1 | Honeywell | 2023-09-27 | redacted
Low Income - Power to Save | HVAC Inspection | 0 | 0.17 | 0 | 268.73 | 1 | Honeywell | 2023-09-27 | redacted
Low Income - Power to Save | LI - DUCT | 0 | 0.4 | 0.12 | 775.77 | 1 | Honeywell | 2023-09-27 | redacted
Low Income - Power to Save | LED Lights | 0 | 0 | 0 | 47.6 | 1 | Honeywell | 2023-09-27 | redacted
Low Income - Power to Save | Weather Strip/Caulk | 0 | 0.25 | 0.09 | 503.3 | 1 | Honeywell | 2023-09-26 | redacted
Low Income - Power to Save | Pipe Wrap | 0 | 0.01 | 0.03 | 143.65 | 1 | Honeywell | 2023-09-26 | redacted
Low Income - Power to Save | Outdoor Coil Cleaning | 0 | 0.1 | 0 | 275 | 1 | Honeywell | 2023-09-26 | redacted
Low Income - Power to Save | HVAC Inspection | 0 | 0.17 | 0 | 268.73 | 1 | Honeywell | 2023-09-26 | redacted
Low Income - Power to Save | Faucet Aerators | 0 | 0 | 0.02 | 110.58 | 1 | Honeywell | 2023-09-26 | redacted
Low Income - Power to Save | Low Flow Showerhead | 0 | 0.04 | 0.1 | 504.08 | 1 | Honeywell | 2023-09-26 | redacted
Low Income - Power to Save | LI - DUCT | 0 | 0.4 | 0.12 | 775.77 | 1 | Honeywell | 2023-09-26 | redacted
Low Income - Power to Save | LED Lights | 0 | 0 | 0 | 47.6 | 1 | Honeywell | 2023-09-26 | redacted
Low Income - Power to Save | Weather Strip/Caulk | 0 | 0.25 | 0.09 | 503.3 | 1 | Honeywell | 2023-09-26 | redacted
Low Income - Power to Save | Outdoor Coil Cleaning | 0 | 0.1 | 0 | 275 | 1 | Honeywell | 2023-09-26 | redacted
Low Income - Power to Save | HVAC Inspection | 0 | 0.17 | 0 | 268.73 | 1 | Honeywell | 2023-09-26 | redacted
Low Income - Power to Save | Faucet Aerators | 0 | 0 | 0.02 | 110.58 | 1 | Honeywell | 2023-09-26 | redacted
Low Income - Power to Save | Low Flow Showerhead | 0 | 0.04 | 0.1 | 504.08 | 1 | Honeywell | 2023-09-26 | redacted
Low Income - Power to Save | LED Lights | 0 | 0 | 0 | 47.6 | 1 | Honeywell | 2023-09-26 | redacted
Low Income - Power to Save | Weather Strip/Caulk | 0 | 0.25 | 0.09 | 503.3 | 1 | Honeywell | 2023-09-27 | redacted
Low Income - Power to Save | Outdoor Coil Cleaning | 0 | 0.1 | 0 | 275 | 1 | Honeywell | 2023-09-27 | redacted
Low Income - Power to Save | HVAC Inspection | 0 | 0.17 | 0 | 268.73 | 1 | Honeywell | 2023-09-27 | redacted
Low Income - Power to Save | Faucet Aerators | 0 | 0 | 0.02 | 110.58 | 1 | Honeywell | 2023-09-27 | redacted
Low Income - Power to Save | LI - DUCT | 0 | 0.4 | 0.12 | 775.77 | 1 | Honeywell | 2023-09-27 | redacted
Low Income - Power to Save | LED Lights | 0 | 0 | 0 | 47.6 | 1 | Honeywell | 2023-09-27 | redacted
Low Income - Power to Save | Weather Strip/Caulk | 0 | 0.25 | 0.09 | 503.3 | 1 | Honeywell | 2023-09-28 | redacted
Low Income - Power to Save | Pipe Wrap | 0 | 0.01 | 0.03 | 143.65 | 1 | Honeywell | 2023-09-28 | redacted
Low Income - Power to Save | Outdoor Coil Cleaning | 0 | 0.1 | 0 | 275 | 1 | Honeywell | 2023-09-28 | redacted
Low Income - Power to Save | HVAC Inspection | 0 | 0.17 | 0 | 268.73 | 1 | Honeywell | 2023-09-28 | redacted
Low Income - Power to Save | Faucet Aerators | 0 | 0 | 0.02 | 110.58 | 1 | Honeywell | 2023-09-28 | redacted
Low Income - Power to Save | Low Flow Showerhead | 0 | 0.04 | 0.1 | 504.08 | 1 | Honeywell | 2023-09-28 | redacted
Low Income - Power to Save | LI - DUCT | 0 | 0.4 | 0.12 | 775.77 | 1 | Honeywell | 2023-09-28 | redacted
Low Income - Power to Save | LED Lights | 0 | 0 | 0 | 47.6 | 1 | Honeywell | 2023-09-28 | redacted
Low Income - Power to Save | Outdoor Coil Cleaning | 0 | 0.1 | 0 | 275 | 1 | Honeywell | 2023-09-27 | redacted
Low Income - Power to Save | Faucet Aerators | 0 | 0 | 0.02 | 110.58 | 1 | Honeywell | 2023-09-27 | redacted
Low Income - Power to Save | Low Flow Showerhead | 0 | 0.04 | 0.1 | 504.08 | 1 | Honeywell | 2023-09-27 | redacted
Low Income - Power to Save | LED Lights | 0 | 0 | 0 | 47.6 | 1 | Honeywell | 2023-09-27 | redacted
Low Income - Power to Save | Weather Strip/Caulk | 0 | 0.25 | 0.09 | 503.3 | 1 | Honeywell | 2023-09-26 | redacted
Low Income - Power to Save | Outdoor Coil Cleaning | 0 | 0.1 | 0 | 275 | 1 | Honeywell | 2023-09-26 | redacted
Low Income - Power to Save | HVAC Inspection | 0 | 0.17 | 0 | 268.73 | 1 | Honeywell | 2023-09-26 | redacted
Low Income - Power to Save | Faucet Aerators | 0 | 0 | 0.02 | 110.58 | 1 | Honeywell | 2023-09-26 | redacted
Low Income - Power to Save | Low Flow Showerhead | 0 | 0.04 | 0.1 | 504.08 | 1 | Honeywell | 2023-09-26 | redacted
Low Income - Power to Save | LI - DUCT | 0 | 0.4 | 0.12 | 775.77 | 1 | Honeywell | 2023-09-26 | redacted
Low Income - Power to Save | LED Lights | 0 | 0 | 0 | 47.6 | 1 | Honeywell | 2023-09-26 | redacted
Low Income - Power to Save | Faucet Aerators | 0 | 0 | 0.02 | 110.58 | 1 | Honeywell | 2023-09-27 | redacted
Low Income - Power to Save | Low Flow Showerhead | 0 | 0.04 | 0.1 | 504.08 | 1 | Honeywell | 2023-09-27 | redacted
Low Income - Power to Save | LED Lights | 0 | 0 | 0 | 47.6 | 1 | Honeywell | 2023-09-27 | redacted
Low Income - Power to Save | Weather Strip/Caulk | 0 | 0.25 | 0.09 | 503.3 | 1 | Honeywell | 2023-09-29 | redacted
Low Income - Power to Save | Outdoor Coil Cleaning | 0 | 0.1 | 0 | 275 | 1 | Honeywell | 2023-09-29 | redacted
Low Income - Power to Save | HVAC Inspection | 0 | 0.17 | 0 | 268.73 | 1 | Honeywell | 2023-09-29 | redacted
Low Income - Power to Save | Faucet Aerators | 0 | 0 | 0.02 | 110.58 | 1 | Honeywell | 2023-09-29 | redacted
Low Income - Power to Save | Low Flow Showerhead | 0 | 0.04 | 0.1 | 504.08 | 1 | Honeywell | 2023-09-29 | redacted
Low Income - Power to Save | LI - DUCT | 0 | 0.4 | 0.12 | 775.77 | 1 | Honeywell | 2023-09-29 | redacted
Low Income - Power to Save | LED Lights | 0 | 0 | 0 | 47.6 | 1 | Honeywell | 2023-09-29 | redacted
Low Income - Power to Save | Weather Strip/Caulk | 0 | 0.25 | 0.09 | 503.3 | 1 | Honeywell | 2023-09-26 | redacted
Low Income - Power to Save | Outdoor Coil Cleaning | 0 | 0.1 | 0 | 275 | 1 | Honeywell | 2023-09-26 | redacted
Low Income - Power to Save | HVAC Inspection | 0 | 0.17 | 0 | 268.73 | 1 | Honeywell | 2023-09-26 | redacted
Low Income - Power to Save | Faucet Aerators | 0 | 0 | 0.02 | 110.58 | 1 | Honeywell | 2023-09-26 | redacted
Low Income - Power to Save | LI - DUCT | 0 | 0.4 | 0.12 | 775.77 | 1 | Honeywell | 2023-09-26 | redacted
Low Income - Power to Save | LED Lights | 0 | 0 | 0 | 47.6 | 1 | Honeywell | 2023-09-26 | redacted
Low Income - Power to Save | Weather Strip/Caulk | 0 | 0.25 | 0.09 | 503.3 | 1 | Honeywell | 2023-09-28 | redacted
Low Income - Power to Save | Outdoor Coil Cleaning | 0 | 0.1 | 0 | 275 | 1 | Honeywell | 2023-09-28 | redacted
Low Income - Power to Save | HVAC Inspection | 0 | 0.17 | 0 | 268.73 | 1 | Honeywell | 2023-09-28 | redacted
Low Income - Power to Save | Faucet Aerators | 0 | 0 | 0.02 | 110.58 | 1 | Honeywell | 2023-09-28 | redacted
Low Income - Power to Save | Low Flow Showerhead | 0 | 0.04 | 0.1 | 504.08 | 1 | Honeywell | 2023-09-28 | redacted
Low Income - Power to Save | LI - DUCT | 0 | 0.4 | 0.12 | 775.77 | 1 | Honeywell | 2023-09-28 | redacted
Low Income - Power to Save | LED Lights | 0 | 0 | 0 | 47.6 | 1 | Honeywell | 2023-09-28 | redacted
Low Income - Power to Save | Weather Strip/Caulk | 0 | 0.25 | 0.09 | 503.3 | 1 | Honeywell | 2023-09-29 | redacted
Low Income - Power to Save | Outdoor Coil Cleaning | 0 | 0.1 | 0 | 275 | 1 | Honeywell | 2023-09-29 | redacted
Low Income - Power to Save | HVAC Inspection | 0 | 0.17 | 0 | 268.73 | 1 | Honeywell | 2023-09-29 | redacted
Low Income - Power to Save | Faucet Aerators | 0 | 0 | 0.02 | 110.58 | 1 | Honeywell | 2023-09-29 | redacted
Low Income - Power to Save | Low Flow Showerhead | 0 | 0.04 | 0.1 | 504.08 | 1 | Honeywell | 2023-09-29 | redacted
Low Income - Power to Save | LI - DUCT | 0 | 0.4 | 0.12 | 775.77 | 1 | Honeywell | 2023-09-29 | redacted
Low Income - Power to Save | LED Lights | 0 | 0 | 0 | 47.6 | 1 | Honeywell | 2023-09-29 | redacted
Low Income - Power to Save | Weather Strip/Caulk | 0 | 0.25 | 0.09 | 503.3 | 1 | Honeywell | 2023-09-07 | redacted
Low Income - Power to Save | Outdoor Coil Cleaning | 0 | 0.1 | 0 | 275 | 1 | Honeywell | 2023-09-07 | redacted
Low Income - Power to Save | LED Lights | 0 | 0 | 0 | 47.6 | 1 | Honeywell | 2023-09-07 | redacted
Low Income - Power to Save | Weather Strip/Caulk | 0 | 0.25 | 0.09 | 503.3 | 1 | Honeywell | 2023-09-27 | redacted
Low Income - Power to Save | Outdoor Coil Cleaning | 0 | 0.1 | 0 | 275 | 1 | Honeywell | 2023-09-27 | redacted
Low Income - Power to Save | HVAC Inspection | 0 | 0.17 | 0 | 268.73 | 1 | Honeywell | 2023-09-27 | redacted
Low Income - Power to Save | Faucet Aerators | 0 | 0 | 0.02 | 110.58 | 1 | Honeywell | 2023-09-27 | redacted
Low Income - Power to Save | LI - DUCT | 0 | 0.4 | 0.12 | 775.77 | 1 | Honeywell | 2023-09-27 | redacted
Low Income - Power to Save | LED Lights | 0 | 0 | 0 | 47.6 | 1 | Honeywell | 2023-09-27 | redacted
Low Income - Power to Save | Weather Strip/Caulk | 0 | 0.25 | 0.09 | 503.3 | 1 | Honeywell | 2023-09-07 | redacted
Low Income - Power to Save | Outdoor Coil Cleaning | 0 | 0.1 | 0 | 275 | 1 | Honeywell | 2023-09-07 | redacted
Low Income - Power to Save | LED Lights | 0 | 0 | 0 | 47.6 | 1 | Honeywell | 2023-09-07 | redacted
Low Income - Power to Save | Weather Strip/Caulk | 0 | 0.25 | 0.09 | 503.3 | 1 | Honeywell | 2023-09-27 | redacted
Low Income - Power to Save | Outdoor Coil Cleaning | 0 | 0.1 | 0 | 275 | 1 | Honeywell | 2023-09-27 | redacted
Low Income - Power to Save | HVAC Inspection | 0 | 0.17 | 0 | 268.73 | 1 | Honeywell | 2023-09-27 | redacted
Low Income - Power to Save | Faucet Aerators | 0 | 0 | 0.02 | 110.58 | 1 | Honeywell | 2023-09-27 | redacted
Low Income - Power to Save | Low Flow Showerhead | 0 | 0.04 | 0.1 | 504.08 | 1 | Honeywell | 2023-09-27 | redacted
Low Income - Power to Save | LI - DUCT | 0 | 0.4 | 0.12 | 775.77 | 1 | Honeywell | 2023-09-27 | redacted
Low Income - Power to Save | LED Lights | 0 | 0 | 0 | 47.6 | 1 | Honeywell | 2023-09-27 | redacted
Low Income - Power to Save | Weather Strip/Caulk | 0 | 0.25 | 0.09 | 503.3 | 1 | Honeywell | 2023-09-26 | redacted
Low Income - Power to Save | Outdoor Coil Cleaning | 0 | 0.1 | 0 | 275 | 1 | Honeywell | 2023-09-26 | redacted
Low Income - Power to Save | HVAC Inspection | 0 | 0.17 | 0 | 268.73 | 1 | Honeywell | 2023-09-26 | redacted
Low Income - Power to Save | Faucet Aerators | 0 | 0 | 0.02 | 110.58 | 1 | Honeywell | 2023-09-26 | redacted
Low Income - Power to Save | Low Flow Showerhead | 0 | 0.04 | 0.1 | 504.08 | 1 | Honeywell | 2023-09-26 | redacted
Low Income - Power to Save | LI - DUCT | 0 | 0.4 | 0.12 | 775.77 | 1 | Honeywell | 2023-09-26 | redacted
Low Income - Power to Save | LED Lights | 0 | 0 | 0 | 47.6 | 1 | Honeywell | 2023-09-26 | redacted
Low Income - Power to Save | Outdoor Coil Cleaning | 0 | 0.1 | 0 | 275 | 1 | Honeywell | 2023-09-28 | redacted
Low Income - Power to Save | Faucet Aerators | 0 | 0 | 0.02 | 110.58 | 1 | Honeywell | 2023-09-28 | redacted
Low Income - Power to Save | Low Flow Showerhead | 0 | 0.04 | 0.1 | 504.08 | 1 | Honeywell | 2023-09-28 | redacted
Low Income - Power to Save | LED Lights | 0 | 0 | 0 | 47.6 | 1 | Honeywell | 2023-09-28 | redacted
Low Income - Power to Save | Weather Strip/Caulk | 0 | 0.25 | 0.09 | 503.3 | 1 | Honeywell | 2023-09-05 | redacted
Low Income - Power to Save | Pipe Wrap | 0 | 0.01 | 0.03 | 143.65 | 1 | Honeywell | 2023-09-05 | redacted
Low Income - Power to Save | Outdoor Coil Cleaning | 0 | 0.1 | 0 | 275 | 1 | Honeywell | 2023-09-05 | redacted
Low Income - Power to Save | HVAC Inspection | 0 | 0.17 | 0 | 268.73 | 1 | Honeywell | 2023-09-05 | redacted
Low Income - Power to Save | Faucet Aerators | 0 | 0 | 0.02 | 110.58 | 1 | Honeywell | 2023-09-05 | redacted
Low Income - Power to Save | LI - DUCT | 0 | 0.4 | 0.12 | 775.77 | 1 | Honeywell | 2023-09-05 | redacted
Low Income - Power to Save | LED Lights | 0 | 0 | 0 | 47.6 | 1 | Honeywell | 2023-09-05 | redacted
Low Income - Power to Save | Weather Strip/Caulk | 0 | 0.25 | 0.09 | 503.3 | 1 | Honeywell | 2023-09-05 | redacted
Low Income - Power to Save | Outdoor Coil Cleaning | 0 | 0.1 | 0 | 275 | 1 | Honeywell | 2023-09-05 | redacted
Low Income - Power to Save | HVAC Inspection | 0 | 0.17 | 0 | 268.73 | 1 | Honeywell | 2023-09-05 | redacted
Low Income - Power to Save | Faucet Aerators | 0 | 0 | 0.02 | 110.58 | 1 | Honeywell | 2023-09-05 | redacted
Low Income - Power to Save | Low Flow Showerhead | 0 | 0.04 | 0.1 | 504.08 | 1 | Honeywell | 2023-09-05 | redacted
Low Income - Power to Save | LI - DUCT | 0 | 0.4 | 0.12 | 775.77 | 1 | Honeywell | 2023-09-05 | redacted
Low Income - Power to Save | LED Lights | 0 | 0 | 0 | 47.6 | 1 | Honeywell | 2023-09-05 | redacted
Low Income - Power to Save | Weather Strip/Caulk | 0 | 0.25 | 0.09 | 503.3 | 1 | Honeywell | 2023-09-06 | redacted
Low Income - Power to Save | Faucet Aerators | 0 | 0 | 0.02 | 110.58 | 1 | Honeywell | 2023-09-06 | redacted
Low Income - Power to Save | LED Lights | 0 | 0 | 0 | 47.6 | 1 | Honeywell | 2023-09-06 | redacted
Low Income - Power to Save | Weather Strip/Caulk | 0 | 0.25 | 0.09 | 503.3 | 1 | Honeywell | 2023-09-11 | redacted
Low Income - Power to Save | Faucet Aerators | 0 | 0 | 0.02 | 110.58 | 1 | Honeywell | 2023-09-11 | redacted
Low Income - Power to Save | Low Flow Showerhead | 0 | 0.04 | 0.1 | 504.08 | 1 | Honeywell | 2023-09-11 | redacted
Low Income - Power to Save | LED Lights | 0 | 0 | 0 | 47.6 | 1 | Honeywell | 2023-09-11 | redacted
Low Income - Power to Save | Weather Strip/Caulk | 0 | 0.25 | 0.09 | 503.3 | 1 | Honeywell | 2023-09-06 | redacted
Low Income - Power to Save | Faucet Aerators | 0 | 0 | 0.02 | 110.58 | 1 | Honeywell | 2023-09-06 | redacted
Low Income - Power to Save | LED Lights | 0 | 0 | 0 | 47.6 | 1 | Honeywell | 2023-09-06 | redacted
Low Income - Power to Save | Weather Strip/Caulk | 0 | 0.25 | 0.09 | 503.3 | 1 | Honeywell | 2023-09-26 | redacted
Low Income - Power to Save | LED Lights | 0 | 0 | 0 | 47.6 | 1 | Honeywell | 2023-09-26 | redacted
Low Income - Power to Save | Weather Strip/Caulk | 0 | 0.25 | 0.09 | 503.3 | 1 | Honeywell | 2023-09-26 | redacted
Low Income - Power to Save | Outdoor Coil Cleaning | 0 | 0.1 | 0 | 275 | 1 | Honeywell | 2023-09-26 | redacted
Low Income - Power to Save | HVAC Inspection | 0 | 0.17 | 0 | 268.73 | 1 | Honeywell | 2023-09-26 | redacted
Low Income - Power to Save | Faucet Aerators | 0 | 0 | 0.02 | 110.58 | 1 | Honeywell | 2023-09-26 | redacted
Low Income - Power to Save | Low Flow Showerhead | 0 | 0.04 | 0.1 | 504.08 | 1 | Honeywell | 2023-09-26 | redacted
Low Income - Power to Save | LI - DUCT | 0 | 0.4 | 0.12 | 775.77 | 1 | Honeywell | 2023-09-26 | redacted
Low Income - Power to Save | LED Lights | 0 | 0 | 0 | 47.6 | 1 | Honeywell | 2023-09-26 | redacted
Low Income - Power to Save | Weather Strip/Caulk | 0 | 0.25 | 0.09 | 503.3 | 1 | Honeywell | 2023-09-28 | redacted
Low Income - Power to Save | Outdoor Coil Cleaning | 0 | 0.1 | 0 | 275 | 1 | Honeywell | 2023-09-28 | redacted
Low Income - Power to Save | HVAC Inspection | 0 | 0.17 | 0 | 268.73 | 1 | Honeywell | 2023-09-28 | redacted
Low Income - Power to Save | Faucet Aerators | 0 | 0 | 0.02 | 110.58 | 1 | Honeywell | 2023-09-28 | redacted
Low Income - Power to Save | Low Flow Showerhead | 0 | 0.04 | 0.1 | 504.08 | 1 | Honeywell | 2023-09-28 | redacted
Low Income - Power to Save | LI - DUCT | 0 | 0.4 | 0.12 | 775.77 | 1 | Honeywell | 2023-09-28 | redacted
Low Income - Power to Save | LED Lights | 0 | 0 | 0 | 47.6 | 1 | Honeywell | 2023-09-28 | redacted
Low Income - Power to Save | Faucet Aerators | 0 | 0 | 0.02 | 110.58 | 1 | Honeywell | 2023-09-30 | redacted
Low Income - Power to Save | Low Flow Showerhead | 0 | 0.04 | 0.1 | 504.08 | 1 | Honeywell | 2023-09-30 | redacted
Low Income - Power to Save | LED Lights | 0 | 0 | 0 | 47.6 | 1 | Honeywell | 2023-09-30 | redacted
Low Income - Power to Save | Weather Strip/Caulk | 0 | 0.25 | 0.09 | 503.3 | 1 | Honeywell | 2023-09-29 | redacted
Low Income - Power to Save | Pipe Wrap | 0 | 0.01 | 0.03 | 143.65 | 1 | Honeywell | 2023-09-29 | redacted
Low Income - Power to Save | Outdoor Coil Cleaning | 0 | 0.1 | 0 | 275 | 1 | Honeywell | 2023-09-29 | redacted
Low Income - Power to Save | HVAC Inspection | 0 | 0.17 | 0 | 268.73 | 1 | Honeywell | 2023-09-29 | redacted
Low Income - Power to Save | Faucet Aerators | 0 | 0 | 0.02 | 110.58 | 1 | Honeywell | 2023-09-29 | redacted
Low Income - Power to Save | Low Flow Showerhead | 0 | 0.04 | 0.1 | 504.08 | 1 | Honeywell | 2023-09-29 | redacted
Low Income - Power to Save | LI - DUCT | 0 | 0.4 | 0.12 | 775.77 | 1 | Honeywell | 2023-09-29 | redacted
Low Income - Power to Save | LED Lights | 0 | 0 | 0 | 47.6 | 1 | Honeywell | 2023-09-29 | redacted
Low Income - Power to Save | Weather Strip/Caulk | 0 | 0.25 | 0.09 | 503.3 | 1 | Honeywell | 2023-09-26 | redacted
Low Income - Power to Save | Outdoor Coil Cleaning | 0 | 0.1 | 0 | 275 | 1 | Honeywell | 2023-09-26 | redacted
Low Income - Power to Save | HVAC Inspection | 0 | 0.17 | 0 | 268.73 | 1 | Honeywell | 2023-09-26 | redacted
Low Income - Power to Save | Faucet Aerators | 0 | 0 | 0.02 | 110.58 | 1 | Honeywell | 2023-09-26 | redacted
Low Income - Power to Save | Low Flow Showerhead | 0 | 0.04 | 0.1 | 504.08 | 1 | Honeywell | 2023-09-26 | redacted
Low Income - Power to Save | LED Lights | 0 | 0 | 0 | 47.6 | 1 | Honeywell | 2023-09-26 | redacted
Low Income - Power to Save | Weather Strip/Caulk | 0 | 0.25 | 0.09 | 503.3 | 1 | Honeywell | 2023-09-26 | redacted
Low Income - Power to Save | Outdoor Coil Cleaning | 0 | 0.1 | 0 | 275 | 1 | Honeywell | 2023-09-26 | redacted
Low Income - Power to Save | HVAC Inspection | 0 | 0.17 | 0 | 268.73 | 1 | Honeywell | 2023-09-26 | redacted
Low Income - Power to Save | Faucet Aerators | 0 | 0 | 0.02 | 110.58 | 1 | Honeywell | 2023-09-26 | redacted
Low Income - Power to Save | Low Flow Showerhead | 0 | 0.04 | 0.1 | 504.08 | 1 | Honeywell | 2023-09-26 | redacted
Low Income - Power to Save | LI - DUCT | 0 | 0.4 | 0.12 | 775.77 | 1 | Honeywell | 2023-09-26 | redacted
Low Income - Power to Save | LED Lights | 0 | 0 | 0 | 47.6 | 1 | Honeywell | 2023-09-26 | redacted
Low Income - Power to Save | Weather Strip/Caulk | 0 | 0.25 | 0.09 | 503.3 | 1 | Honeywell | 2023-09-27 | redacted
Low Income - Power to Save | Pipe Wrap | 0 | 0.01 | 0.03 | 143.65 | 1 | Honeywell | 2023-09-27 | redacted
Low Income - Power to Save | Outdoor Coil Cleaning | 0 | 0.1 | 0 | 275 | 1 | Honeywell | 2023-09-27 | redacted
Low Income - Power to Save | HVAC Inspection | 0 | 0.17 | 0 | 268.73 | 1 | Honeywell | 2023-09-27 | redacted
Low Income - Power to Save | Low Flow Showerhead | 0 | 0.04 | 0.1 | 504.08 | 1 | Honeywell | 2023-09-27 | redacted
Low Income - Power to Save | LI - DUCT | 0 | 0.4 | 0.12 | 775.77 | 1 | Honeywell | 2023-09-27 | redacted
Low Income - Power to Save | LED Lights | 0 | 0 | 0 | 47.6 | 1 | Honeywell | 2023-09-27 | redacted
Low Income - Power to Save | Weather Strip/Caulk | 0 | 0.25 | 0.09 | 503.3 | 1 | Honeywell | 2023-09-29 | redacted
Low Income - Power to Save | Pipe Wrap | 0 | 0.01 | 0.03 | 143.65 | 1 | Honeywell | 2023-09-29 | redacted
Low Income - Power to Save | Outdoor Coil Cleaning | 0 | 0.1 | 0 | 275 | 1 | Honeywell | 2023-09-29 | redacted
Low Income - Power to Save | HVAC Inspection | 0 | 0.17 | 0 | 268.73 | 1 | Honeywell | 2023-09-29 | redacted
Low Income - Power to Save | Faucet Aerators | 0 | 0 | 0.02 | 110.58 | 1 | Honeywell | 2023-09-29 | redacted
Low Income - Power to Save | Low Flow Showerhead | 0 | 0.04 | 0.1 | 504.08 | 1 | Honeywell | 2023-09-29 | redacted
Low Income - Power to Save | LI - DUCT | 0 | 0.4 | 0.12 | 775.77 | 1 | Honeywell | 2023-09-29 | redacted
Low Income - Power to Save | LED Lights | 0 | 0 | 0 | 47.6 | 1 | Honeywell | 2023-09-29 | redacted
Low Income - Power to Save | Weather Strip/Caulk | 0 | 0.25 | 0.09 | 503.3 | 1 | Honeywell | 2023-09-05 | redacted
Low Income - Power to Save | Outdoor Coil Cleaning | 0 | 0.1 | 0 | 275 | 1 | Honeywell | 2023-09-05 | redacted
Low Income - Power to Save | HVAC Inspection | 0 | 0.17 | 0 | 268.73 | 1 | Honeywell | 2023-09-05 | redacted
Low Income - Power to Save | Faucet Aerators | 0 | 0 | 0.02 | 110.58 | 1 | Honeywell | 2023-09-05 | redacted
Low Income - Power to Save | Low Flow Showerhead | 0 | 0.04 | 0.1 | 504.08 | 1 | Honeywell | 2023-09-05 | redacted
Low Income - Power to Save | LI - DUCT | 0 | 0.4 | 0.12 | 775.77 | 1 | Honeywell | 2023-09-05 | redacted
Low Income - Power to Save | LED Lights | 0 | 0 | 0 | 47.6 | 1 | Honeywell | 2023-09-05 | redacted
Low Income - Power to Save | Weather Strip/Caulk | 0 | 0.25 | 0.09 | 503.3 | 1 | Honeywell | 2023-09-27 | redacted
Low Income - Power to Save | Pipe Wrap | 0 | 0.01 | 0.03 | 143.65 | 1 | Honeywell | 2023-09-27 | redacted
Low Income - Power to Save | Outdoor Coil Cleaning | 0 | 0.1 | 0 | 275 | 1 | Honeywell | 2023-09-27 | redacted
Low Income - Power to Save | Faucet Aerators | 0 | 0 | 0.02 | 110.58 | 1 | Honeywell | 2023-09-27 | redacted
Low Income - Power to Save | Low Flow Showerhead | 0 | 0.04 | 0.1 | 504.08 | 1 | Honeywell | 2023-09-27 | redacted
Low Income - Power to Save | LI - DUCT | 0 | 0.4 | 0.12 | 775.77 | 1 | Honeywell | 2023-09-27 | redacted
Low Income - Power to Save | LED Lights | 0 | 0 | 0 | 47.6 | 1 | Honeywell | 2023-09-27 | redacted
Low Income - Power to Save | Weather Strip/Caulk | 0 | 0.25 | 0.09 | 503.3 | 1 | Honeywell | 2023-09-29 | redacted
Low Income - Power to Save | Outdoor Coil Cleaning | 0 | 0.1 | 0 | 275 | 1 | Honeywell | 2023-09-29 | redacted
Low Income - Power to Save | HVAC Inspection | 0 | 0.17 | 0 | 268.73 | 1 | Honeywell | 2023-09-29 | redacted
Low Income - Power to Save | Faucet Aerators | 0 | 0 | 0.02 | 110.58 | 1 | Honeywell | 2023-09-29 | redacted
Low Income - Power to Save | Low Flow Showerhead | 0 | 0.04 | 0.1 | 504.08 | 1 | Honeywell | 2023-09-29 | redacted
Low Income - Power to Save | LI - DUCT | 0 | 0.4 | 0.12 | 775.77 | 1 | Honeywell | 2023-09-29 | redacted
Low Income - Power to Save | LED Lights | 0 | 0 | 0 | 47.6 | 1 | Honeywell | 2023-09-29 | redacted
Low Income - Power to Save | Weather Strip/Caulk | 0 | 0.25 | 0.09 | 503.3 | 1 | Honeywell | 2023-09-28 | redacted
Low Income - Power to Save | Pipe Wrap | 0 | 0.01 | 0.03 | 143.65 | 1 | Honeywell | 2023-09-28 | redacted
Low Income - Power to Save | Outdoor Coil Cleaning | 0 | 0.1 | 0 | 275 | 1 | Honeywell | 2023-09-28 | redacted
Low Income - Power to Save | HVAC Inspection | 0 | 0.17 | 0 | 268.73 | 1 | Honeywell | 2023-09-28 | redacted
Low Income - Power to Save | Faucet Aerators | 0 | 0 | 0.02 | 110.58 | 1 | Honeywell | 2023-09-28 | redacted
Low Income - Power to Save | LI - DUCT | 0 | 0.4 | 0.12 | 775.77 | 1 | Honeywell | 2023-09-28 | redacted
Low Income - Power to Save | LED Lights | 0 | 0 | 0 | 47.6 | 1 | Honeywell | 2023-09-28 | redacted
Low Income - Power to Save | Weather Strip/Caulk | 0 | 0.25 | 0.09 | 503.3 | 1 | Honeywell | 2023-09-29 | redacted
Low Income - Power to Save | Pipe Wrap | 0 | 0.01 | 0.03 | 143.65 | 1 | Honeywell | 2023-09-29 | redacted
Low Income - Power to Save | Outdoor Coil Cleaning | 0 | 0.1 | 0 | 275 | 1 | Honeywell | 2023-09-29 | redacted
Low Income - Power to Save | HVAC Inspection | 0 | 0.17 | 0 | 268.73 | 1 | Honeywell | 2023-09-29 | redacted
Low Income - Power to Save | Faucet Aerators | 0 | 0 | 0.02 | 110.58 | 1 | Honeywell | 2023-09-29 | redacted
Low Income - Power to Save | Low Flow Showerhead | 0 | 0.04 | 0.1 | 504.08 | 1 | Honeywell | 2023-09-29 | redacted
Low Income - Power to Save | LI - DUCT | 0 | 0.4 | 0.12 | 775.77 | 1 | Honeywell | 2023-09-29 | redacted
Low Income - Power to Save | LED Lights | 0 | 0 | 0 | 47.6 | 1 | Honeywell | 2023-09-29 | redacted
Low Income - Power to Save | Weather Strip/Caulk | 0 | 0.25 | 0.09 | 503.3 | 1 | Honeywell | 2023-09-26 | redacted
Low Income - Power to Save | Outdoor Coil Cleaning | 0 | 0.1 | 0 | 275 | 1 | Honeywell | 2023-09-26 | redacted
Low Income - Power to Save | HVAC Inspection | 0 | 0.17 | 0 | 268.73 | 1 | Honeywell | 2023-09-26 | redacted
Low Income - Power to Save | Faucet Aerators | 0 | 0 | 0.02 | 110.58 | 1 | Honeywell | 2023-09-26 | redacted
Low Income - Power to Save | Low Flow Showerhead | 0 | 0.04 | 0.1 | 504.08 | 1 | Honeywell | 2023-09-26 | redacted
Low Income - Power to Save | LI - DUCT | 0 | 0.4 | 0.12 | 775.77 | 1 | Honeywell | 2023-09-26 | redacted
Low Income - Power to Save | LED Lights | 0 | 0 | 0 | 47.6 | 1 | Honeywell | 2023-09-26 | redacted
Low Income - Power to Save | Weather Strip/Caulk | 0 | 0.25 | 0.09 | 503.3 | 1 | Honeywell | 2023-09-07 | redacted
Low Income - Power to Save | Outdoor Coil Cleaning | 0 | 0.1 | 0 | 275 | 1 | Honeywell | 2023-09-07 | redacted
Low Income - Power to Save | HVAC Inspection | 0 | 0.17 | 0 | 268.73 | 1 | Honeywell | 2023-09-07 | redacted
Low Income - Power to Save | Faucet Aerators | 0 | 0 | 0.02 | 110.58 | 1 | Honeywell | 2023-09-07 | redacted
Low Income - Power to Save | Low Flow Showerhead | 0 | 0.04 | 0.1 | 504.08 | 1 | Honeywell | 2023-09-07 | redacted
Low Income - Power to Save | LI - DUCT | 0 | 0.4 | 0.12 | 775.77 | 1 | Honeywell | 2023-09-07 | redacted
Low Income - Power to Save | LED Lights | 0 | 0 | 0 | 47.6 | 1 | Honeywell | 2023-09-07 | redacted
Low Income - Power to Save | Weather Strip/Caulk | 0 | 0.25 | 0.09 | 503.3 | 1 | Honeywell | 2023-09-27 | redacted
Low Income - Power to Save | Outdoor Coil Cleaning | 0 | 0.1 | 0 | 275 | 1 | Honeywell | 2023-09-27 | redacted
Low Income - Power to Save | HVAC Inspection | 0 | 0.17 | 0 | 268.73 | 1 | Honeywell | 2023-09-27 | redacted
Low Income - Power to Save | Faucet Aerators | 0 | 0 | 0.02 | 110.58 | 1 | Honeywell | 2023-09-27 | redacted
Low Income - Power to Save | Low Flow Showerhead | 0 | 0.04 | 0.1 | 504.08 | 1 | Honeywell | 2023-09-27 | redacted
Low Income - Power to Save | LI - DUCT | 0 | 0.4 | 0.12 | 775.77 | 1 | Honeywell | 2023-09-27 | redacted
Low Income - Power to Save | LED Lights | 0 | 0 | 0 | 47.6 | 1 | Honeywell | 2023-09-27 | redacted
Low Income - Power to Save | Weather Strip/Caulk | 0 | 0.25 | 0.09 | 503.3 | 1 | Honeywell | 2023-09-26 | redacted
Low Income - Power to Save | LED Lights | 0 | 0 | 0 | 47.6 | 1 | Honeywell | 2023-09-26 | redacted
Low Income - Power to Save | Weather Strip/Caulk | 0 | 0.25 | 0.09 | 503.3 | 1 | Honeywell | 2023-09-28 | redacted
Low Income - Power to Save | Pipe Wrap | 0 | 0.01 | 0.03 | 143.65 | 1 | Honeywell | 2023-09-28 | redacted
Low Income - Power to Save | Outdoor Coil Cleaning | 0 | 0.1 | 0 | 275 | 1 | Honeywell | 2023-09-28 | redacted
Low Income - Power to Save | HVAC Inspection | 0 | 0.17 | 0 | 268.73 | 1 | Honeywell | 2023-09-28 | redacted
Low Income - Power to Save | Faucet Aerators | 0 | 0 | 0.02 | 110.58 | 1 | Honeywell | 2023-09-28 | redacted
Low Income - Power to Save | LI - DUCT | 0 | 0.4 | 0.12 | 775.77 | 1 | Honeywell | 2023-09-28 | redacted
Low Income - Power to Save | LED Lights | 0 | 0 | 0 | 47.6 | 1 | Honeywell | 2023-09-28 | redacted
Low Income - Power to Save | Weather Strip/Caulk | 0 | 0.25 | 0.09 | 503.3 | 1 | Honeywell | 2023-09-06 | redacted
Low Income - Power to Save | Outdoor Coil Cleaning | 0 | 0.1 | 0 | 275 | 1 | Honeywell | 2023-09-06 | redacted
Low Income - Power to Save | HVAC Inspection | 0 | 0.17 | 0 | 268.73 | 1 | Honeywell | 2023-09-06 | redacted
Low Income - Power to Save | Faucet Aerators | 0 | 0 | 0.02 | 110.58 | 1 | Honeywell | 2023-09-06 | redacted
Low Income - Power to Save | Low Flow Showerhead | 0 | 0.04 | 0.1 | 504.08 | 1 | Honeywell | 2023-09-06 | redacted
Low Income - Power to Save | LI - DUCT | 0 | 0.4 | 0.12 | 775.77 | 1 | Honeywell | 2023-09-06 | redacted
Low Income - Power to Save | LED Lights | 0 | 0 | 0 | 47.6 | 1 | Honeywell | 2023-09-06 | redacted
Low Income - Power to Save | Weather Strip/Caulk | 0 | 0.25 | 0.09 | 503.3 | 1 | Honeywell | 2023-09-05 | redacted
Low Income - Power to Save | Outdoor Coil Cleaning | 0 | 0.1 | 0 | 275 | 1 | Honeywell | 2023-09-05 | redacted
Low Income - Power to Save | HVAC Inspection | 0 | 0.17 | 0 | 268.73 | 1 | Honeywell | 2023-09-05 | redacted
Low Income - Power to Save | Faucet Aerators | 0 | 0 | 0.02 | 110.58 | 1 | Honeywell | 2023-09-05 | redacted
Low Income - Power to Save | Low Flow Showerhead | 0 | 0.04 | 0.1 | 504.08 | 1 | Honeywell | 2023-09-05 | redacted
Low Income - Power to Save | LED Lights | 0 | 0 | 0 | 47.6 | 1 | Honeywell | 2023-09-05 | redacted
Low Income - Power to Save | Weather Strip/Caulk | 0 | 0.25 | 0.09 | 503.3 | 1 | Honeywell | 2023-09-26 | redacted
Low Income - Power to Save | Outdoor Coil Cleaning | 0 | 0.1 | 0 | 275 | 1 | Honeywell | 2023-09-26 | redacted
Low Income - Power to Save | Faucet Aerators | 0 | 0 | 0.02 | 110.58 | 1 | Honeywell | 2023-09-26 | redacted
Low Income - Power to Save | Low Flow Showerhead | 0 | 0.04 | 0.1 | 504.08 | 1 | Honeywell | 2023-09-26 | redacted
Low Income - Power to Save | LED Lights | 0 | 0 | 0 | 47.6 | 1 | Honeywell | 2023-09-26 | redacted
Low Income - Power to Save | Outdoor Coil Cleaning | 0 | 0.1 | 0 | 275 | 1 | Honeywell | 2023-09-30 | redacted
Low Income - Power to Save | Faucet Aerators | 0 | 0 | 0.02 | 110.58 | 1 | Honeywell | 2023-09-30 | redacted
Low Income - Power to Save | Low Flow Showerhead | 0 | 0.04 | 0.1 | 504.08 | 1 | Honeywell | 2023-09-30 | redacted
Low Income - Power to Save | LED Lights | 0 | 0 | 0 | 47.6 | 1 | Honeywell | 2023-09-30 | redacted
Low Income - Power to Save | Weather Strip/Caulk | 0 | 0.25 | 0.09 | 503.3 | 1 | Honeywell | 2023-09-28 | redacted
Low Income - Power to Save | Pipe Wrap | 0 | 0.01 | 0.03 | 143.65 | 1 | Honeywell | 2023-09-28 | redacted
Low Income - Power to Save | Outdoor Coil Cleaning | 0 | 0.1 | 0 | 275 | 1 | Honeywell | 2023-09-28 | redacted
Low Income - Power to Save | HVAC Inspection | 0 | 0.17 | 0 | 268.73 | 1 | Honeywell | 2023-09-28 | redacted
Low Income - Power to Save | Faucet Aerators | 0 | 0 | 0.02 | 110.58 | 1 | Honeywell | 2023-09-28 | redacted
Low Income - Power to Save | Low Flow Showerhead | 0 | 0.04 | 0.1 | 504.08 | 1 | Honeywell | 2023-09-28 | redacted
Low Income - Power to Save | LI - DUCT | 0 | 0.4 | 0.12 | 775.77 | 1 | Honeywell | 2023-09-28 | redacted
Low Income - Power to Save | LED Lights | 0 | 0 | 0 | 47.6 | 1 | Honeywell | 2023-09-28 | redacted
Low Income - Power to Save | Weather Strip/Caulk | 0 | 0.25 | 0.09 | 503.3 | 1 | Honeywell | 2023-09-06 | redacted
Low Income - Power to Save | Pipe Wrap | 0 | 0.01 | 0.03 | 143.65 | 1 | Honeywell | 2023-09-06 | redacted
Low Income - Power to Save | Outdoor Coil Cleaning | 0 | 0.1 | 0 | 275 | 1 | Honeywell | 2023-09-06 | redacted
Low Income - Power to Save | HVAC Inspection | 0 | 0.17 | 0 | 268.73 | 1 | Honeywell | 2023-09-06 | redacted
Low Income - Power to Save | Faucet Aerators | 0 | 0 | 0.02 | 110.58 | 1 | Honeywell | 2023-09-06 | redacted
Low Income - Power to Save | Low Flow Showerhead | 0 | 0.04 | 0.1 | 504.08 | 1 | Honeywell | 2023-09-06 | redacted
Low Income - Power to Save | LI - DUCT | 0 | 0.4 | 0.12 | 775.77 | 1 | Honeywell | 2023-09-06 | redacted
Low Income - Power to Save | LED Lights | 0 | 0 | 0 | 47.6 | 1 | Honeywell | 2023-09-06 | redacted
Low Income - Power to Save | Weather Strip/Caulk | 0 | 0.25 | 0.09 | 503.3 | 1 | Honeywell | 2023-09-26 | redacted
Low Income - Power to Save | Outdoor Coil Cleaning | 0 | 0.1 | 0 | 275 | 1 | Honeywell | 2023-09-26 | redacted
Low Income - Power to Save | Low Flow Showerhead | 0 | 0.04 | 0.1 | 504.08 | 1 | Honeywell | 2023-09-26 | redacted
Low Income - Power to Save | LI - DUCT | 0 | 0.4 | 0.12 | 775.77 | 1 | Honeywell | 2023-09-26 | redacted
Low Income - Power to Save | LED Lights | 0 | 0 | 0 | 47.6 | 1 | Honeywell | 2023-09-26 | redacted
Low Income - Power to Save | Outdoor Coil Cleaning | 0 | 0.1 | 0 | 275 | 1 | Honeywell | 2023-09-28 | redacted
Low Income - Power to Save | Faucet Aerators | 0 | 0 | 0.02 | 110.58 | 1 | Honeywell | 2023-09-28 | redacted
Low Income - Power to Save | Low Flow Showerhead | 0 | 0.04 | 0.1 | 504.08 | 1 | Honeywell | 2023-09-28 | redacted
Low Income - Power to Save | LED Lights | 0 | 0 | 0 | 47.6 | 1 | Honeywell | 2023-09-28 | redacted
Low Income - Power to Save | Weather Strip/Caulk | 0 | 0.25 | 0.09 | 503.3 | 1 | Honeywell | 2023-09-28 | redacted
Low Income - Power to Save | Pipe Wrap | 0 | 0.01 | 0.03 | 143.65 | 1 | Honeywell | 2023-09-28 | redacted
Low Income - Power to Save | Outdoor Coil Cleaning | 0 | 0.1 | 0 | 275 | 1 | Honeywell | 2023-09-28 | redacted
Low Income - Power to Save | HVAC Inspection | 0 | 0.17 | 0 | 268.73 | 1 | Honeywell | 2023-09-28 | redacted
Low Income - Power to Save | Faucet Aerators | 0 | 0 | 0.02 | 110.58 | 1 | Honeywell | 2023-09-28 | redacted
Low Income - Power to Save | Low Flow Showerhead | 0 | 0.04 | 0.1 | 504.08 | 1 | Honeywell | 2023-09-28 | redacted
Low Income - Power to Save | LI - DUCT | 0 | 0.4 | 0.12 | 775.77 | 1 | Honeywell | 2023-09-28 | redacted
Low Income - Power to Save | LED Lights | 0 | 0 | 0 | 47.6 | 1 | Honeywell | 2023-09-28 | redacted
Low Income - Power to Save | Weather Strip/Caulk | 0 | 0.25 | 0.09 | 503.3 | 1 | Honeywell | 2023-09-27 | redacted
Low Income - Power to Save | Outdoor Coil Cleaning | 0 | 0.1 | 0 | 275 | 1 | Honeywell | 2023-09-27 | redacted
Low Income - Power to Save | Faucet Aerators | 0 | 0 | 0.02 | 110.58 | 1 | Honeywell | 2023-09-27 | redacted
Low Income - Power to Save | Low Flow Showerhead | 0 | 0.04 | 0.1 | 504.08 | 1 | Honeywell | 2023-09-27 | redacted
Low Income - Power to Save | LED Lights | 0 | 0 | 0 | 47.6 | 1 | Honeywell | 2023-09-27 | redacted
Low Income - Power to Save | Weather Strip/Caulk | 0 | 0.25 | 0.09 | 503.3 | 1 | Honeywell | 2023-09-07 | redacted
Low Income - Power to Save | Outdoor Coil Cleaning | 0 | 0.1 | 0 | 275 | 1 | Honeywell | 2023-09-07 | redacted
Low Income - Power to Save | HVAC Inspection | 0 | 0.17 | 0 | 268.73 | 1 | Honeywell | 2023-09-07 | redacted
Low Income - Power to Save | Faucet Aerators | 0 | 0 | 0.02 | 110.58 | 1 | Honeywell | 2023-09-07 | redacted
Low Income - Power to Save | Low Flow Showerhead | 0 | 0.04 | 0.1 | 504.08 | 1 | Honeywell | 2023-09-07 | redacted
Low Income - Power to Save | LI - DUCT | 0 | 0.4 | 0.12 | 775.77 | 1 | Honeywell | 2023-09-07 | redacted
Low Income - Power to Save | LED Lights | 0 | 0 | 0 | 47.6 | 1 | Honeywell | 2023-09-07 | redacted
Low Income - Power to Save | Weather Strip/Caulk | 0 | 0.25 | 0.09 | 503.3 | 1 | Honeywell | 2023-09-28 | redacted
Low Income - Power to Save | Outdoor Coil Cleaning | 0 | 0.1 | 0 | 275 | 1 | Honeywell | 2023-09-28 | redacted
Low Income - Power to Save | HVAC Inspection | 0 | 0.17 | 0 | 268.73 | 1 | Honeywell | 2023-09-28 | redacted
Low Income - Power to Save | Faucet Aerators | 0 | 0 | 0.02 | 110.58 | 1 | Honeywell | 2023-09-28 | redacted
Low Income - Power to Save | Low Flow Showerhead | 0 | 0.04 | 0.1 | 504.08 | 1 | Honeywell | 2023-09-28 | redacted
Low Income - Power to Save | LED Lights | 0 | 0 | 0 | 47.6 | 1 | Honeywell | 2023-09-28 | redacted
Low Income - Power to Save | Weather Strip/Caulk | 0 | 0.25 | 0.09 | 503.3 | 1 | Honeywell | 2023-09-06 | redacted
Low Income - Power to Save | Pipe Wrap | 0 | 0.01 | 0.03 | 143.65 | 1 | Honeywell | 2023-09-06 | redacted
Low Income - Power to Save | Outdoor Coil Cleaning | 0 | 0.1 | 0 | 275 | 1 | Honeywell | 2023-09-06 | redacted
Low Income - Power to Save | HVAC Inspection | 0 | 0.17 | 0 | 268.73 | 1 | Honeywell | 2023-09-06 | redacted
Low Income - Power to Save | Faucet Aerators | 0 | 0 | 0.02 | 110.58 | 1 | Honeywell | 2023-09-06 | redacted
Low Income - Power to Save | Low Flow Showerhead | 0 | 0.04 | 0.1 | 504.08 | 1 | Honeywell | 2023-09-06 | redacted
Low Income - Power to Save | LI - DUCT | 0 | 0.4 | 0.12 | 775.77 | 1 | Honeywell | 2023-09-06 | redacted
Low Income - Power to Save | LED Lights | 0 | 0 | 0 | 47.6 | 1 | Honeywell | 2023-09-06 | redacted
Low Income - Power to Save | Weather Strip/Caulk | 0 | 0.25 | 0.09 | 503.3 | 1 | Honeywell | 2023-09-26 | redacted
Low Income - Power to Save | Outdoor Coil Cleaning | 0 | 0.1 | 0 | 275 | 1 | Honeywell | 2023-09-26 | redacted
Low Income - Power to Save | HVAC Inspection | 0 | 0.17 | 0 | 268.73 | 1 | Honeywell | 2023-09-26 | redacted
Low Income - Power to Save | Faucet Aerators | 0 | 0 | 0.02 | 110.58 | 1 | Honeywell | 2023-09-26 | redacted
Low Income - Power to Save | Low Flow Showerhead | 0 | 0.04 | 0.1 | 504.08 | 1 | Honeywell | 2023-09-26 | redacted
Low Income - Power to Save | LED Lights | 0 | 0 | 0 | 47.6 | 1 | Honeywell | 2023-09-26 | redacted
Low Income - Power to Save | Weather Strip/Caulk | 0 | 0.25 | 0.09 | 503.3 | 1 | Honeywell | 2023-09-07 | redacted
Low Income - Power to Save | Outdoor Coil Cleaning | 0 | 0.1 | 0 | 275 | 1 | Honeywell | 2023-09-07 | redacted
Low Income - Power to Save | HVAC Inspection | 0 | 0.17 | 0 | 268.73 | 1 | Honeywell | 2023-09-07 | redacted
Low Income - Power to Save | Faucet Aerators | 0 | 0 | 0.02 | 110.58 | 1 | Honeywell | 2023-09-07 | redacted
Low Income - Power to Save | Low Flow Showerhead | 0 | 0.04 | 0.1 | 504.08 | 1 | Honeywell | 2023-09-07 | redacted
Low Income - Power to Save | LI - DUCT | 0 | 0.4 | 0.12 | 775.77 | 1 | Honeywell | 2023-09-07 | redacted
Low Income - Power to Save | LED Lights | 0 | 0 | 0 | 47.6 | 1 | Honeywell | 2023-09-07 | redacted
Low Income - Power to Save | Weather Strip/Caulk | 0 | 0.25 | 0.09 | 503.3 | 1 | Honeywell | 2023-09-07 | redacted
Low Income - Power to Save | Outdoor Coil Cleaning | 0 | 0.1 | 0 | 275 | 1 | Honeywell | 2023-09-07 | redacted
Low Income - Power to Save | LED Lights | 0 | 0 | 0 | 47.6 | 1 | Honeywell | 2023-09-07 | redacted
Low Income - Power to Save | Weather Strip/Caulk | 0 | 0.25 | 0.09 | 503.3 | 1 | Honeywell | 2023-09-28 | redacted
Low Income - Power to Save | Outdoor Coil Cleaning | 0 | 0.1 | 0 | 275 | 1 | Honeywell | 2023-09-28 | redacted
Low Income - Power to Save | HVAC Inspection | 0 | 0.17 | 0 | 268.73 | 1 | Honeywell | 2023-09-28 | redacted
Low Income - Power to Save | Faucet Aerators | 0 | 0 | 0.02 | 110.58 | 1 | Honeywell | 2023-09-28 | redacted
Low Income - Power to Save | Low Flow Showerhead | 0 | 0.04 | 0.1 | 504.08 | 1 | Honeywell | 2023-09-28 | redacted
Low Income - Power to Save | LED Lights | 0 | 0 | 0 | 47.6 | 1 | Honeywell | 2023-09-28 | redacted
Low Income - Power to Save | Weather Strip/Caulk | 0 | 0.25 | 0.09 | 503.3 | 1 | Honeywell | 2023-09-11 | redacted
Low Income - Power to Save | Pipe Wrap | 0 | 0.01 | 0.03 | 143.65 | 1 | Honeywell | 2023-09-11 | redacted
Low Income - Power to Save | Faucet Aerators | 0 | 0 | 0.02 | 110.58 | 1 | Honeywell | 2023-09-11 | redacted
Low Income - Power to Save | Low Flow Showerhead | 0 | 0.04 | 0.1 | 504.08 | 1 | Honeywell | 2023-09-11 | redacted
Low Income - Power to Save | LED Lights | 0 | 0 | 0 | 47.6 | 1 | Honeywell | 2023-09-11 | redacted
Low Income - Power to Save | Weather Strip/Caulk | 0 | 0.25 | 0.09 | 503.3 | 1 | Honeywell | 2023-09-06 | redacted
Low Income - Power to Save | Outdoor Coil Cleaning | 0 | 0.1 | 0 | 275 | 1 | Honeywell | 2023-09-06 | redacted
Low Income - Power to Save | HVAC Inspection | 0 | 0.17 | 0 | 268.73 | 1 | Honeywell | 2023-09-06 | redacted
Low Income - Power to Save | Faucet Aerators | 0 | 0 | 0.02 | 110.58 | 1 | Honeywell | 2023-09-06 | redacted
Low Income - Power to Save | Low Flow Showerhead | 0 | 0.04 | 0.1 | 504.08 | 1 | Honeywell | 2023-09-06 | redacted
Low Income - Power to Save | LI - DUCT | 0 | 0.4 | 0.12 | 775.77 | 1 | Honeywell | 2023-09-06 | redacted
Low Income - Power to Save | LED Lights | 0 | 0 | 0 | 47.6 | 1 | Honeywell | 2023-09-06 | redacted
Low Income - Power to Save | Weather Strip/Caulk | 0 | 0.25 | 0.09 | 503.3 | 1 | Honeywell | 2023-09-26 | redacted
Low Income - Power to Save | Outdoor Coil Cleaning | 0 | 0.1 | 0 | 275 | 1 | Honeywell | 2023-09-26 | redacted
Low Income - Power to Save | HVAC Inspection | 0 | 0.17 | 0 | 268.73 | 1 | Honeywell | 2023-09-26 | redacted
Low Income - Power to Save | Faucet Aerators | 0 | 0 | 0.02 | 110.58 | 1 | Honeywell | 2023-09-26 | redacted
Low Income - Power to Save | Low Flow Showerhead | 0 | 0.04 | 0.1 | 504.08 | 1 | Honeywell | 2023-09-26 | redacted
Low Income - Power to Save | LI - DUCT | 0 | 0.4 | 0.12 | 775.77 | 1 | Honeywell | 2023-09-26 | redacted
Low Income - Power to Save | LED Lights | 0 | 0 | 0 | 47.6 | 1 | Honeywell | 2023-09-26 | redacted
Low Income - Power to Save | Weather Strip/Caulk | 0 | 0.25 | 0.09 | 503.3 | 1 | Honeywell | 2023-09-07 | redacted
Low Income - Power to Save | Outdoor Coil Cleaning | 0 | 0.1 | 0 | 275 | 1 | Honeywell | 2023-09-07 | redacted
Low Income - Power to Save | HVAC Inspection | 0 | 0.17 | 0 | 268.73 | 1 | Honeywell | 2023-09-07 | redacted
Low Income - Power to Save | Faucet Aerators | 0 | 0 | 0.02 | 110.58 | 1 | Honeywell | 2023-09-07 | redacted
Low Income - Power to Save | Low Flow Showerhead | 0 | 0.04 | 0.1 | 504.08 | 1 | Honeywell | 2023-09-07 | redacted
Low Income - Power to Save | LI - DUCT | 0 | 0.4 | 0.12 | 775.77 | 1 | Honeywell | 2023-09-07 | redacted
Low Income - Power to Save | LED Lights | 0 | 0 | 0 | 47.6 | 1 | Honeywell | 2023-09-07 | redacted
Low Income - Power to Save | Weather Strip/Caulk | 0 | 0.25 | 0.09 | 503.3 | 1 | Honeywell | 2023-09-26 | redacted
Low Income - Power to Save | Outdoor Coil Cleaning | 0 | 0.1 | 0 | 275 | 1 | Honeywell | 2023-09-26 | redacted
Low Income - Power to Save | HVAC Inspection | 0 | 0.17 | 0 | 268.73 | 1 | Honeywell | 2023-09-26 | redacted
Low Income - Power to Save | Faucet Aerators | 0 | 0 | 0.02 | 110.58 | 1 | Honeywell | 2023-09-26 | redacted
Low Income - Power to Save | LI - DUCT | 0 | 0.4 | 0.12 | 775.77 | 1 | Honeywell | 2023-09-26 | redacted
Low Income - Power to Save | LED Lights | 0 | 0 | 0 | 47.6 | 1 | Honeywell | 2023-09-26 | redacted
Low Income - Power to Save | Weather Strip/Caulk | 0 | 0.25 | 0.09 | 503.3 | 1 | Honeywell | 2023-09-30 | redacted
Low Income - Power to Save | Pipe Wrap | 0 | 0.01 | 0.03 | 143.65 | 1 | Honeywell | 2023-09-30 | redacted
Low Income - Power to Save | Outdoor Coil Cleaning | 0 | 0.1 | 0 | 275 | 1 | Honeywell | 2023-09-30 | redacted
Low Income - Power to Save | HVAC Inspection | 0 | 0.17 | 0 | 268.73 | 1 | Honeywell | 2023-09-30 | redacted
Low Income - Power to Save | Faucet Aerators | 0 | 0 | 0.02 | 110.58 | 1 | Honeywell | 2023-09-30 | redacted
Low Income - Power to Save | LI - DUCT | 0 | 0.4 | 0.12 | 775.77 | 1 | Honeywell | 2023-09-30 | redacted
Low Income - Power to Save | LED Lights | 0 | 0 | 0 | 47.6 | 1 | Honeywell | 2023-09-30 | redacted
Low Income - Power to Save | Weather Strip/Caulk | 0 | 0.25 | 0.09 | 503.3 | 1 | Honeywell | 2023-09-27 | redacted
Low Income - Power to Save | Outdoor Coil Cleaning | 0 | 0.1 | 0 | 275 | 1 | Honeywell | 2023-09-27 | redacted
Low Income - Power to Save | HVAC Inspection | 0 | 0.17 | 0 | 268.73 | 1 | Honeywell | 2023-09-27 | redacted
Low Income - Power to Save | LI - DUCT | 0 | 0.4 | 0.12 | 775.77 | 1 | Honeywell | 2023-09-27 | redacted
Low Income - Power to Save | LED Lights | 0 | 0 | 0 | 47.6 | 1 | Honeywell | 2023-09-27 | redacted
Low Income - Power to Save | Weather Strip/Caulk | 0 | 0.25 | 0.09 | 503.3 | 1 | Honeywell | 2023-09-11 | redacted
Low Income - Power to Save | Pipe Wrap | 0 | 0.01 | 0.03 | 143.65 | 1 | Honeywell | 2023-09-11 | redacted
Low Income - Power to Save | Faucet Aerators | 0 | 0 | 0.02 | 110.58 | 1 | Honeywell | 2023-09-11 | redacted
Low Income - Power to Save | LED Lights | 0 | 0 | 0 | 47.6 | 1 | Honeywell | 2023-09-11 | redacted
Low Income - Power to Save | Weather Strip/Caulk | 0 | 0.25 | 0.09 | 503.3 | 1 | Honeywell | 2023-09-11 | redacted
Low Income - Power to Save | Pipe Wrap | 0 | 0.01 | 0.03 | 143.65 | 1 | Honeywell | 2023-09-11 | redacted
Low Income - Power to Save | Faucet Aerators | 0 | 0 | 0.02 | 110.58 | 1 | Honeywell | 2023-09-11 | redacted
Low Income - Power to Save | Low Flow Showerhead | 0 | 0.04 | 0.1 | 504.08 | 1 | Honeywell | 2023-09-11 | redacted
Low Income - Power to Save | LED Lights | 0 | 0 | 0 | 47.6 | 1 | Honeywell | 2023-09-11 | redacted
Low Income - Power to Save | Outdoor Coil Cleaning | 0 | 0.1 | 0 | 275 | 1 | Honeywell | 2023-09-27 | redacted
Low Income - Power to Save | Faucet Aerators | 0 | 0 | 0.02 | 110.58 | 1 | Honeywell | 2023-09-27 | redacted
Low Income - Power to Save | Low Flow Showerhead | 0 | 0.04 | 0.1 | 504.08 | 1 | Honeywell | 2023-09-27 | redacted
Low Income - Power to Save | LED Lights | 0 | 0 | 0 | 47.6 | 1 | Honeywell | 2023-09-27 | redacted
Low Income - Power to Save | Weather Strip/Caulk | 0 | 0.25 | 0.09 | 503.3 | 1 | Honeywell | 2023-09-27 | redacted
Low Income - Power to Save | Pipe Wrap | 0 | 0.01 | 0.03 | 143.65 | 1 | Honeywell | 2023-09-27 | redacted
Low Income - Power to Save | Outdoor Coil Cleaning | 0 | 0.1 | 0 | 275 | 1 | Honeywell | 2023-09-27 | redacted
Low Income - Power to Save | HVAC Inspection | 0 | 0.17 | 0 | 268.73 | 1 | Honeywell | 2023-09-27 | redacted
Low Income - Power to Save | Faucet Aerators | 0 | 0 | 0.02 | 110.58 | 1 | Honeywell | 2023-09-27 | redacted
Low Income - Power to Save | Low Flow Showerhead | 0 | 0.04 | 0.1 | 504.08 | 1 | Honeywell | 2023-09-27 | redacted
Low Income - Power to Save | LI - DUCT | 0 | 0.4 | 0.12 | 775.77 | 1 | Honeywell | 2023-09-27 | redacted
Low Income - Power to Save | LED Lights | 0 | 0 | 0 | 47.6 | 1 | Honeywell | 2023-09-27 | redacted
Low Income - Power to Save | Weather Strip/Caulk | 0 | 0.25 | 0.09 | 503.3 | 1 | Honeywell | 2023-09-07 | redacted
Low Income - Power to Save | Pipe Wrap | 0 | 0.01 | 0.03 | 143.65 | 1 | Honeywell | 2023-09-07 | redacted
Low Income - Power to Save | Faucet Aerators | 0 | 0 | 0.02 | 110.58 | 1 | Honeywell | 2023-09-07 | redacted
Low Income - Power to Save | Low Flow Showerhead | 0 | 0.04 | 0.1 | 504.08 | 1 | Honeywell | 2023-09-07 | redacted
Low Income - Power to Save | LED Lights | 0 | 0 | 0 | 47.6 | 1 | Honeywell | 2023-09-07 | redacted
Low Income - Power to Save | Weather Strip/Caulk | 0 | 0.25 | 0.09 | 503.3 | 1 | Honeywell | 2023-09-27 | redacted
Low Income - Power to Save | Outdoor Coil Cleaning | 0 | 0.1 | 0 | 275 | 1 | Honeywell | 2023-09-27 | redacted
Low Income - Power to Save | HVAC Inspection | 0 | 0.17 | 0 | 268.73 | 1 | Honeywell | 2023-09-27 | redacted
Low Income - Power to Save | LI - DUCT | 0 | 0.4 | 0.12 | 775.77 | 1 | Honeywell | 2023-09-27 | redacted
Low Income - Power to Save | LED Lights | 0 | 0 | 0 | 47.6 | 1 | Honeywell | 2023-09-27 | redacted
Low Income - Power to Save | Weather Strip/Caulk | 0 | 0.25 | 0.09 | 503.3 | 1 | Honeywell | 2023-09-05 | redacted
Low Income - Power to Save | Outdoor Coil Cleaning | 0 | 0.1 | 0 | 275 | 1 | Honeywell | 2023-09-05 | redacted
Low Income - Power to Save | HVAC Inspection | 0 | 0.17 | 0 | 268.73 | 1 | Honeywell | 2023-09-05 | redacted
Low Income - Power to Save | Faucet Aerators | 0 | 0 | 0.02 | 110.58 | 1 | Honeywell | 2023-09-05 | redacted
Low Income - Power to Save | Low Flow Showerhead | 0 | 0.04 | 0.1 | 504.08 | 1 | Honeywell | 2023-09-05 | redacted
Low Income - Power to Save | LI - DUCT | 0 | 0.4 | 0.12 | 775.77 | 1 | Honeywell | 2023-09-05 | redacted
Low Income - Power to Save | LED Lights | 0 | 0 | 0 | 47.6 | 1 | Honeywell | 2023-09-05 | redacted
Low Income - Power to Save | Weather Strip/Caulk | 0 | 0.25 | 0.09 | 503.3 | 1 | Honeywell | 2023-09-06 | redacted
Low Income - Power to Save | Pipe Wrap | 0 | 0.01 | 0.03 | 143.65 | 1 | Honeywell | 2023-09-06 | redacted
Low Income - Power to Save | Outdoor Coil Cleaning | 0 | 0.1 | 0 | 275 | 1 | Honeywell | 2023-09-06 | redacted
Low Income - Power to Save | HVAC Inspection | 0 | 0.17 | 0 | 268.73 | 1 | Honeywell | 2023-09-06 | redacted
Low Income - Power to Save | Faucet Aerators | 0 | 0 | 0.02 | 110.58 | 1 | Honeywell | 2023-09-06 | redacted
Low Income - Power to Save | Low Flow Showerhead | 0 | 0.04 | 0.1 | 504.08 | 1 | Honeywell | 2023-09-06 | redacted
Low Income - Power to Save | LI - DUCT | 0 | 0.4 | 0.12 | 775.77 | 1 | Honeywell | 2023-09-06 | redacted
Low Income - Power to Save | LED Lights | 0 | 0 | 0 | 47.6 | 1 | Honeywell | 2023-09-06 | redacted
Low Income - Power to Save | Weather Strip/Caulk | 0 | 0.25 | 0.09 | 503.3 | 1 | Honeywell | 2023-09-27 | redacted
Low Income - Power to Save | Outdoor Coil Cleaning | 0 | 0.1 | 0 | 275 | 1 | Honeywell | 2023-09-27 | redacted
Low Income - Power to Save | HVAC Inspection | 0 | 0.17 | 0 | 268.73 | 1 | Honeywell | 2023-09-27 | redacted
Low Income - Power to Save | Faucet Aerators | 0 | 0 | 0.02 | 110.58 | 1 | Honeywell | 2023-09-27 | redacted
Low Income - Power to Save | Low Flow Showerhead | 0 | 0.04 | 0.1 | 504.08 | 1 | Honeywell | 2023-09-27 | redacted
Low Income - Power to Save | LI - DUCT | 0 | 0.4 | 0.12 | 775.77 | 1 | Honeywell | 2023-09-27 | redacted
Low Income - Power to Save | LED Lights | 0 | 0 | 0 | 47.6 | 1 | Honeywell | 2023-09-27 | redacted
Low Income - Power to Save | Outdoor Coil Cleaning | 0 | 0.1 | 0 | 275 | 1 | Honeywell | 2023-09-27 | redacted
Low Income - Power to Save | Faucet Aerators | 0 | 0 | 0.02 | 110.58 | 1 | Honeywell | 2023-09-27 | redacted
Low Income - Power to Save | Low Flow Showerhead | 0 | 0.04 | 0.1 | 504.08 | 1 | Honeywell | 2023-09-27 | redacted
Low Income - Power to Save | LED Lights | 0 | 0 | 0 | 47.6 | 1 | Honeywell | 2023-09-27 | redacted
Low Income - Power to Save | Weather Strip/Caulk | 0 | 0.25 | 0.09 | 503.3 | 1 | Honeywell | 2023-09-07 | redacted
Low Income - Power to Save | Pipe Wrap | 0 | 0.01 | 0.03 | 143.65 | 1 | Honeywell | 2023-09-07 | redacted
Low Income - Power to Save | Faucet Aerators | 0 | 0 | 0.02 | 110.58 | 1 | Honeywell | 2023-09-07 | redacted
Low Income - Power to Save | Low Flow Showerhead | 0 | 0.04 | 0.1 | 504.08 | 1 | Honeywell | 2023-09-07 | redacted
Low Income - Power to Save | LED Lights | 0 | 0 | 0 | 47.6 | 1 | Honeywell | 2023-09-07 | redacted
Low Income - Power to Save | Weather Strip/Caulk | 0 | 0.25 | 0.09 | 503.3 | 1 | Honeywell | 2023-09-26 | redacted
Low Income - Power to Save | Outdoor Coil Cleaning | 0 | 0.1 | 0 | 275 | 1 | Honeywell | 2023-09-26 | redacted
Low Income - Power to Save | HVAC Inspection | 0 | 0.17 | 0 | 268.73 | 1 | Honeywell | 2023-09-26 | redacted
Low Income - Power to Save | Faucet Aerators | 0 | 0 | 0.02 | 110.58 | 1 | Honeywell | 2023-09-26 | redacted
Low Income - Power to Save | Low Flow Showerhead | 0 | 0.04 | 0.1 | 504.08 | 1 | Honeywell | 2023-09-26 | redacted
Low Income - Power to Save | LI - DUCT | 0 | 0.4 | 0.12 | 775.77 | 1 | Honeywell | 2023-09-26 | redacted
Low Income - Power to Save | LED Lights | 0 | 0 | 0 | 47.6 | 1 | Honeywell | 2023-09-26 | redacted
Low Income - Power to Save | Weather Strip/Caulk | 0 | 0.25 | 0.09 | 503.3 | 1 | Honeywell | 2023-09-30 | redacted
Low Income - Power to Save | Outdoor Coil Cleaning | 0 | 0.1 | 0 | 275 | 1 | Honeywell | 2023-09-30 | redacted
Low Income - Power to Save | HVAC Inspection | 0 | 0.17 | 0 | 268.73 | 1 | Honeywell | 2023-09-30 | redacted
Low Income - Power to Save | Faucet Aerators | 0 | 0 | 0.02 | 110.58 | 1 | Honeywell | 2023-09-30 | redacted
Low Income - Power to Save | Low Flow Showerhead | 0 | 0.04 | 0.1 | 504.08 | 1 | Honeywell | 2023-09-30 | redacted
Low Income - Power to Save | LED Lights | 0 | 0 | 0 | 47.6 | 1 | Honeywell | 2023-09-30 | redacted
Low Income - Power to Save | Weather Strip/Caulk | 0 | 0.25 | 0.09 | 503.3 | 1 | Honeywell | 2023-09-30 | redacted
Low Income - Power to Save | Outdoor Coil Cleaning | 0 | 0.1 | 0 | 275 | 1 | Honeywell | 2023-09-30 | redacted
Low Income - Power to Save | HVAC Inspection | 0 | 0.17 | 0 | 268.73 | 1 | Honeywell | 2023-09-30 | redacted
Low Income - Power to Save | Faucet Aerators | 0 | 0 | 0.02 | 110.58 | 1 | Honeywell | 2023-09-30 | redacted
Low Income - Power to Save | Low Flow Showerhead | 0 | 0.04 | 0.1 | 504.08 | 1 | Honeywell | 2023-09-30 | redacted
Low Income - Power to Save | LI - DUCT | 0 | 0.4 | 0.12 | 775.77 | 1 | Honeywell | 2023-09-30 | redacted
Low Income - Power to Save | LED Lights | 0 | 0 | 0 | 47.6 | 1 | Honeywell | 2023-09-30 | redacted
Low Income - Power to Save | Weather Strip/Caulk | 0 | 0.25 | 0.09 | 503.3 | 1 | Honeywell | 2023-09-05 | redacted
Low Income - Power to Save | Outdoor Coil Cleaning | 0 | 0.1 | 0 | 275 | 1 | Honeywell | 2023-09-05 | redacted
Low Income - Power to Save | HVAC Inspection | 0 | 0.17 | 0 | 268.73 | 1 | Honeywell | 2023-09-05 | redacted
Low Income - Power to Save | Faucet Aerators | 0 | 0 | 0.02 | 110.58 | 1 | Honeywell | 2023-09-05 | redacted
Low Income - Power to Save | Low Flow Showerhead | 0 | 0.04 | 0.1 | 504.08 | 1 | Honeywell | 2023-09-05 | redacted
Low Income - Power to Save | LI - DUCT | 0 | 0.4 | 0.12 | 775.77 | 1 | Honeywell | 2023-09-05 | redacted
Low Income - Power to Save | LED Lights | 0 | 0 | 0 | 47.6 | 1 | Honeywell | 2023-09-05 | redacted
Low Income - Power to Save | Weather Strip/Caulk | 0 | 0.25 | 0.09 | 503.3 | 1 | Honeywell | 2023-09-30 | redacted
Low Income - Power to Save | Outdoor Coil Cleaning | 0 | 0.1 | 0 | 275 | 1 | Honeywell | 2023-09-30 | redacted
Low Income - Power to Save | HVAC Inspection | 0 | 0.17 | 0 | 268.73 | 1 | Honeywell | 2023-09-30 | redacted
Low Income - Power to Save | LI - DUCT | 0 | 0.4 | 0.12 | 775.77 | 1 | Honeywell | 2023-09-30 | redacted
Low Income - Power to Save | LED Lights | 0 | 0 | 0 | 47.6 | 1 | Honeywell | 2023-09-30 | redacted
Low Income - Power to Save | Weather Strip/Caulk | 0 | 0.25 | 0.09 | 503.3 | 1 | Honeywell | 2023-09-07 | redacted
Low Income - Power to Save | Outdoor Coil Cleaning | 0 | 0.1 | 0 | 275 | 1 | Honeywell | 2023-09-07 | redacted
Low Income - Power to Save | LED Lights | 0 | 0 | 0 | 47.6 | 1 | Honeywell | 2023-09-07 | redacted
Low Income - Power to Save | Weather Strip/Caulk | 0 | 0.25 | 0.09 | 503.3 | 1 | Honeywell | 2023-09-28 | redacted
Low Income - Power to Save | Pipe Wrap | 0 | 0.01 | 0.03 | 143.65 | 1 | Honeywell | 2023-09-28 | redacted
Low Income - Power to Save | Outdoor Coil Cleaning | 0 | 0.1 | 0 | 275 | 1 | Honeywell | 2023-09-28 | redacted
Low Income - Power to Save | HVAC Inspection | 0 | 0.17 | 0 | 268.73 | 1 | Honeywell | 2023-09-28 | redacted
Low Income - Power to Save | Faucet Aerators | 0 | 0 | 0.02 | 110.58 | 1 | Honeywell | 2023-09-28 | redacted
Low Income - Power to Save | Low Flow Showerhead | 0 | 0.04 | 0.1 | 504.08 | 1 | Honeywell | 2023-09-28 | redacted
Low Income - Power to Save | LI - DUCT | 0 | 0.4 | 0.12 | 775.77 | 1 | Honeywell | 2023-09-28 | redacted
Low Income - Power to Save | LED Lights | 0 | 0 | 0 | 47.6 | 1 | Honeywell | 2023-09-28 | redacted
Low Income - Power to Save | Weather Strip/Caulk | 0 | 0.25 | 0.09 | 503.3 | 1 | Honeywell | 2023-09-26 | redacted
Low Income - Power to Save | Pipe Wrap | 0 | 0.01 | 0.03 | 143.65 | 1 | Honeywell | 2023-09-26 | redacted
Low Income - Power to Save | Outdoor Coil Cleaning | 0 | 0.1 | 0 | 275 | 1 | Honeywell | 2023-09-26 | redacted
Low Income - Power to Save | HVAC Inspection | 0 | 0.17 | 0 | 268.73 | 1 | Honeywell | 2023-09-26 | redacted
Low Income - Power to Save | Low Flow Showerhead | 0 | 0.04 | 0.1 | 504.08 | 1 | Honeywell | 2023-09-26 | redacted
Low Income - Power to Save | LED Lights | 0 | 0 | 0 | 47.6 | 1 | Honeywell | 2023-09-26 | redacted
Low Income - Power to Save | Weather Strip/Caulk | 0 | 0.25 | 0.09 | 503.3 | 1 | Honeywell | 2023-09-28 | redacted
Low Income - Power to Save | Outdoor Coil Cleaning | 0 | 0.1 | 0 | 275 | 1 | Honeywell | 2023-09-28 | redacted
Low Income - Power to Save | HVAC Inspection | 0 | 0.17 | 0 | 268.73 | 1 | Honeywell | 2023-09-28 | redacted
Low Income - Power to Save | Faucet Aerators | 0 | 0 | 0.02 | 110.58 | 1 | Honeywell | 2023-09-28 | redacted
Low Income - Power to Save | Low Flow Showerhead | 0 | 0.04 | 0.1 | 504.08 | 1 | Honeywell | 2023-09-28 | redacted
Low Income - Power to Save | LI - DUCT | 0 | 0.4 | 0.12 | 775.77 | 1 | Honeywell | 2023-09-28 | redacted
Low Income - Power to Save | LED Lights | 0 | 0 | 0 | 47.6 | 1 | Honeywell | 2023-09-28 | redacted
Low Income - Power to Save | Weather Strip/Caulk | 0 | 0.25 | 0.09 | 503.3 | 1 | Honeywell | 2023-09-28 | redacted
Low Income - Power to Save | Pipe Wrap | 0 | 0.01 | 0.03 | 143.65 | 1 | Honeywell | 2023-09-28 | redacted
Low Income - Power to Save | Outdoor Coil Cleaning | 0 | 0.1 | 0 | 275 | 1 | Honeywell | 2023-09-28 | redacted
Low Income - Power to Save | HVAC Inspection | 0 | 0.17 | 0 | 268.73 | 1 | Honeywell | 2023-09-28 | redacted
Low Income - Power to Save | Faucet Aerators | 0 | 0 | 0.02 | 110.58 | 1 | Honeywell | 2023-09-28 | redacted
Low Income - Power to Save | LI - DUCT | 0 | 0.4 | 0.12 | 775.77 | 1 | Honeywell | 2023-09-28 | redacted
Low Income - Power to Save | LED Lights | 0 | 0 | 0 | 47.6 | 1 | Honeywell | 2023-09-28 | redacted
Low Income - Power to Save | Weather Strip/Caulk | 0 | 0.25 | 0.09 | 503.3 | 1 | Honeywell | 2023-09-07 | redacted
Low Income - Power to Save | Outdoor Coil Cleaning | 0 | 0.1 | 0 | 275 | 1 | Honeywell | 2023-09-07 | redacted
Low Income - Power to Save | LED Lights | 0 | 0 | 0 | 47.6 | 1 | Honeywell | 2023-09-07 | redacted
Low Income - Power to Save | Weather Strip/Caulk | 0 | 0.25 | 0.09 | 503.3 | 1 | Honeywell | 2023-09-27 | redacted
Low Income - Power to Save | Pipe Wrap | 0 | 0.01 | 0.03 | 143.65 | 1 | Honeywell | 2023-09-27 | redacted
Low Income - Power to Save | Outdoor Coil Cleaning | 0 | 0.1 | 0 | 275 | 1 | Honeywell | 2023-09-27 | redacted
Low Income - Power to Save | HVAC Inspection | 0 | 0.17 | 0 | 268.73 | 1 | Honeywell | 2023-09-27 | redacted
Low Income - Power to Save | Faucet Aerators | 0 | 0 | 0.02 | 110.58 | 1 | Honeywell | 2023-09-27 | redacted
Low Income - Power to Save | Low Flow Showerhead | 0 | 0.04 | 0.1 | 504.08 | 1 | Honeywell | 2023-09-27 | redacted
Low Income - Power to Save | LI - DUCT | 0 | 0.4 | 0.12 | 775.77 | 1 | Honeywell | 2023-09-27 | redacted
Low Income - Power to Save | LED Lights | 0 | 0 | 0 | 47.6 | 1 | Honeywell | 2023-09-27 | redacted
Low Income - Power to Save | Weather Strip/Caulk | 0 | 0.25 | 0.09 | 503.3 | 1 | Honeywell | 2023-09-28 | redacted
Low Income - Power to Save | Pipe Wrap | 0 | 0.01 | 0.03 | 143.65 | 1 | Honeywell | 2023-09-28 | redacted
Low Income - Power to Save | Outdoor Coil Cleaning | 0 | 0.1 | 0 | 275 | 1 | Honeywell | 2023-09-28 | redacted
Low Income - Power to Save | HVAC Inspection | 0 | 0.17 | 0 | 268.73 | 1 | Honeywell | 2023-09-28 | redacted
Low Income - Power to Save | Faucet Aerators | 0 | 0 | 0.02 | 110.58 | 1 | Honeywell | 2023-09-28 | redacted
Low Income - Power to Save | Low Flow Showerhead | 0 | 0.04 | 0.1 | 504.08 | 1 | Honeywell | 2023-09-28 | redacted
Low Income - Power to Save | LI - DUCT | 0 | 0.4 | 0.12 | 775.77 | 1 | Honeywell | 2023-09-28 | redacted
Low Income - Power to Save | LED Lights | 0 | 0 | 0 | 47.6 | 1 | Honeywell | 2023-09-28 | redacted
Low Income - Power to Save | Weather Strip/Caulk | 0 | 0.25 | 0.09 | 503.3 | 1 | Honeywell | 2023-09-27 | redacted
Low Income - Power to Save | Outdoor Coil Cleaning | 0 | 0.1 | 0 | 275 | 1 | Honeywell | 2023-09-27 | redacted
Low Income - Power to Save | HVAC Inspection | 0 | 0.17 | 0 | 268.73 | 1 | Honeywell | 2023-09-27 | redacted
Low Income - Power to Save | Faucet Aerators | 0 | 0 | 0.02 | 110.58 | 1 | Honeywell | 2023-09-27 | redacted
Low Income - Power to Save | Low Flow Showerhead | 0 | 0.04 | 0.1 | 504.08 | 1 | Honeywell | 2023-09-27 | redacted
Low Income - Power to Save | LI - DUCT | 0 | 0.4 | 0.12 | 775.77 | 1 | Honeywell | 2023-09-27 | redacted
Low Income - Power to Save | LED Lights | 0 | 0 | 0 | 47.6 | 1 | Honeywell | 2023-09-27 | redacted
Low Income - Power to Save | Outdoor Coil Cleaning | 0 | 0.1 | 0 | 275 | 1 | Honeywell | 2023-09-30 | redacted
Low Income - Power to Save | Faucet Aerators | 0 | 0 | 0.02 | 110.58 | 1 | Honeywell | 2023-09-30 | redacted
Low Income - Power to Save | Low Flow Showerhead | 0 | 0.04 | 0.1 | 504.08 | 1 | Honeywell | 2023-09-30 | redacted
Low Income - Power to Save | LED Lights | 0 | 0 | 0 | 47.6 | 1 | Honeywell | 2023-09-30 | redacted
Low Income - Power to Save | Faucet Aerators | 0 | 0 | 0.02 | 110.58 | 1 | Honeywell | 2023-09-29 | redacted
Low Income - Power to Save | Low Flow Showerhead | 0 | 0.04 | 0.1 | 504.08 | 1 | Honeywell | 2023-09-29 | redacted
Low Income - Power to Save | LED Lights | 0 | 0 | 0 | 47.6 | 1 | Honeywell | 2023-09-29 | redacted
Low Income - Power to Save | Weather Strip/Caulk | 0 | 0.25 | 0.09 | 503.3 | 1 | Honeywell | 2023-09-30 | redacted
Low Income - Power to Save | Outdoor Coil Cleaning | 0 | 0.1 | 0 | 275 | 1 | Honeywell | 2023-09-30 | redacted
Low Income - Power to Save | HVAC Inspection | 0 | 0.17 | 0 | 268.73 | 1 | Honeywell | 2023-09-30 | redacted
Low Income - Power to Save | Low Flow Showerhead | 0 | 0.04 | 0.1 | 504.08 | 1 | Honeywell | 2023-09-30 | redacted
Low Income - Power to Save | LED Lights | 0 | 0 | 0 | 47.6 | 1 | Honeywell | 2023-09-30 | redacted
Low Income - Power to Save | Outdoor Coil Cleaning | 0 | 0.1 | 0 | 275 | 1 | Honeywell | 2023-09-29 | redacted
Low Income - Power to Save | Faucet Aerators | 0 | 0 | 0.02 | 110.58 | 1 | Honeywell | 2023-09-29 | redacted
Low Income - Power to Save | Low Flow Showerhead | 0 | 0.04 | 0.1 | 504.08 | 1 | Honeywell | 2023-09-29 | redacted
Low Income - Power to Save | LED Lights | 0 | 0 | 0 | 47.6 | 1 | Honeywell | 2023-09-29 | redacted
Low Income - Power to Save | Outdoor Coil Cleaning | 0 | 0.1 | 0 | 275 | 1 | Honeywell | 2023-09-30 | redacted
Low Income - Power to Save | Faucet Aerators | 0 | 0 | 0.02 | 110.58 | 1 | Honeywell | 2023-09-30 | redacted
Low Income - Power to Save | Low Flow Showerhead | 0 | 0.04 | 0.1 | 504.08 | 1 | Honeywell | 2023-09-30 | redacted
Low Income - Power to Save | LED Lights | 0 | 0 | 0 | 47.6 | 1 | Honeywell | 2023-09-30 | redacted
Low Income - Power to Save | Weather Strip/Caulk | 0 | 0.25 | 0.09 | 503.3 | 1 | Honeywell | 2023-09-28 | redacted
Low Income - Power to Save | Pipe Wrap | 0 | 0.01 | 0.03 | 143.65 | 1 | Honeywell | 2023-09-28 | redacted
Low Income - Power to Save | Outdoor Coil Cleaning | 0 | 0.1 | 0 | 275 | 1 | Honeywell | 2023-09-28 | redacted
Low Income - Power to Save | HVAC Inspection | 0 | 0.17 | 0 | 268.73 | 1 | Honeywell | 2023-09-28 | redacted
Low Income - Power to Save | Faucet Aerators | 0 | 0 | 0.02 | 110.58 | 1 | Honeywell | 2023-09-28 | redacted
Low Income - Power to Save | LI - DUCT | 0 | 0.4 | 0.12 | 775.77 | 1 | Honeywell | 2023-09-28 | redacted
Low Income - Power to Save | LED Lights | 0 | 0 | 0 | 47.6 | 1 | Honeywell | 2023-09-28 | redacted
Low Income - Power to Save | Weather Strip/Caulk | 0 | 0.25 | 0.09 | 503.3 | 1 | Honeywell | 2023-09-30 | redacted
Low Income - Power to Save | Outdoor Coil Cleaning | 0 | 0.1 | 0 | 275 | 1 | Honeywell | 2023-09-30 | redacted
Low Income - Power to Save | HVAC Inspection | 0 | 0.17 | 0 | 268.73 | 1 | Honeywell | 2023-09-30 | redacted
Low Income - Power to Save | Faucet Aerators | 0 | 0 | 0.02 | 110.58 | 1 | Honeywell | 2023-09-30 | redacted
Low Income - Power to Save | Low Flow Showerhead | 0 | 0.04 | 0.1 | 504.08 | 1 | Honeywell | 2023-09-30 | redacted
Low Income - Power to Save | LI - DUCT | 0 | 0.4 | 0.12 | 775.77 | 1 | Honeywell | 2023-09-30 | redacted
Low Income - Power to Save | LED Lights | 0 | 0 | 0 | 47.6 | 1 | Honeywell | 2023-09-30 | redacted
Low Income - Power to Save | Weather Strip/Caulk | 0 | 0.25 | 0.09 | 503.3 | 1 | Honeywell | 2023-09-27 | redacted
Low Income - Power to Save | Outdoor Coil Cleaning | 0 | 0.1 | 0 | 275 | 1 | Honeywell | 2023-09-27 | redacted
Low Income - Power to Save | HVAC Inspection | 0 | 0.17 | 0 | 268.73 | 1 | Honeywell | 2023-09-27 | redacted
Low Income - Power to Save | Faucet Aerators | 0 | 0 | 0.02 | 110.58 | 1 | Honeywell | 2023-09-27 | redacted
Low Income - Power to Save | Low Flow Showerhead | 0 | 0.04 | 0.1 | 504.08 | 1 | Honeywell | 2023-09-27 | redacted
Low Income - Power to Save | LI - DUCT | 0 | 0.4 | 0.12 | 775.77 | 1 | Honeywell | 2023-09-27 | redacted
Low Income - Power to Save | LED Lights | 0 | 0 | 0 | 47.6 | 1 | Honeywell | 2023-09-27 | redacted
Low Income - Power to Save | Weather Strip/Caulk | 0 | 0.25 | 0.09 | 503.3 | 1 | Honeywell | 2023-09-26 | redacted
Low Income - Power to Save | Outdoor Coil Cleaning | 0 | 0.1 | 0 | 275 | 1 | Honeywell | 2023-09-26 | redacted
Low Income - Power to Save | HVAC Inspection | 0 | 0.17 | 0 | 268.73 | 1 | Honeywell | 2023-09-26 | redacted
Low Income - Power to Save | Faucet Aerators | 0 | 0 | 0.02 | 110.58 | 1 | Honeywell | 2023-09-26 | redacted
Low Income - Power to Save | Low Flow Showerhead | 0 | 0.04 | 0.1 | 504.08 | 1 | Honeywell | 2023-09-26 | redacted
Low Income - Power to Save | LI - DUCT | 0 | 0.4 | 0.12 | 775.77 | 1 | Honeywell | 2023-09-26 | redacted
Low Income - Power to Save | LED Lights | 0 | 0 | 0 | 47.6 | 1 | Honeywell | 2023-09-26 | redacted
Low Income - Power to Save | Weather Strip/Caulk | 0 | 0.25 | 0.09 | 503.3 | 1 | Honeywell | 2023-09-29 | redacted
Low Income - Power to Save | LED Lights | 0 | 0 | 0 | 47.6 | 1 | Honeywell | 2023-09-29 | redacted
Low Income - Power to Save | Weather Strip/Caulk | 0 | 0.25 | 0.09 | 503.3 | 1 | Honeywell | 2023-09-26 | redacted
Low Income - Power to Save | Outdoor Coil Cleaning | 0 | 0.1 | 0 | 275 | 1 | Honeywell | 2023-09-26 | redacted
Low Income - Power to Save | HVAC Inspection | 0 | 0.17 | 0 | 268.73 | 1 | Honeywell | 2023-09-26 | redacted
Low Income - Power to Save | Faucet Aerators | 0 | 0 | 0.02 | 110.58 | 1 | Honeywell | 2023-09-26 | redacted
Low Income - Power to Save | Low Flow Showerhead | 0 | 0.04 | 0.1 | 504.08 | 1 | Honeywell | 2023-09-26 | redacted
Low Income - Power to Save | LI - DUCT | 0 | 0.4 | 0.12 | 775.77 | 1 | Honeywell | 2023-09-26 | redacted
Low Income - Power to Save | LED Lights | 0 | 0 | 0 | 47.6 | 1 | Honeywell | 2023-09-26 | redacted
Low Income - Power to Save | Faucet Aerators | 0 | 0 | 0.02 | 110.58 | 1 | Honeywell | 2023-09-29 | redacted
Low Income - Power to Save | Low Flow Showerhead | 0 | 0.04 | 0.1 | 504.08 | 1 | Honeywell | 2023-09-29 | redacted
Low Income - Power to Save | LED Lights | 0 | 0 | 0 | 47.6 | 1 | Honeywell | 2023-09-29 | redacted
Low Income - Power to Save | Weather Strip/Caulk | 0 | 0.25 | 0.09 | 503.3 | 1 | Honeywell | 2023-09-26 | redacted
Low Income - Power to Save | Outdoor Coil Cleaning | 0 | 0.1 | 0 | 275 | 1 | Honeywell | 2023-09-26 | redacted
Low Income - Power to Save | HVAC Inspection | 0 | 0.17 | 0 | 268.73 | 1 | Honeywell | 2023-09-26 | redacted
Low Income - Power to Save | Faucet Aerators | 0 | 0 | 0.02 | 110.58 | 1 | Honeywell | 2023-09-26 | redacted
Low Income - Power to Save | Low Flow Showerhead | 0 | 0.04 | 0.1 | 504.08 | 1 | Honeywell | 2023-09-26 | redacted
Low Income - Power to Save | LI - DUCT | 0 | 0.4 | 0.12 | 775.77 | 1 | Honeywell | 2023-09-26 | redacted
Low Income - Power to Save | LED Lights | 0 | 0 | 0 | 47.6 | 1 | Honeywell | 2023-09-26 | redacted
Low Income - Power to Save | Weather Strip/Caulk | 0 | 0.25 | 0.09 | 503.3 | 1 | Honeywell | 2023-09-30 | redacted
Low Income - Power to Save | Outdoor Coil Cleaning | 0 | 0.1 | 0 | 275 | 1 | Honeywell | 2023-09-30 | redacted
Low Income - Power to Save | HVAC Inspection | 0 | 0.17 | 0 | 268.73 | 1 | Honeywell | 2023-09-30 | redacted
Low Income - Power to Save | Faucet Aerators | 0 | 0 | 0.02 | 110.58 | 1 | Honeywell | 2023-09-30 | redacted
Low Income - Power to Save | LI - DUCT | 0 | 0.4 | 0.12 | 775.77 | 1 | Honeywell | 2023-09-30 | redacted
Low Income - Power to Save | LED Lights | 0 | 0 | 0 | 47.6 | 1 | Honeywell | 2023-09-30 | redacted
Low Income - Power to Save | Weather Strip/Caulk | 0 | 0.25 | 0.09 | 503.3 | 1 | Honeywell | 2023-09-05 | redacted
Low Income - Power to Save | Outdoor Coil Cleaning | 0 | 0.1 | 0 | 275 | 1 | Honeywell | 2023-09-05 | redacted
Low Income - Power to Save | HVAC Inspection | 0 | 0.17 | 0 | 268.73 | 1 | Honeywell | 2023-09-05 | redacted
Low Income - Power to Save | Faucet Aerators | 0 | 0 | 0.02 | 110.58 | 1 | Honeywell | 2023-09-05 | redacted
Low Income - Power to Save | Low Flow Showerhead | 0 | 0.04 | 0.1 | 504.08 | 1 | Honeywell | 2023-09-05 | redacted
Low Income - Power to Save | LI - DUCT | 0 | 0.4 | 0.12 | 775.77 | 1 | Honeywell | 2023-09-05 | redacted
Low Income - Power to Save | LED Lights | 0 | 0 | 0 | 47.6 | 1 | Honeywell | 2023-09-05 | redacted
Low Income - Power to Save | Weather Strip/Caulk | 0 | 0.25 | 0.09 | 503.3 | 1 | Honeywell | 2023-09-26 | redacted
Low Income - Power to Save | Outdoor Coil Cleaning | 0 | 0.1 | 0 | 275 | 1 | Honeywell | 2023-09-26 | redacted
Low Income - Power to Save | HVAC Inspection | 0 | 0.17 | 0 | 268.73 | 1 | Honeywell | 2023-09-26 | redacted
Low Income - Power to Save | Faucet Aerators | 0 | 0 | 0.02 | 110.58 | 1 | Honeywell | 2023-09-26 | redacted
Low Income - Power to Save | Low Flow Showerhead | 0 | 0.04 | 0.1 | 504.08 | 1 | Honeywell | 2023-09-26 | redacted
Low Income - Power to Save | LI - DUCT | 0 | 0.4 | 0.12 | 775.77 | 1 | Honeywell | 2023-09-26 | redacted
Low Income - Power to Save | LED Lights | 0 | 0 | 0 | 47.6 | 1 | Honeywell | 2023-09-26 | redacted
Low Income - Power to Save | Weather Strip/Caulk | 0 | 0.25 | 0.09 | 503.3 | 1 | Honeywell | 2023-09-28 | redacted
Low Income - Power to Save | Pipe Wrap | 0 | 0.01 | 0.03 | 143.65 | 1 | Honeywell | 2023-09-28 | redacted
Low Income - Power to Save | Outdoor Coil Cleaning | 0 | 0.1 | 0 | 275 | 1 | Honeywell | 2023-09-28 | redacted
Low Income - Power to Save | HVAC Inspection | 0 | 0.17 | 0 | 268.73 | 1 | Honeywell | 2023-09-28 | redacted
Low Income - Power to Save | Faucet Aerators | 0 | 0 | 0.02 | 110.58 | 1 | Honeywell | 2023-09-28 | redacted
Low Income - Power to Save | Low Flow Showerhead | 0 | 0.04 | 0.1 | 504.08 | 1 | Honeywell | 2023-09-28 | redacted
Low Income - Power to Save | LI - DUCT | 0 | 0.4 | 0.12 | 775.77 | 1 | Honeywell | 2023-09-28 | redacted
Low Income - Power to Save | LED Lights | 0 | 0 | 0 | 47.6 | 1 | Honeywell | 2023-09-28 | redacted
Low Income - Power to Save | Weather Strip/Caulk | 0 | 0.25 | 0.09 | 503.3 | 1 | Honeywell | 2023-09-26 | redacted
Low Income - Power to Save | Outdoor Coil Cleaning | 0 | 0.1 | 0 | 275 | 1 | Honeywell | 2023-09-26 | redacted
Low Income - Power to Save | HVAC Inspection | 0 | 0.17 | 0 | 268.73 | 1 | Honeywell | 2023-09-26 | redacted
Low Income - Power to Save | Faucet Aerators | 0 | 0 | 0.02 | 110.58 | 1 | Honeywell | 2023-09-26 | redacted
Low Income - Power to Save | Low Flow Showerhead | 0 | 0.04 | 0.1 | 504.08 | 1 | Honeywell | 2023-09-26 | redacted
Low Income - Power to Save | LI - DUCT | 0 | 0.4 | 0.12 | 775.77 | 1 | Honeywell | 2023-09-26 | redacted
Low Income - Power to Save | LED Lights | 0 | 0 | 0 | 47.6 | 1 | Honeywell | 2023-09-26 | redacted
Low Income - Power to Save | Weather Strip/Caulk | 0 | 0.25 | 0.09 | 503.3 | 1 | Honeywell | 2023-09-28 | redacted
Low Income - Power to Save | Outdoor Coil Cleaning | 0 | 0.1 | 0 | 275 | 1 | Honeywell | 2023-09-28 | redacted
Low Income - Power to Save | HVAC Inspection | 0 | 0.17 | 0 | 268.73 | 1 | Honeywell | 2023-09-28 | redacted
Low Income - Power to Save | Low Flow Showerhead | 0 | 0.04 | 0.1 | 504.08 | 1 | Honeywell | 2023-09-28 | redacted
Low Income - Power to Save | LI - DUCT | 0 | 0.4 | 0.12 | 775.77 | 1 | Honeywell | 2023-09-28 | redacted
Low Income - Power to Save | LED Lights | 0 | 0 | 0 | 47.6 | 1 | Honeywell | 2023-09-28 | redacted
Low Income - Power to Save | Weather Strip/Caulk | 0 | 0.25 | 0.09 | 503.3 | 1 | Honeywell | 2023-09-27 | redacted
Low Income - Power to Save | Pipe Wrap | 0 | 0.01 | 0.03 | 143.65 | 1 | Honeywell | 2023-09-27 | redacted
Low Income - Power to Save | Outdoor Coil Cleaning | 0 | 0.1 | 0 | 275 | 1 | Honeywell | 2023-09-27 | redacted
Low Income - Power to Save | HVAC Inspection | 0 | 0.17 | 0 | 268.73 | 1 | Honeywell | 2023-09-27 | redacted
Low Income - Power to Save | Faucet Aerators | 0 | 0 | 0.02 | 110.58 | 1 | Honeywell | 2023-09-27 | redacted
Low Income - Power to Save | Low Flow Showerhead | 0 | 0.04 | 0.1 | 504.08 | 1 | Honeywell | 2023-09-27 | redacted
Low Income - Power to Save | LED Lights | 0 | 0 | 0 | 47.6 | 1 | Honeywell | 2023-09-27 | redacted
Low Income - Power to Save | Weather Strip/Caulk | 0 | 0.25 | 0.09 | 503.3 | 1 | Honeywell | 2023-09-26 | redacted
Low Income - Power to Save | Outdoor Coil Cleaning | 0 | 0.1 | 0 | 275 | 1 | Honeywell | 2023-09-26 | redacted
Low Income - Power to Save | HVAC Inspection | 0 | 0.17 | 0 | 268.73 | 1 | Honeywell | 2023-09-26 | redacted
Low Income - Power to Save | Faucet Aerators | 0 | 0 | 0.02 | 110.58 | 1 | Honeywell | 2023-09-26 | redacted
Low Income - Power to Save | Low Flow Showerhead | 0 | 0.04 | 0.1 | 504.08 | 1 | Honeywell | 2023-09-26 | redacted
Low Income - Power to Save | LED Lights | 0 | 0 | 0 | 47.6 | 1 | Honeywell | 2023-09-26 | redacted
Low Income - Power to Save | Weather Strip/Caulk | 0 | 0.25 | 0.09 | 503.3 | 1 | Honeywell | 2023-09-06 | redacted
Low Income - Power to Save | Pipe Wrap | 0 | 0.01 | 0.03 | 143.65 | 1 | Honeywell | 2023-09-06 | redacted
Low Income - Power to Save | Outdoor Coil Cleaning | 0 | 0.1 | 0 | 275 | 1 | Honeywell | 2023-09-06 | redacted
Low Income - Power to Save | HVAC Inspection | 0 | 0.17 | 0 | 268.73 | 1 | Honeywell | 2023-09-06 | redacted
Low Income - Power to Save | Faucet Aerators | 0 | 0 | 0.02 | 110.58 | 1 | Honeywell | 2023-09-06 | redacted
Low Income - Power to Save | Low Flow Showerhead | 0 | 0.04 | 0.1 | 504.08 | 1 | Honeywell | 2023-09-06 | redacted
Low Income - Power to Save | LI - DUCT | 0 | 0.4 | 0.12 | 775.77 | 1 | Honeywell | 2023-09-06 | redacted
Low Income - Power to Save | LED Lights | 0 | 0 | 0 | 47.6 | 1 | Honeywell | 2023-09-06 | redacted
Low Income - Power to Save | Weather Strip/Caulk | 0 | 0.25 | 0.09 | 503.3 | 1 | Honeywell | 2023-09-29 | redacted
Low Income - Power to Save | Pipe Wrap | 0 | 0.01 | 0.03 | 143.65 | 1 | Honeywell | 2023-09-29 | redacted
Low Income - Power to Save | Outdoor Coil Cleaning | 0 | 0.1 | 0 | 275 | 1 | Honeywell | 2023-09-29 | redacted
Low Income - Power to Save | HVAC Inspection | 0 | 0.17 | 0 | 268.73 | 1 | Honeywell | 2023-09-29 | redacted
Low Income - Power to Save | Faucet Aerators | 0 | 0 | 0.02 | 110.58 | 1 | Honeywell | 2023-09-29 | redacted
Low Income - Power to Save | Low Flow Showerhead | 0 | 0.04 | 0.1 | 504.08 | 1 | Honeywell | 2023-09-29 | redacted
Low Income - Power to Save | LI - DUCT | 0 | 0.4 | 0.12 | 775.77 | 1 | Honeywell | 2023-09-29 | redacted
Low Income - Power to Save | LED Lights | 0 | 0 | 0 | 47.6 | 1 | Honeywell | 2023-09-29 | redacted
Low Income - Power to Save | Weather Strip/Caulk | 0 | 0.25 | 0.09 | 503.3 | 1 | Honeywell | 2023-09-27 | redacted
Low Income - Power to Save | Pipe Wrap | 0 | 0.01 | 0.03 | 143.65 | 1 | Honeywell | 2023-09-27 | redacted
Low Income - Power to Save | Outdoor Coil Cleaning | 0 | 0.1 | 0 | 275 | 1 | Honeywell | 2023-09-27 | redacted
Low Income - Power to Save | HVAC Inspection | 0 | 0.17 | 0 | 268.73 | 1 | Honeywell | 2023-09-27 | redacted
Low Income - Power to Save | Faucet Aerators | 0 | 0 | 0.02 | 110.58 | 1 | Honeywell | 2023-09-27 | redacted
Low Income - Power to Save | Low Flow Showerhead | 0 | 0.04 | 0.1 | 504.08 | 1 | Honeywell | 2023-09-27 | redacted
Low Income - Power to Save | LI - DUCT | 0 | 0.4 | 0.12 | 775.77 | 1 | Honeywell | 2023-09-27 | redacted
Low Income - Power to Save | LED Lights | 0 | 0 | 0 | 47.6 | 1 | Honeywell | 2023-09-27 | redacted
Low Income - Power to Save | Weather Strip/Caulk | 0 | 0.25 | 0.09 | 503.3 | 1 | Honeywell | 2023-09-30 | redacted
Low Income - Power to Save | Outdoor Coil Cleaning | 0 | 0.1 | 0 | 275 | 1 | Honeywell | 2023-09-30 | redacted
Low Income - Power to Save | HVAC Inspection | 0 | 0.17 | 0 | 268.73 | 1 | Honeywell | 2023-09-30 | redacted
Low Income - Power to Save | Faucet Aerators | 0 | 0 | 0.02 | 110.58 | 1 | Honeywell | 2023-09-30 | redacted
Low Income - Power to Save | LI - DUCT | 0 | 0.4 | 0.12 | 775.77 | 1 | Honeywell | 2023-09-30 | redacted
Low Income - Power to Save | LED Lights | 0 | 0 | 0 | 47.6 | 1 | Honeywell | 2023-09-30 | redacted
Low Income - Power to Save | Weather Strip/Caulk | 0 | 0.25 | 0.09 | 503.3 | 1 | Honeywell | 2023-09-11 | redacted
Low Income - Power to Save | Pipe Wrap | 0 | 0.01 | 0.03 | 143.65 | 1 | Honeywell | 2023-09-11 | redacted
Low Income - Power to Save | Faucet Aerators | 0 | 0 | 0.02 | 110.58 | 1 | Honeywell | 2023-09-11 | redacted
Low Income - Power to Save | Low Flow Showerhead | 0 | 0.04 | 0.1 | 504.08 | 1 | Honeywell | 2023-09-11 | redacted
Low Income - Power to Save | LED Lights | 0 | 0 | 0 | 47.6 | 1 | Honeywell | 2023-09-11 | redacted
Low Income - Power to Save | Outdoor Coil Cleaning | 0 | 0.1 | 0 | 275 | 1 | Honeywell | 2023-09-27 | redacted
Low Income - Power to Save | Faucet Aerators | 0 | 0 | 0.02 | 110.58 | 1 | Honeywell | 2023-09-27 | redacted
Low Income - Power to Save | Low Flow Showerhead | 0 | 0.04 | 0.1 | 504.08 | 1 | Honeywell | 2023-09-27 | redacted
Low Income - Power to Save | LED Lights | 0 | 0 | 0 | 47.6 | 1 | Honeywell | 2023-09-27 | redacted
Low Income - Power to Save | Weather Strip/Caulk | 0 | 0.25 | 0.09 | 503.3 | 1 | Honeywell | 2023-09-26 | redacted
Low Income - Power to Save | Outdoor Coil Cleaning | 0 | 0.1 | 0 | 275 | 1 | Honeywell | 2023-09-26 | redacted
Low Income - Power to Save | HVAC Inspection | 0 | 0.17 | 0 | 268.73 | 1 | Honeywell | 2023-09-26 | redacted
Low Income - Power to Save | Low Flow Showerhead | 0 | 0.04 | 0.1 | 504.08 | 1 | Honeywell | 2023-09-26 | redacted
Low Income - Power to Save | LED Lights | 0 | 0 | 0 | 47.6 | 1 | Honeywell | 2023-09-26 | redacted
Low Income - Power to Save | Weather Strip/Caulk | 0 | 0.25 | 0.09 | 503.3 | 1 | Honeywell | 2023-09-28 | redacted
Low Income - Power to Save | Outdoor Coil Cleaning | 0 | 0.1 | 0 | 275 | 1 | Honeywell | 2023-09-28 | redacted
Low Income - Power to Save | HVAC Inspection | 0 | 0.17 | 0 | 268.73 | 1 | Honeywell | 2023-09-28 | redacted
Low Income - Power to Save | Faucet Aerators | 0 | 0 | 0.02 | 110.58 | 1 | Honeywell | 2023-09-28 | redacted
Low Income - Power to Save | LED Lights | 0 | 0 | 0 | 47.6 | 1 | Honeywell | 2023-09-28 | redacted
Low Income - Power to Save | Weather Strip/Caulk | 0 | 0.25 | 0.09 | 503.3 | 1 | Honeywell | 2023-09-07 | redacted
Low Income - Power to Save | Outdoor Coil Cleaning | 0 | 0.1 | 0 | 275 | 1 | Honeywell | 2023-09-07 | redacted
Low Income - Power to Save | HVAC Inspection | 0 | 0.17 | 0 | 268.73 | 1 | Honeywell | 2023-09-07 | redacted
Low Income - Power to Save | Faucet Aerators | 0 | 0 | 0.02 | 110.58 | 1 | Honeywell | 2023-09-07 | redacted
Low Income - Power to Save | Low Flow Showerhead | 0 | 0.04 | 0.1 | 504.08 | 1 | Honeywell | 2023-09-07 | redacted
Low Income - Power to Save | LI - DUCT | 0 | 0.4 | 0.12 | 775.77 | 1 | Honeywell | 2023-09-07 | redacted
Low Income - Power to Save | LED Lights | 0 | 0 | 0 | 47.6 | 1 | Honeywell | 2023-09-07 | redacted
Low Income - Power to Save | Weather Strip/Caulk | 0 | 0.25 | 0.09 | 503.3 | 1 | Honeywell | 2023-09-06 | redacted
Low Income - Power to Save | Faucet Aerators | 0 | 0 | 0.02 | 110.58 | 1 | Honeywell | 2023-09-06 | redacted
Low Income - Power to Save | Low Flow Showerhead | 0 | 0.04 | 0.1 | 504.08 | 1 | Honeywell | 2023-09-06 | redacted
Low Income - Power to Save | LED Lights | 0 | 0 | 0 | 47.6 | 1 | Honeywell | 2023-09-06 | redacted
Low Income - Power to Save | Weather Strip/Caulk | 0 | 0.25 | 0.09 | 503.3 | 1 | Honeywell | 2023-09-05 | redacted
Low Income - Power to Save | Pipe Wrap | 0 | 0.01 | 0.03 | 143.65 | 1 | Honeywell | 2023-09-05 | redacted
Low Income - Power to Save | Outdoor Coil Cleaning | 0 | 0.1 | 0 | 275 | 1 | Honeywell | 2023-09-05 | redacted
Low Income - Power to Save | HVAC Inspection | 0 | 0.17 | 0 | 268.73 | 1 | Honeywell | 2023-09-05 | redacted
Low Income - Power to Save | Faucet Aerators | 0 | 0 | 0.02 | 110.58 | 1 | Honeywell | 2023-09-05 | redacted
Low Income - Power to Save | Low Flow Showerhead | 0 | 0.04 | 0.1 | 504.08 | 1 | Honeywell | 2023-09-05 | redacted
Low Income - Power to Save | LI - DUCT | 0 | 0.4 | 0.12 | 775.77 | 1 | Honeywell | 2023-09-05 | redacted
Low Income - Power to Save | LED Lights | 0 | 0 | 0 | 47.6 | 1 | Honeywell | 2023-09-05 | redacted
Low Income - Power to Save | Weather Strip/Caulk | 0 | 0.25 | 0.09 | 503.3 | 1 | Honeywell | 2023-09-28 | redacted
Low Income - Power to Save | Pipe Wrap | 0 | 0.01 | 0.03 | 143.65 | 1 | Honeywell | 2023-09-28 | redacted
Low Income - Power to Save | Outdoor Coil Cleaning | 0 | 0.1 | 0 | 275 | 1 | Honeywell | 2023-09-28 | redacted
Low Income - Power to Save | HVAC Inspection | 0 | 0.17 | 0 | 268.73 | 1 | Honeywell | 2023-09-28 | redacted
Low Income - Power to Save | Faucet Aerators | 0 | 0 | 0.02 | 110.58 | 1 | Honeywell | 2023-09-28 | redacted
Low Income - Power to Save | Low Flow Showerhead | 0 | 0.04 | 0.1 | 504.08 | 1 | Honeywell | 2023-09-28 | redacted
Low Income - Power to Save | LI - DUCT | 0 | 0.4 | 0.12 | 775.77 | 1 | Honeywell | 2023-09-28 | redacted
Low Income - Power to Save | LED Lights | 0 | 0 | 0 | 47.6 | 1 | Honeywell | 2023-09-28 | redacted
Low Income - Power to Save | Outdoor Coil Cleaning | 0 | 0.1 | 0 | 275 | 1 | Honeywell | 2023-09-28 | redacted
Low Income - Power to Save | Faucet Aerators | 0 | 0 | 0.02 | 110.58 | 1 | Honeywell | 2023-09-28 | redacted
Low Income - Power to Save | Low Flow Showerhead | 0 | 0.04 | 0.1 | 504.08 | 1 | Honeywell | 2023-09-28 | redacted
Low Income - Power to Save | LED Lights | 0 | 0 | 0 | 47.6 | 1 | Honeywell | 2023-09-28 | redacted
Low Income - Power to Save | Weather Strip/Caulk | 0 | 0.25 | 0.09 | 503.3 | 1 | Honeywell | 2023-09-28 | redacted
Low Income - Power to Save | Outdoor Coil Cleaning | 0 | 0.1 | 0 | 275 | 1 | Honeywell | 2023-09-28 | redacted
Low Income - Power to Save | HVAC Inspection | 0 | 0.17 | 0 | 268.73 | 1 | Honeywell | 2023-09-28 | redacted
Low Income - Power to Save | Faucet Aerators | 0 | 0 | 0.02 | 110.58 | 1 | Honeywell | 2023-09-28 | redacted
Low Income - Power to Save | Low Flow Showerhead | 0 | 0.04 | 0.1 | 504.08 | 1 | Honeywell | 2023-09-28 | redacted
Low Income - Power to Save | LI - DUCT | 0 | 0.4 | 0.12 | 775.77 | 1 | Honeywell | 2023-09-28 | redacted
Low Income - Power to Save | LED Lights | 0 | 0 | 0 | 47.6 | 1 | Honeywell | 2023-09-28 | redacted
Low Income - Power to Save | Weather Strip/Caulk | 0 | 0.25 | 0.09 | 503.3 | 1 | Honeywell | 2023-09-29 | redacted
Low Income - Power to Save | Pipe Wrap | 0 | 0.01 | 0.03 | 143.65 | 1 | Honeywell | 2023-09-29 | redacted
Low Income - Power to Save | Outdoor Coil Cleaning | 0 | 0.1 | 0 | 275 | 1 | Honeywell | 2023-09-29 | redacted
Low Income - Power to Save | HVAC Inspection | 0 | 0.17 | 0 | 268.73 | 1 | Honeywell | 2023-09-29 | redacted
Low Income - Power to Save | Faucet Aerators | 0 | 0 | 0.02 | 110.58 | 1 | Honeywell | 2023-09-29 | redacted
Low Income - Power to Save | Low Flow Showerhead | 0 | 0.04 | 0.1 | 504.08 | 1 | Honeywell | 2023-09-29 | redacted
Low Income - Power to Save | LI - DUCT | 0 | 0.4 | 0.12 | 775.77 | 1 | Honeywell | 2023-09-29 | redacted
Low Income - Power to Save | LED Lights | 0 | 0 | 0 | 47.6 | 1 | Honeywell | 2023-09-29 | redacted
Low Income - Power to Save | Weather Strip/Caulk | 0 | 0.25 | 0.09 | 503.3 | 1 | Honeywell | 2023-09-26 | redacted
Low Income - Power to Save | Outdoor Coil Cleaning | 0 | 0.1 | 0 | 275 | 1 | Honeywell | 2023-09-26 | redacted
Low Income - Power to Save | HVAC Inspection | 0 | 0.17 | 0 | 268.73 | 1 | Honeywell | 2023-09-26 | redacted
Low Income - Power to Save | Faucet Aerators | 0 | 0 | 0.02 | 110.58 | 1 | Honeywell | 2023-09-26 | redacted
Low Income - Power to Save | Low Flow Showerhead | 0 | 0.04 | 0.1 | 504.08 | 1 | Honeywell | 2023-09-26 | redacted
Low Income - Power to Save | LED Lights | 0 | 0 | 0 | 47.6 | 1 | Honeywell | 2023-09-26 | redacted
Low Income - Power to Save | Weather Strip/Caulk | 0 | 0.25 | 0.09 | 503.3 | 1 | Honeywell | 2023-09-05 | redacted
Low Income - Power to Save | Pipe Wrap | 0 | 0.01 | 0.03 | 143.65 | 1 | Honeywell | 2023-09-05 | redacted
Low Income - Power to Save | Outdoor Coil Cleaning | 0 | 0.1 | 0 | 275 | 1 | Honeywell | 2023-09-05 | redacted
Low Income - Power to Save | HVAC Inspection | 0 | 0.17 | 0 | 268.73 | 1 | Honeywell | 2023-09-05 | redacted
Low Income - Power to Save | Faucet Aerators | 0 | 0 | 0.02 | 110.58 | 1 | Honeywell | 2023-09-05 | redacted
Low Income - Power to Save | Low Flow Showerhead | 0 | 0.04 | 0.1 | 504.08 | 1 | Honeywell | 2023-09-05 | redacted
Low Income - Power to Save | LI - DUCT | 0 | 0.4 | 0.12 | 775.77 | 1 | Honeywell | 2023-09-05 | redacted
Low Income - Power to Save | LED Lights | 0 | 0 | 0 | 47.6 | 1 | Honeywell | 2023-09-05 | redacted
Low Income - Power to Save | Weather Strip/Caulk | 0 | 0.25 | 0.09 | 503.3 | 1 | Honeywell | 2023-09-29 | redacted
Low Income - Power to Save | Outdoor Coil Cleaning | 0 | 0.1 | 0 | 275 | 1 | Honeywell | 2023-09-29 | redacted
Low Income - Power to Save | HVAC Inspection | 0 | 0.17 | 0 | 268.73 | 1 | Honeywell | 2023-09-29 | redacted
Low Income - Power to Save | Faucet Aerators | 0 | 0 | 0.02 | 110.58 | 1 | Honeywell | 2023-09-29 | redacted
Low Income - Power to Save | Low Flow Showerhead | 0 | 0.04 | 0.1 | 504.08 | 1 | Honeywell | 2023-09-29 | redacted
Low Income - Power to Save | LED Lights | 0 | 0 | 0 | 47.6 | 1 | Honeywell | 2023-09-29 | redacted
Low Income - Power to Save | Weather Strip/Caulk | 0 | 0.25 | 0.09 | 503.3 | 1 | Honeywell | 2023-09-28 | redacted
Low Income - Power to Save | Faucet Aerators | 0 | 0 | 0.02 | 110.58 | 1 | Honeywell | 2023-09-28 | redacted
Low Income - Power to Save | Low Flow Showerhead | 0 | 0.04 | 0.1 | 504.08 | 1 | Honeywell | 2023-09-28 | redacted
Low Income - Power to Save | LED Lights | 0 | 0 | 0 | 47.6 | 1 | Honeywell | 2023-09-28 | redacted
Low Income - Power to Save | Weather Strip/Caulk | 0 | 0.25 | 0.09 | 503.3 | 1 | Honeywell | 2023-09-07 | redacted
Low Income - Power to Save | Outdoor Coil Cleaning | 0 | 0.1 | 0 | 275 | 1 | Honeywell | 2023-09-07 | redacted
Low Income - Power to Save | HVAC Inspection | 0 | 0.17 | 0 | 268.73 | 1 | Honeywell | 2023-09-07 | redacted
Low Income - Power to Save | Faucet Aerators | 0 | 0 | 0.02 | 110.58 | 1 | Honeywell | 2023-09-07 | redacted
Low Income - Power to Save | Low Flow Showerhead | 0 | 0.04 | 0.1 | 504.08 | 1 | Honeywell | 2023-09-07 | redacted
Low Income - Power to Save | LI - DUCT | 0 | 0.4 | 0.12 | 775.77 | 1 | Honeywell | 2023-09-07 | redacted
Low Income - Power to Save | LED Lights | 0 | 0 | 0 | 47.6 | 1 | Honeywell | 2023-09-07 | redacted
Low Income - Power to Save | Weather Strip/Caulk | 0 | 0.25 | 0.09 | 503.3 | 1 | Honeywell | 2023-09-06 | redacted
Low Income - Power to Save | Faucet Aerators | 0 | 0 | 0.02 | 110.58 | 1 | Honeywell | 2023-09-06 | redacted
Low Income - Power to Save | Low Flow Showerhead | 0 | 0.04 | 0.1 | 504.08 | 1 | Honeywell | 2023-09-06 | redacted
Low Income - Power to Save | LED Lights | 0 | 0 | 0 | 47.6 | 1 | Honeywell | 2023-09-06 | redacted
Low Income - Power to Save | Weather Strip/Caulk | 0 | 0.25 | 0.09 | 503.3 | 1 | Honeywell | 2023-09-11 | redacted
Low Income - Power to Save | Pipe Wrap | 0 | 0.01 | 0.03 | 143.65 | 1 | Honeywell | 2023-09-11 | redacted
Low Income - Power to Save | Low Flow Showerhead | 0 | 0.04 | 0.1 | 504.08 | 1 | Honeywell | 2023-09-11 | redacted
Low Income - Power to Save | LED Lights | 0 | 0 | 0 | 47.6 | 1 | Honeywell | 2023-09-11 | redacted
Low Income - Power to Save | Weather Strip/Caulk | 0 | 0.25 | 0.09 | 503.3 | 1 | Honeywell | 2023-09-26 | redacted
Low Income - Power to Save | Faucet Aerators | 0 | 0 | 0.02 | 110.58 | 1 | Honeywell | 2023-09-26 | redacted
Low Income - Power to Save | Low Flow Showerhead | 0 | 0.04 | 0.1 | 504.08 | 1 | Honeywell | 2023-09-26 | redacted
Low Income - Power to Save | LED Lights | 0 | 0 | 0 | 47.6 | 1 | Honeywell | 2023-09-26 | redacted
Low Income - Power to Save | Weather Strip/Caulk | 0 | 0.25 | 0.09 | 503.3 | 1 | Honeywell | 2023-09-29 | redacted
Low Income - Power to Save | Outdoor Coil Cleaning | 0 | 0.1 | 0 | 275 | 1 | Honeywell | 2023-09-29 | redacted
Low Income - Power to Save | HVAC Inspection | 0 | 0.17 | 0 | 268.73 | 1 | Honeywell | 2023-09-29 | redacted
Low Income - Power to Save | Faucet Aerators | 0 | 0 | 0.02 | 110.58 | 1 | Honeywell | 2023-09-29 | redacted
Low Income - Power to Save | LI - DUCT | 0 | 0.4 | 0.12 | 775.77 | 1 | Honeywell | 2023-09-29 | redacted
Low Income - Power to Save | LED Lights | 0 | 0 | 0 | 47.6 | 1 | Honeywell | 2023-09-29 | redacted
Low Income - Power to Save | Outdoor Coil Cleaning | 0 | 0.1 | 0 | 275 | 1 | Honeywell | 2023-09-28 | redacted
Low Income - Power to Save | Faucet Aerators | 0 | 0 | 0.02 | 110.58 | 1 | Honeywell | 2023-09-28 | redacted
Low Income - Power to Save | Low Flow Showerhead | 0 | 0.04 | 0.1 | 504.08 | 1 | Honeywell | 2023-09-28 | redacted
Low Income - Power to Save | LED Lights | 0 | 0 | 0 | 47.6 | 1 | Honeywell | 2023-09-28 | redacted
Low Income - Power to Save | Weather Strip/Caulk | 0 | 0.25 | 0.09 | 503.3 | 1 | Honeywell | 2023-09-26 | redacted
Low Income - Power to Save | Faucet Aerators | 0 | 0 | 0.02 | 110.58 | 1 | Honeywell | 2023-09-26 | redacted
Low Income - Power to Save | Low Flow Showerhead | 0 | 0.04 | 0.1 | 504.08 | 1 | Honeywell | 2023-09-26 | redacted
Low Income - Power to Save | LED Lights | 0 | 0 | 0 | 47.6 | 1 | Honeywell | 2023-09-26 | redacted
Low Income - Power to Save | Weather Strip/Caulk | 0 | 0.25 | 0.09 | 503.3 | 1 | Honeywell | 2023-09-28 | redacted
Low Income - Power to Save | Pipe Wrap | 0 | 0.01 | 0.03 | 143.65 | 1 | Honeywell | 2023-09-28 | redacted
Low Income - Power to Save | Outdoor Coil Cleaning | 0 | 0.1 | 0 | 275 | 1 | Honeywell | 2023-09-28 | redacted
Low Income - Power to Save | HVAC Inspection | 0 | 0.17 | 0 | 268.73 | 1 | Honeywell | 2023-09-28 | redacted
Low Income - Power to Save | Faucet Aerators | 0 | 0 | 0.02 | 110.58 | 1 | Honeywell | 2023-09-28 | redacted
Low Income - Power to Save | Low Flow Showerhead | 0 | 0.04 | 0.1 | 504.08 | 1 | Honeywell | 2023-09-28 | redacted
Low Income - Power to Save | LI - DUCT | 0 | 0.4 | 0.12 | 775.77 | 1 | Honeywell | 2023-09-28 | redacted
Low Income - Power to Save | LED Lights | 0 | 0 | 0 | 47.6 | 1 | Honeywell | 2023-09-28 | redacted
Low Income - Power to Save | Weather Strip/Caulk | 0 | 0.25 | 0.09 | 503.3 | 1 | Honeywell | 2023-09-30 | redacted
Low Income - Power to Save | Outdoor Coil Cleaning | 0 | 0.1 | 0 | 275 | 1 | Honeywell | 2023-09-30 | redacted
Low Income - Power to Save | HVAC Inspection | 0 | 0.17 | 0 | 268.73 | 1 | Honeywell | 2023-09-30 | redacted
Low Income - Power to Save | Faucet Aerators | 0 | 0 | 0.02 | 110.58 | 1 | Honeywell | 2023-09-30 | redacted
Low Income - Power to Save | Low Flow Showerhead | 0 | 0.04 | 0.1 | 504.08 | 1 | Honeywell | 2023-09-30 | redacted
Low Income - Power to Save | LI - DUCT | 0 | 0.4 | 0.12 | 775.77 | 1 | Honeywell | 2023-09-30 | redacted
Low Income - Power to Save | LED Lights | 0 | 0 | 0 | 47.6 | 1 | Honeywell | 2023-09-30 | redacted
Low Income - Power to Save | Weather Strip/Caulk | 0 | 0.25 | 0.09 | 503.3 | 1 | Honeywell | 2023-09-27 | redacted
Low Income - Power to Save | Outdoor Coil Cleaning | 0 | 0.1 | 0 | 275 | 1 | Honeywell | 2023-09-27 | redacted
Low Income - Power to Save | HVAC Inspection | 0 | 0.17 | 0 | 268.73 | 1 | Honeywell | 2023-09-27 | redacted
Low Income - Power to Save | Faucet Aerators | 0 | 0 | 0.02 | 110.58 | 1 | Honeywell | 2023-09-27 | redacted
Low Income - Power to Save | Low Flow Showerhead | 0 | 0.04 | 0.1 | 504.08 | 1 | Honeywell | 2023-09-27 | redacted
Low Income - Power to Save | LI - DUCT | 0 | 0.4 | 0.12 | 775.77 | 1 | Honeywell | 2023-09-27 | redacted
Low Income - Power to Save | LED Lights | 0 | 0 | 0 | 47.6 | 1 | Honeywell | 2023-09-27 | redacted
Low Income - Power to Save | Weather Strip/Caulk | 0 | 0.25 | 0.09 | 503.3 | 1 | Honeywell | 2023-09-05 | redacted
Low Income - Power to Save | Outdoor Coil Cleaning | 0 | 0.1 | 0 | 275 | 1 | Honeywell | 2023-09-05 | redacted
Low Income - Power to Save | HVAC Inspection | 0 | 0.17 | 0 | 268.73 | 1 | Honeywell | 2023-09-05 | redacted
Low Income - Power to Save | Low Flow Showerhead | 0 | 0.04 | 0.1 | 504.08 | 1 | Honeywell | 2023-09-05 | redacted
Low Income - Power to Save | LI - DUCT | 0 | 0.4 | 0.12 | 775.77 | 1 | Honeywell | 2023-09-05 | redacted
Low Income - Power to Save | LED Lights | 0 | 0 | 0 | 47.6 | 1 | Honeywell | 2023-09-05 | redacted
Low Income - Power to Save | Outdoor Coil Cleaning | 0 | 0.1 | 0 | 275 | 1 | Honeywell | 2023-09-26 | redacted
Low Income - Power to Save | HVAC Inspection | 0 | 0.17 | 0 | 268.73 | 1 | Honeywell | 2023-09-26 | redacted
Low Income - Power to Save | LED Lights | 0 | 0 | 0 | 47.6 | 1 | Honeywell | 2023-09-26 | redacted
Low Income - Power to Save | Weather Strip/Caulk | 0 | 0.25 | 0.09 | 503.3 | 1 | Honeywell | 2023-09-07 | redacted
Low Income - Power to Save | Faucet Aerators | 0 | 0 | 0.02 | 110.58 | 1 | Honeywell | 2023-09-07 | redacted
Low Income - Power to Save | LED Lights | 0 | 0 | 0 | 47.6 | 1 | Honeywell | 2023-09-07 | redacted
Low Income - Power to Save | Weather Strip/Caulk | 0 | 0.25 | 0.09 | 503.3 | 1 | Honeywell | 2023-09-28 | redacted
Low Income - Power to Save | Outdoor Coil Cleaning | 0 | 0.1 | 0 | 275 | 1 | Honeywell | 2023-09-28 | redacted
Low Income - Power to Save | HVAC Inspection | 0 | 0.17 | 0 | 268.73 | 1 | Honeywell | 2023-09-28 | redacted
Low Income - Power to Save | Faucet Aerators | 0 | 0 | 0.02 | 110.58 | 1 | Honeywell | 2023-09-28 | redacted
Low Income - Power to Save | Low Flow Showerhead | 0 | 0.04 | 0.1 | 504.08 | 1 | Honeywell | 2023-09-28 | redacted
Low Income - Power to Save | LI - DUCT | 0 | 0.4 | 0.12 | 775.77 | 1 | Honeywell | 2023-09-28 | redacted
Low Income - Power to Save | LED Lights | 0 | 0 | 0 | 47.6 | 1 | Honeywell | 2023-09-28 | redacted
Low Income - Power to Save | Weather Strip/Caulk | 0 | 0.25 | 0.09 | 503.3 | 1 | Honeywell | 2023-09-26 | redacted
Low Income - Power to Save | LED Lights | 0 | 0 | 0 | 47.6 | 1 | Honeywell | 2023-09-26 | redacted
Low Income - Power to Save | Outdoor Coil Cleaning | 0 | 0.1 | 0 | 275 | 1 | Honeywell | 2023-09-30 | redacted
Low Income - Power to Save | Faucet Aerators | 0 | 0 | 0.02 | 110.58 | 1 | Honeywell | 2023-09-30 | redacted
Low Income - Power to Save | Low Flow Showerhead | 0 | 0.04 | 0.1 | 504.08 | 1 | Honeywell | 2023-09-30 | redacted
Low Income - Power to Save | LED Lights | 0 | 0 | 0 | 47.6 | 1 | Honeywell | 2023-09-30 | redacted
Low Income - Power to Save | Weather Strip/Caulk | 0 | 0.25 | 0.09 | 503.3 | 1 | Honeywell | 2023-09-28 | redacted
Low Income - Power to Save | Outdoor Coil Cleaning | 0 | 0.1 | 0 | 275 | 1 | Honeywell | 2023-09-28 | redacted
Low Income - Power to Save | Faucet Aerators | 0 | 0 | 0.02 | 110.58 | 1 | Honeywell | 2023-09-28 | redacted
Low Income - Power to Save | Low Flow Showerhead | 0 | 0.04 | 0.1 | 504.08 | 1 | Honeywell | 2023-09-28 | redacted
Low Income - Power to Save | LI - DUCT | 0 | 0.4 | 0.12 | 775.77 | 1 | Honeywell | 2023-09-28 | redacted
Low Income - Power to Save | LED Lights | 0 | 0 | 0 | 47.6 | 1 | Honeywell | 2023-09-28 | redacted
Low Income - Power to Save | Weather Strip/Caulk | 0 | 0.25 | 0.09 | 503.3 | 1 | Honeywell | 2023-09-28 | redacted
Low Income - Power to Save | Outdoor Coil Cleaning | 0 | 0.1 | 0 | 275 | 1 | Honeywell | 2023-09-28 | redacted
Low Income - Power to Save | HVAC Inspection | 0 | 0.17 | 0 | 268.73 | 1 | Honeywell | 2023-09-28 | redacted
Low Income - Power to Save | Faucet Aerators | 0 | 0 | 0.02 | 110.58 | 1 | Honeywell | 2023-09-28 | redacted
Low Income - Power to Save | Low Flow Showerhead | 0 | 0.04 | 0.1 | 504.08 | 1 | Honeywell | 2023-09-28 | redacted
Low Income - Power to Save | LI - DUCT | 0 | 0.4 | 0.12 | 775.77 | 1 | Honeywell | 2023-09-28 | redacted
Low Income - Power to Save | LED Lights | 0 | 0 | 0 | 47.6 | 1 | Honeywell | 2023-09-28 | redacted
Low Income - Power to Save | Weather Strip/Caulk | 0 | 0.25 | 0.09 | 503.3 | 1 | Honeywell | 2023-09-06 | redacted
Low Income - Power to Save | Pipe Wrap | 0 | 0.01 | 0.03 | 143.65 | 1 | Honeywell | 2023-09-06 | redacted
Low Income - Power to Save | Outdoor Coil Cleaning | 0 | 0.1 | 0 | 275 | 1 | Honeywell | 2023-09-06 | redacted
Low Income - Power to Save | HVAC Inspection | 0 | 0.17 | 0 | 268.73 | 1 | Honeywell | 2023-09-06 | redacted
Low Income - Power to Save | Faucet Aerators | 0 | 0 | 0.02 | 110.58 | 1 | Honeywell | 2023-09-06 | redacted
Low Income - Power to Save | Low Flow Showerhead | 0 | 0.04 | 0.1 | 504.08 | 1 | Honeywell | 2023-09-06 | redacted
Low Income - Power to Save | LI - DUCT | 0 | 0.4 | 0.12 | 775.77 | 1 | Honeywell | 2023-09-06 | redacted
Low Income - Power to Save | LED Lights | 0 | 0 | 0 | 47.6 | 1 | Honeywell | 2023-09-06 | redacted
Low Income - Power to Save | Faucet Aerators | 0 | 0 | 0.02 | 110.58 | 1 | Honeywell | 2023-09-28 | redacted
Low Income - Power to Save | Low Flow Showerhead | 0 | 0.04 | 0.1 | 504.08 | 1 | Honeywell | 2023-09-28 | redacted
Low Income - Power to Save | LED Lights | 0 | 0 | 0 | 47.6 | 1 | Honeywell | 2023-09-28 | redacted
Low Income - Power to Save | Weather Strip/Caulk | 0 | 0.25 | 0.09 | 503.3 | 1 | Honeywell | 2023-09-07 | redacted
Low Income - Power to Save | Outdoor Coil Cleaning | 0 | 0.1 | 0 | 275 | 1 | Honeywell | 2023-09-07 | redacted
Low Income - Power to Save | HVAC Inspection | 0 | 0.17 | 0 | 268.73 | 1 | Honeywell | 2023-09-07 | redacted
Low Income - Power to Save | Faucet Aerators | 0 | 0 | 0.02 | 110.58 | 1 | Honeywell | 2023-09-07 | redacted
Low Income - Power to Save | Low Flow Showerhead | 0 | 0.04 | 0.1 | 504.08 | 1 | Honeywell | 2023-09-07 | redacted
Low Income - Power to Save | LI - DUCT | 0 | 0.4 | 0.12 | 775.77 | 1 | Honeywell | 2023-09-07 | redacted
Low Income - Power to Save | LED Lights | 0 | 0 | 0 | 47.6 | 1 | Honeywell | 2023-09-07 | redacted
Low Income - Power to Save | Weather Strip/Caulk | 0 | 0.25 | 0.09 | 503.3 | 1 | Honeywell | 2023-09-05 | redacted
Low Income - Power to Save | Outdoor Coil Cleaning | 0 | 0.1 | 0 | 275 | 1 | Honeywell | 2023-09-05 | redacted
Low Income - Power to Save | HVAC Inspection | 0 | 0.17 | 0 | 268.73 | 1 | Honeywell | 2023-09-05 | redacted
Low Income - Power to Save | Faucet Aerators | 0 | 0 | 0.02 | 110.58 | 1 | Honeywell | 2023-09-05 | redacted
Low Income - Power to Save | Low Flow Showerhead | 0 | 0.04 | 0.1 | 504.08 | 1 | Honeywell | 2023-09-05 | redacted
Low Income - Power to Save | LI - DUCT | 0 | 0.4 | 0.12 | 775.77 | 1 | Honeywell | 2023-09-05 | redacted
Low Income - Power to Save | LED Lights | 0 | 0 | 0 | 47.6 | 1 | Honeywell | 2023-09-05 | redacted
Low Income - Power to Save | Weather Strip/Caulk | 0 | 0.25 | 0.09 | 503.3 | 1 | Honeywell | 2023-09-07 | redacted
Low Income - Power to Save | Outdoor Coil Cleaning | 0 | 0.1 | 0 | 275 | 1 | Honeywell | 2023-09-07 | redacted
Low Income - Power to Save | LED Lights | 0 | 0 | 0 | 47.6 | 1 | Honeywell | 2023-09-07 | redacted
Low Income - Power to Save | Weather Strip/Caulk | 0 | 0.25 | 0.09 | 503.3 | 1 | Honeywell | 2023-09-11 | redacted
Low Income - Power to Save | LED Lights | 0 | 0 | 0 | 47.6 | 1 | Honeywell | 2023-09-11 | redacted
Low Income - Power to Save | Weather Strip/Caulk | 0 | 0.25 | 0.09 | 503.3 | 1 | Honeywell | 2023-09-29 | redacted
Low Income - Power to Save | Outdoor Coil Cleaning | 0 | 0.1 | 0 | 275 | 1 | Honeywell | 2023-09-29 | redacted
Low Income - Power to Save | HVAC Inspection | 0 | 0.17 | 0 | 268.73 | 1 | Honeywell | 2023-09-29 | redacted
Low Income - Power to Save | Faucet Aerators | 0 | 0 | 0.02 | 110.58 | 1 | Honeywell | 2023-09-29 | redacted
Low Income - Power to Save | Low Flow Showerhead | 0 | 0.04 | 0.1 | 504.08 | 1 | Honeywell | 2023-09-29 | redacted
Low Income - Power to Save | LI - DUCT | 0 | 0.4 | 0.12 | 775.77 | 1 | Honeywell | 2023-09-29 | redacted
Low Income - Power to Save | LED Lights | 0 | 0 | 0 | 47.6 | 1 | Honeywell | 2023-09-29 | redacted
Low Income - Power to Save | Weather Strip/Caulk | 0 | 0.25 | 0.09 | 503.3 | 1 | Honeywell | 2023-09-11 | redacted
Low Income - Power to Save | Pipe Wrap | 0 | 0.01 | 0.03 | 143.65 | 1 | Honeywell | 2023-09-11 | redacted
Low Income - Power to Save | Faucet Aerators | 0 | 0 | 0.02 | 110.58 | 1 | Honeywell | 2023-09-11 | redacted
Low Income - Power to Save | Low Flow Showerhead | 0 | 0.04 | 0.1 | 504.08 | 1 | Honeywell | 2023-09-11 | redacted
Low Income - Power to Save | LED Lights | 0 | 0 | 0 | 47.6 | 1 | Honeywell | 2023-09-11 | redacted
Low Income - Power to Save | Weather Strip/Caulk | 0 | 0.25 | 0.09 | 503.3 | 1 | Honeywell | 2023-09-30 | redacted
Low Income - Power to Save | Outdoor Coil Cleaning | 0 | 0.1 | 0 | 275 | 1 | Honeywell | 2023-09-30 | redacted
Low Income - Power to Save | HVAC Inspection | 0 | 0.17 | 0 | 268.73 | 1 | Honeywell | 2023-09-30 | redacted
Low Income - Power to Save | LED Lights | 0 | 0 | 0 | 47.6 | 1 | Honeywell | 2023-09-30 | redacted
Low Income - Power to Save | Weather Strip/Caulk | 0 | 0.25 | 0.09 | 503.3 | 1 | Honeywell | 2023-09-07 | redacted
Low Income - Power to Save | Outdoor Coil Cleaning | 0 | 0.1 | 0 | 275 | 1 | Honeywell | 2023-09-07 | redacted
Low Income - Power to Save | HVAC Inspection | 0 | 0.17 | 0 | 268.73 | 1 | Honeywell | 2023-09-07 | redacted
Low Income - Power to Save | Faucet Aerators | 0 | 0 | 0.02 | 110.58 | 1 | Honeywell | 2023-09-07 | redacted
Low Income - Power to Save | Low Flow Showerhead | 0 | 0.04 | 0.1 | 504.08 | 1 | Honeywell | 2023-09-07 | redacted
Low Income - Power to Save | LI - DUCT | 0 | 0.4 | 0.12 | 775.77 | 1 | Honeywell | 2023-09-07 | redacted
Low Income - Power to Save | LED Lights | 0 | 0 | 0 | 47.6 | 1 | Honeywell | 2023-09-07 | redacted
Low Income - Power to Save | Weather Strip/Caulk | 0 | 0.25 | 0.09 | 503.3 | 1 | Honeywell | 2023-09-29 | redacted
Low Income - Power to Save | Outdoor Coil Cleaning | 0 | 0.1 | 0 | 275 | 1 | Honeywell | 2023-09-29 | redacted
Low Income - Power to Save | HVAC Inspection | 0 | 0.17 | 0 | 268.73 | 1 | Honeywell | 2023-09-29 | redacted
Low Income - Power to Save | Faucet Aerators | 0 | 0 | 0.02 | 110.58 | 1 | Honeywell | 2023-09-29 | redacted
Low Income - Power to Save | Low Flow Showerhead | 0 | 0.04 | 0.1 | 504.08 | 1 | Honeywell | 2023-09-29 | redacted
Low Income - Power to Save | LED Lights | 0 | 0 | 0 | 47.6 | 1 | Honeywell | 2023-09-29 | redacted
Low Income - Power to Save | Weather Strip/Caulk | 0 | 0.25 | 0.09 | 503.3 | 1 | Honeywell | 2023-09-28 | redacted
Low Income - Power to Save | Outdoor Coil Cleaning | 0 | 0.1 | 0 | 275 | 1 | Honeywell | 2023-09-28 | redacted
Low Income - Power to Save | HVAC Inspection | 0 | 0.17 | 0 | 268.73 | 1 | Honeywell | 2023-09-28 | redacted
Low Income - Power to Save | Faucet Aerators | 0 | 0 | 0.02 | 110.58 | 1 | Honeywell | 2023-09-28 | redacted
Low Income - Power to Save | Low Flow Showerhead | 0 | 0.04 | 0.1 | 504.08 | 1 | Honeywell | 2023-09-28 | redacted
Low Income - Power to Save | LI - DUCT | 0 | 0.4 | 0.12 | 775.77 | 1 | Honeywell | 2023-09-28 | redacted
Low Income - Power to Save | LED Lights | 0 | 0 | 0 | 47.6 | 1 | Honeywell | 2023-09-28 | redacted
Low Income - Power to Save | Weather Strip/Caulk | 0 | 0.25 | 0.09 | 503.3 | 1 | Honeywell | 2023-09-07 | redacted
Low Income - Power to Save | Outdoor Coil Cleaning | 0 | 0.1 | 0 | 275 | 1 | Honeywell | 2023-09-07 | redacted
Low Income - Power to Save | LED Lights | 0 | 0 | 0 | 47.6 | 1 | Honeywell | 2023-09-07 | redacted
Low Income - Power to Save | Weather Strip/Caulk | 0 | 0.25 | 0.09 | 503.3 | 1 | Honeywell | 2023-09-30 | redacted
Low Income - Power to Save | Pipe Wrap | 0 | 0.01 | 0.03 | 143.65 | 1 | Honeywell | 2023-09-30 | redacted
Low Income - Power to Save | Outdoor Coil Cleaning | 0 | 0.1 | 0 | 275 | 1 | Honeywell | 2023-09-30 | redacted
Low Income - Power to Save | HVAC Inspection | 0 | 0.17 | 0 | 268.73 | 1 | Honeywell | 2023-09-30 | redacted
Low Income - Power to Save | Low Flow Showerhead | 0 | 0.04 | 0.1 | 504.08 | 1 | Honeywell | 2023-09-30 | redacted
Low Income - Power to Save | LI - DUCT | 0 | 0.4 | 0.12 | 775.77 | 1 | Honeywell | 2023-09-30 | redacted
Low Income - Power to Save | LED Lights | 0 | 0 | 0 | 47.6 | 1 | Honeywell | 2023-09-30 | redacted
Low Income - Power to Save | Weather Strip/Caulk | 0 | 0.25 | 0.09 | 503.3 | 1 | Honeywell | 2023-09-26 | redacted
Low Income - Power to Save | Outdoor Coil Cleaning | 0 | 0.1 | 0 | 275 | 1 | Honeywell | 2023-09-26 | redacted
Low Income - Power to Save | HVAC Inspection | 0 | 0.17 | 0 | 268.73 | 1 | Honeywell | 2023-09-26 | redacted
Low Income - Power to Save | Faucet Aerators | 0 | 0 | 0.02 | 110.58 | 1 | Honeywell | 2023-09-26 | redacted
Low Income - Power to Save | Low Flow Showerhead | 0 | 0.04 | 0.1 | 504.08 | 1 | Honeywell | 2023-09-26 | redacted
Low Income - Power to Save | LED Lights | 0 | 0 | 0 | 47.6 | 1 | Honeywell | 2023-09-26 | redacted
Low Income - Power to Save | Weather Strip/Caulk | 0 | 0.25 | 0.09 | 503.3 | 1 | Honeywell | 2023-09-26 | redacted
Low Income - Power to Save | Outdoor Coil Cleaning | 0 | 0.1 | 0 | 275 | 1 | Honeywell | 2023-09-26 | redacted
Low Income - Power to Save | HVAC Inspection | 0 | 0.17 | 0 | 268.73 | 1 | Honeywell | 2023-09-26 | redacted
Low Income - Power to Save | Faucet Aerators | 0 | 0 | 0.02 | 110.58 | 1 | Honeywell | 2023-09-26 | redacted
Low Income - Power to Save | LI - DUCT | 0 | 0.4 | 0.12 | 775.77 | 1 | Honeywell | 2023-09-26 | redacted
Low Income - Power to Save | LED Lights | 0 | 0 | 0 | 47.6 | 1 | Honeywell | 2023-09-26 | redacted
Low Income - Power to Save | Weather Strip/Caulk | 0 | 0.25 | 0.09 | 503.3 | 1 | Honeywell | 2023-09-28 | redacted
Low Income - Power to Save | Faucet Aerators | 0 | 0 | 0.02 | 110.58 | 1 | Honeywell | 2023-09-28 | redacted
Low Income - Power to Save | LED Lights | 0 | 0 | 0 | 47.6 | 1 | Honeywell | 2023-09-28 | redacted
Low Income - Power to Save | Faucet Aerators | 0 | 0 | 0.02 | 110.58 | 1 | Honeywell | 2023-09-28 | redacted
Low Income - Power to Save | Low Flow Showerhead | 0 | 0.04 | 0.1 | 504.08 | 1 | Honeywell | 2023-09-28 | redacted
Low Income - Power to Save | LED Lights | 0 | 0 | 0 | 47.6 | 1 | Honeywell | 2023-09-28 | redacted
Low Income - Power to Save | Weather Strip/Caulk | 0 | 0.25 | 0.09 | 503.3 | 1 | Honeywell | 2023-09-06 | redacted
Low Income - Power to Save | Pipe Wrap | 0 | 0.01 | 0.03 | 143.65 | 1 | Honeywell | 2023-09-06 | redacted
Low Income - Power to Save | Outdoor Coil Cleaning | 0 | 0.1 | 0 | 275 | 1 | Honeywell | 2023-09-06 | redacted
Low Income - Power to Save | HVAC Inspection | 0 | 0.17 | 0 | 268.73 | 1 | Honeywell | 2023-09-06 | redacted
Low Income - Power to Save | Faucet Aerators | 0 | 0 | 0.02 | 110.58 | 1 | Honeywell | 2023-09-06 | redacted
Low Income - Power to Save | LI - DUCT | 0 | 0.4 | 0.12 | 775.77 | 1 | Honeywell | 2023-09-06 | redacted
Low Income - Power to Save | LED Lights | 0 | 0 | 0 | 47.6 | 1 | Honeywell | 2023-09-06 | redacted
Low Income - Power to Save | Weather Strip/Caulk | 0 | 0.25 | 0.09 | 503.3 | 1 | Honeywell | 2023-09-28 | redacted
Low Income - Power to Save | Outdoor Coil Cleaning | 0 | 0.1 | 0 | 275 | 1 | Honeywell | 2023-09-28 | redacted
Low Income - Power to Save | HVAC Inspection | 0 | 0.17 | 0 | 268.73 | 1 | Honeywell | 2023-09-28 | redacted
Low Income - Power to Save | Faucet Aerators | 0 | 0 | 0.02 | 110.58 | 1 | Honeywell | 2023-09-28 | redacted
Low Income - Power to Save | Low Flow Showerhead | 0 | 0.04 | 0.1 | 504.08 | 1 | Honeywell | 2023-09-28 | redacted
Low Income - Power to Save | LI - DUCT | 0 | 0.4 | 0.12 | 775.77 | 1 | Honeywell | 2023-09-28 | redacted
Low Income - Power to Save | LED Lights | 0 | 0 | 0 | 47.6 | 1 | Honeywell | 2023-09-28 | redacted
Low Income - Power to Save | Weather Strip/Caulk | 0 | 0.25 | 0.09 | 503.3 | 1 | Honeywell | 2023-09-27 | redacted
Low Income - Power to Save | Outdoor Coil Cleaning | 0 | 0.1 | 0 | 275 | 1 | Honeywell | 2023-09-27 | redacted
Low Income - Power to Save | HVAC Inspection | 0 | 0.17 | 0 | 268.73 | 1 | Honeywell | 2023-09-27 | redacted
Low Income - Power to Save | Faucet Aerators | 0 | 0 | 0.02 | 110.58 | 1 | Honeywell | 2023-09-27 | redacted
Low Income - Power to Save | LI - DUCT | 0 | 0.4 | 0.12 | 775.77 | 1 | Honeywell | 2023-09-27 | redacted
Low Income - Power to Save | LED Lights | 0 | 0 | 0 | 47.6 | 1 | Honeywell | 2023-09-27 | redacted
Low Income - Power to Save | Weather Strip/Caulk | 0 | 0.25 | 0.09 | 503.3 | 1 | Honeywell | 2023-09-28 | redacted
Low Income - Power to Save | Pipe Wrap | 0 | 0.01 | 0.03 | 143.65 | 1 | Honeywell | 2023-09-28 | redacted
Low Income - Power to Save | Outdoor Coil Cleaning | 0 | 0.1 | 0 | 275 | 1 | Honeywell | 2023-09-28 | redacted
Low Income - Power to Save | HVAC Inspection | 0 | 0.17 | 0 | 268.73 | 1 | Honeywell | 2023-09-28 | redacted
Low Income - Power to Save | Faucet Aerators | 0 | 0 | 0.02 | 110.58 | 1 | Honeywell | 2023-09-28 | redacted
Low Income - Power to Save | LI - DUCT | 0 | 0.4 | 0.12 | 775.77 | 1 | Honeywell | 2023-09-28 | redacted
Low Income - Power to Save | LED Lights | 0 | 0 | 0 | 47.6 | 1 | Honeywell | 2023-09-28 | redacted
Low Income - Power to Save | Weather Strip/Caulk | 0 | 0.25 | 0.09 | 503.3 | 1 | Honeywell | 2023-09-05 | redacted
Low Income - Power to Save | Pipe Wrap | 0 | 0.01 | 0.03 | 143.65 | 1 | Honeywell | 2023-09-05 | redacted
Low Income - Power to Save | Outdoor Coil Cleaning | 0 | 0.1 | 0 | 275 | 1 | Honeywell | 2023-09-05 | redacted
Low Income - Power to Save | HVAC Inspection | 0 | 0.17 | 0 | 268.73 | 1 | Honeywell | 2023-09-05 | redacted
Low Income - Power to Save | Faucet Aerators | 0 | 0 | 0.02 | 110.58 | 1 | Honeywell | 2023-09-05 | redacted
Low Income - Power to Save | Low Flow Showerhead | 0 | 0.04 | 0.1 | 504.08 | 1 | Honeywell | 2023-09-05 | redacted
Low Income - Power to Save | LI - DUCT | 0 | 0.4 | 0.12 | 775.77 | 1 | Honeywell | 2023-09-05 | redacted
Low Income - Power to Save | LED Lights | 0 | 0 | 0 | 47.6 | 1 | Honeywell | 2023-09-05 | redacted
Low Income - Power to Save | Weather Strip/Caulk | 0 | 0.25 | 0.09 | 503.3 | 1 | Honeywell | 2023-09-27 | redacted
Low Income - Power to Save | Faucet Aerators | 0 | 0 | 0.02 | 110.58 | 1 | Honeywell | 2023-09-27 | redacted
Low Income - Power to Save | Low Flow Showerhead | 0 | 0.04 | 0.1 | 504.08 | 1 | Honeywell | 2023-09-27 | redacted
Low Income - Power to Save | LED Lights | 0 | 0 | 0 | 47.6 | 1 | Honeywell | 2023-09-27 | redacted
Low Income - Power to Save | Weather Strip/Caulk | 0 | 0.25 | 0.09 | 503.3 | 1 | Honeywell | 2023-09-29 | redacted
Low Income - Power to Save | Outdoor Coil Cleaning | 0 | 0.1 | 0 | 275 | 1 | Honeywell | 2023-09-29 | redacted
Low Income - Power to Save | HVAC Inspection | 0 | 0.17 | 0 | 268.73 | 1 | Honeywell | 2023-09-29 | redacted
Low Income - Power to Save | Faucet Aerators | 0 | 0 | 0.02 | 110.58 | 1 | Honeywell | 2023-09-29 | redacted
Low Income - Power to Save | Low Flow Showerhead | 0 | 0.04 | 0.1 | 504.08 | 1 | Honeywell | 2023-09-29 | redacted
Low Income - Power to Save | LED Lights | 0 | 0 | 0 | 47.6 | 1 | Honeywell | 2023-09-29 | redacted
Low Income - Power to Save | Outdoor Coil Cleaning | 0 | 0.1 | 0 | 275 | 1 | Honeywell | 2023-09-27 | redacted
Low Income - Power to Save | Faucet Aerators | 0 | 0 | 0.02 | 110.58 | 1 | Honeywell | 2023-09-27 | redacted
Low Income - Power to Save | Low Flow Showerhead | 0 | 0.04 | 0.1 | 504.08 | 1 | Honeywell | 2023-09-27 | redacted
Low Income - Power to Save | LED Lights | 0 | 0 | 0 | 47.6 | 1 | Honeywell | 2023-09-27 | redacted
Low Income - Power to Save | Weather Strip/Caulk | 0 | 0.25 | 0.09 | 503.3 | 1 | Honeywell | 2023-09-30 | redacted
Low Income - Power to Save | Pipe Wrap | 0 | 0.01 | 0.03 | 143.65 | 1 | Honeywell | 2023-09-30 | redacted
Low Income - Power to Save | Outdoor Coil Cleaning | 0 | 0.1 | 0 | 275 | 1 | Honeywell | 2023-09-30 | redacted
Low Income - Power to Save | HVAC Inspection | 0 | 0.17 | 0 | 268.73 | 1 | Honeywell | 2023-09-30 | redacted
Low Income - Power to Save | LI - DUCT | 0 | 0.4 | 0.12 | 775.77 | 1 | Honeywell | 2023-09-30 | redacted
Low Income - Power to Save | LED Lights | 0 | 0 | 0 | 47.6 | 1 | Honeywell | 2023-09-30 | redacted
Low Income - Power to Save | Weather Strip/Caulk | 0 | 0.25 | 0.09 | 503.3 | 1 | Honeywell | 2023-09-06 | redacted
Low Income - Power to Save | Pipe Wrap | 0 | 0.01 | 0.03 | 143.65 | 1 | Honeywell | 2023-09-06 | redacted
Low Income - Power to Save | Outdoor Coil Cleaning | 0 | 0.1 | 0 | 275 | 1 | Honeywell | 2023-09-06 | redacted
Low Income - Power to Save | HVAC Inspection | 0 | 0.17 | 0 | 268.73 | 1 | Honeywell | 2023-09-06 | redacted
Low Income - Power to Save | Faucet Aerators | 0 | 0 | 0.02 | 110.58 | 1 | Honeywell | 2023-09-06 | redacted
Low Income - Power to Save | Low Flow Showerhead | 0 | 0.04 | 0.1 | 504.08 | 1 | Honeywell | 2023-09-06 | redacted
Low Income - Power to Save | LI - DUCT | 0 | 0.4 | 0.12 | 775.77 | 1 | Honeywell | 2023-09-06 | redacted
Low Income - Power to Save | LED Lights | 0 | 0 | 0 | 47.6 | 1 | Honeywell | 2023-09-06 | redacted
Low Income - Power to Save | Weather Strip/Caulk | 0 | 0.25 | 0.09 | 503.3 | 1 | Honeywell | 2023-09-07 | redacted
Low Income - Power to Save | Pipe Wrap | 0 | 0.01 | 0.03 | 143.65 | 1 | Honeywell | 2023-09-07 | redacted
Low Income - Power to Save | Faucet Aerators | 0 | 0 | 0.02 | 110.58 | 1 | Honeywell | 2023-09-07 | redacted
Low Income - Power to Save | Low Flow Showerhead | 0 | 0.04 | 0.1 | 504.08 | 1 | Honeywell | 2023-09-07 | redacted
Low Income - Power to Save | LED Lights | 0 | 0 | 0 | 47.6 | 1 | Honeywell | 2023-09-07 | redacted
Low Income - Power to Save | Weather Strip/Caulk | 0 | 0.25 | 0.09 | 503.3 | 1 | Honeywell | 2023-09-07 | redacted
Low Income - Power to Save | Pipe Wrap | 0 | 0.01 | 0.03 | 143.65 | 1 | Honeywell | 2023-09-07 | redacted
Low Income - Power to Save | Low Flow Showerhead | 0 | 0.04 | 0.1 | 504.08 | 1 | Honeywell | 2023-09-07 | redacted
Low Income - Power to Save | LED Lights | 0 | 0 | 0 | 47.6 | 1 | Honeywell | 2023-09-07 | redacted
Low Income - Power to Save | Weather Strip/Caulk | 0 | 0.25 | 0.09 | 503.3 | 1 | Honeywell | 2023-09-07 | redacted
Low Income - Power to Save | Outdoor Coil Cleaning | 0 | 0.1 | 0 | 275 | 1 | Honeywell | 2023-09-07 | redacted
Low Income - Power to Save | LED Lights | 0 | 0 | 0 | 47.6 | 1 | Honeywell | 2023-09-07 | redacted
Low Income - Power to Save | Weather Strip/Caulk | 0 | 0.25 | 0.09 | 503.3 | 1 | Honeywell | 2023-09-11 | redacted
Low Income - Power to Save | Pipe Wrap | 0 | 0.01 | 0.03 | 143.65 | 1 | Honeywell | 2023-09-11 | redacted
Low Income - Power to Save | Faucet Aerators | 0 | 0 | 0.02 | 110.58 | 1 | Honeywell | 2023-09-11 | redacted
Low Income - Power to Save | Low Flow Showerhead | 0 | 0.04 | 0.1 | 504.08 | 1 | Honeywell | 2023-09-11 | redacted
Low Income - Power to Save | LED Lights | 0 | 0 | 0 | 47.6 | 1 | Honeywell | 2023-09-11 | redacted
Low Income - Power to Save | Weather Strip/Caulk | 0 | 0.25 | 0.09 | 503.3 | 1 | Honeywell | 2023-09-28 | redacted
Low Income - Power to Save | Pipe Wrap | 0 | 0.01 | 0.03 | 143.65 | 1 | Honeywell | 2023-09-28 | redacted
Low Income - Power to Save | Outdoor Coil Cleaning | 0 | 0.1 | 0 | 275 | 1 | Honeywell | 2023-09-28 | redacted
Low Income - Power to Save | HVAC Inspection | 0 | 0.17 | 0 | 268.73 | 1 | Honeywell | 2023-09-28 | redacted
Low Income - Power to Save | Faucet Aerators | 0 | 0 | 0.02 | 110.58 | 1 | Honeywell | 2023-09-28 | redacted
Low Income - Power to Save | LI - DUCT | 0 | 0.4 | 0.12 | 775.77 | 1 | Honeywell | 2023-09-28 | redacted
Low Income - Power to Save | LED Lights | 0 | 0 | 0 | 47.6 | 1 | Honeywell | 2023-09-28 | redacted
Low Income - Power to Save | Weather Strip/Caulk | 0 | 0.25 | 0.09 | 503.3 | 1 | Honeywell | 2023-09-26 | redacted
Low Income - Power to Save | Outdoor Coil Cleaning | 0 | 0.1 | 0 | 275 | 1 | Honeywell | 2023-09-26 | redacted
Low Income - Power to Save | HVAC Inspection | 0 | 0.17 | 0 | 268.73 | 1 | Honeywell | 2023-09-26 | redacted
Low Income - Power to Save | Faucet Aerators | 0 | 0 | 0.02 | 110.58 | 1 | Honeywell | 2023-09-26 | redacted
Low Income - Power to Save | LI - DUCT | 0 | 0.4 | 0.12 | 775.77 | 1 | Honeywell | 2023-09-26 | redacted
Low Income - Power to Save | LED Lights | 0 | 0 | 0 | 47.6 | 1 | Honeywell | 2023-09-26 | redacted
Low Income - Power to Save | Weather Strip/Caulk | 0 | 0.25 | 0.09 | 503.3 | 1 | Honeywell | 2023-09-30 | redacted
Low Income - Power to Save | Pipe Wrap | 0 | 0.01 | 0.03 | 143.65 | 1 | Honeywell | 2023-09-30 | redacted
Low Income - Power to Save | Outdoor Coil Cleaning | 0 | 0.1 | 0 | 275 | 1 | Honeywell | 2023-09-30 | redacted
Low Income - Power to Save | HVAC Inspection | 0 | 0.17 | 0 | 268.73 | 1 | Honeywell | 2023-09-30 | redacted
Low Income - Power to Save | Faucet Aerators | 0 | 0 | 0.02 | 110.58 | 1 | Honeywell | 2023-09-30 | redacted
Low Income - Power to Save | LI - DUCT | 0 | 0.4 | 0.12 | 775.77 | 1 | Honeywell | 2023-09-30 | redacted
Low Income - Power to Save | LED Lights | 0 | 0 | 0 | 47.6 | 1 | Honeywell | 2023-09-30 | redacted
Low Income - Power to Save | Weather Strip/Caulk | 0 | 0.25 | 0.09 | 503.3 | 1 | Honeywell | 2023-09-29 | redacted
Low Income - Power to Save | Pipe Wrap | 0 | 0.01 | 0.03 | 143.65 | 1 | Honeywell | 2023-09-29 | redacted
Low Income - Power to Save | Outdoor Coil Cleaning | 0 | 0.1 | 0 | 275 | 1 | Honeywell | 2023-09-29 | redacted
Low Income - Power to Save | HVAC Inspection | 0 | 0.17 | 0 | 268.73 | 1 | Honeywell | 2023-09-29 | redacted
Low Income - Power to Save | Faucet Aerators | 0 | 0 | 0.02 | 110.58 | 1 | Honeywell | 2023-09-29 | redacted
Low Income - Power to Save | LI - DUCT | 0 | 0.4 | 0.12 | 775.77 | 1 | Honeywell | 2023-09-29 | redacted
Low Income - Power to Save | LED Lights | 0 | 0 | 0 | 47.6 | 1 | Honeywell | 2023-09-29 | redacted
Low Income - Power to Save | Weather Strip/Caulk | 0 | 0.25 | 0.09 | 503.3 | 1 | Honeywell | 2023-09-06 | redacted
Low Income - Power to Save | Outdoor Coil Cleaning | 0 | 0.1 | 0 | 275 | 1 | Honeywell | 2023-09-06 | redacted
Low Income - Power to Save | HVAC Inspection | 0 | 0.17 | 0 | 268.73 | 1 | Honeywell | 2023-09-06 | redacted
Low Income - Power to Save | Faucet Aerators | 0 | 0 | 0.02 | 110.58 | 1 | Honeywell | 2023-09-06 | redacted
Low Income - Power to Save | Low Flow Showerhead | 0 | 0.04 | 0.1 | 504.08 | 1 | Honeywell | 2023-09-06 | redacted
Low Income - Power to Save | LI - DUCT | 0 | 0.4 | 0.12 | 775.77 | 1 | Honeywell | 2023-09-06 | redacted
Low Income - Power to Save | LED Lights | 0 | 0 | 0 | 47.6 | 1 | Honeywell | 2023-09-06 | redacted
Low Income - Power to Save | Faucet Aerators | 0 | 0 | 0.02 | 110.58 | 1 | Honeywell | 2023-09-28 | redacted
Low Income - Power to Save | Low Flow Showerhead | 0 | 0.04 | 0.1 | 504.08 | 1 | Honeywell | 2023-09-28 | redacted
Low Income - Power to Save | LED Lights | 0 | 0 | 0 | 47.6 | 1 | Honeywell | 2023-09-28 | redacted
Low Income - Power to Save | Outdoor Coil Cleaning | 0 | 0.1 | 0 | 275 | 1 | Honeywell | 2023-09-28 | redacted
Low Income - Power to Save | Faucet Aerators | 0 | 0 | 0.02 | 110.58 | 1 | Honeywell | 2023-09-28 | redacted
Low Income - Power to Save | Low Flow Showerhead | 0 | 0.04 | 0.1 | 504.08 | 1 | Honeywell | 2023-09-28 | redacted
Low Income - Power to Save | LED Lights | 0 | 0 | 0 | 47.6 | 1 | Honeywell | 2023-09-28 | redacted
Low Income - Power to Save | Weather Strip/Caulk | 0 | 0.25 | 0.09 | 503.3 | 1 | Honeywell | 2023-09-06 | redacted
Low Income - Power to Save | Pipe Wrap | 0 | 0.01 | 0.03 | 143.65 | 1 | Honeywell | 2023-09-06 | redacted
Low Income - Power to Save | Faucet Aerators | 0 | 0 | 0.02 | 110.58 | 1 | Honeywell | 2023-09-06 | redacted
Low Income - Power to Save | LED Lights | 0 | 0 | 0 | 47.6 | 1 | Honeywell | 2023-09-06 | redacted
Low Income - Power to Save | Weather Strip/Caulk | 0 | 0.25 | 0.09 | 503.3 | 1 | Honeywell | 2023-09-30 | redacted
Low Income - Power to Save | Pipe Wrap | 0 | 0.01 | 0.03 | 143.65 | 1 | Honeywell | 2023-09-30 | redacted
Low Income - Power to Save | Outdoor Coil Cleaning | 0 | 0.1 | 0 | 275 | 1 | Honeywell | 2023-09-30 | redacted
Low Income - Power to Save | HVAC Inspection | 0 | 0.17 | 0 | 268.73 | 1 | Honeywell | 2023-09-30 | redacted
Low Income - Power to Save | Faucet Aerators | 0 | 0 | 0.02 | 110.58 | 1 | Honeywell | 2023-09-30 | redacted
Low Income - Power to Save | Low Flow Showerhead | 0 | 0.04 | 0.1 | 504.08 | 1 | Honeywell | 2023-09-30 | redacted
Low Income - Power to Save | LI - DUCT | 0 | 0.4 | 0.12 | 775.77 | 1 | Honeywell | 2023-09-30 | redacted
Low Income - Power to Save | LED Lights | 0 | 0 | 0 | 47.6 | 1 | Honeywell | 2023-09-30 | redacted
Low Income - Power to Save | Weather Strip/Caulk | 0 | 0.25 | 0.09 | 503.3 | 1 | Honeywell | 2023-09-26 | redacted
Low Income - Power to Save | LED Lights | 0 | 0 | 0 | 47.6 | 1 | Honeywell | 2023-09-26 | redacted
Low Income - Power to Save | Outdoor Coil Cleaning | 0 | 0.1 | 0 | 275 | 1 | Honeywell | 2023-09-27 | redacted
Low Income - Power to Save | Faucet Aerators | 0 | 0 | 0.02 | 110.58 | 1 | Honeywell | 2023-09-27 | redacted
Low Income - Power to Save | Low Flow Showerhead | 0 | 0.04 | 0.1 | 504.08 | 1 | Honeywell | 2023-09-27 | redacted
Low Income - Power to Save | LED Lights | 0 | 0 | 0 | 47.6 | 1 | Honeywell | 2023-09-27 | redacted
Low Income - Power to Save | Outdoor Coil Cleaning | 0 | 0.1 | 0 | 275 | 1 | Honeywell | 2023-09-28 | redacted
Low Income - Power to Save | Faucet Aerators | 0 | 0 | 0.02 | 110.58 | 1 | Honeywell | 2023-09-28 | redacted
Low Income - Power to Save | Low Flow Showerhead | 0 | 0.04 | 0.1 | 504.08 | 1 | Honeywell | 2023-09-28 | redacted
Low Income - Power to Save | LED Lights | 0 | 0 | 0 | 47.6 | 1 | Honeywell | 2023-09-28 | redacted
Low Income - Power to Save | Faucet Aerators | 0 | 0 | 0.02 | 110.58 | 1 | Honeywell | 2023-09-27 | redacted
Low Income - Power to Save | Low Flow Showerhead | 0 | 0.04 | 0.1 | 504.08 | 1 | Honeywell | 2023-09-27 | redacted
Low Income - Power to Save | LED Lights | 0 | 0 | 0 | 47.6 | 1 | Honeywell | 2023-09-27 | redacted
Low Income - Power to Save | Weather Strip/Caulk | 0 | 0.25 | 0.09 | 503.3 | 1 | Honeywell | 2023-09-30 | redacted
Low Income - Power to Save | Outdoor Coil Cleaning | 0 | 0.1 | 0 | 275 | 1 | Honeywell | 2023-09-30 | redacted
Low Income - Power to Save | HVAC Inspection | 0 | 0.17 | 0 | 268.73 | 1 | Honeywell | 2023-09-30 | redacted
Low Income - Power to Save | Low Flow Showerhead | 0 | 0.04 | 0.1 | 504.08 | 1 | Honeywell | 2023-09-30 | redacted
Low Income - Power to Save | LI - DUCT | 0 | 0.4 | 0.12 | 775.77 | 1 | Honeywell | 2023-09-30 | redacted
Low Income - Power to Save | LED Lights | 0 | 0 | 0 | 47.6 | 1 | Honeywell | 2023-09-30 | redacted
Low Income - Power to Save | Weather Strip/Caulk | 0 | 0.25 | 0.09 | 503.3 | 1 | Honeywell | 2023-09-26 | redacted
Low Income - Power to Save | LED Lights | 0 | 0 | 0 | 47.6 | 1 | Honeywell | 2023-09-26 | redacted
Low Income - Power to Save | Weather Strip/Caulk | 0 | 0.25 | 0.09 | 503.3 | 1 | Honeywell | 2023-09-26 | redacted
Low Income - Power to Save | Outdoor Coil Cleaning | 0 | 0.1 | 0 | 275 | 1 | Honeywell | 2023-09-26 | redacted
Low Income - Power to Save | HVAC Inspection | 0 | 0.17 | 0 | 268.73 | 1 | Honeywell | 2023-09-26 | redacted
Low Income - Power to Save | Low Flow Showerhead | 0 | 0.04 | 0.1 | 504.08 | 1 | Honeywell | 2023-09-26 | redacted
Low Income - Power to Save | LED Lights | 0 | 0 | 0 | 47.6 | 1 | Honeywell | 2023-09-26 | redacted
Low Income - Power to Save | Weather Strip/Caulk | 0 | 0.25 | 0.09 | 503.3 | 1 | Honeywell | 2023-09-07 | redacted
Low Income - Power to Save | Outdoor Coil Cleaning | 0 | 0.1 | 0 | 275 | 1 | Honeywell | 2023-09-07 | redacted
Low Income - Power to Save | LED Lights | 0 | 0 | 0 | 47.6 | 1 | Honeywell | 2023-09-07 | redacted
Low Income - Power to Save | Weather Strip/Caulk | 0 | 0.25 | 0.09 | 503.3 | 1 | Honeywell | 2023-09-06 | redacted
Low Income - Power to Save | Pipe Wrap | 0 | 0.01 | 0.03 | 143.65 | 1 | Honeywell | 2023-09-06 | redacted
Low Income - Power to Save | Faucet Aerators | 0 | 0 | 0.02 | 110.58 | 1 | Honeywell | 2023-09-06 | redacted
Low Income - Power to Save | Low Flow Showerhead | 0 | 0.04 | 0.1 | 504.08 | 1 | Honeywell | 2023-09-06 | redacted
Low Income - Power to Save | LED Lights | 0 | 0 | 0 | 47.6 | 1 | Honeywell | 2023-09-06 | redacted
Low Income - Power to Save | Weather Strip/Caulk | 0 | 0.25 | 0.09 | 503.3 | 1 | Honeywell | 2023-09-26 | redacted
Low Income - Power to Save | Outdoor Coil Cleaning | 0 | 0.1 | 0 | 275 | 1 | Honeywell | 2023-09-26 | redacted
Low Income - Power to Save | HVAC Inspection | 0 | 0.17 | 0 | 268.73 | 1 | Honeywell | 2023-09-26 | redacted
Low Income - Power to Save | Faucet Aerators | 0 | 0 | 0.02 | 110.58 | 1 | Honeywell | 2023-09-26 | redacted
Low Income - Power to Save | Low Flow Showerhead | 0 | 0.04 | 0.1 | 504.08 | 1 | Honeywell | 2023-09-26 | redacted
Low Income - Power to Save | LI - DUCT | 0 | 0.4 | 0.12 | 775.77 | 1 | Honeywell | 2023-09-26 | redacted
Low Income - Power to Save | LED Lights | 0 | 0 | 0 | 47.6 | 1 | Honeywell | 2023-09-26 | redacted
Low Income - Power to Save | Outdoor Coil Cleaning | 0 | 0.1 | 0 | 275 | 1 | Honeywell | 2023-09-28 | redacted
Low Income - Power to Save | Faucet Aerators | 0 | 0 | 0.02 | 110.58 | 1 | Honeywell | 2023-09-28 | redacted
Low Income - Power to Save | Low Flow Showerhead | 0 | 0.04 | 0.1 | 504.08 | 1 | Honeywell | 2023-09-28 | redacted
Low Income - Power to Save | LED Lights | 0 | 0 | 0 | 47.6 | 1 | Honeywell | 2023-09-28 | redacted
Low Income - Power to Save | Weather Strip/Caulk | 0 | 0.25 | 0.09 | 503.3 | 1 | Honeywell | 2023-09-06 | redacted
Low Income - Power to Save | LED Lights | 0 | 0 | 0 | 47.6 | 1 | Honeywell | 2023-09-06 | redacted
Low Income - Power to Save | Weather Strip/Caulk | 0 | 0.25 | 0.09 | 503.3 | 1 | Honeywell | 2023-09-29 | redacted
Low Income - Power to Save | Outdoor Coil Cleaning | 0 | 0.1 | 0 | 275 | 1 | Honeywell | 2023-09-29 | redacted
Low Income - Power to Save | HVAC Inspection | 0 | 0.17 | 0 | 268.73 | 1 | Honeywell | 2023-09-29 | redacted
Low Income - Power to Save | Faucet Aerators | 0 | 0 | 0.02 | 110.58 | 1 | Honeywell | 2023-09-29 | redacted
Low Income - Power to Save | Low Flow Showerhead | 0 | 0.04 | 0.1 | 504.08 | 1 | Honeywell | 2023-09-29 | redacted
Low Income - Power to Save | LI - DUCT | 0 | 0.4 | 0.12 | 775.77 | 1 | Honeywell | 2023-09-29 | redacted
Low Income - Power to Save | LED Lights | 0 | 0 | 0 | 47.6 | 1 | Honeywell | 2023-09-29 | redacted
Low Income - Power to Save | Weather Strip/Caulk | 0 | 0.25 | 0.09 | 503.3 | 1 | Honeywell | 2023-09-28 | redacted
Low Income - Power to Save | Pipe Wrap | 0 | 0.01 | 0.03 | 143.65 | 1 | Honeywell | 2023-09-28 | redacted
Low Income - Power to Save | Outdoor Coil Cleaning | 0 | 0.1 | 0 | 275 | 1 | Honeywell | 2023-09-28 | redacted
Low Income - Power to Save | HVAC Inspection | 0 | 0.17 | 0 | 268.73 | 1 | Honeywell | 2023-09-28 | redacted
Low Income - Power to Save | Faucet Aerators | 0 | 0 | 0.02 | 110.58 | 1 | Honeywell | 2023-09-28 | redacted
Low Income - Power to Save | Low Flow Showerhead | 0 | 0.04 | 0.1 | 504.08 | 1 | Honeywell | 2023-09-28 | redacted
Low Income - Power to Save | LI - DUCT | 0 | 0.4 | 0.12 | 775.77 | 1 | Honeywell | 2023-09-28 | redacted
Low Income - Power to Save | LED Lights | 0 | 0 | 0 | 47.6 | 1 | Honeywell | 2023-09-28 | redacted
Low Income - Power to Save | Weather Strip/Caulk | 0 | 0.25 | 0.09 | 503.3 | 1 | Honeywell | 2023-09-29 | redacted
Low Income - Power to Save | Outdoor Coil Cleaning | 0 | 0.1 | 0 | 275 | 1 | Honeywell | 2023-09-29 | redacted
Low Income - Power to Save | HVAC Inspection | 0 | 0.17 | 0 | 268.73 | 1 | Honeywell | 2023-09-29 | redacted
Low Income - Power to Save | Faucet Aerators | 0 | 0 | 0.02 | 110.58 | 1 | Honeywell | 2023-09-29 | redacted
Low Income - Power to Save | LI - DUCT | 0 | 0.4 | 0.12 | 775.77 | 1 | Honeywell | 2023-09-29 | redacted
Low Income - Power to Save | LED Lights | 0 | 0 | 0 | 47.6 | 1 | Honeywell | 2023-09-29 | redacted
Low Income - Power to Save | Weather Strip/Caulk | 0 | 0.25 | 0.09 | 503.3 | 1 | Honeywell | 2023-09-26 | redacted
Low Income - Power to Save | Outdoor Coil Cleaning | 0 | 0.1 | 0 | 275 | 1 | Honeywell | 2023-09-26 | redacted
Low Income - Power to Save | HVAC Inspection | 0 | 0.17 | 0 | 268.73 | 1 | Honeywell | 2023-09-26 | redacted
Low Income - Power to Save | LED Lights | 0 | 0 | 0 | 47.6 | 1 | Honeywell | 2023-09-26 | redacted
Low Income - Power to Save | Weather Strip/Caulk | 0 | 0.25 | 0.09 | 503.3 | 1 | Honeywell | 2023-09-26 | redacted
Low Income - Power to Save | Outdoor Coil Cleaning | 0 | 0.1 | 0 | 275 | 1 | Honeywell | 2023-09-26 | redacted
Low Income - Power to Save | HVAC Inspection | 0 | 0.17 | 0 | 268.73 | 1 | Honeywell | 2023-09-26 | redacted
Low Income - Power to Save | Faucet Aerators | 0 | 0 | 0.02 | 110.58 | 1 | Honeywell | 2023-09-26 | redacted
Low Income - Power to Save | Low Flow Showerhead | 0 | 0.04 | 0.1 | 504.08 | 1 | Honeywell | 2023-09-26 | redacted
Low Income - Power to Save | LI - DUCT | 0 | 0.4 | 0.12 | 775.77 | 1 | Honeywell | 2023-09-26 | redacted
Low Income - Power to Save | LED Lights | 0 | 0 | 0 | 47.6 | 1 | Honeywell | 2023-09-26 | redacted
Low Income - Power to Save | Weather Strip/Caulk | 0 | 0.25 | 0.09 | 503.3 | 1 | Honeywell | 2023-09-28 | redacted
Low Income - Power to Save | Outdoor Coil Cleaning | 0 | 0.1 | 0 | 275 | 1 | Honeywell | 2023-09-28 | redacted
Low Income - Power to Save | HVAC Inspection | 0 | 0.17 | 0 | 268.73 | 1 | Honeywell | 2023-09-28 | redacted
Low Income - Power to Save | Faucet Aerators | 0 | 0 | 0.02 | 110.58 | 1 | Honeywell | 2023-09-28 | redacted
Low Income - Power to Save | Low Flow Showerhead | 0 | 0.04 | 0.1 | 504.08 | 1 | Honeywell | 2023-09-28 | redacted
Low Income - Power to Save | LI - DUCT | 0 | 0.4 | 0.12 | 775.77 | 1 | Honeywell | 2023-09-28 | redacted
Low Income - Power to Save | LED Lights | 0 | 0 | 0 | 47.6 | 1 | Honeywell | 2023-09-28 | redacted
Low Income - Power to Save | Weather Strip/Caulk | 0 | 0.25 | 0.09 | 503.3 | 1 | Honeywell | 2023-09-28 | redacted
Low Income - Power to Save | Pipe Wrap | 0 | 0.01 | 0.03 | 143.65 | 1 | Honeywell | 2023-09-28 | redacted
Low Income - Power to Save | Outdoor Coil Cleaning | 0 | 0.1 | 0 | 275 | 1 | Honeywell | 2023-09-28 | redacted
Low Income - Power to Save | HVAC Inspection | 0 | 0.17 | 0 | 268.73 | 1 | Honeywell | 2023-09-28 | redacted
Low Income - Power to Save | Faucet Aerators | 0 | 0 | 0.02 | 110.58 | 1 | Honeywell | 2023-09-28 | redacted
Low Income - Power to Save | LI - DUCT | 0 | 0.4 | 0.12 | 775.77 | 1 | Honeywell | 2023-09-28 | redacted
Low Income - Power to Save | LED Lights | 0 | 0 | 0 | 47.6 | 1 | Honeywell | 2023-09-28 | redacted
Low Income - Power to Save | Weather Strip/Caulk | 0 | 0.25 | 0.09 | 503.3 | 1 | Honeywell | 2023-09-26 | redacted
Low Income - Power to Save | Outdoor Coil Cleaning | 0 | 0.1 | 0 | 275 | 1 | Honeywell | 2023-09-26 | redacted
Low Income - Power to Save | Faucet Aerators | 0 | 0 | 0.02 | 110.58 | 1 | Honeywell | 2023-09-26 | redacted
Low Income - Power to Save | Low Flow Showerhead | 0 | 0.04 | 0.1 | 504.08 | 1 | Honeywell | 2023-09-26 | redacted
Low Income - Power to Save | LED Lights | 0 | 0 | 0 | 47.6 | 1 | Honeywell | 2023-09-26 | redacted
Low Income - Power to Save | Weather Strip/Caulk | 0 | 0.25 | 0.09 | 503.3 | 1 | Honeywell | 2023-09-30 | redacted
Low Income - Power to Save | Pipe Wrap | 0 | 0.01 | 0.03 | 143.65 | 1 | Honeywell | 2023-09-30 | redacted
Low Income - Power to Save | Outdoor Coil Cleaning | 0 | 0.1 | 0 | 275 | 1 | Honeywell | 2023-09-30 | redacted
Low Income - Power to Save | HVAC Inspection | 0 | 0.17 | 0 | 268.73 | 1 | Honeywell | 2023-09-30 | redacted
Low Income - Power to Save | Faucet Aerators | 0 | 0 | 0.02 | 110.58 | 1 | Honeywell | 2023-09-30 | redacted
Low Income - Power to Save | Low Flow Showerhead | 0 | 0.04 | 0.1 | 504.08 | 1 | Honeywell | 2023-09-30 | redacted
Low Income - Power to Save | LI - DUCT | 0 | 0.4 | 0.12 | 775.77 | 1 | Honeywell | 2023-09-30 | redacted
Low Income - Power to Save | LED Lights | 0 | 0 | 0 | 47.6 | 1 | Honeywell | 2023-09-30 | redacted
Low Income - Power to Save | Weather Strip/Caulk | 0 | 0.25 | 0.09 | 503.3 | 1 | Honeywell | 2023-09-05 | redacted
Low Income - Power to Save | Outdoor Coil Cleaning | 0 | 0.1 | 0 | 275 | 1 | Honeywell | 2023-09-05 | redacted
Low Income - Power to Save | HVAC Inspection | 0 | 0.17 | 0 | 268.73 | 1 | Honeywell | 2023-09-05 | redacted
Low Income - Power to Save | Faucet Aerators | 0 | 0 | 0.02 | 110.58 | 1 | Honeywell | 2023-09-05 | redacted
Low Income - Power to Save | Low Flow Showerhead | 0 | 0.04 | 0.1 | 504.08 | 1 | Honeywell | 2023-09-05 | redacted
Low Income - Power to Save | LI - DUCT | 0 | 0.4 | 0.12 | 775.77 | 1 | Honeywell | 2023-09-05 | redacted
Low Income - Power to Save | LED Lights | 0 | 0 | 0 | 47.6 | 1 | Honeywell | 2023-09-05 | redacted
Low Income - Power to Save | Weather Strip/Caulk | 0 | 0.25 | 0.09 | 503.3 | 1 | Honeywell | 2023-09-26 | redacted
Low Income - Power to Save | Outdoor Coil Cleaning | 0 | 0.1 | 0 | 275 | 1 | Honeywell | 2023-09-26 | redacted
Low Income - Power to Save | HVAC Inspection | 0 | 0.17 | 0 | 268.73 | 1 | Honeywell | 2023-09-26 | redacted
Low Income - Power to Save | Faucet Aerators | 0 | 0 | 0.02 | 110.58 | 1 | Honeywell | 2023-09-26 | redacted
Low Income - Power to Save | Low Flow Showerhead | 0 | 0.04 | 0.1 | 504.08 | 1 | Honeywell | 2023-09-26 | redacted
Low Income - Power to Save | LED Lights | 0 | 0 | 0 | 47.6 | 1 | Honeywell | 2023-09-26 | redacted
Low Income - Power to Save | Weather Strip/Caulk | 0 | 0.25 | 0.09 | 503.3 | 1 | Honeywell | 2023-09-06 | redacted
Low Income - Power to Save | Outdoor Coil Cleaning | 0 | 0.1 | 0 | 275 | 1 | Honeywell | 2023-09-06 | redacted
Low Income - Power to Save | HVAC Inspection | 0 | 0.17 | 0 | 268.73 | 1 | Honeywell | 2023-09-06 | redacted
Low Income - Power to Save | Faucet Aerators | 0 | 0 | 0.02 | 110.58 | 1 | Honeywell | 2023-09-06 | redacted
Low Income - Power to Save | Low Flow Showerhead | 0 | 0.04 | 0.1 | 504.08 | 1 | Honeywell | 2023-09-06 | redacted
Low Income - Power to Save | LED Lights | 0 | 0 | 0 | 47.6 | 1 | Honeywell | 2023-09-06 | redacted
Low Income - Power to Save | Weather Strip/Caulk | 0 | 0.25 | 0.09 | 503.3 | 1 | Honeywell | 2023-09-28 | redacted
Low Income - Power to Save | Pipe Wrap | 0 | 0.01 | 0.03 | 143.65 | 1 | Honeywell | 2023-09-28 | redacted
Low Income - Power to Save | Outdoor Coil Cleaning | 0 | 0.1 | 0 | 275 | 1 | Honeywell | 2023-09-28 | redacted
Low Income - Power to Save | Faucet Aerators | 0 | 0 | 0.02 | 110.58 | 1 | Honeywell | 2023-09-28 | redacted
Low Income - Power to Save | Low Flow Showerhead | 0 | 0.04 | 0.1 | 504.08 | 1 | Honeywell | 2023-09-28 | redacted
Low Income - Power to Save | LED Lights | 0 | 0 | 0 | 47.6 | 1 | Honeywell | 2023-09-28 | redacted
Low Income - Power to Save | Weather Strip/Caulk | 0 | 0.25 | 0.09 | 503.3 | 1 | Honeywell | 2023-09-07 | redacted
Low Income - Power to Save | LED Lights | 0 | 0 | 0 | 47.6 | 1 | Honeywell | 2023-09-07 | redacted
Low Income - Power to Save | Weather Strip/Caulk | 0 | 0.25 | 0.09 | 503.3 | 1 | Honeywell | 2023-09-28 | redacted
Low Income - Power to Save | Outdoor Coil Cleaning | 0 | 0.1 | 0 | 275 | 1 | Honeywell | 2023-09-28 | redacted
Low Income - Power to Save | HVAC Inspection | 0 | 0.17 | 0 | 268.73 | 1 | Honeywell | 2023-09-28 | redacted
Low Income - Power to Save | Faucet Aerators | 0 | 0 | 0.02 | 110.58 | 1 | Honeywell | 2023-09-28 | redacted
Low Income - Power to Save | LI - DUCT | 0 | 0.4 | 0.12 | 775.77 | 1 | Honeywell | 2023-09-28 | redacted
Low Income - Power to Save | LED Lights | 0 | 0 | 0 | 47.6 | 1 | Honeywell | 2023-09-28 | redacted
Low Income - Power to Save | Weather Strip/Caulk | 0 | 0.25 | 0.09 | 503.3 | 1 | Honeywell | 2023-09-26 | redacted
Low Income - Power to Save | Outdoor Coil Cleaning | 0 | 0.1 | 0 | 275 | 1 | Honeywell | 2023-09-26 | redacted
Low Income - Power to Save | HVAC Inspection | 0 | 0.17 | 0 | 268.73 | 1 | Honeywell | 2023-09-26 | redacted
Low Income - Power to Save | Faucet Aerators | 0 | 0 | 0.02 | 110.58 | 1 | Honeywell | 2023-09-26 | redacted
Low Income - Power to Save | Low Flow Showerhead | 0 | 0.04 | 0.1 | 504.08 | 1 | Honeywell | 2023-09-26 | redacted
Low Income - Power to Save | LED Lights | 0 | 0 | 0 | 47.6 | 1 | Honeywell | 2023-09-26 | redacted
Low Income - Power to Save | Weather Strip/Caulk | 0 | 0.25 | 0.09 | 503.3 | 1 | Honeywell | 2023-09-29 | redacted
Low Income - Power to Save | Outdoor Coil Cleaning | 0 | 0.1 | 0 | 275 | 1 | Honeywell | 2023-09-29 | redacted
Low Income - Power to Save | HVAC Inspection | 0 | 0.17 | 0 | 268.73 | 1 | Honeywell | 2023-09-29 | redacted
Low Income - Power to Save | Low Flow Showerhead | 0 | 0.04 | 0.1 | 504.08 | 1 | Honeywell | 2023-09-29 | redacted
Low Income - Power to Save | LED Lights | 0 | 0 | 0 | 47.6 | 1 | Honeywell | 2023-09-29 | redacted
Low Income - Power to Save | Weather Strip/Caulk | 0 | 0.25 | 0.09 | 503.3 | 1 | Honeywell | 2023-09-29 | redacted
Low Income - Power to Save | Outdoor Coil Cleaning | 0 | 0.1 | 0 | 275 | 1 | Honeywell | 2023-09-29 | redacted
Low Income - Power to Save | HVAC Inspection | 0 | 0.17 | 0 | 268.73 | 1 | Honeywell | 2023-09-29 | redacted
Low Income - Power to Save | Faucet Aerators | 0 | 0 | 0.02 | 110.58 | 1 | Honeywell | 2023-09-29 | redacted
Low Income - Power to Save | Low Flow Showerhead | 0 | 0.04 | 0.1 | 504.08 | 1 | Honeywell | 2023-09-29 | redacted
Low Income - Power to Save | LI - DUCT | 0 | 0.4 | 0.12 | 775.77 | 1 | Honeywell | 2023-09-29 | redacted
Low Income - Power to Save | LED Lights | 0 | 0 | 0 | 47.6 | 1 | Honeywell | 2023-09-29 | redacted
Low Income - Power to Save | Weather Strip/Caulk | 0 | 0.25 | 0.09 | 503.3 | 1 | Honeywell | 2023-09-07 | redacted
Low Income - Power to Save | Faucet Aerators | 0 | 0 | 0.02 | 110.58 | 1 | Honeywell | 2023-09-07 | redacted
Low Income - Power to Save | Low Flow Showerhead | 0 | 0.04 | 0.1 | 504.08 | 1 | Honeywell | 2023-09-07 | redacted
Low Income - Power to Save | LED Lights | 0 | 0 | 0 | 47.6 | 1 | Honeywell | 2023-09-07 | redacted
Low Income - Power to Save | Weather Strip/Caulk | 0 | 0.25 | 0.09 | 503.3 | 1 | Honeywell | 2023-09-07 | redacted
Low Income - Power to Save | Pipe Wrap | 0 | 0.01 | 0.03 | 143.65 | 1 | Honeywell | 2023-09-07 | redacted
Low Income - Power to Save | Faucet Aerators | 0 | 0 | 0.02 | 110.58 | 1 | Honeywell | 2023-09-07 | redacted
Low Income - Power to Save | Low Flow Showerhead | 0 | 0.04 | 0.1 | 504.08 | 1 | Honeywell | 2023-09-07 | redacted
Low Income - Power to Save | LED Lights | 0 | 0 | 0 | 47.6 | 1 | Honeywell | 2023-09-07 | redacted
Low Income - Power to Save | Weather Strip/Caulk | 0 | 0.25 | 0.09 | 503.3 | 1 | Honeywell | 2023-09-26 | redacted
Low Income - Power to Save | Outdoor Coil Cleaning | 0 | 0.1 | 0 | 275 | 1 | Honeywell | 2023-09-26 | redacted
Low Income - Power to Save | HVAC Inspection | 0 | 0.17 | 0 | 268.73 | 1 | Honeywell | 2023-09-26 | redacted
Low Income - Power to Save | Faucet Aerators | 0 | 0 | 0.02 | 110.58 | 1 | Honeywell | 2023-09-26 | redacted
Low Income - Power to Save | Low Flow Showerhead | 0 | 0.04 | 0.1 | 504.08 | 1 | Honeywell | 2023-09-26 | redacted
Low Income - Power to Save | LI - DUCT | 0 | 0.4 | 0.12 | 775.77 | 1 | Honeywell | 2023-09-26 | redacted
Low Income - Power to Save | LED Lights | 0 | 0 | 0 | 47.6 | 1 | Honeywell | 2023-09-26 | redacted
Low Income - Power to Save | Weather Strip/Caulk | 0 | 0.25 | 0.09 | 503.3 | 1 | Honeywell | 2023-09-26 | redacted
Low Income - Power to Save | Outdoor Coil Cleaning | 0 | 0.1 | 0 | 275 | 1 | Honeywell | 2023-09-26 | redacted
Low Income - Power to Save | Faucet Aerators | 0 | 0 | 0.02 | 110.58 | 1 | Honeywell | 2023-09-26 | redacted
Low Income - Power to Save | Low Flow Showerhead | 0 | 0.04 | 0.1 | 504.08 | 1 | Honeywell | 2023-09-26 | redacted
Low Income - Power to Save | LED Lights | 0 | 0 | 0 | 47.6 | 1 | Honeywell | 2023-09-26 | redacted
Low Income - Power to Save | Weather Strip/Caulk | 0 | 0.25 | 0.09 | 503.3 | 1 | Honeywell | 2023-09-27 | redacted
Low Income - Power to Save | Outdoor Coil Cleaning | 0 | 0.1 | 0 | 275 | 1 | Honeywell | 2023-09-27 | redacted
Low Income - Power to Save | Faucet Aerators | 0 | 0 | 0.02 | 110.58 | 1 | Honeywell | 2023-09-27 | redacted
Low Income - Power to Save | Low Flow Showerhead | 0 | 0.04 | 0.1 | 504.08 | 1 | Honeywell | 2023-09-27 | redacted
Low Income - Power to Save | LED Lights | 0 | 0 | 0 | 47.6 | 1 | Honeywell | 2023-09-27 | redacted
Low Income - Power to Save | Weather Strip/Caulk | 0 | 0.25 | 0.09 | 503.3 | 1 | Honeywell | 2023-09-30 | redacted
Low Income - Power to Save | Outdoor Coil Cleaning | 0 | 0.1 | 0 | 275 | 1 | Honeywell | 2023-09-30 | redacted
Low Income - Power to Save | HVAC Inspection | 0 | 0.17 | 0 | 268.73 | 1 | Honeywell | 2023-09-30 | redacted
Low Income - Power to Save | Faucet Aerators | 0 | 0 | 0.02 | 110.58 | 1 | Honeywell | 2023-09-30 | redacted
Low Income - Power to Save | Low Flow Showerhead | 0 | 0.04 | 0.1 | 504.08 | 1 | Honeywell | 2023-09-30 | redacted
Low Income - Power to Save | LI - DUCT | 0 | 0.4 | 0.12 | 775.77 | 1 | Honeywell | 2023-09-30 | redacted
Low Income - Power to Save | LED Lights | 0 | 0 | 0 | 47.6 | 1 | Honeywell | 2023-09-30 | redacted
Low Income - Power to Save | Weather Strip/Caulk | 0 | 0.25 | 0.09 | 503.3 | 1 | Honeywell | 2023-09-26 | redacted
Low Income - Power to Save | Outdoor Coil Cleaning | 0 | 0.1 | 0 | 275 | 1 | Honeywell | 2023-09-26 | redacted
Low Income - Power to Save | HVAC Inspection | 0 | 0.17 | 0 | 268.73 | 1 | Honeywell | 2023-09-26 | redacted
Low Income - Power to Save | Faucet Aerators | 0 | 0 | 0.02 | 110.58 | 1 | Honeywell | 2023-09-26 | redacted
Low Income - Power to Save | Low Flow Showerhead | 0 | 0.04 | 0.1 | 504.08 | 1 | Honeywell | 2023-09-26 | redacted
Low Income - Power to Save | LED Lights | 0 | 0 | 0 | 47.6 | 1 | Honeywell | 2023-09-26 | redacted
Low Income - Power to Save | Weather Strip/Caulk | 0 | 0.25 | 0.09 | 503.3 | 1 | Honeywell | 2023-09-05 | redacted
Low Income - Power to Save | Outdoor Coil Cleaning | 0 | 0.1 | 0 | 275 | 1 | Honeywell | 2023-09-05 | redacted
Low Income - Power to Save | HVAC Inspection | 0 | 0.17 | 0 | 268.73 | 1 | Honeywell | 2023-09-05 | redacted
Low Income - Power to Save | Faucet Aerators | 0 | 0 | 0.02 | 110.58 | 1 | Honeywell | 2023-09-05 | redacted
Low Income - Power to Save | Low Flow Showerhead | 0 | 0.04 | 0.1 | 504.08 | 1 | Honeywell | 2023-09-05 | redacted
Low Income - Power to Save | LI - DUCT | 0 | 0.4 | 0.12 | 775.77 | 1 | Honeywell | 2023-09-05 | redacted
Low Income - Power to Save | LED Lights | 0 | 0 | 0 | 47.6 | 1 | Honeywell | 2023-09-05 | redacted
Low Income - Power to Save | Weather Strip/Caulk | 0 | 0.25 | 0.09 | 503.3 | 1 | Honeywell | 2023-09-06 | redacted
Low Income - Power to Save | Outdoor Coil Cleaning | 0 | 0.1 | 0 | 275 | 1 | Honeywell | 2023-09-06 | redacted
Low Income - Power to Save | HVAC Inspection | 0 | 0.17 | 0 | 268.73 | 1 | Honeywell | 2023-09-06 | redacted
Low Income - Power to Save | Faucet Aerators | 0 | 0 | 0.02 | 110.58 | 1 | Honeywell | 2023-09-06 | redacted
Low Income - Power to Save | Low Flow Showerhead | 0 | 0.04 | 0.1 | 504.08 | 1 | Honeywell | 2023-09-06 | redacted
Low Income - Power to Save | LI - DUCT | 0 | 0.4 | 0.12 | 775.77 | 1 | Honeywell | 2023-09-06 | redacted
Low Income - Power to Save | LED Lights | 0 | 0 | 0 | 47.6 | 1 | Honeywell | 2023-09-06 | redacted
Low Income - Power to Save | Weather Strip/Caulk | 0 | 0.25 | 0.09 | 503.3 | 1 | Honeywell | 2023-09-29 | redacted
Low Income - Power to Save | Outdoor Coil Cleaning | 0 | 0.1 | 0 | 275 | 1 | Honeywell | 2023-09-29 | redacted
Low Income - Power to Save | HVAC Inspection | 0 | 0.17 | 0 | 268.73 | 1 | Honeywell | 2023-09-29 | redacted
Low Income - Power to Save | Low Flow Showerhead | 0 | 0.04 | 0.1 | 504.08 | 1 | Honeywell | 2023-09-29 | redacted
Low Income - Power to Save | LI - DUCT | 0 | 0.4 | 0.12 | 775.77 | 1 | Honeywell | 2023-09-29 | redacted
Low Income - Power to Save | LED Lights | 0 | 0 | 0 | 47.6 | 1 | Honeywell | 2023-09-29 | redacted
Low Income - Power to Save | Outdoor Coil Cleaning | 0 | 0.1 | 0 | 275 | 1 | Honeywell | 2023-09-30 | redacted
Low Income - Power to Save | Faucet Aerators | 0 | 0 | 0.02 | 110.58 | 1 | Honeywell | 2023-09-30 | redacted
Low Income - Power to Save | Low Flow Showerhead | 0 | 0.04 | 0.1 | 504.08 | 1 | Honeywell | 2023-09-30 | redacted
Low Income - Power to Save | LED Lights | 0 | 0 | 0 | 47.6 | 1 | Honeywell | 2023-09-30 | redacted
Low Income - Power to Save | Weather Strip/Caulk | 0 | 0.25 | 0.09 | 503.3 | 1 | Honeywell | 2023-09-27 | redacted
Low Income - Power to Save | Pipe Wrap | 0 | 0.01 | 0.03 | 143.65 | 1 | Honeywell | 2023-09-27 | redacted
Low Income - Power to Save | Outdoor Coil Cleaning | 0 | 0.1 | 0 | 275 | 1 | Honeywell | 2023-09-27 | redacted
Low Income - Power to Save | HVAC Inspection | 0 | 0.17 | 0 | 268.73 | 1 | Honeywell | 2023-09-27 | redacted
Low Income - Power to Save | Low Flow Showerhead | 0 | 0.04 | 0.1 | 504.08 | 1 | Honeywell | 2023-09-27 | redacted
Low Income - Power to Save | LI - DUCT | 0 | 0.4 | 0.12 | 775.77 | 1 | Honeywell | 2023-09-27 | redacted
Low Income - Power to Save | LED Lights | 0 | 0 | 0 | 47.6 | 1 | Honeywell | 2023-09-27 | redacted
Low Income - Power to Save | Weather Strip/Caulk | 0 | 0.25 | 0.09 | 503.3 | 1 | Honeywell | 2023-09-07 | redacted
Low Income - Power to Save | Faucet Aerators | 0 | 0 | 0.02 | 110.58 | 1 | Honeywell | 2023-09-07 | redacted
Low Income - Power to Save | Low Flow Showerhead | 0 | 0.04 | 0.1 | 504.08 | 1 | Honeywell | 2023-09-07 | redacted
Low Income - Power to Save | LED Lights | 0 | 0 | 0 | 47.6 | 1 | Honeywell | 2023-09-07 | redacted
Low Income - Power to Save | Weather Strip/Caulk | 0 | 0.25 | 0.09 | 503.3 | 1 | Honeywell | 2023-09-26 | redacted
Low Income - Power to Save | Pipe Wrap | 0 | 0.01 | 0.03 | 143.65 | 1 | Honeywell | 2023-09-26 | redacted
Low Income - Power to Save | Outdoor Coil Cleaning | 0 | 0.1 | 0 | 275 | 1 | Honeywell | 2023-09-26 | redacted
Low Income - Power to Save | HVAC Inspection | 0 | 0.17 | 0 | 268.73 | 1 | Honeywell | 2023-09-26 | redacted
Low Income - Power to Save | Faucet Aerators | 0 | 0 | 0.02 | 110.58 | 1 | Honeywell | 2023-09-26 | redacted
Low Income - Power to Save | LI - DUCT | 0 | 0.4 | 0.12 | 775.77 | 1 | Honeywell | 2023-09-26 | redacted
Low Income - Power to Save | LED Lights | 0 | 0 | 0 | 47.6 | 1 | Honeywell | 2023-09-26 | redacted
Low Income - Power to Save | Weather Strip/Caulk | 0 | 0.25 | 0.09 | 503.3 | 1 | Honeywell | 2023-09-26 | redacted
Low Income - Power to Save | Outdoor Coil Cleaning | 0 | 0.1 | 0 | 275 | 1 | Honeywell | 2023-09-26 | redacted
Low Income - Power to Save | HVAC Inspection | 0 | 0.17 | 0 | 268.73 | 1 | Honeywell | 2023-09-26 | redacted
Low Income - Power to Save | Faucet Aerators | 0 | 0 | 0.02 | 110.58 | 1 | Honeywell | 2023-09-26 | redacted
Low Income - Power to Save | Low Flow Showerhead | 0 | 0.04 | 0.1 | 504.08 | 1 | Honeywell | 2023-09-26 | redacted
Low Income - Power to Save | LI - DUCT | 0 | 0.4 | 0.12 | 775.77 | 1 | Honeywell | 2023-09-26 | redacted
Low Income - Power to Save | LED Lights | 0 | 0 | 0 | 47.6 | 1 | Honeywell | 2023-09-26 | redacted
Low Income - Power to Save | Weather Strip/Caulk | 0 | 0.25 | 0.09 | 503.3 | 1 | Honeywell | 2023-09-07 | redacted
Low Income - Power to Save | LED Lights | 0 | 0 | 0 | 47.6 | 1 | Honeywell | 2023-09-07 | redacted
Low Income - Power to Save | Weather Strip/Caulk | 0 | 0.25 | 0.09 | 503.3 | 1 | Honeywell | 2023-09-30 | redacted
Low Income - Power to Save | Outdoor Coil Cleaning | 0 | 0.1 | 0 | 275 | 1 | Honeywell | 2023-09-30 | redacted
Low Income - Power to Save | HVAC Inspection | 0 | 0.17 | 0 | 268.73 | 1 | Honeywell | 2023-09-30 | redacted
Low Income - Power to Save | Faucet Aerators | 0 | 0 | 0.02 | 110.58 | 1 | Honeywell | 2023-09-30 | redacted
Low Income - Power to Save | Low Flow Showerhead | 0 | 0.04 | 0.1 | 504.08 | 1 | Honeywell | 2023-09-30 | redacted
Low Income - Power to Save | LI - DUCT | 0 | 0.4 | 0.12 | 775.77 | 1 | Honeywell | 2023-09-30 | redacted
Low Income - Power to Save | LED Lights | 0 | 0 | 0 | 47.6 | 1 | Honeywell | 2023-09-30 | redacted
Low Income - Power to Save | Weather Strip/Caulk | 0 | 0.25 | 0.09 | 503.3 | 1 | Honeywell | 2023-09-26 | redacted
Low Income - Power to Save | Pipe Wrap | 0 | 0.01 | 0.03 | 143.65 | 1 | Honeywell | 2023-09-26 | redacted
Low Income - Power to Save | Outdoor Coil Cleaning | 0 | 0.1 | 0 | 275 | 1 | Honeywell | 2023-09-26 | redacted
Low Income - Power to Save | HVAC Inspection | 0 | 0.17 | 0 | 268.73 | 1 | Honeywell | 2023-09-26 | redacted
Low Income - Power to Save | Faucet Aerators | 0 | 0 | 0.02 | 110.58 | 1 | Honeywell | 2023-09-26 | redacted
Low Income - Power to Save | Low Flow Showerhead | 0 | 0.04 | 0.1 | 504.08 | 1 | Honeywell | 2023-09-26 | redacted
Low Income - Power to Save | LI - DUCT | 0 | 0.4 | 0.12 | 775.77 | 1 | Honeywell | 2023-09-26 | redacted
Low Income - Power to Save | LED Lights | 0 | 0 | 0 | 47.6 | 1 | Honeywell | 2023-09-26 | redacted
Low Income - Power to Save | Weather Strip/Caulk | 0 | 0.25 | 0.09 | 503.3 | 1 | Honeywell | 2023-09-28 | redacted
Low Income - Power to Save | Outdoor Coil Cleaning | 0 | 0.1 | 0 | 275 | 1 | Honeywell | 2023-09-28 | redacted
Low Income - Power to Save | HVAC Inspection | 0 | 0.17 | 0 | 268.73 | 1 | Honeywell | 2023-09-28 | redacted
Low Income - Power to Save | Faucet Aerators | 0 | 0 | 0.02 | 110.58 | 1 | Honeywell | 2023-09-28 | redacted
Low Income - Power to Save | Low Flow Showerhead | 0 | 0.04 | 0.1 | 504.08 | 1 | Honeywell | 2023-09-28 | redacted
Low Income - Power to Save | LED Lights | 0 | 0 | 0 | 47.6 | 1 | Honeywell | 2023-09-28 | redacted
Low Income - Power to Save | Weather Strip/Caulk | 0 | 0.25 | 0.09 | 503.3 | 1 | Honeywell | 2023-09-07 | redacted
Low Income - Power to Save | Outdoor Coil Cleaning | 0 | 0.1 | 0 | 275 | 1 | Honeywell | 2023-09-07 | redacted
Low Income - Power to Save | HVAC Inspection | 0 | 0.17 | 0 | 268.73 | 1 | Honeywell | 2023-09-07 | redacted
Low Income - Power to Save | Faucet Aerators | 0 | 0 | 0.02 | 110.58 | 1 | Honeywell | 2023-09-07 | redacted
Low Income - Power to Save | Low Flow Showerhead | 0 | 0.04 | 0.1 | 504.08 | 1 | Honeywell | 2023-09-07 | redacted
Low Income - Power to Save | LI - DUCT | 0 | 0.4 | 0.12 | 775.77 | 1 | Honeywell | 2023-09-07 | redacted
Low Income - Power to Save | LED Lights | 0 | 0 | 0 | 47.6 | 1 | Honeywell | 2023-09-07 | redacted
Low Income - Power to Save | Weather Strip/Caulk | 0 | 0.25 | 0.09 | 503.3 | 1 | Honeywell | 2023-09-06 | redacted
Low Income - Power to Save | Outdoor Coil Cleaning | 0 | 0.1 | 0 | 275 | 1 | Honeywell | 2023-09-06 | redacted
Low Income - Power to Save | HVAC Inspection | 0 | 0.17 | 0 | 268.73 | 1 | Honeywell | 2023-09-06 | redacted
Low Income - Power to Save | Faucet Aerators | 0 | 0 | 0.02 | 110.58 | 1 | Honeywell | 2023-09-06 | redacted
Low Income - Power to Save | Low Flow Showerhead | 0 | 0.04 | 0.1 | 504.08 | 1 | Honeywell | 2023-09-06 | redacted
Low Income - Power to Save | LI - DUCT | 0 | 0.4 | 0.12 | 775.77 | 1 | Honeywell | 2023-09-06 | redacted
Low Income - Power to Save | LED Lights | 0 | 0 | 0 | 47.6 | 1 | Honeywell | 2023-09-06 | redacted
Low Income - Power to Save | Outdoor Coil Cleaning | 0 | 0.1 | 0 | 275 | 1 | Honeywell | 2023-09-27 | redacted
Low Income - Power to Save | Faucet Aerators | 0 | 0 | 0.02 | 110.58 | 1 | Honeywell | 2023-09-27 | redacted
Low Income - Power to Save | Low Flow Showerhead | 0 | 0.04 | 0.1 | 504.08 | 1 | Honeywell | 2023-09-27 | redacted
Low Income - Power to Save | LED Lights | 0 | 0 | 0 | 47.6 | 1 | Honeywell | 2023-09-27 | redacted
Low Income - Power to Save | Weather Strip/Caulk | 0 | 0.25 | 0.09 | 503.3 | 1 | Honeywell | 2023-09-30 | redacted
Low Income - Power to Save | Outdoor Coil Cleaning | 0 | 0.1 | 0 | 275 | 1 | Honeywell | 2023-09-30 | redacted
Low Income - Power to Save | HVAC Inspection | 0 | 0.17 | 0 | 268.73 | 1 | Honeywell | 2023-09-30 | redacted
Low Income - Power to Save | Faucet Aerators | 0 | 0 | 0.02 | 110.58 | 1 | Honeywell | 2023-09-30 | redacted
Low Income - Power to Save | Low Flow Showerhead | 0 | 0.04 | 0.1 | 504.08 | 1 | Honeywell | 2023-09-30 | redacted
Low Income - Power to Save | LI - DUCT | 0 | 0.4 | 0.12 | 775.77 | 1 | Honeywell | 2023-09-30 | redacted
Low Income - Power to Save | LED Lights | 0 | 0 | 0 | 47.6 | 1 | Honeywell | 2023-09-30 | redacted
Low Income - Power to Save | Weather Strip/Caulk | 0 | 0.25 | 0.09 | 503.3 | 1 | Honeywell | 2023-09-26 | redacted
Low Income - Power to Save | Pipe Wrap | 0 | 0.01 | 0.03 | 143.65 | 1 | Honeywell | 2023-09-26 | redacted
Low Income - Power to Save | Outdoor Coil Cleaning | 0 | 0.1 | 0 | 275 | 1 | Honeywell | 2023-09-26 | redacted
Low Income - Power to Save | HVAC Inspection | 0 | 0.17 | 0 | 268.73 | 1 | Honeywell | 2023-09-26 | redacted
Low Income - Power to Save | Faucet Aerators | 0 | 0 | 0.02 | 110.58 | 1 | Honeywell | 2023-09-26 | redacted
Low Income - Power to Save | Low Flow Showerhead | 0 | 0.04 | 0.1 | 504.08 | 1 | Honeywell | 2023-09-26 | redacted
Low Income - Power to Save | LI - DUCT | 0 | 0.4 | 0.12 | 775.77 | 1 | Honeywell | 2023-09-26 | redacted
Low Income - Power to Save | LED Lights | 0 | 0 | 0 | 47.6 | 1 | Honeywell | 2023-09-26 | redacted
Low Income - Power to Save | Outdoor Coil Cleaning | 0 | 0.1 | 0 | 275 | 1 | Honeywell | 2023-09-27 | redacted
Low Income - Power to Save | Faucet Aerators | 0 | 0 | 0.02 | 110.58 | 1 | Honeywell | 2023-09-27 | redacted
Low Income - Power to Save | Low Flow Showerhead | 0 | 0.04 | 0.1 | 504.08 | 1 | Honeywell | 2023-09-27 | redacted
Low Income - Power to Save | LED Lights | 0 | 0 | 0 | 47.6 | 1 | Honeywell | 2023-09-27 | redacted
Low Income - Power to Save | Weather Strip/Caulk | 0 | 0.25 | 0.09 | 503.3 | 1 | Honeywell | 2023-09-07 | redacted
Low Income - Power to Save | Outdoor Coil Cleaning | 0 | 0.1 | 0 | 275 | 1 | Honeywell | 2023-09-07 | redacted
Low Income - Power to Save | HVAC Inspection | 0 | 0.17 | 0 | 268.73 | 1 | Honeywell | 2023-09-07 | redacted
Low Income - Power to Save | Faucet Aerators | 0 | 0 | 0.02 | 110.58 | 1 | Honeywell | 2023-09-07 | redacted
Low Income - Power to Save | Low Flow Showerhead | 0 | 0.04 | 0.1 | 504.08 | 1 | Honeywell | 2023-09-07 | redacted
Low Income - Power to Save | LI - DUCT | 0 | 0.4 | 0.12 | 775.77 | 1 | Honeywell | 2023-09-07 | redacted
Low Income - Power to Save | LED Lights | 0 | 0 | 0 | 47.6 | 1 | Honeywell | 2023-09-07 | redacted
Low Income - Power to Save | Outdoor Coil Cleaning | 0 | 0.1 | 0 | 275 | 1 | Honeywell | 2023-09-30 | redacted
Low Income - Power to Save | Faucet Aerators | 0 | 0 | 0.02 | 110.58 | 1 | Honeywell | 2023-09-30 | redacted
Low Income - Power to Save | Low Flow Showerhead | 0 | 0.04 | 0.1 | 504.08 | 1 | Honeywell | 2023-09-30 | redacted
Low Income - Power to Save | LED Lights | 0 | 0 | 0 | 47.6 | 1 | Honeywell | 2023-09-30 | redacted
Low Income - Power to Save | Weather Strip/Caulk | 0 | 0.25 | 0.09 | 503.3 | 1 | Honeywell | 2023-09-07 | redacted
Low Income - Power to Save | Outdoor Coil Cleaning | 0 | 0.1 | 0 | 275 | 1 | Honeywell | 2023-09-07 | redacted
Low Income - Power to Save | HVAC Inspection | 0 | 0.17 | 0 | 268.73 | 1 | Honeywell | 2023-09-07 | redacted
Low Income - Power to Save | Faucet Aerators | 0 | 0 | 0.02 | 110.58 | 1 | Honeywell | 2023-09-07 | redacted
Low Income - Power to Save | Low Flow Showerhead | 0 | 0.04 | 0.1 | 504.08 | 1 | Honeywell | 2023-09-07 | redacted
Low Income - Power to Save | LI - DUCT | 0 | 0.4 | 0.12 | 775.77 | 1 | Honeywell | 2023-09-07 | redacted
Low Income - Power to Save | LED Lights | 0 | 0 | 0 | 47.6 | 1 | Honeywell | 2023-09-07 | redacted
Low Income - Power to Save | Weather Strip/Caulk | 0 | 0.25 | 0.09 | 503.3 | 1 | Honeywell | 2023-09-26 | redacted
Low Income - Power to Save | Outdoor Coil Cleaning | 0 | 0.1 | 0 | 275 | 1 | Honeywell | 2023-09-26 | redacted
Low Income - Power to Save | HVAC Inspection | 0 | 0.17 | 0 | 268.73 | 1 | Honeywell | 2023-09-26 | redacted
Low Income - Power to Save | Faucet Aerators | 0 | 0 | 0.02 | 110.58 | 1 | Honeywell | 2023-09-26 | redacted
Low Income - Power to Save | LI - DUCT | 0 | 0.4 | 0.12 | 775.77 | 1 | Honeywell | 2023-09-26 | redacted
Low Income - Power to Save | LED Lights | 0 | 0 | 0 | 47.6 | 1 | Honeywell | 2023-09-26 | redacted
Low Income - Power to Save | Weather Strip/Caulk | 0 | 0.25 | 0.09 | 503.3 | 1 | Honeywell | 2023-09-27 | redacted
Low Income - Power to Save | Faucet Aerators | 0 | 0 | 0.02 | 110.58 | 1 | Honeywell | 2023-09-27 | redacted
Low Income - Power to Save | Low Flow Showerhead | 0 | 0.04 | 0.1 | 504.08 | 1 | Honeywell | 2023-09-27 | redacted
Low Income - Power to Save | LED Lights | 0 | 0 | 0 | 47.6 | 1 | Honeywell | 2023-09-27 | redacted
Low Income - Power to Save | Weather Strip/Caulk | 0 | 0.25 | 0.09 | 503.3 | 1 | Honeywell | 2023-09-29 | redacted
Low Income - Power to Save | Pipe Wrap | 0 | 0.01 | 0.03 | 143.65 | 1 | Honeywell | 2023-09-29 | redacted
Low Income - Power to Save | Outdoor Coil Cleaning | 0 | 0.1 | 0 | 275 | 1 | Honeywell | 2023-09-29 | redacted
Low Income - Power to Save | HVAC Inspection | 0 | 0.17 | 0 | 268.73 | 1 | Honeywell | 2023-09-29 | redacted
Low Income - Power to Save | Low Flow Showerhead | 0 | 0.04 | 0.1 | 504.08 | 1 | Honeywell | 2023-09-29 | redacted
Low Income - Power to Save | LI - DUCT | 0 | 0.4 | 0.12 | 775.77 | 1 | Honeywell | 2023-09-29 | redacted
Low Income - Power to Save | LED Lights | 0 | 0 | 0 | 47.6 | 1 | Honeywell | 2023-09-29 | redacted
Low Income - Power to Save | Weather Strip/Caulk | 0 | 0.25 | 0.09 | 503.3 | 1 | Honeywell | 2023-09-05 | redacted
Low Income - Power to Save | Outdoor Coil Cleaning | 0 | 0.1 | 0 | 275 | 1 | Honeywell | 2023-09-05 | redacted
Low Income - Power to Save | HVAC Inspection | 0 | 0.17 | 0 | 268.73 | 1 | Honeywell | 2023-09-05 | redacted
Low Income - Power to Save | Faucet Aerators | 0 | 0 | 0.02 | 110.58 | 1 | Honeywell | 2023-09-05 | redacted
Low Income - Power to Save | Low Flow Showerhead | 0 | 0.04 | 0.1 | 504.08 | 1 | Honeywell | 2023-09-05 | redacted
Low Income - Power to Save | LI - DUCT | 0 | 0.4 | 0.12 | 775.77 | 1 | Honeywell | 2023-09-05 | redacted
Low Income - Power to Save | LED Lights | 0 | 0 | 0 | 47.6 | 1 | Honeywell | 2023-09-05 | redacted
Low Income - Power to Save | Weather Strip/Caulk | 0 | 0.25 | 0.09 | 503.3 | 1 | Honeywell | 2023-09-26 | redacted
Low Income - Power to Save | Outdoor Coil Cleaning | 0 | 0.1 | 0 | 275 | 1 | Honeywell | 2023-09-26 | redacted
Low Income - Power to Save | HVAC Inspection | 0 | 0.17 | 0 | 268.73 | 1 | Honeywell | 2023-09-26 | redacted
Low Income - Power to Save | Faucet Aerators | 0 | 0 | 0.02 | 110.58 | 1 | Honeywell | 2023-09-26 | redacted
Low Income - Power to Save | Low Flow Showerhead | 0 | 0.04 | 0.1 | 504.08 | 1 | Honeywell | 2023-09-26 | redacted
Low Income - Power to Save | LI - DUCT | 0 | 0.4 | 0.12 | 775.77 | 1 | Honeywell | 2023-09-26 | redacted
Low Income - Power to Save | LED Lights | 0 | 0 | 0 | 47.6 | 1 | Honeywell | 2023-09-26 | redacted
Low Income - Power to Save | Weather Strip/Caulk | 0 | 0.25 | 0.09 | 503.3 | 1 | Honeywell | 2023-09-05 | redacted
Low Income - Power to Save | Pipe Wrap | 0 | 0.01 | 0.03 | 143.65 | 1 | Honeywell | 2023-09-05 | redacted
Low Income - Power to Save | Outdoor Coil Cleaning | 0 | 0.1 | 0 | 275 | 1 | Honeywell | 2023-09-05 | redacted
Low Income - Power to Save | HVAC Inspection | 0 | 0.17 | 0 | 268.73 | 1 | Honeywell | 2023-09-05 | redacted
Low Income - Power to Save | Faucet Aerators | 0 | 0 | 0.02 | 110.58 | 1 | Honeywell | 2023-09-05 | redacted
Low Income - Power to Save | Low Flow Showerhead | 0 | 0.04 | 0.1 | 504.08 | 1 | Honeywell | 2023-09-05 | redacted
Low Income - Power to Save | LI - DUCT | 0 | 0.4 | 0.12 | 775.77 | 1 | Honeywell | 2023-09-05 | redacted
Low Income - Power to Save | LED Lights | 0 | 0 | 0 | 47.6 | 1 | Honeywell | 2023-09-05 | redacted
Low Income - Power to Save | Weather Strip/Caulk | 0 | 0.25 | 0.09 | 503.3 | 1 | Honeywell | 2023-09-27 | redacted
Low Income - Power to Save | Outdoor Coil Cleaning | 0 | 0.1 | 0 | 275 | 1 | Honeywell | 2023-09-27 | redacted
Low Income - Power to Save | HVAC Inspection | 0 | 0.17 | 0 | 268.73 | 1 | Honeywell | 2023-09-27 | redacted
Low Income - Power to Save | Faucet Aerators | 0 | 0 | 0.02 | 110.58 | 1 | Honeywell | 2023-09-27 | redacted
Low Income - Power to Save | LI - DUCT | 0 | 0.4 | 0.12 | 775.77 | 1 | Honeywell | 2023-09-27 | redacted
Low Income - Power to Save | LED Lights | 0 | 0 | 0 | 47.6 | 1 | Honeywell | 2023-09-27 | redacted
Low Income - Power to Save | Weather Strip/Caulk | 0 | 0.25 | 0.09 | 503.3 | 1 | Honeywell | 2023-09-06 | redacted
Low Income - Power to Save | Outdoor Coil Cleaning | 0 | 0.1 | 0 | 275 | 1 | Honeywell | 2023-09-06 | redacted
Low Income - Power to Save | HVAC Inspection | 0 | 0.17 | 0 | 268.73 | 1 | Honeywell | 2023-09-06 | redacted
Low Income - Power to Save | Faucet Aerators | 0 | 0 | 0.02 | 110.58 | 1 | Honeywell | 2023-09-06 | redacted
Low Income - Power to Save | Low Flow Showerhead | 0 | 0.04 | 0.1 | 504.08 | 1 | Honeywell | 2023-09-06 | redacted
Low Income - Power to Save | LI - DUCT | 0 | 0.4 | 0.12 | 775.77 | 1 | Honeywell | 2023-09-06 | redacted
Low Income - Power to Save | LED Lights | 0 | 0 | 0 | 47.6 | 1 | Honeywell | 2023-09-06 | redacted
Low Income - Power to Save | Weather Strip/Caulk | 0 | 0.25 | 0.09 | 503.3 | 1 | Honeywell | 2023-09-06 | redacted
Low Income - Power to Save | Pipe Wrap | 0 | 0.01 | 0.03 | 143.65 | 1 | Honeywell | 2023-09-06 | redacted
Low Income - Power to Save | Faucet Aerators | 0 | 0 | 0.02 | 110.58 | 1 | Honeywell | 2023-09-06 | redacted
Low Income - Power to Save | LED Lights | 0 | 0 | 0 | 47.6 | 1 | Honeywell | 2023-09-06 | redacted
Low Income - Power to Save | Weather Strip/Caulk | 0 | 0.25 | 0.09 | 503.3 | 1 | Honeywell | 2023-09-28 | redacted
Low Income - Power to Save | Pipe Wrap | 0 | 0.01 | 0.03 | 143.65 | 1 | Honeywell | 2023-09-28 | redacted
Low Income - Power to Save | Outdoor Coil Cleaning | 0 | 0.1 | 0 | 275 | 1 | Honeywell | 2023-09-28 | redacted
Low Income - Power to Save | HVAC Inspection | 0 | 0.17 | 0 | 268.73 | 1 | Honeywell | 2023-09-28 | redacted
Low Income - Power to Save | Faucet Aerators | 0 | 0 | 0.02 | 110.58 | 1 | Honeywell | 2023-09-28 | redacted
Low Income - Power to Save | Low Flow Showerhead | 0 | 0.04 | 0.1 | 504.08 | 1 | Honeywell | 2023-09-28 | redacted
Low Income - Power to Save | LI - DUCT | 0 | 0.4 | 0.12 | 775.77 | 1 | Honeywell | 2023-09-28 | redacted
Low Income - Power to Save | LED Lights | 0 | 0 | 0 | 47.6 | 1 | Honeywell | 2023-09-28 | redacted
Low Income - Power to Save | Outdoor Coil Cleaning | 0 | 0.1 | 0 | 275 | 1 | Honeywell | 2023-09-30 | redacted
Low Income - Power to Save | Faucet Aerators | 0 | 0 | 0.02 | 110.58 | 1 | Honeywell | 2023-09-30 | redacted
Low Income - Power to Save | Low Flow Showerhead | 0 | 0.04 | 0.1 | 504.08 | 1 | Honeywell | 2023-09-30 | redacted
Low Income - Power to Save | LED Lights | 0 | 0 | 0 | 47.6 | 1 | Honeywell | 2023-09-30 | redacted
Low Income - Power to Save | Weather Strip/Caulk | 0 | 0.25 | 0.09 | 503.3 | 1 | Honeywell | 2023-09-26 | redacted
Low Income - Power to Save | LED Lights | 0 | 0 | 0 | 47.6 | 1 | Honeywell | 2023-09-26 | redacted
Low Income - Power to Save | Weather Strip/Caulk | 0 | 0.25 | 0.09 | 503.3 | 1 | Honeywell | 2023-09-28 | redacted
Low Income - Power to Save | Pipe Wrap | 0 | 0.01 | 0.03 | 143.65 | 1 | Honeywell | 2023-09-28 | redacted
Low Income - Power to Save | Outdoor Coil Cleaning | 0 | 0.1 | 0 | 275 | 1 | Honeywell | 2023-09-28 | redacted
Low Income - Power to Save | HVAC Inspection | 0 | 0.17 | 0 | 268.73 | 1 | Honeywell | 2023-09-28 | redacted
Low Income - Power to Save | Low Flow Showerhead | 0 | 0.04 | 0.1 | 504.08 | 1 | Honeywell | 2023-09-28 | redacted
Low Income - Power to Save | LI - DUCT | 0 | 0.4 | 0.12 | 775.77 | 1 | Honeywell | 2023-09-28 | redacted
Low Income - Power to Save | LED Lights | 0 | 0 | 0 | 47.6 | 1 | Honeywell | 2023-09-28 | redacted
Low Income - Power to Save | Weather Strip/Caulk | 0 | 0.25 | 0.09 | 503.3 | 1 | Honeywell | 2023-09-26 | redacted
Low Income - Power to Save | Outdoor Coil Cleaning | 0 | 0.1 | 0 | 275 | 1 | Honeywell | 2023-09-26 | redacted
Low Income - Power to Save | HVAC Inspection | 0 | 0.17 | 0 | 268.73 | 1 | Honeywell | 2023-09-26 | redacted
Low Income - Power to Save | Faucet Aerators | 0 | 0 | 0.02 | 110.58 | 1 | Honeywell | 2023-09-26 | redacted
Low Income - Power to Save | Low Flow Showerhead | 0 | 0.04 | 0.1 | 504.08 | 1 | Honeywell | 2023-09-26 | redacted
Low Income - Power to Save | LI - DUCT | 0 | 0.4 | 0.12 | 775.77 | 1 | Honeywell | 2023-09-26 | redacted
Low Income - Power to Save | LED Lights | 0 | 0 | 0 | 47.6 | 1 | Honeywell | 2023-09-26 | redacted
Low Income - Power to Save | Weather Strip/Caulk | 0 | 0.25 | 0.09 | 503.3 | 1 | Honeywell | 2023-09-26 | redacted
Low Income - Power to Save | Outdoor Coil Cleaning | 0 | 0.1 | 0 | 275 | 1 | Honeywell | 2023-09-26 | redacted
Low Income - Power to Save | HVAC Inspection | 0 | 0.17 | 0 | 268.73 | 1 | Honeywell | 2023-09-26 | redacted
Low Income - Power to Save | Faucet Aerators | 0 | 0 | 0.02 | 110.58 | 1 | Honeywell | 2023-09-26 | redacted
Low Income - Power to Save | Low Flow Showerhead | 0 | 0.04 | 0.1 | 504.08 | 1 | Honeywell | 2023-09-26 | redacted
Low Income - Power to Save | LI - DUCT | 0 | 0.4 | 0.12 | 775.77 | 1 | Honeywell | 2023-09-26 | redacted
Low Income - Power to Save | LED Lights | 0 | 0 | 0 | 47.6 | 1 | Honeywell | 2023-09-26 | redacted
Low Income - Power to Save | Weather Strip/Caulk | 0 | 0.25 | 0.09 | 503.3 | 1 | Honeywell | 2023-09-26 | redacted
Low Income - Power to Save | Pipe Wrap | 0 | 0.01 | 0.03 | 143.65 | 1 | Honeywell | 2023-09-26 | redacted
Low Income - Power to Save | Outdoor Coil Cleaning | 0 | 0.1 | 0 | 275 | 1 | Honeywell | 2023-09-26 | redacted
Low Income - Power to Save | HVAC Inspection | 0 | 0.17 | 0 | 268.73 | 1 | Honeywell | 2023-09-26 | redacted
Low Income - Power to Save | Faucet Aerators | 0 | 0 | 0.02 | 110.58 | 1 | Honeywell | 2023-09-26 | redacted
Low Income - Power to Save | Low Flow Showerhead | 0 | 0.04 | 0.1 | 504.08 | 1 | Honeywell | 2023-09-26 | redacted
Low Income - Power to Save | LI - DUCT | 0 | 0.4 | 0.12 | 775.77 | 1 | Honeywell | 2023-09-26 | redacted
Low Income - Power to Save | LED Lights | 0 | 0 | 0 | 47.6 | 1 | Honeywell | 2023-09-26 | redacted
Low Income - Power to Save | Weather Strip/Caulk | 0 | 0.25 | 0.09 | 503.3 | 1 | Honeywell | 2023-09-26 | redacted
Low Income - Power to Save | Outdoor Coil Cleaning | 0 | 0.1 | 0 | 275 | 1 | Honeywell | 2023-09-26 | redacted
Low Income - Power to Save | HVAC Inspection | 0 | 0.17 | 0 | 268.73 | 1 | Honeywell | 2023-09-26 | redacted
Low Income - Power to Save | Faucet Aerators | 0 | 0 | 0.02 | 110.58 | 1 | Honeywell | 2023-09-26 | redacted
Low Income - Power to Save | Low Flow Showerhead | 0 | 0.04 | 0.1 | 504.08 | 1 | Honeywell | 2023-09-26 | redacted
Low Income - Power to Save | LI - DUCT | 0 | 0.4 | 0.12 | 775.77 | 1 | Honeywell | 2023-09-26 | redacted
Low Income - Power to Save | LED Lights | 0 | 0 | 0 | 47.6 | 1 | Honeywell | 2023-09-26 | redacted
Low Income - Power to Save | Weather Strip/Caulk | 0 | 0.25 | 0.09 | 503.3 | 1 | Honeywell | 2023-09-26 | redacted
Low Income - Power to Save | Pipe Wrap | 0 | 0.01 | 0.03 | 143.65 | 1 | Honeywell | 2023-09-26 | redacted
Low Income - Power to Save | Outdoor Coil Cleaning | 0 | 0.1 | 0 | 275 | 1 | Honeywell | 2023-09-26 | redacted
Low Income - Power to Save | HVAC Inspection | 0 | 0.17 | 0 | 268.73 | 1 | Honeywell | 2023-09-26 | redacted
Low Income - Power to Save | Faucet Aerators | 0 | 0 | 0.02 | 110.58 | 1 | Honeywell | 2023-09-26 | redacted
Low Income - Power to Save | Low Flow Showerhead | 0 | 0.04 | 0.1 | 504.08 | 1 | Honeywell | 2023-09-26 | redacted
Low Income - Power to Save | LI - DUCT | 0 | 0.4 | 0.12 | 775.77 | 1 | Honeywell | 2023-09-26 | redacted
Low Income - Power to Save | LED Lights | 0 | 0 | 0 | 47.6 | 1 | Honeywell | 2023-09-26 | redacted
Low Income - Power to Save | Weather Strip/Caulk | 0 | 0.25 | 0.09 | 503.3 | 1 | Honeywell | 2023-09-06 | redacted
Low Income - Power to Save | Pipe Wrap | 0 | 0.01 | 0.03 | 143.65 | 1 | Honeywell | 2023-09-06 | redacted
Low Income - Power to Save | Faucet Aerators | 0 | 0 | 0.02 | 110.58 | 1 | Honeywell | 2023-09-06 | redacted
Low Income - Power to Save | Low Flow Showerhead | 0 | 0.04 | 0.1 | 504.08 | 1 | Honeywell | 2023-09-06 | redacted
Low Income - Power to Save | LED Lights | 0 | 0 | 0 | 47.6 | 1 | Honeywell | 2023-09-06 | redacted
Low Income - Power to Save | Faucet Aerators | 0 | 0 | 0.02 | 110.58 | 1 | Honeywell | 2023-09-28 | redacted
Low Income - Power to Save | Low Flow Showerhead | 0 | 0.04 | 0.1 | 504.08 | 1 | Honeywell | 2023-09-28 | redacted
Low Income - Power to Save | LED Lights | 0 | 0 | 0 | 47.6 | 1 | Honeywell | 2023-09-28 | redacted
Low Income - Power to Save | Weather Strip/Caulk | 0 | 0.25 | 0.09 | 503.3 | 1 | Honeywell | 2023-08-04 | redacted
Low Income - Power to Save | Pipe Wrap | 0 | 0.01 | 0.03 | 143.65 | 1 | Honeywell | 2023-08-04 | redacted
Low Income - Power to Save | Outdoor Coil Cleaning | 0 | 0.1 | 0 | 275 | 1 | Honeywell | 2023-08-04 | redacted
Low Income - Power to Save | HVAC Inspection | 0 | 0.17 | 0 | 268.73 | 1 | Honeywell | 2023-08-04 | redacted
Low Income - Power to Save | Faucet Aerators | 0 | 0 | 0.02 | 110.58 | 1 | Honeywell | 2023-08-04 | redacted
Low Income - Power to Save | Low Flow Showerhead | 0 | 0.04 | 0.1 | 504.08 | 1 | Honeywell | 2023-08-04 | redacted
Low Income - Power to Save | LI - DUCT | 0 | 0.4 | 0.12 | 775.77 | 1 | Honeywell | 2023-08-04 | redacted
Low Income - Power to Save | LED Lights | 0 | 0 | 0 | 47.6 | 1 | Honeywell | 2023-08-04 | redacted
Low Income - Power to Save | Weather Strip/Caulk | 0 | 0.25 | 0.09 | 503.3 | 1 | Honeywell | 2023-08-29 | redacted
Low Income - Power to Save | Outdoor Coil Cleaning | 0 | 0.1 | 0 | 275 | 1 | Honeywell | 2023-08-29 | redacted
Low Income - Power to Save | HVAC Inspection | 0 | 0.17 | 0 | 268.73 | 1 | Honeywell | 2023-08-29 | redacted
Low Income - Power to Save | Faucet Aerators | 0 | 0 | 0.02 | 110.58 | 1 | Honeywell | 2023-08-29 | redacted
Low Income - Power to Save | Low Flow Showerhead | 0 | 0.04 | 0.1 | 504.08 | 1 | Honeywell | 2023-08-29 | redacted
Low Income - Power to Save | LED Lights | 0 | 0 | 0 | 47.6 | 1 | Honeywell | 2023-08-29 | redacted
Low Income - Power to Save | Weather Strip/Caulk | 0 | 0.25 | 0.09 | 503.3 | 1 | Honeywell | 2023-08-18 | redacted
Low Income - Power to Save | Outdoor Coil Cleaning | 0 | 0.1 | 0 | 275 | 1 | Honeywell | 2023-08-18 | redacted
Low Income - Power to Save | HVAC Inspection | 0 | 0.17 | 0 | 268.73 | 1 | Honeywell | 2023-08-18 | redacted
Low Income - Power to Save | Faucet Aerators | 0 | 0 | 0.02 | 110.58 | 1 | Honeywell | 2023-08-18 | redacted
Low Income - Power to Save | Low Flow Showerhead | 0 | 0.04 | 0.1 | 504.08 | 1 | Honeywell | 2023-08-18 | redacted
Low Income - Power to Save | LED Lights | 0 | 0 | 0 | 47.6 | 1 | Honeywell | 2023-08-18 | redacted
Low Income - Power to Save | Weather Strip/Caulk | 0 | 0.25 | 0.09 | 503.3 | 1 | Honeywell | 2023-08-28 | redacted
Low Income - Power to Save | Pipe Wrap | 0 | 0.01 | 0.03 | 143.65 | 1 | Honeywell | 2023-08-28 | redacted
Low Income - Power to Save | Outdoor Coil Cleaning | 0 | 0.1 | 0 | 275 | 1 | Honeywell | 2023-08-28 | redacted
Low Income - Power to Save | HVAC Inspection | 0 | 0.17 | 0 | 268.73 | 1 | Honeywell | 2023-08-28 | redacted
Low Income - Power to Save | Low Flow Showerhead | 0 | 0.04 | 0.1 | 504.08 | 1 | Honeywell | 2023-08-28 | redacted
Low Income - Power to Save | LED Lights | 0 | 0 | 0 | 47.6 | 1 | Honeywell | 2023-08-28 | redacted
Low Income - Power to Save | Weather Strip/Caulk | 0 | 0.25 | 0.09 | 503.3 | 1 | Honeywell | 2023-08-03 | redacted
Low Income - Power to Save | Outdoor Coil Cleaning | 0 | 0.1 | 0 | 275 | 1 | Honeywell | 2023-08-03 | redacted
Low Income - Power to Save | HVAC Inspection | 0 | 0.17 | 0 | 268.73 | 1 | Honeywell | 2023-08-03 | redacted
Low Income - Power to Save | Faucet Aerators | 0 | 0 | 0.02 | 110.58 | 1 | Honeywell | 2023-08-03 | redacted
Low Income - Power to Save | Low Flow Showerhead | 0 | 0.04 | 0.1 | 504.08 | 1 | Honeywell | 2023-08-03 | redacted
Low Income - Power to Save | LI - DUCT | 0 | 0.4 | 0.12 | 775.77 | 1 | Honeywell | 2023-08-03 | redacted
Low Income - Power to Save | LED Lights | 0 | 0 | 0 | 47.6 | 1 | Honeywell | 2023-08-03 | redacted
Low Income - Power to Save | Weather Strip/Caulk | 0 | 0.25 | 0.09 | 503.3 | 1 | Honeywell | 2023-08-31 | redacted
Low Income - Power to Save | Outdoor Coil Cleaning | 0 | 0.1 | 0 | 275 | 1 | Honeywell | 2023-08-31 | redacted
Low Income - Power to Save | HVAC Inspection | 0 | 0.17 | 0 | 268.73 | 1 | Honeywell | 2023-08-31 | redacted
Low Income - Power to Save | Faucet Aerators | 0 | 0 | 0.02 | 110.58 | 1 | Honeywell | 2023-08-31 | redacted
Low Income - Power to Save | Low Flow Showerhead | 0 | 0.04 | 0.1 | 504.08 | 1 | Honeywell | 2023-08-31 | redacted
Low Income - Power to Save | LED Lights | 0 | 0 | 0 | 47.6 | 1 | Honeywell | 2023-08-31 | redacted
Low Income - Power to Save | Weather Strip/Caulk | 0 | 0.25 | 0.09 | 503.3 | 1 | Honeywell | 2023-08-02 | redacted
Low Income - Power to Save | Pipe Wrap | 0 | 0.01 | 0.03 | 143.65 | 1 | Honeywell | 2023-08-02 | redacted
Low Income - Power to Save | Outdoor Coil Cleaning | 0 | 0.1 | 0 | 275 | 1 | Honeywell | 2023-08-02 | redacted
Low Income - Power to Save | HVAC Inspection | 0 | 0.17 | 0 | 268.73 | 1 | Honeywell | 2023-08-02 | redacted
Low Income - Power to Save | Faucet Aerators | 0 | 0 | 0.02 | 110.58 | 1 | Honeywell | 2023-08-02 | redacted
Low Income - Power to Save | Low Flow Showerhead | 0 | 0.04 | 0.1 | 504.08 | 1 | Honeywell | 2023-08-02 | redacted
Low Income - Power to Save | LI - DUCT | 0 | 0.4 | 0.12 | 775.77 | 1 | Honeywell | 2023-08-02 | redacted
Low Income - Power to Save | LED Lights | 0 | 0 | 0 | 47.6 | 1 | Honeywell | 2023-08-02 | redacted
Low Income - Power to Save | Weather Strip/Caulk | 0 | 0.25 | 0.09 | 503.3 | 1 | Honeywell | 2023-08-02 | redacted
Low Income - Power to Save | Outdoor Coil Cleaning | 0 | 0.1 | 0 | 275 | 1 | Honeywell | 2023-08-02 | redacted
Low Income - Power to Save | HVAC Inspection | 0 | 0.17 | 0 | 268.73 | 1 | Honeywell | 2023-08-02 | redacted
Low Income - Power to Save | Faucet Aerators | 0 | 0 | 0.02 | 110.58 | 1 | Honeywell | 2023-08-02 | redacted
Low Income - Power to Save | LI - DUCT | 0 | 0.4 | 0.12 | 775.77 | 1 | Honeywell | 2023-08-02 | redacted
Low Income - Power to Save | LED Lights | 0 | 0 | 0 | 47.6 | 1 | Honeywell | 2023-08-02 | redacted
Low Income - Power to Save | Weather Strip/Caulk | 0 | 0.25 | 0.09 | 503.3 | 1 | Honeywell | 2023-08-28 | redacted
Low Income - Power to Save | Outdoor Coil Cleaning | 0 | 0.1 | 0 | 275 | 1 | Honeywell | 2023-08-28 | redacted
Low Income - Power to Save | HVAC Inspection | 0 | 0.17 | 0 | 268.73 | 1 | Honeywell | 2023-08-28 | redacted
Low Income - Power to Save | Faucet Aerators | 0 | 0 | 0.02 | 110.58 | 1 | Honeywell | 2023-08-28 | redacted
Low Income - Power to Save | Low Flow Showerhead | 0 | 0.04 | 0.1 | 504.08 | 1 | Honeywell | 2023-08-28 | redacted
Low Income - Power to Save | LI - DUCT | 0 | 0.4 | 0.12 | 775.77 | 1 | Honeywell | 2023-08-28 | redacted
Low Income - Power to Save | LED Lights | 0 | 0 | 0 | 47.6 | 1 | Honeywell | 2023-08-28 | redacted
Low Income - Power to Save | Weather Strip/Caulk | 0 | 0.25 | 0.09 | 503.3 | 1 | Honeywell | 2023-08-28 | redacted
Low Income - Power to Save | Outdoor Coil Cleaning | 0 | 0.1 | 0 | 275 | 1 | Honeywell | 2023-08-28 | redacted
Low Income - Power to Save | HVAC Inspection | 0 | 0.17 | 0 | 268.73 | 1 | Honeywell | 2023-08-28 | redacted
Low Income - Power to Save | Faucet Aerators | 0 | 0 | 0.02 | 110.58 | 1 | Honeywell | 2023-08-28 | redacted
Low Income - Power to Save | Low Flow Showerhead | 0 | 0.04 | 0.1 | 504.08 | 1 | Honeywell | 2023-08-28 | redacted
Low Income - Power to Save | LED Lights | 0 | 0 | 0 | 47.6 | 1 | Honeywell | 2023-08-28 | redacted
Low Income - Power to Save | Weather Strip/Caulk | 0 | 0.25 | 0.09 | 503.3 | 1 | Honeywell | 2023-08-28 | redacted
Low Income - Power to Save | Outdoor Coil Cleaning | 0 | 0.1 | 0 | 275 | 1 | Honeywell | 2023-08-28 | redacted
Low Income - Power to Save | HVAC Inspection | 0 | 0.17 | 0 | 268.73 | 1 | Honeywell | 2023-08-28 | redacted
Low Income - Power to Save | Faucet Aerators | 0 | 0 | 0.02 | 110.58 | 1 | Honeywell | 2023-08-28 | redacted
Low Income - Power to Save | Low Flow Showerhead | 0 | 0.04 | 0.1 | 504.08 | 1 | Honeywell | 2023-08-28 | redacted
Low Income - Power to Save | LED Lights | 0 | 0 | 0 | 47.6 | 1 | Honeywell | 2023-08-28 | redacted
Low Income - Power to Save | Weather Strip/Caulk | 0 | 0.25 | 0.09 | 503.3 | 1 | Honeywell | 2023-08-02 | redacted
Low Income - Power to Save | Pipe Wrap | 0 | 0.01 | 0.03 | 143.65 | 1 | Honeywell | 2023-08-02 | redacted
Low Income - Power to Save | Outdoor Coil Cleaning | 0 | 0.1 | 0 | 275 | 1 | Honeywell | 2023-08-02 | redacted
Low Income - Power to Save | HVAC Inspection | 0 | 0.17 | 0 | 268.73 | 1 | Honeywell | 2023-08-02 | redacted
Low Income - Power to Save | Faucet Aerators | 0 | 0 | 0.02 | 110.58 | 1 | Honeywell | 2023-08-02 | redacted
Low Income - Power to Save | Low Flow Showerhead | 0 | 0.04 | 0.1 | 504.08 | 1 | Honeywell | 2023-08-02 | redacted
Low Income - Power to Save | LED Lights | 0 | 0 | 0 | 47.6 | 1 | Honeywell | 2023-08-02 | redacted
Low Income - Power to Save | Weather Strip/Caulk | 0 | 0.25 | 0.09 | 503.3 | 1 | Honeywell | 2023-08-31 | redacted
Low Income - Power to Save | Outdoor Coil Cleaning | 0 | 0.1 | 0 | 275 | 1 | Honeywell | 2023-08-31 | redacted
Low Income - Power to Save | HVAC Inspection | 0 | 0.17 | 0 | 268.73 | 1 | Honeywell | 2023-08-31 | redacted
Low Income - Power to Save | Faucet Aerators | 0 | 0 | 0.02 | 110.58 | 1 | Honeywell | 2023-08-31 | redacted
Low Income - Power to Save | Low Flow Showerhead | 0 | 0.04 | 0.1 | 504.08 | 1 | Honeywell | 2023-08-31 | redacted
Low Income - Power to Save | LED Lights | 0 | 0 | 0 | 47.6 | 1 | Honeywell | 2023-08-31 | redacted
Low Income - Power to Save | Weather Strip/Caulk | 0 | 0.25 | 0.09 | 503.3 | 1 | Honeywell | 2023-08-18 | redacted
Low Income - Power to Save | Pipe Wrap | 0 | 0.01 | 0.03 | 143.65 | 1 | Honeywell | 2023-08-18 | redacted
Low Income - Power to Save | Outdoor Coil Cleaning | 0 | 0.1 | 0 | 275 | 1 | Honeywell | 2023-08-18 | redacted
Low Income - Power to Save | HVAC Inspection | 0 | 0.17 | 0 | 268.73 | 1 | Honeywell | 2023-08-18 | redacted
Low Income - Power to Save | Faucet Aerators | 0 | 0 | 0.02 | 110.58 | 1 | Honeywell | 2023-08-18 | redacted
Low Income - Power to Save | Low Flow Showerhead | 0 | 0.04 | 0.1 | 504.08 | 1 | Honeywell | 2023-08-18 | redacted
Low Income - Power to Save | LI - DUCT | 0 | 0.4 | 0.12 | 775.77 | 1 | Honeywell | 2023-08-18 | redacted
Low Income - Power to Save | LED Lights | 0 | 0 | 0 | 47.6 | 1 | Honeywell | 2023-08-18 | redacted
Low Income - Power to Save | Weather Strip/Caulk | 0 | 0.25 | 0.09 | 503.3 | 1 | Honeywell | 2023-08-28 | redacted
Low Income - Power to Save | Outdoor Coil Cleaning | 0 | 0.1 | 0 | 275 | 1 | Honeywell | 2023-08-28 | redacted
Low Income - Power to Save | HVAC Inspection | 0 | 0.17 | 0 | 268.73 | 1 | Honeywell | 2023-08-28 | redacted
Low Income - Power to Save | Faucet Aerators | 0 | 0 | 0.02 | 110.58 | 1 | Honeywell | 2023-08-28 | redacted
Low Income - Power to Save | Low Flow Showerhead | 0 | 0.04 | 0.1 | 504.08 | 1 | Honeywell | 2023-08-28 | redacted
Low Income - Power to Save | LED Lights | 0 | 0 | 0 | 47.6 | 1 | Honeywell | 2023-08-28 | redacted
Low Income - Power to Save | Weather Strip/Caulk | 0 | 0.25 | 0.09 | 503.3 | 1 | Honeywell | 2023-08-03 | redacted
Low Income - Power to Save | Faucet Aerators | 0 | 0 | 0.02 | 110.58 | 1 | Honeywell | 2023-08-03 | redacted
Low Income - Power to Save | Low Flow Showerhead | 0 | 0.04 | 0.1 | 504.08 | 1 | Honeywell | 2023-08-03 | redacted
Low Income - Power to Save | LED Lights | 0 | 0 | 0 | 47.6 | 1 | Honeywell | 2023-08-03 | redacted
Low Income - Power to Save | Weather Strip/Caulk | 0 | 0.25 | 0.09 | 503.3 | 1 | Honeywell | 2023-08-23 | redacted
Low Income - Power to Save | Pipe Wrap | 0 | 0.01 | 0.03 | 143.65 | 1 | Honeywell | 2023-08-23 | redacted
Low Income - Power to Save | Outdoor Coil Cleaning | 0 | 0.1 | 0 | 275 | 1 | Honeywell | 2023-08-23 | redacted
Low Income - Power to Save | HVAC Inspection | 0 | 0.17 | 0 | 268.73 | 1 | Honeywell | 2023-08-23 | redacted
Low Income - Power to Save | Faucet Aerators | 0 | 0 | 0.02 | 110.58 | 1 | Honeywell | 2023-08-23 | redacted
Low Income - Power to Save | Low Flow Showerhead | 0 | 0.04 | 0.1 | 504.08 | 1 | Honeywell | 2023-08-23 | redacted
Low Income - Power to Save | LI - DUCT | 0 | 0.4 | 0.12 | 775.77 | 1 | Honeywell | 2023-08-23 | redacted
Low Income - Power to Save | LED Lights | 0 | 0 | 0 | 47.6 | 1 | Honeywell | 2023-08-23 | redacted
Low Income - Power to Save | Weather Strip/Caulk | 0 | 0.25 | 0.09 | 503.3 | 1 | Honeywell | 2023-08-28 | redacted
Low Income - Power to Save | Outdoor Coil Cleaning | 0 | 0.1 | 0 | 275 | 1 | Honeywell | 2023-08-28 | redacted
Low Income - Power to Save | HVAC Inspection | 0 | 0.17 | 0 | 268.73 | 1 | Honeywell | 2023-08-28 | redacted
Low Income - Power to Save | Faucet Aerators | 0 | 0 | 0.02 | 110.58 | 1 | Honeywell | 2023-08-28 | redacted
Low Income - Power to Save | Low Flow Showerhead | 0 | 0.04 | 0.1 | 504.08 | 1 | Honeywell | 2023-08-28 | redacted
Low Income - Power to Save | LED Lights | 0 | 0 | 0 | 47.6 | 1 | Honeywell | 2023-08-28 | redacted
Low Income - Power to Save | Weather Strip/Caulk | 0 | 0.25 | 0.09 | 503.3 | 1 | Honeywell | 2023-08-28 | redacted
Low Income - Power to Save | Pipe Wrap | 0 | 0.01 | 0.03 | 143.65 | 1 | Honeywell | 2023-08-28 | redacted
Low Income - Power to Save | Outdoor Coil Cleaning | 0 | 0.1 | 0 | 275 | 1 | Honeywell | 2023-08-28 | redacted
Low Income - Power to Save | HVAC Inspection | 0 | 0.17 | 0 | 268.73 | 1 | Honeywell | 2023-08-28 | redacted
Low Income - Power to Save | Faucet Aerators | 0 | 0 | 0.02 | 110.58 | 1 | Honeywell | 2023-08-28 | redacted
Low Income - Power to Save | Low Flow Showerhead | 0 | 0.04 | 0.1 | 504.08 | 1 | Honeywell | 2023-08-28 | redacted
Low Income - Power to Save | LED Lights | 0 | 0 | 0 | 47.6 | 1 | Honeywell | 2023-08-28 | redacted
Low Income - Power to Save | Weather Strip/Caulk | 0 | 0.25 | 0.09 | 503.3 | 1 | Honeywell | 2023-08-25 | redacted
Low Income - Power to Save | Pipe Wrap | 0 | 0.01 | 0.03 | 143.65 | 1 | Honeywell | 2023-08-25 | redacted
Low Income - Power to Save | Outdoor Coil Cleaning | 0 | 0.1 | 0 | 275 | 1 | Honeywell | 2023-08-25 | redacted
Low Income - Power to Save | HVAC Inspection | 0 | 0.17 | 0 | 268.73 | 1 | Honeywell | 2023-08-25 | redacted
Low Income - Power to Save | Faucet Aerators | 0 | 0 | 0.02 | 110.58 | 1 | Honeywell | 2023-08-25 | redacted
Low Income - Power to Save | LED Lights | 0 | 0 | 0 | 47.6 | 1 | Honeywell | 2023-08-25 | redacted
Low Income - Power to Save | Weather Strip/Caulk | 0 | 0.25 | 0.09 | 503.3 | 1 | Honeywell | 2023-08-28 | redacted
Low Income - Power to Save | Outdoor Coil Cleaning | 0 | 0.1 | 0 | 275 | 1 | Honeywell | 2023-08-28 | redacted
Low Income - Power to Save | HVAC Inspection | 0 | 0.17 | 0 | 268.73 | 1 | Honeywell | 2023-08-28 | redacted
Low Income - Power to Save | Faucet Aerators | 0 | 0 | 0.02 | 110.58 | 1 | Honeywell | 2023-08-28 | redacted
Low Income - Power to Save | Low Flow Showerhead | 0 | 0.04 | 0.1 | 504.08 | 1 | Honeywell | 2023-08-28 | redacted
Low Income - Power to Save | LI - DUCT | 0 | 0.4 | 0.12 | 775.77 | 1 | Honeywell | 2023-08-28 | redacted
Low Income - Power to Save | LED Lights | 0 | 0 | 0 | 47.6 | 1 | Honeywell | 2023-08-28 | redacted
Low Income - Power to Save | Weather Strip/Caulk | 0 | 0.25 | 0.09 | 503.3 | 1 | Honeywell | 2023-08-28 | redacted
Low Income - Power to Save | Pipe Wrap | 0 | 0.01 | 0.03 | 143.65 | 1 | Honeywell | 2023-08-28 | redacted
Low Income - Power to Save | Outdoor Coil Cleaning | 0 | 0.1 | 0 | 275 | 1 | Honeywell | 2023-08-28 | redacted
Low Income - Power to Save | HVAC Inspection | 0 | 0.17 | 0 | 268.73 | 1 | Honeywell | 2023-08-28 | redacted
Low Income - Power to Save | Faucet Aerators | 0 | 0 | 0.02 | 110.58 | 1 | Honeywell | 2023-08-28 | redacted
Low Income - Power to Save | Low Flow Showerhead | 0 | 0.04 | 0.1 | 504.08 | 1 | Honeywell | 2023-08-28 | redacted
Low Income - Power to Save | LED Lights | 0 | 0 | 0 | 47.6 | 1 | Honeywell | 2023-08-28 | redacted
Low Income - Power to Save | Weather Strip/Caulk | 0 | 0.25 | 0.09 | 503.3 | 1 | Honeywell | 2023-08-18 | redacted
Low Income - Power to Save | Outdoor Coil Cleaning | 0 | 0.1 | 0 | 275 | 1 | Honeywell | 2023-08-18 | redacted
Low Income - Power to Save | HVAC Inspection | 0 | 0.17 | 0 | 268.73 | 1 | Honeywell | 2023-08-18 | redacted
Low Income - Power to Save | Faucet Aerators | 0 | 0 | 0.02 | 110.58 | 1 | Honeywell | 2023-08-18 | redacted
Low Income - Power to Save | Low Flow Showerhead | 0 | 0.04 | 0.1 | 504.08 | 1 | Honeywell | 2023-08-18 | redacted
Low Income - Power to Save | LED Lights | 0 | 0 | 0 | 47.6 | 1 | Honeywell | 2023-08-18 | redacted
Low Income - Power to Save | Weather Strip/Caulk | 0 | 0.25 | 0.09 | 503.3 | 1 | Honeywell | 2023-08-29 | redacted
Low Income - Power to Save | Pipe Wrap | 0 | 0.01 | 0.03 | 143.65 | 1 | Honeywell | 2023-08-29 | redacted
Low Income - Power to Save | Outdoor Coil Cleaning | 0 | 0.1 | 0 | 275 | 1 | Honeywell | 2023-08-29 | redacted
Low Income - Power to Save | HVAC Inspection | 0 | 0.17 | 0 | 268.73 | 1 | Honeywell | 2023-08-29 | redacted
Low Income - Power to Save | Low Flow Showerhead | 0 | 0.04 | 0.1 | 504.08 | 1 | Honeywell | 2023-08-29 | redacted
Low Income - Power to Save | LI - DUCT | 0 | 0.4 | 0.12 | 775.77 | 1 | Honeywell | 2023-08-29 | redacted
Low Income - Power to Save | LED Lights | 0 | 0 | 0 | 47.6 | 1 | Honeywell | 2023-08-29 | redacted
Low Income - Power to Save | Weather Strip/Caulk | 0 | 0.25 | 0.09 | 503.3 | 1 | Honeywell | 2023-08-28 | redacted
Low Income - Power to Save | Outdoor Coil Cleaning | 0 | 0.1 | 0 | 275 | 1 | Honeywell | 2023-08-28 | redacted
Low Income - Power to Save | HVAC Inspection | 0 | 0.17 | 0 | 268.73 | 1 | Honeywell | 2023-08-28 | redacted
Low Income - Power to Save | LI - DUCT | 0 | 0.4 | 0.12 | 775.77 | 1 | Honeywell | 2023-08-28 | redacted
Low Income - Power to Save | LED Lights | 0 | 0 | 0 | 47.6 | 1 | Honeywell | 2023-08-28 | redacted
Low Income - Power to Save | Weather Strip/Caulk | 0 | 0.25 | 0.09 | 503.3 | 1 | Honeywell | 2023-08-29 | redacted
Low Income - Power to Save | Outdoor Coil Cleaning | 0 | 0.1 | 0 | 275 | 1 | Honeywell | 2023-08-29 | redacted
Low Income - Power to Save | LED Lights | 0 | 0 | 0 | 47.6 | 1 | Honeywell | 2023-08-29 | redacted
Low Income - Power to Save | Weather Strip/Caulk | 0 | 0.25 | 0.09 | 503.3 | 1 | Honeywell | 2023-08-18 | redacted
Low Income - Power to Save | Pipe Wrap | 0 | 0.01 | 0.03 | 143.65 | 1 | Honeywell | 2023-08-18 | redacted
Low Income - Power to Save | Outdoor Coil Cleaning | 0 | 0.1 | 0 | 275 | 1 | Honeywell | 2023-08-18 | redacted
Low Income - Power to Save | HVAC Inspection | 0 | 0.17 | 0 | 268.73 | 1 | Honeywell | 2023-08-18 | redacted
Low Income - Power to Save | Faucet Aerators | 0 | 0 | 0.02 | 110.58 | 1 | Honeywell | 2023-08-18 | redacted
Low Income - Power to Save | Low Flow Showerhead | 0 | 0.04 | 0.1 | 504.08 | 1 | Honeywell | 2023-08-18 | redacted
Low Income - Power to Save | LI - DUCT | 0 | 0.4 | 0.12 | 775.77 | 1 | Honeywell | 2023-08-18 | redacted
Low Income - Power to Save | LED Lights | 0 | 0 | 0 | 47.6 | 1 | Honeywell | 2023-08-18 | redacted
Low Income - Power to Save | Weather Strip/Caulk | 0 | 0.25 | 0.09 | 503.3 | 1 | Honeywell | 2023-08-28 | redacted
Low Income - Power to Save | Pipe Wrap | 0 | 0.01 | 0.03 | 143.65 | 1 | Honeywell | 2023-08-28 | redacted
Low Income - Power to Save | Outdoor Coil Cleaning | 0 | 0.1 | 0 | 275 | 1 | Honeywell | 2023-08-28 | redacted
Low Income - Power to Save | HVAC Inspection | 0 | 0.17 | 0 | 268.73 | 1 | Honeywell | 2023-08-28 | redacted
Low Income - Power to Save | Faucet Aerators | 0 | 0 | 0.02 | 110.58 | 1 | Honeywell | 2023-08-28 | redacted
Low Income - Power to Save | LED Lights | 0 | 0 | 0 | 47.6 | 1 | Honeywell | 2023-08-28 | redacted
Low Income - Power to Save | Weather Strip/Caulk | 0 | 0.25 | 0.09 | 503.3 | 1 | Honeywell | 2023-08-31 | redacted
Low Income - Power to Save | Outdoor Coil Cleaning | 0 | 0.1 | 0 | 275 | 1 | Honeywell | 2023-08-31 | redacted
Low Income - Power to Save | HVAC Inspection | 0 | 0.17 | 0 | 268.73 | 1 | Honeywell | 2023-08-31 | redacted
Low Income - Power to Save | Faucet Aerators | 0 | 0 | 0.02 | 110.58 | 1 | Honeywell | 2023-08-31 | redacted
Low Income - Power to Save | LED Lights | 0 | 0 | 0 | 47.6 | 1 | Honeywell | 2023-08-31 | redacted
Low Income - Power to Save | Weather Strip/Caulk | 0 | 0.25 | 0.09 | 503.3 | 1 | Honeywell | 2023-08-18 | redacted
Low Income - Power to Save | LED Lights | 0 | 0 | 0 | 47.6 | 1 | Honeywell | 2023-08-18 | redacted
Low Income - Power to Save | Weather Strip/Caulk | 0 | 0.25 | 0.09 | 503.3 | 1 | Honeywell | 2023-08-28 | redacted
Low Income - Power to Save | Pipe Wrap | 0 | 0.01 | 0.03 | 143.65 | 1 | Honeywell | 2023-08-28 | redacted
Low Income - Power to Save | Outdoor Coil Cleaning | 0 | 0.1 | 0 | 275 | 1 | Honeywell | 2023-08-28 | redacted
Low Income - Power to Save | HVAC Inspection | 0 | 0.17 | 0 | 268.73 | 1 | Honeywell | 2023-08-28 | redacted
Low Income - Power to Save | Faucet Aerators | 0 | 0 | 0.02 | 110.58 | 1 | Honeywell | 2023-08-28 | redacted
Low Income - Power to Save | LED Lights | 0 | 0 | 0 | 47.6 | 1 | Honeywell | 2023-08-28 | redacted
Low Income - Power to Save | Weather Strip/Caulk | 0 | 0.25 | 0.09 | 503.3 | 1 | Honeywell | 2023-08-03 | redacted
Low Income - Power to Save | Pipe Wrap | 0 | 0.01 | 0.03 | 143.65 | 1 | Honeywell | 2023-08-03 | redacted
Low Income - Power to Save | Outdoor Coil Cleaning | 0 | 0.1 | 0 | 275 | 1 | Honeywell | 2023-08-03 | redacted
Low Income - Power to Save | HVAC Inspection | 0 | 0.17 | 0 | 268.73 | 1 | Honeywell | 2023-08-03 | redacted
Low Income - Power to Save | Low Flow Showerhead | 0 | 0.04 | 0.1 | 504.08 | 1 | Honeywell | 2023-08-03 | redacted
Low Income - Power to Save | LED Lights | 0 | 0 | 0 | 47.6 | 1 | Honeywell | 2023-08-03 | redacted
Low Income - Power to Save | Weather Strip/Caulk | 0 | 0.25 | 0.09 | 503.3 | 1 | Honeywell | 2023-08-28 | redacted
Low Income - Power to Save | Outdoor Coil Cleaning | 0 | 0.1 | 0 | 275 | 1 | Honeywell | 2023-08-28 | redacted
Low Income - Power to Save | HVAC Inspection | 0 | 0.17 | 0 | 268.73 | 1 | Honeywell | 2023-08-28 | redacted
Low Income - Power to Save | Faucet Aerators | 0 | 0 | 0.02 | 110.58 | 1 | Honeywell | 2023-08-28 | redacted
Low Income - Power to Save | Low Flow Showerhead | 0 | 0.04 | 0.1 | 504.08 | 1 | Honeywell | 2023-08-28 | redacted
Low Income - Power to Save | LI - DUCT | 0 | 0.4 | 0.12 | 775.77 | 1 | Honeywell | 2023-08-28 | redacted
Low Income - Power to Save | LED Lights | 0 | 0 | 0 | 47.6 | 1 | Honeywell | 2023-08-28 | redacted
Low Income - Power to Save | Weather Strip/Caulk | 0 | 0.25 | 0.09 | 503.3 | 1 | Honeywell | 2023-08-28 | redacted
Low Income - Power to Save | Outdoor Coil Cleaning | 0 | 0.1 | 0 | 275 | 1 | Honeywell | 2023-08-28 | redacted
Low Income - Power to Save | HVAC Inspection | 0 | 0.17 | 0 | 268.73 | 1 | Honeywell | 2023-08-28 | redacted
Low Income - Power to Save | Faucet Aerators | 0 | 0 | 0.02 | 110.58 | 1 | Honeywell | 2023-08-28 | redacted
Low Income - Power to Save | Low Flow Showerhead | 0 | 0.04 | 0.1 | 504.08 | 1 | Honeywell | 2023-08-28 | redacted
Low Income - Power to Save | LED Lights | 0 | 0 | 0 | 47.6 | 1 | Honeywell | 2023-08-28 | redacted
Low Income - Power to Save | Weather Strip/Caulk | 0 | 0.25 | 0.09 | 503.3 | 1 | Honeywell | 2023-08-29 | redacted
Low Income - Power to Save | Pipe Wrap | 0 | 0.01 | 0.03 | 143.65 | 1 | Honeywell | 2023-08-29 | redacted
Low Income - Power to Save | Outdoor Coil Cleaning | 0 | 0.1 | 0 | 275 | 1 | Honeywell | 2023-08-29 | redacted
Low Income - Power to Save | HVAC Inspection | 0 | 0.17 | 0 | 268.73 | 1 | Honeywell | 2023-08-29 | redacted
Low Income - Power to Save | LED Lights | 0 | 0 | 0 | 47.6 | 1 | Honeywell | 2023-08-29 | redacted
Low Income - Power to Save | Weather Strip/Caulk | 0 | 0.25 | 0.09 | 503.3 | 1 | Honeywell | 2023-08-04 | redacted
Low Income - Power to Save | Pipe Wrap | 0 | 0.01 | 0.03 | 143.65 | 1 | Honeywell | 2023-08-04 | redacted
Low Income - Power to Save | Outdoor Coil Cleaning | 0 | 0.1 | 0 | 275 | 1 | Honeywell | 2023-08-04 | redacted
Low Income - Power to Save | HVAC Inspection | 0 | 0.17 | 0 | 268.73 | 1 | Honeywell | 2023-08-04 | redacted
Low Income - Power to Save | Faucet Aerators | 0 | 0 | 0.02 | 110.58 | 1 | Honeywell | 2023-08-04 | redacted
Low Income - Power to Save | Low Flow Showerhead | 0 | 0.04 | 0.1 | 504.08 | 1 | Honeywell | 2023-08-04 | redacted
Low Income - Power to Save | LED Lights | 0 | 0 | 0 | 47.6 | 1 | Honeywell | 2023-08-04 | redacted
Low Income - Power to Save | Weather Strip/Caulk | 0 | 0.25 | 0.09 | 503.3 | 1 | Honeywell | 2023-08-30 | redacted
Low Income - Power to Save | Outdoor Coil Cleaning | 0 | 0.1 | 0 | 275 | 1 | Honeywell | 2023-08-30 | redacted
Low Income - Power to Save | HVAC Inspection | 0 | 0.17 | 0 | 268.73 | 1 | Honeywell | 2023-08-30 | redacted
Low Income - Power to Save | Low Flow Showerhead | 0 | 0.04 | 0.1 | 504.08 | 1 | Honeywell | 2023-08-30 | redacted
Low Income - Power to Save | LED Lights | 0 | 0 | 0 | 47.6 | 1 | Honeywell | 2023-08-30 | redacted
Low Income - Power to Save | Weather Strip/Caulk | 0 | 0.25 | 0.09 | 503.3 | 1 | Honeywell | 2023-08-29 | redacted
Low Income - Power to Save | Outdoor Coil Cleaning | 0 | 0.1 | 0 | 275 | 1 | Honeywell | 2023-08-29 | redacted
Low Income - Power to Save | HVAC Inspection | 0 | 0.17 | 0 | 268.73 | 1 | Honeywell | 2023-08-29 | redacted
Low Income - Power to Save | Faucet Aerators | 0 | 0 | 0.02 | 110.58 | 1 | Honeywell | 2023-08-29 | redacted
Low Income - Power to Save | Low Flow Showerhead | 0 | 0.04 | 0.1 | 504.08 | 1 | Honeywell | 2023-08-29 | redacted
Low Income - Power to Save | LED Lights | 0 | 0 | 0 | 47.6 | 1 | Honeywell | 2023-08-29 | redacted
Low Income - Power to Save | Weather Strip/Caulk | 0 | 0.25 | 0.09 | 503.3 | 1 | Honeywell | 2023-08-29 | redacted
Low Income - Power to Save | Outdoor Coil Cleaning | 0 | 0.1 | 0 | 275 | 1 | Honeywell | 2023-08-29 | redacted
Low Income - Power to Save | LED Lights | 0 | 0 | 0 | 47.6 | 1 | Honeywell | 2023-08-29 | redacted
Low Income - Power to Save | Weather Strip/Caulk | 0 | 0.25 | 0.09 | 503.3 | 1 | Honeywell | 2023-08-25 | redacted
Low Income - Power to Save | Outdoor Coil Cleaning | 0 | 0.1 | 0 | 275 | 1 | Honeywell | 2023-08-25 | redacted
Low Income - Power to Save | HVAC Inspection | 0 | 0.17 | 0 | 268.73 | 1 | Honeywell | 2023-08-25 | redacted
Low Income - Power to Save | Low Flow Showerhead | 0 | 0.04 | 0.1 | 504.08 | 1 | Honeywell | 2023-08-25 | redacted
Low Income - Power to Save | LI - DUCT | 0 | 0.4 | 0.12 | 775.77 | 1 | Honeywell | 2023-08-25 | redacted
Low Income - Power to Save | LED Lights | 0 | 0 | 0 | 47.6 | 1 | Honeywell | 2023-08-25 | redacted
Low Income - Power to Save | Weather Strip/Caulk | 0 | 0.25 | 0.09 | 503.3 | 1 | Honeywell | 2023-08-31 | redacted
Low Income - Power to Save | Outdoor Coil Cleaning | 0 | 0.1 | 0 | 275 | 1 | Honeywell | 2023-08-31 | redacted
Low Income - Power to Save | LED Lights | 0 | 0 | 0 | 47.6 | 1 | Honeywell | 2023-08-31 | redacted
Low Income - Power to Save | Weather Strip/Caulk | 0 | 0.25 | 0.09 | 503.3 | 1 | Honeywell | 2023-08-25 | redacted
Low Income - Power to Save | Outdoor Coil Cleaning | 0 | 0.1 | 0 | 275 | 1 | Honeywell | 2023-08-25 | redacted
Low Income - Power to Save | HVAC Inspection | 0 | 0.17 | 0 | 268.73 | 1 | Honeywell | 2023-08-25 | redacted
Low Income - Power to Save | Faucet Aerators | 0 | 0 | 0.02 | 110.58 | 1 | Honeywell | 2023-08-25 | redacted
Low Income - Power to Save | Low Flow Showerhead | 0 | 0.04 | 0.1 | 504.08 | 1 | Honeywell | 2023-08-25 | redacted
Low Income - Power to Save | LI - DUCT | 0 | 0.4 | 0.12 | 775.77 | 1 | Honeywell | 2023-08-25 | redacted
Low Income - Power to Save | LED Lights | 0 | 0 | 0 | 47.6 | 1 | Honeywell | 2023-08-25 | redacted
Low Income - Power to Save | Weather Strip/Caulk | 0 | 0.25 | 0.09 | 503.3 | 1 | Honeywell | 2023-08-25 | redacted
Low Income - Power to Save | Pipe Wrap | 0 | 0.01 | 0.03 | 143.65 | 1 | Honeywell | 2023-08-25 | redacted
Low Income - Power to Save | Outdoor Coil Cleaning | 0 | 0.1 | 0 | 275 | 1 | Honeywell | 2023-08-25 | redacted
Low Income - Power to Save | HVAC Inspection | 0 | 0.17 | 0 | 268.73 | 1 | Honeywell | 2023-08-25 | redacted
Low Income - Power to Save | Faucet Aerators | 0 | 0 | 0.02 | 110.58 | 1 | Honeywell | 2023-08-25 | redacted
Low Income - Power to Save | Low Flow Showerhead | 0 | 0.04 | 0.1 | 504.08 | 1 | Honeywell | 2023-08-25 | redacted
Low Income - Power to Save | LI - DUCT | 0 | 0.4 | 0.12 | 775.77 | 1 | Honeywell | 2023-08-25 | redacted
Low Income - Power to Save | LED Lights | 0 | 0 | 0 | 47.6 | 1 | Honeywell | 2023-08-25 | redacted
Low Income - Power to Save | Weather Strip/Caulk | 0 | 0.25 | 0.09 | 503.3 | 1 | Honeywell | 2023-08-31 | redacted
Low Income - Power to Save | Outdoor Coil Cleaning | 0 | 0.1 | 0 | 275 | 1 | Honeywell | 2023-08-31 | redacted
Low Income - Power to Save | HVAC Inspection | 0 | 0.17 | 0 | 268.73 | 1 | Honeywell | 2023-08-31 | redacted
Low Income - Power to Save | Faucet Aerators | 0 | 0 | 0.02 | 110.58 | 1 | Honeywell | 2023-08-31 | redacted
Low Income - Power to Save | Low Flow Showerhead | 0 | 0.04 | 0.1 | 504.08 | 1 | Honeywell | 2023-08-31 | redacted
Low Income - Power to Save | LED Lights | 0 | 0 | 0 | 47.6 | 1 | Honeywell | 2023-08-31 | redacted
Low Income - Power to Save | Weather Strip/Caulk | 0 | 0.25 | 0.09 | 503.3 | 1 | Honeywell | 2023-08-29 | redacted
Low Income - Power to Save | Outdoor Coil Cleaning | 0 | 0.1 | 0 | 275 | 1 | Honeywell | 2023-08-29 | redacted
Low Income - Power to Save | LED Lights | 0 | 0 | 0 | 47.6 | 1 | Honeywell | 2023-08-29 | redacted
Low Income - Power to Save | Weather Strip/Caulk | 0 | 0.25 | 0.09 | 503.3 | 1 | Honeywell | 2023-08-04 | redacted
Low Income - Power to Save | Pipe Wrap | 0 | 0.01 | 0.03 | 143.65 | 1 | Honeywell | 2023-08-04 | redacted
Low Income - Power to Save | Outdoor Coil Cleaning | 0 | 0.1 | 0 | 275 | 1 | Honeywell | 2023-08-04 | redacted
Low Income - Power to Save | HVAC Inspection | 0 | 0.17 | 0 | 268.73 | 1 | Honeywell | 2023-08-04 | redacted
Low Income - Power to Save | Faucet Aerators | 0 | 0 | 0.02 | 110.58 | 1 | Honeywell | 2023-08-04 | redacted
Low Income - Power to Save | Low Flow Showerhead | 0 | 0.04 | 0.1 | 504.08 | 1 | Honeywell | 2023-08-04 | redacted
Low Income - Power to Save | LED Lights | 0 | 0 | 0 | 47.6 | 1 | Honeywell | 2023-08-04 | redacted
Low Income - Power to Save | Weather Strip/Caulk | 0 | 0.25 | 0.09 | 503.3 | 1 | Honeywell | 2023-08-02 | redacted
Low Income - Power to Save | Outdoor Coil Cleaning | 0 | 0.1 | 0 | 275 | 1 | Honeywell | 2023-08-02 | redacted
Low Income - Power to Save | HVAC Inspection | 0 | 0.17 | 0 | 268.73 | 1 | Honeywell | 2023-08-02 | redacted
Low Income - Power to Save | Faucet Aerators | 0 | 0 | 0.02 | 110.58 | 1 | Honeywell | 2023-08-02 | redacted
Low Income - Power to Save | Low Flow Showerhead | 0 | 0.04 | 0.1 | 504.08 | 1 | Honeywell | 2023-08-02 | redacted
Low Income - Power to Save | LED Lights | 0 | 0 | 0 | 47.6 | 1 | Honeywell | 2023-08-02 | redacted
Low Income - Power to Save | Weather Strip/Caulk | 0 | 0.25 | 0.09 | 503.3 | 1 | Honeywell | 2023-08-18 | redacted
Low Income - Power to Save | Outdoor Coil Cleaning | 0 | 0.1 | 0 | 275 | 1 | Honeywell | 2023-08-18 | redacted
Low Income - Power to Save | HVAC Inspection | 0 | 0.17 | 0 | 268.73 | 1 | Honeywell | 2023-08-18 | redacted
Low Income - Power to Save | Faucet Aerators | 0 | 0 | 0.02 | 110.58 | 1 | Honeywell | 2023-08-18 | redacted
Low Income - Power to Save | Low Flow Showerhead | 0 | 0.04 | 0.1 | 504.08 | 1 | Honeywell | 2023-08-18 | redacted
Low Income - Power to Save | LED Lights | 0 | 0 | 0 | 47.6 | 1 | Honeywell | 2023-08-18 | redacted
Low Income - Power to Save | Weather Strip/Caulk | 0 | 0.25 | 0.09 | 503.3 | 1 | Honeywell | 2023-08-18 | redacted
Low Income - Power to Save | Faucet Aerators | 0 | 0 | 0.02 | 110.58 | 1 | Honeywell | 2023-08-18 | redacted
Low Income - Power to Save | Low Flow Showerhead | 0 | 0.04 | 0.1 | 504.08 | 1 | Honeywell | 2023-08-18 | redacted
Low Income - Power to Save | LED Lights | 0 | 0 | 0 | 47.6 | 1 | Honeywell | 2023-08-18 | redacted
Low Income - Power to Save | Weather Strip/Caulk | 0 | 0.25 | 0.09 | 503.3 | 1 | Honeywell | 2023-08-18 | redacted
Low Income - Power to Save | Faucet Aerators | 0 | 0 | 0.02 | 110.58 | 1 | Honeywell | 2023-08-18 | redacted
Low Income - Power to Save | Low Flow Showerhead | 0 | 0.04 | 0.1 | 504.08 | 1 | Honeywell | 2023-08-18 | redacted
Low Income - Power to Save | LED Lights | 0 | 0 | 0 | 47.6 | 1 | Honeywell | 2023-08-18 | redacted
Low Income - Power to Save | Weather Strip/Caulk | 0 | 0.25 | 0.09 | 503.3 | 1 | Honeywell | 2023-08-29 | redacted
Low Income - Power to Save | Outdoor Coil Cleaning | 0 | 0.1 | 0 | 275 | 1 | Honeywell | 2023-08-29 | redacted
Low Income - Power to Save | LED Lights | 0 | 0 | 0 | 47.6 | 1 | Honeywell | 2023-08-29 | redacted
Low Income - Power to Save | Weather Strip/Caulk | 0 | 0.25 | 0.09 | 503.3 | 1 | Honeywell | 2023-08-25 | redacted
Low Income - Power to Save | Outdoor Coil Cleaning | 0 | 0.1 | 0 | 275 | 1 | Honeywell | 2023-08-25 | redacted
Low Income - Power to Save | HVAC Inspection | 0 | 0.17 | 0 | 268.73 | 1 | Honeywell | 2023-08-25 | redacted
Low Income - Power to Save | Faucet Aerators | 0 | 0 | 0.02 | 110.58 | 1 | Honeywell | 2023-08-25 | redacted
Low Income - Power to Save | Low Flow Showerhead | 0 | 0.04 | 0.1 | 504.08 | 1 | Honeywell | 2023-08-25 | redacted
Low Income - Power to Save | LI - DUCT | 0 | 0.4 | 0.12 | 775.77 | 1 | Honeywell | 2023-08-25 | redacted
Low Income - Power to Save | LED Lights | 0 | 0 | 0 | 47.6 | 1 | Honeywell | 2023-08-25 | redacted
Low Income - Power to Save | Weather Strip/Caulk | 0 | 0.25 | 0.09 | 503.3 | 1 | Honeywell | 2023-08-23 | redacted
Low Income - Power to Save | Pipe Wrap | 0 | 0.01 | 0.03 | 143.65 | 1 | Honeywell | 2023-08-23 | redacted
Low Income - Power to Save | Outdoor Coil Cleaning | 0 | 0.1 | 0 | 275 | 1 | Honeywell | 2023-08-23 | redacted
Low Income - Power to Save | HVAC Inspection | 0 | 0.17 | 0 | 268.73 | 1 | Honeywell | 2023-08-23 | redacted
Low Income - Power to Save | Faucet Aerators | 0 | 0 | 0.02 | 110.58 | 1 | Honeywell | 2023-08-23 | redacted
Low Income - Power to Save | Low Flow Showerhead | 0 | 0.04 | 0.1 | 504.08 | 1 | Honeywell | 2023-08-23 | redacted
Low Income - Power to Save | LI - DUCT | 0 | 0.4 | 0.12 | 775.77 | 1 | Honeywell | 2023-08-23 | redacted
Low Income - Power to Save | LED Lights | 0 | 0 | 0 | 47.6 | 1 | Honeywell | 2023-08-23 | redacted
Low Income - Power to Save | Weather Strip/Caulk | 0 | 0.25 | 0.09 | 503.3 | 1 | Honeywell | 2023-08-25 | redacted
Low Income - Power to Save | Outdoor Coil Cleaning | 0 | 0.1 | 0 | 275 | 1 | Honeywell | 2023-08-25 | redacted
Low Income - Power to Save | HVAC Inspection | 0 | 0.17 | 0 | 268.73 | 1 | Honeywell | 2023-08-25 | redacted
Low Income - Power to Save | Faucet Aerators | 0 | 0 | 0.02 | 110.58 | 1 | Honeywell | 2023-08-25 | redacted
Low Income - Power to Save | LI - DUCT | 0 | 0.4 | 0.12 | 775.77 | 1 | Honeywell | 2023-08-25 | redacted
Low Income - Power to Save | LED Lights | 0 | 0 | 0 | 47.6 | 1 | Honeywell | 2023-08-25 | redacted
Low Income - Power to Save | Weather Strip/Caulk | 0 | 0.25 | 0.09 | 503.3 | 1 | Honeywell | 2023-08-18 | redacted
Low Income - Power to Save | Pipe Wrap | 0 | 0.01 | 0.03 | 143.65 | 1 | Honeywell | 2023-08-18 | redacted
Low Income - Power to Save | Outdoor Coil Cleaning | 0 | 0.1 | 0 | 275 | 1 | Honeywell | 2023-08-18 | redacted
Low Income - Power to Save | HVAC Inspection | 0 | 0.17 | 0 | 268.73 | 1 | Honeywell | 2023-08-18 | redacted
Low Income - Power to Save | Faucet Aerators | 0 | 0 | 0.02 | 110.58 | 1 | Honeywell | 2023-08-18 | redacted
Low Income - Power to Save | Low Flow Showerhead | 0 | 0.04 | 0.1 | 504.08 | 1 | Honeywell | 2023-08-18 | redacted
Low Income - Power to Save | LI - DUCT | 0 | 0.4 | 0.12 | 775.77 | 1 | Honeywell | 2023-08-18 | redacted
Low Income - Power to Save | LED Lights | 0 | 0 | 0 | 47.6 | 1 | Honeywell | 2023-08-18 | redacted
Low Income - Power to Save | Weather Strip/Caulk | 0 | 0.25 | 0.09 | 503.3 | 1 | Honeywell | 2023-08-28 | redacted
Low Income - Power to Save | Outdoor Coil Cleaning | 0 | 0.1 | 0 | 275 | 1 | Honeywell | 2023-08-28 | redacted
Low Income - Power to Save | LED Lights | 0 | 0 | 0 | 47.6 | 1 | Honeywell | 2023-08-28 | redacted
Low Income - Power to Save | Weather Strip/Caulk | 0 | 0.25 | 0.09 | 503.3 | 1 | Honeywell | 2023-08-18 | redacted
Low Income - Power to Save | Outdoor Coil Cleaning | 0 | 0.1 | 0 | 275 | 1 | Honeywell | 2023-08-18 | redacted
Low Income - Power to Save | HVAC Inspection | 0 | 0.17 | 0 | 268.73 | 1 | Honeywell | 2023-08-18 | redacted
Low Income - Power to Save | Faucet Aerators | 0 | 0 | 0.02 | 110.58 | 1 | Honeywell | 2023-08-18 | redacted
Low Income - Power to Save | Low Flow Showerhead | 0 | 0.04 | 0.1 | 504.08 | 1 | Honeywell | 2023-08-18 | redacted
Low Income - Power to Save | LED Lights | 0 | 0 | 0 | 47.6 | 1 | Honeywell | 2023-08-18 | redacted
Low Income - Power to Save | Weather Strip/Caulk | 0 | 0.25 | 0.09 | 503.3 | 1 | Honeywell | 2023-08-04 | redacted
Low Income - Power to Save | Pipe Wrap | 0 | 0.01 | 0.03 | 143.65 | 1 | Honeywell | 2023-08-04 | redacted
Low Income - Power to Save | Outdoor Coil Cleaning | 0 | 0.1 | 0 | 275 | 1 | Honeywell | 2023-08-04 | redacted
Low Income - Power to Save | HVAC Inspection | 0 | 0.17 | 0 | 268.73 | 1 | Honeywell | 2023-08-04 | redacted
Low Income - Power to Save | Low Flow Showerhead | 0 | 0.04 | 0.1 | 504.08 | 1 | Honeywell | 2023-08-04 | redacted
Low Income - Power to Save | LED Lights | 0 | 0 | 0 | 47.6 | 1 | Honeywell | 2023-08-04 | redacted
Low Income - Power to Save | Weather Strip/Caulk | 0 | 0.25 | 0.09 | 503.3 | 1 | Honeywell | 2023-08-25 | redacted
Low Income - Power to Save | Outdoor Coil Cleaning | 0 | 0.1 | 0 | 275 | 1 | Honeywell | 2023-08-25 | redacted
Low Income - Power to Save | HVAC Inspection | 0 | 0.17 | 0 | 268.73 | 1 | Honeywell | 2023-08-25 | redacted
Low Income - Power to Save | LED Lights | 0 | 0 | 0 | 47.6 | 1 | Honeywell | 2023-08-25 | redacted
Low Income - Power to Save | Weather Strip/Caulk | 0 | 0.25 | 0.09 | 503.3 | 1 | Honeywell | 2023-08-18 | redacted
Low Income - Power to Save | Pipe Wrap | 0 | 0.01 | 0.03 | 143.65 | 1 | Honeywell | 2023-08-18 | redacted
Low Income - Power to Save | Outdoor Coil Cleaning | 0 | 0.1 | 0 | 275 | 1 | Honeywell | 2023-08-18 | redacted
Low Income - Power to Save | HVAC Inspection | 0 | 0.17 | 0 | 268.73 | 1 | Honeywell | 2023-08-18 | redacted
Low Income - Power to Save | Low Flow Showerhead | 0 | 0.04 | 0.1 | 504.08 | 1 | Honeywell | 2023-08-18 | redacted
Low Income - Power to Save | LI - DUCT | 0 | 0.4 | 0.12 | 775.77 | 1 | Honeywell | 2023-08-18 | redacted
Low Income - Power to Save | LED Lights | 0 | 0 | 0 | 47.6 | 1 | Honeywell | 2023-08-18 | redacted
Low Income - Power to Save | Weather Strip/Caulk | 0 | 0.25 | 0.09 | 503.3 | 1 | Honeywell | 2023-08-18 | redacted
Low Income - Power to Save | Faucet Aerators | 0 | 0 | 0.02 | 110.58 | 1 | Honeywell | 2023-08-18 | redacted
Low Income - Power to Save | LED Lights | 0 | 0 | 0 | 47.6 | 1 | Honeywell | 2023-08-18 | redacted
Low Income - Power to Save | Weather Strip/Caulk | 0 | 0.25 | 0.09 | 503.3 | 1 | Honeywell | 2023-08-28 | redacted
Low Income - Power to Save | Faucet Aerators | 0 | 0 | 0.02 | 110.58 | 1 | Honeywell | 2023-08-28 | redacted
Low Income - Power to Save | Low Flow Showerhead | 0 | 0.04 | 0.1 | 504.08 | 1 | Honeywell | 2023-08-28 | redacted
Low Income - Power to Save | LED Lights | 0 | 0 | 0 | 47.6 | 1 | Honeywell | 2023-08-28 | redacted
Low Income - Power to Save | Weather Strip/Caulk | 0 | 0.25 | 0.09 | 503.3 | 1 | Honeywell | 2023-08-18 | redacted
Low Income - Power to Save | Pipe Wrap | 0 | 0.01 | 0.03 | 143.65 | 1 | Honeywell | 2023-08-18 | redacted
Low Income - Power to Save | Outdoor Coil Cleaning | 0 | 0.1 | 0 | 275 | 1 | Honeywell | 2023-08-18 | redacted
Low Income - Power to Save | HVAC Inspection | 0 | 0.17 | 0 | 268.73 | 1 | Honeywell | 2023-08-18 | redacted
Low Income - Power to Save | Faucet Aerators | 0 | 0 | 0.02 | 110.58 | 1 | Honeywell | 2023-08-18 | redacted
Low Income - Power to Save | Low Flow Showerhead | 0 | 0.04 | 0.1 | 504.08 | 1 | Honeywell | 2023-08-18 | redacted
Low Income - Power to Save | LI - DUCT | 0 | 0.4 | 0.12 | 775.77 | 1 | Honeywell | 2023-08-18 | redacted
Low Income - Power to Save | LED Lights | 0 | 0 | 0 | 47.6 | 1 | Honeywell | 2023-08-18 | redacted
Low Income - Power to Save | Weather Strip/Caulk | 0 | 0.25 | 0.09 | 503.3 | 1 | Honeywell | 2023-08-02 | redacted
Low Income - Power to Save | Outdoor Coil Cleaning | 0 | 0.1 | 0 | 275 | 1 | Honeywell | 2023-08-02 | redacted
Low Income - Power to Save | HVAC Inspection | 0 | 0.17 | 0 | 268.73 | 1 | Honeywell | 2023-08-02 | redacted
Low Income - Power to Save | Faucet Aerators | 0 | 0 | 0.02 | 110.58 | 1 | Honeywell | 2023-08-02 | redacted
Low Income - Power to Save | Low Flow Showerhead | 0 | 0.04 | 0.1 | 504.08 | 1 | Honeywell | 2023-08-02 | redacted
Low Income - Power to Save | LED Lights | 0 | 0 | 0 | 47.6 | 1 | Honeywell | 2023-08-02 | redacted
Low Income - Power to Save | Weather Strip/Caulk | 0 | 0.25 | 0.09 | 503.3 | 1 | Honeywell | 2023-08-02 | redacted
Low Income - Power to Save | Outdoor Coil Cleaning | 0 | 0.1 | 0 | 275 | 1 | Honeywell | 2023-08-02 | redacted
Low Income - Power to Save | HVAC Inspection | 0 | 0.17 | 0 | 268.73 | 1 | Honeywell | 2023-08-02 | redacted
Low Income - Power to Save | Faucet Aerators | 0 | 0 | 0.02 | 110.58 | 1 | Honeywell | 2023-08-02 | redacted
Low Income - Power to Save | Low Flow Showerhead | 0 | 0.04 | 0.1 | 504.08 | 1 | Honeywell | 2023-08-02 | redacted
Low Income - Power to Save | LED Lights | 0 | 0 | 0 | 47.6 | 1 | Honeywell | 2023-08-02 | redacted
Low Income - Power to Save | Weather Strip/Caulk | 0 | 0.25 | 0.09 | 503.3 | 1 | Honeywell | 2023-08-03 | redacted
Low Income - Power to Save | Faucet Aerators | 0 | 0 | 0.02 | 110.58 | 1 | Honeywell | 2023-08-03 | redacted
Low Income - Power to Save | Low Flow Showerhead | 0 | 0.04 | 0.1 | 504.08 | 1 | Honeywell | 2023-08-03 | redacted
Low Income - Power to Save | LED Lights | 0 | 0 | 0 | 47.6 | 1 | Honeywell | 2023-08-03 | redacted
Low Income - Power to Save | Weather Strip/Caulk | 0 | 0.25 | 0.09 | 503.3 | 1 | Honeywell | 2023-08-04 | redacted
Low Income - Power to Save | Outdoor Coil Cleaning | 0 | 0.1 | 0 | 275 | 1 | Honeywell | 2023-08-04 | redacted
Low Income - Power to Save | HVAC Inspection | 0 | 0.17 | 0 | 268.73 | 1 | Honeywell | 2023-08-04 | redacted
Low Income - Power to Save | Faucet Aerators | 0 | 0 | 0.02 | 110.58 | 1 | Honeywell | 2023-08-04 | redacted
Low Income - Power to Save | Low Flow Showerhead | 0 | 0.04 | 0.1 | 504.08 | 1 | Honeywell | 2023-08-04 | redacted
Low Income - Power to Save | LED Lights | 0 | 0 | 0 | 47.6 | 1 | Honeywell | 2023-08-04 | redacted
Low Income - Power to Save | Weather Strip/Caulk | 0 | 0.25 | 0.09 | 503.3 | 1 | Honeywell | 2023-08-28 | redacted
Low Income - Power to Save | Outdoor Coil Cleaning | 0 | 0.1 | 0 | 275 | 1 | Honeywell | 2023-08-28 | redacted
Low Income - Power to Save | HVAC Inspection | 0 | 0.17 | 0 | 268.73 | 1 | Honeywell | 2023-08-28 | redacted
Low Income - Power to Save | Faucet Aerators | 0 | 0 | 0.02 | 110.58 | 1 | Honeywell | 2023-08-28 | redacted
Low Income - Power to Save | LI - DUCT | 0 | 0.4 | 0.12 | 775.77 | 1 | Honeywell | 2023-08-28 | redacted
Low Income - Power to Save | LED Lights | 0 | 0 | 0 | 47.6 | 1 | Honeywell | 2023-08-28 | redacted
Low Income - Power to Save | Weather Strip/Caulk | 0 | 0.25 | 0.09 | 503.3 | 1 | Honeywell | 2023-08-28 | redacted
Low Income - Power to Save | Outdoor Coil Cleaning | 0 | 0.1 | 0 | 275 | 1 | Honeywell | 2023-08-28 | redacted
Low Income - Power to Save | HVAC Inspection | 0 | 0.17 | 0 | 268.73 | 1 | Honeywell | 2023-08-28 | redacted
Low Income - Power to Save | Low Flow Showerhead | 0 | 0.04 | 0.1 | 504.08 | 1 | Honeywell | 2023-08-28 | redacted
Low Income - Power to Save | LI - DUCT | 0 | 0.4 | 0.12 | 775.77 | 1 | Honeywell | 2023-08-28 | redacted
Low Income - Power to Save | LED Lights | 0 | 0 | 0 | 47.6 | 1 | Honeywell | 2023-08-28 | redacted
Low Income - Power to Save | Weather Strip/Caulk | 0 | 0.25 | 0.09 | 503.3 | 1 | Honeywell | 2023-08-28 | redacted
Low Income - Power to Save | Outdoor Coil Cleaning | 0 | 0.1 | 0 | 275 | 1 | Honeywell | 2023-08-28 | redacted
Low Income - Power to Save | HVAC Inspection | 0 | 0.17 | 0 | 268.73 | 1 | Honeywell | 2023-08-28 | redacted
Low Income - Power to Save | Faucet Aerators | 0 | 0 | 0.02 | 110.58 | 1 | Honeywell | 2023-08-28 | redacted
Low Income - Power to Save | Low Flow Showerhead | 0 | 0.04 | 0.1 | 504.08 | 1 | Honeywell | 2023-08-28 | redacted
Low Income - Power to Save | LI - DUCT | 0 | 0.4 | 0.12 | 775.77 | 1 | Honeywell | 2023-08-28 | redacted
Low Income - Power to Save | LED Lights | 0 | 0 | 0 | 47.6 | 1 | Honeywell | 2023-08-28 | redacted
Low Income - Power to Save | Weather Strip/Caulk | 0 | 0.25 | 0.09 | 503.3 | 1 | Honeywell | 2023-08-23 | redacted
Low Income - Power to Save | Pipe Wrap | 0 | 0.01 | 0.03 | 143.65 | 1 | Honeywell | 2023-08-23 | redacted
Low Income - Power to Save | Outdoor Coil Cleaning | 0 | 0.1 | 0 | 275 | 1 | Honeywell | 2023-08-23 | redacted
Low Income - Power to Save | HVAC Inspection | 0 | 0.17 | 0 | 268.73 | 1 | Honeywell | 2023-08-23 | redacted
Low Income - Power to Save | Faucet Aerators | 0 | 0 | 0.02 | 110.58 | 1 | Honeywell | 2023-08-23 | redacted
Low Income - Power to Save | Low Flow Showerhead | 0 | 0.04 | 0.1 | 504.08 | 1 | Honeywell | 2023-08-23 | redacted
Low Income - Power to Save | LI - DUCT | 0 | 0.4 | 0.12 | 775.77 | 1 | Honeywell | 2023-08-23 | redacted
Low Income - Power to Save | LED Lights | 0 | 0 | 0 | 47.6 | 1 | Honeywell | 2023-08-23 | redacted
Low Income - Power to Save | Weather Strip/Caulk | 0 | 0.25 | 0.09 | 503.3 | 1 | Honeywell | 2023-08-02 | redacted
Low Income - Power to Save | Outdoor Coil Cleaning | 0 | 0.1 | 0 | 275 | 1 | Honeywell | 2023-08-02 | redacted
Low Income - Power to Save | HVAC Inspection | 0 | 0.17 | 0 | 268.73 | 1 | Honeywell | 2023-08-02 | redacted
Low Income - Power to Save | Faucet Aerators | 0 | 0 | 0.02 | 110.58 | 1 | Honeywell | 2023-08-02 | redacted
Low Income - Power to Save | Low Flow Showerhead | 0 | 0.04 | 0.1 | 504.08 | 1 | Honeywell | 2023-08-02 | redacted
Low Income - Power to Save | LED Lights | 0 | 0 | 0 | 47.6 | 1 | Honeywell | 2023-08-02 | redacted
Low Income - Power to Save | Weather Strip/Caulk | 0 | 0.25 | 0.09 | 503.3 | 1 | Honeywell | 2023-08-25 | redacted
Low Income - Power to Save | Outdoor Coil Cleaning | 0 | 0.1 | 0 | 275 | 1 | Honeywell | 2023-08-25 | redacted
Low Income - Power to Save | HVAC Inspection | 0 | 0.17 | 0 | 268.73 | 1 | Honeywell | 2023-08-25 | redacted
Low Income - Power to Save | Faucet Aerators | 0 | 0 | 0.02 | 110.58 | 1 | Honeywell | 2023-08-25 | redacted
Low Income - Power to Save | Low Flow Showerhead | 0 | 0.04 | 0.1 | 504.08 | 1 | Honeywell | 2023-08-25 | redacted
Low Income - Power to Save | LI - DUCT | 0 | 0.4 | 0.12 | 775.77 | 1 | Honeywell | 2023-08-25 | redacted
Low Income - Power to Save | LED Lights | 0 | 0 | 0 | 47.6 | 1 | Honeywell | 2023-08-25 | redacted
Low Income - Power to Save | Weather Strip/Caulk | 0 | 0.25 | 0.09 | 503.3 | 1 | Honeywell | 2023-08-31 | redacted
Low Income - Power to Save | Pipe Wrap | 0 | 0.01 | 0.03 | 143.65 | 1 | Honeywell | 2023-08-31 | redacted
Low Income - Power to Save | Faucet Aerators | 0 | 0 | 0.02 | 110.58 | 1 | Honeywell | 2023-08-31 | redacted
Low Income - Power to Save | Low Flow Showerhead | 0 | 0.04 | 0.1 | 504.08 | 1 | Honeywell | 2023-08-31 | redacted
Low Income - Power to Save | LED Lights | 0 | 0 | 0 | 47.6 | 1 | Honeywell | 2023-08-31 | redacted
Low Income - Power to Save | Weather Strip/Caulk | 0 | 0.25 | 0.09 | 503.3 | 1 | Honeywell | 2023-08-29 | redacted
Low Income - Power to Save | Faucet Aerators | 0 | 0 | 0.02 | 110.58 | 1 | Honeywell | 2023-08-29 | redacted
Low Income - Power to Save | Low Flow Showerhead | 0 | 0.04 | 0.1 | 504.08 | 1 | Honeywell | 2023-08-29 | redacted
Low Income - Power to Save | LED Lights | 0 | 0 | 0 | 47.6 | 1 | Honeywell | 2023-08-29 | redacted
Low Income - Power to Save | Weather Strip/Caulk | 0 | 0.25 | 0.09 | 503.3 | 1 | Honeywell | 2023-08-30 | redacted
Low Income - Power to Save | Outdoor Coil Cleaning | 0 | 0.1 | 0 | 275 | 1 | Honeywell | 2023-08-30 | redacted
Low Income - Power to Save | HVAC Inspection | 0 | 0.17 | 0 | 268.73 | 1 | Honeywell | 2023-08-30 | redacted
Low Income - Power to Save | Faucet Aerators | 0 | 0 | 0.02 | 110.58 | 1 | Honeywell | 2023-08-30 | redacted
Low Income - Power to Save | Low Flow Showerhead | 0 | 0.04 | 0.1 | 504.08 | 1 | Honeywell | 2023-08-30 | redacted
Low Income - Power to Save | LED Lights | 0 | 0 | 0 | 47.6 | 1 | Honeywell | 2023-08-30 | redacted
Low Income - Power to Save | Weather Strip/Caulk | 0 | 0.25 | 0.09 | 503.3 | 1 | Honeywell | 2023-08-04 | redacted
Low Income - Power to Save | Pipe Wrap | 0 | 0.01 | 0.03 | 143.65 | 1 | Honeywell | 2023-08-04 | redacted
Low Income - Power to Save | Outdoor Coil Cleaning | 0 | 0.1 | 0 | 275 | 1 | Honeywell | 2023-08-04 | redacted
Low Income - Power to Save | HVAC Inspection | 0 | 0.17 | 0 | 268.73 | 1 | Honeywell | 2023-08-04 | redacted
Low Income - Power to Save | Faucet Aerators | 0 | 0 | 0.02 | 110.58 | 1 | Honeywell | 2023-08-04 | redacted
Low Income - Power to Save | Low Flow Showerhead | 0 | 0.04 | 0.1 | 504.08 | 1 | Honeywell | 2023-08-04 | redacted
Low Income - Power to Save | LI - DUCT | 0 | 0.4 | 0.12 | 775.77 | 1 | Honeywell | 2023-08-04 | redacted
Low Income - Power to Save | LED Lights | 0 | 0 | 0 | 47.6 | 1 | Honeywell | 2023-08-04 | redacted
Low Income - Power to Save | Weather Strip/Caulk | 0 | 0.25 | 0.09 | 503.3 | 1 | Honeywell | 2023-08-28 | redacted
Low Income - Power to Save | Pipe Wrap | 0 | 0.01 | 0.03 | 143.65 | 1 | Honeywell | 2023-08-28 | redacted
Low Income - Power to Save | Outdoor Coil Cleaning | 0 | 0.1 | 0 | 275 | 1 | Honeywell | 2023-08-28 | redacted
Low Income - Power to Save | HVAC Inspection | 0 | 0.17 | 0 | 268.73 | 1 | Honeywell | 2023-08-28 | redacted
Low Income - Power to Save | Faucet Aerators | 0 | 0 | 0.02 | 110.58 | 1 | Honeywell | 2023-08-28 | redacted
Low Income - Power to Save | Low Flow Showerhead | 0 | 0.04 | 0.1 | 504.08 | 1 | Honeywell | 2023-08-28 | redacted
Low Income - Power to Save | LI - DUCT | 0 | 0.4 | 0.12 | 775.77 | 1 | Honeywell | 2023-08-28 | redacted
Low Income - Power to Save | LED Lights | 0 | 0 | 0 | 47.6 | 1 | Honeywell | 2023-08-28 | redacted
Low Income - Power to Save | Weather Strip/Caulk | 0 | 0.25 | 0.09 | 503.3 | 1 | Honeywell | 2023-08-28 | redacted
Low Income - Power to Save | Pipe Wrap | 0 | 0.01 | 0.03 | 143.65 | 1 | Honeywell | 2023-08-28 | redacted
Low Income - Power to Save | Outdoor Coil Cleaning | 0 | 0.1 | 0 | 275 | 1 | Honeywell | 2023-08-28 | redacted
Low Income - Power to Save | HVAC Inspection | 0 | 0.17 | 0 | 268.73 | 1 | Honeywell | 2023-08-28 | redacted
Low Income - Power to Save | Faucet Aerators | 0 | 0 | 0.02 | 110.58 | 1 | Honeywell | 2023-08-28 | redacted
Low Income - Power to Save | Low Flow Showerhead | 0 | 0.04 | 0.1 | 504.08 | 1 | Honeywell | 2023-08-28 | redacted
Low Income - Power to Save | LED Lights | 0 | 0 | 0 | 47.6 | 1 | Honeywell | 2023-08-28 | redacted
Low Income - Power to Save | Weather Strip/Caulk | 0 | 0.25 | 0.09 | 503.3 | 1 | Honeywell | 2023-08-28 | redacted
Low Income - Power to Save | Outdoor Coil Cleaning | 0 | 0.1 | 0 | 275 | 1 | Honeywell | 2023-08-28 | redacted
Low Income - Power to Save | HVAC Inspection | 0 | 0.17 | 0 | 268.73 | 1 | Honeywell | 2023-08-28 | redacted
Low Income - Power to Save | Faucet Aerators | 0 | 0 | 0.02 | 110.58 | 1 | Honeywell | 2023-08-28 | redacted
Low Income - Power to Save | Low Flow Showerhead | 0 | 0.04 | 0.1 | 504.08 | 1 | Honeywell | 2023-08-28 | redacted
Low Income - Power to Save | LI - DUCT | 0 | 0.4 | 0.12 | 775.77 | 1 | Honeywell | 2023-08-28 | redacted
Low Income - Power to Save | LED Lights | 0 | 0 | 0 | 47.6 | 1 | Honeywell | 2023-08-28 | redacted
Low Income - Power to Save | Weather Strip/Caulk | 0 | 0.25 | 0.09 | 503.3 | 1 | Honeywell | 2023-08-29 | redacted
Low Income - Power to Save | Pipe Wrap | 0 | 0.01 | 0.03 | 143.65 | 1 | Honeywell | 2023-08-29 | redacted
Low Income - Power to Save | Faucet Aerators | 0 | 0 | 0.02 | 110.58 | 1 | Honeywell | 2023-08-29 | redacted
Low Income - Power to Save | Low Flow Showerhead | 0 | 0.04 | 0.1 | 504.08 | 1 | Honeywell | 2023-08-29 | redacted
Low Income - Power to Save | LED Lights | 0 | 0 | 0 | 47.6 | 1 | Honeywell | 2023-08-29 | redacted
Low Income - Power to Save | Weather Strip/Caulk | 0 | 0.25 | 0.09 | 503.3 | 1 | Honeywell | 2023-08-18 | redacted
Low Income - Power to Save | Outdoor Coil Cleaning | 0 | 0.1 | 0 | 275 | 1 | Honeywell | 2023-08-18 | redacted
Low Income - Power to Save | HVAC Inspection | 0 | 0.17 | 0 | 268.73 | 1 | Honeywell | 2023-08-18 | redacted
Low Income - Power to Save | Faucet Aerators | 0 | 0 | 0.02 | 110.58 | 1 | Honeywell | 2023-08-18 | redacted
Low Income - Power to Save | Low Flow Showerhead | 0 | 0.04 | 0.1 | 504.08 | 1 | Honeywell | 2023-08-18 | redacted
Low Income - Power to Save | LED Lights | 0 | 0 | 0 | 47.6 | 1 | Honeywell | 2023-08-18 | redacted
Low Income - Power to Save | Weather Strip/Caulk | 0 | 0.25 | 0.09 | 503.3 | 1 | Honeywell | 2023-08-18 | redacted
Low Income - Power to Save | Outdoor Coil Cleaning | 0 | 0.1 | 0 | 275 | 1 | Honeywell | 2023-08-18 | redacted
Low Income - Power to Save | HVAC Inspection | 0 | 0.17 | 0 | 268.73 | 1 | Honeywell | 2023-08-18 | redacted
Low Income - Power to Save | Faucet Aerators | 0 | 0 | 0.02 | 110.58 | 1 | Honeywell | 2023-08-18 | redacted
Low Income - Power to Save | Low Flow Showerhead | 0 | 0.04 | 0.1 | 504.08 | 1 | Honeywell | 2023-08-18 | redacted
Low Income - Power to Save | LED Lights | 0 | 0 | 0 | 47.6 | 1 | Honeywell | 2023-08-18 | redacted
Low Income - Power to Save | Weather Strip/Caulk | 0 | 0.25 | 0.09 | 503.3 | 1 | Honeywell | 2023-08-25 | redacted
Low Income - Power to Save | Outdoor Coil Cleaning | 0 | 0.1 | 0 | 275 | 1 | Honeywell | 2023-08-25 | redacted
Low Income - Power to Save | HVAC Inspection | 0 | 0.17 | 0 | 268.73 | 1 | Honeywell | 2023-08-25 | redacted
Low Income - Power to Save | Faucet Aerators | 0 | 0 | 0.02 | 110.58 | 1 | Honeywell | 2023-08-25 | redacted
Low Income - Power to Save | Low Flow Showerhead | 0 | 0.04 | 0.1 | 504.08 | 1 | Honeywell | 2023-08-25 | redacted
Low Income - Power to Save | LI - DUCT | 0 | 0.4 | 0.12 | 775.77 | 1 | Honeywell | 2023-08-25 | redacted
Low Income - Power to Save | LED Lights | 0 | 0 | 0 | 47.6 | 1 | Honeywell | 2023-08-25 | redacted
Low Income - Power to Save | Weather Strip/Caulk | 0 | 0.25 | 0.09 | 503.3 | 1 | Honeywell | 2023-08-18 | redacted
Low Income - Power to Save | Outdoor Coil Cleaning | 0 | 0.1 | 0 | 275 | 1 | Honeywell | 2023-08-18 | redacted
Low Income - Power to Save | HVAC Inspection | 0 | 0.17 | 0 | 268.73 | 1 | Honeywell | 2023-08-18 | redacted
Low Income - Power to Save | Faucet Aerators | 0 | 0 | 0.02 | 110.58 | 1 | Honeywell | 2023-08-18 | redacted
Low Income - Power to Save | Low Flow Showerhead | 0 | 0.04 | 0.1 | 504.08 | 1 | Honeywell | 2023-08-18 | redacted
Low Income - Power to Save | LED Lights | 0 | 0 | 0 | 47.6 | 1 | Honeywell | 2023-08-18 | redacted
Low Income - Power to Save | Weather Strip/Caulk | 0 | 0.25 | 0.09 | 503.3 | 1 | Honeywell | 2023-08-02 | redacted
Low Income - Power to Save | Outdoor Coil Cleaning | 0 | 0.1 | 0 | 275 | 1 | Honeywell | 2023-08-02 | redacted
Low Income - Power to Save | HVAC Inspection | 0 | 0.17 | 0 | 268.73 | 1 | Honeywell | 2023-08-02 | redacted
Low Income - Power to Save | Faucet Aerators | 0 | 0 | 0.02 | 110.58 | 1 | Honeywell | 2023-08-02 | redacted
Low Income - Power to Save | Low Flow Showerhead | 0 | 0.04 | 0.1 | 504.08 | 1 | Honeywell | 2023-08-02 | redacted
Low Income - Power to Save | LED Lights | 0 | 0 | 0 | 47.6 | 1 | Honeywell | 2023-08-02 | redacted
Low Income - Power to Save | Weather Strip/Caulk | 0 | 0.25 | 0.09 | 503.3 | 1 | Honeywell | 2023-08-30 | redacted
Low Income - Power to Save | Outdoor Coil Cleaning | 0 | 0.1 | 0 | 275 | 1 | Honeywell | 2023-08-30 | redacted
Low Income - Power to Save | HVAC Inspection | 0 | 0.17 | 0 | 268.73 | 1 | Honeywell | 2023-08-30 | redacted
Low Income - Power to Save | Faucet Aerators | 0 | 0 | 0.02 | 110.58 | 1 | Honeywell | 2023-08-30 | redacted
Low Income - Power to Save | Low Flow Showerhead | 0 | 0.04 | 0.1 | 504.08 | 1 | Honeywell | 2023-08-30 | redacted
Low Income - Power to Save | LI - DUCT | 0 | 0.4 | 0.12 | 775.77 | 1 | Honeywell | 2023-08-30 | redacted
Low Income - Power to Save | LED Lights | 0 | 0 | 0 | 47.6 | 1 | Honeywell | 2023-08-30 | redacted
Low Income - Power to Save | Faucet Aerators | 0 | 0 | 0.02 | 110.58 | 1 | Honeywell | 2023-08-28 | redacted
Low Income - Power to Save | Low Flow Showerhead | 0 | 0.04 | 0.1 | 504.08 | 1 | Honeywell | 2023-08-28 | redacted
Low Income - Power to Save | LED Lights | 0 | 0 | 0 | 47.6 | 1 | Honeywell | 2023-08-28 | redacted
Low Income - Power to Save | Weather Strip/Caulk | 0 | 0.25 | 0.09 | 503.3 | 1 | Honeywell | 2023-08-02 | redacted
Low Income - Power to Save | Outdoor Coil Cleaning | 0 | 0.1 | 0 | 275 | 1 | Honeywell | 2023-08-02 | redacted
Low Income - Power to Save | HVAC Inspection | 0 | 0.17 | 0 | 268.73 | 1 | Honeywell | 2023-08-02 | redacted
Low Income - Power to Save | Faucet Aerators | 0 | 0 | 0.02 | 110.58 | 1 | Honeywell | 2023-08-02 | redacted
Low Income - Power to Save | Low Flow Showerhead | 0 | 0.04 | 0.1 | 504.08 | 1 | Honeywell | 2023-08-02 | redacted
Low Income - Power to Save | LED Lights | 0 | 0 | 0 | 47.6 | 1 | Honeywell | 2023-08-02 | redacted
Low Income - Power to Save | Weather Strip/Caulk | 0 | 0.25 | 0.09 | 503.3 | 1 | Honeywell | 2023-08-28 | redacted
Low Income - Power to Save | Outdoor Coil Cleaning | 0 | 0.1 | 0 | 275 | 1 | Honeywell | 2023-08-28 | redacted
Low Income - Power to Save | HVAC Inspection | 0 | 0.17 | 0 | 268.73 | 1 | Honeywell | 2023-08-28 | redacted
Low Income - Power to Save | Faucet Aerators | 0 | 0 | 0.02 | 110.58 | 1 | Honeywell | 2023-08-28 | redacted
Low Income - Power to Save | Low Flow Showerhead | 0 | 0.04 | 0.1 | 504.08 | 1 | Honeywell | 2023-08-28 | redacted
Low Income - Power to Save | LI - DUCT | 0 | 0.4 | 0.12 | 775.77 | 1 | Honeywell | 2023-08-28 | redacted
Low Income - Power to Save | LED Lights | 0 | 0 | 0 | 47.6 | 1 | Honeywell | 2023-08-28 | redacted
Low Income - Power to Save | Weather Strip/Caulk | 0 | 0.25 | 0.09 | 503.3 | 1 | Honeywell | 2023-08-30 | redacted
Low Income - Power to Save | Pipe Wrap | 0 | 0.01 | 0.03 | 143.65 | 1 | Honeywell | 2023-08-30 | redacted
Low Income - Power to Save | Faucet Aerators | 0 | 0 | 0.02 | 110.58 | 1 | Honeywell | 2023-08-30 | redacted
Low Income - Power to Save | Low Flow Showerhead | 0 | 0.04 | 0.1 | 504.08 | 1 | Honeywell | 2023-08-30 | redacted
Low Income - Power to Save | LED Lights | 0 | 0 | 0 | 47.6 | 1 | Honeywell | 2023-08-30 | redacted
Low Income - Power to Save | Weather Strip/Caulk | 0 | 0.25 | 0.09 | 503.3 | 1 | Honeywell | 2023-08-18 | redacted
Low Income - Power to Save | Pipe Wrap | 0 | 0.01 | 0.03 | 143.65 | 1 | Honeywell | 2023-08-18 | redacted
Low Income - Power to Save | Outdoor Coil Cleaning | 0 | 0.1 | 0 | 275 | 1 | Honeywell | 2023-08-18 | redacted
Low Income - Power to Save | HVAC Inspection | 0 | 0.17 | 0 | 268.73 | 1 | Honeywell | 2023-08-18 | redacted
Low Income - Power to Save | Faucet Aerators | 0 | 0 | 0.02 | 110.58 | 1 | Honeywell | 2023-08-18 | redacted
Low Income - Power to Save | Low Flow Showerhead | 0 | 0.04 | 0.1 | 504.08 | 1 | Honeywell | 2023-08-18 | redacted
Low Income - Power to Save | LI - DUCT | 0 | 0.4 | 0.12 | 775.77 | 1 | Honeywell | 2023-08-18 | redacted
Low Income - Power to Save | LED Lights | 0 | 0 | 0 | 47.6 | 1 | Honeywell | 2023-08-18 | redacted
Low Income - Power to Save | Outdoor Coil Cleaning | 0 | 0.1 | 0 | 275 | 1 | Honeywell | 2023-08-23 | redacted
Low Income - Power to Save | Faucet Aerators | 0 | 0 | 0.02 | 110.58 | 1 | Honeywell | 2023-08-23 | redacted
Low Income - Power to Save | Low Flow Showerhead | 0 | 0.04 | 0.1 | 504.08 | 1 | Honeywell | 2023-08-23 | redacted
Low Income - Power to Save | LED Lights | 0 | 0 | 0 | 47.6 | 1 | Honeywell | 2023-08-23 | redacted
Low Income - Power to Save | Weather Strip/Caulk | 0 | 0.25 | 0.09 | 503.3 | 1 | Honeywell | 2023-08-28 | redacted
Low Income - Power to Save | Outdoor Coil Cleaning | 0 | 0.1 | 0 | 275 | 1 | Honeywell | 2023-08-28 | redacted
Low Income - Power to Save | HVAC Inspection | 0 | 0.17 | 0 | 268.73 | 1 | Honeywell | 2023-08-28 | redacted
Low Income - Power to Save | Faucet Aerators | 0 | 0 | 0.02 | 110.58 | 1 | Honeywell | 2023-08-28 | redacted
Low Income - Power to Save | Low Flow Showerhead | 0 | 0.04 | 0.1 | 504.08 | 1 | Honeywell | 2023-08-28 | redacted
Low Income - Power to Save | LI - DUCT | 0 | 0.4 | 0.12 | 775.77 | 1 | Honeywell | 2023-08-28 | redacted
Low Income - Power to Save | LED Lights | 0 | 0 | 0 | 47.6 | 1 | Honeywell | 2023-08-28 | redacted
Low Income - Power to Save | Weather Strip/Caulk | 0 | 0.25 | 0.09 | 503.3 | 1 | Honeywell | 2023-08-28 | redacted
Low Income - Power to Save | Outdoor Coil Cleaning | 0 | 0.1 | 0 | 275 | 1 | Honeywell | 2023-08-28 | redacted
Low Income - Power to Save | HVAC Inspection | 0 | 0.17 | 0 | 268.73 | 1 | Honeywell | 2023-08-28 | redacted
Low Income - Power to Save | Faucet Aerators | 0 | 0 | 0.02 | 110.58 | 1 | Honeywell | 2023-08-28 | redacted
Low Income - Power to Save | LI - DUCT | 0 | 0.4 | 0.12 | 775.77 | 1 | Honeywell | 2023-08-28 | redacted
Low Income - Power to Save | LED Lights | 0 | 0 | 0 | 47.6 | 1 | Honeywell | 2023-08-28 | redacted
Low Income - Power to Save | Weather Strip/Caulk | 0 | 0.25 | 0.09 | 503.3 | 1 | Honeywell | 2023-08-04 | redacted
Low Income - Power to Save | Pipe Wrap | 0 | 0.01 | 0.03 | 143.65 | 1 | Honeywell | 2023-08-04 | redacted
Low Income - Power to Save | Outdoor Coil Cleaning | 0 | 0.1 | 0 | 275 | 1 | Honeywell | 2023-08-04 | redacted
Low Income - Power to Save | HVAC Inspection | 0 | 0.17 | 0 | 268.73 | 1 | Honeywell | 2023-08-04 | redacted
Low Income - Power to Save | Faucet Aerators | 0 | 0 | 0.02 | 110.58 | 1 | Honeywell | 2023-08-04 | redacted
Low Income - Power to Save | Low Flow Showerhead | 0 | 0.04 | 0.1 | 504.08 | 1 | Honeywell | 2023-08-04 | redacted
Low Income - Power to Save | LI - DUCT | 0 | 0.4 | 0.12 | 775.77 | 1 | Honeywell | 2023-08-04 | redacted
Low Income - Power to Save | LED Lights | 0 | 0 | 0 | 47.6 | 1 | Honeywell | 2023-08-04 | redacted
Low Income - Power to Save | Weather Strip/Caulk | 0 | 0.25 | 0.09 | 503.3 | 1 | Honeywell | 2023-08-28 | redacted
Low Income - Power to Save | Outdoor Coil Cleaning | 0 | 0.1 | 0 | 275 | 1 | Honeywell | 2023-08-28 | redacted
Low Income - Power to Save | HVAC Inspection | 0 | 0.17 | 0 | 268.73 | 1 | Honeywell | 2023-08-28 | redacted
Low Income - Power to Save | Faucet Aerators | 0 | 0 | 0.02 | 110.58 | 1 | Honeywell | 2023-08-28 | redacted
Low Income - Power to Save | Low Flow Showerhead | 0 | 0.04 | 0.1 | 504.08 | 1 | Honeywell | 2023-08-28 | redacted
Low Income - Power to Save | LI - DUCT | 0 | 0.4 | 0.12 | 775.77 | 1 | Honeywell | 2023-08-28 | redacted
Low Income - Power to Save | LED Lights | 0 | 0 | 0 | 47.6 | 1 | Honeywell | 2023-08-28 | redacted
Low Income - Power to Save | Outdoor Coil Cleaning | 0 | 0.1 | 0 | 275 | 1 | Honeywell | 2023-08-28 | redacted
Low Income - Power to Save | Faucet Aerators | 0 | 0 | 0.02 | 110.58 | 1 | Honeywell | 2023-08-28 | redacted
Low Income - Power to Save | Low Flow Showerhead | 0 | 0.04 | 0.1 | 504.08 | 1 | Honeywell | 2023-08-28 | redacted
Low Income - Power to Save | LED Lights | 0 | 0 | 0 | 47.6 | 1 | Honeywell | 2023-08-28 | redacted
Low Income - Power to Save | Weather Strip/Caulk | 0 | 0.25 | 0.09 | 503.3 | 1 | Honeywell | 2023-08-28 | redacted
Low Income - Power to Save | Outdoor Coil Cleaning | 0 | 0.1 | 0 | 275 | 1 | Honeywell | 2023-08-28 | redacted
Low Income - Power to Save | HVAC Inspection | 0 | 0.17 | 0 | 268.73 | 1 | Honeywell | 2023-08-28 | redacted
Low Income - Power to Save | Faucet Aerators | 0 | 0 | 0.02 | 110.58 | 1 | Honeywell | 2023-08-28 | redacted
Low Income - Power to Save | Low Flow Showerhead | 0 | 0.04 | 0.1 | 504.08 | 1 | Honeywell | 2023-08-28 | redacted
Low Income - Power to Save | LI - DUCT | 0 | 0.4 | 0.12 | 775.77 | 1 | Honeywell | 2023-08-28 | redacted
Low Income - Power to Save | LED Lights | 0 | 0 | 0 | 47.6 | 1 | Honeywell | 2023-08-28 | redacted
Low Income - Power to Save | Weather Strip/Caulk | 0 | 0.25 | 0.09 | 503.3 | 1 | Honeywell | 2023-08-18 | redacted
Low Income - Power to Save | Pipe Wrap | 0 | 0.01 | 0.03 | 143.65 | 1 | Honeywell | 2023-08-18 | redacted
Low Income - Power to Save | Outdoor Coil Cleaning | 0 | 0.1 | 0 | 275 | 1 | Honeywell | 2023-08-18 | redacted
Low Income - Power to Save | HVAC Inspection | 0 | 0.17 | 0 | 268.73 | 1 | Honeywell | 2023-08-18 | redacted
Low Income - Power to Save | Faucet Aerators | 0 | 0 | 0.02 | 110.58 | 1 | Honeywell | 2023-08-18 | redacted
Low Income - Power to Save | Low Flow Showerhead | 0 | 0.04 | 0.1 | 504.08 | 1 | Honeywell | 2023-08-18 | redacted
Low Income - Power to Save | LI - DUCT | 0 | 0.4 | 0.12 | 775.77 | 1 | Honeywell | 2023-08-18 | redacted
Low Income - Power to Save | LED Lights | 0 | 0 | 0 | 47.6 | 1 | Honeywell | 2023-08-18 | redacted
Low Income - Power to Save | Weather Strip/Caulk | 0 | 0.25 | 0.09 | 503.3 | 1 | Honeywell | 2023-08-23 | redacted
Low Income - Power to Save | Pipe Wrap | 0 | 0.01 | 0.03 | 143.65 | 1 | Honeywell | 2023-08-23 | redacted
Low Income - Power to Save | Outdoor Coil Cleaning | 0 | 0.1 | 0 | 275 | 1 | Honeywell | 2023-08-23 | redacted
Low Income - Power to Save | HVAC Inspection | 0 | 0.17 | 0 | 268.73 | 1 | Honeywell | 2023-08-23 | redacted
Low Income - Power to Save | Faucet Aerators | 0 | 0 | 0.02 | 110.58 | 1 | Honeywell | 2023-08-23 | redacted
Low Income - Power to Save | Low Flow Showerhead | 0 | 0.04 | 0.1 | 504.08 | 1 | Honeywell | 2023-08-23 | redacted
Low Income - Power to Save | LI - DUCT | 0 | 0.4 | 0.12 | 775.77 | 1 | Honeywell | 2023-08-23 | redacted
Low Income - Power to Save | LED Lights | 0 | 0 | 0 | 47.6 | 1 | Honeywell | 2023-08-23 | redacted
Low Income - Power to Save | Weather Strip/Caulk | 0 | 0.25 | 0.09 | 503.3 | 1 | Honeywell | 2023-08-25 | redacted
Low Income - Power to Save | Outdoor Coil Cleaning | 0 | 0.1 | 0 | 275 | 1 | Honeywell | 2023-08-25 | redacted
Low Income - Power to Save | HVAC Inspection | 0 | 0.17 | 0 | 268.73 | 1 | Honeywell | 2023-08-25 | redacted
Low Income - Power to Save | Faucet Aerators | 0 | 0 | 0.02 | 110.58 | 1 | Honeywell | 2023-08-25 | redacted
Low Income - Power to Save | Low Flow Showerhead | 0 | 0.04 | 0.1 | 504.08 | 1 | Honeywell | 2023-08-25 | redacted
Low Income - Power to Save | LI - DUCT | 0 | 0.4 | 0.12 | 775.77 | 1 | Honeywell | 2023-08-25 | redacted
Low Income - Power to Save | LED Lights | 0 | 0 | 0 | 47.6 | 1 | Honeywell | 2023-08-25 | redacted
Low Income - Power to Save | Weather Strip/Caulk | 0 | 0.25 | 0.09 | 503.3 | 1 | Honeywell | 2023-08-02 | redacted
Low Income - Power to Save | Outdoor Coil Cleaning | 0 | 0.1 | 0 | 275 | 1 | Honeywell | 2023-08-02 | redacted
Low Income - Power to Save | HVAC Inspection | 0 | 0.17 | 0 | 268.73 | 1 | Honeywell | 2023-08-02 | redacted
Low Income - Power to Save | Faucet Aerators | 0 | 0 | 0.02 | 110.58 | 1 | Honeywell | 2023-08-02 | redacted
Low Income - Power to Save | Low Flow Showerhead | 0 | 0.04 | 0.1 | 504.08 | 1 | Honeywell | 2023-08-02 | redacted
Low Income - Power to Save | LED Lights | 0 | 0 | 0 | 47.6 | 1 | Honeywell | 2023-08-02 | redacted
Low Income - Power to Save | Weather Strip/Caulk | 0 | 0.25 | 0.09 | 503.3 | 1 | Honeywell | 2023-08-18 | redacted
Low Income - Power to Save | Pipe Wrap | 0 | 0.01 | 0.03 | 143.65 | 1 | Honeywell | 2023-08-18 | redacted
Low Income - Power to Save | Outdoor Coil Cleaning | 0 | 0.1 | 0 | 275 | 1 | Honeywell | 2023-08-18 | redacted
Low Income - Power to Save | HVAC Inspection | 0 | 0.17 | 0 | 268.73 | 1 | Honeywell | 2023-08-18 | redacted
Low Income - Power to Save | Faucet Aerators | 0 | 0 | 0.02 | 110.58 | 1 | Honeywell | 2023-08-18 | redacted
Low Income - Power to Save | Low Flow Showerhead | 0 | 0.04 | 0.1 | 504.08 | 1 | Honeywell | 2023-08-18 | redacted
Low Income - Power to Save | LI - DUCT | 0 | 0.4 | 0.12 | 775.77 | 1 | Honeywell | 2023-08-18 | redacted
Low Income - Power to Save | LED Lights | 0 | 0 | 0 | 47.6 | 1 | Honeywell | 2023-08-18 | redacted
Low Income - Power to Save | Faucet Aerators | 0 | 0 | 0.02 | 110.58 | 1 | Honeywell | 2023-08-28 | redacted
Low Income - Power to Save | Low Flow Showerhead | 0 | 0.04 | 0.1 | 504.08 | 1 | Honeywell | 2023-08-28 | redacted
Low Income - Power to Save | LED Lights | 0 | 0 | 0 | 47.6 | 1 | Honeywell | 2023-08-28 | redacted
Low Income - Power to Save | Weather Strip/Caulk | 0 | 0.25 | 0.09 | 503.3 | 1 | Honeywell | 2023-08-28 | redacted
Low Income - Power to Save | Outdoor Coil Cleaning | 0 | 0.1 | 0 | 275 | 1 | Honeywell | 2023-08-28 | redacted
Low Income - Power to Save | HVAC Inspection | 0 | 0.17 | 0 | 268.73 | 1 | Honeywell | 2023-08-28 | redacted
Low Income - Power to Save | Faucet Aerators | 0 | 0 | 0.02 | 110.58 | 1 | Honeywell | 2023-08-28 | redacted
Low Income - Power to Save | Low Flow Showerhead | 0 | 0.04 | 0.1 | 504.08 | 1 | Honeywell | 2023-08-28 | redacted
Low Income - Power to Save | LI - DUCT | 0 | 0.4 | 0.12 | 775.77 | 1 | Honeywell | 2023-08-28 | redacted
Low Income - Power to Save | LED Lights | 0 | 0 | 0 | 47.6 | 1 | Honeywell | 2023-08-28 | redacted
Low Income - Power to Save | Weather Strip/Caulk | 0 | 0.25 | 0.09 | 503.3 | 1 | Honeywell | 2023-08-18 | redacted
Low Income - Power to Save | Outdoor Coil Cleaning | 0 | 0.1 | 0 | 275 | 1 | Honeywell | 2023-08-18 | redacted
Low Income - Power to Save | HVAC Inspection | 0 | 0.17 | 0 | 268.73 | 1 | Honeywell | 2023-08-18 | redacted
Low Income - Power to Save | Faucet Aerators | 0 | 0 | 0.02 | 110.58 | 1 | Honeywell | 2023-08-18 | redacted
Low Income - Power to Save | Low Flow Showerhead | 0 | 0.04 | 0.1 | 504.08 | 1 | Honeywell | 2023-08-18 | redacted
Low Income - Power to Save | LED Lights | 0 | 0 | 0 | 47.6 | 1 | Honeywell | 2023-08-18 | redacted
Low Income - Power to Save | Weather Strip/Caulk | 0 | 0.25 | 0.09 | 503.3 | 1 | Honeywell | 2023-08-04 | redacted
Low Income - Power to Save | Outdoor Coil Cleaning | 0 | 0.1 | 0 | 275 | 1 | Honeywell | 2023-08-04 | redacted
Low Income - Power to Save | HVAC Inspection | 0 | 0.17 | 0 | 268.73 | 1 | Honeywell | 2023-08-04 | redacted
Low Income - Power to Save | Faucet Aerators | 0 | 0 | 0.02 | 110.58 | 1 | Honeywell | 2023-08-04 | redacted
Low Income - Power to Save | Low Flow Showerhead | 0 | 0.04 | 0.1 | 504.08 | 1 | Honeywell | 2023-08-04 | redacted
Low Income - Power to Save | LED Lights | 0 | 0 | 0 | 47.6 | 1 | Honeywell | 2023-08-04 | redacted
Low Income - Power to Save | Weather Strip/Caulk | 0 | 0.25 | 0.09 | 503.3 | 1 | Honeywell | 2023-08-18 | redacted
Low Income - Power to Save | Outdoor Coil Cleaning | 0 | 0.1 | 0 | 275 | 1 | Honeywell | 2023-08-18 | redacted
Low Income - Power to Save | HVAC Inspection | 0 | 0.17 | 0 | 268.73 | 1 | Honeywell | 2023-08-18 | redacted
Low Income - Power to Save | Faucet Aerators | 0 | 0 | 0.02 | 110.58 | 1 | Honeywell | 2023-08-18 | redacted
Low Income - Power to Save | Low Flow Showerhead | 0 | 0.04 | 0.1 | 504.08 | 1 | Honeywell | 2023-08-18 | redacted
Low Income - Power to Save | LED Lights | 0 | 0 | 0 | 47.6 | 1 | Honeywell | 2023-08-18 | redacted
Low Income - Power to Save | Weather Strip/Caulk | 0 | 0.25 | 0.09 | 503.3 | 1 | Honeywell | 2023-08-18 | redacted
Low Income - Power to Save | Pipe Wrap | 0 | 0.01 | 0.03 | 143.65 | 1 | Honeywell | 2023-08-18 | redacted
Low Income - Power to Save | Outdoor Coil Cleaning | 0 | 0.1 | 0 | 275 | 1 | Honeywell | 2023-08-18 | redacted
Low Income - Power to Save | HVAC Inspection | 0 | 0.17 | 0 | 268.73 | 1 | Honeywell | 2023-08-18 | redacted
Low Income - Power to Save | Faucet Aerators | 0 | 0 | 0.02 | 110.58 | 1 | Honeywell | 2023-08-18 | redacted
Low Income - Power to Save | Low Flow Showerhead | 0 | 0.04 | 0.1 | 504.08 | 1 | Honeywell | 2023-08-18 | redacted
Low Income - Power to Save | LI - DUCT | 0 | 0.4 | 0.12 | 775.77 | 1 | Honeywell | 2023-08-18 | redacted
Low Income - Power to Save | LED Lights | 0 | 0 | 0 | 47.6 | 1 | Honeywell | 2023-08-18 | redacted
Low Income - Power to Save | Weather Strip/Caulk | 0 | 0.25 | 0.09 | 503.3 | 1 | Honeywell | 2023-08-18 | redacted
Low Income - Power to Save | Outdoor Coil Cleaning | 0 | 0.1 | 0 | 275 | 1 | Honeywell | 2023-08-18 | redacted
Low Income - Power to Save | HVAC Inspection | 0 | 0.17 | 0 | 268.73 | 1 | Honeywell | 2023-08-18 | redacted
Low Income - Power to Save | Faucet Aerators | 0 | 0 | 0.02 | 110.58 | 1 | Honeywell | 2023-08-18 | redacted
Low Income - Power to Save | Low Flow Showerhead | 0 | 0.04 | 0.1 | 504.08 | 1 | Honeywell | 2023-08-18 | redacted
Low Income - Power to Save | LED Lights | 0 | 0 | 0 | 47.6 | 1 | Honeywell | 2023-08-18 | redacted
Low Income - Power to Save | Weather Strip/Caulk | 0 | 0.25 | 0.09 | 503.3 | 1 | Honeywell | 2023-08-25 | redacted
Low Income - Power to Save | Outdoor Coil Cleaning | 0 | 0.1 | 0 | 275 | 1 | Honeywell | 2023-08-25 | redacted
Low Income - Power to Save | HVAC Inspection | 0 | 0.17 | 0 | 268.73 | 1 | Honeywell | 2023-08-25 | redacted
Low Income - Power to Save | Faucet Aerators | 0 | 0 | 0.02 | 110.58 | 1 | Honeywell | 2023-08-25 | redacted
Low Income - Power to Save | Low Flow Showerhead | 0 | 0.04 | 0.1 | 504.08 | 1 | Honeywell | 2023-08-25 | redacted
Low Income - Power to Save | LI - DUCT | 0 | 0.4 | 0.12 | 775.77 | 1 | Honeywell | 2023-08-25 | redacted
Low Income - Power to Save | LED Lights | 0 | 0 | 0 | 47.6 | 1 | Honeywell | 2023-08-25 | redacted
Low Income - Power to Save | Weather Strip/Caulk | 0 | 0.25 | 0.09 | 503.3 | 1 | Honeywell | 2023-08-28 | redacted
Low Income - Power to Save | Pipe Wrap | 0 | 0.01 | 0.03 | 143.65 | 1 | Honeywell | 2023-08-28 | redacted
Low Income - Power to Save | Outdoor Coil Cleaning | 0 | 0.1 | 0 | 275 | 1 | Honeywell | 2023-08-28 | redacted
Low Income - Power to Save | HVAC Inspection | 0 | 0.17 | 0 | 268.73 | 1 | Honeywell | 2023-08-28 | redacted
Low Income - Power to Save | Faucet Aerators | 0 | 0 | 0.02 | 110.58 | 1 | Honeywell | 2023-08-28 | redacted
Low Income - Power to Save | LED Lights | 0 | 0 | 0 | 47.6 | 1 | Honeywell | 2023-08-28 | redacted
Low Income - Power to Save | Outdoor Coil Cleaning | 0 | 0.1 | 0 | 275 | 1 | Honeywell | 2023-08-25 | redacted
Low Income - Power to Save | HVAC Inspection | 0 | 0.17 | 0 | 268.73 | 1 | Honeywell | 2023-08-25 | redacted
Low Income - Power to Save | LED Lights | 0 | 0 | 0 | 47.6 | 1 | Honeywell | 2023-08-25 | redacted
Low Income - Power to Save | Weather Strip/Caulk | 0 | 0.25 | 0.09 | 503.3 | 1 | Honeywell | 2023-08-28 | redacted
Low Income - Power to Save | Pipe Wrap | 0 | 0.01 | 0.03 | 143.65 | 1 | Honeywell | 2023-08-28 | redacted
Low Income - Power to Save | Outdoor Coil Cleaning | 0 | 0.1 | 0 | 275 | 1 | Honeywell | 2023-08-28 | redacted
Low Income - Power to Save | HVAC Inspection | 0 | 0.17 | 0 | 268.73 | 1 | Honeywell | 2023-08-28 | redacted
Low Income - Power to Save | Faucet Aerators | 0 | 0 | 0.02 | 110.58 | 1 | Honeywell | 2023-08-28 | redacted
Low Income - Power to Save | Low Flow Showerhead | 0 | 0.04 | 0.1 | 504.08 | 1 | Honeywell | 2023-08-28 | redacted
Low Income - Power to Save | LED Lights | 0 | 0 | 0 | 47.6 | 1 | Honeywell | 2023-08-28 | redacted
Low Income - Power to Save | Weather Strip/Caulk | 0 | 0.25 | 0.09 | 503.3 | 1 | Honeywell | 2023-08-28 | redacted
Low Income - Power to Save | Outdoor Coil Cleaning | 0 | 0.1 | 0 | 275 | 1 | Honeywell | 2023-08-28 | redacted
Low Income - Power to Save | HVAC Inspection | 0 | 0.17 | 0 | 268.73 | 1 | Honeywell | 2023-08-28 | redacted
Low Income - Power to Save | Faucet Aerators | 0 | 0 | 0.02 | 110.58 | 1 | Honeywell | 2023-08-28 | redacted
Low Income - Power to Save | Low Flow Showerhead | 0 | 0.04 | 0.1 | 504.08 | 1 | Honeywell | 2023-08-28 | redacted
Low Income - Power to Save | LED Lights | 0 | 0 | 0 | 47.6 | 1 | Honeywell | 2023-08-28 | redacted
Low Income - Power to Save | Weather Strip/Caulk | 0 | 0.25 | 0.09 | 503.3 | 1 | Honeywell | 2023-08-28 | redacted
Low Income - Power to Save | Outdoor Coil Cleaning | 0 | 0.1 | 0 | 275 | 1 | Honeywell | 2023-08-28 | redacted
Low Income - Power to Save | HVAC Inspection | 0 | 0.17 | 0 | 268.73 | 1 | Honeywell | 2023-08-28 | redacted
Low Income - Power to Save | Faucet Aerators | 0 | 0 | 0.02 | 110.58 | 1 | Honeywell | 2023-08-28 | redacted
Low Income - Power to Save | Low Flow Showerhead | 0 | 0.04 | 0.1 | 504.08 | 1 | Honeywell | 2023-08-28 | redacted
Low Income - Power to Save | LI - DUCT | 0 | 0.4 | 0.12 | 775.77 | 1 | Honeywell | 2023-08-28 | redacted
Low Income - Power to Save | LED Lights | 0 | 0 | 0 | 47.6 | 1 | Honeywell | 2023-08-28 | redacted
Low Income - Power to Save | Weather Strip/Caulk | 0 | 0.25 | 0.09 | 503.3 | 1 | Honeywell | 2023-08-25 | redacted
Low Income - Power to Save | Pipe Wrap | 0 | 0.01 | 0.03 | 143.65 | 1 | Honeywell | 2023-08-25 | redacted
Low Income - Power to Save | Outdoor Coil Cleaning | 0 | 0.1 | 0 | 275 | 1 | Honeywell | 2023-08-25 | redacted
Low Income - Power to Save | HVAC Inspection | 0 | 0.17 | 0 | 268.73 | 1 | Honeywell | 2023-08-25 | redacted
Low Income - Power to Save | Faucet Aerators | 0 | 0 | 0.02 | 110.58 | 1 | Honeywell | 2023-08-25 | redacted
Low Income - Power to Save | LED Lights | 0 | 0 | 0 | 47.6 | 1 | Honeywell | 2023-08-25 | redacted
Low Income - Power to Save | Weather Strip/Caulk | 0 | 0.25 | 0.09 | 503.3 | 1 | Honeywell | 2023-08-29 | redacted
Low Income - Power to Save | Outdoor Coil Cleaning | 0 | 0.1 | 0 | 275 | 1 | Honeywell | 2023-08-29 | redacted
Low Income - Power to Save | HVAC Inspection | 0 | 0.17 | 0 | 268.73 | 1 | Honeywell | 2023-08-29 | redacted
Low Income - Power to Save | Faucet Aerators | 0 | 0 | 0.02 | 110.58 | 1 | Honeywell | 2023-08-29 | redacted
Low Income - Power to Save | LED Lights | 0 | 0 | 0 | 47.6 | 1 | Honeywell | 2023-08-29 | redacted
Low Income - Power to Save | Weather Strip/Caulk | 0 | 0.25 | 0.09 | 503.3 | 1 | Honeywell | 2023-08-02 | redacted
Low Income - Power to Save | Pipe Wrap | 0 | 0.01 | 0.03 | 143.65 | 1 | Honeywell | 2023-08-02 | redacted
Low Income - Power to Save | Outdoor Coil Cleaning | 0 | 0.1 | 0 | 275 | 1 | Honeywell | 2023-08-02 | redacted
Low Income - Power to Save | HVAC Inspection | 0 | 0.17 | 0 | 268.73 | 1 | Honeywell | 2023-08-02 | redacted
Low Income - Power to Save | Faucet Aerators | 0 | 0 | 0.02 | 110.58 | 1 | Honeywell | 2023-08-02 | redacted
Low Income - Power to Save | Low Flow Showerhead | 0 | 0.04 | 0.1 | 504.08 | 1 | Honeywell | 2023-08-02 | redacted
Low Income - Power to Save | LED Lights | 0 | 0 | 0 | 47.6 | 1 | Honeywell | 2023-08-02 | redacted
Low Income - Power to Save | Weather Strip/Caulk | 0 | 0.25 | 0.09 | 503.3 | 1 | Honeywell | 2023-08-28 | redacted
Low Income - Power to Save | Pipe Wrap | 0 | 0.01 | 0.03 | 143.65 | 1 | Honeywell | 2023-08-28 | redacted
Low Income - Power to Save | Outdoor Coil Cleaning | 0 | 0.1 | 0 | 275 | 1 | Honeywell | 2023-08-28 | redacted
Low Income - Power to Save | HVAC Inspection | 0 | 0.17 | 0 | 268.73 | 1 | Honeywell | 2023-08-28 | redacted
Low Income - Power to Save | Faucet Aerators | 0 | 0 | 0.02 | 110.58 | 1 | Honeywell | 2023-08-28 | redacted
Low Income - Power to Save | LED Lights | 0 | 0 | 0 | 47.6 | 1 | Honeywell | 2023-08-28 | redacted
Low Income - Power to Save | Weather Strip/Caulk | 0 | 0.25 | 0.09 | 503.3 | 1 | Honeywell | 2023-08-04 | redacted
Low Income - Power to Save | Outdoor Coil Cleaning | 0 | 0.1 | 0 | 275 | 1 | Honeywell | 2023-08-04 | redacted
Low Income - Power to Save | Faucet Aerators | 0 | 0 | 0.02 | 110.58 | 1 | Honeywell | 2023-08-04 | redacted
Low Income - Power to Save | Low Flow Showerhead | 0 | 0.04 | 0.1 | 504.08 | 1 | Honeywell | 2023-08-04 | redacted
Low Income - Power to Save | LED Lights | 0 | 0 | 0 | 47.6 | 1 | Honeywell | 2023-08-04 | redacted
Low Income - Power to Save | Weather Strip/Caulk | 0 | 0.25 | 0.09 | 503.3 | 1 | Honeywell | 2023-08-02 | redacted
Low Income - Power to Save | Outdoor Coil Cleaning | 0 | 0.1 | 0 | 275 | 1 | Honeywell | 2023-08-02 | redacted
Low Income - Power to Save | HVAC Inspection | 0 | 0.17 | 0 | 268.73 | 1 | Honeywell | 2023-08-02 | redacted
Low Income - Power to Save | Faucet Aerators | 0 | 0 | 0.02 | 110.58 | 1 | Honeywell | 2023-08-02 | redacted
Low Income - Power to Save | Low Flow Showerhead | 0 | 0.04 | 0.1 | 504.08 | 1 | Honeywell | 2023-08-02 | redacted
Low Income - Power to Save | LI - DUCT | 0 | 0.4 | 0.12 | 775.77 | 1 | Honeywell | 2023-08-02 | redacted
Low Income - Power to Save | LED Lights | 0 | 0 | 0 | 47.6 | 1 | Honeywell | 2023-08-02 | redacted
Low Income - Power to Save | Weather Strip/Caulk | 0 | 0.25 | 0.09 | 503.3 | 1 | Honeywell | 2023-08-28 | redacted
Low Income - Power to Save | Outdoor Coil Cleaning | 0 | 0.1 | 0 | 275 | 1 | Honeywell | 2023-08-28 | redacted
Low Income - Power to Save | HVAC Inspection | 0 | 0.17 | 0 | 268.73 | 1 | Honeywell | 2023-08-28 | redacted
Low Income - Power to Save | Faucet Aerators | 0 | 0 | 0.02 | 110.58 | 1 | Honeywell | 2023-08-28 | redacted
Low Income - Power to Save | Low Flow Showerhead | 0 | 0.04 | 0.1 | 504.08 | 1 | Honeywell | 2023-08-28 | redacted
Low Income - Power to Save | LI - DUCT | 0 | 0.4 | 0.12 | 775.77 | 1 | Honeywell | 2023-08-28 | redacted
Low Income - Power to Save | LED Lights | 0 | 0 | 0 | 47.6 | 1 | Honeywell | 2023-08-28 | redacted
Low Income - Power to Save | Weather Strip/Caulk | 0 | 0.25 | 0.09 | 503.3 | 1 | Honeywell | 2023-08-28 | redacted
Low Income - Power to Save | Pipe Wrap | 0 | 0.01 | 0.03 | 143.65 | 1 | Honeywell | 2023-08-28 | redacted
Low Income - Power to Save | Outdoor Coil Cleaning | 0 | 0.1 | 0 | 275 | 1 | Honeywell | 2023-08-28 | redacted
Low Income - Power to Save | HVAC Inspection | 0 | 0.17 | 0 | 268.73 | 1 | Honeywell | 2023-08-28 | redacted
Low Income - Power to Save | Faucet Aerators | 0 | 0 | 0.02 | 110.58 | 1 | Honeywell | 2023-08-28 | redacted
Low Income - Power to Save | LED Lights | 0 | 0 | 0 | 47.6 | 1 | Honeywell | 2023-08-28 | redacted
Low Income - Power to Save | Weather Strip/Caulk | 0 | 0.25 | 0.09 | 503.3 | 1 | Honeywell | 2023-08-29 | redacted
Low Income - Power to Save | Outdoor Coil Cleaning | 0 | 0.1 | 0 | 275 | 1 | Honeywell | 2023-08-29 | redacted
Low Income - Power to Save | HVAC Inspection | 0 | 0.17 | 0 | 268.73 | 1 | Honeywell | 2023-08-29 | redacted
Low Income - Power to Save | Faucet Aerators | 0 | 0 | 0.02 | 110.58 | 1 | Honeywell | 2023-08-29 | redacted
Low Income - Power to Save | Low Flow Showerhead | 0 | 0.04 | 0.1 | 504.08 | 1 | Honeywell | 2023-08-29 | redacted
Low Income - Power to Save | LED Lights | 0 | 0 | 0 | 47.6 | 1 | Honeywell | 2023-08-29 | redacted
Low Income - Power to Save | Weather Strip/Caulk | 0 | 0.25 | 0.09 | 503.3 | 1 | Honeywell | 2023-08-28 | redacted
Low Income - Power to Save | Pipe Wrap | 0 | 0.01 | 0.03 | 143.65 | 1 | Honeywell | 2023-08-28 | redacted
Low Income - Power to Save | Outdoor Coil Cleaning | 0 | 0.1 | 0 | 275 | 1 | Honeywell | 2023-08-28 | redacted
Low Income - Power to Save | HVAC Inspection | 0 | 0.17 | 0 | 268.73 | 1 | Honeywell | 2023-08-28 | redacted
Low Income - Power to Save | Faucet Aerators | 0 | 0 | 0.02 | 110.58 | 1 | Honeywell | 2023-08-28 | redacted
Low Income - Power to Save | Low Flow Showerhead | 0 | 0.04 | 0.1 | 504.08 | 1 | Honeywell | 2023-08-28 | redacted
Low Income - Power to Save | LED Lights | 0 | 0 | 0 | 47.6 | 1 | Honeywell | 2023-08-28 | redacted
Low Income - Power to Save | Weather Strip/Caulk | 0 | 0.25 | 0.09 | 503.3 | 1 | Honeywell | 2023-08-28 | redacted
Low Income - Power to Save | Pipe Wrap | 0 | 0.01 | 0.03 | 143.65 | 1 | Honeywell | 2023-08-28 | redacted
Low Income - Power to Save | Outdoor Coil Cleaning | 0 | 0.1 | 0 | 275 | 1 | Honeywell | 2023-08-28 | redacted
Low Income - Power to Save | HVAC Inspection | 0 | 0.17 | 0 | 268.73 | 1 | Honeywell | 2023-08-28 | redacted
Low Income - Power to Save | Faucet Aerators | 0 | 0 | 0.02 | 110.58 | 1 | Honeywell | 2023-08-28 | redacted
Low Income - Power to Save | Low Flow Showerhead | 0 | 0.04 | 0.1 | 504.08 | 1 | Honeywell | 2023-08-28 | redacted
Low Income - Power to Save | LED Lights | 0 | 0 | 0 | 47.6 | 1 | Honeywell | 2023-08-28 | redacted
Low Income - Power to Save | Weather Strip/Caulk | 0 | 0.25 | 0.09 | 503.3 | 1 | Honeywell | 2023-08-02 | redacted
Low Income - Power to Save | Outdoor Coil Cleaning | 0 | 0.1 | 0 | 275 | 1 | Honeywell | 2023-08-02 | redacted
Low Income - Power to Save | HVAC Inspection | 0 | 0.17 | 0 | 268.73 | 1 | Honeywell | 2023-08-02 | redacted
Low Income - Power to Save | Faucet Aerators | 0 | 0 | 0.02 | 110.58 | 1 | Honeywell | 2023-08-02 | redacted
Low Income - Power to Save | Low Flow Showerhead | 0 | 0.04 | 0.1 | 504.08 | 1 | Honeywell | 2023-08-02 | redacted
Low Income - Power to Save | LED Lights | 0 | 0 | 0 | 47.6 | 1 | Honeywell | 2023-08-02 | redacted
Low Income - Power to Save | Weather Strip/Caulk | 0 | 0.25 | 0.09 | 503.3 | 1 | Honeywell | 2023-08-04 | redacted
Low Income - Power to Save | Outdoor Coil Cleaning | 0 | 0.1 | 0 | 275 | 1 | Honeywell | 2023-08-04 | redacted
Low Income - Power to Save | HVAC Inspection | 0 | 0.17 | 0 | 268.73 | 1 | Honeywell | 2023-08-04 | redacted
Low Income - Power to Save | Faucet Aerators | 0 | 0 | 0.02 | 110.58 | 1 | Honeywell | 2023-08-04 | redacted
Low Income - Power to Save | Low Flow Showerhead | 0 | 0.04 | 0.1 | 504.08 | 1 | Honeywell | 2023-08-04 | redacted
Low Income - Power to Save | LED Lights | 0 | 0 | 0 | 47.6 | 1 | Honeywell | 2023-08-04 | redacted
Low Income - Power to Save | Weather Strip/Caulk | 0 | 0.25 | 0.09 | 503.3 | 1 | Honeywell | 2023-08-28 | redacted
Low Income - Power to Save | Outdoor Coil Cleaning | 0 | 0.1 | 0 | 275 | 1 | Honeywell | 2023-08-28 | redacted
Low Income - Power to Save | HVAC Inspection | 0 | 0.17 | 0 | 268.73 | 1 | Honeywell | 2023-08-28 | redacted
Low Income - Power to Save | Faucet Aerators | 0 | 0 | 0.02 | 110.58 | 1 | Honeywell | 2023-08-28 | redacted
Low Income - Power to Save | Low Flow Showerhead | 0 | 0.04 | 0.1 | 504.08 | 1 | Honeywell | 2023-08-28 | redacted
Low Income - Power to Save | LI - DUCT | 0 | 0.4 | 0.12 | 775.77 | 1 | Honeywell | 2023-08-28 | redacted
Low Income - Power to Save | LED Lights | 0 | 0 | 0 | 47.6 | 1 | Honeywell | 2023-08-28 | redacted
Low Income - Power to Save | Weather Strip/Caulk | 0 | 0.25 | 0.09 | 503.3 | 1 | Honeywell | 2023-08-28 | redacted
Low Income - Power to Save | Outdoor Coil Cleaning | 0 | 0.1 | 0 | 275 | 1 | Honeywell | 2023-08-28 | redacted
Low Income - Power to Save | HVAC Inspection | 0 | 0.17 | 0 | 268.73 | 1 | Honeywell | 2023-08-28 | redacted
Low Income - Power to Save | Faucet Aerators | 0 | 0 | 0.02 | 110.58 | 1 | Honeywell | 2023-08-28 | redacted
Low Income - Power to Save | Low Flow Showerhead | 0 | 0.04 | 0.1 | 504.08 | 1 | Honeywell | 2023-08-28 | redacted
Low Income - Power to Save | LED Lights | 0 | 0 | 0 | 47.6 | 1 | Honeywell | 2023-08-28 | redacted
Low Income - Power to Save | Weather Strip/Caulk | 0 | 0.25 | 0.09 | 503.3 | 1 | Honeywell | 2023-08-17 | redacted
Low Income - Power to Save | Faucet Aerators | 0 | 0 | 0.02 | 110.58 | 1 | Honeywell | 2023-08-17 | redacted
Low Income - Power to Save | Low Flow Showerhead | 0 | 0.04 | 0.1 | 504.08 | 1 | Honeywell | 2023-08-17 | redacted
Low Income - Power to Save | LED Lights | 0 | 0 | 0 | 47.6 | 1 | Honeywell | 2023-08-17 | redacted
Low Income - Power to Save | Weather Strip/Caulk | 0 | 0.25 | 0.09 | 503.3 | 1 | Honeywell | 2023-08-18 | redacted
Low Income - Power to Save | Pipe Wrap | 0 | 0.01 | 0.03 | 143.65 | 1 | Honeywell | 2023-08-18 | redacted
Low Income - Power to Save | Outdoor Coil Cleaning | 0 | 0.1 | 0 | 275 | 1 | Honeywell | 2023-08-18 | redacted
Low Income - Power to Save | HVAC Inspection | 0 | 0.17 | 0 | 268.73 | 1 | Honeywell | 2023-08-18 | redacted
Low Income - Power to Save | Faucet Aerators | 0 | 0 | 0.02 | 110.58 | 1 | Honeywell | 2023-08-18 | redacted
Low Income - Power to Save | Low Flow Showerhead | 0 | 0.04 | 0.1 | 504.08 | 1 | Honeywell | 2023-08-18 | redacted
Low Income - Power to Save | LI - DUCT | 0 | 0.4 | 0.12 | 775.77 | 1 | Honeywell | 2023-08-18 | redacted
Low Income - Power to Save | LED Lights | 0 | 0 | 0 | 47.6 | 1 | Honeywell | 2023-08-18 | redacted
Low Income - Power to Save | Weather Strip/Caulk | 0 | 0.25 | 0.09 | 503.3 | 1 | Honeywell | 2023-08-28 | redacted
Low Income - Power to Save | Pipe Wrap | 0 | 0.01 | 0.03 | 143.65 | 1 | Honeywell | 2023-08-28 | redacted
Low Income - Power to Save | Outdoor Coil Cleaning | 0 | 0.1 | 0 | 275 | 1 | Honeywell | 2023-08-28 | redacted
Low Income - Power to Save | HVAC Inspection | 0 | 0.17 | 0 | 268.73 | 1 | Honeywell | 2023-08-28 | redacted
Low Income - Power to Save | Faucet Aerators | 0 | 0 | 0.02 | 110.58 | 1 | Honeywell | 2023-08-28 | redacted
Low Income - Power to Save | Low Flow Showerhead | 0 | 0.04 | 0.1 | 504.08 | 1 | Honeywell | 2023-08-28 | redacted
Low Income - Power to Save | LED Lights | 0 | 0 | 0 | 47.6 | 1 | Honeywell | 2023-08-28 | redacted
Low Income - Power to Save | Weather Strip/Caulk | 0 | 0.25 | 0.09 | 503.3 | 1 | Honeywell | 2023-08-04 | redacted
Low Income - Power to Save | Pipe Wrap | 0 | 0.01 | 0.03 | 143.65 | 1 | Honeywell | 2023-08-04 | redacted
Low Income - Power to Save | Outdoor Coil Cleaning | 0 | 0.1 | 0 | 275 | 1 | Honeywell | 2023-08-04 | redacted
Low Income - Power to Save | HVAC Inspection | 0 | 0.17 | 0 | 268.73 | 1 | Honeywell | 2023-08-04 | redacted
Low Income - Power to Save | Faucet Aerators | 0 | 0 | 0.02 | 110.58 | 1 | Honeywell | 2023-08-04 | redacted
Low Income - Power to Save | Low Flow Showerhead | 0 | 0.04 | 0.1 | 504.08 | 1 | Honeywell | 2023-08-04 | redacted
Low Income - Power to Save | LED Lights | 0 | 0 | 0 | 47.6 | 1 | Honeywell | 2023-08-04 | redacted
Low Income - Power to Save | Weather Strip/Caulk | 0 | 0.25 | 0.09 | 503.3 | 1 | Honeywell | 2023-08-04 | redacted
Low Income - Power to Save | Pipe Wrap | 0 | 0.01 | 0.03 | 143.65 | 1 | Honeywell | 2023-08-04 | redacted
Low Income - Power to Save | Outdoor Coil Cleaning | 0 | 0.1 | 0 | 275 | 1 | Honeywell | 2023-08-04 | redacted
Low Income - Power to Save | HVAC Inspection | 0 | 0.17 | 0 | 268.73 | 1 | Honeywell | 2023-08-04 | redacted
Low Income - Power to Save | Low Flow Showerhead | 0 | 0.04 | 0.1 | 504.08 | 1 | Honeywell | 2023-08-04 | redacted
Low Income - Power to Save | LED Lights | 0 | 0 | 0 | 47.6 | 1 | Honeywell | 2023-08-04 | redacted
Low Income - Power to Save | Weather Strip/Caulk | 0 | 0.25 | 0.09 | 503.3 | 1 | Honeywell | 2023-08-28 | redacted
Low Income - Power to Save | Pipe Wrap | 0 | 0.01 | 0.03 | 143.65 | 1 | Honeywell | 2023-08-28 | redacted
Low Income - Power to Save | Outdoor Coil Cleaning | 0 | 0.1 | 0 | 275 | 1 | Honeywell | 2023-08-28 | redacted
Low Income - Power to Save | HVAC Inspection | 0 | 0.17 | 0 | 268.73 | 1 | Honeywell | 2023-08-28 | redacted
Low Income - Power to Save | Faucet Aerators | 0 | 0 | 0.02 | 110.58 | 1 | Honeywell | 2023-08-28 | redacted
Low Income - Power to Save | Low Flow Showerhead | 0 | 0.04 | 0.1 | 504.08 | 1 | Honeywell | 2023-08-28 | redacted
Low Income - Power to Save | LED Lights | 0 | 0 | 0 | 47.6 | 1 | Honeywell | 2023-08-28 | redacted
Low Income - Power to Save | Outdoor Coil Cleaning | 0 | 0.1 | 0 | 275 | 1 | Honeywell | 2023-08-25 | redacted
Low Income - Power to Save | Faucet Aerators | 0 | 0 | 0.02 | 110.58 | 1 | Honeywell | 2023-08-25 | redacted
Low Income - Power to Save | Low Flow Showerhead | 0 | 0.04 | 0.1 | 504.08 | 1 | Honeywell | 2023-08-25 | redacted
Low Income - Power to Save | LED Lights | 0 | 0 | 0 | 47.6 | 1 | Honeywell | 2023-08-25 | redacted
Low Income - Power to Save | Weather Strip/Caulk | 0 | 0.25 | 0.09 | 503.3 | 1 | Honeywell | 2023-08-02 | redacted
Low Income - Power to Save | Faucet Aerators | 0 | 0 | 0.02 | 110.58 | 1 | Honeywell | 2023-08-02 | redacted
Low Income - Power to Save | Low Flow Showerhead | 0 | 0.04 | 0.1 | 504.08 | 1 | Honeywell | 2023-08-02 | redacted
Low Income - Power to Save | LED Lights | 0 | 0 | 0 | 47.6 | 1 | Honeywell | 2023-08-02 | redacted
Low Income - Power to Save | Weather Strip/Caulk | 0 | 0.25 | 0.09 | 503.3 | 1 | Honeywell | 2023-08-04 | redacted
Low Income - Power to Save | Pipe Wrap | 0 | 0.01 | 0.03 | 143.65 | 1 | Honeywell | 2023-08-04 | redacted
Low Income - Power to Save | Outdoor Coil Cleaning | 0 | 0.1 | 0 | 275 | 1 | Honeywell | 2023-08-04 | redacted
Low Income - Power to Save | HVAC Inspection | 0 | 0.17 | 0 | 268.73 | 1 | Honeywell | 2023-08-04 | redacted
Low Income - Power to Save | Faucet Aerators | 0 | 0 | 0.02 | 110.58 | 1 | Honeywell | 2023-08-04 | redacted
Low Income - Power to Save | Low Flow Showerhead | 0 | 0.04 | 0.1 | 504.08 | 1 | Honeywell | 2023-08-04 | redacted
Low Income - Power to Save | LI - DUCT | 0 | 0.4 | 0.12 | 775.77 | 1 | Honeywell | 2023-08-04 | redacted
Low Income - Power to Save | LED Lights | 0 | 0 | 0 | 47.6 | 1 | Honeywell | 2023-08-04 | redacted
Low Income - Power to Save | Weather Strip/Caulk | 0 | 0.25 | 0.09 | 503.3 | 1 | Honeywell | 2023-08-31 | redacted
Low Income - Power to Save | Outdoor Coil Cleaning | 0 | 0.1 | 0 | 275 | 1 | Honeywell | 2023-08-31 | redacted
Low Income - Power to Save | HVAC Inspection | 0 | 0.17 | 0 | 268.73 | 1 | Honeywell | 2023-08-31 | redacted
Low Income - Power to Save | Faucet Aerators | 0 | 0 | 0.02 | 110.58 | 1 | Honeywell | 2023-08-31 | redacted
Low Income - Power to Save | Low Flow Showerhead | 0 | 0.04 | 0.1 | 504.08 | 1 | Honeywell | 2023-08-31 | redacted
Low Income - Power to Save | LED Lights | 0 | 0 | 0 | 47.6 | 1 | Honeywell | 2023-08-31 | redacted
Low Income - Power to Save | Weather Strip/Caulk | 0 | 0.25 | 0.09 | 503.3 | 1 | Honeywell | 2023-08-18 | redacted
Low Income - Power to Save | Outdoor Coil Cleaning | 0 | 0.1 | 0 | 275 | 1 | Honeywell | 2023-08-18 | redacted
Low Income - Power to Save | HVAC Inspection | 0 | 0.17 | 0 | 268.73 | 1 | Honeywell | 2023-08-18 | redacted
Low Income - Power to Save | Faucet Aerators | 0 | 0 | 0.02 | 110.58 | 1 | Honeywell | 2023-08-18 | redacted
Low Income - Power to Save | Low Flow Showerhead | 0 | 0.04 | 0.1 | 504.08 | 1 | Honeywell | 2023-08-18 | redacted
Low Income - Power to Save | LED Lights | 0 | 0 | 0 | 47.6 | 1 | Honeywell | 2023-08-18 | redacted
Low Income - Power to Save | Weather Strip/Caulk | 0 | 0.25 | 0.09 | 503.3 | 1 | Honeywell | 2023-08-02 | redacted
Low Income - Power to Save | Pipe Wrap | 0 | 0.01 | 0.03 | 143.65 | 1 | Honeywell | 2023-08-02 | redacted
Low Income - Power to Save | Outdoor Coil Cleaning | 0 | 0.1 | 0 | 275 | 1 | Honeywell | 2023-08-02 | redacted
Low Income - Power to Save | HVAC Inspection | 0 | 0.17 | 0 | 268.73 | 1 | Honeywell | 2023-08-02 | redacted
Low Income - Power to Save | Low Flow Showerhead | 0 | 0.04 | 0.1 | 504.08 | 1 | Honeywell | 2023-08-02 | redacted
Low Income - Power to Save | LI - DUCT | 0 | 0.4 | 0.12 | 775.77 | 1 | Honeywell | 2023-08-02 | redacted
Low Income - Power to Save | LED Lights | 0 | 0 | 0 | 47.6 | 1 | Honeywell | 2023-08-02 | redacted
Low Income - Power to Save | Weather Strip/Caulk | 0 | 0.25 | 0.09 | 503.3 | 1 | Honeywell | 2023-08-18 | redacted
Low Income - Power to Save | Outdoor Coil Cleaning | 0 | 0.1 | 0 | 275 | 1 | Honeywell | 2023-08-18 | redacted
Low Income - Power to Save | HVAC Inspection | 0 | 0.17 | 0 | 268.73 | 1 | Honeywell | 2023-08-18 | redacted
Low Income - Power to Save | Faucet Aerators | 0 | 0 | 0.02 | 110.58 | 1 | Honeywell | 2023-08-18 | redacted
Low Income - Power to Save | Low Flow Showerhead | 0 | 0.04 | 0.1 | 504.08 | 1 | Honeywell | 2023-08-18 | redacted
Low Income - Power to Save | LED Lights | 0 | 0 | 0 | 47.6 | 1 | Honeywell | 2023-08-18 | redacted
Low Income - Power to Save | Weather Strip/Caulk | 0 | 0.25 | 0.09 | 503.3 | 1 | Honeywell | 2023-08-02 | redacted
Low Income - Power to Save | Outdoor Coil Cleaning | 0 | 0.1 | 0 | 275 | 1 | Honeywell | 2023-08-02 | redacted
Low Income - Power to Save | HVAC Inspection | 0 | 0.17 | 0 | 268.73 | 1 | Honeywell | 2023-08-02 | redacted
Low Income - Power to Save | Faucet Aerators | 0 | 0 | 0.02 | 110.58 | 1 | Honeywell | 2023-08-02 | redacted
Low Income - Power to Save | Low Flow Showerhead | 0 | 0.04 | 0.1 | 504.08 | 1 | Honeywell | 2023-08-02 | redacted
Low Income - Power to Save | LED Lights | 0 | 0 | 0 | 47.6 | 1 | Honeywell | 2023-08-02 | redacted
Low Income - Power to Save | Weather Strip/Caulk | 0 | 0.25 | 0.09 | 503.3 | 1 | Honeywell | 2023-08-28 | redacted
Low Income - Power to Save | Pipe Wrap | 0 | 0.01 | 0.03 | 143.65 | 1 | Honeywell | 2023-08-28 | redacted
Low Income - Power to Save | Outdoor Coil Cleaning | 0 | 0.1 | 0 | 275 | 1 | Honeywell | 2023-08-28 | redacted
Low Income - Power to Save | HVAC Inspection | 0 | 0.17 | 0 | 268.73 | 1 | Honeywell | 2023-08-28 | redacted
Low Income - Power to Save | Faucet Aerators | 0 | 0 | 0.02 | 110.58 | 1 | Honeywell | 2023-08-28 | redacted
Low Income - Power to Save | Low Flow Showerhead | 0 | 0.04 | 0.1 | 504.08 | 1 | Honeywell | 2023-08-28 | redacted
Low Income - Power to Save | LED Lights | 0 | 0 | 0 | 47.6 | 1 | Honeywell | 2023-08-28 | redacted
Low Income - Power to Save | Weather Strip/Caulk | 0 | 0.25 | 0.09 | 503.3 | 1 | Honeywell | 2023-08-31 | redacted
Low Income - Power to Save | Outdoor Coil Cleaning | 0 | 0.1 | 0 | 275 | 1 | Honeywell | 2023-08-31 | redacted
Low Income - Power to Save | HVAC Inspection | 0 | 0.17 | 0 | 268.73 | 1 | Honeywell | 2023-08-31 | redacted
Low Income - Power to Save | Faucet Aerators | 0 | 0 | 0.02 | 110.58 | 1 | Honeywell | 2023-08-31 | redacted
Low Income - Power to Save | Low Flow Showerhead | 0 | 0.04 | 0.1 | 504.08 | 1 | Honeywell | 2023-08-31 | redacted
Low Income - Power to Save | LED Lights | 0 | 0 | 0 | 47.6 | 1 | Honeywell | 2023-08-31 | redacted
Low Income - Power to Save | Weather Strip/Caulk | 0 | 0.25 | 0.09 | 503.3 | 1 | Honeywell | 2023-08-02 | redacted
Low Income - Power to Save | Outdoor Coil Cleaning | 0 | 0.1 | 0 | 275 | 1 | Honeywell | 2023-08-02 | redacted
Low Income - Power to Save | HVAC Inspection | 0 | 0.17 | 0 | 268.73 | 1 | Honeywell | 2023-08-02 | redacted
Low Income - Power to Save | Faucet Aerators | 0 | 0 | 0.02 | 110.58 | 1 | Honeywell | 2023-08-02 | redacted
Low Income - Power to Save | Low Flow Showerhead | 0 | 0.04 | 0.1 | 504.08 | 1 | Honeywell | 2023-08-02 | redacted
Low Income - Power to Save | LED Lights | 0 | 0 | 0 | 47.6 | 1 | Honeywell | 2023-08-02 | redacted
Low Income - Power to Save | Weather Strip/Caulk | 0 | 0.25 | 0.09 | 503.3 | 1 | Honeywell | 2023-08-31 | redacted
Low Income - Power to Save | Outdoor Coil Cleaning | 0 | 0.1 | 0 | 275 | 1 | Honeywell | 2023-08-31 | redacted
Low Income - Power to Save | HVAC Inspection | 0 | 0.17 | 0 | 268.73 | 1 | Honeywell | 2023-08-31 | redacted
Low Income - Power to Save | Faucet Aerators | 0 | 0 | 0.02 | 110.58 | 1 | Honeywell | 2023-08-31 | redacted
Low Income - Power to Save | Low Flow Showerhead | 0 | 0.04 | 0.1 | 504.08 | 1 | Honeywell | 2023-08-31 | redacted
Low Income - Power to Save | LED Lights | 0 | 0 | 0 | 47.6 | 1 | Honeywell | 2023-08-31 | redacted
Low Income - Power to Save | Weather Strip/Caulk | 0 | 0.25 | 0.09 | 503.3 | 1 | Honeywell | 2023-08-29 | redacted
Low Income - Power to Save | Outdoor Coil Cleaning | 0 | 0.1 | 0 | 275 | 1 | Honeywell | 2023-08-29 | redacted
Low Income - Power to Save | LED Lights | 0 | 0 | 0 | 47.6 | 1 | Honeywell | 2023-08-29 | redacted
Low Income - Power to Save | Weather Strip/Caulk | 0 | 0.25 | 0.09 | 503.3 | 1 | Honeywell | 2023-08-25 | redacted
Low Income - Power to Save | Pipe Wrap | 0 | 0.01 | 0.03 | 143.65 | 1 | Honeywell | 2023-08-25 | redacted
Low Income - Power to Save | Outdoor Coil Cleaning | 0 | 0.1 | 0 | 275 | 1 | Honeywell | 2023-08-25 | redacted
Low Income - Power to Save | HVAC Inspection | 0 | 0.17 | 0 | 268.73 | 1 | Honeywell | 2023-08-25 | redacted
Low Income - Power to Save | Faucet Aerators | 0 | 0 | 0.02 | 110.58 | 1 | Honeywell | 2023-08-25 | redacted
Low Income - Power to Save | LED Lights | 0 | 0 | 0 | 47.6 | 1 | Honeywell | 2023-08-25 | redacted
Low Income - Power to Save | Weather Strip/Caulk | 0 | 0.25 | 0.09 | 503.3 | 1 | Honeywell | 2023-08-28 | redacted
Low Income - Power to Save | Pipe Wrap | 0 | 0.01 | 0.03 | 143.65 | 1 | Honeywell | 2023-08-28 | redacted
Low Income - Power to Save | Outdoor Coil Cleaning | 0 | 0.1 | 0 | 275 | 1 | Honeywell | 2023-08-28 | redacted
Low Income - Power to Save | HVAC Inspection | 0 | 0.17 | 0 | 268.73 | 1 | Honeywell | 2023-08-28 | redacted
Low Income - Power to Save | Faucet Aerators | 0 | 0 | 0.02 | 110.58 | 1 | Honeywell | 2023-08-28 | redacted
Low Income - Power to Save | Low Flow Showerhead | 0 | 0.04 | 0.1 | 504.08 | 1 | Honeywell | 2023-08-28 | redacted
Low Income - Power to Save | LED Lights | 0 | 0 | 0 | 47.6 | 1 | Honeywell | 2023-08-28 | redacted
Low Income - Power to Save | Weather Strip/Caulk | 0 | 0.25 | 0.09 | 503.3 | 1 | Honeywell | 2023-08-29 | redacted
Low Income - Power to Save | Outdoor Coil Cleaning | 0 | 0.1 | 0 | 275 | 1 | Honeywell | 2023-08-29 | redacted
Low Income - Power to Save | LED Lights | 0 | 0 | 0 | 47.6 | 1 | Honeywell | 2023-08-29 | redacted
Low Income - Power to Save | Weather Strip/Caulk | 0 | 0.25 | 0.09 | 503.3 | 1 | Honeywell | 2023-08-31 | redacted
Low Income - Power to Save | Outdoor Coil Cleaning | 0 | 0.1 | 0 | 275 | 1 | Honeywell | 2023-08-31 | redacted
Low Income - Power to Save | LED Lights | 0 | 0 | 0 | 47.6 | 1 | Honeywell | 2023-08-31 | redacted
Low Income - Power to Save | Weather Strip/Caulk | 0 | 0.25 | 0.09 | 503.3 | 1 | Honeywell | 2023-08-28 | redacted
Low Income - Power to Save | Pipe Wrap | 0 | 0.01 | 0.03 | 143.65 | 1 | Honeywell | 2023-08-28 | redacted
Low Income - Power to Save | Outdoor Coil Cleaning | 0 | 0.1 | 0 | 275 | 1 | Honeywell | 2023-08-28 | redacted
Low Income - Power to Save | HVAC Inspection | 0 | 0.17 | 0 | 268.73 | 1 | Honeywell | 2023-08-28 | redacted
Low Income - Power to Save | Faucet Aerators | 0 | 0 | 0.02 | 110.58 | 1 | Honeywell | 2023-08-28 | redacted
Low Income - Power to Save | Low Flow Showerhead | 0 | 0.04 | 0.1 | 504.08 | 1 | Honeywell | 2023-08-28 | redacted
Low Income - Power to Save | LED Lights | 0 | 0 | 0 | 47.6 | 1 | Honeywell | 2023-08-28 | redacted
Low Income - Power to Save | Weather Strip/Caulk | 0 | 0.25 | 0.09 | 503.3 | 1 | Honeywell | 2023-08-25 | redacted
Low Income - Power to Save | Pipe Wrap | 0 | 0.01 | 0.03 | 143.65 | 1 | Honeywell | 2023-08-25 | redacted
Low Income - Power to Save | Outdoor Coil Cleaning | 0 | 0.1 | 0 | 275 | 1 | Honeywell | 2023-08-25 | redacted
Low Income - Power to Save | HVAC Inspection | 0 | 0.17 | 0 | 268.73 | 1 | Honeywell | 2023-08-25 | redacted
Low Income - Power to Save | Faucet Aerators | 0 | 0 | 0.02 | 110.58 | 1 | Honeywell | 2023-08-25 | redacted
Low Income - Power to Save | Low Flow Showerhead | 0 | 0.04 | 0.1 | 504.08 | 1 | Honeywell | 2023-08-25 | redacted
Low Income - Power to Save | LI - DUCT | 0 | 0.4 | 0.12 | 775.77 | 1 | Honeywell | 2023-08-25 | redacted
Low Income - Power to Save | LED Lights | 0 | 0 | 0 | 47.6 | 1 | Honeywell | 2023-08-25 | redacted
Low Income - Power to Save | Weather Strip/Caulk | 0 | 0.25 | 0.09 | 503.3 | 1 | Honeywell | 2023-08-25 | redacted
Low Income - Power to Save | Pipe Wrap | 0 | 0.01 | 0.03 | 143.65 | 1 | Honeywell | 2023-08-25 | redacted
Low Income - Power to Save | Outdoor Coil Cleaning | 0 | 0.1 | 0 | 275 | 1 | Honeywell | 2023-08-25 | redacted
Low Income - Power to Save | HVAC Inspection | 0 | 0.17 | 0 | 268.73 | 1 | Honeywell | 2023-08-25 | redacted
Low Income - Power to Save | Faucet Aerators | 0 | 0 | 0.02 | 110.58 | 1 | Honeywell | 2023-08-25 | redacted
Low Income - Power to Save | Low Flow Showerhead | 0 | 0.04 | 0.1 | 504.08 | 1 | Honeywell | 2023-08-25 | redacted
Low Income - Power to Save | LED Lights | 0 | 0 | 0 | 47.6 | 1 | Honeywell | 2023-08-25 | redacted
Low Income - Power to Save | Weather Strip/Caulk | 0 | 0.25 | 0.09 | 503.3 | 1 | Honeywell | 2023-08-25 | redacted
Low Income - Power to Save | Pipe Wrap | 0 | 0.01 | 0.03 | 143.65 | 1 | Honeywell | 2023-08-25 | redacted
Low Income - Power to Save | Outdoor Coil Cleaning | 0 | 0.1 | 0 | 275 | 1 | Honeywell | 2023-08-25 | redacted
Low Income - Power to Save | HVAC Inspection | 0 | 0.17 | 0 | 268.73 | 1 | Honeywell | 2023-08-25 | redacted
Low Income - Power to Save | Faucet Aerators | 0 | 0 | 0.02 | 110.58 | 1 | Honeywell | 2023-08-25 | redacted
Low Income - Power to Save | Low Flow Showerhead | 0 | 0.04 | 0.1 | 504.08 | 1 | Honeywell | 2023-08-25 | redacted
Low Income - Power to Save | LED Lights | 0 | 0 | 0 | 47.6 | 1 | Honeywell | 2023-08-25 | redacted
Low Income - Power to Save | Weather Strip/Caulk | 0 | 0.25 | 0.09 | 503.3 | 1 | Honeywell | 2023-08-02 | redacted
Low Income - Power to Save | Faucet Aerators | 0 | 0 | 0.02 | 110.58 | 1 | Honeywell | 2023-08-02 | redacted
Low Income - Power to Save | Low Flow Showerhead | 0 | 0.04 | 0.1 | 504.08 | 1 | Honeywell | 2023-08-02 | redacted
Low Income - Power to Save | LED Lights | 0 | 0 | 0 | 47.6 | 1 | Honeywell | 2023-08-02 | redacted
Low Income - Power to Save | Weather Strip/Caulk | 0 | 0.25 | 0.09 | 503.3 | 1 | Honeywell | 2023-08-04 | redacted
Low Income - Power to Save | Pipe Wrap | 0 | 0.01 | 0.03 | 143.65 | 1 | Honeywell | 2023-08-04 | redacted
Low Income - Power to Save | Outdoor Coil Cleaning | 0 | 0.1 | 0 | 275 | 1 | Honeywell | 2023-08-04 | redacted
Low Income - Power to Save | HVAC Inspection | 0 | 0.17 | 0 | 268.73 | 1 | Honeywell | 2023-08-04 | redacted
Low Income - Power to Save | Faucet Aerators | 0 | 0 | 0.02 | 110.58 | 1 | Honeywell | 2023-08-04 | redacted
Low Income - Power to Save | Low Flow Showerhead | 0 | 0.04 | 0.1 | 504.08 | 1 | Honeywell | 2023-08-04 | redacted
Low Income - Power to Save | LI - DUCT | 0 | 0.4 | 0.12 | 775.77 | 1 | Honeywell | 2023-08-04 | redacted
Low Income - Power to Save | LED Lights | 0 | 0 | 0 | 47.6 | 1 | Honeywell | 2023-08-04 | redacted
Low Income - Power to Save | Weather Strip/Caulk | 0 | 0.25 | 0.09 | 503.3 | 1 | Honeywell | 2023-08-25 | redacted
Low Income - Power to Save | Outdoor Coil Cleaning | 0 | 0.1 | 0 | 275 | 1 | Honeywell | 2023-08-25 | redacted
Low Income - Power to Save | HVAC Inspection | 0 | 0.17 | 0 | 268.73 | 1 | Honeywell | 2023-08-25 | redacted
Low Income - Power to Save | Faucet Aerators | 0 | 0 | 0.02 | 110.58 | 1 | Honeywell | 2023-08-25 | redacted
Low Income - Power to Save | Low Flow Showerhead | 0 | 0.04 | 0.1 | 504.08 | 1 | Honeywell | 2023-08-25 | redacted
Low Income - Power to Save | LI - DUCT | 0 | 0.4 | 0.12 | 775.77 | 1 | Honeywell | 2023-08-25 | redacted
Low Income - Power to Save | LED Lights | 0 | 0 | 0 | 47.6 | 1 | Honeywell | 2023-08-25 | redacted
Low Income - Power to Save | Weather Strip/Caulk | 0 | 0.25 | 0.09 | 503.3 | 1 | Honeywell | 2023-08-25 | redacted
Low Income - Power to Save | Pipe Wrap | 0 | 0.01 | 0.03 | 143.65 | 1 | Honeywell | 2023-08-25 | redacted
Low Income - Power to Save | Outdoor Coil Cleaning | 0 | 0.1 | 0 | 275 | 1 | Honeywell | 2023-08-25 | redacted
Low Income - Power to Save | HVAC Inspection | 0 | 0.17 | 0 | 268.73 | 1 | Honeywell | 2023-08-25 | redacted
Low Income - Power to Save | Faucet Aerators | 0 | 0 | 0.02 | 110.58 | 1 | Honeywell | 2023-08-25 | redacted
Low Income - Power to Save | Low Flow Showerhead | 0 | 0.04 | 0.1 | 504.08 | 1 | Honeywell | 2023-08-25 | redacted
Low Income - Power to Save | LED Lights | 0 | 0 | 0 | 47.6 | 1 | Honeywell | 2023-08-25 | redacted
Low Income - Power to Save | Weather Strip/Caulk | 0 | 0.25 | 0.09 | 503.3 | 1 | Honeywell | 2023-08-25 | redacted
Low Income - Power to Save | Outdoor Coil Cleaning | 0 | 0.1 | 0 | 275 | 1 | Honeywell | 2023-08-25 | redacted
Low Income - Power to Save | HVAC Inspection | 0 | 0.17 | 0 | 268.73 | 1 | Honeywell | 2023-08-25 | redacted
Low Income - Power to Save | Faucet Aerators | 0 | 0 | 0.02 | 110.58 | 1 | Honeywell | 2023-08-25 | redacted
Low Income - Power to Save | Low Flow Showerhead | 0 | 0.04 | 0.1 | 504.08 | 1 | Honeywell | 2023-08-25 | redacted
Low Income - Power to Save | LI - DUCT | 0 | 0.4 | 0.12 | 775.77 | 1 | Honeywell | 2023-08-25 | redacted
Low Income - Power to Save | LED Lights | 0 | 0 | 0 | 47.6 | 1 | Honeywell | 2023-08-25 | redacted
Low Income - Power to Save | Weather Strip/Caulk | 0 | 0.25 | 0.09 | 503.3 | 1 | Honeywell | 2023-08-18 | redacted
Low Income - Power to Save | Pipe Wrap | 0 | 0.01 | 0.03 | 143.65 | 1 | Honeywell | 2023-08-18 | redacted
Low Income - Power to Save | Outdoor Coil Cleaning | 0 | 0.1 | 0 | 275 | 1 | Honeywell | 2023-08-18 | redacted
Low Income - Power to Save | HVAC Inspection | 0 | 0.17 | 0 | 268.73 | 1 | Honeywell | 2023-08-18 | redacted
Low Income - Power to Save | Low Flow Showerhead | 0 | 0.04 | 0.1 | 504.08 | 1 | Honeywell | 2023-08-18 | redacted
Low Income - Power to Save | LI - DUCT | 0 | 0.4 | 0.12 | 775.77 | 1 | Honeywell | 2023-08-18 | redacted
Low Income - Power to Save | LED Lights | 0 | 0 | 0 | 47.6 | 1 | Honeywell | 2023-08-18 | redacted
Low Income - Power to Save | Weather Strip/Caulk | 0 | 0.25 | 0.09 | 503.3 | 1 | Honeywell | 2023-08-28 | redacted
Low Income - Power to Save | Outdoor Coil Cleaning | 0 | 0.1 | 0 | 275 | 1 | Honeywell | 2023-08-28 | redacted
Low Income - Power to Save | HVAC Inspection | 0 | 0.17 | 0 | 268.73 | 1 | Honeywell | 2023-08-28 | redacted
Low Income - Power to Save | Faucet Aerators | 0 | 0 | 0.02 | 110.58 | 1 | Honeywell | 2023-08-28 | redacted
Low Income - Power to Save | Low Flow Showerhead | 0 | 0.04 | 0.1 | 504.08 | 1 | Honeywell | 2023-08-28 | redacted
Low Income - Power to Save | LI - DUCT | 0 | 0.4 | 0.12 | 775.77 | 1 | Honeywell | 2023-08-28 | redacted
Low Income - Power to Save | LED Lights | 0 | 0 | 0 | 47.6 | 1 | Honeywell | 2023-08-28 | redacted
Low Income - Power to Save | Weather Strip/Caulk | 0 | 0.25 | 0.09 | 503.3 | 1 | Honeywell | 2023-08-04 | redacted
Low Income - Power to Save | Pipe Wrap | 0 | 0.01 | 0.03 | 143.65 | 1 | Honeywell | 2023-08-04 | redacted
Low Income - Power to Save | Outdoor Coil Cleaning | 0 | 0.1 | 0 | 275 | 1 | Honeywell | 2023-08-04 | redacted
Low Income - Power to Save | HVAC Inspection | 0 | 0.17 | 0 | 268.73 | 1 | Honeywell | 2023-08-04 | redacted
Low Income - Power to Save | Faucet Aerators | 0 | 0 | 0.02 | 110.58 | 1 | Honeywell | 2023-08-04 | redacted
Low Income - Power to Save | Low Flow Showerhead | 0 | 0.04 | 0.1 | 504.08 | 1 | Honeywell | 2023-08-04 | redacted
Low Income - Power to Save | LI - DUCT | 0 | 0.4 | 0.12 | 775.77 | 1 | Honeywell | 2023-08-04 | redacted
Low Income - Power to Save | LED Lights | 0 | 0 | 0 | 47.6 | 1 | Honeywell | 2023-08-04 | redacted
Low Income - Power to Save | Weather Strip/Caulk | 0 | 0.25 | 0.09 | 503.3 | 1 | Honeywell | 2023-08-18 | redacted
Low Income - Power to Save | Outdoor Coil Cleaning | 0 | 0.1 | 0 | 275 | 1 | Honeywell | 2023-08-18 | redacted
Low Income - Power to Save | HVAC Inspection | 0 | 0.17 | 0 | 268.73 | 1 | Honeywell | 2023-08-18 | redacted
Low Income - Power to Save | Faucet Aerators | 0 | 0 | 0.02 | 110.58 | 1 | Honeywell | 2023-08-18 | redacted
Low Income - Power to Save | Low Flow Showerhead | 0 | 0.04 | 0.1 | 504.08 | 1 | Honeywell | 2023-08-18 | redacted
Low Income - Power to Save | LED Lights | 0 | 0 | 0 | 47.6 | 1 | Honeywell | 2023-08-18 | redacted
Low Income - Power to Save | Weather Strip/Caulk | 0 | 0.25 | 0.09 | 503.3 | 1 | Honeywell | 2023-08-25 | redacted
Low Income - Power to Save | Outdoor Coil Cleaning | 0 | 0.1 | 0 | 275 | 1 | Honeywell | 2023-08-25 | redacted
Low Income - Power to Save | HVAC Inspection | 0 | 0.17 | 0 | 268.73 | 1 | Honeywell | 2023-08-25 | redacted
Low Income - Power to Save | Faucet Aerators | 0 | 0 | 0.02 | 110.58 | 1 | Honeywell | 2023-08-25 | redacted
Low Income - Power to Save | Low Flow Showerhead | 0 | 0.04 | 0.1 | 504.08 | 1 | Honeywell | 2023-08-25 | redacted
Low Income - Power to Save | LI - DUCT | 0 | 0.4 | 0.12 | 775.77 | 1 | Honeywell | 2023-08-25 | redacted
Low Income - Power to Save | LED Lights | 0 | 0 | 0 | 47.6 | 1 | Honeywell | 2023-08-25 | redacted
Low Income - Power to Save | Weather Strip/Caulk | 0 | 0.25 | 0.09 | 503.3 | 1 | Honeywell | 2023-08-25 | redacted
Low Income - Power to Save | Pipe Wrap | 0 | 0.01 | 0.03 | 143.65 | 1 | Honeywell | 2023-08-25 | redacted
Low Income - Power to Save | Outdoor Coil Cleaning | 0 | 0.1 | 0 | 275 | 1 | Honeywell | 2023-08-25 | redacted
Low Income - Power to Save | HVAC Inspection | 0 | 0.17 | 0 | 268.73 | 1 | Honeywell | 2023-08-25 | redacted
Low Income - Power to Save | Faucet Aerators | 0 | 0 | 0.02 | 110.58 | 1 | Honeywell | 2023-08-25 | redacted
Low Income - Power to Save | Low Flow Showerhead | 0 | 0.04 | 0.1 | 504.08 | 1 | Honeywell | 2023-08-25 | redacted
Low Income - Power to Save | LED Lights | 0 | 0 | 0 | 47.6 | 1 | Honeywell | 2023-08-25 | redacted
Low Income - Power to Save | Weather Strip/Caulk | 0 | 0.25 | 0.09 | 503.3 | 1 | Honeywell | 2023-08-18 | redacted
Low Income - Power to Save | Faucet Aerators | 0 | 0 | 0.02 | 110.58 | 1 | Honeywell | 2023-08-18 | redacted
Low Income - Power to Save | Low Flow Showerhead | 0 | 0.04 | 0.1 | 504.08 | 1 | Honeywell | 2023-08-18 | redacted
Low Income - Power to Save | LED Lights | 0 | 0 | 0 | 47.6 | 1 | Honeywell | 2023-08-18 | redacted
Low Income - Power to Save | Weather Strip/Caulk | 0 | 0.25 | 0.09 | 503.3 | 1 | Honeywell | 2023-08-02 | redacted
Low Income - Power to Save | Outdoor Coil Cleaning | 0 | 0.1 | 0 | 275 | 1 | Honeywell | 2023-08-02 | redacted
Low Income - Power to Save | HVAC Inspection | 0 | 0.17 | 0 | 268.73 | 1 | Honeywell | 2023-08-02 | redacted
Low Income - Power to Save | Faucet Aerators | 0 | 0 | 0.02 | 110.58 | 1 | Honeywell | 2023-08-02 | redacted
Low Income - Power to Save | Low Flow Showerhead | 0 | 0.04 | 0.1 | 504.08 | 1 | Honeywell | 2023-08-02 | redacted
Low Income - Power to Save | LI - DUCT | 0 | 0.4 | 0.12 | 775.77 | 1 | Honeywell | 2023-08-02 | redacted
Low Income - Power to Save | LED Lights | 0 | 0 | 0 | 47.6 | 1 | Honeywell | 2023-08-02 | redacted
Low Income - Power to Save | Weather Strip/Caulk | 0 | 0.25 | 0.09 | 503.3 | 1 | Honeywell | 2023-08-25 | redacted
Low Income - Power to Save | Pipe Wrap | 0 | 0.01 | 0.03 | 143.65 | 1 | Honeywell | 2023-08-25 | redacted
Low Income - Power to Save | Outdoor Coil Cleaning | 0 | 0.1 | 0 | 275 | 1 | Honeywell | 2023-08-25 | redacted
Low Income - Power to Save | HVAC Inspection | 0 | 0.17 | 0 | 268.73 | 1 | Honeywell | 2023-08-25 | redacted
Low Income - Power to Save | Low Flow Showerhead | 0 | 0.04 | 0.1 | 504.08 | 1 | Honeywell | 2023-08-25 | redacted
Low Income - Power to Save | LED Lights | 0 | 0 | 0 | 47.6 | 1 | Honeywell | 2023-08-25 | redacted
Low Income - Power to Save | Weather Strip/Caulk | 0 | 0.25 | 0.09 | 503.3 | 1 | Honeywell | 2023-08-03 | redacted
Low Income - Power to Save | Pipe Wrap | 0 | 0.01 | 0.03 | 143.65 | 1 | Honeywell | 2023-08-03 | redacted
Low Income - Power to Save | Outdoor Coil Cleaning | 0 | 0.1 | 0 | 275 | 1 | Honeywell | 2023-08-03 | redacted
Low Income - Power to Save | HVAC Inspection | 0 | 0.17 | 0 | 268.73 | 1 | Honeywell | 2023-08-03 | redacted
Low Income - Power to Save | Faucet Aerators | 0 | 0 | 0.02 | 110.58 | 1 | Honeywell | 2023-08-03 | redacted
Low Income - Power to Save | Low Flow Showerhead | 0 | 0.04 | 0.1 | 504.08 | 1 | Honeywell | 2023-08-03 | redacted
Low Income - Power to Save | LED Lights | 0 | 0 | 0 | 47.6 | 1 | Honeywell | 2023-08-03 | redacted
Low Income - Power to Save | Weather Strip/Caulk | 0 | 0.25 | 0.09 | 503.3 | 1 | Honeywell | 2023-08-02 | redacted
Low Income - Power to Save | LED Lights | 0 | 0 | 0 | 47.6 | 1 | Honeywell | 2023-08-02 | redacted
Low Income - Power to Save | Weather Strip/Caulk | 0 | 0.25 | 0.09 | 503.3 | 1 | Honeywell | 2023-08-02 | redacted
Low Income - Power to Save | Pipe Wrap | 0 | 0.01 | 0.03 | 143.65 | 1 | Honeywell | 2023-08-02 | redacted
Low Income - Power to Save | Outdoor Coil Cleaning | 0 | 0.1 | 0 | 275 | 1 | Honeywell | 2023-08-02 | redacted
Low Income - Power to Save | HVAC Inspection | 0 | 0.17 | 0 | 268.73 | 1 | Honeywell | 2023-08-02 | redacted
Low Income - Power to Save | Faucet Aerators | 0 | 0 | 0.02 | 110.58 | 1 | Honeywell | 2023-08-02 | redacted
Low Income - Power to Save | Low Flow Showerhead | 0 | 0.04 | 0.1 | 504.08 | 1 | Honeywell | 2023-08-02 | redacted
Low Income - Power to Save | LED Lights | 0 | 0 | 0 | 47.6 | 1 | Honeywell | 2023-08-02 | redacted
Low Income - Power to Save | Weather Strip/Caulk | 0 | 0.25 | 0.09 | 503.3 | 1 | Honeywell | 2023-08-18 | redacted
Low Income - Power to Save | Outdoor Coil Cleaning | 0 | 0.1 | 0 | 275 | 1 | Honeywell | 2023-08-18 | redacted
Low Income - Power to Save | HVAC Inspection | 0 | 0.17 | 0 | 268.73 | 1 | Honeywell | 2023-08-18 | redacted
Low Income - Power to Save | Faucet Aerators | 0 | 0 | 0.02 | 110.58 | 1 | Honeywell | 2023-08-18 | redacted
Low Income - Power to Save | Low Flow Showerhead | 0 | 0.04 | 0.1 | 504.08 | 1 | Honeywell | 2023-08-18 | redacted
Low Income - Power to Save | LED Lights | 0 | 0 | 0 | 47.6 | 1 | Honeywell | 2023-08-18 | redacted
Low Income - Power to Save | Weather Strip/Caulk | 0 | 0.25 | 0.09 | 503.3 | 1 | Honeywell | 2023-08-28 | redacted
Low Income - Power to Save | Pipe Wrap | 0 | 0.01 | 0.03 | 143.65 | 1 | Honeywell | 2023-08-28 | redacted
Low Income - Power to Save | Outdoor Coil Cleaning | 0 | 0.1 | 0 | 275 | 1 | Honeywell | 2023-08-28 | redacted
Low Income - Power to Save | HVAC Inspection | 0 | 0.17 | 0 | 268.73 | 1 | Honeywell | 2023-08-28 | redacted
Low Income - Power to Save | Faucet Aerators | 0 | 0 | 0.02 | 110.58 | 1 | Honeywell | 2023-08-28 | redacted
Low Income - Power to Save | LED Lights | 0 | 0 | 0 | 47.6 | 1 | Honeywell | 2023-08-28 | redacted
Low Income - Power to Save | Weather Strip/Caulk | 0 | 0.25 | 0.09 | 503.3 | 1 | Honeywell | 2023-08-18 | redacted
Low Income - Power to Save | Outdoor Coil Cleaning | 0 | 0.1 | 0 | 275 | 1 | Honeywell | 2023-08-18 | redacted
Low Income - Power to Save | HVAC Inspection | 0 | 0.17 | 0 | 268.73 | 1 | Honeywell | 2023-08-18 | redacted
Low Income - Power to Save | Faucet Aerators | 0 | 0 | 0.02 | 110.58 | 1 | Honeywell | 2023-08-18 | redacted
Low Income - Power to Save | Low Flow Showerhead | 0 | 0.04 | 0.1 | 504.08 | 1 | Honeywell | 2023-08-18 | redacted
Low Income - Power to Save | LED Lights | 0 | 0 | 0 | 47.6 | 1 | Honeywell | 2023-08-18 | redacted
Low Income - Power to Save | Weather Strip/Caulk | 0 | 0.25 | 0.09 | 503.3 | 1 | Honeywell | 2023-08-28 | redacted
Low Income - Power to Save | Outdoor Coil Cleaning | 0 | 0.1 | 0 | 275 | 1 | Honeywell | 2023-08-28 | redacted
Low Income - Power to Save | HVAC Inspection | 0 | 0.17 | 0 | 268.73 | 1 | Honeywell | 2023-08-28 | redacted
Low Income - Power to Save | Faucet Aerators | 0 | 0 | 0.02 | 110.58 | 1 | Honeywell | 2023-08-28 | redacted
Low Income - Power to Save | Low Flow Showerhead | 0 | 0.04 | 0.1 | 504.08 | 1 | Honeywell | 2023-08-28 | redacted
Low Income - Power to Save | LI - DUCT | 0 | 0.4 | 0.12 | 775.77 | 1 | Honeywell | 2023-08-28 | redacted
Low Income - Power to Save | LED Lights | 0 | 0 | 0 | 47.6 | 1 | Honeywell | 2023-08-28 | redacted
Low Income - Power to Save | Weather Strip/Caulk | 0 | 0.25 | 0.09 | 503.3 | 1 | Honeywell | 2023-08-02 | redacted
Low Income - Power to Save | Outdoor Coil Cleaning | 0 | 0.1 | 0 | 275 | 1 | Honeywell | 2023-08-02 | redacted
Low Income - Power to Save | HVAC Inspection | 0 | 0.17 | 0 | 268.73 | 1 | Honeywell | 2023-08-02 | redacted
Low Income - Power to Save | Faucet Aerators | 0 | 0 | 0.02 | 110.58 | 1 | Honeywell | 2023-08-02 | redacted
Low Income - Power to Save | Low Flow Showerhead | 0 | 0.04 | 0.1 | 504.08 | 1 | Honeywell | 2023-08-02 | redacted
Low Income - Power to Save | LED Lights | 0 | 0 | 0 | 47.6 | 1 | Honeywell | 2023-08-02 | redacted
Low Income - Power to Save | Weather Strip/Caulk | 0 | 0.25 | 0.09 | 503.3 | 1 | Honeywell | 2023-08-18 | redacted
Low Income - Power to Save | Pipe Wrap | 0 | 0.01 | 0.03 | 143.65 | 1 | Honeywell | 2023-08-18 | redacted
Low Income - Power to Save | Outdoor Coil Cleaning | 0 | 0.1 | 0 | 275 | 1 | Honeywell | 2023-08-18 | redacted
Low Income - Power to Save | HVAC Inspection | 0 | 0.17 | 0 | 268.73 | 1 | Honeywell | 2023-08-18 | redacted
Low Income - Power to Save | Faucet Aerators | 0 | 0 | 0.02 | 110.58 | 1 | Honeywell | 2023-08-18 | redacted
Low Income - Power to Save | Low Flow Showerhead | 0 | 0.04 | 0.1 | 504.08 | 1 | Honeywell | 2023-08-18 | redacted
Low Income - Power to Save | LI - DUCT | 0 | 0.4 | 0.12 | 775.77 | 1 | Honeywell | 2023-08-18 | redacted
Low Income - Power to Save | LED Lights | 0 | 0 | 0 | 47.6 | 1 | Honeywell | 2023-08-18 | redacted
Low Income - Power to Save | Weather Strip/Caulk | 0 | 0.25 | 0.09 | 503.3 | 1 | Honeywell | 2023-08-04 | redacted
Low Income - Power to Save | Pipe Wrap | 0 | 0.01 | 0.03 | 143.65 | 1 | Honeywell | 2023-08-04 | redacted
Low Income - Power to Save | Outdoor Coil Cleaning | 0 | 0.1 | 0 | 275 | 1 | Honeywell | 2023-08-04 | redacted
Low Income - Power to Save | HVAC Inspection | 0 | 0.17 | 0 | 268.73 | 1 | Honeywell | 2023-08-04 | redacted
Low Income - Power to Save | Low Flow Showerhead | 0 | 0.04 | 0.1 | 504.08 | 1 | Honeywell | 2023-08-04 | redacted
Low Income - Power to Save | LI - DUCT | 0 | 0.4 | 0.12 | 775.77 | 1 | Honeywell | 2023-08-04 | redacted
Low Income - Power to Save | LED Lights | 0 | 0 | 0 | 47.6 | 1 | Honeywell | 2023-08-04 | redacted
Low Income - Power to Save | Weather Strip/Caulk | 0 | 0.25 | 0.09 | 503.3 | 1 | Honeywell | 2023-08-28 | redacted
Low Income - Power to Save | Pipe Wrap | 0 | 0.01 | 0.03 | 143.65 | 1 | Honeywell | 2023-08-28 | redacted
Low Income - Power to Save | Outdoor Coil Cleaning | 0 | 0.1 | 0 | 275 | 1 | Honeywell | 2023-08-28 | redacted
Low Income - Power to Save | HVAC Inspection | 0 | 0.17 | 0 | 268.73 | 1 | Honeywell | 2023-08-28 | redacted
Low Income - Power to Save | Faucet Aerators | 0 | 0 | 0.02 | 110.58 | 1 | Honeywell | 2023-08-28 | redacted
Low Income - Power to Save | Low Flow Showerhead | 0 | 0.04 | 0.1 | 504.08 | 1 | Honeywell | 2023-08-28 | redacted
Low Income - Power to Save | LI - DUCT | 0 | 0.4 | 0.12 | 775.77 | 1 | Honeywell | 2023-08-28 | redacted
Low Income - Power to Save | LED Lights | 0 | 0 | 0 | 47.6 | 1 | Honeywell | 2023-08-28 | redacted
Low Income - Power to Save | Weather Strip/Caulk | 0 | 0.25 | 0.09 | 503.3 | 1 | Honeywell | 2023-08-02 | redacted
Low Income - Power to Save | Pipe Wrap | 0 | 0.01 | 0.03 | 143.65 | 1 | Honeywell | 2023-08-02 | redacted
Low Income - Power to Save | Outdoor Coil Cleaning | 0 | 0.1 | 0 | 275 | 1 | Honeywell | 2023-08-02 | redacted
Low Income - Power to Save | HVAC Inspection | 0 | 0.17 | 0 | 268.73 | 1 | Honeywell | 2023-08-02 | redacted
Low Income - Power to Save | Faucet Aerators | 0 | 0 | 0.02 | 110.58 | 1 | Honeywell | 2023-08-02 | redacted
Low Income - Power to Save | Low Flow Showerhead | 0 | 0.04 | 0.1 | 504.08 | 1 | Honeywell | 2023-08-02 | redacted
Low Income - Power to Save | LED Lights | 0 | 0 | 0 | 47.6 | 1 | Honeywell | 2023-08-02 | redacted
Low Income - Power to Save | Weather Strip/Caulk | 0 | 0.25 | 0.09 | 503.3 | 1 | Honeywell | 2023-08-28 | redacted
Low Income - Power to Save | Pipe Wrap | 0 | 0.01 | 0.03 | 143.65 | 1 | Honeywell | 2023-08-28 | redacted
Low Income - Power to Save | Outdoor Coil Cleaning | 0 | 0.1 | 0 | 275 | 1 | Honeywell | 2023-08-28 | redacted
Low Income - Power to Save | HVAC Inspection | 0 | 0.17 | 0 | 268.73 | 1 | Honeywell | 2023-08-28 | redacted
Low Income - Power to Save | Low Flow Showerhead | 0 | 0.04 | 0.1 | 504.08 | 1 | Honeywell | 2023-08-28 | redacted
Low Income - Power to Save | LED Lights | 0 | 0 | 0 | 47.6 | 1 | Honeywell | 2023-08-28 | redacted
Low Income - Power to Save | Weather Strip/Caulk | 0 | 0.25 | 0.09 | 503.3 | 1 | Honeywell | 2023-08-02 | redacted
Low Income - Power to Save | Outdoor Coil Cleaning | 0 | 0.1 | 0 | 275 | 1 | Honeywell | 2023-08-02 | redacted
Low Income - Power to Save | HVAC Inspection | 0 | 0.17 | 0 | 268.73 | 1 | Honeywell | 2023-08-02 | redacted
Low Income - Power to Save | Faucet Aerators | 0 | 0 | 0.02 | 110.58 | 1 | Honeywell | 2023-08-02 | redacted
Low Income - Power to Save | Low Flow Showerhead | 0 | 0.04 | 0.1 | 504.08 | 1 | Honeywell | 2023-08-02 | redacted
Low Income - Power to Save | LED Lights | 0 | 0 | 0 | 47.6 | 1 | Honeywell | 2023-08-02 | redacted
Low Income - Power to Save | Weather Strip/Caulk | 0 | 0.25 | 0.09 | 503.3 | 1 | Honeywell | 2023-08-23 | redacted
Low Income - Power to Save | Pipe Wrap | 0 | 0.01 | 0.03 | 143.65 | 1 | Honeywell | 2023-08-23 | redacted
Low Income - Power to Save | Outdoor Coil Cleaning | 0 | 0.1 | 0 | 275 | 1 | Honeywell | 2023-08-23 | redacted
Low Income - Power to Save | HVAC Inspection | 0 | 0.17 | 0 | 268.73 | 1 | Honeywell | 2023-08-23 | redacted
Low Income - Power to Save | Faucet Aerators | 0 | 0 | 0.02 | 110.58 | 1 | Honeywell | 2023-08-23 | redacted
Low Income - Power to Save | Low Flow Showerhead | 0 | 0.04 | 0.1 | 504.08 | 1 | Honeywell | 2023-08-23 | redacted
Low Income - Power to Save | LED Lights | 0 | 0 | 0 | 47.6 | 1 | Honeywell | 2023-08-23 | redacted
Low Income - Power to Save | Weather Strip/Caulk | 0 | 0.25 | 0.09 | 503.3 | 1 | Honeywell | 2023-08-04 | redacted
Low Income - Power to Save | Pipe Wrap | 0 | 0.01 | 0.03 | 143.65 | 1 | Honeywell | 2023-08-04 | redacted
Low Income - Power to Save | Outdoor Coil Cleaning | 0 | 0.1 | 0 | 275 | 1 | Honeywell | 2023-08-04 | redacted
Low Income - Power to Save | HVAC Inspection | 0 | 0.17 | 0 | 268.73 | 1 | Honeywell | 2023-08-04 | redacted
Low Income - Power to Save | Faucet Aerators | 0 | 0 | 0.02 | 110.58 | 1 | Honeywell | 2023-08-04 | redacted
Low Income - Power to Save | Low Flow Showerhead | 0 | 0.04 | 0.1 | 504.08 | 1 | Honeywell | 2023-08-04 | redacted
Low Income - Power to Save | LED Lights | 0 | 0 | 0 | 47.6 | 1 | Honeywell | 2023-08-04 | redacted
Low Income - Power to Save | Weather Strip/Caulk | 0 | 0.25 | 0.09 | 503.3 | 1 | Honeywell | 2023-08-28 | redacted
Low Income - Power to Save | Outdoor Coil Cleaning | 0 | 0.1 | 0 | 275 | 1 | Honeywell | 2023-08-28 | redacted
Low Income - Power to Save | HVAC Inspection | 0 | 0.17 | 0 | 268.73 | 1 | Honeywell | 2023-08-28 | redacted
Low Income - Power to Save | Low Flow Showerhead | 0 | 0.04 | 0.1 | 504.08 | 1 | Honeywell | 2023-08-28 | redacted
Low Income - Power to Save | LI - DUCT | 0 | 0.4 | 0.12 | 775.77 | 1 | Honeywell | 2023-08-28 | redacted
Low Income - Power to Save | LED Lights | 0 | 0 | 0 | 47.6 | 1 | Honeywell | 2023-08-28 | redacted
Low Income - Power to Save | Weather Strip/Caulk | 0 | 0.25 | 0.09 | 503.3 | 1 | Honeywell | 2023-08-25 | redacted
Low Income - Power to Save | Outdoor Coil Cleaning | 0 | 0.1 | 0 | 275 | 1 | Honeywell | 2023-08-25 | redacted
Low Income - Power to Save | HVAC Inspection | 0 | 0.17 | 0 | 268.73 | 1 | Honeywell | 2023-08-25 | redacted
Low Income - Power to Save | LI - DUCT | 0 | 0.4 | 0.12 | 775.77 | 1 | Honeywell | 2023-08-25 | redacted
Low Income - Power to Save | LED Lights | 0 | 0 | 0 | 47.6 | 1 | Honeywell | 2023-08-25 | redacted
Low Income - Power to Save | Weather Strip/Caulk | 0 | 0.25 | 0.09 | 503.3 | 1 | Honeywell | 2023-08-25 | redacted
Low Income - Power to Save | Outdoor Coil Cleaning | 0 | 0.1 | 0 | 275 | 1 | Honeywell | 2023-08-25 | redacted
Low Income - Power to Save | HVAC Inspection | 0 | 0.17 | 0 | 268.73 | 1 | Honeywell | 2023-08-25 | redacted
Low Income - Power to Save | LI - DUCT | 0 | 0.4 | 0.12 | 775.77 | 1 | Honeywell | 2023-08-25 | redacted
Low Income - Power to Save | LED Lights | 0 | 0 | 0 | 47.6 | 1 | Honeywell | 2023-08-25 | redacted
Low Income - Power to Save | Weather Strip/Caulk | 0 | 0.25 | 0.09 | 503.3 | 1 | Honeywell | 2023-08-02 | redacted
Low Income - Power to Save | Faucet Aerators | 0 | 0 | 0.02 | 110.58 | 1 | Honeywell | 2023-08-02 | redacted
Low Income - Power to Save | Low Flow Showerhead | 0 | 0.04 | 0.1 | 504.08 | 1 | Honeywell | 2023-08-02 | redacted
Low Income - Power to Save | LED Lights | 0 | 0 | 0 | 47.6 | 1 | Honeywell | 2023-08-02 | redacted
Low Income - Power to Save | Weather Strip/Caulk | 0 | 0.25 | 0.09 | 503.3 | 1 | Honeywell | 2023-08-31 | redacted
Low Income - Power to Save | Outdoor Coil Cleaning | 0 | 0.1 | 0 | 275 | 1 | Honeywell | 2023-08-31 | redacted
Low Income - Power to Save | LED Lights | 0 | 0 | 0 | 47.6 | 1 | Honeywell | 2023-08-31 | redacted
Low Income - Power to Save | Weather Strip/Caulk | 0 | 0.25 | 0.09 | 503.3 | 1 | Honeywell | 2023-08-29 | redacted
Low Income - Power to Save | Outdoor Coil Cleaning | 0 | 0.1 | 0 | 275 | 1 | Honeywell | 2023-08-29 | redacted
Low Income - Power to Save | HVAC Inspection | 0 | 0.17 | 0 | 268.73 | 1 | Honeywell | 2023-08-29 | redacted
Low Income - Power to Save | Faucet Aerators | 0 | 0 | 0.02 | 110.58 | 1 | Honeywell | 2023-08-29 | redacted
Low Income - Power to Save | Low Flow Showerhead | 0 | 0.04 | 0.1 | 504.08 | 1 | Honeywell | 2023-08-29 | redacted
Low Income - Power to Save | LED Lights | 0 | 0 | 0 | 47.6 | 1 | Honeywell | 2023-08-29 | redacted
Low Income - Power to Save | Weather Strip/Caulk | 0 | 0.25 | 0.09 | 503.3 | 1 | Honeywell | 2023-08-25 | redacted
Low Income - Power to Save | Pipe Wrap | 0 | 0.01 | 0.03 | 143.65 | 1 | Honeywell | 2023-08-25 | redacted
Low Income - Power to Save | Outdoor Coil Cleaning | 0 | 0.1 | 0 | 275 | 1 | Honeywell | 2023-08-25 | redacted
Low Income - Power to Save | HVAC Inspection | 0 | 0.17 | 0 | 268.73 | 1 | Honeywell | 2023-08-25 | redacted
Low Income - Power to Save | Faucet Aerators | 0 | 0 | 0.02 | 110.58 | 1 | Honeywell | 2023-08-25 | redacted
Low Income - Power to Save | LED Lights | 0 | 0 | 0 | 47.6 | 1 | Honeywell | 2023-08-25 | redacted
Low Income - Power to Save | Weather Strip/Caulk | 0 | 0.25 | 0.09 | 503.3 | 1 | Honeywell | 2023-08-18 | redacted
Low Income - Power to Save | Outdoor Coil Cleaning | 0 | 0.1 | 0 | 275 | 1 | Honeywell | 2023-08-18 | redacted
Low Income - Power to Save | HVAC Inspection | 0 | 0.17 | 0 | 268.73 | 1 | Honeywell | 2023-08-18 | redacted
Low Income - Power to Save | Faucet Aerators | 0 | 0 | 0.02 | 110.58 | 1 | Honeywell | 2023-08-18 | redacted
Low Income - Power to Save | Low Flow Showerhead | 0 | 0.04 | 0.1 | 504.08 | 1 | Honeywell | 2023-08-18 | redacted
Low Income - Power to Save | LED Lights | 0 | 0 | 0 | 47.6 | 1 | Honeywell | 2023-08-18 | redacted
Low Income - Power to Save | Weather Strip/Caulk | 0 | 0.25 | 0.09 | 503.3 | 1 | Honeywell | 2023-08-25 | redacted
Low Income - Power to Save | Outdoor Coil Cleaning | 0 | 0.1 | 0 | 275 | 1 | Honeywell | 2023-08-25 | redacted
Low Income - Power to Save | HVAC Inspection | 0 | 0.17 | 0 | 268.73 | 1 | Honeywell | 2023-08-25 | redacted
Low Income - Power to Save | Faucet Aerators | 0 | 0 | 0.02 | 110.58 | 1 | Honeywell | 2023-08-25 | redacted
Low Income - Power to Save | Low Flow Showerhead | 0 | 0.04 | 0.1 | 504.08 | 1 | Honeywell | 2023-08-25 | redacted
Low Income - Power to Save | LI - DUCT | 0 | 0.4 | 0.12 | 775.77 | 1 | Honeywell | 2023-08-25 | redacted
Low Income - Power to Save | LED Lights | 0 | 0 | 0 | 47.6 | 1 | Honeywell | 2023-08-25 | redacted
Low Income - Power to Save | Weather Strip/Caulk | 0 | 0.25 | 0.09 | 503.3 | 1 | Honeywell | 2023-08-18 | redacted
Low Income - Power to Save | Pipe Wrap | 0 | 0.01 | 0.03 | 143.65 | 1 | Honeywell | 2023-08-18 | redacted
Low Income - Power to Save | Outdoor Coil Cleaning | 0 | 0.1 | 0 | 275 | 1 | Honeywell | 2023-08-18 | redacted
Low Income - Power to Save | HVAC Inspection | 0 | 0.17 | 0 | 268.73 | 1 | Honeywell | 2023-08-18 | redacted
Low Income - Power to Save | Faucet Aerators | 0 | 0 | 0.02 | 110.58 | 1 | Honeywell | 2023-08-18 | redacted
Low Income - Power to Save | Low Flow Showerhead | 0 | 0.04 | 0.1 | 504.08 | 1 | Honeywell | 2023-08-18 | redacted
Low Income - Power to Save | LI - DUCT | 0 | 0.4 | 0.12 | 775.77 | 1 | Honeywell | 2023-08-18 | redacted
Low Income - Power to Save | LED Lights | 0 | 0 | 0 | 47.6 | 1 | Honeywell | 2023-08-18 | redacted
Low Income - Power to Save | Weather Strip/Caulk | 0 | 0.25 | 0.09 | 503.3 | 1 | Honeywell | 2023-08-18 | redacted
Low Income - Power to Save | Outdoor Coil Cleaning | 0 | 0.1 | 0 | 275 | 1 | Honeywell | 2023-08-18 | redacted
Low Income - Power to Save | HVAC Inspection | 0 | 0.17 | 0 | 268.73 | 1 | Honeywell | 2023-08-18 | redacted
Low Income - Power to Save | Faucet Aerators | 0 | 0 | 0.02 | 110.58 | 1 | Honeywell | 2023-08-18 | redacted
Low Income - Power to Save | Low Flow Showerhead | 0 | 0.04 | 0.1 | 504.08 | 1 | Honeywell | 2023-08-18 | redacted
Low Income - Power to Save | LED Lights | 0 | 0 | 0 | 47.6 | 1 | Honeywell | 2023-08-18 | redacted
Low Income - Power to Save | Weather Strip/Caulk | 0 | 0.25 | 0.09 | 503.3 | 1 | Honeywell | 2023-08-02 | redacted
Low Income - Power to Save | Pipe Wrap | 0 | 0.01 | 0.03 | 143.65 | 1 | Honeywell | 2023-08-02 | redacted
Low Income - Power to Save | Outdoor Coil Cleaning | 0 | 0.1 | 0 | 275 | 1 | Honeywell | 2023-08-02 | redacted
Low Income - Power to Save | HVAC Inspection | 0 | 0.17 | 0 | 268.73 | 1 | Honeywell | 2023-08-02 | redacted
Low Income - Power to Save | Faucet Aerators | 0 | 0 | 0.02 | 110.58 | 1 | Honeywell | 2023-08-02 | redacted
Low Income - Power to Save | Low Flow Showerhead | 0 | 0.04 | 0.1 | 504.08 | 1 | Honeywell | 2023-08-02 | redacted
Low Income - Power to Save | LI - DUCT | 0 | 0.4 | 0.12 | 775.77 | 1 | Honeywell | 2023-08-02 | redacted
Low Income - Power to Save | LED Lights | 0 | 0 | 0 | 47.6 | 1 | Honeywell | 2023-08-02 | redacted
Low Income - Power to Save | Weather Strip/Caulk | 0 | 0.25 | 0.09 | 503.3 | 1 | Honeywell | 2023-08-25 | redacted
Low Income - Power to Save | Pipe Wrap | 0 | 0.01 | 0.03 | 143.65 | 1 | Honeywell | 2023-08-25 | redacted
Low Income - Power to Save | Outdoor Coil Cleaning | 0 | 0.1 | 0 | 275 | 1 | Honeywell | 2023-08-25 | redacted
Low Income - Power to Save | HVAC Inspection | 0 | 0.17 | 0 | 268.73 | 1 | Honeywell | 2023-08-25 | redacted
Low Income - Power to Save | Faucet Aerators | 0 | 0 | 0.02 | 110.58 | 1 | Honeywell | 2023-08-25 | redacted
Low Income - Power to Save | Low Flow Showerhead | 0 | 0.04 | 0.1 | 504.08 | 1 | Honeywell | 2023-08-25 | redacted
Low Income - Power to Save | LED Lights | 0 | 0 | 0 | 47.6 | 1 | Honeywell | 2023-08-25 | redacted
Low Income - Power to Save | Weather Strip/Caulk | 0 | 0.25 | 0.09 | 503.3 | 1 | Honeywell | 2023-08-25 | redacted
Low Income - Power to Save | Outdoor Coil Cleaning | 0 | 0.1 | 0 | 275 | 1 | Honeywell | 2023-08-25 | redacted
Low Income - Power to Save | HVAC Inspection | 0 | 0.17 | 0 | 268.73 | 1 | Honeywell | 2023-08-25 | redacted
Low Income - Power to Save | LI - DUCT | 0 | 0.4 | 0.12 | 775.77 | 1 | Honeywell | 2023-08-25 | redacted
Low Income - Power to Save | LED Lights | 0 | 0 | 0 | 47.6 | 1 | Honeywell | 2023-08-25 | redacted
Low Income - Power to Save | Faucet Aerators | 0 | 0 | 0.02 | 110.58 | 1 | Honeywell | 2023-08-25 | redacted
Low Income - Power to Save | Low Flow Showerhead | 0 | 0.04 | 0.1 | 504.08 | 1 | Honeywell | 2023-08-25 | redacted
Low Income - Power to Save | LED Lights | 0 | 0 | 0 | 47.6 | 1 | Honeywell | 2023-08-25 | redacted
Low Income - Power to Save | Weather Strip/Caulk | 0 | 0.25 | 0.09 | 503.3 | 1 | Honeywell | 2023-08-28 | redacted
Low Income - Power to Save | Pipe Wrap | 0 | 0.01 | 0.03 | 143.65 | 1 | Honeywell | 2023-08-28 | redacted
Low Income - Power to Save | Outdoor Coil Cleaning | 0 | 0.1 | 0 | 275 | 1 | Honeywell | 2023-08-28 | redacted
Low Income - Power to Save | HVAC Inspection | 0 | 0.17 | 0 | 268.73 | 1 | Honeywell | 2023-08-28 | redacted
Low Income - Power to Save | Faucet Aerators | 0 | 0 | 0.02 | 110.58 | 1 | Honeywell | 2023-08-28 | redacted
Low Income - Power to Save | Low Flow Showerhead | 0 | 0.04 | 0.1 | 504.08 | 1 | Honeywell | 2023-08-28 | redacted
Low Income - Power to Save | LED Lights | 0 | 0 | 0 | 47.6 | 1 | Honeywell | 2023-08-28 | redacted
Low Income - Power to Save | Weather Strip/Caulk | 0 | 0.25 | 0.09 | 503.3 | 1 | Honeywell | 2023-08-02 | redacted
Low Income - Power to Save | Pipe Wrap | 0 | 0.01 | 0.03 | 143.65 | 1 | Honeywell | 2023-08-02 | redacted
Low Income - Power to Save | Outdoor Coil Cleaning | 0 | 0.1 | 0 | 275 | 1 | Honeywell | 2023-08-02 | redacted
Low Income - Power to Save | HVAC Inspection | 0 | 0.17 | 0 | 268.73 | 1 | Honeywell | 2023-08-02 | redacted
Low Income - Power to Save | Low Flow Showerhead | 0 | 0.04 | 0.1 | 504.08 | 1 | Honeywell | 2023-08-02 | redacted
Low Income - Power to Save | LI - DUCT | 0 | 0.4 | 0.12 | 775.77 | 1 | Honeywell | 2023-08-02 | redacted
Low Income - Power to Save | LED Lights | 0 | 0 | 0 | 47.6 | 1 | Honeywell | 2023-08-02 | redacted
Low Income - Power to Save | Weather Strip/Caulk | 0 | 0.25 | 0.09 | 503.3 | 1 | Honeywell | 2023-08-18 | redacted
Low Income - Power to Save | Pipe Wrap | 0 | 0.01 | 0.03 | 143.65 | 1 | Honeywell | 2023-08-18 | redacted
Low Income - Power to Save | Outdoor Coil Cleaning | 0 | 0.1 | 0 | 275 | 1 | Honeywell | 2023-08-18 | redacted
Low Income - Power to Save | HVAC Inspection | 0 | 0.17 | 0 | 268.73 | 1 | Honeywell | 2023-08-18 | redacted
Low Income - Power to Save | Faucet Aerators | 0 | 0 | 0.02 | 110.58 | 1 | Honeywell | 2023-08-18 | redacted
Low Income - Power to Save | Low Flow Showerhead | 0 | 0.04 | 0.1 | 504.08 | 1 | Honeywell | 2023-08-18 | redacted
Low Income - Power to Save | LI - DUCT | 0 | 0.4 | 0.12 | 775.77 | 1 | Honeywell | 2023-08-18 | redacted
Low Income - Power to Save | LED Lights | 0 | 0 | 0 | 47.6 | 1 | Honeywell | 2023-08-18 | redacted
Low Income - Power to Save | Weather Strip/Caulk | 0 | 0.25 | 0.09 | 503.3 | 1 | Honeywell | 2023-08-31 | redacted
Low Income - Power to Save | Outdoor Coil Cleaning | 0 | 0.1 | 0 | 275 | 1 | Honeywell | 2023-08-31 | redacted
Low Income - Power to Save | LED Lights | 0 | 0 | 0 | 47.6 | 1 | Honeywell | 2023-08-31 | redacted
Low Income - Power to Save | Weather Strip/Caulk | 0 | 0.25 | 0.09 | 503.3 | 1 | Honeywell | 2023-08-02 | redacted
Low Income - Power to Save | Pipe Wrap | 0 | 0.01 | 0.03 | 143.65 | 1 | Honeywell | 2023-08-02 | redacted
Low Income - Power to Save | Outdoor Coil Cleaning | 0 | 0.1 | 0 | 275 | 1 | Honeywell | 2023-08-02 | redacted
Low Income - Power to Save | HVAC Inspection | 0 | 0.17 | 0 | 268.73 | 1 | Honeywell | 2023-08-02 | redacted
Low Income - Power to Save | Faucet Aerators | 0 | 0 | 0.02 | 110.58 | 1 | Honeywell | 2023-08-02 | redacted
Low Income - Power to Save | Low Flow Showerhead | 0 | 0.04 | 0.1 | 504.08 | 1 | Honeywell | 2023-08-02 | redacted
Low Income - Power to Save | LI - DUCT | 0 | 0.4 | 0.12 | 775.77 | 1 | Honeywell | 2023-08-02 | redacted
Low Income - Power to Save | LED Lights | 0 | 0 | 0 | 47.6 | 1 | Honeywell | 2023-08-02 | redacted
Low Income - Power to Save | Weather Strip/Caulk | 0 | 0.25 | 0.09 | 503.3 | 1 | Honeywell | 2023-08-04 | redacted
Low Income - Power to Save | Pipe Wrap | 0 | 0.01 | 0.03 | 143.65 | 1 | Honeywell | 2023-08-04 | redacted
Low Income - Power to Save | Outdoor Coil Cleaning | 0 | 0.1 | 0 | 275 | 1 | Honeywell | 2023-08-04 | redacted
Low Income - Power to Save | HVAC Inspection | 0 | 0.17 | 0 | 268.73 | 1 | Honeywell | 2023-08-04 | redacted
Low Income - Power to Save | Faucet Aerators | 0 | 0 | 0.02 | 110.58 | 1 | Honeywell | 2023-08-04 | redacted
Low Income - Power to Save | Low Flow Showerhead | 0 | 0.04 | 0.1 | 504.08 | 1 | Honeywell | 2023-08-04 | redacted
Low Income - Power to Save | LED Lights | 0 | 0 | 0 | 47.6 | 1 | Honeywell | 2023-08-04 | redacted
Low Income - Power to Save | Weather Strip/Caulk | 0 | 0.25 | 0.09 | 503.3 | 1 | Honeywell | 2023-08-04 | redacted
Low Income - Power to Save | Pipe Wrap | 0 | 0.01 | 0.03 | 143.65 | 1 | Honeywell | 2023-08-04 | redacted
Low Income - Power to Save | Outdoor Coil Cleaning | 0 | 0.1 | 0 | 275 | 1 | Honeywell | 2023-08-04 | redacted
Low Income - Power to Save | HVAC Inspection | 0 | 0.17 | 0 | 268.73 | 1 | Honeywell | 2023-08-04 | redacted
Low Income - Power to Save | Faucet Aerators | 0 | 0 | 0.02 | 110.58 | 1 | Honeywell | 2023-08-04 | redacted
Low Income - Power to Save | Low Flow Showerhead | 0 | 0.04 | 0.1 | 504.08 | 1 | Honeywell | 2023-08-04 | redacted
Low Income - Power to Save | LI - DUCT | 0 | 0.4 | 0.12 | 775.77 | 1 | Honeywell | 2023-08-04 | redacted
Low Income - Power to Save | LED Lights | 0 | 0 | 0 | 47.6 | 1 | Honeywell | 2023-08-04 | redacted
Low Income - Power to Save | Weather Strip/Caulk | 0 | 0.25 | 0.09 | 503.3 | 1 | Honeywell | 2023-08-04 | redacted
Low Income - Power to Save | Faucet Aerators | 0 | 0 | 0.02 | 110.58 | 1 | Honeywell | 2023-08-04 | redacted
Low Income - Power to Save | Low Flow Showerhead | 0 | 0.04 | 0.1 | 504.08 | 1 | Honeywell | 2023-08-04 | redacted
Low Income - Power to Save | LED Lights | 0 | 0 | 0 | 47.6 | 1 | Honeywell | 2023-08-04 | redacted
Low Income - Power to Save | Weather Strip/Caulk | 0 | 0.25 | 0.09 | 503.3 | 1 | Honeywell | 2023-08-02 | redacted
Low Income - Power to Save | Pipe Wrap | 0 | 0.01 | 0.03 | 143.65 | 1 | Honeywell | 2023-08-02 | redacted
Low Income - Power to Save | Outdoor Coil Cleaning | 0 | 0.1 | 0 | 275 | 1 | Honeywell | 2023-08-02 | redacted
Low Income - Power to Save | HVAC Inspection | 0 | 0.17 | 0 | 268.73 | 1 | Honeywell | 2023-08-02 | redacted
Low Income - Power to Save | Faucet Aerators | 0 | 0 | 0.02 | 110.58 | 1 | Honeywell | 2023-08-02 | redacted
Low Income - Power to Save | LED Lights | 0 | 0 | 0 | 47.6 | 1 | Honeywell | 2023-08-02 | redacted
Low Income - Power to Save | Weather Strip/Caulk | 0 | 0.25 | 0.09 | 503.3 | 1 | Honeywell | 2023-08-28 | redacted
Low Income - Power to Save | Outdoor Coil Cleaning | 0 | 0.1 | 0 | 275 | 1 | Honeywell | 2023-08-28 | redacted
Low Income - Power to Save | HVAC Inspection | 0 | 0.17 | 0 | 268.73 | 1 | Honeywell | 2023-08-28 | redacted
Low Income - Power to Save | Faucet Aerators | 0 | 0 | 0.02 | 110.58 | 1 | Honeywell | 2023-08-28 | redacted
Low Income - Power to Save | Low Flow Showerhead | 0 | 0.04 | 0.1 | 504.08 | 1 | Honeywell | 2023-08-28 | redacted
Low Income - Power to Save | LED Lights | 0 | 0 | 0 | 47.6 | 1 | Honeywell | 2023-08-28 | redacted
Low Income - Power to Save | Weather Strip/Caulk | 0 | 0.25 | 0.09 | 503.3 | 1 | Honeywell | 2023-08-28 | redacted
Low Income - Power to Save | Faucet Aerators | 0 | 0 | 0.02 | 110.58 | 1 | Honeywell | 2023-08-28 | redacted
Low Income - Power to Save | Low Flow Showerhead | 0 | 0.04 | 0.1 | 504.08 | 1 | Honeywell | 2023-08-28 | redacted
Low Income - Power to Save | LED Lights | 0 | 0 | 0 | 47.6 | 1 | Honeywell | 2023-08-28 | redacted
Low Income - Power to Save | Weather Strip/Caulk | 0 | 0.25 | 0.09 | 503.3 | 1 | Honeywell | 2023-08-23 | redacted
Low Income - Power to Save | Outdoor Coil Cleaning | 0 | 0.1 | 0 | 275 | 1 | Honeywell | 2023-08-23 | redacted
Low Income - Power to Save | HVAC Inspection | 0 | 0.17 | 0 | 268.73 | 1 | Honeywell | 2023-08-23 | redacted
Low Income - Power to Save | Faucet Aerators | 0 | 0 | 0.02 | 110.58 | 1 | Honeywell | 2023-08-23 | redacted
Low Income - Power to Save | Low Flow Showerhead | 0 | 0.04 | 0.1 | 504.08 | 1 | Honeywell | 2023-08-23 | redacted
Low Income - Power to Save | LI - DUCT | 0 | 0.4 | 0.12 | 775.77 | 1 | Honeywell | 2023-08-23 | redacted
Low Income - Power to Save | LED Lights | 0 | 0 | 0 | 47.6 | 1 | Honeywell | 2023-08-23 | redacted
Low Income - Power to Save | Weather Strip/Caulk | 0 | 0.25 | 0.09 | 503.3 | 1 | Honeywell | 2023-08-28 | redacted
Low Income - Power to Save | Faucet Aerators | 0 | 0 | 0.02 | 110.58 | 1 | Honeywell | 2023-08-28 | redacted
Low Income - Power to Save | Low Flow Showerhead | 0 | 0.04 | 0.1 | 504.08 | 1 | Honeywell | 2023-08-28 | redacted
Low Income - Power to Save | LED Lights | 0 | 0 | 0 | 47.6 | 1 | Honeywell | 2023-08-28 | redacted
Low Income - Power to Save | Weather Strip/Caulk | 0 | 0.25 | 0.09 | 503.3 | 1 | Honeywell | 2023-08-28 | redacted
Low Income - Power to Save | Low Flow Showerhead | 0 | 0.04 | 0.1 | 504.08 | 1 | Honeywell | 2023-08-28 | redacted
Low Income - Power to Save | LED Lights | 0 | 0 | 0 | 47.6 | 1 | Honeywell | 2023-08-28 | redacted
Low Income - Power to Save | Weather Strip/Caulk | 0 | 0.25 | 0.09 | 503.3 | 1 | Honeywell | 2023-08-25 | redacted
Low Income - Power to Save | Outdoor Coil Cleaning | 0 | 0.1 | 0 | 275 | 1 | Honeywell | 2023-08-25 | redacted
Low Income - Power to Save | HVAC Inspection | 0 | 0.17 | 0 | 268.73 | 1 | Honeywell | 2023-08-25 | redacted
Low Income - Power to Save | Faucet Aerators | 0 | 0 | 0.02 | 110.58 | 1 | Honeywell | 2023-08-25 | redacted
Low Income - Power to Save | Low Flow Showerhead | 0 | 0.04 | 0.1 | 504.08 | 1 | Honeywell | 2023-08-25 | redacted
Low Income - Power to Save | LED Lights | 0 | 0 | 0 | 47.6 | 1 | Honeywell | 2023-08-25 | redacted
Low Income - Power to Save | Weather Strip/Caulk | 0 | 0.25 | 0.09 | 503.3 | 1 | Honeywell | 2023-08-25 | redacted
Low Income - Power to Save | Outdoor Coil Cleaning | 0 | 0.1 | 0 | 275 | 1 | Honeywell | 2023-08-25 | redacted
Low Income - Power to Save | HVAC Inspection | 0 | 0.17 | 0 | 268.73 | 1 | Honeywell | 2023-08-25 | redacted
Low Income - Power to Save | Faucet Aerators | 0 | 0 | 0.02 | 110.58 | 1 | Honeywell | 2023-08-25 | redacted
Low Income - Power to Save | Low Flow Showerhead | 0 | 0.04 | 0.1 | 504.08 | 1 | Honeywell | 2023-08-25 | redacted
Low Income - Power to Save | LI - DUCT | 0 | 0.4 | 0.12 | 775.77 | 1 | Honeywell | 2023-08-25 | redacted
Low Income - Power to Save | LED Lights | 0 | 0 | 0 | 47.6 | 1 | Honeywell | 2023-08-25 | redacted
Low Income - Power to Save | Weather Strip/Caulk | 0 | 0.25 | 0.09 | 503.3 | 1 | Honeywell | 2023-08-03 | redacted
Low Income - Power to Save | Pipe Wrap | 0 | 0.01 | 0.03 | 143.65 | 1 | Honeywell | 2023-08-03 | redacted
Low Income - Power to Save | Outdoor Coil Cleaning | 0 | 0.1 | 0 | 275 | 1 | Honeywell | 2023-08-03 | redacted
Low Income - Power to Save | HVAC Inspection | 0 | 0.17 | 0 | 268.73 | 1 | Honeywell | 2023-08-03 | redacted
Low Income - Power to Save | Faucet Aerators | 0 | 0 | 0.02 | 110.58 | 1 | Honeywell | 2023-08-03 | redacted
Low Income - Power to Save | Low Flow Showerhead | 0 | 0.04 | 0.1 | 504.08 | 1 | Honeywell | 2023-08-03 | redacted
Low Income - Power to Save | LED Lights | 0 | 0 | 0 | 47.6 | 1 | Honeywell | 2023-08-03 | redacted
Low Income - Power to Save | Weather Strip/Caulk | 0 | 0.25 | 0.09 | 503.3 | 1 | Honeywell | 2023-08-04 | redacted
Low Income - Power to Save | Pipe Wrap | 0 | 0.01 | 0.03 | 143.65 | 1 | Honeywell | 2023-08-04 | redacted
Low Income - Power to Save | Outdoor Coil Cleaning | 0 | 0.1 | 0 | 275 | 1 | Honeywell | 2023-08-04 | redacted
Low Income - Power to Save | HVAC Inspection | 0 | 0.17 | 0 | 268.73 | 1 | Honeywell | 2023-08-04 | redacted
Low Income - Power to Save | Faucet Aerators | 0 | 0 | 0.02 | 110.58 | 1 | Honeywell | 2023-08-04 | redacted
Low Income - Power to Save | Low Flow Showerhead | 0 | 0.04 | 0.1 | 504.08 | 1 | Honeywell | 2023-08-04 | redacted
Low Income - Power to Save | LI - DUCT | 0 | 0.4 | 0.12 | 775.77 | 1 | Honeywell | 2023-08-04 | redacted
Low Income - Power to Save | LED Lights | 0 | 0 | 0 | 47.6 | 1 | Honeywell | 2023-08-04 | redacted
Low Income - Power to Save | Weather Strip/Caulk | 0 | 0.25 | 0.09 | 503.3 | 1 | Honeywell | 2023-08-28 | redacted
Low Income - Power to Save | Outdoor Coil Cleaning | 0 | 0.1 | 0 | 275 | 1 | Honeywell | 2023-08-28 | redacted
Low Income - Power to Save | HVAC Inspection | 0 | 0.17 | 0 | 268.73 | 1 | Honeywell | 2023-08-28 | redacted
Low Income - Power to Save | Faucet Aerators | 0 | 0 | 0.02 | 110.58 | 1 | Honeywell | 2023-08-28 | redacted
Low Income - Power to Save | Low Flow Showerhead | 0 | 0.04 | 0.1 | 504.08 | 1 | Honeywell | 2023-08-28 | redacted
Low Income - Power to Save | LI - DUCT | 0 | 0.4 | 0.12 | 775.77 | 1 | Honeywell | 2023-08-28 | redacted
Low Income - Power to Save | LED Lights | 0 | 0 | 0 | 47.6 | 1 | Honeywell | 2023-08-28 | redacted
Low Income - Power to Save | Weather Strip/Caulk | 0 | 0.25 | 0.09 | 503.3 | 1 | Honeywell | 2023-08-04 | redacted
Low Income - Power to Save | Pipe Wrap | 0 | 0.01 | 0.03 | 143.65 | 1 | Honeywell | 2023-08-04 | redacted
Low Income - Power to Save | Outdoor Coil Cleaning | 0 | 0.1 | 0 | 275 | 1 | Honeywell | 2023-08-04 | redacted
Low Income - Power to Save | HVAC Inspection | 0 | 0.17 | 0 | 268.73 | 1 | Honeywell | 2023-08-04 | redacted
Low Income - Power to Save | Faucet Aerators | 0 | 0 | 0.02 | 110.58 | 1 | Honeywell | 2023-08-04 | redacted
Low Income - Power to Save | Low Flow Showerhead | 0 | 0.04 | 0.1 | 504.08 | 1 | Honeywell | 2023-08-04 | redacted
Low Income - Power to Save | LI - DUCT | 0 | 0.4 | 0.12 | 775.77 | 1 | Honeywell | 2023-08-04 | redacted
Low Income - Power to Save | LED Lights | 0 | 0 | 0 | 47.6 | 1 | Honeywell | 2023-08-04 | redacted
Low Income - Power to Save | Weather Strip/Caulk | 0 | 0.25 | 0.09 | 503.3 | 1 | Honeywell | 2023-08-18 | redacted
Low Income - Power to Save | Pipe Wrap | 0 | 0.01 | 0.03 | 143.65 | 1 | Honeywell | 2023-08-18 | redacted
Low Income - Power to Save | Outdoor Coil Cleaning | 0 | 0.1 | 0 | 275 | 1 | Honeywell | 2023-08-18 | redacted
Low Income - Power to Save | HVAC Inspection | 0 | 0.17 | 0 | 268.73 | 1 | Honeywell | 2023-08-18 | redacted
Low Income - Power to Save | Faucet Aerators | 0 | 0 | 0.02 | 110.58 | 1 | Honeywell | 2023-08-18 | redacted
Low Income - Power to Save | Low Flow Showerhead | 0 | 0.04 | 0.1 | 504.08 | 1 | Honeywell | 2023-08-18 | redacted
Low Income - Power to Save | LI - DUCT | 0 | 0.4 | 0.12 | 775.77 | 1 | Honeywell | 2023-08-18 | redacted
Low Income - Power to Save | LED Lights | 0 | 0 | 0 | 47.6 | 1 | Honeywell | 2023-08-18 | redacted
Low Income - Power to Save | Weather Strip/Caulk | 0 | 0.25 | 0.09 | 503.3 | 1 | Honeywell | 2023-08-02 | redacted
Low Income - Power to Save | Pipe Wrap | 0 | 0.01 | 0.03 | 143.65 | 1 | Honeywell | 2023-08-02 | redacted
Low Income - Power to Save | Outdoor Coil Cleaning | 0 | 0.1 | 0 | 275 | 1 | Honeywell | 2023-08-02 | redacted
Low Income - Power to Save | HVAC Inspection | 0 | 0.17 | 0 | 268.73 | 1 | Honeywell | 2023-08-02 | redacted
Low Income - Power to Save | Faucet Aerators | 0 | 0 | 0.02 | 110.58 | 1 | Honeywell | 2023-08-02 | redacted
Low Income - Power to Save | Low Flow Showerhead | 0 | 0.04 | 0.1 | 504.08 | 1 | Honeywell | 2023-08-02 | redacted
Low Income - Power to Save | LED Lights | 0 | 0 | 0 | 47.6 | 1 | Honeywell | 2023-08-02 | redacted
Low Income - Power to Save | Weather Strip/Caulk | 0 | 0.25 | 0.09 | 503.3 | 1 | Honeywell | 2023-08-28 | redacted
Low Income - Power to Save | Outdoor Coil Cleaning | 0 | 0.1 | 0 | 275 | 1 | Honeywell | 2023-08-28 | redacted
Low Income - Power to Save | HVAC Inspection | 0 | 0.17 | 0 | 268.73 | 1 | Honeywell | 2023-08-28 | redacted
Low Income - Power to Save | Low Flow Showerhead | 0 | 0.04 | 0.1 | 504.08 | 1 | Honeywell | 2023-08-28 | redacted
Low Income - Power to Save | LI - DUCT | 0 | 0.4 | 0.12 | 775.77 | 1 | Honeywell | 2023-08-28 | redacted
Low Income - Power to Save | LED Lights | 0 | 0 | 0 | 47.6 | 1 | Honeywell | 2023-08-28 | redacted
Low Income - Power to Save | Weather Strip/Caulk | 0 | 0.25 | 0.09 | 503.3 | 1 | Honeywell | 2023-08-18 | redacted
Low Income - Power to Save | Outdoor Coil Cleaning | 0 | 0.1 | 0 | 275 | 1 | Honeywell | 2023-08-18 | redacted
Low Income - Power to Save | HVAC Inspection | 0 | 0.17 | 0 | 268.73 | 1 | Honeywell | 2023-08-18 | redacted
Low Income - Power to Save | Faucet Aerators | 0 | 0 | 0.02 | 110.58 | 1 | Honeywell | 2023-08-18 | redacted
Low Income - Power to Save | Low Flow Showerhead | 0 | 0.04 | 0.1 | 504.08 | 1 | Honeywell | 2023-08-18 | redacted
Low Income - Power to Save | LED Lights | 0 | 0 | 0 | 47.6 | 1 | Honeywell | 2023-08-18 | redacted
Low Income - Power to Save | Weather Strip/Caulk | 0 | 0.25 | 0.09 | 503.3 | 1 | Honeywell | 2023-08-04 | redacted
Low Income - Power to Save | Outdoor Coil Cleaning | 0 | 0.1 | 0 | 275 | 1 | Honeywell | 2023-08-04 | redacted
Low Income - Power to Save | HVAC Inspection | 0 | 0.17 | 0 | 268.73 | 1 | Honeywell | 2023-08-04 | redacted
Low Income - Power to Save | Faucet Aerators | 0 | 0 | 0.02 | 110.58 | 1 | Honeywell | 2023-08-04 | redacted
Low Income - Power to Save | Low Flow Showerhead | 0 | 0.04 | 0.1 | 504.08 | 1 | Honeywell | 2023-08-04 | redacted
Low Income - Power to Save | LED Lights | 0 | 0 | 0 | 47.6 | 1 | Honeywell | 2023-08-04 | redacted
Low Income - Power to Save | Weather Strip/Caulk | 0 | 0.25 | 0.09 | 503.3 | 1 | Honeywell | 2023-08-23 | redacted
Low Income - Power to Save | Outdoor Coil Cleaning | 0 | 0.1 | 0 | 275 | 1 | Honeywell | 2023-08-23 | redacted
Low Income - Power to Save | HVAC Inspection | 0 | 0.17 | 0 | 268.73 | 1 | Honeywell | 2023-08-23 | redacted
Low Income - Power to Save | Low Flow Showerhead | 0 | 0.04 | 0.1 | 504.08 | 1 | Honeywell | 2023-08-23 | redacted
Low Income - Power to Save | LI - DUCT | 0 | 0.4 | 0.12 | 775.77 | 1 | Honeywell | 2023-08-23 | redacted
Low Income - Power to Save | LED Lights | 0 | 0 | 0 | 47.6 | 1 | Honeywell | 2023-08-23 | redacted
Low Income - Power to Save | Weather Strip/Caulk | 0 | 0.25 | 0.09 | 503.3 | 1 | Honeywell | 2023-08-25 | redacted
Low Income - Power to Save | Outdoor Coil Cleaning | 0 | 0.1 | 0 | 275 | 1 | Honeywell | 2023-08-25 | redacted
Low Income - Power to Save | HVAC Inspection | 0 | 0.17 | 0 | 268.73 | 1 | Honeywell | 2023-08-25 | redacted
Low Income - Power to Save | Faucet Aerators | 0 | 0 | 0.02 | 110.58 | 1 | Honeywell | 2023-08-25 | redacted
Low Income - Power to Save | Low Flow Showerhead | 0 | 0.04 | 0.1 | 504.08 | 1 | Honeywell | 2023-08-25 | redacted
Low Income - Power to Save | LI - DUCT | 0 | 0.4 | 0.12 | 775.77 | 1 | Honeywell | 2023-08-25 | redacted
Low Income - Power to Save | LED Lights | 0 | 0 | 0 | 47.6 | 1 | Honeywell | 2023-08-25 | redacted
Low Income - Power to Save | Weather Strip/Caulk | 0 | 0.25 | 0.09 | 503.3 | 1 | Honeywell | 2023-08-29 | redacted
Low Income - Power to Save | Faucet Aerators | 0 | 0 | 0.02 | 110.58 | 1 | Honeywell | 2023-08-29 | redacted
Low Income - Power to Save | LED Lights | 0 | 0 | 0 | 47.6 | 1 | Honeywell | 2023-08-29 | redacted
Low Income - Power to Save | Weather Strip/Caulk | 0 | 0.25 | 0.09 | 503.3 | 1 | Honeywell | 2023-08-18 | redacted
Low Income - Power to Save | Outdoor Coil Cleaning | 0 | 0.1 | 0 | 275 | 1 | Honeywell | 2023-08-18 | redacted
Low Income - Power to Save | HVAC Inspection | 0 | 0.17 | 0 | 268.73 | 1 | Honeywell | 2023-08-18 | redacted
Low Income - Power to Save | Faucet Aerators | 0 | 0 | 0.02 | 110.58 | 1 | Honeywell | 2023-08-18 | redacted
Low Income - Power to Save | Low Flow Showerhead | 0 | 0.04 | 0.1 | 504.08 | 1 | Honeywell | 2023-08-18 | redacted
Low Income - Power to Save | LED Lights | 0 | 0 | 0 | 47.6 | 1 | Honeywell | 2023-08-18 | redacted
Low Income - Power to Save | Weather Strip/Caulk | 0 | 0.25 | 0.09 | 503.3 | 1 | Honeywell | 2023-08-18 | redacted
Low Income - Power to Save | Outdoor Coil Cleaning | 0 | 0.1 | 0 | 275 | 1 | Honeywell | 2023-08-18 | redacted
Low Income - Power to Save | HVAC Inspection | 0 | 0.17 | 0 | 268.73 | 1 | Honeywell | 2023-08-18 | redacted
Low Income - Power to Save | Faucet Aerators | 0 | 0 | 0.02 | 110.58 | 1 | Honeywell | 2023-08-18 | redacted
Low Income - Power to Save | Low Flow Showerhead | 0 | 0.04 | 0.1 | 504.08 | 1 | Honeywell | 2023-08-18 | redacted
Low Income - Power to Save | LED Lights | 0 | 0 | 0 | 47.6 | 1 | Honeywell | 2023-08-18 | redacted
Low Income - Power to Save | Weather Strip/Caulk | 0 | 0.25 | 0.09 | 503.3 | 1 | Honeywell | 2023-08-28 | redacted
Low Income - Power to Save | Outdoor Coil Cleaning | 0 | 0.1 | 0 | 275 | 1 | Honeywell | 2023-08-28 | redacted
Low Income - Power to Save | HVAC Inspection | 0 | 0.17 | 0 | 268.73 | 1 | Honeywell | 2023-08-28 | redacted
Low Income - Power to Save | Faucet Aerators | 0 | 0 | 0.02 | 110.58 | 1 | Honeywell | 2023-08-28 | redacted
Low Income - Power to Save | Low Flow Showerhead | 0 | 0.04 | 0.1 | 504.08 | 1 | Honeywell | 2023-08-28 | redacted
Low Income - Power to Save | LI - DUCT | 0 | 0.4 | 0.12 | 775.77 | 1 | Honeywell | 2023-08-28 | redacted
Low Income - Power to Save | LED Lights | 0 | 0 | 0 | 47.6 | 1 | Honeywell | 2023-08-28 | redacted
Low Income - Power to Save | Weather Strip/Caulk | 0 | 0.25 | 0.09 | 503.3 | 1 | Honeywell | 2023-08-31 | redacted
Low Income - Power to Save | Low Flow Showerhead | 0 | 0.04 | 0.1 | 504.08 | 1 | Honeywell | 2023-08-31 | redacted
Low Income - Power to Save | LED Lights | 0 | 0 | 0 | 47.6 | 1 | Honeywell | 2023-08-31 | redacted
Low Income - Power to Save | Outdoor Coil Cleaning | 0 | 0.1 | 0 | 275 | 1 | Honeywell | 2023-08-28 | redacted
Low Income - Power to Save | Faucet Aerators | 0 | 0 | 0.02 | 110.58 | 1 | Honeywell | 2023-08-28 | redacted
Low Income - Power to Save | Low Flow Showerhead | 0 | 0.04 | 0.1 | 504.08 | 1 | Honeywell | 2023-08-28 | redacted
Low Income - Power to Save | LED Lights | 0 | 0 | 0 | 47.6 | 1 | Honeywell | 2023-08-28 | redacted
Low Income - Power to Save | Weather Strip/Caulk | 0 | 0.25 | 0.09 | 503.3 | 1 | Honeywell | 2023-08-04 | redacted
Low Income - Power to Save | Pipe Wrap | 0 | 0.01 | 0.03 | 143.65 | 1 | Honeywell | 2023-08-04 | redacted
Low Income - Power to Save | Outdoor Coil Cleaning | 0 | 0.1 | 0 | 275 | 1 | Honeywell | 2023-08-04 | redacted
Low Income - Power to Save | HVAC Inspection | 0 | 0.17 | 0 | 268.73 | 1 | Honeywell | 2023-08-04 | redacted
Low Income - Power to Save | Faucet Aerators | 0 | 0 | 0.02 | 110.58 | 1 | Honeywell | 2023-08-04 | redacted
Low Income - Power to Save | Low Flow Showerhead | 0 | 0.04 | 0.1 | 504.08 | 1 | Honeywell | 2023-08-04 | redacted
Low Income - Power to Save | LI - DUCT | 0 | 0.4 | 0.12 | 775.77 | 1 | Honeywell | 2023-08-04 | redacted
Low Income - Power to Save | LED Lights | 0 | 0 | 0 | 47.6 | 1 | Honeywell | 2023-08-04 | redacted
Low Income - Power to Save | Weather Strip/Caulk | 0 | 0.25 | 0.09 | 503.3 | 1 | Honeywell | 2023-08-28 | redacted
Low Income - Power to Save | Outdoor Coil Cleaning | 0 | 0.1 | 0 | 275 | 1 | Honeywell | 2023-08-28 | redacted
Low Income - Power to Save | HVAC Inspection | 0 | 0.17 | 0 | 268.73 | 1 | Honeywell | 2023-08-28 | redacted
Low Income - Power to Save | Faucet Aerators | 0 | 0 | 0.02 | 110.58 | 1 | Honeywell | 2023-08-28 | redacted
Low Income - Power to Save | Low Flow Showerhead | 0 | 0.04 | 0.1 | 504.08 | 1 | Honeywell | 2023-08-28 | redacted
Low Income - Power to Save | LI - DUCT | 0 | 0.4 | 0.12 | 775.77 | 1 | Honeywell | 2023-08-28 | redacted
Low Income - Power to Save | LED Lights | 0 | 0 | 0 | 47.6 | 1 | Honeywell | 2023-08-28 | redacted
Low Income - Power to Save | Weather Strip/Caulk | 0 | 0.25 | 0.09 | 503.3 | 1 | Honeywell | 2023-08-29 | redacted
Low Income - Power to Save | Outdoor Coil Cleaning | 0 | 0.1 | 0 | 275 | 1 | Honeywell | 2023-08-29 | redacted
Low Income - Power to Save | HVAC Inspection | 0 | 0.17 | 0 | 268.73 | 1 | Honeywell | 2023-08-29 | redacted
Low Income - Power to Save | Faucet Aerators | 0 | 0 | 0.02 | 110.58 | 1 | Honeywell | 2023-08-29 | redacted
Low Income - Power to Save | Low Flow Showerhead | 0 | 0.04 | 0.1 | 504.08 | 1 | Honeywell | 2023-08-29 | redacted
Low Income - Power to Save | LI - DUCT | 0 | 0.4 | 0.12 | 775.77 | 1 | Honeywell | 2023-08-29 | redacted
Low Income - Power to Save | LED Lights | 0 | 0 | 0 | 47.6 | 1 | Honeywell | 2023-08-29 | redacted
Low Income - Power to Save | Weather Strip/Caulk | 0 | 0.25 | 0.09 | 503.3 | 1 | Honeywell | 2023-08-28 | redacted
Low Income - Power to Save | Outdoor Coil Cleaning | 0 | 0.1 | 0 | 275 | 1 | Honeywell | 2023-08-28 | redacted
Low Income - Power to Save | HVAC Inspection | 0 | 0.17 | 0 | 268.73 | 1 | Honeywell | 2023-08-28 | redacted
Low Income - Power to Save | Faucet Aerators | 0 | 0 | 0.02 | 110.58 | 1 | Honeywell | 2023-08-28 | redacted
Low Income - Power to Save | Low Flow Showerhead | 0 | 0.04 | 0.1 | 504.08 | 1 | Honeywell | 2023-08-28 | redacted
Low Income - Power to Save | LI - DUCT | 0 | 0.4 | 0.12 | 775.77 | 1 | Honeywell | 2023-08-28 | redacted
Low Income - Power to Save | LED Lights | 0 | 0 | 0 | 47.6 | 1 | Honeywell | 2023-08-28 | redacted
Low Income - Power to Save | Weather Strip/Caulk | 0 | 0.25 | 0.09 | 503.3 | 1 | Honeywell | 2023-08-23 | redacted
Low Income - Power to Save | Pipe Wrap | 0 | 0.01 | 0.03 | 143.65 | 1 | Honeywell | 2023-08-23 | redacted
Low Income - Power to Save | Outdoor Coil Cleaning | 0 | 0.1 | 0 | 275 | 1 | Honeywell | 2023-08-23 | redacted
Low Income - Power to Save | HVAC Inspection | 0 | 0.17 | 0 | 268.73 | 1 | Honeywell | 2023-08-23 | redacted
Low Income - Power to Save | Faucet Aerators | 0 | 0 | 0.02 | 110.58 | 1 | Honeywell | 2023-08-23 | redacted
Low Income - Power to Save | Low Flow Showerhead | 0 | 0.04 | 0.1 | 504.08 | 1 | Honeywell | 2023-08-23 | redacted
Low Income - Power to Save | LI - DUCT | 0 | 0.4 | 0.12 | 775.77 | 1 | Honeywell | 2023-08-23 | redacted
Low Income - Power to Save | LED Lights | 0 | 0 | 0 | 47.6 | 1 | Honeywell | 2023-08-23 | redacted
Low Income - Power to Save | Weather Strip/Caulk | 0 | 0.25 | 0.09 | 503.3 | 1 | Honeywell | 2023-08-18 | redacted
Low Income - Power to Save | Outdoor Coil Cleaning | 0 | 0.1 | 0 | 275 | 1 | Honeywell | 2023-08-18 | redacted
Low Income - Power to Save | HVAC Inspection | 0 | 0.17 | 0 | 268.73 | 1 | Honeywell | 2023-08-18 | redacted
Low Income - Power to Save | Faucet Aerators | 0 | 0 | 0.02 | 110.58 | 1 | Honeywell | 2023-08-18 | redacted
Low Income - Power to Save | Low Flow Showerhead | 0 | 0.04 | 0.1 | 504.08 | 1 | Honeywell | 2023-08-18 | redacted
Low Income - Power to Save | LED Lights | 0 | 0 | 0 | 47.6 | 1 | Honeywell | 2023-08-18 | redacted
Low Income - Power to Save | Weather Strip/Caulk | 0 | 0.25 | 0.09 | 503.3 | 1 | Honeywell | 2023-08-18 | redacted
Low Income - Power to Save | Outdoor Coil Cleaning | 0 | 0.1 | 0 | 275 | 1 | Honeywell | 2023-08-18 | redacted
Low Income - Power to Save | HVAC Inspection | 0 | 0.17 | 0 | 268.73 | 1 | Honeywell | 2023-08-18 | redacted
Low Income - Power to Save | Faucet Aerators | 0 | 0 | 0.02 | 110.58 | 1 | Honeywell | 2023-08-18 | redacted
Low Income - Power to Save | Low Flow Showerhead | 0 | 0.04 | 0.1 | 504.08 | 1 | Honeywell | 2023-08-18 | redacted
Low Income - Power to Save | LED Lights | 0 | 0 | 0 | 47.6 | 1 | Honeywell | 2023-08-18 | redacted
Low Income - Power to Save | Weather Strip/Caulk | 0 | 0.25 | 0.09 | 503.3 | 1 | Honeywell | 2023-08-04 | redacted
Low Income - Power to Save | Outdoor Coil Cleaning | 0 | 0.1 | 0 | 275 | 1 | Honeywell | 2023-08-04 | redacted
Low Income - Power to Save | HVAC Inspection | 0 | 0.17 | 0 | 268.73 | 1 | Honeywell | 2023-08-04 | redacted
Low Income - Power to Save | Faucet Aerators | 0 | 0 | 0.02 | 110.58 | 1 | Honeywell | 2023-08-04 | redacted
Low Income - Power to Save | Low Flow Showerhead | 0 | 0.04 | 0.1 | 504.08 | 1 | Honeywell | 2023-08-04 | redacted
Low Income - Power to Save | LED Lights | 0 | 0 | 0 | 47.6 | 1 | Honeywell | 2023-08-04 | redacted
Low Income - Power to Save | Weather Strip/Caulk | 0 | 0.25 | 0.09 | 503.3 | 1 | Honeywell | 2023-08-25 | redacted
Low Income - Power to Save | Outdoor Coil Cleaning | 0 | 0.1 | 0 | 275 | 1 | Honeywell | 2023-08-25 | redacted
Low Income - Power to Save | HVAC Inspection | 0 | 0.17 | 0 | 268.73 | 1 | Honeywell | 2023-08-25 | redacted
Low Income - Power to Save | Faucet Aerators | 0 | 0 | 0.02 | 110.58 | 1 | Honeywell | 2023-08-25 | redacted
Low Income - Power to Save | Low Flow Showerhead | 0 | 0.04 | 0.1 | 504.08 | 1 | Honeywell | 2023-08-25 | redacted
Low Income - Power to Save | LI - DUCT | 0 | 0.4 | 0.12 | 775.77 | 1 | Honeywell | 2023-08-25 | redacted
Low Income - Power to Save | LED Lights | 0 | 0 | 0 | 47.6 | 1 | Honeywell | 2023-08-25 | redacted
Low Income - Power to Save | Outdoor Coil Cleaning | 0 | 0.1 | 0 | 275 | 1 | Honeywell | 2023-08-25 | redacted
Low Income - Power to Save | Faucet Aerators | 0 | 0 | 0.02 | 110.58 | 1 | Honeywell | 2023-08-25 | redacted
Low Income - Power to Save | Low Flow Showerhead | 0 | 0.04 | 0.1 | 504.08 | 1 | Honeywell | 2023-08-25 | redacted
Low Income - Power to Save | LED Lights | 0 | 0 | 0 | 47.6 | 1 | Honeywell | 2023-08-25 | redacted
Low Income - Power to Save | Weather Strip/Caulk | 0 | 0.25 | 0.09 | 503.3 | 1 | Honeywell | 2023-08-04 | redacted
Low Income - Power to Save | Outdoor Coil Cleaning | 0 | 0.1 | 0 | 275 | 1 | Honeywell | 2023-08-04 | redacted
Low Income - Power to Save | HVAC Inspection | 0 | 0.17 | 0 | 268.73 | 1 | Honeywell | 2023-08-04 | redacted
Low Income - Power to Save | Faucet Aerators | 0 | 0 | 0.02 | 110.58 | 1 | Honeywell | 2023-08-04 | redacted
Low Income - Power to Save | Low Flow Showerhead | 0 | 0.04 | 0.1 | 504.08 | 1 | Honeywell | 2023-08-04 | redacted
Low Income - Power to Save | LED Lights | 0 | 0 | 0 | 47.6 | 1 | Honeywell | 2023-08-04 | redacted
Low Income - Power to Save | Weather Strip/Caulk | 0 | 0.25 | 0.09 | 503.3 | 1 | Honeywell | 2023-08-18 | redacted
Low Income - Power to Save | Outdoor Coil Cleaning | 0 | 0.1 | 0 | 275 | 1 | Honeywell | 2023-08-18 | redacted
Low Income - Power to Save | HVAC Inspection | 0 | 0.17 | 0 | 268.73 | 1 | Honeywell | 2023-08-18 | redacted
Low Income - Power to Save | Faucet Aerators | 0 | 0 | 0.02 | 110.58 | 1 | Honeywell | 2023-08-18 | redacted
Low Income - Power to Save | Low Flow Showerhead | 0 | 0.04 | 0.1 | 504.08 | 1 | Honeywell | 2023-08-18 | redacted
Low Income - Power to Save | LED Lights | 0 | 0 | 0 | 47.6 | 1 | Honeywell | 2023-08-18 | redacted
Low Income - Power to Save | Outdoor Coil Cleaning | 0 | 0.1 | 0 | 275 | 1 | Honeywell | 2023-08-28 | redacted
Low Income - Power to Save | Faucet Aerators | 0 | 0 | 0.02 | 110.58 | 1 | Honeywell | 2023-08-28 | redacted
Low Income - Power to Save | Low Flow Showerhead | 0 | 0.04 | 0.1 | 504.08 | 1 | Honeywell | 2023-08-28 | redacted
Low Income - Power to Save | LED Lights | 0 | 0 | 0 | 47.6 | 1 | Honeywell | 2023-08-28 | redacted
Low Income - Power to Save | Weather Strip/Caulk | 0 | 0.25 | 0.09 | 503.3 | 1 | Honeywell | 2023-08-18 | redacted
Low Income - Power to Save | Outdoor Coil Cleaning | 0 | 0.1 | 0 | 275 | 1 | Honeywell | 2023-08-18 | redacted
Low Income - Power to Save | HVAC Inspection | 0 | 0.17 | 0 | 268.73 | 1 | Honeywell | 2023-08-18 | redacted
Low Income - Power to Save | Faucet Aerators | 0 | 0 | 0.02 | 110.58 | 1 | Honeywell | 2023-08-18 | redacted
Low Income - Power to Save | Low Flow Showerhead | 0 | 0.04 | 0.1 | 504.08 | 1 | Honeywell | 2023-08-18 | redacted
Low Income - Power to Save | LED Lights | 0 | 0 | 0 | 47.6 | 1 | Honeywell | 2023-08-18 | redacted
Low Income - Power to Save | Weather Strip/Caulk | 0 | 0.25 | 0.09 | 503.3 | 1 | Honeywell | 2023-08-02 | redacted
Low Income - Power to Save | Outdoor Coil Cleaning | 0 | 0.1 | 0 | 275 | 1 | Honeywell | 2023-08-02 | redacted
Low Income - Power to Save | HVAC Inspection | 0 | 0.17 | 0 | 268.73 | 1 | Honeywell | 2023-08-02 | redacted
Low Income - Power to Save | Faucet Aerators | 0 | 0 | 0.02 | 110.58 | 1 | Honeywell | 2023-08-02 | redacted
Low Income - Power to Save | Low Flow Showerhead | 0 | 0.04 | 0.1 | 504.08 | 1 | Honeywell | 2023-08-02 | redacted
Low Income - Power to Save | LED Lights | 0 | 0 | 0 | 47.6 | 1 | Honeywell | 2023-08-02 | redacted
Low Income - Power to Save | Weather Strip/Caulk | 0 | 0.25 | 0.09 | 503.3 | 1 | Honeywell | 2023-08-02 | redacted
Low Income - Power to Save | Outdoor Coil Cleaning | 0 | 0.1 | 0 | 275 | 1 | Honeywell | 2023-08-02 | redacted
Low Income - Power to Save | HVAC Inspection | 0 | 0.17 | 0 | 268.73 | 1 | Honeywell | 2023-08-02 | redacted
Low Income - Power to Save | Faucet Aerators | 0 | 0 | 0.02 | 110.58 | 1 | Honeywell | 2023-08-02 | redacted
Low Income - Power to Save | Low Flow Showerhead | 0 | 0.04 | 0.1 | 504.08 | 1 | Honeywell | 2023-08-02 | redacted
Low Income - Power to Save | LED Lights | 0 | 0 | 0 | 47.6 | 1 | Honeywell | 2023-08-02 | redacted
Low Income - Power to Save | Weather Strip/Caulk | 0 | 0.25 | 0.09 | 503.3 | 1 | Honeywell | 2023-08-02 | redacted
Low Income - Power to Save | Outdoor Coil Cleaning | 0 | 0.1 | 0 | 275 | 1 | Honeywell | 2023-08-02 | redacted
Low Income - Power to Save | HVAC Inspection | 0 | 0.17 | 0 | 268.73 | 1 | Honeywell | 2023-08-02 | redacted
Low Income - Power to Save | Faucet Aerators | 0 | 0 | 0.02 | 110.58 | 1 | Honeywell | 2023-08-02 | redacted
Low Income - Power to Save | Low Flow Showerhead | 0 | 0.04 | 0.1 | 504.08 | 1 | Honeywell | 2023-08-02 | redacted
Low Income - Power to Save | LED Lights | 0 | 0 | 0 | 47.6 | 1 | Honeywell | 2023-08-02 | redacted
Low Income - Power to Save | Weather Strip/Caulk | 0 | 0.25 | 0.09 | 503.3 | 1 | Honeywell | 2023-08-28 | redacted
Low Income - Power to Save | Outdoor Coil Cleaning | 0 | 0.1 | 0 | 275 | 1 | Honeywell | 2023-08-28 | redacted
Low Income - Power to Save | Faucet Aerators | 0 | 0 | 0.02 | 110.58 | 1 | Honeywell | 2023-08-28 | redacted
Low Income - Power to Save | LED Lights | 0 | 0 | 0 | 47.6 | 1 | Honeywell | 2023-08-28 | redacted
Low Income - Power to Save | Weather Strip/Caulk | 0 | 0.25 | 0.09 | 503.3 | 1 | Honeywell | 2023-08-18 | redacted
Low Income - Power to Save | Outdoor Coil Cleaning | 0 | 0.1 | 0 | 275 | 1 | Honeywell | 2023-08-18 | redacted
Low Income - Power to Save | HVAC Inspection | 0 | 0.17 | 0 | 268.73 | 1 | Honeywell | 2023-08-18 | redacted
Low Income - Power to Save | Faucet Aerators | 0 | 0 | 0.02 | 110.58 | 1 | Honeywell | 2023-08-18 | redacted
Low Income - Power to Save | Low Flow Showerhead | 0 | 0.04 | 0.1 | 504.08 | 1 | Honeywell | 2023-08-18 | redacted
Low Income - Power to Save | LED Lights | 0 | 0 | 0 | 47.6 | 1 | Honeywell | 2023-08-18 | redacted
Low Income - Power to Save | Weather Strip/Caulk | 0 | 0.25 | 0.09 | 503.3 | 1 | Honeywell | 2023-08-02 | redacted
Low Income - Power to Save | Outdoor Coil Cleaning | 0 | 0.1 | 0 | 275 | 1 | Honeywell | 2023-08-02 | redacted
Low Income - Power to Save | HVAC Inspection | 0 | 0.17 | 0 | 268.73 | 1 | Honeywell | 2023-08-02 | redacted
Low Income - Power to Save | Faucet Aerators | 0 | 0 | 0.02 | 110.58 | 1 | Honeywell | 2023-08-02 | redacted
Low Income - Power to Save | Low Flow Showerhead | 0 | 0.04 | 0.1 | 504.08 | 1 | Honeywell | 2023-08-02 | redacted
Low Income - Power to Save | LED Lights | 0 | 0 | 0 | 47.6 | 1 | Honeywell | 2023-08-02 | redacted
Low Income - Power to Save | Weather Strip/Caulk | 0 | 0.25 | 0.09 | 503.3 | 1 | Honeywell | 2023-08-30 | redacted
Low Income - Power to Save | Outdoor Coil Cleaning | 0 | 0.1 | 0 | 275 | 1 | Honeywell | 2023-08-30 | redacted
Low Income - Power to Save | HVAC Inspection | 0 | 0.17 | 0 | 268.73 | 1 | Honeywell | 2023-08-30 | redacted
Low Income - Power to Save | Faucet Aerators | 0 | 0 | 0.02 | 110.58 | 1 | Honeywell | 2023-08-30 | redacted
Low Income - Power to Save | Low Flow Showerhead | 0 | 0.04 | 0.1 | 504.08 | 1 | Honeywell | 2023-08-30 | redacted
Low Income - Power to Save | LED Lights | 0 | 0 | 0 | 47.6 | 1 | Honeywell | 2023-08-30 | redacted
Low Income - Power to Save | Weather Strip/Caulk | 0 | 0.25 | 0.09 | 503.3 | 1 | Honeywell | 2023-08-29 | redacted
Low Income - Power to Save | Outdoor Coil Cleaning | 0 | 0.1 | 0 | 275 | 1 | Honeywell | 2023-08-29 | redacted
Low Income - Power to Save | HVAC Inspection | 0 | 0.17 | 0 | 268.73 | 1 | Honeywell | 2023-08-29 | redacted
Low Income - Power to Save | Faucet Aerators | 0 | 0 | 0.02 | 110.58 | 1 | Honeywell | 2023-08-29 | redacted
Low Income - Power to Save | Low Flow Showerhead | 0 | 0.04 | 0.1 | 504.08 | 1 | Honeywell | 2023-08-29 | redacted
Low Income - Power to Save | LI - DUCT | 0 | 0.4 | 0.12 | 775.77 | 1 | Honeywell | 2023-08-29 | redacted
Low Income - Power to Save | LED Lights | 0 | 0 | 0 | 47.6 | 1 | Honeywell | 2023-08-29 | redacted
Low Income - Power to Save | Weather Strip/Caulk | 0 | 0.25 | 0.09 | 503.3 | 1 | Honeywell | 2023-08-28 | redacted
Low Income - Power to Save | Outdoor Coil Cleaning | 0 | 0.1 | 0 | 275 | 1 | Honeywell | 2023-08-28 | redacted
Low Income - Power to Save | HVAC Inspection | 0 | 0.17 | 0 | 268.73 | 1 | Honeywell | 2023-08-28 | redacted
Low Income - Power to Save | Faucet Aerators | 0 | 0 | 0.02 | 110.58 | 1 | Honeywell | 2023-08-28 | redacted
Low Income - Power to Save | Low Flow Showerhead | 0 | 0.04 | 0.1 | 504.08 | 1 | Honeywell | 2023-08-28 | redacted
Low Income - Power to Save | LED Lights | 0 | 0 | 0 | 47.6 | 1 | Honeywell | 2023-08-28 | redacted
Low Income - Power to Save | Weather Strip/Caulk | 0 | 0.25 | 0.09 | 503.3 | 1 | Honeywell | 2023-08-28 | redacted
Low Income - Power to Save | Outdoor Coil Cleaning | 0 | 0.1 | 0 | 275 | 1 | Honeywell | 2023-08-28 | redacted
Low Income - Power to Save | HVAC Inspection | 0 | 0.17 | 0 | 268.73 | 1 | Honeywell | 2023-08-28 | redacted
Low Income - Power to Save | Faucet Aerators | 0 | 0 | 0.02 | 110.58 | 1 | Honeywell | 2023-08-28 | redacted
Low Income - Power to Save | Low Flow Showerhead | 0 | 0.04 | 0.1 | 504.08 | 1 | Honeywell | 2023-08-28 | redacted
Low Income - Power to Save | LI - DUCT | 0 | 0.4 | 0.12 | 775.77 | 1 | Honeywell | 2023-08-28 | redacted
Low Income - Power to Save | LED Lights | 0 | 0 | 0 | 47.6 | 1 | Honeywell | 2023-08-28 | redacted
Low Income - Power to Save | Weather Strip/Caulk | 0 | 0.25 | 0.09 | 503.3 | 1 | Honeywell | 2023-08-18 | redacted
Low Income - Power to Save | Outdoor Coil Cleaning | 0 | 0.1 | 0 | 275 | 1 | Honeywell | 2023-08-18 | redacted
Low Income - Power to Save | HVAC Inspection | 0 | 0.17 | 0 | 268.73 | 1 | Honeywell | 2023-08-18 | redacted
Low Income - Power to Save | Faucet Aerators | 0 | 0 | 0.02 | 110.58 | 1 | Honeywell | 2023-08-18 | redacted
Low Income - Power to Save | Low Flow Showerhead | 0 | 0.04 | 0.1 | 504.08 | 1 | Honeywell | 2023-08-18 | redacted
Low Income - Power to Save | LED Lights | 0 | 0 | 0 | 47.6 | 1 | Honeywell | 2023-08-18 | redacted
Low Income - Power to Save | Weather Strip/Caulk | 0 | 0.25 | 0.09 | 503.3 | 1 | Honeywell | 2023-08-28 | redacted
Low Income - Power to Save | Outdoor Coil Cleaning | 0 | 0.1 | 0 | 275 | 1 | Honeywell | 2023-08-28 | redacted
Low Income - Power to Save | HVAC Inspection | 0 | 0.17 | 0 | 268.73 | 1 | Honeywell | 2023-08-28 | redacted
Low Income - Power to Save | Faucet Aerators | 0 | 0 | 0.02 | 110.58 | 1 | Honeywell | 2023-08-28 | redacted
Low Income - Power to Save | Low Flow Showerhead | 0 | 0.04 | 0.1 | 504.08 | 1 | Honeywell | 2023-08-28 | redacted
Low Income - Power to Save | LI - DUCT | 0 | 0.4 | 0.12 | 775.77 | 1 | Honeywell | 2023-08-28 | redacted
Low Income - Power to Save | LED Lights | 0 | 0 | 0 | 47.6 | 1 | Honeywell | 2023-08-28 | redacted
Low Income - Power to Save | Weather Strip/Caulk | 0 | 0.25 | 0.09 | 503.3 | 1 | Honeywell | 2023-08-18 | redacted
Low Income - Power to Save | Pipe Wrap | 0 | 0.01 | 0.03 | 143.65 | 1 | Honeywell | 2023-08-18 | redacted
Low Income - Power to Save | Outdoor Coil Cleaning | 0 | 0.1 | 0 | 275 | 1 | Honeywell | 2023-08-18 | redacted
Low Income - Power to Save | HVAC Inspection | 0 | 0.17 | 0 | 268.73 | 1 | Honeywell | 2023-08-18 | redacted
Low Income - Power to Save | Faucet Aerators | 0 | 0 | 0.02 | 110.58 | 1 | Honeywell | 2023-08-18 | redacted
Low Income - Power to Save | Low Flow Showerhead | 0 | 0.04 | 0.1 | 504.08 | 1 | Honeywell | 2023-08-18 | redacted
Low Income - Power to Save | LI - DUCT | 0 | 0.4 | 0.12 | 775.77 | 1 | Honeywell | 2023-08-18 | redacted
Low Income - Power to Save | LED Lights | 0 | 0 | 0 | 47.6 | 1 | Honeywell | 2023-08-18 | redacted
Low Income - Power to Save | Weather Strip/Caulk | 0 | 0.25 | 0.09 | 503.3 | 1 | Honeywell | 2023-08-02 | redacted
Low Income - Power to Save | Outdoor Coil Cleaning | 0 | 0.1 | 0 | 275 | 1 | Honeywell | 2023-08-02 | redacted
Low Income - Power to Save | HVAC Inspection | 0 | 0.17 | 0 | 268.73 | 1 | Honeywell | 2023-08-02 | redacted
Low Income - Power to Save | Faucet Aerators | 0 | 0 | 0.02 | 110.58 | 1 | Honeywell | 2023-08-02 | redacted
Low Income - Power to Save | Low Flow Showerhead | 0 | 0.04 | 0.1 | 504.08 | 1 | Honeywell | 2023-08-02 | redacted
Low Income - Power to Save | LED Lights | 0 | 0 | 0 | 47.6 | 1 | Honeywell | 2023-08-02 | redacted
Low Income - Power to Save | Weather Strip/Caulk | 0 | 0.25 | 0.09 | 503.3 | 1 | Honeywell | 2023-08-28 | redacted
Low Income - Power to Save | Outdoor Coil Cleaning | 0 | 0.1 | 0 | 275 | 1 | Honeywell | 2023-08-28 | redacted
Low Income - Power to Save | HVAC Inspection | 0 | 0.17 | 0 | 268.73 | 1 | Honeywell | 2023-08-28 | redacted
Low Income - Power to Save | Faucet Aerators | 0 | 0 | 0.02 | 110.58 | 1 | Honeywell | 2023-08-28 | redacted
Low Income - Power to Save | Low Flow Showerhead | 0 | 0.04 | 0.1 | 504.08 | 1 | Honeywell | 2023-08-28 | redacted
Low Income - Power to Save | LED Lights | 0 | 0 | 0 | 47.6 | 1 | Honeywell | 2023-08-28 | redacted
Low Income - Power to Save | Weather Strip/Caulk | 0 | 0.25 | 0.09 | 503.3 | 1 | Honeywell | 2023-08-02 | redacted
Low Income - Power to Save | Outdoor Coil Cleaning | 0 | 0.1 | 0 | 275 | 1 | Honeywell | 2023-08-02 | redacted
Low Income - Power to Save | HVAC Inspection | 0 | 0.17 | 0 | 268.73 | 1 | Honeywell | 2023-08-02 | redacted
Low Income - Power to Save | Faucet Aerators | 0 | 0 | 0.02 | 110.58 | 1 | Honeywell | 2023-08-02 | redacted
Low Income - Power to Save | Low Flow Showerhead | 0 | 0.04 | 0.1 | 504.08 | 1 | Honeywell | 2023-08-02 | redacted
Low Income - Power to Save | LED Lights | 0 | 0 | 0 | 47.6 | 1 | Honeywell | 2023-08-02 | redacted
Low Income - Power to Save | Weather Strip/Caulk | 0 | 0.25 | 0.09 | 503.3 | 1 | Honeywell | 2023-08-04 | redacted
Low Income - Power to Save | Pipe Wrap | 0 | 0.01 | 0.03 | 143.65 | 1 | Honeywell | 2023-08-04 | redacted
Low Income - Power to Save | Outdoor Coil Cleaning | 0 | 0.1 | 0 | 275 | 1 | Honeywell | 2023-08-04 | redacted
Low Income - Power to Save | HVAC Inspection | 0 | 0.17 | 0 | 268.73 | 1 | Honeywell | 2023-08-04 | redacted
Low Income - Power to Save | Faucet Aerators | 0 | 0 | 0.02 | 110.58 | 1 | Honeywell | 2023-08-04 | redacted
Low Income - Power to Save | LI - DUCT | 0 | 0.4 | 0.12 | 775.77 | 1 | Honeywell | 2023-08-04 | redacted
Low Income - Power to Save | LED Lights | 0 | 0 | 0 | 47.6 | 1 | Honeywell | 2023-08-04 | redacted
Low Income - Power to Save | Outdoor Coil Cleaning | 0 | 0.1 | 0 | 275 | 1 | Honeywell | 2023-08-28 | redacted
Low Income - Power to Save | Faucet Aerators | 0 | 0 | 0.02 | 110.58 | 1 | Honeywell | 2023-08-28 | redacted
Low Income - Power to Save | Low Flow Showerhead | 0 | 0.04 | 0.1 | 504.08 | 1 | Honeywell | 2023-08-28 | redacted
Low Income - Power to Save | LED Lights | 0 | 0 | 0 | 47.6 | 1 | Honeywell | 2023-08-28 | redacted
Low Income - Power to Save | Outdoor Coil Cleaning | 0 | 0.1 | 0 | 275 | 1 | Honeywell | 2023-08-25 | redacted
Low Income - Power to Save | Faucet Aerators | 0 | 0 | 0.02 | 110.58 | 1 | Honeywell | 2023-08-25 | redacted
Low Income - Power to Save | Low Flow Showerhead | 0 | 0.04 | 0.1 | 504.08 | 1 | Honeywell | 2023-08-25 | redacted
Low Income - Power to Save | LED Lights | 0 | 0 | 0 | 47.6 | 1 | Honeywell | 2023-08-25 | redacted
Low Income - Power to Save | Outdoor Coil Cleaning | 0 | 0.1 | 0 | 275 | 1 | Honeywell | 2023-08-25 | redacted
Low Income - Power to Save | Faucet Aerators | 0 | 0 | 0.02 | 110.58 | 1 | Honeywell | 2023-08-25 | redacted
Low Income - Power to Save | Low Flow Showerhead | 0 | 0.04 | 0.1 | 504.08 | 1 | Honeywell | 2023-08-25 | redacted
Low Income - Power to Save | LED Lights | 0 | 0 | 0 | 47.6 | 1 | Honeywell | 2023-08-25 | redacted
Low Income - Power to Save | Weather Strip/Caulk | 0 | 0.25 | 0.09 | 503.3 | 1 | Honeywell | 2023-08-02 | redacted
Low Income - Power to Save | Outdoor Coil Cleaning | 0 | 0.1 | 0 | 275 | 1 | Honeywell | 2023-08-02 | redacted
Low Income - Power to Save | HVAC Inspection | 0 | 0.17 | 0 | 268.73 | 1 | Honeywell | 2023-08-02 | redacted
Low Income - Power to Save | Faucet Aerators | 0 | 0 | 0.02 | 110.58 | 1 | Honeywell | 2023-08-02 | redacted
Low Income - Power to Save | Low Flow Showerhead | 0 | 0.04 | 0.1 | 504.08 | 1 | Honeywell | 2023-08-02 | redacted
Low Income - Power to Save | LED Lights | 0 | 0 | 0 | 47.6 | 1 | Honeywell | 2023-08-02 | redacted
Low Income - Power to Save | Weather Strip/Caulk | 0 | 0.25 | 0.09 | 503.3 | 1 | Honeywell | 2023-08-29 | redacted
Low Income - Power to Save | Outdoor Coil Cleaning | 0 | 0.1 | 0 | 275 | 1 | Honeywell | 2023-08-29 | redacted
Low Income - Power to Save | HVAC Inspection | 0 | 0.17 | 0 | 268.73 | 1 | Honeywell | 2023-08-29 | redacted
Low Income - Power to Save | Faucet Aerators | 0 | 0 | 0.02 | 110.58 | 1 | Honeywell | 2023-08-29 | redacted
Low Income - Power to Save | Low Flow Showerhead | 0 | 0.04 | 0.1 | 504.08 | 1 | Honeywell | 2023-08-29 | redacted
Low Income - Power to Save | LI - DUCT | 0 | 0.4 | 0.12 | 775.77 | 1 | Honeywell | 2023-08-29 | redacted
Low Income - Power to Save | LED Lights | 0 | 0 | 0 | 47.6 | 1 | Honeywell | 2023-08-29 | redacted
Low Income - Power to Save | Outdoor Coil Cleaning | 0 | 0.1 | 0 | 275 | 1 | Honeywell | 2023-08-25 | redacted
Low Income - Power to Save | Faucet Aerators | 0 | 0 | 0.02 | 110.58 | 1 | Honeywell | 2023-08-25 | redacted
Low Income - Power to Save | Low Flow Showerhead | 0 | 0.04 | 0.1 | 504.08 | 1 | Honeywell | 2023-08-25 | redacted
Low Income - Power to Save | LED Lights | 0 | 0 | 0 | 47.6 | 1 | Honeywell | 2023-08-25 | redacted
Low Income - Power to Save | Weather Strip/Caulk | 0 | 0.25 | 0.09 | 503.3 | 1 | Honeywell | 2023-08-29 | redacted
Low Income - Power to Save | Outdoor Coil Cleaning | 0 | 0.1 | 0 | 275 | 1 | Honeywell | 2023-08-29 | redacted
Low Income - Power to Save | HVAC Inspection | 0 | 0.17 | 0 | 268.73 | 1 | Honeywell | 2023-08-29 | redacted
Low Income - Power to Save | Faucet Aerators | 0 | 0 | 0.02 | 110.58 | 1 | Honeywell | 2023-08-29 | redacted
Low Income - Power to Save | Low Flow Showerhead | 0 | 0.04 | 0.1 | 504.08 | 1 | Honeywell | 2023-08-29 | redacted
Low Income - Power to Save | LI - DUCT | 0 | 0.4 | 0.12 | 775.77 | 1 | Honeywell | 2023-08-29 | redacted
Low Income - Power to Save | LED Lights | 0 | 0 | 0 | 47.6 | 1 | Honeywell | 2023-08-29 | redacted
Low Income - Power to Save | Weather Strip/Caulk | 0 | 0.25 | 0.09 | 503.3 | 1 | Honeywell | 2023-08-30 | redacted
Low Income - Power to Save | Outdoor Coil Cleaning | 0 | 0.1 | 0 | 275 | 1 | Honeywell | 2023-08-30 | redacted
Low Income - Power to Save | HVAC Inspection | 0 | 0.17 | 0 | 268.73 | 1 | Honeywell | 2023-08-30 | redacted
Low Income - Power to Save | Faucet Aerators | 0 | 0 | 0.02 | 110.58 | 1 | Honeywell | 2023-08-30 | redacted
Low Income - Power to Save | Low Flow Showerhead | 0 | 0.04 | 0.1 | 504.08 | 1 | Honeywell | 2023-08-30 | redacted
Low Income - Power to Save | LED Lights | 0 | 0 | 0 | 47.6 | 1 | Honeywell | 2023-08-30 | redacted
Low Income - Power to Save | Outdoor Coil Cleaning | 0 | 0.1 | 0 | 275 | 1 | Honeywell | 2023-08-25 | redacted
Low Income - Power to Save | Faucet Aerators | 0 | 0 | 0.02 | 110.58 | 1 | Honeywell | 2023-08-25 | redacted
Low Income - Power to Save | Low Flow Showerhead | 0 | 0.04 | 0.1 | 504.08 | 1 | Honeywell | 2023-08-25 | redacted
Low Income - Power to Save | LED Lights | 0 | 0 | 0 | 47.6 | 1 | Honeywell | 2023-08-25 | redacted
Low Income - Power to Save | Outdoor Coil Cleaning | 0 | 0.1 | 0 | 275 | 1 | Honeywell | 2023-08-25 | redacted
Low Income - Power to Save | Faucet Aerators | 0 | 0 | 0.02 | 110.58 | 1 | Honeywell | 2023-08-25 | redacted
Low Income - Power to Save | Low Flow Showerhead | 0 | 0.04 | 0.1 | 504.08 | 1 | Honeywell | 2023-08-25 | redacted
Low Income - Power to Save | LED Lights | 0 | 0 | 0 | 47.6 | 1 | Honeywell | 2023-08-25 | redacted
Low Income - Power to Save | Outdoor Coil Cleaning | 0 | 0.1 | 0 | 275 | 1 | Honeywell | 2023-08-23 | redacted
Low Income - Power to Save | Faucet Aerators | 0 | 0 | 0.02 | 110.58 | 1 | Honeywell | 2023-08-23 | redacted
Low Income - Power to Save | Low Flow Showerhead | 0 | 0.04 | 0.1 | 504.08 | 1 | Honeywell | 2023-08-23 | redacted
Low Income - Power to Save | LED Lights | 0 | 0 | 0 | 47.6 | 1 | Honeywell | 2023-08-23 | redacted
Low Income - Power to Save | Weather Strip/Caulk | 0 | 0.25 | 0.09 | 503.3 | 1 | Honeywell | 2023-08-29 | redacted
Low Income - Power to Save | Outdoor Coil Cleaning | 0 | 0.1 | 0 | 275 | 1 | Honeywell | 2023-08-29 | redacted
Low Income - Power to Save | HVAC Inspection | 0 | 0.17 | 0 | 268.73 | 1 | Honeywell | 2023-08-29 | redacted
Low Income - Power to Save | Faucet Aerators | 0 | 0 | 0.02 | 110.58 | 1 | Honeywell | 2023-08-29 | redacted
Low Income - Power to Save | Low Flow Showerhead | 0 | 0.04 | 0.1 | 504.08 | 1 | Honeywell | 2023-08-29 | redacted
Low Income - Power to Save | LI - DUCT | 0 | 0.4 | 0.12 | 775.77 | 1 | Honeywell | 2023-08-29 | redacted
Low Income - Power to Save | LED Lights | 0 | 0 | 0 | 47.6 | 1 | Honeywell | 2023-08-29 | redacted
Low Income - Power to Save | Weather Strip/Caulk | 0 | 0.25 | 0.09 | 503.3 | 1 | Honeywell | 2023-08-28 | redacted
Low Income - Power to Save | Pipe Wrap | 0 | 0.01 | 0.03 | 143.65 | 1 | Honeywell | 2023-08-28 | redacted
Low Income - Power to Save | Outdoor Coil Cleaning | 0 | 0.1 | 0 | 275 | 1 | Honeywell | 2023-08-28 | redacted
Low Income - Power to Save | HVAC Inspection | 0 | 0.17 | 0 | 268.73 | 1 | Honeywell | 2023-08-28 | redacted
Low Income - Power to Save | Faucet Aerators | 0 | 0 | 0.02 | 110.58 | 1 | Honeywell | 2023-08-28 | redacted
Low Income - Power to Save | Low Flow Showerhead | 0 | 0.04 | 0.1 | 504.08 | 1 | Honeywell | 2023-08-28 | redacted
Low Income - Power to Save | LED Lights | 0 | 0 | 0 | 47.6 | 1 | Honeywell | 2023-08-28 | redacted
Low Income - Power to Save | Outdoor Coil Cleaning | 0 | 0.1 | 0 | 275 | 1 | Honeywell | 2023-08-23 | redacted
Low Income - Power to Save | Faucet Aerators | 0 | 0 | 0.02 | 110.58 | 1 | Honeywell | 2023-08-23 | redacted
Low Income - Power to Save | Low Flow Showerhead | 0 | 0.04 | 0.1 | 504.08 | 1 | Honeywell | 2023-08-23 | redacted
Low Income - Power to Save | LED Lights | 0 | 0 | 0 | 47.6 | 1 | Honeywell | 2023-08-23 | redacted
Low Income - Power to Save | Weather Strip/Caulk | 0 | 0.25 | 0.09 | 503.3 | 1 | Honeywell | 2023-08-28 | redacted
Low Income - Power to Save | Pipe Wrap | 0 | 0.01 | 0.03 | 143.65 | 1 | Honeywell | 2023-08-28 | redacted
Low Income - Power to Save | Outdoor Coil Cleaning | 0 | 0.1 | 0 | 275 | 1 | Honeywell | 2023-08-28 | redacted
Low Income - Power to Save | HVAC Inspection | 0 | 0.17 | 0 | 268.73 | 1 | Honeywell | 2023-08-28 | redacted
Low Income - Power to Save | Faucet Aerators | 0 | 0 | 0.02 | 110.58 | 1 | Honeywell | 2023-08-28 | redacted
Low Income - Power to Save | Low Flow Showerhead | 0 | 0.04 | 0.1 | 504.08 | 1 | Honeywell | 2023-08-28 | redacted
Low Income - Power to Save | LED Lights | 0 | 0 | 0 | 47.6 | 1 | Honeywell | 2023-08-28 | redacted
Low Income - Power to Save | Outdoor Coil Cleaning | 0 | 0.1 | 0 | 275 | 1 | Honeywell | 2023-08-23 | redacted
Low Income - Power to Save | Faucet Aerators | 0 | 0 | 0.02 | 110.58 | 1 | Honeywell | 2023-08-23 | redacted
Low Income - Power to Save | Low Flow Showerhead | 0 | 0.04 | 0.1 | 504.08 | 1 | Honeywell | 2023-08-23 | redacted
Low Income - Power to Save | LED Lights | 0 | 0 | 0 | 47.6 | 1 | Honeywell | 2023-08-23 | redacted
Low Income - Power to Save | Weather Strip/Caulk | 0 | 0.25 | 0.09 | 503.3 | 1 | Honeywell | 2023-08-31 | redacted
Low Income - Power to Save | Outdoor Coil Cleaning | 0 | 0.1 | 0 | 275 | 1 | Honeywell | 2023-08-31 | redacted
Low Income - Power to Save | HVAC Inspection | 0 | 0.17 | 0 | 268.73 | 1 | Honeywell | 2023-08-31 | redacted
Low Income - Power to Save | Faucet Aerators | 0 | 0 | 0.02 | 110.58 | 1 | Honeywell | 2023-08-31 | redacted
Low Income - Power to Save | Low Flow Showerhead | 0 | 0.04 | 0.1 | 504.08 | 1 | Honeywell | 2023-08-31 | redacted
Low Income - Power to Save | LI - DUCT | 0 | 0.4 | 0.12 | 775.77 | 1 | Honeywell | 2023-08-31 | redacted
Low Income - Power to Save | LED Lights | 0 | 0 | 0 | 47.6 | 1 | Honeywell | 2023-08-31 | redacted
Low Income - Power to Save | Weather Strip/Caulk | 0 | 0.25 | 0.09 | 503.3 | 1 | Honeywell | 2023-08-30 | redacted
Low Income - Power to Save | Outdoor Coil Cleaning | 0 | 0.1 | 0 | 275 | 1 | Honeywell | 2023-08-30 | redacted
Low Income - Power to Save | HVAC Inspection | 0 | 0.17 | 0 | 268.73 | 1 | Honeywell | 2023-08-30 | redacted
Low Income - Power to Save | Faucet Aerators | 0 | 0 | 0.02 | 110.58 | 1 | Honeywell | 2023-08-30 | redacted
Low Income - Power to Save | Low Flow Showerhead | 0 | 0.04 | 0.1 | 504.08 | 1 | Honeywell | 2023-08-30 | redacted
Low Income - Power to Save | LI - DUCT | 0 | 0.4 | 0.12 | 775.77 | 1 | Honeywell | 2023-08-30 | redacted
Low Income - Power to Save | LED Lights | 0 | 0 | 0 | 47.6 | 1 | Honeywell | 2023-08-30 | redacted
Low Income - Power to Save | Weather Strip/Caulk | 0 | 0.25 | 0.09 | 503.3 | 1 | Honeywell | 2023-08-29 | redacted
Low Income - Power to Save | Outdoor Coil Cleaning | 0 | 0.1 | 0 | 275 | 1 | Honeywell | 2023-08-29 | redacted
Low Income - Power to Save | HVAC Inspection | 0 | 0.17 | 0 | 268.73 | 1 | Honeywell | 2023-08-29 | redacted
Low Income - Power to Save | Faucet Aerators | 0 | 0 | 0.02 | 110.58 | 1 | Honeywell | 2023-08-29 | redacted
Low Income - Power to Save | Low Flow Showerhead | 0 | 0.04 | 0.1 | 504.08 | 1 | Honeywell | 2023-08-29 | redacted
Low Income - Power to Save | LI - DUCT | 0 | 0.4 | 0.12 | 775.77 | 1 | Honeywell | 2023-08-29 | redacted
Low Income - Power to Save | LED Lights | 0 | 0 | 0 | 47.6 | 1 | Honeywell | 2023-08-29 | redacted
Low Income - Power to Save | Weather Strip/Caulk | 0 | 0.25 | 0.09 | 503.3 | 1 | Honeywell | 2023-08-31 | redacted
Low Income - Power to Save | Outdoor Coil Cleaning | 0 | 0.1 | 0 | 275 | 1 | Honeywell | 2023-08-31 | redacted
Low Income - Power to Save | HVAC Inspection | 0 | 0.17 | 0 | 268.73 | 1 | Honeywell | 2023-08-31 | redacted
Low Income - Power to Save | Faucet Aerators | 0 | 0 | 0.02 | 110.58 | 1 | Honeywell | 2023-08-31 | redacted
Low Income - Power to Save | Low Flow Showerhead | 0 | 0.04 | 0.1 | 504.08 | 1 | Honeywell | 2023-08-31 | redacted
Low Income - Power to Save | LI - DUCT | 0 | 0.4 | 0.12 | 775.77 | 1 | Honeywell | 2023-08-31 | redacted
Low Income - Power to Save | LED Lights | 0 | 0 | 0 | 47.6 | 1 | Honeywell | 2023-08-31 | redacted
Low Income - Power to Save | Weather Strip/Caulk | 0 | 0.25 | 0.09 | 503.3 | 1 | Honeywell | 2023-08-31 | redacted
Low Income - Power to Save | Outdoor Coil Cleaning | 0 | 0.1 | 0 | 275 | 1 | Honeywell | 2023-08-31 | redacted
Low Income - Power to Save | HVAC Inspection | 0 | 0.17 | 0 | 268.73 | 1 | Honeywell | 2023-08-31 | redacted
Low Income - Power to Save | Faucet Aerators | 0 | 0 | 0.02 | 110.58 | 1 | Honeywell | 2023-08-31 | redacted
Low Income - Power to Save | Low Flow Showerhead | 0 | 0.04 | 0.1 | 504.08 | 1 | Honeywell | 2023-08-31 | redacted
Low Income - Power to Save | LI - DUCT | 0 | 0.4 | 0.12 | 775.77 | 1 | Honeywell | 2023-08-31 | redacted
Low Income - Power to Save | LED Lights | 0 | 0 | 0 | 47.6 | 1 | Honeywell | 2023-08-31 | redacted
Low Income - Power to Save | Outdoor Coil Cleaning | 0 | 0.1 | 0 | 275 | 1 | Honeywell | 2023-08-25 | redacted
Low Income - Power to Save | Faucet Aerators | 0 | 0 | 0.02 | 110.58 | 1 | Honeywell | 2023-08-25 | redacted
Low Income - Power to Save | Low Flow Showerhead | 0 | 0.04 | 0.1 | 504.08 | 1 | Honeywell | 2023-08-25 | redacted
Low Income - Power to Save | LED Lights | 0 | 0 | 0 | 47.6 | 1 | Honeywell | 2023-08-25 | redacted
Low Income - Power to Save | Weather Strip/Caulk | 0 | 0.25 | 0.09 | 503.3 | 1 | Honeywell | 2023-08-29 | redacted
Low Income - Power to Save | Outdoor Coil Cleaning | 0 | 0.1 | 0 | 275 | 1 | Honeywell | 2023-08-29 | redacted
Low Income - Power to Save | HVAC Inspection | 0 | 0.17 | 0 | 268.73 | 1 | Honeywell | 2023-08-29 | redacted
Low Income - Power to Save | Faucet Aerators | 0 | 0 | 0.02 | 110.58 | 1 | Honeywell | 2023-08-29 | redacted
Low Income - Power to Save | Low Flow Showerhead | 0 | 0.04 | 0.1 | 504.08 | 1 | Honeywell | 2023-08-29 | redacted
Low Income - Power to Save | LI - DUCT | 0 | 0.4 | 0.12 | 775.77 | 1 | Honeywell | 2023-08-29 | redacted
Low Income - Power to Save | LED Lights | 0 | 0 | 0 | 47.6 | 1 | Honeywell | 2023-08-29 | redacted
Low Income - Power to Save | Outdoor Coil Cleaning | 0 | 0.1 | 0 | 275 | 1 | Honeywell | 2023-08-23 | redacted
Low Income - Power to Save | Faucet Aerators | 0 | 0 | 0.02 | 110.58 | 1 | Honeywell | 2023-08-23 | redacted
Low Income - Power to Save | Low Flow Showerhead | 0 | 0.04 | 0.1 | 504.08 | 1 | Honeywell | 2023-08-23 | redacted
Low Income - Power to Save | LED Lights | 0 | 0 | 0 | 47.6 | 1 | Honeywell | 2023-08-23 | redacted
Low Income - Power to Save | Weather Strip/Caulk | 0 | 0.25 | 0.09 | 503.3 | 1 | Honeywell | 2023-08-28 | redacted
Low Income - Power to Save | Outdoor Coil Cleaning | 0 | 0.1 | 0 | 275 | 1 | Honeywell | 2023-08-28 | redacted
Low Income - Power to Save | HVAC Inspection | 0 | 0.17 | 0 | 268.73 | 1 | Honeywell | 2023-08-28 | redacted
Low Income - Power to Save | Faucet Aerators | 0 | 0 | 0.02 | 110.58 | 1 | Honeywell | 2023-08-28 | redacted
Low Income - Power to Save | Low Flow Showerhead | 0 | 0.04 | 0.1 | 504.08 | 1 | Honeywell | 2023-08-28 | redacted
Low Income - Power to Save | LI - DUCT | 0 | 0.4 | 0.12 | 775.77 | 1 | Honeywell | 2023-08-28 | redacted
Low Income - Power to Save | LED Lights | 0 | 0 | 0 | 47.6 | 1 | Honeywell | 2023-08-28 | redacted
Low Income - Power to Save | Outdoor Coil Cleaning | 0 | 0.1 | 0 | 275 | 1 | Honeywell | 2023-08-25 | redacted
Low Income - Power to Save | Faucet Aerators | 0 | 0 | 0.02 | 110.58 | 1 | Honeywell | 2023-08-25 | redacted
Low Income - Power to Save | Low Flow Showerhead | 0 | 0.04 | 0.1 | 504.08 | 1 | Honeywell | 2023-08-25 | redacted
Low Income - Power to Save | LED Lights | 0 | 0 | 0 | 47.6 | 1 | Honeywell | 2023-08-25 | redacted
Low Income - Power to Save | Outdoor Coil Cleaning | 0 | 0.1 | 0 | 275 | 1 | Honeywell | 2023-08-25 | redacted
Low Income - Power to Save | Faucet Aerators | 0 | 0 | 0.02 | 110.58 | 1 | Honeywell | 2023-08-25 | redacted
Low Income - Power to Save | Low Flow Showerhead | 0 | 0.04 | 0.1 | 504.08 | 1 | Honeywell | 2023-08-25 | redacted
Low Income - Power to Save | LED Lights | 0 | 0 | 0 | 47.6 | 1 | Honeywell | 2023-08-25 | redacted
Low Income - Power to Save | Outdoor Coil Cleaning | 0 | 0.1 | 0 | 275 | 1 | Honeywell | 2023-08-28 | redacted
Low Income - Power to Save | Faucet Aerators | 0 | 0 | 0.02 | 110.58 | 1 | Honeywell | 2023-08-28 | redacted
Low Income - Power to Save | Low Flow Showerhead | 0 | 0.04 | 0.1 | 504.08 | 1 | Honeywell | 2023-08-28 | redacted
Low Income - Power to Save | LED Lights | 0 | 0 | 0 | 47.6 | 1 | Honeywell | 2023-08-28 | redacted
Low Income - Power to Save | Outdoor Coil Cleaning | 0 | 0.1 | 0 | 275 | 1 | Honeywell | 2023-08-25 | redacted
Low Income - Power to Save | Faucet Aerators | 0 | 0 | 0.02 | 110.58 | 1 | Honeywell | 2023-08-25 | redacted
Low Income - Power to Save | Low Flow Showerhead | 0 | 0.04 | 0.1 | 504.08 | 1 | Honeywell | 2023-08-25 | redacted
Low Income - Power to Save | LED Lights | 0 | 0 | 0 | 47.6 | 1 | Honeywell | 2023-08-25 | redacted
Low Income - Power to Save | Weather Strip/Caulk | 0 | 0.25 | 0.09 | 503.3 | 1 | Honeywell | 2023-08-28 | redacted
Low Income - Power to Save | Outdoor Coil Cleaning | 0 | 0.1 | 0 | 275 | 1 | Honeywell | 2023-08-28 | redacted
Low Income - Power to Save | HVAC Inspection | 0 | 0.17 | 0 | 268.73 | 1 | Honeywell | 2023-08-28 | redacted
Low Income - Power to Save | Faucet Aerators | 0 | 0 | 0.02 | 110.58 | 1 | Honeywell | 2023-08-28 | redacted
Low Income - Power to Save | Low Flow Showerhead | 0 | 0.04 | 0.1 | 504.08 | 1 | Honeywell | 2023-08-28 | redacted
Low Income - Power to Save | LI - DUCT | 0 | 0.4 | 0.12 | 775.77 | 1 | Honeywell | 2023-08-28 | redacted
Low Income - Power to Save | LED Lights | 0 | 0 | 0 | 47.6 | 1 | Honeywell | 2023-08-28 | redacted
Low Income - Power to Save | Outdoor Coil Cleaning | 0 | 0.1 | 0 | 275 | 1 | Honeywell | 2023-08-25 | redacted
Low Income - Power to Save | Faucet Aerators | 0 | 0 | 0.02 | 110.58 | 1 | Honeywell | 2023-08-25 | redacted
Low Income - Power to Save | Low Flow Showerhead | 0 | 0.04 | 0.1 | 504.08 | 1 | Honeywell | 2023-08-25 | redacted
Low Income - Power to Save | LED Lights | 0 | 0 | 0 | 47.6 | 1 | Honeywell | 2023-08-25 | redacted
Low Income - Power to Save | Outdoor Coil Cleaning | 0 | 0.1 | 0 | 275 | 1 | Honeywell | 2023-08-25 | redacted
Low Income - Power to Save | Faucet Aerators | 0 | 0 | 0.02 | 110.58 | 1 | Honeywell | 2023-08-25 | redacted
Low Income - Power to Save | Low Flow Showerhead | 0 | 0.04 | 0.1 | 504.08 | 1 | Honeywell | 2023-08-25 | redacted
Low Income - Power to Save | LED Lights | 0 | 0 | 0 | 47.6 | 1 | Honeywell | 2023-08-25 | redacted
Low Income - Power to Save | Weather Strip/Caulk | 0 | 0.25 | 0.09 | 503.3 | 1 | Honeywell | 2023-08-28 | redacted
Low Income - Power to Save | Outdoor Coil Cleaning | 0 | 0.1 | 0 | 275 | 1 | Honeywell | 2023-08-28 | redacted
Low Income - Power to Save | HVAC Inspection | 0 | 0.17 | 0 | 268.73 | 1 | Honeywell | 2023-08-28 | redacted
Low Income - Power to Save | Faucet Aerators | 0 | 0 | 0.02 | 110.58 | 1 | Honeywell | 2023-08-28 | redacted
Low Income - Power to Save | Low Flow Showerhead | 0 | 0.04 | 0.1 | 504.08 | 1 | Honeywell | 2023-08-28 | redacted
Low Income - Power to Save | LI - DUCT | 0 | 0.4 | 0.12 | 775.77 | 1 | Honeywell | 2023-08-28 | redacted
Low Income - Power to Save | LED Lights | 0 | 0 | 0 | 47.6 | 1 | Honeywell | 2023-08-28 | redacted
Low Income - Power to Save | Weather Strip/Caulk | 0 | 0.25 | 0.09 | 503.3 | 1 | Honeywell | 2023-08-04 | redacted
Low Income - Power to Save | Pipe Wrap | 0 | 0.01 | 0.03 | 143.65 | 1 | Honeywell | 2023-08-04 | redacted
Low Income - Power to Save | Outdoor Coil Cleaning | 0 | 0.1 | 0 | 275 | 1 | Honeywell | 2023-08-04 | redacted
Low Income - Power to Save | HVAC Inspection | 0 | 0.17 | 0 | 268.73 | 1 | Honeywell | 2023-08-04 | redacted
Low Income - Power to Save | Faucet Aerators | 0 | 0 | 0.02 | 110.58 | 1 | Honeywell | 2023-08-04 | redacted
Low Income - Power to Save | Low Flow Showerhead | 0 | 0.04 | 0.1 | 504.08 | 1 | Honeywell | 2023-08-04 | redacted
Low Income - Power to Save | LI - DUCT | 0 | 0.4 | 0.12 | 775.77 | 1 | Honeywell | 2023-08-04 | redacted
Low Income - Power to Save | LED Lights | 0 | 0 | 0 | 47.6 | 1 | Honeywell | 2023-08-04 | redacted
Low Income - Power to Save | Outdoor Coil Cleaning | 0 | 0.1 | 0 | 275 | 1 | Honeywell | 2023-08-25 | redacted
Low Income - Power to Save | Faucet Aerators | 0 | 0 | 0.02 | 110.58 | 1 | Honeywell | 2023-08-25 | redacted
Low Income - Power to Save | Low Flow Showerhead | 0 | 0.04 | 0.1 | 504.08 | 1 | Honeywell | 2023-08-25 | redacted
Low Income - Power to Save | LED Lights | 0 | 0 | 0 | 47.6 | 1 | Honeywell | 2023-08-25 | redacted
Low Income - Power to Save | Weather Strip/Caulk | 0 | 0.25 | 0.09 | 503.3 | 1 | Honeywell | 2023-08-28 | redacted
Low Income - Power to Save | Outdoor Coil Cleaning | 0 | 0.1 | 0 | 275 | 1 | Honeywell | 2023-08-28 | redacted
Low Income - Power to Save | HVAC Inspection | 0 | 0.17 | 0 | 268.73 | 1 | Honeywell | 2023-08-28 | redacted
Low Income - Power to Save | Faucet Aerators | 0 | 0 | 0.02 | 110.58 | 1 | Honeywell | 2023-08-28 | redacted
Low Income - Power to Save | Low Flow Showerhead | 0 | 0.04 | 0.1 | 504.08 | 1 | Honeywell | 2023-08-28 | redacted
Low Income - Power to Save | LI - DUCT | 0 | 0.4 | 0.12 | 775.77 | 1 | Honeywell | 2023-08-28 | redacted
Low Income - Power to Save | LED Lights | 0 | 0 | 0 | 47.6 | 1 | Honeywell | 2023-08-28 | redacted
Low Income - Power to Save | Weather Strip/Caulk | 0 | 0.25 | 0.09 | 503.3 | 1 | Honeywell | 2023-08-28 | redacted
Low Income - Power to Save | Outdoor Coil Cleaning | 0 | 0.1 | 0 | 275 | 1 | Honeywell | 2023-08-28 | redacted
Low Income - Power to Save | HVAC Inspection | 0 | 0.17 | 0 | 268.73 | 1 | Honeywell | 2023-08-28 | redacted
Low Income - Power to Save | Faucet Aerators | 0 | 0 | 0.02 | 110.58 | 1 | Honeywell | 2023-08-28 | redacted
Low Income - Power to Save | Low Flow Showerhead | 0 | 0.04 | 0.1 | 504.08 | 1 | Honeywell | 2023-08-28 | redacted
Low Income - Power to Save | LI - DUCT | 0 | 0.4 | 0.12 | 775.77 | 1 | Honeywell | 2023-08-28 | redacted
Low Income - Power to Save | LED Lights | 0 | 0 | 0 | 47.6 | 1 | Honeywell | 2023-08-28 | redacted
Low Income - Power to Save | Weather Strip/Caulk | 0 | 0.25 | 0.09 | 503.3 | 1 | Honeywell | 2023-08-29 | redacted
Low Income - Power to Save | Outdoor Coil Cleaning | 0 | 0.1 | 0 | 275 | 1 | Honeywell | 2023-08-29 | redacted
Low Income - Power to Save | HVAC Inspection | 0 | 0.17 | 0 | 268.73 | 1 | Honeywell | 2023-08-29 | redacted
Low Income - Power to Save | Faucet Aerators | 0 | 0 | 0.02 | 110.58 | 1 | Honeywell | 2023-08-29 | redacted
Low Income - Power to Save | Low Flow Showerhead | 0 | 0.04 | 0.1 | 504.08 | 1 | Honeywell | 2023-08-29 | redacted
Low Income - Power to Save | LED Lights | 0 | 0 | 0 | 47.6 | 1 | Honeywell | 2023-08-29 | redacted
Low Income - Power to Save | Weather Strip/Caulk | 0 | 0.25 | 0.09 | 503.3 | 1 | Honeywell | 2023-08-02 | redacted
Low Income - Power to Save | Outdoor Coil Cleaning | 0 | 0.1 | 0 | 275 | 1 | Honeywell | 2023-08-02 | redacted
Low Income - Power to Save | HVAC Inspection | 0 | 0.17 | 0 | 268.73 | 1 | Honeywell | 2023-08-02 | redacted
Low Income - Power to Save | Faucet Aerators | 0 | 0 | 0.02 | 110.58 | 1 | Honeywell | 2023-08-02 | redacted
Low Income - Power to Save | LI - DUCT | 0 | 0.4 | 0.12 | 775.77 | 1 | Honeywell | 2023-08-02 | redacted
Low Income - Power to Save | LED Lights | 0 | 0 | 0 | 47.6 | 1 | Honeywell | 2023-08-02 | redacted
Low Income - Power to Save | Outdoor Coil Cleaning | 0 | 0.1 | 0 | 275 | 1 | Honeywell | 2023-08-25 | redacted
Low Income - Power to Save | Faucet Aerators | 0 | 0 | 0.02 | 110.58 | 1 | Honeywell | 2023-08-25 | redacted
Low Income - Power to Save | Low Flow Showerhead | 0 | 0.04 | 0.1 | 504.08 | 1 | Honeywell | 2023-08-25 | redacted
Low Income - Power to Save | LED Lights | 0 | 0 | 0 | 47.6 | 1 | Honeywell | 2023-08-25 | redacted
Low Income - Power to Save | Outdoor Coil Cleaning | 0 | 0.1 | 0 | 275 | 1 | Honeywell | 2023-08-25 | redacted
Low Income - Power to Save | Faucet Aerators | 0 | 0 | 0.02 | 110.58 | 1 | Honeywell | 2023-08-25 | redacted
Low Income - Power to Save | Low Flow Showerhead | 0 | 0.04 | 0.1 | 504.08 | 1 | Honeywell | 2023-08-25 | redacted
Low Income - Power to Save | LED Lights | 0 | 0 | 0 | 47.6 | 1 | Honeywell | 2023-08-25 | redacted
Low Income - Power to Save | Weather Strip/Caulk | 0 | 0.25 | 0.09 | 503.3 | 1 | Honeywell | 2023-08-28 | redacted
Low Income - Power to Save | Outdoor Coil Cleaning | 0 | 0.1 | 0 | 275 | 1 | Honeywell | 2023-08-28 | redacted
Low Income - Power to Save | HVAC Inspection | 0 | 0.17 | 0 | 268.73 | 1 | Honeywell | 2023-08-28 | redacted
Low Income - Power to Save | Faucet Aerators | 0 | 0 | 0.02 | 110.58 | 1 | Honeywell | 2023-08-28 | redacted
Low Income - Power to Save | Low Flow Showerhead | 0 | 0.04 | 0.1 | 504.08 | 1 | Honeywell | 2023-08-28 | redacted
Low Income - Power to Save | LED Lights | 0 | 0 | 0 | 47.6 | 1 | Honeywell | 2023-08-28 | redacted
Low Income - Power to Save | Faucet Aerators | 0 | 0 | 0.02 | 110.58 | 1 | Honeywell | 2023-08-28 | redacted
Low Income - Power to Save | Low Flow Showerhead | 0 | 0.04 | 0.1 | 504.08 | 1 | Honeywell | 2023-08-28 | redacted
Low Income - Power to Save | LED Lights | 0 | 0 | 0 | 47.6 | 1 | Honeywell | 2023-08-28 | redacted
Low Income - Power to Save | Weather Strip/Caulk | 0 | 0.25 | 0.09 | 503.3 | 1 | Honeywell | 2023-08-28 | redacted
Low Income - Power to Save | Outdoor Coil Cleaning | 0 | 0.1 | 0 | 275 | 1 | Honeywell | 2023-08-28 | redacted
Low Income - Power to Save | HVAC Inspection | 0 | 0.17 | 0 | 268.73 | 1 | Honeywell | 2023-08-28 | redacted
Low Income - Power to Save | Faucet Aerators | 0 | 0 | 0.02 | 110.58 | 1 | Honeywell | 2023-08-28 | redacted
Low Income - Power to Save | Low Flow Showerhead | 0 | 0.04 | 0.1 | 504.08 | 1 | Honeywell | 2023-08-28 | redacted
Low Income - Power to Save | LI - DUCT | 0 | 0.4 | 0.12 | 775.77 | 1 | Honeywell | 2023-08-28 | redacted
Low Income - Power to Save | LED Lights | 0 | 0 | 0 | 47.6 | 1 | Honeywell | 2023-08-28 | redacted
Low Income - Power to Save | Weather Strip/Caulk | 0 | 0.25 | 0.09 | 503.3 | 1 | Honeywell | 2023-08-28 | redacted
Low Income - Power to Save | Pipe Wrap | 0 | 0.01 | 0.03 | 143.65 | 1 | Honeywell | 2023-08-28 | redacted
Low Income - Power to Save | Outdoor Coil Cleaning | 0 | 0.1 | 0 | 275 | 1 | Honeywell | 2023-08-28 | redacted
Low Income - Power to Save | HVAC Inspection | 0 | 0.17 | 0 | 268.73 | 1 | Honeywell | 2023-08-28 | redacted
Low Income - Power to Save | Faucet Aerators | 0 | 0 | 0.02 | 110.58 | 1 | Honeywell | 2023-08-28 | redacted
Low Income - Power to Save | Low Flow Showerhead | 0 | 0.04 | 0.1 | 504.08 | 1 | Honeywell | 2023-08-28 | redacted
Low Income - Power to Save | LED Lights | 0 | 0 | 0 | 47.6 | 1 | Honeywell | 2023-08-28 | redacted
Low Income - Power to Save | Faucet Aerators | 0 | 0 | 0.02 | 110.58 | 1 | Honeywell | 2023-08-25 | redacted
Low Income - Power to Save | Low Flow Showerhead | 0 | 0.04 | 0.1 | 504.08 | 1 | Honeywell | 2023-08-25 | redacted
Low Income - Power to Save | LED Lights | 0 | 0 | 0 | 47.6 | 1 | Honeywell | 2023-08-25 | redacted
Low Income - Power to Save | Faucet Aerators | 0 | 0 | 0.02 | 110.58 | 1 | Honeywell | 2023-08-28 | redacted
Low Income - Power to Save | Low Flow Showerhead | 0 | 0.04 | 0.1 | 504.08 | 1 | Honeywell | 2023-08-28 | redacted
Low Income - Power to Save | LED Lights | 0 | 0 | 0 | 47.6 | 1 | Honeywell | 2023-08-28 | redacted
Low Income - Power to Save | Weather Strip/Caulk | 0 | 0.25 | 0.09 | 503.3 | 1 | Honeywell | 2023-08-02 | redacted
Low Income - Power to Save | Outdoor Coil Cleaning | 0 | 0.1 | 0 | 275 | 1 | Honeywell | 2023-08-02 | redacted
Low Income - Power to Save | HVAC Inspection | 0 | 0.17 | 0 | 268.73 | 1 | Honeywell | 2023-08-02 | redacted
Low Income - Power to Save | Faucet Aerators | 0 | 0 | 0.02 | 110.58 | 1 | Honeywell | 2023-08-02 | redacted
Low Income - Power to Save | Low Flow Showerhead | 0 | 0.04 | 0.1 | 504.08 | 1 | Honeywell | 2023-08-02 | redacted
Low Income - Power to Save | LI - DUCT | 0 | 0.4 | 0.12 | 775.77 | 1 | Honeywell | 2023-08-02 | redacted
Low Income - Power to Save | LED Lights | 0 | 0 | 0 | 47.6 | 1 | Honeywell | 2023-08-02 | redacted
Low Income - Power to Save | Low Flow Showerhead | 0 | 0.04 | 0.1 | 504.08 | 1 | Honeywell | 2023-08-25 | redacted
Low Income - Power to Save | LED Lights | 0 | 0 | 0 | 47.6 | 1 | Honeywell | 2023-08-25 | redacted
Low Income - Power to Save | Weather Strip/Caulk | 0 | 0.25 | 0.09 | 503.3 | 1 | Honeywell | 2023-08-25 | redacted
Low Income - Power to Save | Pipe Wrap | 0 | 0.01 | 0.03 | 143.65 | 1 | Honeywell | 2023-08-25 | redacted
Low Income - Power to Save | Outdoor Coil Cleaning | 0 | 0.1 | 0 | 275 | 1 | Honeywell | 2023-08-25 | redacted
Low Income - Power to Save | HVAC Inspection | 0 | 0.17 | 0 | 268.73 | 1 | Honeywell | 2023-08-25 | redacted
Low Income - Power to Save | Faucet Aerators | 0 | 0 | 0.02 | 110.58 | 1 | Honeywell | 2023-08-25 | redacted
Low Income - Power to Save | Low Flow Showerhead | 0 | 0.04 | 0.1 | 504.08 | 1 | Honeywell | 2023-08-25 | redacted
Low Income - Power to Save | LED Lights | 0 | 0 | 0 | 47.6 | 1 | Honeywell | 2023-08-25 | redacted
Low Income - Power to Save | Weather Strip/Caulk | 0 | 0.25 | 0.09 | 503.3 | 1 | Honeywell | 2023-08-29 | redacted
Low Income - Power to Save | Outdoor Coil Cleaning | 0 | 0.1 | 0 | 275 | 1 | Honeywell | 2023-08-29 | redacted
Low Income - Power to Save | HVAC Inspection | 0 | 0.17 | 0 | 268.73 | 1 | Honeywell | 2023-08-29 | redacted
Low Income - Power to Save | Faucet Aerators | 0 | 0 | 0.02 | 110.58 | 1 | Honeywell | 2023-08-29 | redacted
Low Income - Power to Save | Low Flow Showerhead | 0 | 0.04 | 0.1 | 504.08 | 1 | Honeywell | 2023-08-29 | redacted
Low Income - Power to Save | LED Lights | 0 | 0 | 0 | 47.6 | 1 | Honeywell | 2023-08-29 | redacted
Low Income - Power to Save | Weather Strip/Caulk | 0 | 0.25 | 0.09 | 503.3 | 1 | Honeywell | 2023-08-25 | redacted
Low Income - Power to Save | Pipe Wrap | 0 | 0.01 | 0.03 | 143.65 | 1 | Honeywell | 2023-08-25 | redacted
Low Income - Power to Save | Faucet Aerators | 0 | 0 | 0.02 | 110.58 | 1 | Honeywell | 2023-08-25 | redacted
Low Income - Power to Save | Low Flow Showerhead | 0 | 0.04 | 0.1 | 504.08 | 1 | Honeywell | 2023-08-25 | redacted
Low Income - Power to Save | LED Lights | 0 | 0 | 0 | 47.6 | 1 | Honeywell | 2023-08-25 | redacted
Low Income - Power to Save | Outdoor Coil Cleaning | 0 | 0.1 | 0 | 275 | 1 | Honeywell | 2023-08-25 | redacted
Low Income - Power to Save | Faucet Aerators | 0 | 0 | 0.02 | 110.58 | 1 | Honeywell | 2023-08-25 | redacted
Low Income - Power to Save | Low Flow Showerhead | 0 | 0.04 | 0.1 | 504.08 | 1 | Honeywell | 2023-08-25 | redacted
Low Income - Power to Save | LED Lights | 0 | 0 | 0 | 47.6 | 1 | Honeywell | 2023-08-25 | redacted
Low Income - Power to Save | Weather Strip/Caulk | 0 | 0.25 | 0.09 | 503.3 | 1 | Honeywell | 2023-08-28 | redacted
Low Income - Power to Save | Pipe Wrap | 0 | 0.01 | 0.03 | 143.65 | 1 | Honeywell | 2023-08-28 | redacted
Low Income - Power to Save | Outdoor Coil Cleaning | 0 | 0.1 | 0 | 275 | 1 | Honeywell | 2023-08-28 | redacted
Low Income - Power to Save | HVAC Inspection | 0 | 0.17 | 0 | 268.73 | 1 | Honeywell | 2023-08-28 | redacted
Low Income - Power to Save | Faucet Aerators | 0 | 0 | 0.02 | 110.58 | 1 | Honeywell | 2023-08-28 | redacted
Low Income - Power to Save | Low Flow Showerhead | 0 | 0.04 | 0.1 | 504.08 | 1 | Honeywell | 2023-08-28 | redacted
Low Income - Power to Save | LI - DUCT | 0 | 0.4 | 0.12 | 775.77 | 1 | Honeywell | 2023-08-28 | redacted
Low Income - Power to Save | LED Lights | 0 | 0 | 0 | 47.6 | 1 | Honeywell | 2023-08-28 | redacted
Low Income - Power to Save | Weather Strip/Caulk | 0 | 0.25 | 0.09 | 503.3 | 1 | Honeywell | 2023-08-25 | redacted
Low Income - Power to Save | Outdoor Coil Cleaning | 0 | 0.1 | 0 | 275 | 1 | Honeywell | 2023-08-25 | redacted
Low Income - Power to Save | HVAC Inspection | 0 | 0.17 | 0 | 268.73 | 1 | Honeywell | 2023-08-25 | redacted
Low Income - Power to Save | Low Flow Showerhead | 0 | 0.04 | 0.1 | 504.08 | 1 | Honeywell | 2023-08-25 | redacted
Low Income - Power to Save | LI - DUCT | 0 | 0.4 | 0.12 | 775.77 | 1 | Honeywell | 2023-08-25 | redacted
Low Income - Power to Save | LED Lights | 0 | 0 | 0 | 47.6 | 1 | Honeywell | 2023-08-25 | redacted
Low Income - Power to Save | Weather Strip/Caulk | 0 | 0.25 | 0.09 | 503.3 | 1 | Honeywell | 2023-08-23 | redacted
Low Income - Power to Save | Outdoor Coil Cleaning | 0 | 0.1 | 0 | 275 | 1 | Honeywell | 2023-08-23 | redacted
Low Income - Power to Save | Faucet Aerators | 0 | 0 | 0.02 | 110.58 | 1 | Honeywell | 2023-08-23 | redacted
Low Income - Power to Save | Low Flow Showerhead | 0 | 0.04 | 0.1 | 504.08 | 1 | Honeywell | 2023-08-23 | redacted
Low Income - Power to Save | LED Lights | 0 | 0 | 0 | 47.6 | 1 | Honeywell | 2023-08-23 | redacted
Low Income - Power to Save | Weather Strip/Caulk | 0 | 0.25 | 0.09 | 503.3 | 1 | Honeywell | 2023-08-29 | redacted
Low Income - Power to Save | Outdoor Coil Cleaning | 0 | 0.1 | 0 | 275 | 1 | Honeywell | 2023-08-29 | redacted
Low Income - Power to Save | LED Lights | 0 | 0 | 0 | 47.6 | 1 | Honeywell | 2023-08-29 | redacted
Low Income - Power to Save | Weather Strip/Caulk | 0 | 0.25 | 0.09 | 503.3 | 1 | Honeywell | 2023-08-28 | redacted
Low Income - Power to Save | Outdoor Coil Cleaning | 0 | 0.1 | 0 | 275 | 1 | Honeywell | 2023-08-28 | redacted
Low Income - Power to Save | HVAC Inspection | 0 | 0.17 | 0 | 268.73 | 1 | Honeywell | 2023-08-28 | redacted
Low Income - Power to Save | Faucet Aerators | 0 | 0 | 0.02 | 110.58 | 1 | Honeywell | 2023-08-28 | redacted
Low Income - Power to Save | Low Flow Showerhead | 0 | 0.04 | 0.1 | 504.08 | 1 | Honeywell | 2023-08-28 | redacted
Low Income - Power to Save | LI - DUCT | 0 | 0.4 | 0.12 | 775.77 | 1 | Honeywell | 2023-08-28 | redacted
Low Income - Power to Save | LED Lights | 0 | 0 | 0 | 47.6 | 1 | Honeywell | 2023-08-28 | redacted
Low Income - Power to Save | Weather Strip/Caulk | 0 | 0.25 | 0.09 | 503.3 | 1 | Honeywell | 2023-08-28 | redacted
Low Income - Power to Save | Pipe Wrap | 0 | 0.01 | 0.03 | 143.65 | 1 | Honeywell | 2023-08-28 | redacted
Low Income - Power to Save | Outdoor Coil Cleaning | 0 | 0.1 | 0 | 275 | 1 | Honeywell | 2023-08-28 | redacted
Low Income - Power to Save | HVAC Inspection | 0 | 0.17 | 0 | 268.73 | 1 | Honeywell | 2023-08-28 | redacted
Low Income - Power to Save | Faucet Aerators | 0 | 0 | 0.02 | 110.58 | 1 | Honeywell | 2023-08-28 | redacted
Low Income - Power to Save | Low Flow Showerhead | 0 | 0.04 | 0.1 | 504.08 | 1 | Honeywell | 2023-08-28 | redacted
Low Income - Power to Save | LED Lights | 0 | 0 | 0 | 47.6 | 1 | Honeywell | 2023-08-28 | redacted
Low Income - Power to Save | Weather Strip/Caulk | 0 | 0.25 | 0.09 | 503.3 | 1 | Honeywell | 2023-08-18 | redacted
Low Income - Power to Save | Pipe Wrap | 0 | 0.01 | 0.03 | 143.65 | 1 | Honeywell | 2023-08-18 | redacted
Low Income - Power to Save | Outdoor Coil Cleaning | 0 | 0.1 | 0 | 275 | 1 | Honeywell | 2023-08-18 | redacted
Low Income - Power to Save | HVAC Inspection | 0 | 0.17 | 0 | 268.73 | 1 | Honeywell | 2023-08-18 | redacted
Low Income - Power to Save | Faucet Aerators | 0 | 0 | 0.02 | 110.58 | 1 | Honeywell | 2023-08-18 | redacted
Low Income - Power to Save | Low Flow Showerhead | 0 | 0.04 | 0.1 | 504.08 | 1 | Honeywell | 2023-08-18 | redacted
Low Income - Power to Save | LI - DUCT | 0 | 0.4 | 0.12 | 775.77 | 1 | Honeywell | 2023-08-18 | redacted
Low Income - Power to Save | LED Lights | 0 | 0 | 0 | 47.6 | 1 | Honeywell | 2023-08-18 | redacted
Low Income - Power to Save | Weather Strip/Caulk | 0 | 0.25 | 0.09 | 503.3 | 1 | Honeywell | 2023-08-30 | redacted
Low Income - Power to Save | Faucet Aerators | 0 | 0 | 0.02 | 110.58 | 1 | Honeywell | 2023-08-30 | redacted
Low Income - Power to Save | Low Flow Showerhead | 0 | 0.04 | 0.1 | 504.08 | 1 | Honeywell | 2023-08-30 | redacted
Low Income - Power to Save | LED Lights | 0 | 0 | 0 | 47.6 | 1 | Honeywell | 2023-08-30 | redacted
Low Income - Power to Save | Weather Strip/Caulk | 0 | 0.25 | 0.09 | 503.3 | 1 | Honeywell | 2023-08-30 | redacted
Low Income - Power to Save | Low Flow Showerhead | 0 | 0.04 | 0.1 | 504.08 | 1 | Honeywell | 2023-08-30 | redacted
Low Income - Power to Save | LED Lights | 0 | 0 | 0 | 47.6 | 1 | Honeywell | 2023-08-30 | redacted
Low Income - Power to Save | Weather Strip/Caulk | 0 | 0.25 | 0.09 | 503.3 | 1 | Honeywell | 2023-08-02 | redacted
Low Income - Power to Save | Outdoor Coil Cleaning | 0 | 0.1 | 0 | 275 | 1 | Honeywell | 2023-08-02 | redacted
Low Income - Power to Save | HVAC Inspection | 0 | 0.17 | 0 | 268.73 | 1 | Honeywell | 2023-08-02 | redacted
Low Income - Power to Save | Faucet Aerators | 0 | 0 | 0.02 | 110.58 | 1 | Honeywell | 2023-08-02 | redacted
Low Income - Power to Save | Low Flow Showerhead | 0 | 0.04 | 0.1 | 504.08 | 1 | Honeywell | 2023-08-02 | redacted
Low Income - Power to Save | LED Lights | 0 | 0 | 0 | 47.6 | 1 | Honeywell | 2023-08-02 | redacted
Low Income - Power to Save | Weather Strip/Caulk | 0 | 0.25 | 0.09 | 503.3 | 1 | Honeywell | 2023-08-31 | redacted
Low Income - Power to Save | Outdoor Coil Cleaning | 0 | 0.1 | 0 | 275 | 1 | Honeywell | 2023-08-31 | redacted
Low Income - Power to Save | HVAC Inspection | 0 | 0.17 | 0 | 268.73 | 1 | Honeywell | 2023-08-31 | redacted
Low Income - Power to Save | Faucet Aerators | 0 | 0 | 0.02 | 110.58 | 1 | Honeywell | 2023-08-31 | redacted
Low Income - Power to Save | Low Flow Showerhead | 0 | 0.04 | 0.1 | 504.08 | 1 | Honeywell | 2023-08-31 | redacted
Low Income - Power to Save | LI - DUCT | 0 | 0.4 | 0.12 | 775.77 | 1 | Honeywell | 2023-08-31 | redacted
Low Income - Power to Save | LED Lights | 0 | 0 | 0 | 47.6 | 1 | Honeywell | 2023-08-31 | redacted
Low Income - Power to Save | Weather Strip/Caulk | 0 | 0.25 | 0.09 | 503.3 | 1 | Honeywell | 2023-08-17 | redacted
Low Income - Power to Save | Pipe Wrap | 0 | 0.01 | 0.03 | 143.65 | 1 | Honeywell | 2023-08-17 | redacted
Low Income - Power to Save | Outdoor Coil Cleaning | 0 | 0.1 | 0 | 275 | 1 | Honeywell | 2023-08-17 | redacted
Low Income - Power to Save | HVAC Inspection | 0 | 0.17 | 0 | 268.73 | 1 | Honeywell | 2023-08-17 | redacted
Low Income - Power to Save | Low Flow Showerhead | 0 | 0.04 | 0.1 | 504.08 | 1 | Honeywell | 2023-08-17 | redacted
Low Income - Power to Save | LI - DUCT | 0 | 0.4 | 0.12 | 775.77 | 1 | Honeywell | 2023-08-17 | redacted
Low Income - Power to Save | LED Lights | 0 | 0 | 0 | 47.6 | 1 | Honeywell | 2023-08-17 | redacted
Low Income - Power to Save | Weather Strip/Caulk | 0 | 0.25 | 0.09 | 503.3 | 1 | Honeywell | 2023-08-28 | redacted
Low Income - Power to Save | Outdoor Coil Cleaning | 0 | 0.1 | 0 | 275 | 1 | Honeywell | 2023-08-28 | redacted
Low Income - Power to Save | HVAC Inspection | 0 | 0.17 | 0 | 268.73 | 1 | Honeywell | 2023-08-28 | redacted
Low Income - Power to Save | Low Flow Showerhead | 0 | 0.04 | 0.1 | 504.08 | 1 | Honeywell | 2023-08-28 | redacted
Low Income - Power to Save | LI - DUCT | 0 | 0.4 | 0.12 | 775.77 | 1 | Honeywell | 2023-08-28 | redacted
Low Income - Power to Save | LED Lights | 0 | 0 | 0 | 47.6 | 1 | Honeywell | 2023-08-28 | redacted
Low Income - Power to Save | Weather Strip/Caulk | 0 | 0.25 | 0.09 | 503.3 | 1 | Honeywell | 2023-08-18 | redacted
Low Income - Power to Save | Faucet Aerators | 0 | 0 | 0.02 | 110.58 | 1 | Honeywell | 2023-08-18 | redacted
Low Income - Power to Save | Low Flow Showerhead | 0 | 0.04 | 0.1 | 504.08 | 1 | Honeywell | 2023-08-18 | redacted
Low Income - Power to Save | LED Lights | 0 | 0 | 0 | 47.6 | 1 | Honeywell | 2023-08-18 | redacted
Low Income - Power to Save | Weather Strip/Caulk | 0 | 0.25 | 0.09 | 503.3 | 1 | Honeywell | 2023-08-29 | redacted
Low Income - Power to Save | Outdoor Coil Cleaning | 0 | 0.1 | 0 | 275 | 1 | Honeywell | 2023-08-29 | redacted
Low Income - Power to Save | HVAC Inspection | 0 | 0.17 | 0 | 268.73 | 1 | Honeywell | 2023-08-29 | redacted
Low Income - Power to Save | Faucet Aerators | 0 | 0 | 0.02 | 110.58 | 1 | Honeywell | 2023-08-29 | redacted
Low Income - Power to Save | Low Flow Showerhead | 0 | 0.04 | 0.1 | 504.08 | 1 | Honeywell | 2023-08-29 | redacted
Low Income - Power to Save | LI - DUCT | 0 | 0.4 | 0.12 | 775.77 | 1 | Honeywell | 2023-08-29 | redacted
Low Income - Power to Save | LED Lights | 0 | 0 | 0 | 47.6 | 1 | Honeywell | 2023-08-29 | redacted
Low Income - Power to Save | Weather Strip/Caulk | 0 | 0.25 | 0.09 | 503.3 | 1 | Honeywell | 2023-08-28 | redacted
Low Income - Power to Save | Outdoor Coil Cleaning | 0 | 0.1 | 0 | 275 | 1 | Honeywell | 2023-08-28 | redacted
Low Income - Power to Save | HVAC Inspection | 0 | 0.17 | 0 | 268.73 | 1 | Honeywell | 2023-08-28 | redacted
Low Income - Power to Save | LED Lights | 0 | 0 | 0 | 47.6 | 1 | Honeywell | 2023-08-28 | redacted
Low Income - Power to Save | Weather Strip/Caulk | 0 | 0.25 | 0.09 | 503.3 | 1 | Honeywell | 2023-08-04 | redacted
Low Income - Power to Save | Faucet Aerators | 0 | 0 | 0.02 | 110.58 | 1 | Honeywell | 2023-08-04 | redacted
Low Income - Power to Save | Low Flow Showerhead | 0 | 0.04 | 0.1 | 504.08 | 1 | Honeywell | 2023-08-04 | redacted
Low Income - Power to Save | LED Lights | 0 | 0 | 0 | 47.6 | 1 | Honeywell | 2023-08-04 | redacted
Low Income - Power to Save | Weather Strip/Caulk | 0 | 0.25 | 0.09 | 503.3 | 1 | Honeywell | 2023-08-18 | redacted
Low Income - Power to Save | Outdoor Coil Cleaning | 0 | 0.1 | 0 | 275 | 1 | Honeywell | 2023-08-18 | redacted
Low Income - Power to Save | HVAC Inspection | 0 | 0.17 | 0 | 268.73 | 1 | Honeywell | 2023-08-18 | redacted
Low Income - Power to Save | Faucet Aerators | 0 | 0 | 0.02 | 110.58 | 1 | Honeywell | 2023-08-18 | redacted
Low Income - Power to Save | Low Flow Showerhead | 0 | 0.04 | 0.1 | 504.08 | 1 | Honeywell | 2023-08-18 | redacted
Low Income - Power to Save | LED Lights | 0 | 0 | 0 | 47.6 | 1 | Honeywell | 2023-08-18 | redacted
Low Income - Power to Save | Weather Strip/Caulk | 0 | 0.25 | 0.09 | 503.3 | 1 | Honeywell | 2023-08-02 | redacted
Low Income - Power to Save | Outdoor Coil Cleaning | 0 | 0.1 | 0 | 275 | 1 | Honeywell | 2023-08-02 | redacted
Low Income - Power to Save | HVAC Inspection | 0 | 0.17 | 0 | 268.73 | 1 | Honeywell | 2023-08-02 | redacted
Low Income - Power to Save | Faucet Aerators | 0 | 0 | 0.02 | 110.58 | 1 | Honeywell | 2023-08-02 | redacted
Low Income - Power to Save | Low Flow Showerhead | 0 | 0.04 | 0.1 | 504.08 | 1 | Honeywell | 2023-08-02 | redacted
Low Income - Power to Save | LI - DUCT | 0 | 0.4 | 0.12 | 775.77 | 1 | Honeywell | 2023-08-02 | redacted
Low Income - Power to Save | LED Lights | 0 | 0 | 0 | 47.6 | 1 | Honeywell | 2023-08-02 | redacted
Low Income - Power to Save | Weather Strip/Caulk | 0 | 0.25 | 0.09 | 503.3 | 1 | Honeywell | 2023-08-28 | redacted
Low Income - Power to Save | Outdoor Coil Cleaning | 0 | 0.1 | 0 | 275 | 1 | Honeywell | 2023-08-28 | redacted
Low Income - Power to Save | HVAC Inspection | 0 | 0.17 | 0 | 268.73 | 1 | Honeywell | 2023-08-28 | redacted
Low Income - Power to Save | Low Flow Showerhead | 0 | 0.04 | 0.1 | 504.08 | 1 | Honeywell | 2023-08-28 | redacted
Low Income - Power to Save | LI - DUCT | 0 | 0.4 | 0.12 | 775.77 | 1 | Honeywell | 2023-08-28 | redacted
Low Income - Power to Save | LED Lights | 0 | 0 | 0 | 47.6 | 1 | Honeywell | 2023-08-28 | redacted
Low Income - Power to Save | Weather Strip/Caulk | 0 | 0.25 | 0.09 | 503.3 | 1 | Honeywell | 2023-08-25 | redacted
Low Income - Power to Save | Outdoor Coil Cleaning | 0 | 0.1 | 0 | 275 | 1 | Honeywell | 2023-08-25 | redacted
Low Income - Power to Save | HVAC Inspection | 0 | 0.17 | 0 | 268.73 | 1 | Honeywell | 2023-08-25 | redacted
Low Income - Power to Save | Low Flow Showerhead | 0 | 0.04 | 0.1 | 504.08 | 1 | Honeywell | 2023-08-25 | redacted
Low Income - Power to Save | LI - DUCT | 0 | 0.4 | 0.12 | 775.77 | 1 | Honeywell | 2023-08-25 | redacted
Low Income - Power to Save | LED Lights | 0 | 0 | 0 | 47.6 | 1 | Honeywell | 2023-08-25 | redacted
Low Income - Power to Save | Weather Strip/Caulk | 0 | 0.25 | 0.09 | 503.3 | 1 | Honeywell | 2023-08-25 | redacted
Low Income - Power to Save | Outdoor Coil Cleaning | 0 | 0.1 | 0 | 275 | 1 | Honeywell | 2023-08-25 | redacted
Low Income - Power to Save | HVAC Inspection | 0 | 0.17 | 0 | 268.73 | 1 | Honeywell | 2023-08-25 | redacted
Low Income - Power to Save | Faucet Aerators | 0 | 0 | 0.02 | 110.58 | 1 | Honeywell | 2023-08-25 | redacted
Low Income - Power to Save | Low Flow Showerhead | 0 | 0.04 | 0.1 | 504.08 | 1 | Honeywell | 2023-08-25 | redacted
Low Income - Power to Save | LI - DUCT | 0 | 0.4 | 0.12 | 775.77 | 1 | Honeywell | 2023-08-25 | redacted
Low Income - Power to Save | LED Lights | 0 | 0 | 0 | 47.6 | 1 | Honeywell | 2023-08-25 | redacted
Low Income - Power to Save | Weather Strip/Caulk | 0 | 0.25 | 0.09 | 503.3 | 1 | Honeywell | 2023-08-28 | redacted
Low Income - Power to Save | Outdoor Coil Cleaning | 0 | 0.1 | 0 | 275 | 1 | Honeywell | 2023-08-28 | redacted
Low Income - Power to Save | HVAC Inspection | 0 | 0.17 | 0 | 268.73 | 1 | Honeywell | 2023-08-28 | redacted
Low Income - Power to Save | Faucet Aerators | 0 | 0 | 0.02 | 110.58 | 1 | Honeywell | 2023-08-28 | redacted
Low Income - Power to Save | Low Flow Showerhead | 0 | 0.04 | 0.1 | 504.08 | 1 | Honeywell | 2023-08-28 | redacted
Low Income - Power to Save | LI - DUCT | 0 | 0.4 | 0.12 | 775.77 | 1 | Honeywell | 2023-08-28 | redacted
Low Income - Power to Save | LED Lights | 0 | 0 | 0 | 47.6 | 1 | Honeywell | 2023-08-28 | redacted
Low Income - Power to Save | Weather Strip/Caulk | 0 | 0.25 | 0.09 | 503.3 | 1 | Honeywell | 2023-08-25 | redacted
Low Income - Power to Save | Outdoor Coil Cleaning | 0 | 0.1 | 0 | 275 | 1 | Honeywell | 2023-08-25 | redacted
Low Income - Power to Save | HVAC Inspection | 0 | 0.17 | 0 | 268.73 | 1 | Honeywell | 2023-08-25 | redacted
Low Income - Power to Save | LI - DUCT | 0 | 0.4 | 0.12 | 775.77 | 1 | Honeywell | 2023-08-25 | redacted
Low Income - Power to Save | LED Lights | 0 | 0 | 0 | 47.6 | 1 | Honeywell | 2023-08-25 | redacted
Low Income - Power to Save | Weather Strip/Caulk | 0 | 0.25 | 0.09 | 503.3 | 1 | Honeywell | 2023-08-02 | redacted
Low Income - Power to Save | Pipe Wrap | 0 | 0.01 | 0.03 | 143.65 | 1 | Honeywell | 2023-08-02 | redacted
Low Income - Power to Save | Outdoor Coil Cleaning | 0 | 0.1 | 0 | 275 | 1 | Honeywell | 2023-08-02 | redacted
Low Income - Power to Save | HVAC Inspection | 0 | 0.17 | 0 | 268.73 | 1 | Honeywell | 2023-08-02 | redacted
Low Income - Power to Save | Faucet Aerators | 0 | 0 | 0.02 | 110.58 | 1 | Honeywell | 2023-08-02 | redacted
Low Income - Power to Save | LI - DUCT | 0 | 0.4 | 0.12 | 775.77 | 1 | Honeywell | 2023-08-02 | redacted
Low Income - Power to Save | LED Lights | 0 | 0 | 0 | 47.6 | 1 | Honeywell | 2023-08-02 | redacted
Low Income - Power to Save | Weather Strip/Caulk | 0 | 0.25 | 0.09 | 503.3 | 1 | Honeywell | 2023-08-18 | redacted
Low Income - Power to Save | Pipe Wrap | 0 | 0.01 | 0.03 | 143.65 | 1 | Honeywell | 2023-08-18 | redacted
Low Income - Power to Save | Outdoor Coil Cleaning | 0 | 0.1 | 0 | 275 | 1 | Honeywell | 2023-08-18 | redacted
Low Income - Power to Save | HVAC Inspection | 0 | 0.17 | 0 | 268.73 | 1 | Honeywell | 2023-08-18 | redacted
Low Income - Power to Save | Faucet Aerators | 0 | 0 | 0.02 | 110.58 | 1 | Honeywell | 2023-08-18 | redacted
Low Income - Power to Save | Low Flow Showerhead | 0 | 0.04 | 0.1 | 504.08 | 1 | Honeywell | 2023-08-18 | redacted
Low Income - Power to Save | LI - DUCT | 0 | 0.4 | 0.12 | 775.77 | 1 | Honeywell | 2023-08-18 | redacted
Low Income - Power to Save | LED Lights | 0 | 0 | 0 | 47.6 | 1 | Honeywell | 2023-08-18 | redacted
Low Income - Power to Save | Weather Strip/Caulk | 0 | 0.25 | 0.09 | 503.3 | 1 | Honeywell | 2023-08-04 | redacted
Low Income - Power to Save | Pipe Wrap | 0 | 0.01 | 0.03 | 143.65 | 1 | Honeywell | 2023-08-04 | redacted
Low Income - Power to Save | Outdoor Coil Cleaning | 0 | 0.1 | 0 | 275 | 1 | Honeywell | 2023-08-04 | redacted
Low Income - Power to Save | HVAC Inspection | 0 | 0.17 | 0 | 268.73 | 1 | Honeywell | 2023-08-04 | redacted
Low Income - Power to Save | Faucet Aerators | 0 | 0 | 0.02 | 110.58 | 1 | Honeywell | 2023-08-04 | redacted
Low Income - Power to Save | Low Flow Showerhead | 0 | 0.04 | 0.1 | 504.08 | 1 | Honeywell | 2023-08-04 | redacted
Low Income - Power to Save | LED Lights | 0 | 0 | 0 | 47.6 | 1 | Honeywell | 2023-08-04 | redacted
Low Income - Power to Save | Weather Strip/Caulk | 0 | 0.25 | 0.09 | 503.3 | 1 | Honeywell | 2023-08-18 | redacted
Low Income - Power to Save | LED Lights | 0 | 0 | 0 | 47.6 | 1 | Honeywell | 2023-08-18 | redacted
Low Income - Power to Save | Weather Strip/Caulk | 0 | 0.25 | 0.09 | 503.3 | 1 | Honeywell | 2023-08-28 | redacted
Low Income - Power to Save | Outdoor Coil Cleaning | 0 | 0.1 | 0 | 275 | 1 | Honeywell | 2023-08-28 | redacted
Low Income - Power to Save | LED Lights | 0 | 0 | 0 | 47.6 | 1 | Honeywell | 2023-08-28 | redacted
Low Income - Power to Save | Weather Strip/Caulk | 0 | 0.25 | 0.09 | 503.3 | 1 | Honeywell | 2023-08-03 | redacted
Low Income - Power to Save | Outdoor Coil Cleaning | 0 | 0.1 | 0 | 275 | 1 | Honeywell | 2023-08-03 | redacted
Low Income - Power to Save | HVAC Inspection | 0 | 0.17 | 0 | 268.73 | 1 | Honeywell | 2023-08-03 | redacted
Low Income - Power to Save | LI - DUCT | 0 | 0.4 | 0.12 | 775.77 | 1 | Honeywell | 2023-08-03 | redacted
Low Income - Power to Save | LED Lights | 0 | 0 | 0 | 47.6 | 1 | Honeywell | 2023-08-03 | redacted
Low Income - Power to Save | Weather Strip/Caulk | 0 | 0.25 | 0.09 | 503.3 | 1 | Honeywell | 2023-08-28 | redacted
Low Income - Power to Save | Outdoor Coil Cleaning | 0 | 0.1 | 0 | 275 | 1 | Honeywell | 2023-08-28 | redacted
Low Income - Power to Save | HVAC Inspection | 0 | 0.17 | 0 | 268.73 | 1 | Honeywell | 2023-08-28 | redacted
Low Income - Power to Save | Faucet Aerators | 0 | 0 | 0.02 | 110.58 | 1 | Honeywell | 2023-08-28 | redacted
Low Income - Power to Save | Low Flow Showerhead | 0 | 0.04 | 0.1 | 504.08 | 1 | Honeywell | 2023-08-28 | redacted
Low Income - Power to Save | LED Lights | 0 | 0 | 0 | 47.6 | 1 | Honeywell | 2023-08-28 | redacted
Low Income - Power to Save | Weather Strip/Caulk | 0 | 0.25 | 0.09 | 503.3 | 1 | Honeywell | 2023-08-30 | redacted
Low Income - Power to Save | Faucet Aerators | 0 | 0 | 0.02 | 110.58 | 1 | Honeywell | 2023-08-30 | redacted
Low Income - Power to Save | Low Flow Showerhead | 0 | 0.04 | 0.1 | 504.08 | 1 | Honeywell | 2023-08-30 | redacted
Low Income - Power to Save | LED Lights | 0 | 0 | 0 | 47.6 | 1 | Honeywell | 2023-08-30 | redacted
Low Income - Power to Save | Weather Strip/Caulk | 0 | 0.25 | 0.09 | 503.3 | 1 | Honeywell | 2023-08-04 | redacted
Low Income - Power to Save | Faucet Aerators | 0 | 0 | 0.02 | 110.58 | 1 | Honeywell | 2023-08-04 | redacted
Low Income - Power to Save | LED Lights | 0 | 0 | 0 | 47.6 | 1 | Honeywell | 2023-08-04 | redacted
Low Income - Power to Save | Weather Strip/Caulk | 0 | 0.25 | 0.09 | 503.3 | 1 | Honeywell | 2023-08-28 | redacted
Low Income - Power to Save | Pipe Wrap | 0 | 0.01 | 0.03 | 143.65 | 1 | Honeywell | 2023-08-28 | redacted
Low Income - Power to Save | Outdoor Coil Cleaning | 0 | 0.1 | 0 | 275 | 1 | Honeywell | 2023-08-28 | redacted
Low Income - Power to Save | HVAC Inspection | 0 | 0.17 | 0 | 268.73 | 1 | Honeywell | 2023-08-28 | redacted
Low Income - Power to Save | Low Flow Showerhead | 0 | 0.04 | 0.1 | 504.08 | 1 | Honeywell | 2023-08-28 | redacted
Low Income - Power to Save | LI - DUCT | 0 | 0.4 | 0.12 | 775.77 | 1 | Honeywell | 2023-08-28 | redacted
Low Income - Power to Save | LED Lights | 0 | 0 | 0 | 47.6 | 1 | Honeywell | 2023-08-28 | redacted
Low Income - Power to Save | Weather Strip/Caulk | 0 | 0.25 | 0.09 | 503.3 | 1 | Honeywell | 2023-08-28 | redacted
Low Income - Power to Save | Outdoor Coil Cleaning | 0 | 0.1 | 0 | 275 | 1 | Honeywell | 2023-08-28 | redacted
Low Income - Power to Save | HVAC Inspection | 0 | 0.17 | 0 | 268.73 | 1 | Honeywell | 2023-08-28 | redacted
Low Income - Power to Save | Faucet Aerators | 0 | 0 | 0.02 | 110.58 | 1 | Honeywell | 2023-08-28 | redacted
Low Income - Power to Save | Low Flow Showerhead | 0 | 0.04 | 0.1 | 504.08 | 1 | Honeywell | 2023-08-28 | redacted
Low Income - Power to Save | LI - DUCT | 0 | 0.4 | 0.12 | 775.77 | 1 | Honeywell | 2023-08-28 | redacted
Low Income - Power to Save | LED Lights | 0 | 0 | 0 | 47.6 | 1 | Honeywell | 2023-08-28 | redacted
Low Income - Power to Save | Weather Strip/Caulk | 0 | 0.25 | 0.09 | 503.3 | 1 | Honeywell | 2023-08-02 | redacted
Low Income - Power to Save | Pipe Wrap | 0 | 0.01 | 0.03 | 143.65 | 1 | Honeywell | 2023-08-02 | redacted
Low Income - Power to Save | Outdoor Coil Cleaning | 0 | 0.1 | 0 | 275 | 1 | Honeywell | 2023-08-02 | redacted
Low Income - Power to Save | HVAC Inspection | 0 | 0.17 | 0 | 268.73 | 1 | Honeywell | 2023-08-02 | redacted
Low Income - Power to Save | Faucet Aerators | 0 | 0 | 0.02 | 110.58 | 1 | Honeywell | 2023-08-02 | redacted
Low Income - Power to Save | Low Flow Showerhead | 0 | 0.04 | 0.1 | 504.08 | 1 | Honeywell | 2023-08-02 | redacted
Low Income - Power to Save | LI - DUCT | 0 | 0.4 | 0.12 | 775.77 | 1 | Honeywell | 2023-08-02 | redacted
Low Income - Power to Save | LED Lights | 0 | 0 | 0 | 47.6 | 1 | Honeywell | 2023-08-02 | redacted
Low Income - Power to Save | Weather Strip/Caulk | 0 | 0.25 | 0.09 | 503.3 | 1 | Honeywell | 2023-08-02 | redacted
Low Income - Power to Save | Pipe Wrap | 0 | 0.01 | 0.03 | 143.65 | 1 | Honeywell | 2023-08-02 | redacted
Low Income - Power to Save | Outdoor Coil Cleaning | 0 | 0.1 | 0 | 275 | 1 | Honeywell | 2023-08-02 | redacted
Low Income - Power to Save | HVAC Inspection | 0 | 0.17 | 0 | 268.73 | 1 | Honeywell | 2023-08-02 | redacted
Low Income - Power to Save | Faucet Aerators | 0 | 0 | 0.02 | 110.58 | 1 | Honeywell | 2023-08-02 | redacted
Low Income - Power to Save | Low Flow Showerhead | 0 | 0.04 | 0.1 | 504.08 | 1 | Honeywell | 2023-08-02 | redacted
Low Income - Power to Save | LI - DUCT | 0 | 0.4 | 0.12 | 775.77 | 1 | Honeywell | 2023-08-02 | redacted
Low Income - Power to Save | LED Lights | 0 | 0 | 0 | 47.6 | 1 | Honeywell | 2023-08-02 | redacted
Low Income - Power to Save | Weather Strip/Caulk | 0 | 0.25 | 0.09 | 503.3 | 1 | Honeywell | 2023-08-18 | redacted
Low Income - Power to Save | Pipe Wrap | 0 | 0.01 | 0.03 | 143.65 | 1 | Honeywell | 2023-08-18 | redacted
Low Income - Power to Save | Outdoor Coil Cleaning | 0 | 0.1 | 0 | 275 | 1 | Honeywell | 2023-08-18 | redacted
Low Income - Power to Save | HVAC Inspection | 0 | 0.17 | 0 | 268.73 | 1 | Honeywell | 2023-08-18 | redacted
Low Income - Power to Save | Faucet Aerators | 0 | 0 | 0.02 | 110.58 | 1 | Honeywell | 2023-08-18 | redacted
Low Income - Power to Save | Low Flow Showerhead | 0 | 0.04 | 0.1 | 504.08 | 1 | Honeywell | 2023-08-18 | redacted
Low Income - Power to Save | LI - DUCT | 0 | 0.4 | 0.12 | 775.77 | 1 | Honeywell | 2023-08-18 | redacted
Low Income - Power to Save | LED Lights | 0 | 0 | 0 | 47.6 | 1 | Honeywell | 2023-08-18 | redacted
Low Income - Power to Save | Weather Strip/Caulk | 0 | 0.25 | 0.09 | 503.3 | 1 | Honeywell | 2023-08-04 | redacted
Low Income - Power to Save | Pipe Wrap | 0 | 0.01 | 0.03 | 143.65 | 1 | Honeywell | 2023-08-04 | redacted
Low Income - Power to Save | Outdoor Coil Cleaning | 0 | 0.1 | 0 | 275 | 1 | Honeywell | 2023-08-04 | redacted
Low Income - Power to Save | HVAC Inspection | 0 | 0.17 | 0 | 268.73 | 1 | Honeywell | 2023-08-04 | redacted
Low Income - Power to Save | Faucet Aerators | 0 | 0 | 0.02 | 110.58 | 1 | Honeywell | 2023-08-04 | redacted
Low Income - Power to Save | Low Flow Showerhead | 0 | 0.04 | 0.1 | 504.08 | 1 | Honeywell | 2023-08-04 | redacted
Low Income - Power to Save | LI - DUCT | 0 | 0.4 | 0.12 | 775.77 | 1 | Honeywell | 2023-08-04 | redacted
Low Income - Power to Save | LED Lights | 0 | 0 | 0 | 47.6 | 1 | Honeywell | 2023-08-04 | redacted
Low Income - Power to Save | Weather Strip/Caulk | 0 | 0.25 | 0.09 | 503.3 | 1 | Honeywell | 2023-08-31 | redacted
Low Income - Power to Save | Outdoor Coil Cleaning | 0 | 0.1 | 0 | 275 | 1 | Honeywell | 2023-08-31 | redacted
Low Income - Power to Save | HVAC Inspection | 0 | 0.17 | 0 | 268.73 | 1 | Honeywell | 2023-08-31 | redacted
Low Income - Power to Save | Faucet Aerators | 0 | 0 | 0.02 | 110.58 | 1 | Honeywell | 2023-08-31 | redacted
Low Income - Power to Save | Low Flow Showerhead | 0 | 0.04 | 0.1 | 504.08 | 1 | Honeywell | 2023-08-31 | redacted
Low Income - Power to Save | LI - DUCT | 0 | 0.4 | 0.12 | 775.77 | 1 | Honeywell | 2023-08-31 | redacted
Low Income - Power to Save | LED Lights | 0 | 0 | 0 | 47.6 | 1 | Honeywell | 2023-08-31 | redacted
Low Income - Power to Save | Weather Strip/Caulk | 0 | 0.25 | 0.09 | 503.3 | 1 | Honeywell | 2023-08-29 | redacted
Low Income - Power to Save | Outdoor Coil Cleaning | 0 | 0.1 | 0 | 275 | 1 | Honeywell | 2023-08-29 | redacted
Low Income - Power to Save | HVAC Inspection | 0 | 0.17 | 0 | 268.73 | 1 | Honeywell | 2023-08-29 | redacted
Low Income - Power to Save | Faucet Aerators | 0 | 0 | 0.02 | 110.58 | 1 | Honeywell | 2023-08-29 | redacted
Low Income - Power to Save | Low Flow Showerhead | 0 | 0.04 | 0.1 | 504.08 | 1 | Honeywell | 2023-08-29 | redacted
Low Income - Power to Save | LI - DUCT | 0 | 0.4 | 0.12 | 775.77 | 1 | Honeywell | 2023-08-29 | redacted
Low Income - Power to Save | LED Lights | 0 | 0 | 0 | 47.6 | 1 | Honeywell | 2023-08-29 | redacted
Low Income - Power to Save | Weather Strip/Caulk | 0 | 0.25 | 0.09 | 503.3 | 1 | Honeywell | 2023-08-04 | redacted
Low Income - Power to Save | Pipe Wrap | 0 | 0.01 | 0.03 | 143.65 | 1 | Honeywell | 2023-08-04 | redacted
Low Income - Power to Save | Outdoor Coil Cleaning | 0 | 0.1 | 0 | 275 | 1 | Honeywell | 2023-08-04 | redacted
Low Income - Power to Save | HVAC Inspection | 0 | 0.17 | 0 | 268.73 | 1 | Honeywell | 2023-08-04 | redacted
Low Income - Power to Save | Faucet Aerators | 0 | 0 | 0.02 | 110.58 | 1 | Honeywell | 2023-08-04 | redacted
Low Income - Power to Save | Low Flow Showerhead | 0 | 0.04 | 0.1 | 504.08 | 1 | Honeywell | 2023-08-04 | redacted
Low Income - Power to Save | LI - DUCT | 0 | 0.4 | 0.12 | 775.77 | 1 | Honeywell | 2023-08-04 | redacted
Low Income - Power to Save | LED Lights | 0 | 0 | 0 | 47.6 | 1 | Honeywell | 2023-08-04 | redacted
Low Income - Power to Save | Weather Strip/Caulk | 0 | 0.25 | 0.09 | 503.3 | 1 | Honeywell | 2023-08-02 | redacted
Low Income - Power to Save | Pipe Wrap | 0 | 0.01 | 0.03 | 143.65 | 1 | Honeywell | 2023-08-02 | redacted
Low Income - Power to Save | Outdoor Coil Cleaning | 0 | 0.1 | 0 | 275 | 1 | Honeywell | 2023-08-02 | redacted
Low Income - Power to Save | HVAC Inspection | 0 | 0.17 | 0 | 268.73 | 1 | Honeywell | 2023-08-02 | redacted
Low Income - Power to Save | Faucet Aerators | 0 | 0 | 0.02 | 110.58 | 1 | Honeywell | 2023-08-02 | redacted
Low Income - Power to Save | Low Flow Showerhead | 0 | 0.04 | 0.1 | 504.08 | 1 | Honeywell | 2023-08-02 | redacted
Low Income - Power to Save | LI - DUCT | 0 | 0.4 | 0.12 | 775.77 | 1 | Honeywell | 2023-08-02 | redacted
Low Income - Power to Save | LED Lights | 0 | 0 | 0 | 47.6 | 1 | Honeywell | 2023-08-02 | redacted
Low Income - Power to Save | Weather Strip/Caulk | 0 | 0.25 | 0.09 | 503.3 | 1 | Honeywell | 2023-08-04 | redacted
Low Income - Power to Save | Pipe Wrap | 0 | 0.01 | 0.03 | 143.65 | 1 | Honeywell | 2023-08-04 | redacted
Low Income - Power to Save | Outdoor Coil Cleaning | 0 | 0.1 | 0 | 275 | 1 | Honeywell | 2023-08-04 | redacted
Low Income - Power to Save | HVAC Inspection | 0 | 0.17 | 0 | 268.73 | 1 | Honeywell | 2023-08-04 | redacted
Low Income - Power to Save | Faucet Aerators | 0 | 0 | 0.02 | 110.58 | 1 | Honeywell | 2023-08-04 | redacted
Low Income - Power to Save | LI - DUCT | 0 | 0.4 | 0.12 | 775.77 | 1 | Honeywell | 2023-08-04 | redacted
Low Income - Power to Save | LED Lights | 0 | 0 | 0 | 47.6 | 1 | Honeywell | 2023-08-04 | redacted
Low Income - Power to Save | Weather Strip/Caulk | 0 | 0.25 | 0.09 | 503.3 | 1 | Honeywell | 2023-08-04 | redacted
Low Income - Power to Save | Pipe Wrap | 0 | 0.01 | 0.03 | 143.65 | 1 | Honeywell | 2023-08-04 | redacted
Low Income - Power to Save | Outdoor Coil Cleaning | 0 | 0.1 | 0 | 275 | 1 | Honeywell | 2023-08-04 | redacted
Low Income - Power to Save | HVAC Inspection | 0 | 0.17 | 0 | 268.73 | 1 | Honeywell | 2023-08-04 | redacted
Low Income - Power to Save | Faucet Aerators | 0 | 0 | 0.02 | 110.58 | 1 | Honeywell | 2023-08-04 | redacted
Low Income - Power to Save | Low Flow Showerhead | 0 | 0.04 | 0.1 | 504.08 | 1 | Honeywell | 2023-08-04 | redacted
Low Income - Power to Save | LI - DUCT | 0 | 0.4 | 0.12 | 775.77 | 1 | Honeywell | 2023-08-04 | redacted
Low Income - Power to Save | LED Lights | 0 | 0 | 0 | 47.6 | 1 | Honeywell | 2023-08-04 | redacted
Low Income - Power to Save | Weather Strip/Caulk | 0 | 0.25 | 0.09 | 503.3 | 1 | Honeywell | 2023-08-04 | redacted
Low Income - Power to Save | Pipe Wrap | 0 | 0.01 | 0.03 | 143.65 | 1 | Honeywell | 2023-08-04 | redacted
Low Income - Power to Save | Outdoor Coil Cleaning | 0 | 0.1 | 0 | 275 | 1 | Honeywell | 2023-08-04 | redacted
Low Income - Power to Save | HVAC Inspection | 0 | 0.17 | 0 | 268.73 | 1 | Honeywell | 2023-08-04 | redacted
Low Income - Power to Save | Faucet Aerators | 0 | 0 | 0.02 | 110.58 | 1 | Honeywell | 2023-08-04 | redacted
Low Income - Power to Save | LI - DUCT | 0 | 0.4 | 0.12 | 775.77 | 1 | Honeywell | 2023-08-04 | redacted
Low Income - Power to Save | LED Lights | 0 | 0 | 0 | 47.6 | 1 | Honeywell | 2023-08-04 | redacted
Low Income - Power to Save | Weather Strip/Caulk | 0 | 0.25 | 0.09 | 503.3 | 1 | Honeywell | 2023-08-04 | redacted
Low Income - Power to Save | Pipe Wrap | 0 | 0.01 | 0.03 | 143.65 | 1 | Honeywell | 2023-08-04 | redacted
Low Income - Power to Save | Outdoor Coil Cleaning | 0 | 0.1 | 0 | 275 | 1 | Honeywell | 2023-08-04 | redacted
Low Income - Power to Save | HVAC Inspection | 0 | 0.17 | 0 | 268.73 | 1 | Honeywell | 2023-08-04 | redacted
Low Income - Power to Save | Faucet Aerators | 0 | 0 | 0.02 | 110.58 | 1 | Honeywell | 2023-08-04 | redacted
Low Income - Power to Save | Low Flow Showerhead | 0 | 0.04 | 0.1 | 504.08 | 1 | Honeywell | 2023-08-04 | redacted
Low Income - Power to Save | LI - DUCT | 0 | 0.4 | 0.12 | 775.77 | 1 | Honeywell | 2023-08-04 | redacted
Low Income - Power to Save | LED Lights | 0 | 0 | 0 | 47.6 | 1 | Honeywell | 2023-08-04 | redacted
Low Income - Power to Save | Weather Strip/Caulk | 0 | 0.25 | 0.09 | 503.3 | 1 | Honeywell | 2023-08-25 | redacted
Low Income - Power to Save | Outdoor Coil Cleaning | 0 | 0.1 | 0 | 275 | 1 | Honeywell | 2023-08-25 | redacted
Low Income - Power to Save | HVAC Inspection | 0 | 0.17 | 0 | 268.73 | 1 | Honeywell | 2023-08-25 | redacted
Low Income - Power to Save | Low Flow Showerhead | 0 | 0.04 | 0.1 | 504.08 | 1 | Honeywell | 2023-08-25 | redacted
Low Income - Power to Save | LI - DUCT | 0 | 0.4 | 0.12 | 775.77 | 1 | Honeywell | 2023-08-25 | redacted
Low Income - Power to Save | LED Lights | 0 | 0 | 0 | 47.6 | 1 | Honeywell | 2023-08-25 | redacted
Low Income - Power to Save | Weather Strip/Caulk | 0 | 0.25 | 0.09 | 503.3 | 1 | Honeywell | 2023-08-04 | redacted
Low Income - Power to Save | Pipe Wrap | 0 | 0.01 | 0.03 | 143.65 | 1 | Honeywell | 2023-08-04 | redacted
Low Income - Power to Save | Outdoor Coil Cleaning | 0 | 0.1 | 0 | 275 | 1 | Honeywell | 2023-08-04 | redacted
Low Income - Power to Save | HVAC Inspection | 0 | 0.17 | 0 | 268.73 | 1 | Honeywell | 2023-08-04 | redacted
Low Income - Power to Save | Faucet Aerators | 0 | 0 | 0.02 | 110.58 | 1 | Honeywell | 2023-08-04 | redacted
Low Income - Power to Save | Low Flow Showerhead | 0 | 0.04 | 0.1 | 504.08 | 1 | Honeywell | 2023-08-04 | redacted
Low Income - Power to Save | LI - DUCT | 0 | 0.4 | 0.12 | 775.77 | 1 | Honeywell | 2023-08-04 | redacted
Low Income - Power to Save | LED Lights | 0 | 0 | 0 | 47.6 | 1 | Honeywell | 2023-08-04 | redacted
Low Income - Power to Save | Weather Strip/Caulk | 0 | 0.25 | 0.09 | 503.3 | 1 | Honeywell | 2023-08-02 | redacted
Low Income - Power to Save | Pipe Wrap | 0 | 0.01 | 0.03 | 143.65 | 1 | Honeywell | 2023-08-02 | redacted
Low Income - Power to Save | Outdoor Coil Cleaning | 0 | 0.1 | 0 | 275 | 1 | Honeywell | 2023-08-02 | redacted
Low Income - Power to Save | HVAC Inspection | 0 | 0.17 | 0 | 268.73 | 1 | Honeywell | 2023-08-02 | redacted
Low Income - Power to Save | Faucet Aerators | 0 | 0 | 0.02 | 110.58 | 1 | Honeywell | 2023-08-02 | redacted
Low Income - Power to Save | Low Flow Showerhead | 0 | 0.04 | 0.1 | 504.08 | 1 | Honeywell | 2023-08-02 | redacted
Low Income - Power to Save | LI - DUCT | 0 | 0.4 | 0.12 | 775.77 | 1 | Honeywell | 2023-08-02 | redacted
Low Income - Power to Save | LED Lights | 0 | 0 | 0 | 47.6 | 1 | Honeywell | 2023-08-02 | redacted
Low Income - Power to Save | Weather Strip/Caulk | 0 | 0.25 | 0.09 | 503.3 | 1 | Honeywell | 2023-08-04 | redacted
Low Income - Power to Save | Pipe Wrap | 0 | 0.01 | 0.03 | 143.65 | 1 | Honeywell | 2023-08-04 | redacted
Low Income - Power to Save | Outdoor Coil Cleaning | 0 | 0.1 | 0 | 275 | 1 | Honeywell | 2023-08-04 | redacted
Low Income - Power to Save | HVAC Inspection | 0 | 0.17 | 0 | 268.73 | 1 | Honeywell | 2023-08-04 | redacted
Low Income - Power to Save | Faucet Aerators | 0 | 0 | 0.02 | 110.58 | 1 | Honeywell | 2023-08-04 | redacted
Low Income - Power to Save | Low Flow Showerhead | 0 | 0.04 | 0.1 | 504.08 | 1 | Honeywell | 2023-08-04 | redacted
Low Income - Power to Save | LI - DUCT | 0 | 0.4 | 0.12 | 775.77 | 1 | Honeywell | 2023-08-04 | redacted
Low Income - Power to Save | LED Lights | 0 | 0 | 0 | 47.6 | 1 | Honeywell | 2023-08-04 | redacted
Low Income - Power to Save | Weather Strip/Caulk | 0 | 0.25 | 0.09 | 503.3 | 1 | Honeywell | 2023-08-02 | redacted
Low Income - Power to Save | Pipe Wrap | 0 | 0.01 | 0.03 | 143.65 | 1 | Honeywell | 2023-08-02 | redacted
Low Income - Power to Save | Outdoor Coil Cleaning | 0 | 0.1 | 0 | 275 | 1 | Honeywell | 2023-08-02 | redacted
Low Income - Power to Save | HVAC Inspection | 0 | 0.17 | 0 | 268.73 | 1 | Honeywell | 2023-08-02 | redacted
Low Income - Power to Save | Faucet Aerators | 0 | 0 | 0.02 | 110.58 | 1 | Honeywell | 2023-08-02 | redacted
Low Income - Power to Save | Low Flow Showerhead | 0 | 0.04 | 0.1 | 504.08 | 1 | Honeywell | 2023-08-02 | redacted
Low Income - Power to Save | LI - DUCT | 0 | 0.4 | 0.12 | 775.77 | 1 | Honeywell | 2023-08-02 | redacted
Low Income - Power to Save | LED Lights | 0 | 0 | 0 | 47.6 | 1 | Honeywell | 2023-08-02 | redacted
Low Income - Power to Save | Weather Strip/Caulk | 0 | 0.25 | 0.09 | 503.3 | 1 | Honeywell | 2023-08-18 | redacted
Low Income - Power to Save | Faucet Aerators | 0 | 0 | 0.02 | 110.58 | 1 | Honeywell | 2023-08-18 | redacted
Low Income - Power to Save | Low Flow Showerhead | 0 | 0.04 | 0.1 | 504.08 | 1 | Honeywell | 2023-08-18 | redacted
Low Income - Power to Save | LED Lights | 0 | 0 | 0 | 47.6 | 1 | Honeywell | 2023-08-18 | redacted
Low Income - Power to Save | Weather Strip/Caulk | 0 | 0.25 | 0.09 | 503.3 | 1 | Honeywell | 2023-08-28 | redacted
Low Income - Power to Save | Outdoor Coil Cleaning | 0 | 0.1 | 0 | 275 | 1 | Honeywell | 2023-08-28 | redacted
Low Income - Power to Save | HVAC Inspection | 0 | 0.17 | 0 | 268.73 | 1 | Honeywell | 2023-08-28 | redacted
Low Income - Power to Save | Faucet Aerators | 0 | 0 | 0.02 | 110.58 | 1 | Honeywell | 2023-08-28 | redacted
Low Income - Power to Save | Low Flow Showerhead | 0 | 0.04 | 0.1 | 504.08 | 1 | Honeywell | 2023-08-28 | redacted
Low Income - Power to Save | LI - DUCT | 0 | 0.4 | 0.12 | 775.77 | 1 | Honeywell | 2023-08-28 | redacted
Low Income - Power to Save | LED Lights | 0 | 0 | 0 | 47.6 | 1 | Honeywell | 2023-08-28 | redacted
Low Income - Power to Save | Weather Strip/Caulk | 0 | 0.25 | 0.09 | 503.3 | 1 | Honeywell | 2023-08-02 | redacted
Low Income - Power to Save | Pipe Wrap | 0 | 0.01 | 0.03 | 143.65 | 1 | Honeywell | 2023-08-02 | redacted
Low Income - Power to Save | Outdoor Coil Cleaning | 0 | 0.1 | 0 | 275 | 1 | Honeywell | 2023-08-02 | redacted
Low Income - Power to Save | HVAC Inspection | 0 | 0.17 | 0 | 268.73 | 1 | Honeywell | 2023-08-02 | redacted
Low Income - Power to Save | Faucet Aerators | 0 | 0 | 0.02 | 110.58 | 1 | Honeywell | 2023-08-02 | redacted
Low Income - Power to Save | Low Flow Showerhead | 0 | 0.04 | 0.1 | 504.08 | 1 | Honeywell | 2023-08-02 | redacted
Low Income - Power to Save | LI - DUCT | 0 | 0.4 | 0.12 | 775.77 | 1 | Honeywell | 2023-08-02 | redacted
Low Income - Power to Save | LED Lights | 0 | 0 | 0 | 47.6 | 1 | Honeywell | 2023-08-02 | redacted
Low Income - Power to Save | Weather Strip/Caulk | 0 | 0.25 | 0.09 | 503.3 | 1 | Honeywell | 2023-08-04 | redacted
Low Income - Power to Save | Pipe Wrap | 0 | 0.01 | 0.03 | 143.65 | 1 | Honeywell | 2023-08-04 | redacted
Low Income - Power to Save | Outdoor Coil Cleaning | 0 | 0.1 | 0 | 275 | 1 | Honeywell | 2023-08-04 | redacted
Low Income - Power to Save | HVAC Inspection | 0 | 0.17 | 0 | 268.73 | 1 | Honeywell | 2023-08-04 | redacted
Low Income - Power to Save | Low Flow Showerhead | 0 | 0.04 | 0.1 | 504.08 | 1 | Honeywell | 2023-08-04 | redacted
Low Income - Power to Save | LI - DUCT | 0 | 0.4 | 0.12 | 775.77 | 1 | Honeywell | 2023-08-04 | redacted
Low Income - Power to Save | LED Lights | 0 | 0 | 0 | 47.6 | 1 | Honeywell | 2023-08-04 | redacted
Low Income - Power to Save | Weather Strip/Caulk | 0 | 0.25 | 0.09 | 503.3 | 1 | Honeywell | 2023-08-02 | redacted
Low Income - Power to Save | Pipe Wrap | 0 | 0.01 | 0.03 | 143.65 | 1 | Honeywell | 2023-08-02 | redacted
Low Income - Power to Save | Outdoor Coil Cleaning | 0 | 0.1 | 0 | 275 | 1 | Honeywell | 2023-08-02 | redacted
Low Income - Power to Save | HVAC Inspection | 0 | 0.17 | 0 | 268.73 | 1 | Honeywell | 2023-08-02 | redacted
Low Income - Power to Save | Faucet Aerators | 0 | 0 | 0.02 | 110.58 | 1 | Honeywell | 2023-08-02 | redacted
Low Income - Power to Save | Low Flow Showerhead | 0 | 0.04 | 0.1 | 504.08 | 1 | Honeywell | 2023-08-02 | redacted
Low Income - Power to Save | LI - DUCT | 0 | 0.4 | 0.12 | 775.77 | 1 | Honeywell | 2023-08-02 | redacted
Low Income - Power to Save | LED Lights | 0 | 0 | 0 | 47.6 | 1 | Honeywell | 2023-08-02 | redacted
Low Income - Power to Save | Weather Strip/Caulk | 0 | 0.25 | 0.09 | 503.3 | 1 | Honeywell | 2023-08-04 | redacted
Low Income - Power to Save | Pipe Wrap | 0 | 0.01 | 0.03 | 143.65 | 1 | Honeywell | 2023-08-04 | redacted
Low Income - Power to Save | Outdoor Coil Cleaning | 0 | 0.1 | 0 | 275 | 1 | Honeywell | 2023-08-04 | redacted
Low Income - Power to Save | HVAC Inspection | 0 | 0.17 | 0 | 268.73 | 1 | Honeywell | 2023-08-04 | redacted
Low Income - Power to Save | Faucet Aerators | 0 | 0 | 0.02 | 110.58 | 1 | Honeywell | 2023-08-04 | redacted
Low Income - Power to Save | Low Flow Showerhead | 0 | 0.04 | 0.1 | 504.08 | 1 | Honeywell | 2023-08-04 | redacted
Low Income - Power to Save | LI - DUCT | 0 | 0.4 | 0.12 | 775.77 | 1 | Honeywell | 2023-08-04 | redacted
Low Income - Power to Save | LED Lights | 0 | 0 | 0 | 47.6 | 1 | Honeywell | 2023-08-04 | redacted
Low Income - Power to Save | Weather Strip/Caulk | 0 | 0.25 | 0.09 | 503.3 | 1 | Honeywell | 2023-08-18 | redacted
Low Income - Power to Save | Pipe Wrap | 0 | 0.01 | 0.03 | 143.65 | 1 | Honeywell | 2023-08-18 | redacted
Low Income - Power to Save | Outdoor Coil Cleaning | 0 | 0.1 | 0 | 275 | 1 | Honeywell | 2023-08-18 | redacted
Low Income - Power to Save | HVAC Inspection | 0 | 0.17 | 0 | 268.73 | 1 | Honeywell | 2023-08-18 | redacted
Low Income - Power to Save | Low Flow Showerhead | 0 | 0.04 | 0.1 | 504.08 | 1 | Honeywell | 2023-08-18 | redacted
Low Income - Power to Save | LI - DUCT | 0 | 0.4 | 0.12 | 775.77 | 1 | Honeywell | 2023-08-18 | redacted
Low Income - Power to Save | LED Lights | 0 | 0 | 0 | 47.6 | 1 | Honeywell | 2023-08-18 | redacted
Low Income - Power to Save | Weather Strip/Caulk | 0 | 0.25 | 0.09 | 503.3 | 1 | Honeywell | 2023-08-18 | redacted
Low Income - Power to Save | Pipe Wrap | 0 | 0.01 | 0.03 | 143.65 | 1 | Honeywell | 2023-08-18 | redacted
Low Income - Power to Save | Outdoor Coil Cleaning | 0 | 0.1 | 0 | 275 | 1 | Honeywell | 2023-08-18 | redacted
Low Income - Power to Save | HVAC Inspection | 0 | 0.17 | 0 | 268.73 | 1 | Honeywell | 2023-08-18 | redacted
Low Income - Power to Save | Faucet Aerators | 0 | 0 | 0.02 | 110.58 | 1 | Honeywell | 2023-08-18 | redacted
Low Income - Power to Save | Low Flow Showerhead | 0 | 0.04 | 0.1 | 504.08 | 1 | Honeywell | 2023-08-18 | redacted
Low Income - Power to Save | LI - DUCT | 0 | 0.4 | 0.12 | 775.77 | 1 | Honeywell | 2023-08-18 | redacted
Low Income - Power to Save | LED Lights | 0 | 0 | 0 | 47.6 | 1 | Honeywell | 2023-08-18 | redacted
Low Income - Power to Save | Weather Strip/Caulk | 0 | 0.25 | 0.09 | 503.3 | 1 | Honeywell | 2023-08-18 | redacted
Low Income - Power to Save | Pipe Wrap | 0 | 0.01 | 0.03 | 143.65 | 1 | Honeywell | 2023-08-18 | redacted
Low Income - Power to Save | Outdoor Coil Cleaning | 0 | 0.1 | 0 | 275 | 1 | Honeywell | 2023-08-18 | redacted
Low Income - Power to Save | HVAC Inspection | 0 | 0.17 | 0 | 268.73 | 1 | Honeywell | 2023-08-18 | redacted
Low Income - Power to Save | Faucet Aerators | 0 | 0 | 0.02 | 110.58 | 1 | Honeywell | 2023-08-18 | redacted
Low Income - Power to Save | Low Flow Showerhead | 0 | 0.04 | 0.1 | 504.08 | 1 | Honeywell | 2023-08-18 | redacted
Low Income - Power to Save | LI - DUCT | 0 | 0.4 | 0.12 | 775.77 | 1 | Honeywell | 2023-08-18 | redacted
Low Income - Power to Save | LED Lights | 0 | 0 | 0 | 47.6 | 1 | Honeywell | 2023-08-18 | redacted
Low Income - Power to Save | Weather Strip/Caulk | 0 | 0.25 | 0.09 | 503.3 | 1 | Honeywell | 2023-08-23 | redacted
Low Income - Power to Save | Pipe Wrap | 0 | 0.01 | 0.03 | 143.65 | 1 | Honeywell | 2023-08-23 | redacted
Low Income - Power to Save | Outdoor Coil Cleaning | 0 | 0.1 | 0 | 275 | 1 | Honeywell | 2023-08-23 | redacted
Low Income - Power to Save | HVAC Inspection | 0 | 0.17 | 0 | 268.73 | 1 | Honeywell | 2023-08-23 | redacted
Low Income - Power to Save | Faucet Aerators | 0 | 0 | 0.02 | 110.58 | 1 | Honeywell | 2023-08-23 | redacted
Low Income - Power to Save | Low Flow Showerhead | 0 | 0.04 | 0.1 | 504.08 | 1 | Honeywell | 2023-08-23 | redacted
Low Income - Power to Save | LI - DUCT | 0 | 0.4 | 0.12 | 775.77 | 1 | Honeywell | 2023-08-23 | redacted
Low Income - Power to Save | LED Lights | 0 | 0 | 0 | 47.6 | 1 | Honeywell | 2023-08-23 | redacted
Low Income - Power to Save | Weather Strip/Caulk | 0 | 0.25 | 0.09 | 503.3 | 1 | Honeywell | 2023-08-18 | redacted
Low Income - Power to Save | Pipe Wrap | 0 | 0.01 | 0.03 | 143.65 | 1 | Honeywell | 2023-08-18 | redacted
Low Income - Power to Save | Outdoor Coil Cleaning | 0 | 0.1 | 0 | 275 | 1 | Honeywell | 2023-08-18 | redacted
Low Income - Power to Save | HVAC Inspection | 0 | 0.17 | 0 | 268.73 | 1 | Honeywell | 2023-08-18 | redacted
Low Income - Power to Save | Faucet Aerators | 0 | 0 | 0.02 | 110.58 | 1 | Honeywell | 2023-08-18 | redacted
Low Income - Power to Save | Low Flow Showerhead | 0 | 0.04 | 0.1 | 504.08 | 1 | Honeywell | 2023-08-18 | redacted
Low Income - Power to Save | LI - DUCT | 0 | 0.4 | 0.12 | 775.77 | 1 | Honeywell | 2023-08-18 | redacted
Low Income - Power to Save | LED Lights | 0 | 0 | 0 | 47.6 | 1 | Honeywell | 2023-08-18 | redacted
Low Income - Power to Save | Weather Strip/Caulk | 0 | 0.25 | 0.09 | 503.3 | 1 | Honeywell | 2023-08-28 | redacted
Low Income - Power to Save | Outdoor Coil Cleaning | 0 | 0.1 | 0 | 275 | 1 | Honeywell | 2023-08-28 | redacted
Low Income - Power to Save | HVAC Inspection | 0 | 0.17 | 0 | 268.73 | 1 | Honeywell | 2023-08-28 | redacted
Low Income - Power to Save | Faucet Aerators | 0 | 0 | 0.02 | 110.58 | 1 | Honeywell | 2023-08-28 | redacted
Low Income - Power to Save | Low Flow Showerhead | 0 | 0.04 | 0.1 | 504.08 | 1 | Honeywell | 2023-08-28 | redacted
Low Income - Power to Save | LI - DUCT | 0 | 0.4 | 0.12 | 775.77 | 1 | Honeywell | 2023-08-28 | redacted
Low Income - Power to Save | LED Lights | 0 | 0 | 0 | 47.6 | 1 | Honeywell | 2023-08-28 | redacted
Low Income - Power to Save | Weather Strip/Caulk | 0 | 0.25 | 0.09 | 503.3 | 1 | Honeywell | 2023-08-02 | redacted
Low Income - Power to Save | Pipe Wrap | 0 | 0.01 | 0.03 | 143.65 | 1 | Honeywell | 2023-08-02 | redacted
Low Income - Power to Save | Outdoor Coil Cleaning | 0 | 0.1 | 0 | 275 | 1 | Honeywell | 2023-08-02 | redacted
Low Income - Power to Save | HVAC Inspection | 0 | 0.17 | 0 | 268.73 | 1 | Honeywell | 2023-08-02 | redacted
Low Income - Power to Save | Faucet Aerators | 0 | 0 | 0.02 | 110.58 | 1 | Honeywell | 2023-08-02 | redacted
Low Income - Power to Save | Low Flow Showerhead | 0 | 0.04 | 0.1 | 504.08 | 1 | Honeywell | 2023-08-02 | redacted
Low Income - Power to Save | LI - DUCT | 0 | 0.4 | 0.12 | 775.77 | 1 | Honeywell | 2023-08-02 | redacted
Low Income - Power to Save | LED Lights | 0 | 0 | 0 | 47.6 | 1 | Honeywell | 2023-08-02 | redacted
Low Income - Power to Save | Weather Strip/Caulk | 0 | 0.25 | 0.09 | 503.3 | 1 | Honeywell | 2023-08-17 | redacted
Low Income - Power to Save | Pipe Wrap | 0 | 0.01 | 0.03 | 143.65 | 1 | Honeywell | 2023-08-17 | redacted
Low Income - Power to Save | Outdoor Coil Cleaning | 0 | 0.1 | 0 | 275 | 1 | Honeywell | 2023-08-17 | redacted
Low Income - Power to Save | HVAC Inspection | 0 | 0.17 | 0 | 268.73 | 1 | Honeywell | 2023-08-17 | redacted
Low Income - Power to Save | Faucet Aerators | 0 | 0 | 0.02 | 110.58 | 1 | Honeywell | 2023-08-17 | redacted
Low Income - Power to Save | Low Flow Showerhead | 0 | 0.04 | 0.1 | 504.08 | 1 | Honeywell | 2023-08-17 | redacted
Low Income - Power to Save | LI - DUCT | 0 | 0.4 | 0.12 | 775.77 | 1 | Honeywell | 2023-08-17 | redacted
Low Income - Power to Save | LED Lights | 0 | 0 | 0 | 47.6 | 1 | Honeywell | 2023-08-17 | redacted
Low Income - Power to Save | Outdoor Coil Cleaning | 0 | 0.1 | 0 | 275 | 1 | Honeywell | 2023-08-23 | redacted
Low Income - Power to Save | Faucet Aerators | 0 | 0 | 0.02 | 110.58 | 1 | Honeywell | 2023-08-23 | redacted
Low Income - Power to Save | Low Flow Showerhead | 0 | 0.04 | 0.1 | 504.08 | 1 | Honeywell | 2023-08-23 | redacted
Low Income - Power to Save | LED Lights | 0 | 0 | 0 | 47.6 | 1 | Honeywell | 2023-08-23 | redacted
Low Income - Power to Save | Weather Strip/Caulk | 0 | 0.25 | 0.09 | 503.3 | 1 | Honeywell | 2023-08-18 | redacted
Low Income - Power to Save | Pipe Wrap | 0 | 0.01 | 0.03 | 143.65 | 1 | Honeywell | 2023-08-18 | redacted
Low Income - Power to Save | Outdoor Coil Cleaning | 0 | 0.1 | 0 | 275 | 1 | Honeywell | 2023-08-18 | redacted
Low Income - Power to Save | HVAC Inspection | 0 | 0.17 | 0 | 268.73 | 1 | Honeywell | 2023-08-18 | redacted
Low Income - Power to Save | Faucet Aerators | 0 | 0 | 0.02 | 110.58 | 1 | Honeywell | 2023-08-18 | redacted
Low Income - Power to Save | LI - DUCT | 0 | 0.4 | 0.12 | 775.77 | 1 | Honeywell | 2023-08-18 | redacted
Low Income - Power to Save | LED Lights | 0 | 0 | 0 | 47.6 | 1 | Honeywell | 2023-08-18 | redacted
Low Income - Power to Save | Weather Strip/Caulk | 0 | 0.25 | 0.09 | 503.3 | 1 | Honeywell | 2023-08-23 | redacted
Low Income - Power to Save | Pipe Wrap | 0 | 0.01 | 0.03 | 143.65 | 1 | Honeywell | 2023-08-23 | redacted
Low Income - Power to Save | Outdoor Coil Cleaning | 0 | 0.1 | 0 | 275 | 1 | Honeywell | 2023-08-23 | redacted
Low Income - Power to Save | HVAC Inspection | 0 | 0.17 | 0 | 268.73 | 1 | Honeywell | 2023-08-23 | redacted
Low Income - Power to Save | Faucet Aerators | 0 | 0 | 0.02 | 110.58 | 1 | Honeywell | 2023-08-23 | redacted
Low Income - Power to Save | LI - DUCT | 0 | 0.4 | 0.12 | 775.77 | 1 | Honeywell | 2023-08-23 | redacted
Low Income - Power to Save | LED Lights | 0 | 0 | 0 | 47.6 | 1 | Honeywell | 2023-08-23 | redacted
Low Income - Power to Save | Weather Strip/Caulk | 0 | 0.25 | 0.09 | 503.3 | 1 | Honeywell | 2023-08-04 | redacted
Low Income - Power to Save | Pipe Wrap | 0 | 0.01 | 0.03 | 143.65 | 1 | Honeywell | 2023-08-04 | redacted
Low Income - Power to Save | Outdoor Coil Cleaning | 0 | 0.1 | 0 | 275 | 1 | Honeywell | 2023-08-04 | redacted
Low Income - Power to Save | HVAC Inspection | 0 | 0.17 | 0 | 268.73 | 1 | Honeywell | 2023-08-04 | redacted
Low Income - Power to Save | Faucet Aerators | 0 | 0 | 0.02 | 110.58 | 1 | Honeywell | 2023-08-04 | redacted
Low Income - Power to Save | Low Flow Showerhead | 0 | 0.04 | 0.1 | 504.08 | 1 | Honeywell | 2023-08-04 | redacted
Low Income - Power to Save | LI - DUCT | 0 | 0.4 | 0.12 | 775.77 | 1 | Honeywell | 2023-08-04 | redacted
Low Income - Power to Save | LED Lights | 0 | 0 | 0 | 47.6 | 1 | Honeywell | 2023-08-04 | redacted
Low Income - Power to Save | Weather Strip/Caulk | 0 | 0.25 | 0.09 | 503.3 | 1 | Honeywell | 2023-08-18 | redacted
Low Income - Power to Save | Pipe Wrap | 0 | 0.01 | 0.03 | 143.65 | 1 | Honeywell | 2023-08-18 | redacted
Low Income - Power to Save | Outdoor Coil Cleaning | 0 | 0.1 | 0 | 275 | 1 | Honeywell | 2023-08-18 | redacted
Low Income - Power to Save | HVAC Inspection | 0 | 0.17 | 0 | 268.73 | 1 | Honeywell | 2023-08-18 | redacted
Low Income - Power to Save | Faucet Aerators | 0 | 0 | 0.02 | 110.58 | 1 | Honeywell | 2023-08-18 | redacted
Low Income - Power to Save | Low Flow Showerhead | 0 | 0.04 | 0.1 | 504.08 | 1 | Honeywell | 2023-08-18 | redacted
Low Income - Power to Save | LI - DUCT | 0 | 0.4 | 0.12 | 775.77 | 1 | Honeywell | 2023-08-18 | redacted
Low Income - Power to Save | LED Lights | 0 | 0 | 0 | 47.6 | 1 | Honeywell | 2023-08-18 | redacted
Low Income - Power to Save | Weather Strip/Caulk | 0 | 0.25 | 0.09 | 503.3 | 1 | Honeywell | 2023-08-23 | redacted
Low Income - Power to Save | Pipe Wrap | 0 | 0.01 | 0.03 | 143.65 | 1 | Honeywell | 2023-08-23 | redacted
Low Income - Power to Save | Outdoor Coil Cleaning | 0 | 0.1 | 0 | 275 | 1 | Honeywell | 2023-08-23 | redacted
Low Income - Power to Save | HVAC Inspection | 0 | 0.17 | 0 | 268.73 | 1 | Honeywell | 2023-08-23 | redacted
Low Income - Power to Save | Faucet Aerators | 0 | 0 | 0.02 | 110.58 | 1 | Honeywell | 2023-08-23 | redacted
Low Income - Power to Save | Low Flow Showerhead | 0 | 0.04 | 0.1 | 504.08 | 1 | Honeywell | 2023-08-23 | redacted
Low Income - Power to Save | LI - DUCT | 0 | 0.4 | 0.12 | 775.77 | 1 | Honeywell | 2023-08-23 | redacted
Low Income - Power to Save | LED Lights | 0 | 0 | 0 | 47.6 | 1 | Honeywell | 2023-08-23 | redacted
Low Income - Power to Save | Weather Strip/Caulk | 0 | 0.25 | 0.09 | 503.3 | 1 | Honeywell | 2023-08-17 | redacted
Low Income - Power to Save | Pipe Wrap | 0 | 0.01 | 0.03 | 143.65 | 1 | Honeywell | 2023-08-17 | redacted
Low Income - Power to Save | Outdoor Coil Cleaning | 0 | 0.1 | 0 | 275 | 1 | Honeywell | 2023-08-17 | redacted
Low Income - Power to Save | HVAC Inspection | 0 | 0.17 | 0 | 268.73 | 1 | Honeywell | 2023-08-17 | redacted
Low Income - Power to Save | Faucet Aerators | 0 | 0 | 0.02 | 110.58 | 1 | Honeywell | 2023-08-17 | redacted
Low Income - Power to Save | Low Flow Showerhead | 0 | 0.04 | 0.1 | 504.08 | 1 | Honeywell | 2023-08-17 | redacted
Low Income - Power to Save | LI - DUCT | 0 | 0.4 | 0.12 | 775.77 | 1 | Honeywell | 2023-08-17 | redacted
Low Income - Power to Save | LED Lights | 0 | 0 | 0 | 47.6 | 1 | Honeywell | 2023-08-17 | redacted
Low Income - Power to Save | Weather Strip/Caulk | 0 | 0.25 | 0.09 | 503.3 | 1 | Honeywell | 2023-08-04 | redacted
Low Income - Power to Save | Faucet Aerators | 0 | 0 | 0.02 | 110.58 | 1 | Honeywell | 2023-08-04 | redacted
Low Income - Power to Save | LED Lights | 0 | 0 | 0 | 47.6 | 1 | Honeywell | 2023-08-04 | redacted
Low Income - Power to Save | Weather Strip/Caulk | 0 | 0.25 | 0.09 | 503.3 | 1 | Honeywell | 2023-08-25 | redacted
Low Income - Power to Save | Outdoor Coil Cleaning | 0 | 0.1 | 0 | 275 | 1 | Honeywell | 2023-08-25 | redacted
Low Income - Power to Save | HVAC Inspection | 0 | 0.17 | 0 | 268.73 | 1 | Honeywell | 2023-08-25 | redacted
Low Income - Power to Save | LI - DUCT | 0 | 0.4 | 0.12 | 775.77 | 1 | Honeywell | 2023-08-25 | redacted
Low Income - Power to Save | LED Lights | 0 | 0 | 0 | 47.6 | 1 | Honeywell | 2023-08-25 | redacted
Low Income - Power to Save | Weather Strip/Caulk | 0 | 0.25 | 0.09 | 503.3 | 1 | Honeywell | 2023-08-18 | redacted
Low Income - Power to Save | Outdoor Coil Cleaning | 0 | 0.1 | 0 | 275 | 1 | Honeywell | 2023-08-18 | redacted
Low Income - Power to Save | HVAC Inspection | 0 | 0.17 | 0 | 268.73 | 1 | Honeywell | 2023-08-18 | redacted
Low Income - Power to Save | Faucet Aerators | 0 | 0 | 0.02 | 110.58 | 1 | Honeywell | 2023-08-18 | redacted
Low Income - Power to Save | Low Flow Showerhead | 0 | 0.04 | 0.1 | 504.08 | 1 | Honeywell | 2023-08-18 | redacted
Low Income - Power to Save | LED Lights | 0 | 0 | 0 | 47.6 | 1 | Honeywell | 2023-08-18 | redacted
Low Income - Power to Save | Weather Strip/Caulk | 0 | 0.25 | 0.09 | 503.3 | 1 | Honeywell | 2023-08-04 | redacted
Low Income - Power to Save | Pipe Wrap | 0 | 0.01 | 0.03 | 143.65 | 1 | Honeywell | 2023-08-04 | redacted
Low Income - Power to Save | Outdoor Coil Cleaning | 0 | 0.1 | 0 | 275 | 1 | Honeywell | 2023-08-04 | redacted
Low Income - Power to Save | HVAC Inspection | 0 | 0.17 | 0 | 268.73 | 1 | Honeywell | 2023-08-04 | redacted
Low Income - Power to Save | Faucet Aerators | 0 | 0 | 0.02 | 110.58 | 1 | Honeywell | 2023-08-04 | redacted
Low Income - Power to Save | Low Flow Showerhead | 0 | 0.04 | 0.1 | 504.08 | 1 | Honeywell | 2023-08-04 | redacted
Low Income - Power to Save | LI - DUCT | 0 | 0.4 | 0.12 | 775.77 | 1 | Honeywell | 2023-08-04 | redacted
Low Income - Power to Save | LED Lights | 0 | 0 | 0 | 47.6 | 1 | Honeywell | 2023-08-04 | redacted
Low Income - Power to Save | Weather Strip/Caulk | 0 | 0.25 | 0.09 | 503.3 | 1 | Honeywell | 2023-08-31 | redacted
Low Income - Power to Save | Low Flow Showerhead | 0 | 0.04 | 0.1 | 504.08 | 1 | Honeywell | 2023-08-31 | redacted
Low Income - Power to Save | LED Lights | 0 | 0 | 0 | 47.6 | 1 | Honeywell | 2023-08-31 | redacted
Low Income - Power to Save | Weather Strip/Caulk | 0 | 0.25 | 0.09 | 503.3 | 1 | Honeywell | 2023-08-17 | redacted
Low Income - Power to Save | Faucet Aerators | 0 | 0 | 0.02 | 110.58 | 1 | Honeywell | 2023-08-17 | redacted
Low Income - Power to Save | Low Flow Showerhead | 0 | 0.04 | 0.1 | 504.08 | 1 | Honeywell | 2023-08-17 | redacted
Low Income - Power to Save | LED Lights | 0 | 0 | 0 | 47.6 | 1 | Honeywell | 2023-08-17 | redacted
Low Income - Power to Save | Weather Strip/Caulk | 0 | 0.25 | 0.09 | 503.3 | 1 | Honeywell | 2023-08-25 | redacted
Low Income - Power to Save | Outdoor Coil Cleaning | 0 | 0.1 | 0 | 275 | 1 | Honeywell | 2023-08-25 | redacted
Low Income - Power to Save | HVAC Inspection | 0 | 0.17 | 0 | 268.73 | 1 | Honeywell | 2023-08-25 | redacted
Low Income - Power to Save | Low Flow Showerhead | 0 | 0.04 | 0.1 | 504.08 | 1 | Honeywell | 2023-08-25 | redacted
Low Income - Power to Save | LI - DUCT | 0 | 0.4 | 0.12 | 775.77 | 1 | Honeywell | 2023-08-25 | redacted
Low Income - Power to Save | LED Lights | 0 | 0 | 0 | 47.6 | 1 | Honeywell | 2023-08-25 | redacted
Low Income - Power to Save | Weather Strip/Caulk | 0 | 0.25 | 0.09 | 503.3 | 1 | Honeywell | 2023-08-18 | redacted
Low Income - Power to Save | Pipe Wrap | 0 | 0.01 | 0.03 | 143.65 | 1 | Honeywell | 2023-08-18 | redacted
Low Income - Power to Save | Outdoor Coil Cleaning | 0 | 0.1 | 0 | 275 | 1 | Honeywell | 2023-08-18 | redacted
Low Income - Power to Save | HVAC Inspection | 0 | 0.17 | 0 | 268.73 | 1 | Honeywell | 2023-08-18 | redacted
Low Income - Power to Save | Faucet Aerators | 0 | 0 | 0.02 | 110.58 | 1 | Honeywell | 2023-08-18 | redacted
Low Income - Power to Save | LI - DUCT | 0 | 0.4 | 0.12 | 775.77 | 1 | Honeywell | 2023-08-18 | redacted
Low Income - Power to Save | LED Lights | 0 | 0 | 0 | 47.6 | 1 | Honeywell | 2023-08-18 | redacted
Low Income - Power to Save | Weather Strip/Caulk | 0 | 0.25 | 0.09 | 503.3 | 1 | Honeywell | 2023-08-04 | redacted
Low Income - Power to Save | Pipe Wrap | 0 | 0.01 | 0.03 | 143.65 | 1 | Honeywell | 2023-08-04 | redacted
Low Income - Power to Save | Outdoor Coil Cleaning | 0 | 0.1 | 0 | 275 | 1 | Honeywell | 2023-08-04 | redacted
Low Income - Power to Save | HVAC Inspection | 0 | 0.17 | 0 | 268.73 | 1 | Honeywell | 2023-08-04 | redacted
Low Income - Power to Save | Faucet Aerators | 0 | 0 | 0.02 | 110.58 | 1 | Honeywell | 2023-08-04 | redacted
Low Income - Power to Save | Low Flow Showerhead | 0 | 0.04 | 0.1 | 504.08 | 1 | Honeywell | 2023-08-04 | redacted
Low Income - Power to Save | LI - DUCT | 0 | 0.4 | 0.12 | 775.77 | 1 | Honeywell | 2023-08-04 | redacted
Low Income - Power to Save | LED Lights | 0 | 0 | 0 | 47.6 | 1 | Honeywell | 2023-08-04 | redacted
Low Income - Power to Save | Weather Strip/Caulk | 0 | 0.25 | 0.09 | 503.3 | 1 | Honeywell | 2023-08-04 | redacted
Low Income - Power to Save | Pipe Wrap | 0 | 0.01 | 0.03 | 143.65 | 1 | Honeywell | 2023-08-04 | redacted
Low Income - Power to Save | Outdoor Coil Cleaning | 0 | 0.1 | 0 | 275 | 1 | Honeywell | 2023-08-04 | redacted
Low Income - Power to Save | HVAC Inspection | 0 | 0.17 | 0 | 268.73 | 1 | Honeywell | 2023-08-04 | redacted
Low Income - Power to Save | Faucet Aerators | 0 | 0 | 0.02 | 110.58 | 1 | Honeywell | 2023-08-04 | redacted
Low Income - Power to Save | Low Flow Showerhead | 0 | 0.04 | 0.1 | 504.08 | 1 | Honeywell | 2023-08-04 | redacted
Low Income - Power to Save | LI - DUCT | 0 | 0.4 | 0.12 | 775.77 | 1 | Honeywell | 2023-08-04 | redacted
Low Income - Power to Save | LED Lights | 0 | 0 | 0 | 47.6 | 1 | Honeywell | 2023-08-04 | redacted
Low Income - Power to Save | Weather Strip/Caulk | 0 | 0.25 | 0.09 | 503.3 | 1 | Honeywell | 2023-08-28 | redacted
Low Income - Power to Save | Pipe Wrap | 0 | 0.01 | 0.03 | 143.65 | 1 | Honeywell | 2023-08-28 | redacted
Low Income - Power to Save | Outdoor Coil Cleaning | 0 | 0.1 | 0 | 275 | 1 | Honeywell | 2023-08-28 | redacted
Low Income - Power to Save | HVAC Inspection | 0 | 0.17 | 0 | 268.73 | 1 | Honeywell | 2023-08-28 | redacted
Low Income - Power to Save | Faucet Aerators | 0 | 0 | 0.02 | 110.58 | 1 | Honeywell | 2023-08-28 | redacted
Low Income - Power to Save | Low Flow Showerhead | 0 | 0.04 | 0.1 | 504.08 | 1 | Honeywell | 2023-08-28 | redacted
Low Income - Power to Save | LI - DUCT | 0 | 0.4 | 0.12 | 775.77 | 1 | Honeywell | 2023-08-28 | redacted
Low Income - Power to Save | LED Lights | 0 | 0 | 0 | 47.6 | 1 | Honeywell | 2023-08-28 | redacted
Low Income - Power to Save | Weather Strip/Caulk | 0 | 0.25 | 0.09 | 503.3 | 1 | Honeywell | 2023-08-02 | redacted
Low Income - Power to Save | Pipe Wrap | 0 | 0.01 | 0.03 | 143.65 | 1 | Honeywell | 2023-08-02 | redacted
Low Income - Power to Save | Outdoor Coil Cleaning | 0 | 0.1 | 0 | 275 | 1 | Honeywell | 2023-08-02 | redacted
Low Income - Power to Save | HVAC Inspection | 0 | 0.17 | 0 | 268.73 | 1 | Honeywell | 2023-08-02 | redacted
Low Income - Power to Save | Faucet Aerators | 0 | 0 | 0.02 | 110.58 | 1 | Honeywell | 2023-08-02 | redacted
Low Income - Power to Save | Low Flow Showerhead | 0 | 0.04 | 0.1 | 504.08 | 1 | Honeywell | 2023-08-02 | redacted
Low Income - Power to Save | LI - DUCT | 0 | 0.4 | 0.12 | 775.77 | 1 | Honeywell | 2023-08-02 | redacted
Low Income - Power to Save | LED Lights | 0 | 0 | 0 | 47.6 | 1 | Honeywell | 2023-08-02 | redacted
Low Income - Power to Save | Weather Strip/Caulk | 0 | 0.25 | 0.09 | 503.3 | 1 | Honeywell | 2023-08-18 | redacted
Low Income - Power to Save | Pipe Wrap | 0 | 0.01 | 0.03 | 143.65 | 1 | Honeywell | 2023-08-18 | redacted
Low Income - Power to Save | Outdoor Coil Cleaning | 0 | 0.1 | 0 | 275 | 1 | Honeywell | 2023-08-18 | redacted
Low Income - Power to Save | HVAC Inspection | 0 | 0.17 | 0 | 268.73 | 1 | Honeywell | 2023-08-18 | redacted
Low Income - Power to Save | Faucet Aerators | 0 | 0 | 0.02 | 110.58 | 1 | Honeywell | 2023-08-18 | redacted
Low Income - Power to Save | Low Flow Showerhead | 0 | 0.04 | 0.1 | 504.08 | 1 | Honeywell | 2023-08-18 | redacted
Low Income - Power to Save | LI - DUCT | 0 | 0.4 | 0.12 | 775.77 | 1 | Honeywell | 2023-08-18 | redacted
Low Income - Power to Save | LED Lights | 0 | 0 | 0 | 47.6 | 1 | Honeywell | 2023-08-18 | redacted
Low Income - Power to Save | Weather Strip/Caulk | 0 | 0.25 | 0.09 | 503.3 | 1 | Honeywell | 2023-08-17 | redacted
Low Income - Power to Save | Pipe Wrap | 0 | 0.01 | 0.03 | 143.65 | 1 | Honeywell | 2023-08-17 | redacted
Low Income - Power to Save | Outdoor Coil Cleaning | 0 | 0.1 | 0 | 275 | 1 | Honeywell | 2023-08-17 | redacted
Low Income - Power to Save | HVAC Inspection | 0 | 0.17 | 0 | 268.73 | 1 | Honeywell | 2023-08-17 | redacted
Low Income - Power to Save | Faucet Aerators | 0 | 0 | 0.02 | 110.58 | 1 | Honeywell | 2023-08-17 | redacted
Low Income - Power to Save | Low Flow Showerhead | 0 | 0.04 | 0.1 | 504.08 | 1 | Honeywell | 2023-08-17 | redacted
Low Income - Power to Save | LI - DUCT | 0 | 0.4 | 0.12 | 775.77 | 1 | Honeywell | 2023-08-17 | redacted
Low Income - Power to Save | LED Lights | 0 | 0 | 0 | 47.6 | 1 | Honeywell | 2023-08-17 | redacted
Low Income - Power to Save | Weather Strip/Caulk | 0 | 0.25 | 0.09 | 503.3 | 1 | Honeywell | 2023-08-23 | redacted
Low Income - Power to Save | Pipe Wrap | 0 | 0.01 | 0.03 | 143.65 | 1 | Honeywell | 2023-08-23 | redacted
Low Income - Power to Save | Outdoor Coil Cleaning | 0 | 0.1 | 0 | 275 | 1 | Honeywell | 2023-08-23 | redacted
Low Income - Power to Save | HVAC Inspection | 0 | 0.17 | 0 | 268.73 | 1 | Honeywell | 2023-08-23 | redacted
Low Income - Power to Save | Faucet Aerators | 0 | 0 | 0.02 | 110.58 | 1 | Honeywell | 2023-08-23 | redacted
Low Income - Power to Save | Low Flow Showerhead | 0 | 0.04 | 0.1 | 504.08 | 1 | Honeywell | 2023-08-23 | redacted
Low Income - Power to Save | LI - DUCT | 0 | 0.4 | 0.12 | 775.77 | 1 | Honeywell | 2023-08-23 | redacted
Low Income - Power to Save | LED Lights | 0 | 0 | 0 | 47.6 | 1 | Honeywell | 2023-08-23 | redacted
Low Income - Power to Save | Weather Strip/Caulk | 0 | 0.25 | 0.09 | 503.3 | 1 | Honeywell | 2023-08-23 | redacted
Low Income - Power to Save | Pipe Wrap | 0 | 0.01 | 0.03 | 143.65 | 1 | Honeywell | 2023-08-23 | redacted
Low Income - Power to Save | Outdoor Coil Cleaning | 0 | 0.1 | 0 | 275 | 1 | Honeywell | 2023-08-23 | redacted
Low Income - Power to Save | HVAC Inspection | 0 | 0.17 | 0 | 268.73 | 1 | Honeywell | 2023-08-23 | redacted
Low Income - Power to Save | Faucet Aerators | 0 | 0 | 0.02 | 110.58 | 1 | Honeywell | 2023-08-23 | redacted
Low Income - Power to Save | Low Flow Showerhead | 0 | 0.04 | 0.1 | 504.08 | 1 | Honeywell | 2023-08-23 | redacted
Low Income - Power to Save | LI - DUCT | 0 | 0.4 | 0.12 | 775.77 | 1 | Honeywell | 2023-08-23 | redacted
Low Income - Power to Save | LED Lights | 0 | 0 | 0 | 47.6 | 1 | Honeywell | 2023-08-23 | redacted
Low Income - Power to Save | Weather Strip/Caulk | 0 | 0.25 | 0.09 | 503.3 | 1 | Honeywell | 2023-08-18 | redacted
Low Income - Power to Save | Pipe Wrap | 0 | 0.01 | 0.03 | 143.65 | 1 | Honeywell | 2023-08-18 | redacted
Low Income - Power to Save | Outdoor Coil Cleaning | 0 | 0.1 | 0 | 275 | 1 | Honeywell | 2023-08-18 | redacted
Low Income - Power to Save | HVAC Inspection | 0 | 0.17 | 0 | 268.73 | 1 | Honeywell | 2023-08-18 | redacted
Low Income - Power to Save | Faucet Aerators | 0 | 0 | 0.02 | 110.58 | 1 | Honeywell | 2023-08-18 | redacted
Low Income - Power to Save | LI - DUCT | 0 | 0.4 | 0.12 | 775.77 | 1 | Honeywell | 2023-08-18 | redacted
Low Income - Power to Save | LED Lights | 0 | 0 | 0 | 47.6 | 1 | Honeywell | 2023-08-18 | redacted
Low Income - Power to Save | Weather Strip/Caulk | 0 | 0.25 | 0.09 | 503.3 | 1 | Honeywell | 2023-08-04 | redacted
Low Income - Power to Save | Pipe Wrap | 0 | 0.01 | 0.03 | 143.65 | 1 | Honeywell | 2023-08-04 | redacted
Low Income - Power to Save | Outdoor Coil Cleaning | 0 | 0.1 | 0 | 275 | 1 | Honeywell | 2023-08-04 | redacted
Low Income - Power to Save | HVAC Inspection | 0 | 0.17 | 0 | 268.73 | 1 | Honeywell | 2023-08-04 | redacted
Low Income - Power to Save | Faucet Aerators | 0 | 0 | 0.02 | 110.58 | 1 | Honeywell | 2023-08-04 | redacted
Low Income - Power to Save | Low Flow Showerhead | 0 | 0.04 | 0.1 | 504.08 | 1 | Honeywell | 2023-08-04 | redacted
Low Income - Power to Save | LI - DUCT | 0 | 0.4 | 0.12 | 775.77 | 1 | Honeywell | 2023-08-04 | redacted
Low Income - Power to Save | LED Lights | 0 | 0 | 0 | 47.6 | 1 | Honeywell | 2023-08-04 | redacted
Low Income - Power to Save | Weather Strip/Caulk | 0 | 0.25 | 0.09 | 503.3 | 1 | Honeywell | 2023-08-18 | redacted
Low Income - Power to Save | Pipe Wrap | 0 | 0.01 | 0.03 | 143.65 | 1 | Honeywell | 2023-08-18 | redacted
Low Income - Power to Save | Outdoor Coil Cleaning | 0 | 0.1 | 0 | 275 | 1 | Honeywell | 2023-08-18 | redacted
Low Income - Power to Save | HVAC Inspection | 0 | 0.17 | 0 | 268.73 | 1 | Honeywell | 2023-08-18 | redacted
Low Income - Power to Save | Faucet Aerators | 0 | 0 | 0.02 | 110.58 | 1 | Honeywell | 2023-08-18 | redacted
Low Income - Power to Save | Low Flow Showerhead | 0 | 0.04 | 0.1 | 504.08 | 1 | Honeywell | 2023-08-18 | redacted
Low Income - Power to Save | LI - DUCT | 0 | 0.4 | 0.12 | 775.77 | 1 | Honeywell | 2023-08-18 | redacted
Low Income - Power to Save | LED Lights | 0 | 0 | 0 | 47.6 | 1 | Honeywell | 2023-08-18 | redacted
Low Income - Power to Save | Weather Strip/Caulk | 0 | 0.25 | 0.09 | 503.3 | 1 | Honeywell | 2023-08-18 | redacted
Low Income - Power to Save | Pipe Wrap | 0 | 0.01 | 0.03 | 143.65 | 1 | Honeywell | 2023-08-18 | redacted
Low Income - Power to Save | Outdoor Coil Cleaning | 0 | 0.1 | 0 | 275 | 1 | Honeywell | 2023-08-18 | redacted
Low Income - Power to Save | HVAC Inspection | 0 | 0.17 | 0 | 268.73 | 1 | Honeywell | 2023-08-18 | redacted
Low Income - Power to Save | Faucet Aerators | 0 | 0 | 0.02 | 110.58 | 1 | Honeywell | 2023-08-18 | redacted
Low Income - Power to Save | Low Flow Showerhead | 0 | 0.04 | 0.1 | 504.08 | 1 | Honeywell | 2023-08-18 | redacted
Low Income - Power to Save | LI - DUCT | 0 | 0.4 | 0.12 | 775.77 | 1 | Honeywell | 2023-08-18 | redacted
Low Income - Power to Save | LED Lights | 0 | 0 | 0 | 47.6 | 1 | Honeywell | 2023-08-18 | redacted
Low Income - Power to Save | Weather Strip/Caulk | 0 | 0.25 | 0.09 | 503.3 | 1 | Honeywell | 2023-08-28 | redacted
Low Income - Power to Save | Outdoor Coil Cleaning | 0 | 0.1 | 0 | 275 | 1 | Honeywell | 2023-08-28 | redacted
Low Income - Power to Save | HVAC Inspection | 0 | 0.17 | 0 | 268.73 | 1 | Honeywell | 2023-08-28 | redacted
Low Income - Power to Save | Faucet Aerators | 0 | 0 | 0.02 | 110.58 | 1 | Honeywell | 2023-08-28 | redacted
Low Income - Power to Save | Low Flow Showerhead | 0 | 0.04 | 0.1 | 504.08 | 1 | Honeywell | 2023-08-28 | redacted
Low Income - Power to Save | LED Lights | 0 | 0 | 0 | 47.6 | 1 | Honeywell | 2023-08-28 | redacted
Low Income - Power to Save | Weather Strip/Caulk | 0 | 0.25 | 0.09 | 503.3 | 1 | Honeywell | 2023-08-04 | redacted
Low Income - Power to Save | Pipe Wrap | 0 | 0.01 | 0.03 | 143.65 | 1 | Honeywell | 2023-08-04 | redacted
Low Income - Power to Save | Outdoor Coil Cleaning | 0 | 0.1 | 0 | 275 | 1 | Honeywell | 2023-08-04 | redacted
Low Income - Power to Save | HVAC Inspection | 0 | 0.17 | 0 | 268.73 | 1 | Honeywell | 2023-08-04 | redacted
Low Income - Power to Save | Faucet Aerators | 0 | 0 | 0.02 | 110.58 | 1 | Honeywell | 2023-08-04 | redacted
Low Income - Power to Save | Low Flow Showerhead | 0 | 0.04 | 0.1 | 504.08 | 1 | Honeywell | 2023-08-04 | redacted
Low Income - Power to Save | LI - DUCT | 0 | 0.4 | 0.12 | 775.77 | 1 | Honeywell | 2023-08-04 | redacted
Low Income - Power to Save | LED Lights | 0 | 0 | 0 | 47.6 | 1 | Honeywell | 2023-08-04 | redacted
Low Income - Power to Save | Weather Strip/Caulk | 0 | 0.25 | 0.09 | 503.3 | 1 | Honeywell | 2023-08-23 | redacted
Low Income - Power to Save | Outdoor Coil Cleaning | 0 | 0.1 | 0 | 275 | 1 | Honeywell | 2023-08-23 | redacted
Low Income - Power to Save | Faucet Aerators | 0 | 0 | 0.02 | 110.58 | 1 | Honeywell | 2023-08-23 | redacted
Low Income - Power to Save | Low Flow Showerhead | 0 | 0.04 | 0.1 | 504.08 | 1 | Honeywell | 2023-08-23 | redacted
Low Income - Power to Save | LI - DUCT | 0 | 0.4 | 0.12 | 775.77 | 1 | Honeywell | 2023-08-23 | redacted
Low Income - Power to Save | LED Lights | 0 | 0 | 0 | 47.6 | 1 | Honeywell | 2023-08-23 | redacted
Low Income - Power to Save | Weather Strip/Caulk | 0 | 0.25 | 0.09 | 503.3 | 1 | Honeywell | 2023-08-04 | redacted
Low Income - Power to Save | Pipe Wrap | 0 | 0.01 | 0.03 | 143.65 | 1 | Honeywell | 2023-08-04 | redacted
Low Income - Power to Save | Outdoor Coil Cleaning | 0 | 0.1 | 0 | 275 | 1 | Honeywell | 2023-08-04 | redacted
Low Income - Power to Save | HVAC Inspection | 0 | 0.17 | 0 | 268.73 | 1 | Honeywell | 2023-08-04 | redacted
Low Income - Power to Save | Faucet Aerators | 0 | 0 | 0.02 | 110.58 | 1 | Honeywell | 2023-08-04 | redacted
Low Income - Power to Save | Low Flow Showerhead | 0 | 0.04 | 0.1 | 504.08 | 1 | Honeywell | 2023-08-04 | redacted
Low Income - Power to Save | LI - DUCT | 0 | 0.4 | 0.12 | 775.77 | 1 | Honeywell | 2023-08-04 | redacted
Low Income - Power to Save | LED Lights | 0 | 0 | 0 | 47.6 | 1 | Honeywell | 2023-08-04 | redacted
Low Income - Power to Save | Weather Strip/Caulk | 0 | 0.25 | 0.09 | 503.3 | 1 | Honeywell | 2023-08-23 | redacted
Low Income - Power to Save | Pipe Wrap | 0 | 0.01 | 0.03 | 143.65 | 1 | Honeywell | 2023-08-23 | redacted
Low Income - Power to Save | Outdoor Coil Cleaning | 0 | 0.1 | 0 | 275 | 1 | Honeywell | 2023-08-23 | redacted
Low Income - Power to Save | HVAC Inspection | 0 | 0.17 | 0 | 268.73 | 1 | Honeywell | 2023-08-23 | redacted
Low Income - Power to Save | Faucet Aerators | 0 | 0 | 0.02 | 110.58 | 1 | Honeywell | 2023-08-23 | redacted
Low Income - Power to Save | Low Flow Showerhead | 0 | 0.04 | 0.1 | 504.08 | 1 | Honeywell | 2023-08-23 | redacted
Low Income - Power to Save | LI - DUCT | 0 | 0.4 | 0.12 | 775.77 | 1 | Honeywell | 2023-08-23 | redacted
Low Income - Power to Save | LED Lights | 0 | 0 | 0 | 47.6 | 1 | Honeywell | 2023-08-23 | redacted
Low Income - Power to Save | Weather Strip/Caulk | 0 | 0.25 | 0.09 | 503.3 | 1 | Honeywell | 2023-08-25 | redacted
Low Income - Power to Save | Outdoor Coil Cleaning | 0 | 0.1 | 0 | 275 | 1 | Honeywell | 2023-08-25 | redacted
Low Income - Power to Save | HVAC Inspection | 0 | 0.17 | 0 | 268.73 | 1 | Honeywell | 2023-08-25 | redacted
Low Income - Power to Save | Faucet Aerators | 0 | 0 | 0.02 | 110.58 | 1 | Honeywell | 2023-08-25 | redacted
Low Income - Power to Save | Low Flow Showerhead | 0 | 0.04 | 0.1 | 504.08 | 1 | Honeywell | 2023-08-25 | redacted
Low Income - Power to Save | LI - DUCT | 0 | 0.4 | 0.12 | 775.77 | 1 | Honeywell | 2023-08-25 | redacted
Low Income - Power to Save | LED Lights | 0 | 0 | 0 | 47.6 | 1 | Honeywell | 2023-08-25 | redacted
Low Income - Power to Save | Weather Strip/Caulk | 0 | 0.25 | 0.09 | 503.3 | 1 | Honeywell | 2023-08-25 | redacted
Low Income - Power to Save | Outdoor Coil Cleaning | 0 | 0.1 | 0 | 275 | 1 | Honeywell | 2023-08-25 | redacted
Low Income - Power to Save | HVAC Inspection | 0 | 0.17 | 0 | 268.73 | 1 | Honeywell | 2023-08-25 | redacted
Low Income - Power to Save | Low Flow Showerhead | 0 | 0.04 | 0.1 | 504.08 | 1 | Honeywell | 2023-08-25 | redacted
Low Income - Power to Save | LI - DUCT | 0 | 0.4 | 0.12 | 775.77 | 1 | Honeywell | 2023-08-25 | redacted
Low Income - Power to Save | LED Lights | 0 | 0 | 0 | 47.6 | 1 | Honeywell | 2023-08-25 | redacted
Low Income - Power to Save | Weather Strip/Caulk | 0 | 0.25 | 0.09 | 503.3 | 1 | Honeywell | 2023-08-04 | redacted
Low Income - Power to Save | Pipe Wrap | 0 | 0.01 | 0.03 | 143.65 | 1 | Honeywell | 2023-08-04 | redacted
Low Income - Power to Save | Outdoor Coil Cleaning | 0 | 0.1 | 0 | 275 | 1 | Honeywell | 2023-08-04 | redacted
Low Income - Power to Save | HVAC Inspection | 0 | 0.17 | 0 | 268.73 | 1 | Honeywell | 2023-08-04 | redacted
Low Income - Power to Save | Faucet Aerators | 0 | 0 | 0.02 | 110.58 | 1 | Honeywell | 2023-08-04 | redacted
Low Income - Power to Save | LI - DUCT | 0 | 0.4 | 0.12 | 775.77 | 1 | Honeywell | 2023-08-04 | redacted
Low Income - Power to Save | LED Lights | 0 | 0 | 0 | 47.6 | 1 | Honeywell | 2023-08-04 | redacted
Low Income - Power to Save | Weather Strip/Caulk | 0 | 0.25 | 0.09 | 503.3 | 1 | Honeywell | 2023-08-28 | redacted
Low Income - Power to Save | Pipe Wrap | 0 | 0.01 | 0.03 | 143.65 | 1 | Honeywell | 2023-08-28 | redacted
Low Income - Power to Save | Outdoor Coil Cleaning | 0 | 0.1 | 0 | 275 | 1 | Honeywell | 2023-08-28 | redacted
Low Income - Power to Save | HVAC Inspection | 0 | 0.17 | 0 | 268.73 | 1 | Honeywell | 2023-08-28 | redacted
Low Income - Power to Save | Faucet Aerators | 0 | 0 | 0.02 | 110.58 | 1 | Honeywell | 2023-08-28 | redacted
Low Income - Power to Save | LED Lights | 0 | 0 | 0 | 47.6 | 1 | Honeywell | 2023-08-28 | redacted
Low Income - Power to Save | Weather Strip/Caulk | 0 | 0.25 | 0.09 | 503.3 | 1 | Honeywell | 2023-08-31 | redacted
Low Income - Power to Save | Outdoor Coil Cleaning | 0 | 0.1 | 0 | 275 | 1 | Honeywell | 2023-08-31 | redacted
Low Income - Power to Save | HVAC Inspection | 0 | 0.17 | 0 | 268.73 | 1 | Honeywell | 2023-08-31 | redacted
Low Income - Power to Save | Faucet Aerators | 0 | 0 | 0.02 | 110.58 | 1 | Honeywell | 2023-08-31 | redacted
Low Income - Power to Save | Low Flow Showerhead | 0 | 0.04 | 0.1 | 504.08 | 1 | Honeywell | 2023-08-31 | redacted
Low Income - Power to Save | LED Lights | 0 | 0 | 0 | 47.6 | 1 | Honeywell | 2023-08-31 | redacted
Low Income - Power to Save | Weather Strip/Caulk | 0 | 0.25 | 0.09 | 503.3 | 1 | Honeywell | 2023-08-29 | redacted
Low Income - Power to Save | Outdoor Coil Cleaning | 0 | 0.1 | 0 | 275 | 1 | Honeywell | 2023-08-29 | redacted
Low Income - Power to Save | HVAC Inspection | 0 | 0.17 | 0 | 268.73 | 1 | Honeywell | 2023-08-29 | redacted
Low Income - Power to Save | Faucet Aerators | 0 | 0 | 0.02 | 110.58 | 1 | Honeywell | 2023-08-29 | redacted
Low Income - Power to Save | Low Flow Showerhead | 0 | 0.04 | 0.1 | 504.08 | 1 | Honeywell | 2023-08-29 | redacted
Low Income - Power to Save | LI - DUCT | 0 | 0.4 | 0.12 | 775.77 | 1 | Honeywell | 2023-08-29 | redacted
Low Income - Power to Save | LED Lights | 0 | 0 | 0 | 47.6 | 1 | Honeywell | 2023-08-29 | redacted
Low Income - Power to Save | Weather Strip/Caulk | 0 | 0.25 | 0.09 | 503.3 | 1 | Honeywell | 2023-08-28 | redacted
Low Income - Power to Save | Pipe Wrap | 0 | 0.01 | 0.03 | 143.65 | 1 | Honeywell | 2023-08-28 | redacted
Low Income - Power to Save | Outdoor Coil Cleaning | 0 | 0.1 | 0 | 275 | 1 | Honeywell | 2023-08-28 | redacted
Low Income - Power to Save | HVAC Inspection | 0 | 0.17 | 0 | 268.73 | 1 | Honeywell | 2023-08-28 | redacted
Low Income - Power to Save | Faucet Aerators | 0 | 0 | 0.02 | 110.58 | 1 | Honeywell | 2023-08-28 | redacted
Low Income - Power to Save | Low Flow Showerhead | 0 | 0.04 | 0.1 | 504.08 | 1 | Honeywell | 2023-08-28 | redacted
Low Income - Power to Save | LED Lights | 0 | 0 | 0 | 47.6 | 1 | Honeywell | 2023-08-28 | redacted
Low Income - Power to Save | Weather Strip/Caulk | 0 | 0.25 | 0.09 | 503.3 | 1 | Honeywell | 2023-08-04 | redacted
Low Income - Power to Save | Pipe Wrap | 0 | 0.01 | 0.03 | 143.65 | 1 | Honeywell | 2023-08-04 | redacted
Low Income - Power to Save | Outdoor Coil Cleaning | 0 | 0.1 | 0 | 275 | 1 | Honeywell | 2023-08-04 | redacted
Low Income - Power to Save | HVAC Inspection | 0 | 0.17 | 0 | 268.73 | 1 | Honeywell | 2023-08-04 | redacted
Low Income - Power to Save | Faucet Aerators | 0 | 0 | 0.02 | 110.58 | 1 | Honeywell | 2023-08-04 | redacted
Low Income - Power to Save | Low Flow Showerhead | 0 | 0.04 | 0.1 | 504.08 | 1 | Honeywell | 2023-08-04 | redacted
Low Income - Power to Save | LI - DUCT | 0 | 0.4 | 0.12 | 775.77 | 1 | Honeywell | 2023-08-04 | redacted
Low Income - Power to Save | LED Lights | 0 | 0 | 0 | 47.6 | 1 | Honeywell | 2023-08-04 | redacted
Low Income - Power to Save | Weather Strip/Caulk | 0 | 0.25 | 0.09 | 503.3 | 1 | Honeywell | 2023-08-18 | redacted
Low Income - Power to Save | Pipe Wrap | 0 | 0.01 | 0.03 | 143.65 | 1 | Honeywell | 2023-08-18 | redacted
Low Income - Power to Save | Outdoor Coil Cleaning | 0 | 0.1 | 0 | 275 | 1 | Honeywell | 2023-08-18 | redacted
Low Income - Power to Save | HVAC Inspection | 0 | 0.17 | 0 | 268.73 | 1 | Honeywell | 2023-08-18 | redacted
Low Income - Power to Save | Faucet Aerators | 0 | 0 | 0.02 | 110.58 | 1 | Honeywell | 2023-08-18 | redacted
Low Income - Power to Save | Low Flow Showerhead | 0 | 0.04 | 0.1 | 504.08 | 1 | Honeywell | 2023-08-18 | redacted
Low Income - Power to Save | LI - DUCT | 0 | 0.4 | 0.12 | 775.77 | 1 | Honeywell | 2023-08-18 | redacted
Low Income - Power to Save | LED Lights | 0 | 0 | 0 | 47.6 | 1 | Honeywell | 2023-08-18 | redacted
Low Income - Power to Save | Weather Strip/Caulk | 0 | 0.25 | 0.09 | 503.3 | 1 | Honeywell | 2023-08-17 | redacted
Low Income - Power to Save | Pipe Wrap | 0 | 0.01 | 0.03 | 143.65 | 1 | Honeywell | 2023-08-17 | redacted
Low Income - Power to Save | Outdoor Coil Cleaning | 0 | 0.1 | 0 | 275 | 1 | Honeywell | 2023-08-17 | redacted
Low Income - Power to Save | HVAC Inspection | 0 | 0.17 | 0 | 268.73 | 1 | Honeywell | 2023-08-17 | redacted
Low Income - Power to Save | Faucet Aerators | 0 | 0 | 0.02 | 110.58 | 1 | Honeywell | 2023-08-17 | redacted
Low Income - Power to Save | Low Flow Showerhead | 0 | 0.04 | 0.1 | 504.08 | 1 | Honeywell | 2023-08-17 | redacted
Low Income - Power to Save | LI - DUCT | 0 | 0.4 | 0.12 | 775.77 | 1 | Honeywell | 2023-08-17 | redacted
Low Income - Power to Save | LED Lights | 0 | 0 | 0 | 47.6 | 1 | Honeywell | 2023-08-17 | redacted
Low Income - Power to Save | Weather Strip/Caulk | 0 | 0.25 | 0.09 | 503.3 | 1 | Honeywell | 2023-08-04 | redacted
Low Income - Power to Save | Pipe Wrap | 0 | 0.01 | 0.03 | 143.65 | 1 | Honeywell | 2023-08-04 | redacted
Low Income - Power to Save | Outdoor Coil Cleaning | 0 | 0.1 | 0 | 275 | 1 | Honeywell | 2023-08-04 | redacted
Low Income - Power to Save | HVAC Inspection | 0 | 0.17 | 0 | 268.73 | 1 | Honeywell | 2023-08-04 | redacted
Low Income - Power to Save | Faucet Aerators | 0 | 0 | 0.02 | 110.58 | 1 | Honeywell | 2023-08-04 | redacted
Low Income - Power to Save | Low Flow Showerhead | 0 | 0.04 | 0.1 | 504.08 | 1 | Honeywell | 2023-08-04 | redacted
Low Income - Power to Save | LI - DUCT | 0 | 0.4 | 0.12 | 775.77 | 1 | Honeywell | 2023-08-04 | redacted
Low Income - Power to Save | LED Lights | 0 | 0 | 0 | 47.6 | 1 | Honeywell | 2023-08-04 | redacted
Low Income - Power to Save | Weather Strip/Caulk | 0 | 0.25 | 0.09 | 503.3 | 1 | Honeywell | 2023-08-04 | redacted
Low Income - Power to Save | Pipe Wrap | 0 | 0.01 | 0.03 | 143.65 | 1 | Honeywell | 2023-08-04 | redacted
Low Income - Power to Save | Outdoor Coil Cleaning | 0 | 0.1 | 0 | 275 | 1 | Honeywell | 2023-08-04 | redacted
Low Income - Power to Save | HVAC Inspection | 0 | 0.17 | 0 | 268.73 | 1 | Honeywell | 2023-08-04 | redacted
Low Income - Power to Save | Faucet Aerators | 0 | 0 | 0.02 | 110.58 | 1 | Honeywell | 2023-08-04 | redacted
Low Income - Power to Save | Low Flow Showerhead | 0 | 0.04 | 0.1 | 504.08 | 1 | Honeywell | 2023-08-04 | redacted
Low Income - Power to Save | LI - DUCT | 0 | 0.4 | 0.12 | 775.77 | 1 | Honeywell | 2023-08-04 | redacted
Low Income - Power to Save | LED Lights | 0 | 0 | 0 | 47.6 | 1 | Honeywell | 2023-08-04 | redacted
Low Income - Power to Save | Weather Strip/Caulk | 0 | 0.25 | 0.09 | 503.3 | 1 | Honeywell | 2023-08-02 | redacted
Low Income - Power to Save | Outdoor Coil Cleaning | 0 | 0.1 | 0 | 275 | 1 | Honeywell | 2023-08-02 | redacted
Low Income - Power to Save | HVAC Inspection | 0 | 0.17 | 0 | 268.73 | 1 | Honeywell | 2023-08-02 | redacted
Low Income - Power to Save | Faucet Aerators | 0 | 0 | 0.02 | 110.58 | 1 | Honeywell | 2023-08-02 | redacted
Low Income - Power to Save | Low Flow Showerhead | 0 | 0.04 | 0.1 | 504.08 | 1 | Honeywell | 2023-08-02 | redacted
Low Income - Power to Save | LED Lights | 0 | 0 | 0 | 47.6 | 1 | Honeywell | 2023-08-02 | redacted
Low Income - Power to Save | Weather Strip/Caulk | 0 | 0.25 | 0.09 | 503.3 | 1 | Honeywell | 2023-08-18 | redacted
Low Income - Power to Save | Pipe Wrap | 0 | 0.01 | 0.03 | 143.65 | 1 | Honeywell | 2023-08-18 | redacted
Low Income - Power to Save | Outdoor Coil Cleaning | 0 | 0.1 | 0 | 275 | 1 | Honeywell | 2023-08-18 | redacted
Low Income - Power to Save | HVAC Inspection | 0 | 0.17 | 0 | 268.73 | 1 | Honeywell | 2023-08-18 | redacted
Low Income - Power to Save | Faucet Aerators | 0 | 0 | 0.02 | 110.58 | 1 | Honeywell | 2023-08-18 | redacted
Low Income - Power to Save | Low Flow Showerhead | 0 | 0.04 | 0.1 | 504.08 | 1 | Honeywell | 2023-08-18 | redacted
Low Income - Power to Save | LI - DUCT | 0 | 0.4 | 0.12 | 775.77 | 1 | Honeywell | 2023-08-18 | redacted
Low Income - Power to Save | LED Lights | 0 | 0 | 0 | 47.6 | 1 | Honeywell | 2023-08-18 | redacted
Low Income - Power to Save | Weather Strip/Caulk | 0 | 0.25 | 0.09 | 503.3 | 1 | Honeywell | 2023-08-02 | redacted
Low Income - Power to Save | Faucet Aerators | 0 | 0 | 0.02 | 110.58 | 1 | Honeywell | 2023-08-02 | redacted
Low Income - Power to Save | Low Flow Showerhead | 0 | 0.04 | 0.1 | 504.08 | 1 | Honeywell | 2023-08-02 | redacted
Low Income - Power to Save | LED Lights | 0 | 0 | 0 | 47.6 | 1 | Honeywell | 2023-08-02 | redacted
Low Income - Power to Save | Weather Strip/Caulk | 0 | 0.25 | 0.09 | 503.3 | 1 | Honeywell | 2023-08-04 | redacted
Low Income - Power to Save | Pipe Wrap | 0 | 0.01 | 0.03 | 143.65 | 1 | Honeywell | 2023-08-04 | redacted
Low Income - Power to Save | Outdoor Coil Cleaning | 0 | 0.1 | 0 | 275 | 1 | Honeywell | 2023-08-04 | redacted
Low Income - Power to Save | HVAC Inspection | 0 | 0.17 | 0 | 268.73 | 1 | Honeywell | 2023-08-04 | redacted
Low Income - Power to Save | Faucet Aerators | 0 | 0 | 0.02 | 110.58 | 1 | Honeywell | 2023-08-04 | redacted
Low Income - Power to Save | Low Flow Showerhead | 0 | 0.04 | 0.1 | 504.08 | 1 | Honeywell | 2023-08-04 | redacted
Low Income - Power to Save | LED Lights | 0 | 0 | 0 | 47.6 | 1 | Honeywell | 2023-08-04 | redacted
Low Income - Power to Save | Weather Strip/Caulk | 0 | 0.25 | 0.09 | 503.3 | 1 | Honeywell | 2023-08-29 | redacted
Low Income - Power to Save | Outdoor Coil Cleaning | 0 | 0.1 | 0 | 275 | 1 | Honeywell | 2023-08-29 | redacted
Low Income - Power to Save | LED Lights | 0 | 0 | 0 | 47.6 | 1 | Honeywell | 2023-08-29 | redacted
Low Income - Power to Save | Weather Strip/Caulk | 0 | 0.25 | 0.09 | 503.3 | 1 | Honeywell | 2023-08-28 | redacted
Low Income - Power to Save | Outdoor Coil Cleaning | 0 | 0.1 | 0 | 275 | 1 | Honeywell | 2023-08-28 | redacted
Low Income - Power to Save | HVAC Inspection | 0 | 0.17 | 0 | 268.73 | 1 | Honeywell | 2023-08-28 | redacted
Low Income - Power to Save | Faucet Aerators | 0 | 0 | 0.02 | 110.58 | 1 | Honeywell | 2023-08-28 | redacted
Low Income - Power to Save | Low Flow Showerhead | 0 | 0.04 | 0.1 | 504.08 | 1 | Honeywell | 2023-08-28 | redacted
Low Income - Power to Save | LI - DUCT | 0 | 0.4 | 0.12 | 775.77 | 1 | Honeywell | 2023-08-28 | redacted
Low Income - Power to Save | LED Lights | 0 | 0 | 0 | 47.6 | 1 | Honeywell | 2023-08-28 | redacted
Low Income - Power to Save | Outdoor Coil Cleaning | 0 | 0.1 | 0 | 275 | 1 | Honeywell | 2023-08-25 | redacted
Low Income - Power to Save | Faucet Aerators | 0 | 0 | 0.02 | 110.58 | 1 | Honeywell | 2023-08-25 | redacted
Low Income - Power to Save | Low Flow Showerhead | 0 | 0.04 | 0.1 | 504.08 | 1 | Honeywell | 2023-08-25 | redacted
Low Income - Power to Save | LED Lights | 0 | 0 | 0 | 47.6 | 1 | Honeywell | 2023-08-25 | redacted
Low Income - Power to Save | Weather Strip/Caulk | 0 | 0.25 | 0.09 | 503.3 | 1 | Honeywell | 2023-08-18 | redacted
Low Income - Power to Save | Low Flow Showerhead | 0 | 0.04 | 0.1 | 504.08 | 1 | Honeywell | 2023-08-18 | redacted
Low Income - Power to Save | LED Lights | 0 | 0 | 0 | 47.6 | 1 | Honeywell | 2023-08-18 | redacted
Low Income - Power to Save | Weather Strip/Caulk | 0 | 0.25 | 0.09 | 503.3 | 1 | Honeywell | 2023-08-28 | redacted
Low Income - Power to Save | Faucet Aerators | 0 | 0 | 0.02 | 110.58 | 1 | Honeywell | 2023-08-28 | redacted
Low Income - Power to Save | LED Lights | 0 | 0 | 0 | 47.6 | 1 | Honeywell | 2023-08-28 | redacted
Low Income - Power to Save | Weather Strip/Caulk | 0 | 0.25 | 0.09 | 503.3 | 1 | Honeywell | 2023-08-29 | redacted
Low Income - Power to Save | Outdoor Coil Cleaning | 0 | 0.1 | 0 | 275 | 1 | Honeywell | 2023-08-29 | redacted
Low Income - Power to Save | HVAC Inspection | 0 | 0.17 | 0 | 268.73 | 1 | Honeywell | 2023-08-29 | redacted
Low Income - Power to Save | Faucet Aerators | 0 | 0 | 0.02 | 110.58 | 1 | Honeywell | 2023-08-29 | redacted
Low Income - Power to Save | Low Flow Showerhead | 0 | 0.04 | 0.1 | 504.08 | 1 | Honeywell | 2023-08-29 | redacted
Low Income - Power to Save | LI - DUCT | 0 | 0.4 | 0.12 | 775.77 | 1 | Honeywell | 2023-08-29 | redacted
Low Income - Power to Save | LED Lights | 0 | 0 | 0 | 47.6 | 1 | Honeywell | 2023-08-29 | redacted
Low Income - Power to Save | Weather Strip/Caulk | 0 | 0.25 | 0.09 | 503.3 | 1 | Honeywell | 2023-08-25 | redacted
Low Income - Power to Save | Outdoor Coil Cleaning | 0 | 0.1 | 0 | 275 | 1 | Honeywell | 2023-08-25 | redacted
Low Income - Power to Save | HVAC Inspection | 0 | 0.17 | 0 | 268.73 | 1 | Honeywell | 2023-08-25 | redacted
Low Income - Power to Save | Faucet Aerators | 0 | 0 | 0.02 | 110.58 | 1 | Honeywell | 2023-08-25 | redacted
Low Income - Power to Save | Low Flow Showerhead | 0 | 0.04 | 0.1 | 504.08 | 1 | Honeywell | 2023-08-25 | redacted
Low Income - Power to Save | LI - DUCT | 0 | 0.4 | 0.12 | 775.77 | 1 | Honeywell | 2023-08-25 | redacted
Low Income - Power to Save | LED Lights | 0 | 0 | 0 | 47.6 | 1 | Honeywell | 2023-08-25 | redacted
Low Income - Power to Save | Weather Strip/Caulk | 0 | 0.25 | 0.09 | 503.3 | 1 | Honeywell | 2023-08-29 | redacted
Low Income - Power to Save | Outdoor Coil Cleaning | 0 | 0.1 | 0 | 275 | 1 | Honeywell | 2023-08-29 | redacted
Low Income - Power to Save | HVAC Inspection | 0 | 0.17 | 0 | 268.73 | 1 | Honeywell | 2023-08-29 | redacted
Low Income - Power to Save | Faucet Aerators | 0 | 0 | 0.02 | 110.58 | 1 | Honeywell | 2023-08-29 | redacted
Low Income - Power to Save | Low Flow Showerhead | 0 | 0.04 | 0.1 | 504.08 | 1 | Honeywell | 2023-08-29 | redacted
Low Income - Power to Save | LI - DUCT | 0 | 0.4 | 0.12 | 775.77 | 1 | Honeywell | 2023-08-29 | redacted
Low Income - Power to Save | LED Lights | 0 | 0 | 0 | 47.6 | 1 | Honeywell | 2023-08-29 | redacted
Low Income - Power to Save | Weather Strip/Caulk | 0 | 0.25 | 0.09 | 503.3 | 1 | Honeywell | 2023-08-30 | redacted
Low Income - Power to Save | Pipe Wrap | 0 | 0.01 | 0.03 | 143.65 | 1 | Honeywell | 2023-08-30 | redacted
Low Income - Power to Save | Faucet Aerators | 0 | 0 | 0.02 | 110.58 | 1 | Honeywell | 2023-08-30 | redacted
Low Income - Power to Save | Low Flow Showerhead | 0 | 0.04 | 0.1 | 504.08 | 1 | Honeywell | 2023-08-30 | redacted
Low Income - Power to Save | LED Lights | 0 | 0 | 0 | 47.6 | 1 | Honeywell | 2023-08-30 | redacted
Low Income - Power to Save | Weather Strip/Caulk | 0 | 0.25 | 0.09 | 503.3 | 1 | Honeywell | 2023-08-28 | redacted
Low Income - Power to Save | Outdoor Coil Cleaning | 0 | 0.1 | 0 | 275 | 1 | Honeywell | 2023-08-28 | redacted
Low Income - Power to Save | HVAC Inspection | 0 | 0.17 | 0 | 268.73 | 1 | Honeywell | 2023-08-28 | redacted
Low Income - Power to Save | Faucet Aerators | 0 | 0 | 0.02 | 110.58 | 1 | Honeywell | 2023-08-28 | redacted
Low Income - Power to Save | Low Flow Showerhead | 0 | 0.04 | 0.1 | 504.08 | 1 | Honeywell | 2023-08-28 | redacted
Low Income - Power to Save | LI - DUCT | 0 | 0.4 | 0.12 | 775.77 | 1 | Honeywell | 2023-08-28 | redacted
Low Income - Power to Save | LED Lights | 0 | 0 | 0 | 47.6 | 1 | Honeywell | 2023-08-28 | redacted
Low Income - Power to Save | Weather Strip/Caulk | 0 | 0.25 | 0.09 | 503.3 | 1 | Honeywell | 2023-08-28 | redacted
Low Income - Power to Save | Outdoor Coil Cleaning | 0 | 0.1 | 0 | 275 | 1 | Honeywell | 2023-08-28 | redacted
Low Income - Power to Save | HVAC Inspection | 0 | 0.17 | 0 | 268.73 | 1 | Honeywell | 2023-08-28 | redacted
Low Income - Power to Save | Low Flow Showerhead | 0 | 0.04 | 0.1 | 504.08 | 1 | Honeywell | 2023-08-28 | redacted
Low Income - Power to Save | LI - DUCT | 0 | 0.4 | 0.12 | 775.77 | 1 | Honeywell | 2023-08-28 | redacted
Low Income - Power to Save | LED Lights | 0 | 0 | 0 | 47.6 | 1 | Honeywell | 2023-08-28 | redacted
Low Income - Power to Save | Weather Strip/Caulk | 0 | 0.25 | 0.09 | 503.3 | 1 | Honeywell | 2023-08-29 | redacted
Low Income - Power to Save | Pipe Wrap | 0 | 0.01 | 0.03 | 143.65 | 1 | Honeywell | 2023-08-29 | redacted
Low Income - Power to Save | Faucet Aerators | 0 | 0 | 0.02 | 110.58 | 1 | Honeywell | 2023-08-29 | redacted
Low Income - Power to Save | Low Flow Showerhead | 0 | 0.04 | 0.1 | 504.08 | 1 | Honeywell | 2023-08-29 | redacted
Low Income - Power to Save | LED Lights | 0 | 0 | 0 | 47.6 | 1 | Honeywell | 2023-08-29 | redacted
Low Income - Power to Save | Weather Strip/Caulk | 0 | 0.25 | 0.09 | 503.3 | 1 | Honeywell | 2023-08-25 | redacted
Low Income - Power to Save | Pipe Wrap | 0 | 0.01 | 0.03 | 143.65 | 1 | Honeywell | 2023-08-25 | redacted
Low Income - Power to Save | Outdoor Coil Cleaning | 0 | 0.1 | 0 | 275 | 1 | Honeywell | 2023-08-25 | redacted
Low Income - Power to Save | HVAC Inspection | 0 | 0.17 | 0 | 268.73 | 1 | Honeywell | 2023-08-25 | redacted
Low Income - Power to Save | Faucet Aerators | 0 | 0 | 0.02 | 110.58 | 1 | Honeywell | 2023-08-25 | redacted
Low Income - Power to Save | LED Lights | 0 | 0 | 0 | 47.6 | 1 | Honeywell | 2023-08-25 | redacted
Low Income - Power to Save | Weather Strip/Caulk | 0 | 0.25 | 0.09 | 503.3 | 1 | Honeywell | 2023-08-28 | redacted
Low Income - Power to Save | Outdoor Coil Cleaning | 0 | 0.1 | 0 | 275 | 1 | Honeywell | 2023-08-28 | redacted
Low Income - Power to Save | HVAC Inspection | 0 | 0.17 | 0 | 268.73 | 1 | Honeywell | 2023-08-28 | redacted
Low Income - Power to Save | Faucet Aerators | 0 | 0 | 0.02 | 110.58 | 1 | Honeywell | 2023-08-28 | redacted
Low Income - Power to Save | Low Flow Showerhead | 0 | 0.04 | 0.1 | 504.08 | 1 | Honeywell | 2023-08-28 | redacted
Low Income - Power to Save | LI - DUCT | 0 | 0.4 | 0.12 | 775.77 | 1 | Honeywell | 2023-08-28 | redacted
Low Income - Power to Save | LED Lights | 0 | 0 | 0 | 47.6 | 1 | Honeywell | 2023-08-28 | redacted
Low Income - Power to Save | Weather Strip/Caulk | 0 | 0.25 | 0.09 | 503.3 | 1 | Honeywell | 2023-08-29 | redacted
Low Income - Power to Save | Outdoor Coil Cleaning | 0 | 0.1 | 0 | 275 | 1 | Honeywell | 2023-08-29 | redacted
Low Income - Power to Save | LED Lights | 0 | 0 | 0 | 47.6 | 1 | Honeywell | 2023-08-29 | redacted
Low Income - Power to Save | Weather Strip/Caulk | 0 | 0.25 | 0.09 | 503.3 | 1 | Honeywell | 2023-08-04 | redacted
Low Income - Power to Save | Pipe Wrap | 0 | 0.01 | 0.03 | 143.65 | 1 | Honeywell | 2023-08-04 | redacted
Low Income - Power to Save | Outdoor Coil Cleaning | 0 | 0.1 | 0 | 275 | 1 | Honeywell | 2023-08-04 | redacted
Low Income - Power to Save | HVAC Inspection | 0 | 0.17 | 0 | 268.73 | 1 | Honeywell | 2023-08-04 | redacted
Low Income - Power to Save | Faucet Aerators | 0 | 0 | 0.02 | 110.58 | 1 | Honeywell | 2023-08-04 | redacted
Low Income - Power to Save | Low Flow Showerhead | 0 | 0.04 | 0.1 | 504.08 | 1 | Honeywell | 2023-08-04 | redacted
Low Income - Power to Save | LI - DUCT | 0 | 0.4 | 0.12 | 775.77 | 1 | Honeywell | 2023-08-04 | redacted
Low Income - Power to Save | LED Lights | 0 | 0 | 0 | 47.6 | 1 | Honeywell | 2023-08-04 | redacted
Low Income - Power to Save | Weather Strip/Caulk | 0 | 0.25 | 0.09 | 503.3 | 1 | Honeywell | 2023-08-23 | redacted
Low Income - Power to Save | Outdoor Coil Cleaning | 0 | 0.1 | 0 | 275 | 1 | Honeywell | 2023-08-23 | redacted
Low Income - Power to Save | HVAC Inspection | 0 | 0.17 | 0 | 268.73 | 1 | Honeywell | 2023-08-23 | redacted
Low Income - Power to Save | Faucet Aerators | 0 | 0 | 0.02 | 110.58 | 1 | Honeywell | 2023-08-23 | redacted
Low Income - Power to Save | Low Flow Showerhead | 0 | 0.04 | 0.1 | 504.08 | 1 | Honeywell | 2023-08-23 | redacted
Low Income - Power to Save | LI - DUCT | 0 | 0.4 | 0.12 | 775.77 | 1 | Honeywell | 2023-08-23 | redacted
Low Income - Power to Save | LED Lights | 0 | 0 | 0 | 47.6 | 1 | Honeywell | 2023-08-23 | redacted
Low Income - Power to Save | Weather Strip/Caulk | 0 | 0.25 | 0.09 | 503.3 | 1 | Honeywell | 2023-08-29 | redacted
Low Income - Power to Save | Outdoor Coil Cleaning | 0 | 0.1 | 0 | 275 | 1 | Honeywell | 2023-08-29 | redacted
Low Income - Power to Save | LED Lights | 0 | 0 | 0 | 47.6 | 1 | Honeywell | 2023-08-29 | redacted
Low Income - Power to Save | Weather Strip/Caulk | 0 | 0.25 | 0.09 | 503.3 | 1 | Honeywell | 2023-08-23 | redacted
Low Income - Power to Save | Outdoor Coil Cleaning | 0 | 0.1 | 0 | 275 | 1 | Honeywell | 2023-08-23 | redacted
Low Income - Power to Save | Low Flow Showerhead | 0 | 0.04 | 0.1 | 504.08 | 1 | Honeywell | 2023-08-23 | redacted
Low Income - Power to Save | LI - DUCT | 0 | 0.4 | 0.12 | 775.77 | 1 | Honeywell | 2023-08-23 | redacted
Low Income - Power to Save | LED Lights | 0 | 0 | 0 | 47.6 | 1 | Honeywell | 2023-08-23 | redacted
Low Income - Power to Save | Weather Strip/Caulk | 0 | 0.25 | 0.09 | 503.3 | 1 | Honeywell | 2023-08-23 | redacted
Low Income - Power to Save | Pipe Wrap | 0 | 0.01 | 0.03 | 143.65 | 1 | Honeywell | 2023-08-23 | redacted
Low Income - Power to Save | Outdoor Coil Cleaning | 0 | 0.1 | 0 | 275 | 1 | Honeywell | 2023-08-23 | redacted
Low Income - Power to Save | HVAC Inspection | 0 | 0.17 | 0 | 268.73 | 1 | Honeywell | 2023-08-23 | redacted
Low Income - Power to Save | Faucet Aerators | 0 | 0 | 0.02 | 110.58 | 1 | Honeywell | 2023-08-23 | redacted
Low Income - Power to Save | Low Flow Showerhead | 0 | 0.04 | 0.1 | 504.08 | 1 | Honeywell | 2023-08-23 | redacted
Low Income - Power to Save | LI - DUCT | 0 | 0.4 | 0.12 | 775.77 | 1 | Honeywell | 2023-08-23 | redacted
Low Income - Power to Save | LED Lights | 0 | 0 | 0 | 47.6 | 1 | Honeywell | 2023-08-23 | redacted
Low Income - Power to Save | Weather Strip/Caulk | 0 | 0.25 | 0.09 | 503.3 | 1 | Honeywell | 2023-08-17 | redacted
Low Income - Power to Save | Pipe Wrap | 0 | 0.01 | 0.03 | 143.65 | 1 | Honeywell | 2023-08-17 | redacted
Low Income - Power to Save | Outdoor Coil Cleaning | 0 | 0.1 | 0 | 275 | 1 | Honeywell | 2023-08-17 | redacted
Low Income - Power to Save | HVAC Inspection | 0 | 0.17 | 0 | 268.73 | 1 | Honeywell | 2023-08-17 | redacted
Low Income - Power to Save | LI - DUCT | 0 | 0.4 | 0.12 | 775.77 | 1 | Honeywell | 2023-08-17 | redacted
Low Income - Power to Save | LED Lights | 0 | 0 | 0 | 47.6 | 1 | Honeywell | 2023-08-17 | redacted
Low Income - Power to Save | Weather Strip/Caulk | 0 | 0.25 | 0.09 | 503.3 | 1 | Honeywell | 2023-08-28 | redacted
Low Income - Power to Save | Outdoor Coil Cleaning | 0 | 0.1 | 0 | 275 | 1 | Honeywell | 2023-08-28 | redacted
Low Income - Power to Save | HVAC Inspection | 0 | 0.17 | 0 | 268.73 | 1 | Honeywell | 2023-08-28 | redacted
Low Income - Power to Save | Faucet Aerators | 0 | 0 | 0.02 | 110.58 | 1 | Honeywell | 2023-08-28 | redacted
Low Income - Power to Save | Low Flow Showerhead | 0 | 0.04 | 0.1 | 504.08 | 1 | Honeywell | 2023-08-28 | redacted
Low Income - Power to Save | LI - DUCT | 0 | 0.4 | 0.12 | 775.77 | 1 | Honeywell | 2023-08-28 | redacted
Low Income - Power to Save | LED Lights | 0 | 0 | 0 | 47.6 | 1 | Honeywell | 2023-08-28 | redacted
Low Income - Power to Save | Weather Strip/Caulk | 0 | 0.25 | 0.09 | 503.3 | 1 | Honeywell | 2023-08-28 | redacted
Low Income - Power to Save | Outdoor Coil Cleaning | 0 | 0.1 | 0 | 275 | 1 | Honeywell | 2023-08-28 | redacted
Low Income - Power to Save | HVAC Inspection | 0 | 0.17 | 0 | 268.73 | 1 | Honeywell | 2023-08-28 | redacted
Low Income - Power to Save | Faucet Aerators | 0 | 0 | 0.02 | 110.58 | 1 | Honeywell | 2023-08-28 | redacted
Low Income - Power to Save | Low Flow Showerhead | 0 | 0.04 | 0.1 | 504.08 | 1 | Honeywell | 2023-08-28 | redacted
Low Income - Power to Save | LI - DUCT | 0 | 0.4 | 0.12 | 775.77 | 1 | Honeywell | 2023-08-28 | redacted
Low Income - Power to Save | LED Lights | 0 | 0 | 0 | 47.6 | 1 | Honeywell | 2023-08-28 | redacted
Low Income - Power to Save | Weather Strip/Caulk | 0 | 0.25 | 0.09 | 503.3 | 1 | Honeywell | 2023-08-18 | redacted
Low Income - Power to Save | Pipe Wrap | 0 | 0.01 | 0.03 | 143.65 | 1 | Honeywell | 2023-08-18 | redacted
Low Income - Power to Save | Outdoor Coil Cleaning | 0 | 0.1 | 0 | 275 | 1 | Honeywell | 2023-08-18 | redacted
Low Income - Power to Save | HVAC Inspection | 0 | 0.17 | 0 | 268.73 | 1 | Honeywell | 2023-08-18 | redacted
Low Income - Power to Save | Faucet Aerators | 0 | 0 | 0.02 | 110.58 | 1 | Honeywell | 2023-08-18 | redacted
Low Income - Power to Save | Low Flow Showerhead | 0 | 0.04 | 0.1 | 504.08 | 1 | Honeywell | 2023-08-18 | redacted
Low Income - Power to Save | LI - DUCT | 0 | 0.4 | 0.12 | 775.77 | 1 | Honeywell | 2023-08-18 | redacted
Low Income - Power to Save | LED Lights | 0 | 0 | 0 | 47.6 | 1 | Honeywell | 2023-08-18 | redacted
Low Income - Power to Save | Weather Strip/Caulk | 0 | 0.25 | 0.09 | 503.3 | 1 | Honeywell | 2023-08-28 | redacted
Low Income - Power to Save | Pipe Wrap | 0 | 0.01 | 0.03 | 143.65 | 1 | Honeywell | 2023-08-28 | redacted
Low Income - Power to Save | Outdoor Coil Cleaning | 0 | 0.1 | 0 | 275 | 1 | Honeywell | 2023-08-28 | redacted
Low Income - Power to Save | Faucet Aerators | 0 | 0 | 0.02 | 110.58 | 1 | Honeywell | 2023-08-28 | redacted
Low Income - Power to Save | LI - DUCT | 0 | 0.4 | 0.12 | 775.77 | 1 | Honeywell | 2023-08-28 | redacted
Low Income - Power to Save | LED Lights | 0 | 0 | 0 | 47.6 | 1 | Honeywell | 2023-08-28 | redacted
Low Income - Power to Save | Weather Strip/Caulk | 0 | 0.25 | 0.09 | 503.3 | 1 | Honeywell | 2023-08-18 | redacted
Low Income - Power to Save | Low Flow Showerhead | 0 | 0.04 | 0.1 | 504.08 | 1 | Honeywell | 2023-08-18 | redacted
Low Income - Power to Save | LED Lights | 0 | 0 | 0 | 47.6 | 1 | Honeywell | 2023-08-18 | redacted
Low Income - Power to Save | Weather Strip/Caulk | 0 | 0.25 | 0.09 | 503.3 | 1 | Honeywell | 2023-08-28 | redacted
Low Income - Power to Save | Outdoor Coil Cleaning | 0 | 0.1 | 0 | 275 | 1 | Honeywell | 2023-08-28 | redacted
Low Income - Power to Save | HVAC Inspection | 0 | 0.17 | 0 | 268.73 | 1 | Honeywell | 2023-08-28 | redacted
Low Income - Power to Save | Faucet Aerators | 0 | 0 | 0.02 | 110.58 | 1 | Honeywell | 2023-08-28 | redacted
Low Income - Power to Save | Low Flow Showerhead | 0 | 0.04 | 0.1 | 504.08 | 1 | Honeywell | 2023-08-28 | redacted
Low Income - Power to Save | LI - DUCT | 0 | 0.4 | 0.12 | 775.77 | 1 | Honeywell | 2023-08-28 | redacted
Low Income - Power to Save | LED Lights | 0 | 0 | 0 | 47.6 | 1 | Honeywell | 2023-08-28 | redacted
Low Income - Power to Save | Weather Strip/Caulk | 0 | 0.25 | 0.09 | 503.3 | 1 | Honeywell | 2023-08-30 | redacted
Low Income - Power to Save | Pipe Wrap | 0 | 0.01 | 0.03 | 143.65 | 1 | Honeywell | 2023-08-30 | redacted
Low Income - Power to Save | Low Flow Showerhead | 0 | 0.04 | 0.1 | 504.08 | 1 | Honeywell | 2023-08-30 | redacted
Low Income - Power to Save | LED Lights | 0 | 0 | 0 | 47.6 | 1 | Honeywell | 2023-08-30 | redacted
Low Income - Power to Save | Weather Strip/Caulk | 0 | 0.25 | 0.09 | 503.3 | 1 | Honeywell | 2023-08-23 | redacted
Low Income - Power to Save | Outdoor Coil Cleaning | 0 | 0.1 | 0 | 275 | 1 | Honeywell | 2023-08-23 | redacted
Low Income - Power to Save | Faucet Aerators | 0 | 0 | 0.02 | 110.58 | 1 | Honeywell | 2023-08-23 | redacted
Low Income - Power to Save | Low Flow Showerhead | 0 | 0.04 | 0.1 | 504.08 | 1 | Honeywell | 2023-08-23 | redacted
Low Income - Power to Save | LED Lights | 0 | 0 | 0 | 47.6 | 1 | Honeywell | 2023-08-23 | redacted
Low Income - Power to Save | Weather Strip/Caulk | 0 | 0.25 | 0.09 | 503.3 | 1 | Honeywell | 2023-08-28 | redacted
Low Income - Power to Save | Pipe Wrap | 0 | 0.01 | 0.03 | 143.65 | 1 | Honeywell | 2023-08-28 | redacted
Low Income - Power to Save | Outdoor Coil Cleaning | 0 | 0.1 | 0 | 275 | 1 | Honeywell | 2023-08-28 | redacted
Low Income - Power to Save | HVAC Inspection | 0 | 0.17 | 0 | 268.73 | 1 | Honeywell | 2023-08-28 | redacted
Low Income - Power to Save | Low Flow Showerhead | 0 | 0.04 | 0.1 | 504.08 | 1 | Honeywell | 2023-08-28 | redacted
Low Income - Power to Save | LI - DUCT | 0 | 0.4 | 0.12 | 775.77 | 1 | Honeywell | 2023-08-28 | redacted
Low Income - Power to Save | LED Lights | 0 | 0 | 0 | 47.6 | 1 | Honeywell | 2023-08-28 | redacted
Low Income - Power to Save | Weather Strip/Caulk | 0 | 0.25 | 0.09 | 503.3 | 1 | Honeywell | 2023-08-28 | redacted
Low Income - Power to Save | Outdoor Coil Cleaning | 0 | 0.1 | 0 | 275 | 1 | Honeywell | 2023-08-28 | redacted
Low Income - Power to Save | HVAC Inspection | 0 | 0.17 | 0 | 268.73 | 1 | Honeywell | 2023-08-28 | redacted
Low Income - Power to Save | Faucet Aerators | 0 | 0 | 0.02 | 110.58 | 1 | Honeywell | 2023-08-28 | redacted
Low Income - Power to Save | Low Flow Showerhead | 0 | 0.04 | 0.1 | 504.08 | 1 | Honeywell | 2023-08-28 | redacted
Low Income - Power to Save | LI - DUCT | 0 | 0.4 | 0.12 | 775.77 | 1 | Honeywell | 2023-08-28 | redacted
Low Income - Power to Save | LED Lights | 0 | 0 | 0 | 47.6 | 1 | Honeywell | 2023-08-28 | redacted
Low Income - Power to Save | Weather Strip/Caulk | 0 | 0.25 | 0.09 | 503.3 | 1 | Honeywell | 2023-08-04 | redacted
Low Income - Power to Save | Pipe Wrap | 0 | 0.01 | 0.03 | 143.65 | 1 | Honeywell | 2023-08-04 | redacted
Low Income - Power to Save | Outdoor Coil Cleaning | 0 | 0.1 | 0 | 275 | 1 | Honeywell | 2023-08-04 | redacted
Low Income - Power to Save | HVAC Inspection | 0 | 0.17 | 0 | 268.73 | 1 | Honeywell | 2023-08-04 | redacted
Low Income - Power to Save | Faucet Aerators | 0 | 0 | 0.02 | 110.58 | 1 | Honeywell | 2023-08-04 | redacted
Low Income - Power to Save | Low Flow Showerhead | 0 | 0.04 | 0.1 | 504.08 | 1 | Honeywell | 2023-08-04 | redacted
Low Income - Power to Save | LI - DUCT | 0 | 0.4 | 0.12 | 775.77 | 1 | Honeywell | 2023-08-04 | redacted
Low Income - Power to Save | LED Lights | 0 | 0 | 0 | 47.6 | 1 | Honeywell | 2023-08-04 | redacted
Low Income - Power to Save | Outdoor Coil Cleaning | 0 | 0.1 | 0 | 275 | 1 | Honeywell | 2023-08-25 | redacted
Low Income - Power to Save | Faucet Aerators | 0 | 0 | 0.02 | 110.58 | 1 | Honeywell | 2023-08-25 | redacted
Low Income - Power to Save | Low Flow Showerhead | 0 | 0.04 | 0.1 | 504.08 | 1 | Honeywell | 2023-08-25 | redacted
Low Income - Power to Save | LED Lights | 0 | 0 | 0 | 47.6 | 1 | Honeywell | 2023-08-25 | redacted
Low Income - Power to Save | LED Lights | 0 | 0 | 0 | 47.6 | 1 | Honeywell | 2023-08-02 | redacted
Low Income - Power to Save | Weather Strip/Caulk | 0 | 0.25 | 0.09 | 503.3 | 1 | Honeywell | 2023-08-02 | redacted
Low Income - Power to Save | Pipe Wrap | 0 | 0.01 | 0.03 | 143.65 | 1 | Honeywell | 2023-08-02 | redacted
Low Income - Power to Save | Outdoor Coil Cleaning | 0 | 0.1 | 0 | 275 | 1 | Honeywell | 2023-08-02 | redacted
Low Income - Power to Save | HVAC Inspection | 0 | 0.17 | 0 | 268.73 | 1 | Honeywell | 2023-08-02 | redacted
Low Income - Power to Save | Low Flow Showerhead | 0 | 0.04 | 0.1 | 504.08 | 1 | Honeywell | 2023-08-02 | redacted
Low Income - Power to Save | LI - DUCT | 0 | 0.4 | 0.12 | 775.77 | 1 | Honeywell | 2023-08-02 | redacted
Low Income - Power to Save | Weather Strip/Caulk | 0 | 0.25 | 0.09 | 503.3 | 1 | Honeywell | 2023-08-25 | redacted
Low Income - Power to Save | Outdoor Coil Cleaning | 0 | 0.1 | 0 | 275 | 1 | Honeywell | 2023-08-25 | redacted
Low Income - Power to Save | HVAC Inspection | 0 | 0.17 | 0 | 268.73 | 1 | Honeywell | 2023-08-25 | redacted
Low Income - Power to Save | Faucet Aerators | 0 | 0 | 0.02 | 110.58 | 1 | Honeywell | 2023-08-25 | redacted
Low Income - Power to Save | Low Flow Showerhead | 0 | 0.04 | 0.1 | 504.08 | 1 | Honeywell | 2023-08-25 | redacted
Low Income - Power to Save | LI - DUCT | 0 | 0.4 | 0.12 | 775.77 | 1 | Honeywell | 2023-08-25 | redacted
Low Income - Power to Save | LED Lights | 0 | 0 | 0 | 47.6 | 1 | Honeywell | 2023-08-25 | redacted
Low Income - Power to Save | Outdoor Coil Cleaning | 0 | 0.1 | 0 | 275 | 1 | Honeywell | 2023-08-25 | redacted
Low Income - Power to Save | Faucet Aerators | 0 | 0 | 0.02 | 110.58 | 1 | Honeywell | 2023-08-25 | redacted
Low Income - Power to Save | Low Flow Showerhead | 0 | 0.04 | 0.1 | 504.08 | 1 | Honeywell | 2023-08-25 | redacted
Low Income - Power to Save | LED Lights | 0 | 0 | 0 | 47.6 | 1 | Honeywell | 2023-08-25 | redacted
Low Income - Power to Save | Weather Strip/Caulk | 0 | 0.25 | 0.09 | 503.3 | 1 | Honeywell | 2023-08-31 | redacted
Low Income - Power to Save | Outdoor Coil Cleaning | 0 | 0.1 | 0 | 275 | 1 | Honeywell | 2023-08-31 | redacted
Low Income - Power to Save | HVAC Inspection | 0 | 0.17 | 0 | 268.73 | 1 | Honeywell | 2023-08-31 | redacted
Low Income - Power to Save | LED Lights | 0 | 0 | 0 | 47.6 | 1 | Honeywell | 2023-08-31 | redacted
Low Income - Power to Save | Weather Strip/Caulk | 0 | 0.25 | 0.09 | 503.3 | 1 | Honeywell | 2023-08-29 | redacted
Low Income - Power to Save | Outdoor Coil Cleaning | 0 | 0.1 | 0 | 275 | 1 | Honeywell | 2023-08-29 | redacted
Low Income - Power to Save | HVAC Inspection | 0 | 0.17 | 0 | 268.73 | 1 | Honeywell | 2023-08-29 | redacted
Low Income - Power to Save | Faucet Aerators | 0 | 0 | 0.02 | 110.58 | 1 | Honeywell | 2023-08-29 | redacted
Low Income - Power to Save | Low Flow Showerhead | 0 | 0.04 | 0.1 | 504.08 | 1 | Honeywell | 2023-08-29 | redacted
Low Income - Power to Save | LI - DUCT | 0 | 0.4 | 0.12 | 775.77 | 1 | Honeywell | 2023-08-29 | redacted
Low Income - Power to Save | LED Lights | 0 | 0 | 0 | 47.6 | 1 | Honeywell | 2023-08-29 | redacted
Low Income - Power to Save | Weather Strip/Caulk | 0 | 0.25 | 0.09 | 503.3 | 1 | Honeywell | 2023-08-02 | redacted
Low Income - Power to Save | Faucet Aerators | 0 | 0 | 0.02 | 110.58 | 1 | Honeywell | 2023-08-02 | redacted
Low Income - Power to Save | Low Flow Showerhead | 0 | 0.04 | 0.1 | 504.08 | 1 | Honeywell | 2023-08-02 | redacted
Low Income - Power to Save | LED Lights | 0 | 0 | 0 | 47.6 | 1 | Honeywell | 2023-08-02 | redacted
Low Income - Power to Save | Weather Strip/Caulk | 0 | 0.25 | 0.09 | 503.3 | 1 | Honeywell | 2023-08-04 | redacted
Low Income - Power to Save | Pipe Wrap | 0 | 0.01 | 0.03 | 143.65 | 1 | Honeywell | 2023-08-04 | redacted
Low Income - Power to Save | Outdoor Coil Cleaning | 0 | 0.1 | 0 | 275 | 1 | Honeywell | 2023-08-04 | redacted
Low Income - Power to Save | HVAC Inspection | 0 | 0.17 | 0 | 268.73 | 1 | Honeywell | 2023-08-04 | redacted
Low Income - Power to Save | Faucet Aerators | 0 | 0 | 0.02 | 110.58 | 1 | Honeywell | 2023-08-04 | redacted
Low Income - Power to Save | Low Flow Showerhead | 0 | 0.04 | 0.1 | 504.08 | 1 | Honeywell | 2023-08-04 | redacted
Low Income - Power to Save | LI - DUCT | 0 | 0.4 | 0.12 | 775.77 | 1 | Honeywell | 2023-08-04 | redacted
Low Income - Power to Save | LED Lights | 0 | 0 | 0 | 47.6 | 1 | Honeywell | 2023-08-04 | redacted
Low Income - Power to Save | Weather Strip/Caulk | 0 | 0.25 | 0.09 | 503.3 | 1 | Honeywell | 2023-08-28 | redacted
Low Income - Power to Save | Outdoor Coil Cleaning | 0 | 0.1 | 0 | 275 | 1 | Honeywell | 2023-08-28 | redacted
Low Income - Power to Save | LED Lights | 0 | 0 | 0 | 47.6 | 1 | Honeywell | 2023-08-28 | redacted
Low Income - Power to Save | Weather Strip/Caulk | 0 | 0.25 | 0.09 | 503.3 | 1 | Honeywell | 2023-08-30 | redacted
Low Income - Power to Save | Outdoor Coil Cleaning | 0 | 0.1 | 0 | 275 | 1 | Honeywell | 2023-08-30 | redacted
Low Income - Power to Save | HVAC Inspection | 0 | 0.17 | 0 | 268.73 | 1 | Honeywell | 2023-08-30 | redacted
Low Income - Power to Save | Faucet Aerators | 0 | 0 | 0.02 | 110.58 | 1 | Honeywell | 2023-08-30 | redacted
Low Income - Power to Save | Low Flow Showerhead | 0 | 0.04 | 0.1 | 504.08 | 1 | Honeywell | 2023-08-30 | redacted
Low Income - Power to Save | LI - DUCT | 0 | 0.4 | 0.12 | 775.77 | 1 | Honeywell | 2023-08-30 | redacted
Low Income - Power to Save | LED Lights | 0 | 0 | 0 | 47.6 | 1 | Honeywell | 2023-08-30 | redacted
Low Income - Power to Save | Weather Strip/Caulk | 0 | 0.25 | 0.09 | 503.3 | 1 | Honeywell | 2023-08-28 | redacted
Low Income - Power to Save | Pipe Wrap | 0 | 0.01 | 0.03 | 143.65 | 1 | Honeywell | 2023-08-28 | redacted
Low Income - Power to Save | Outdoor Coil Cleaning | 0 | 0.1 | 0 | 275 | 1 | Honeywell | 2023-08-28 | redacted
Low Income - Power to Save | HVAC Inspection | 0 | 0.17 | 0 | 268.73 | 1 | Honeywell | 2023-08-28 | redacted
Low Income - Power to Save | Faucet Aerators | 0 | 0 | 0.02 | 110.58 | 1 | Honeywell | 2023-08-28 | redacted
Low Income - Power to Save | LI - DUCT | 0 | 0.4 | 0.12 | 775.77 | 1 | Honeywell | 2023-08-28 | redacted
Low Income - Power to Save | LED Lights | 0 | 0 | 0 | 47.6 | 1 | Honeywell | 2023-08-28 | redacted
Low Income - Power to Save | Weather Strip/Caulk | 0 | 0.25 | 0.09 | 503.3 | 1 | Honeywell | 2023-08-31 | redacted
Low Income - Power to Save | Outdoor Coil Cleaning | 0 | 0.1 | 0 | 275 | 1 | Honeywell | 2023-08-31 | redacted
Low Income - Power to Save | LED Lights | 0 | 0 | 0 | 47.6 | 1 | Honeywell | 2023-08-31 | redacted
Low Income - Power to Save | Weather Strip/Caulk | 0 | 0.25 | 0.09 | 503.3 | 1 | Honeywell | 2023-08-28 | redacted
Low Income - Power to Save | Outdoor Coil Cleaning | 0 | 0.1 | 0 | 275 | 1 | Honeywell | 2023-08-28 | redacted
Low Income - Power to Save | HVAC Inspection | 0 | 0.17 | 0 | 268.73 | 1 | Honeywell | 2023-08-28 | redacted
Low Income - Power to Save | Faucet Aerators | 0 | 0 | 0.02 | 110.58 | 1 | Honeywell | 2023-08-28 | redacted
Low Income - Power to Save | Low Flow Showerhead | 0 | 0.04 | 0.1 | 504.08 | 1 | Honeywell | 2023-08-28 | redacted
Low Income - Power to Save | LI - DUCT | 0 | 0.4 | 0.12 | 775.77 | 1 | Honeywell | 2023-08-28 | redacted
Low Income - Power to Save | LED Lights | 0 | 0 | 0 | 47.6 | 1 | Honeywell | 2023-08-28 | redacted
Low Income - Power to Save | Weather Strip/Caulk | 0 | 0.25 | 0.09 | 503.3 | 1 | Honeywell | 2023-08-18 | redacted
Low Income - Power to Save | Pipe Wrap | 0 | 0.01 | 0.03 | 143.65 | 1 | Honeywell | 2023-08-18 | redacted
Low Income - Power to Save | Outdoor Coil Cleaning | 0 | 0.1 | 0 | 275 | 1 | Honeywell | 2023-08-18 | redacted
Low Income - Power to Save | HVAC Inspection | 0 | 0.17 | 0 | 268.73 | 1 | Honeywell | 2023-08-18 | redacted
Low Income - Power to Save | Faucet Aerators | 0 | 0 | 0.02 | 110.58 | 1 | Honeywell | 2023-08-18 | redacted
Low Income - Power to Save | LI - DUCT | 0 | 0.4 | 0.12 | 775.77 | 1 | Honeywell | 2023-08-18 | redacted
Low Income - Power to Save | LED Lights | 0 | 0 | 0 | 47.6 | 1 | Honeywell | 2023-08-18 | redacted
Low Income - Power to Save | Weather Strip/Caulk | 0 | 0.25 | 0.09 | 503.3 | 1 | Honeywell | 2023-08-02 | redacted
Low Income - Power to Save | Outdoor Coil Cleaning | 0 | 0.1 | 0 | 275 | 1 | Honeywell | 2023-08-02 | redacted
Low Income - Power to Save | HVAC Inspection | 0 | 0.17 | 0 | 268.73 | 1 | Honeywell | 2023-08-02 | redacted
Low Income - Power to Save | Faucet Aerators | 0 | 0 | 0.02 | 110.58 | 1 | Honeywell | 2023-08-02 | redacted
Low Income - Power to Save | Low Flow Showerhead | 0 | 0.04 | 0.1 | 504.08 | 1 | Honeywell | 2023-08-02 | redacted
Low Income - Power to Save | LED Lights | 0 | 0 | 0 | 47.6 | 1 | Honeywell | 2023-08-02 | redacted
Low Income - Power to Save | Weather Strip/Caulk | 0 | 0.25 | 0.09 | 503.3 | 1 | Honeywell | 2023-08-29 | redacted
Low Income - Power to Save | Outdoor Coil Cleaning | 0 | 0.1 | 0 | 275 | 1 | Honeywell | 2023-08-29 | redacted
Low Income - Power to Save | LED Lights | 0 | 0 | 0 | 47.6 | 1 | Honeywell | 2023-08-29 | redacted
Low Income - Power to Save | Weather Strip/Caulk | 0 | 0.25 | 0.09 | 503.3 | 1 | Honeywell | 2023-08-02 | redacted
Low Income - Power to Save | Pipe Wrap | 0 | 0.01 | 0.03 | 143.65 | 1 | Honeywell | 2023-08-02 | redacted
Low Income - Power to Save | Outdoor Coil Cleaning | 0 | 0.1 | 0 | 275 | 1 | Honeywell | 2023-08-02 | redacted
Low Income - Power to Save | HVAC Inspection | 0 | 0.17 | 0 | 268.73 | 1 | Honeywell | 2023-08-02 | redacted
Low Income - Power to Save | Faucet Aerators | 0 | 0 | 0.02 | 110.58 | 1 | Honeywell | 2023-08-02 | redacted
Low Income - Power to Save | LI - DUCT | 0 | 0.4 | 0.12 | 775.77 | 1 | Honeywell | 2023-08-02 | redacted
Low Income - Power to Save | LED Lights | 0 | 0 | 0 | 47.6 | 1 | Honeywell | 2023-08-02 | redacted
Low Income - Power to Save | Weather Strip/Caulk | 0 | 0.25 | 0.09 | 503.3 | 1 | Honeywell | 2023-08-04 | redacted
Low Income - Power to Save | Pipe Wrap | 0 | 0.01 | 0.03 | 143.65 | 1 | Honeywell | 2023-08-04 | redacted
Low Income - Power to Save | Outdoor Coil Cleaning | 0 | 0.1 | 0 | 275 | 1 | Honeywell | 2023-08-04 | redacted
Low Income - Power to Save | HVAC Inspection | 0 | 0.17 | 0 | 268.73 | 1 | Honeywell | 2023-08-04 | redacted
Low Income - Power to Save | Faucet Aerators | 0 | 0 | 0.02 | 110.58 | 1 | Honeywell | 2023-08-04 | redacted
Low Income - Power to Save | Low Flow Showerhead | 0 | 0.04 | 0.1 | 504.08 | 1 | Honeywell | 2023-08-04 | redacted
Low Income - Power to Save | LED Lights | 0 | 0 | 0 | 47.6 | 1 | Honeywell | 2023-08-04 | redacted
Low Income - Power to Save | Outdoor Coil Cleaning | 0 | 0.1 | 0 | 275 | 1 | Honeywell | 2023-08-25 | redacted
Low Income - Power to Save | Faucet Aerators | 0 | 0 | 0.02 | 110.58 | 1 | Honeywell | 2023-08-25 | redacted
Low Income - Power to Save | Low Flow Showerhead | 0 | 0.04 | 0.1 | 504.08 | 1 | Honeywell | 2023-08-25 | redacted
Low Income - Power to Save | LED Lights | 0 | 0 | 0 | 47.6 | 1 | Honeywell | 2023-08-25 | redacted
Low Income - Power to Save | Weather Strip/Caulk | 0 | 0.25 | 0.09 | 503.3 | 1 | Honeywell | 2023-08-18 | redacted
Low Income - Power to Save | Pipe Wrap | 0 | 0.01 | 0.03 | 143.65 | 1 | Honeywell | 2023-08-18 | redacted
Low Income - Power to Save | Outdoor Coil Cleaning | 0 | 0.1 | 0 | 275 | 1 | Honeywell | 2023-08-18 | redacted
Low Income - Power to Save | HVAC Inspection | 0 | 0.17 | 0 | 268.73 | 1 | Honeywell | 2023-08-18 | redacted
Low Income - Power to Save | Faucet Aerators | 0 | 0 | 0.02 | 110.58 | 1 | Honeywell | 2023-08-18 | redacted
Low Income - Power to Save | LI - DUCT | 0 | 0.4 | 0.12 | 775.77 | 1 | Honeywell | 2023-08-18 | redacted
Low Income - Power to Save | LED Lights | 0 | 0 | 0 | 47.6 | 1 | Honeywell | 2023-08-18 | redacted
Low Income - Power to Save | Weather Strip/Caulk | 0 | 0.25 | 0.09 | 503.3 | 1 | Honeywell | 2023-08-18 | redacted
Low Income - Power to Save | Outdoor Coil Cleaning | 0 | 0.1 | 0 | 275 | 1 | Honeywell | 2023-08-18 | redacted
Low Income - Power to Save | HVAC Inspection | 0 | 0.17 | 0 | 268.73 | 1 | Honeywell | 2023-08-18 | redacted
Low Income - Power to Save | Faucet Aerators | 0 | 0 | 0.02 | 110.58 | 1 | Honeywell | 2023-08-18 | redacted
Low Income - Power to Save | Low Flow Showerhead | 0 | 0.04 | 0.1 | 504.08 | 1 | Honeywell | 2023-08-18 | redacted
Low Income - Power to Save | LED Lights | 0 | 0 | 0 | 47.6 | 1 | Honeywell | 2023-08-18 | redacted
Low Income - Power to Save | Weather Strip/Caulk | 0 | 0.25 | 0.09 | 503.3 | 1 | Honeywell | 2023-08-02 | redacted
Low Income - Power to Save | Pipe Wrap | 0 | 0.01 | 0.03 | 143.65 | 1 | Honeywell | 2023-08-02 | redacted
Low Income - Power to Save | Outdoor Coil Cleaning | 0 | 0.1 | 0 | 275 | 1 | Honeywell | 2023-08-02 | redacted
Low Income - Power to Save | HVAC Inspection | 0 | 0.17 | 0 | 268.73 | 1 | Honeywell | 2023-08-02 | redacted
Low Income - Power to Save | Faucet Aerators | 0 | 0 | 0.02 | 110.58 | 1 | Honeywell | 2023-08-02 | redacted
Low Income - Power to Save | Low Flow Showerhead | 0 | 0.04 | 0.1 | 504.08 | 1 | Honeywell | 2023-08-02 | redacted
Low Income - Power to Save | LI - DUCT | 0 | 0.4 | 0.12 | 775.77 | 1 | Honeywell | 2023-08-02 | redacted
Low Income - Power to Save | LED Lights | 0 | 0 | 0 | 47.6 | 1 | Honeywell | 2023-08-02 | redacted
Low Income - Power to Save | Weather Strip/Caulk | 0 | 0.25 | 0.09 | 503.3 | 1 | Honeywell | 2023-08-18 | redacted
Low Income - Power to Save | Pipe Wrap | 0 | 0.01 | 0.03 | 143.65 | 1 | Honeywell | 2023-08-18 | redacted
Low Income - Power to Save | Outdoor Coil Cleaning | 0 | 0.1 | 0 | 275 | 1 | Honeywell | 2023-08-18 | redacted
Low Income - Power to Save | HVAC Inspection | 0 | 0.17 | 0 | 268.73 | 1 | Honeywell | 2023-08-18 | redacted
Low Income - Power to Save | Faucet Aerators | 0 | 0 | 0.02 | 110.58 | 1 | Honeywell | 2023-08-18 | redacted
Low Income - Power to Save | Low Flow Showerhead | 0 | 0.04 | 0.1 | 504.08 | 1 | Honeywell | 2023-08-18 | redacted
Low Income - Power to Save | LI - DUCT | 0 | 0.4 | 0.12 | 775.77 | 1 | Honeywell | 2023-08-18 | redacted
Low Income - Power to Save | LED Lights | 0 | 0 | 0 | 47.6 | 1 | Honeywell | 2023-08-18 | redacted
Low Income - Power to Save | Outdoor Coil Cleaning | 0 | 0.1 | 0 | 275 | 1 | Honeywell | 2023-08-25 | redacted
Low Income - Power to Save | Faucet Aerators | 0 | 0 | 0.02 | 110.58 | 1 | Honeywell | 2023-08-25 | redacted
Low Income - Power to Save | Low Flow Showerhead | 0 | 0.04 | 0.1 | 504.08 | 1 | Honeywell | 2023-08-25 | redacted
Low Income - Power to Save | LED Lights | 0 | 0 | 0 | 47.6 | 1 | Honeywell | 2023-08-25 | redacted
Low Income - Power to Save | Weather Strip/Caulk | 0 | 0.25 | 0.09 | 503.3 | 1 | Honeywell | 2023-08-04 | redacted
Low Income - Power to Save | Pipe Wrap | 0 | 0.01 | 0.03 | 143.65 | 1 | Honeywell | 2023-08-04 | redacted
Low Income - Power to Save | Outdoor Coil Cleaning | 0 | 0.1 | 0 | 275 | 1 | Honeywell | 2023-08-04 | redacted
Low Income - Power to Save | HVAC Inspection | 0 | 0.17 | 0 | 268.73 | 1 | Honeywell | 2023-08-04 | redacted
Low Income - Power to Save | Faucet Aerators | 0 | 0 | 0.02 | 110.58 | 1 | Honeywell | 2023-08-04 | redacted
Low Income - Power to Save | LI - DUCT | 0 | 0.4 | 0.12 | 775.77 | 1 | Honeywell | 2023-08-04 | redacted
Low Income - Power to Save | LED Lights | 0 | 0 | 0 | 47.6 | 1 | Honeywell | 2023-08-04 | redacted
Low Income - Power to Save | Weather Strip/Caulk | 0 | 0.25 | 0.09 | 503.3 | 1 | Honeywell | 2023-08-04 | redacted
Low Income - Power to Save | Pipe Wrap | 0 | 0.01 | 0.03 | 143.65 | 1 | Honeywell | 2023-08-04 | redacted
Low Income - Power to Save | Outdoor Coil Cleaning | 0 | 0.1 | 0 | 275 | 1 | Honeywell | 2023-08-04 | redacted
Low Income - Power to Save | HVAC Inspection | 0 | 0.17 | 0 | 268.73 | 1 | Honeywell | 2023-08-04 | redacted
Low Income - Power to Save | Faucet Aerators | 0 | 0 | 0.02 | 110.58 | 1 | Honeywell | 2023-08-04 | redacted
Low Income - Power to Save | Low Flow Showerhead | 0 | 0.04 | 0.1 | 504.08 | 1 | Honeywell | 2023-08-04 | redacted
Low Income - Power to Save | LI - DUCT | 0 | 0.4 | 0.12 | 775.77 | 1 | Honeywell | 2023-08-04 | redacted
Low Income - Power to Save | LED Lights | 0 | 0 | 0 | 47.6 | 1 | Honeywell | 2023-08-04 | redacted
Low Income - Power to Save | Weather Strip/Caulk | 0 | 0.25 | 0.09 | 503.3 | 1 | Honeywell | 2023-08-18 | redacted
Low Income - Power to Save | Pipe Wrap | 0 | 0.01 | 0.03 | 143.65 | 1 | Honeywell | 2023-08-18 | redacted
Low Income - Power to Save | Outdoor Coil Cleaning | 0 | 0.1 | 0 | 275 | 1 | Honeywell | 2023-08-18 | redacted
Low Income - Power to Save | HVAC Inspection | 0 | 0.17 | 0 | 268.73 | 1 | Honeywell | 2023-08-18 | redacted
Low Income - Power to Save | Low Flow Showerhead | 0 | 0.04 | 0.1 | 504.08 | 1 | Honeywell | 2023-08-18 | redacted
Low Income - Power to Save | LI - DUCT | 0 | 0.4 | 0.12 | 775.77 | 1 | Honeywell | 2023-08-18 | redacted
Low Income - Power to Save | LED Lights | 0 | 0 | 0 | 47.6 | 1 | Honeywell | 2023-08-18 | redacted
Low Income - Power to Save | Weather Strip/Caulk | 0 | 0.25 | 0.09 | 503.3 | 1 | Honeywell | 2023-08-02 | redacted
Low Income - Power to Save | Pipe Wrap | 0 | 0.01 | 0.03 | 143.65 | 1 | Honeywell | 2023-08-02 | redacted
Low Income - Power to Save | Outdoor Coil Cleaning | 0 | 0.1 | 0 | 275 | 1 | Honeywell | 2023-08-02 | redacted
Low Income - Power to Save | HVAC Inspection | 0 | 0.17 | 0 | 268.73 | 1 | Honeywell | 2023-08-02 | redacted
Low Income - Power to Save | Faucet Aerators | 0 | 0 | 0.02 | 110.58 | 1 | Honeywell | 2023-08-02 | redacted
Low Income - Power to Save | Low Flow Showerhead | 0 | 0.04 | 0.1 | 504.08 | 1 | Honeywell | 2023-08-02 | redacted
Low Income - Power to Save | LED Lights | 0 | 0 | 0 | 47.6 | 1 | Honeywell | 2023-08-02 | redacted
Low Income - Power to Save | Faucet Aerators | 0 | 0 | 0.02 | 110.58 | 1 | Honeywell | 2023-08-25 | redacted
Low Income - Power to Save | LED Lights | 0 | 0 | 0 | 47.6 | 1 | Honeywell | 2023-08-25 | redacted
Low Income - Power to Save | Weather Strip/Caulk | 0 | 0.25 | 0.09 | 503.3 | 1 | Honeywell | 2023-08-30 | redacted
Low Income - Power to Save | Faucet Aerators | 0 | 0 | 0.02 | 110.58 | 1 | Honeywell | 2023-08-30 | redacted
Low Income - Power to Save | Low Flow Showerhead | 0 | 0.04 | 0.1 | 504.08 | 1 | Honeywell | 2023-08-30 | redacted
Low Income - Power to Save | LED Lights | 0 | 0 | 0 | 47.6 | 1 | Honeywell | 2023-08-30 | redacted
Low Income - Power to Save | Weather Strip/Caulk | 0 | 0.25 | 0.09 | 503.3 | 1 | Honeywell | 2023-08-03 | redacted
Low Income - Power to Save | Faucet Aerators | 0 | 0 | 0.02 | 110.58 | 1 | Honeywell | 2023-08-03 | redacted
Low Income - Power to Save | Low Flow Showerhead | 0 | 0.04 | 0.1 | 504.08 | 1 | Honeywell | 2023-08-03 | redacted
Low Income - Power to Save | LED Lights | 0 | 0 | 0 | 47.6 | 1 | Honeywell | 2023-08-03 | redacted
Low Income - Power to Save | Weather Strip/Caulk | 0 | 0.25 | 0.09 | 503.3 | 1 | Honeywell | 2023-08-30 | redacted
Low Income - Power to Save | Faucet Aerators | 0 | 0 | 0.02 | 110.58 | 1 | Honeywell | 2023-08-30 | redacted
Low Income - Power to Save | Low Flow Showerhead | 0 | 0.04 | 0.1 | 504.08 | 1 | Honeywell | 2023-08-30 | redacted
Low Income - Power to Save | LED Lights | 0 | 0 | 0 | 47.6 | 1 | Honeywell | 2023-08-30 | redacted
Low Income - Power to Save | Weather Strip/Caulk | 0 | 0.25 | 0.09 | 503.3 | 1 | Honeywell | 2023-08-17 | redacted
Low Income - Power to Save | Low Flow Showerhead | 0 | 0.04 | 0.1 | 504.08 | 1 | Honeywell | 2023-08-17 | redacted
Low Income - Power to Save | LED Lights | 0 | 0 | 0 | 47.6 | 1 | Honeywell | 2023-08-17 | redacted
Low Income - Power to Save | Weather Strip/Caulk | 0 | 0.25 | 0.09 | 503.3 | 1 | Honeywell | 2023-08-28 | redacted
Low Income - Power to Save | Pipe Wrap | 0 | 0.01 | 0.03 | 143.65 | 1 | Honeywell | 2023-08-28 | redacted
Low Income - Power to Save | Outdoor Coil Cleaning | 0 | 0.1 | 0 | 275 | 1 | Honeywell | 2023-08-28 | redacted
Low Income - Power to Save | HVAC Inspection | 0 | 0.17 | 0 | 268.73 | 1 | Honeywell | 2023-08-28 | redacted
Low Income - Power to Save | Faucet Aerators | 0 | 0 | 0.02 | 110.58 | 1 | Honeywell | 2023-08-28 | redacted
Low Income - Power to Save | Low Flow Showerhead | 0 | 0.04 | 0.1 | 504.08 | 1 | Honeywell | 2023-08-28 | redacted
Low Income - Power to Save | LED Lights | 0 | 0 | 0 | 47.6 | 1 | Honeywell | 2023-08-28 | redacted
Low Income - Power to Save | Weather Strip/Caulk | 0 | 0.25 | 0.09 | 503.3 | 1 | Honeywell | 2023-08-28 | redacted
Low Income - Power to Save | Outdoor Coil Cleaning | 0 | 0.1 | 0 | 275 | 1 | Honeywell | 2023-08-28 | redacted
Low Income - Power to Save | HVAC Inspection | 0 | 0.17 | 0 | 268.73 | 1 | Honeywell | 2023-08-28 | redacted
Low Income - Power to Save | Faucet Aerators | 0 | 0 | 0.02 | 110.58 | 1 | Honeywell | 2023-08-28 | redacted
Low Income - Power to Save | Low Flow Showerhead | 0 | 0.04 | 0.1 | 504.08 | 1 | Honeywell | 2023-08-28 | redacted
Low Income - Power to Save | LI - DUCT | 0 | 0.4 | 0.12 | 775.77 | 1 | Honeywell | 2023-08-28 | redacted
Low Income - Power to Save | LED Lights | 0 | 0 | 0 | 47.6 | 1 | Honeywell | 2023-08-28 | redacted
Low Income - Power to Save | Weather Strip/Caulk | 0 | 0.25 | 0.09 | 503.3 | 1 | Honeywell | 2023-08-28 | redacted
Low Income - Power to Save | Outdoor Coil Cleaning | 0 | 0.1 | 0 | 275 | 1 | Honeywell | 2023-08-28 | redacted
Low Income - Power to Save | HVAC Inspection | 0 | 0.17 | 0 | 268.73 | 1 | Honeywell | 2023-08-28 | redacted
Low Income - Power to Save | Faucet Aerators | 0 | 0 | 0.02 | 110.58 | 1 | Honeywell | 2023-08-28 | redacted
Low Income - Power to Save | Low Flow Showerhead | 0 | 0.04 | 0.1 | 504.08 | 1 | Honeywell | 2023-08-28 | redacted
Low Income - Power to Save | LI - DUCT | 0 | 0.4 | 0.12 | 775.77 | 1 | Honeywell | 2023-08-28 | redacted
Low Income - Power to Save | LED Lights | 0 | 0 | 0 | 47.6 | 1 | Honeywell | 2023-08-28 | redacted
Low Income - Power to Save | Weather Strip/Caulk | 0 | 0.25 | 0.09 | 503.3 | 1 | Honeywell | 2023-08-25 | redacted
Low Income - Power to Save | Outdoor Coil Cleaning | 0 | 0.1 | 0 | 275 | 1 | Honeywell | 2023-08-25 | redacted
Low Income - Power to Save | HVAC Inspection | 0 | 0.17 | 0 | 268.73 | 1 | Honeywell | 2023-08-25 | redacted
Low Income - Power to Save | Faucet Aerators | 0 | 0 | 0.02 | 110.58 | 1 | Honeywell | 2023-08-25 | redacted
Low Income - Power to Save | LI - DUCT | 0 | 0.4 | 0.12 | 775.77 | 1 | Honeywell | 2023-08-25 | redacted
Low Income - Power to Save | LED Lights | 0 | 0 | 0 | 47.6 | 1 | Honeywell | 2023-08-25 | redacted
Low Income - Power to Save | Weather Strip/Caulk | 0 | 0.25 | 0.09 | 503.3 | 1 | Honeywell | 2023-08-25 | redacted
Low Income - Power to Save | Outdoor Coil Cleaning | 0 | 0.1 | 0 | 275 | 1 | Honeywell | 2023-08-25 | redacted
Low Income - Power to Save | HVAC Inspection | 0 | 0.17 | 0 | 268.73 | 1 | Honeywell | 2023-08-25 | redacted
Low Income - Power to Save | Faucet Aerators | 0 | 0 | 0.02 | 110.58 | 1 | Honeywell | 2023-08-25 | redacted
Low Income - Power to Save | Low Flow Showerhead | 0 | 0.04 | 0.1 | 504.08 | 1 | Honeywell | 2023-08-25 | redacted
Low Income - Power to Save | LI - DUCT | 0 | 0.4 | 0.12 | 775.77 | 1 | Honeywell | 2023-08-25 | redacted
Low Income - Power to Save | LED Lights | 0 | 0 | 0 | 47.6 | 1 | Honeywell | 2023-08-25 | redacted
Low Income - Power to Save | Weather Strip/Caulk | 0 | 0.25 | 0.09 | 503.3 | 1 | Honeywell | 2023-08-31 | redacted
Low Income - Power to Save | Outdoor Coil Cleaning | 0 | 0.1 | 0 | 275 | 1 | Honeywell | 2023-08-31 | redacted
Low Income - Power to Save | HVAC Inspection | 0 | 0.17 | 0 | 268.73 | 1 | Honeywell | 2023-08-31 | redacted
Low Income - Power to Save | Faucet Aerators | 0 | 0 | 0.02 | 110.58 | 1 | Honeywell | 2023-08-31 | redacted
Low Income - Power to Save | Low Flow Showerhead | 0 | 0.04 | 0.1 | 504.08 | 1 | Honeywell | 2023-08-31 | redacted
Low Income - Power to Save | LI - DUCT | 0 | 0.4 | 0.12 | 775.77 | 1 | Honeywell | 2023-08-31 | redacted
Low Income - Power to Save | LED Lights | 0 | 0 | 0 | 47.6 | 1 | Honeywell | 2023-08-31 | redacted
Low Income - Power to Save | Weather Strip/Caulk | 0 | 0.25 | 0.09 | 503.3 | 1 | Honeywell | 2023-08-29 | redacted
Low Income - Power to Save | Outdoor Coil Cleaning | 0 | 0.1 | 0 | 275 | 1 | Honeywell | 2023-08-29 | redacted
Low Income - Power to Save | HVAC Inspection | 0 | 0.17 | 0 | 268.73 | 1 | Honeywell | 2023-08-29 | redacted
Low Income - Power to Save | Faucet Aerators | 0 | 0 | 0.02 | 110.58 | 1 | Honeywell | 2023-08-29 | redacted
Low Income - Power to Save | Low Flow Showerhead | 0 | 0.04 | 0.1 | 504.08 | 1 | Honeywell | 2023-08-29 | redacted
Low Income - Power to Save | LI - DUCT | 0 | 0.4 | 0.12 | 775.77 | 1 | Honeywell | 2023-08-29 | redacted
Low Income - Power to Save | LED Lights | 0 | 0 | 0 | 47.6 | 1 | Honeywell | 2023-08-29 | redacted
Low Income - Power to Save | Weather Strip/Caulk | 0 | 0.25 | 0.09 | 503.3 | 1 | Honeywell | 2023-08-02 | redacted
Low Income - Power to Save | Pipe Wrap | 0 | 0.01 | 0.03 | 143.65 | 1 | Honeywell | 2023-08-02 | redacted
Low Income - Power to Save | Outdoor Coil Cleaning | 0 | 0.1 | 0 | 275 | 1 | Honeywell | 2023-08-02 | redacted
Low Income - Power to Save | HVAC Inspection | 0 | 0.17 | 0 | 268.73 | 1 | Honeywell | 2023-08-02 | redacted
Low Income - Power to Save | Faucet Aerators | 0 | 0 | 0.02 | 110.58 | 1 | Honeywell | 2023-08-02 | redacted
Low Income - Power to Save | Low Flow Showerhead | 0 | 0.04 | 0.1 | 504.08 | 1 | Honeywell | 2023-08-02 | redacted
Low Income - Power to Save | LI - DUCT | 0 | 0.4 | 0.12 | 775.77 | 1 | Honeywell | 2023-08-02 | redacted
Low Income - Power to Save | LED Lights | 0 | 0 | 0 | 47.6 | 1 | Honeywell | 2023-08-02 | redacted
Low Income - Power to Save | Weather Strip/Caulk | 0 | 0.25 | 0.09 | 503.3 | 1 | Honeywell | 2023-08-28 | redacted
Low Income - Power to Save | Pipe Wrap | 0 | 0.01 | 0.03 | 143.65 | 1 | Honeywell | 2023-08-28 | redacted
Low Income - Power to Save | Outdoor Coil Cleaning | 0 | 0.1 | 0 | 275 | 1 | Honeywell | 2023-08-28 | redacted
Low Income - Power to Save | HVAC Inspection | 0 | 0.17 | 0 | 268.73 | 1 | Honeywell | 2023-08-28 | redacted
Low Income - Power to Save | Faucet Aerators | 0 | 0 | 0.02 | 110.58 | 1 | Honeywell | 2023-08-28 | redacted
Low Income - Power to Save | Low Flow Showerhead | 0 | 0.04 | 0.1 | 504.08 | 1 | Honeywell | 2023-08-28 | redacted
Low Income - Power to Save | LED Lights | 0 | 0 | 0 | 47.6 | 1 | Honeywell | 2023-08-28 | redacted
Low Income - Power to Save | Weather Strip/Caulk | 0 | 0.25 | 0.09 | 503.3 | 1 | Honeywell | 2023-08-28 | redacted
Low Income - Power to Save | Outdoor Coil Cleaning | 0 | 0.1 | 0 | 275 | 1 | Honeywell | 2023-08-28 | redacted
Low Income - Power to Save | HVAC Inspection | 0 | 0.17 | 0 | 268.73 | 1 | Honeywell | 2023-08-28 | redacted
Low Income - Power to Save | Low Flow Showerhead | 0 | 0.04 | 0.1 | 504.08 | 1 | Honeywell | 2023-08-28 | redacted
Low Income - Power to Save | LI - DUCT | 0 | 0.4 | 0.12 | 775.77 | 1 | Honeywell | 2023-08-28 | redacted
Low Income - Power to Save | LED Lights | 0 | 0 | 0 | 47.6 | 1 | Honeywell | 2023-08-28 | redacted
Low Income - Power to Save | Outdoor Coil Cleaning | 0 | 0.1 | 0 | 275 | 1 | Honeywell | 2023-08-28 | redacted
Low Income - Power to Save | Faucet Aerators | 0 | 0 | 0.02 | 110.58 | 1 | Honeywell | 2023-08-28 | redacted
Low Income - Power to Save | Low Flow Showerhead | 0 | 0.04 | 0.1 | 504.08 | 1 | Honeywell | 2023-08-28 | redacted
Low Income - Power to Save | LED Lights | 0 | 0 | 0 | 47.6 | 1 | Honeywell | 2023-08-28 | redacted
Low Income - Power to Save | Weather Strip/Caulk | 0 | 0.25 | 0.09 | 503.3 | 1 | Honeywell | 2023-08-25 | redacted
Low Income - Power to Save | Pipe Wrap | 0 | 0.01 | 0.03 | 143.65 | 1 | Honeywell | 2023-08-25 | redacted
Low Income - Power to Save | Outdoor Coil Cleaning | 0 | 0.1 | 0 | 275 | 1 | Honeywell | 2023-08-25 | redacted
Low Income - Power to Save | HVAC Inspection | 0 | 0.17 | 0 | 268.73 | 1 | Honeywell | 2023-08-25 | redacted
Low Income - Power to Save | Faucet Aerators | 0 | 0 | 0.02 | 110.58 | 1 | Honeywell | 2023-08-25 | redacted
Low Income - Power to Save | Low Flow Showerhead | 0 | 0.04 | 0.1 | 504.08 | 1 | Honeywell | 2023-08-25 | redacted
Low Income - Power to Save | LED Lights | 0 | 0 | 0 | 47.6 | 1 | Honeywell | 2023-08-25 | redacted
Low Income - Power to Save | Weather Strip/Caulk | 0 | 0.25 | 0.09 | 503.3 | 1 | Honeywell | 2023-08-25 | redacted
Low Income - Power to Save | Outdoor Coil Cleaning | 0 | 0.1 | 0 | 275 | 1 | Honeywell | 2023-08-25 | redacted
Low Income - Power to Save | HVAC Inspection | 0 | 0.17 | 0 | 268.73 | 1 | Honeywell | 2023-08-25 | redacted
Low Income - Power to Save | Faucet Aerators | 0 | 0 | 0.02 | 110.58 | 1 | Honeywell | 2023-08-25 | redacted
Low Income - Power to Save | Low Flow Showerhead | 0 | 0.04 | 0.1 | 504.08 | 1 | Honeywell | 2023-08-25 | redacted
Low Income - Power to Save | LI - DUCT | 0 | 0.4 | 0.12 | 775.77 | 1 | Honeywell | 2023-08-25 | redacted
Low Income - Power to Save | LED Lights | 0 | 0 | 0 | 47.6 | 1 | Honeywell | 2023-08-25 | redacted
Low Income - Power to Save | Weather Strip/Caulk | 0 | 0.25 | 0.09 | 503.3 | 1 | Honeywell | 2023-08-17 | redacted
Low Income - Power to Save | Faucet Aerators | 0 | 0 | 0.02 | 110.58 | 1 | Honeywell | 2023-08-17 | redacted
Low Income - Power to Save | Low Flow Showerhead | 0 | 0.04 | 0.1 | 504.08 | 1 | Honeywell | 2023-08-17 | redacted
Low Income - Power to Save | LED Lights | 0 | 0 | 0 | 47.6 | 1 | Honeywell | 2023-08-17 | redacted
Low Income - Power to Save | Weather Strip/Caulk | 0 | 0.25 | 0.09 | 503.3 | 1 | Honeywell | 2023-08-31 | redacted
Low Income - Power to Save | Faucet Aerators | 0 | 0 | 0.02 | 110.58 | 1 | Honeywell | 2023-08-31 | redacted
Low Income - Power to Save | Low Flow Showerhead | 0 | 0.04 | 0.1 | 504.08 | 1 | Honeywell | 2023-08-31 | redacted
Low Income - Power to Save | LED Lights | 0 | 0 | 0 | 47.6 | 1 | Honeywell | 2023-08-31 | redacted
Low Income - Power to Save | Weather Strip/Caulk | 0 | 0.25 | 0.09 | 503.3 | 1 | Honeywell | 2023-08-28 | redacted
Low Income - Power to Save | Outdoor Coil Cleaning | 0 | 0.1 | 0 | 275 | 1 | Honeywell | 2023-08-28 | redacted
Low Income - Power to Save | HVAC Inspection | 0 | 0.17 | 0 | 268.73 | 1 | Honeywell | 2023-08-28 | redacted
Low Income - Power to Save | LI - DUCT | 0 | 0.4 | 0.12 | 775.77 | 1 | Honeywell | 2023-08-28 | redacted
Low Income - Power to Save | LED Lights | 0 | 0 | 0 | 47.6 | 1 | Honeywell | 2023-08-28 | redacted
Low Income - Power to Save | Weather Strip/Caulk | 0 | 0.25 | 0.09 | 503.3 | 1 | Honeywell | 2023-08-30 | redacted
Low Income - Power to Save | Outdoor Coil Cleaning | 0 | 0.1 | 0 | 275 | 1 | Honeywell | 2023-08-30 | redacted
Low Income - Power to Save | HVAC Inspection | 0 | 0.17 | 0 | 268.73 | 1 | Honeywell | 2023-08-30 | redacted
Low Income - Power to Save | Faucet Aerators | 0 | 0 | 0.02 | 110.58 | 1 | Honeywell | 2023-08-30 | redacted
Low Income - Power to Save | Low Flow Showerhead | 0 | 0.04 | 0.1 | 504.08 | 1 | Honeywell | 2023-08-30 | redacted
Low Income - Power to Save | LI - DUCT | 0 | 0.4 | 0.12 | 775.77 | 1 | Honeywell | 2023-08-30 | redacted
Low Income - Power to Save | LED Lights | 0 | 0 | 0 | 47.6 | 1 | Honeywell | 2023-08-30 | redacted
Low Income - Power to Save | Weather Strip/Caulk | 0 | 0.25 | 0.09 | 503.3 | 1 | Honeywell | 2023-08-18 | redacted
Low Income - Power to Save | LED Lights | 0 | 0 | 0 | 47.6 | 1 | Honeywell | 2023-08-18 | redacted
Low Income - Power to Save | Weather Strip/Caulk | 0 | 0.25 | 0.09 | 503.3 | 1 | Honeywell | 2023-08-28 | redacted
Low Income - Power to Save | Pipe Wrap | 0 | 0.01 | 0.03 | 143.65 | 1 | Honeywell | 2023-08-28 | redacted
Low Income - Power to Save | Outdoor Coil Cleaning | 0 | 0.1 | 0 | 275 | 1 | Honeywell | 2023-08-28 | redacted
Low Income - Power to Save | HVAC Inspection | 0 | 0.17 | 0 | 268.73 | 1 | Honeywell | 2023-08-28 | redacted
Low Income - Power to Save | Faucet Aerators | 0 | 0 | 0.02 | 110.58 | 1 | Honeywell | 2023-08-28 | redacted
Low Income - Power to Save | LED Lights | 0 | 0 | 0 | 47.6 | 1 | Honeywell | 2023-08-28 | redacted
Low Income - Power to Save | Weather Strip/Caulk | 0 | 0.25 | 0.09 | 503.3 | 1 | Honeywell | 2023-08-18 | redacted
Low Income - Power to Save | Outdoor Coil Cleaning | 0 | 0.1 | 0 | 275 | 1 | Honeywell | 2023-08-18 | redacted
Low Income - Power to Save | HVAC Inspection | 0 | 0.17 | 0 | 268.73 | 1 | Honeywell | 2023-08-18 | redacted
Low Income - Power to Save | Faucet Aerators | 0 | 0 | 0.02 | 110.58 | 1 | Honeywell | 2023-08-18 | redacted
Low Income - Power to Save | Low Flow Showerhead | 0 | 0.04 | 0.1 | 504.08 | 1 | Honeywell | 2023-08-18 | redacted
Low Income - Power to Save | LED Lights | 0 | 0 | 0 | 47.6 | 1 | Honeywell | 2023-08-18 | redacted
Low Income - Power to Save | Weather Strip/Caulk | 0 | 0.25 | 0.09 | 503.3 | 1 | Honeywell | 2023-08-18 | redacted
Low Income - Power to Save | Outdoor Coil Cleaning | 0 | 0.1 | 0 | 275 | 1 | Honeywell | 2023-08-18 | redacted
Low Income - Power to Save | HVAC Inspection | 0 | 0.17 | 0 | 268.73 | 1 | Honeywell | 2023-08-18 | redacted
Low Income - Power to Save | Faucet Aerators | 0 | 0 | 0.02 | 110.58 | 1 | Honeywell | 2023-08-18 | redacted
Low Income - Power to Save | Low Flow Showerhead | 0 | 0.04 | 0.1 | 504.08 | 1 | Honeywell | 2023-08-18 | redacted
Low Income - Power to Save | LED Lights | 0 | 0 | 0 | 47.6 | 1 | Honeywell | 2023-08-18 | redacted
Low Income - Power to Save | Weather Strip/Caulk | 0 | 0.25 | 0.09 | 503.3 | 1 | Honeywell | 2023-08-23 | redacted
Low Income - Power to Save | Outdoor Coil Cleaning | 0 | 0.1 | 0 | 275 | 1 | Honeywell | 2023-08-23 | redacted
Low Income - Power to Save | Faucet Aerators | 0 | 0 | 0.02 | 110.58 | 1 | Honeywell | 2023-08-23 | redacted
Low Income - Power to Save | LI - DUCT | 0 | 0.4 | 0.12 | 775.77 | 1 | Honeywell | 2023-08-23 | redacted
Low Income - Power to Save | LED Lights | 0 | 0 | 0 | 47.6 | 1 | Honeywell | 2023-08-23 | redacted
Low Income - Power to Save | Weather Strip/Caulk | 0 | 0.25 | 0.09 | 503.3 | 1 | Honeywell | 2023-08-23 | redacted
Low Income - Power to Save | Outdoor Coil Cleaning | 0 | 0.1 | 0 | 275 | 1 | Honeywell | 2023-08-23 | redacted
Low Income - Power to Save | Faucet Aerators | 0 | 0 | 0.02 | 110.58 | 1 | Honeywell | 2023-08-23 | redacted
Low Income - Power to Save | Low Flow Showerhead | 0 | 0.04 | 0.1 | 504.08 | 1 | Honeywell | 2023-08-23 | redacted
Low Income - Power to Save | LI - DUCT | 0 | 0.4 | 0.12 | 775.77 | 1 | Honeywell | 2023-08-23 | redacted
Low Income - Power to Save | LED Lights | 0 | 0 | 0 | 47.6 | 1 | Honeywell | 2023-08-23 | redacted
Low Income - Power to Save | Weather Strip/Caulk | 0 | 0.25 | 0.09 | 503.3 | 1 | Honeywell | 2023-08-04 | redacted
Low Income - Power to Save | Pipe Wrap | 0 | 0.01 | 0.03 | 143.65 | 1 | Honeywell | 2023-08-04 | redacted
Low Income - Power to Save | Outdoor Coil Cleaning | 0 | 0.1 | 0 | 275 | 1 | Honeywell | 2023-08-04 | redacted
Low Income - Power to Save | HVAC Inspection | 0 | 0.17 | 0 | 268.73 | 1 | Honeywell | 2023-08-04 | redacted
Low Income - Power to Save | Faucet Aerators | 0 | 0 | 0.02 | 110.58 | 1 | Honeywell | 2023-08-04 | redacted
Low Income - Power to Save | Low Flow Showerhead | 0 | 0.04 | 0.1 | 504.08 | 1 | Honeywell | 2023-08-04 | redacted
Low Income - Power to Save | LI - DUCT | 0 | 0.4 | 0.12 | 775.77 | 1 | Honeywell | 2023-08-04 | redacted
Low Income - Power to Save | LED Lights | 0 | 0 | 0 | 47.6 | 1 | Honeywell | 2023-08-04 | redacted
Low Income - Power to Save | Weather Strip/Caulk | 0 | 0.25 | 0.09 | 503.3 | 1 | Honeywell | 2023-08-28 | redacted
Low Income - Power to Save | Outdoor Coil Cleaning | 0 | 0.1 | 0 | 275 | 1 | Honeywell | 2023-08-28 | redacted
Low Income - Power to Save | HVAC Inspection | 0 | 0.17 | 0 | 268.73 | 1 | Honeywell | 2023-08-28 | redacted
Low Income - Power to Save | Faucet Aerators | 0 | 0 | 0.02 | 110.58 | 1 | Honeywell | 2023-08-28 | redacted
Low Income - Power to Save | Low Flow Showerhead | 0 | 0.04 | 0.1 | 504.08 | 1 | Honeywell | 2023-08-28 | redacted
Low Income - Power to Save | LI - DUCT | 0 | 0.4 | 0.12 | 775.77 | 1 | Honeywell | 2023-08-28 | redacted
Low Income - Power to Save | LED Lights | 0 | 0 | 0 | 47.6 | 1 | Honeywell | 2023-08-28 | redacted
Low Income - Power to Save | Weather Strip/Caulk | 0 | 0.25 | 0.09 | 503.3 | 1 | Honeywell | 2023-08-18 | redacted
Low Income - Power to Save | Pipe Wrap | 0 | 0.01 | 0.03 | 143.65 | 1 | Honeywell | 2023-08-18 | redacted
Low Income - Power to Save | Outdoor Coil Cleaning | 0 | 0.1 | 0 | 275 | 1 | Honeywell | 2023-08-18 | redacted
Low Income - Power to Save | HVAC Inspection | 0 | 0.17 | 0 | 268.73 | 1 | Honeywell | 2023-08-18 | redacted
Low Income - Power to Save | Faucet Aerators | 0 | 0 | 0.02 | 110.58 | 1 | Honeywell | 2023-08-18 | redacted
Low Income - Power to Save | Low Flow Showerhead | 0 | 0.04 | 0.1 | 504.08 | 1 | Honeywell | 2023-08-18 | redacted
Low Income - Power to Save | LI - DUCT | 0 | 0.4 | 0.12 | 775.77 | 1 | Honeywell | 2023-08-18 | redacted
Low Income - Power to Save | LED Lights | 0 | 0 | 0 | 47.6 | 1 | Honeywell | 2023-08-18 | redacted
Low Income - Power to Save | Weather Strip/Caulk | 0 | 0.25 | 0.09 | 503.3 | 1 | Honeywell | 2023-08-31 | redacted
Low Income - Power to Save | Outdoor Coil Cleaning | 0 | 0.1 | 0 | 275 | 1 | Honeywell | 2023-08-31 | redacted
Low Income - Power to Save | HVAC Inspection | 0 | 0.17 | 0 | 268.73 | 1 | Honeywell | 2023-08-31 | redacted
Low Income - Power to Save | Faucet Aerators | 0 | 0 | 0.02 | 110.58 | 1 | Honeywell | 2023-08-31 | redacted
Low Income - Power to Save | Low Flow Showerhead | 0 | 0.04 | 0.1 | 504.08 | 1 | Honeywell | 2023-08-31 | redacted
Low Income - Power to Save | LI - DUCT | 0 | 0.4 | 0.12 | 775.77 | 1 | Honeywell | 2023-08-31 | redacted
Low Income - Power to Save | LED Lights | 0 | 0 | 0 | 47.6 | 1 | Honeywell | 2023-08-31 | redacted
Low Income - Power to Save | Weather Strip/Caulk | 0 | 0.25 | 0.09 | 503.3 | 1 | Honeywell | 2023-08-25 | redacted
Low Income - Power to Save | Outdoor Coil Cleaning | 0 | 0.1 | 0 | 275 | 1 | Honeywell | 2023-08-25 | redacted
Low Income - Power to Save | HVAC Inspection | 0 | 0.17 | 0 | 268.73 | 1 | Honeywell | 2023-08-25 | redacted
Low Income - Power to Save | Low Flow Showerhead | 0 | 0.04 | 0.1 | 504.08 | 1 | Honeywell | 2023-08-25 | redacted
Low Income - Power to Save | LI - DUCT | 0 | 0.4 | 0.12 | 775.77 | 1 | Honeywell | 2023-08-25 | redacted
Low Income - Power to Save | LED Lights | 0 | 0 | 0 | 47.6 | 1 | Honeywell | 2023-08-25 | redacted
Low Income - Power to Save | Weather Strip/Caulk | 0 | 0.25 | 0.09 | 503.3 | 1 | Honeywell | 2023-08-18 | redacted
Low Income - Power to Save | Outdoor Coil Cleaning | 0 | 0.1 | 0 | 275 | 1 | Honeywell | 2023-08-18 | redacted
Low Income - Power to Save | HVAC Inspection | 0 | 0.17 | 0 | 268.73 | 1 | Honeywell | 2023-08-18 | redacted
Low Income - Power to Save | Faucet Aerators | 0 | 0 | 0.02 | 110.58 | 1 | Honeywell | 2023-08-18 | redacted
Low Income - Power to Save | Low Flow Showerhead | 0 | 0.04 | 0.1 | 504.08 | 1 | Honeywell | 2023-08-18 | redacted
Low Income - Power to Save | LED Lights | 0 | 0 | 0 | 47.6 | 1 | Honeywell | 2023-08-18 | redacted
Low Income - Power to Save | Weather Strip/Caulk | 0 | 0.25 | 0.09 | 503.3 | 1 | Honeywell | 2023-08-02 | redacted
Low Income - Power to Save | Pipe Wrap | 0 | 0.01 | 0.03 | 143.65 | 1 | Honeywell | 2023-08-02 | redacted
Low Income - Power to Save | Outdoor Coil Cleaning | 0 | 0.1 | 0 | 275 | 1 | Honeywell | 2023-08-02 | redacted
Low Income - Power to Save | HVAC Inspection | 0 | 0.17 | 0 | 268.73 | 1 | Honeywell | 2023-08-02 | redacted
Low Income - Power to Save | Faucet Aerators | 0 | 0 | 0.02 | 110.58 | 1 | Honeywell | 2023-08-02 | redacted
Low Income - Power to Save | LI - DUCT | 0 | 0.4 | 0.12 | 775.77 | 1 | Honeywell | 2023-08-02 | redacted
Low Income - Power to Save | LED Lights | 0 | 0 | 0 | 47.6 | 1 | Honeywell | 2023-08-02 | redacted
Low Income - Power to Save | Weather Strip/Caulk | 0 | 0.25 | 0.09 | 503.3 | 1 | Honeywell | 2023-08-28 | redacted
Low Income - Power to Save | Outdoor Coil Cleaning | 0 | 0.1 | 0 | 275 | 1 | Honeywell | 2023-08-28 | redacted
Low Income - Power to Save | HVAC Inspection | 0 | 0.17 | 0 | 268.73 | 1 | Honeywell | 2023-08-28 | redacted
Low Income - Power to Save | Faucet Aerators | 0 | 0 | 0.02 | 110.58 | 1 | Honeywell | 2023-08-28 | redacted
Low Income - Power to Save | Low Flow Showerhead | 0 | 0.04 | 0.1 | 504.08 | 1 | Honeywell | 2023-08-28 | redacted
Low Income - Power to Save | LI - DUCT | 0 | 0.4 | 0.12 | 775.77 | 1 | Honeywell | 2023-08-28 | redacted
Low Income - Power to Save | LED Lights | 0 | 0 | 0 | 47.6 | 1 | Honeywell | 2023-08-28 | redacted
Low Income - Power to Save | Weather Strip/Caulk | 0 | 0.25 | 0.09 | 503.3 | 1 | Honeywell | 2023-08-18 | redacted
Low Income - Power to Save | Faucet Aerators | 0 | 0 | 0.02 | 110.58 | 1 | Honeywell | 2023-08-18 | redacted
Low Income - Power to Save | Low Flow Showerhead | 0 | 0.04 | 0.1 | 504.08 | 1 | Honeywell | 2023-08-18 | redacted
Low Income - Power to Save | LED Lights | 0 | 0 | 0 | 47.6 | 1 | Honeywell | 2023-08-18 | redacted
Low Income - Power to Save | Weather Strip/Caulk | 0 | 0.25 | 0.09 | 503.3 | 1 | Honeywell | 2023-08-02 | redacted
Low Income - Power to Save | Outdoor Coil Cleaning | 0 | 0.1 | 0 | 275 | 1 | Honeywell | 2023-08-02 | redacted
Low Income - Power to Save | HVAC Inspection | 0 | 0.17 | 0 | 268.73 | 1 | Honeywell | 2023-08-02 | redacted
Low Income - Power to Save | Faucet Aerators | 0 | 0 | 0.02 | 110.58 | 1 | Honeywell | 2023-08-02 | redacted
Low Income - Power to Save | Low Flow Showerhead | 0 | 0.04 | 0.1 | 504.08 | 1 | Honeywell | 2023-08-02 | redacted
Low Income - Power to Save | LED Lights | 0 | 0 | 0 | 47.6 | 1 | Honeywell | 2023-08-02 | redacted
Low Income - Power to Save | Weather Strip/Caulk | 0 | 0.25 | 0.09 | 503.3 | 1 | Honeywell | 2023-08-31 | redacted
Low Income - Power to Save | Outdoor Coil Cleaning | 0 | 0.1 | 0 | 275 | 1 | Honeywell | 2023-08-31 | redacted
Low Income - Power to Save | HVAC Inspection | 0 | 0.17 | 0 | 268.73 | 1 | Honeywell | 2023-08-31 | redacted
Low Income - Power to Save | Faucet Aerators | 0 | 0 | 0.02 | 110.58 | 1 | Honeywell | 2023-08-31 | redacted
Low Income - Power to Save | Low Flow Showerhead | 0 | 0.04 | 0.1 | 504.08 | 1 | Honeywell | 2023-08-31 | redacted
Low Income - Power to Save | LI - DUCT | 0 | 0.4 | 0.12 | 775.77 | 1 | Honeywell | 2023-08-31 | redacted
Low Income - Power to Save | LED Lights | 0 | 0 | 0 | 47.6 | 1 | Honeywell | 2023-08-31 | redacted
Low Income - Power to Save | Weather Strip/Caulk | 0 | 0.25 | 0.09 | 503.3 | 1 | Honeywell | 2023-08-04 | redacted
Low Income - Power to Save | Pipe Wrap | 0 | 0.01 | 0.03 | 143.65 | 1 | Honeywell | 2023-08-04 | redacted
Low Income - Power to Save | Outdoor Coil Cleaning | 0 | 0.1 | 0 | 275 | 1 | Honeywell | 2023-08-04 | redacted
Low Income - Power to Save | HVAC Inspection | 0 | 0.17 | 0 | 268.73 | 1 | Honeywell | 2023-08-04 | redacted
Low Income - Power to Save | Faucet Aerators | 0 | 0 | 0.02 | 110.58 | 1 | Honeywell | 2023-08-04 | redacted
Low Income - Power to Save | Low Flow Showerhead | 0 | 0.04 | 0.1 | 504.08 | 1 | Honeywell | 2023-08-04 | redacted
Low Income - Power to Save | LI - DUCT | 0 | 0.4 | 0.12 | 775.77 | 1 | Honeywell | 2023-08-04 | redacted
Low Income - Power to Save | LED Lights | 0 | 0 | 0 | 47.6 | 1 | Honeywell | 2023-08-04 | redacted
Low Income - Power to Save | Weather Strip/Caulk | 0 | 0.25 | 0.09 | 503.3 | 1 | Honeywell | 2023-08-18 | redacted
Low Income - Power to Save | Outdoor Coil Cleaning | 0 | 0.1 | 0 | 275 | 1 | Honeywell | 2023-08-18 | redacted
Low Income - Power to Save | HVAC Inspection | 0 | 0.17 | 0 | 268.73 | 1 | Honeywell | 2023-08-18 | redacted
Low Income - Power to Save | Faucet Aerators | 0 | 0 | 0.02 | 110.58 | 1 | Honeywell | 2023-08-18 | redacted
Low Income - Power to Save | Low Flow Showerhead | 0 | 0.04 | 0.1 | 504.08 | 1 | Honeywell | 2023-08-18 | redacted
Low Income - Power to Save | LED Lights | 0 | 0 | 0 | 47.6 | 1 | Honeywell | 2023-08-18 | redacted
Low Income - Power to Save | Weather Strip/Caulk | 0 | 0.25 | 0.09 | 503.3 | 1 | Honeywell | 2023-08-02 | redacted
Low Income - Power to Save | Outdoor Coil Cleaning | 0 | 0.1 | 0 | 275 | 1 | Honeywell | 2023-08-02 | redacted
Low Income - Power to Save | HVAC Inspection | 0 | 0.17 | 0 | 268.73 | 1 | Honeywell | 2023-08-02 | redacted
Low Income - Power to Save | Faucet Aerators | 0 | 0 | 0.02 | 110.58 | 1 | Honeywell | 2023-08-02 | redacted
Low Income - Power to Save | Low Flow Showerhead | 0 | 0.04 | 0.1 | 504.08 | 1 | Honeywell | 2023-08-02 | redacted
Low Income - Power to Save | LED Lights | 0 | 0 | 0 | 47.6 | 1 | Honeywell | 2023-08-02 | redacted
Low Income - Power to Save | Weather Strip/Caulk | 0 | 0.25 | 0.09 | 503.3 | 1 | Honeywell | 2023-08-29 | redacted
Low Income - Power to Save | Faucet Aerators | 0 | 0 | 0.02 | 110.58 | 1 | Honeywell | 2023-08-29 | redacted
Low Income - Power to Save | Low Flow Showerhead | 0 | 0.04 | 0.1 | 504.08 | 1 | Honeywell | 2023-08-29 | redacted
Low Income - Power to Save | LED Lights | 0 | 0 | 0 | 47.6 | 1 | Honeywell | 2023-08-29 | redacted
Low Income - Power to Save | Weather Strip/Caulk | 0 | 0.25 | 0.09 | 503.3 | 1 | Honeywell | 2023-08-25 | redacted
Low Income - Power to Save | Outdoor Coil Cleaning | 0 | 0.1 | 0 | 275 | 1 | Honeywell | 2023-08-25 | redacted
Low Income - Power to Save | HVAC Inspection | 0 | 0.17 | 0 | 268.73 | 1 | Honeywell | 2023-08-25 | redacted
Low Income - Power to Save | Faucet Aerators | 0 | 0 | 0.02 | 110.58 | 1 | Honeywell | 2023-08-25 | redacted
Low Income - Power to Save | Low Flow Showerhead | 0 | 0.04 | 0.1 | 504.08 | 1 | Honeywell | 2023-08-25 | redacted
Low Income - Power to Save | LI - DUCT | 0 | 0.4 | 0.12 | 775.77 | 1 | Honeywell | 2023-08-25 | redacted
Low Income - Power to Save | LED Lights | 0 | 0 | 0 | 47.6 | 1 | Honeywell | 2023-08-25 | redacted
Low Income - Power to Save | Weather Strip/Caulk | 0 | 0.25 | 0.09 | 503.3 | 1 | Honeywell | 2023-08-25 | redacted
Low Income - Power to Save | Outdoor Coil Cleaning | 0 | 0.1 | 0 | 275 | 1 | Honeywell | 2023-08-25 | redacted
Low Income - Power to Save | HVAC Inspection | 0 | 0.17 | 0 | 268.73 | 1 | Honeywell | 2023-08-25 | redacted
Low Income - Power to Save | Low Flow Showerhead | 0 | 0.04 | 0.1 | 504.08 | 1 | Honeywell | 2023-08-25 | redacted
Low Income - Power to Save | LI - DUCT | 0 | 0.4 | 0.12 | 775.77 | 1 | Honeywell | 2023-08-25 | redacted
Low Income - Power to Save | LED Lights | 0 | 0 | 0 | 47.6 | 1 | Honeywell | 2023-08-25 | redacted
Low Income - Power to Save | Weather Strip/Caulk | 0 | 0.25 | 0.09 | 503.3 | 1 | Honeywell | 2023-08-02 | redacted
Low Income - Power to Save | Pipe Wrap | 0 | 0.01 | 0.03 | 143.65 | 1 | Honeywell | 2023-08-02 | redacted
Low Income - Power to Save | Outdoor Coil Cleaning | 0 | 0.1 | 0 | 275 | 1 | Honeywell | 2023-08-02 | redacted
Low Income - Power to Save | HVAC Inspection | 0 | 0.17 | 0 | 268.73 | 1 | Honeywell | 2023-08-02 | redacted
Low Income - Power to Save | Faucet Aerators | 0 | 0 | 0.02 | 110.58 | 1 | Honeywell | 2023-08-02 | redacted
Low Income - Power to Save | Low Flow Showerhead | 0 | 0.04 | 0.1 | 504.08 | 1 | Honeywell | 2023-08-02 | redacted
Low Income - Power to Save | LI - DUCT | 0 | 0.4 | 0.12 | 775.77 | 1 | Honeywell | 2023-08-02 | redacted
Low Income - Power to Save | LED Lights | 0 | 0 | 0 | 47.6 | 1 | Honeywell | 2023-08-02 | redacted
Low Income - Power to Save | Weather Strip/Caulk | 0 | 0.25 | 0.09 | 503.3 | 1 | Honeywell | 2023-08-28 | redacted
Low Income - Power to Save | Outdoor Coil Cleaning | 0 | 0.1 | 0 | 275 | 1 | Honeywell | 2023-08-28 | redacted
Low Income - Power to Save | HVAC Inspection | 0 | 0.17 | 0 | 268.73 | 1 | Honeywell | 2023-08-28 | redacted
Low Income - Power to Save | Faucet Aerators | 0 | 0 | 0.02 | 110.58 | 1 | Honeywell | 2023-08-28 | redacted
Low Income - Power to Save | Low Flow Showerhead | 0 | 0.04 | 0.1 | 504.08 | 1 | Honeywell | 2023-08-28 | redacted
Low Income - Power to Save | LI - DUCT | 0 | 0.4 | 0.12 | 775.77 | 1 | Honeywell | 2023-08-28 | redacted
Low Income - Power to Save | LED Lights | 0 | 0 | 0 | 47.6 | 1 | Honeywell | 2023-08-28 | redacted
Low Income - Power to Save | Weather Strip/Caulk | 0 | 0.25 | 0.09 | 503.3 | 1 | Honeywell | 2023-08-28 | redacted
Low Income - Power to Save | Outdoor Coil Cleaning | 0 | 0.1 | 0 | 275 | 1 | Honeywell | 2023-08-28 | redacted
Low Income - Power to Save | HVAC Inspection | 0 | 0.17 | 0 | 268.73 | 1 | Honeywell | 2023-08-28 | redacted
Low Income - Power to Save | Faucet Aerators | 0 | 0 | 0.02 | 110.58 | 1 | Honeywell | 2023-08-28 | redacted
Low Income - Power to Save | Low Flow Showerhead | 0 | 0.04 | 0.1 | 504.08 | 1 | Honeywell | 2023-08-28 | redacted
Low Income - Power to Save | LI - DUCT | 0 | 0.4 | 0.12 | 775.77 | 1 | Honeywell | 2023-08-28 | redacted
Low Income - Power to Save | LED Lights | 0 | 0 | 0 | 47.6 | 1 | Honeywell | 2023-08-28 | redacted
Low Income - Power to Save | Weather Strip/Caulk | 0 | 0.25 | 0.09 | 503.3 | 1 | Honeywell | 2023-08-28 | redacted
Low Income - Power to Save | Outdoor Coil Cleaning | 0 | 0.1 | 0 | 275 | 1 | Honeywell | 2023-08-28 | redacted
Low Income - Power to Save | HVAC Inspection | 0 | 0.17 | 0 | 268.73 | 1 | Honeywell | 2023-08-28 | redacted
Low Income - Power to Save | Faucet Aerators | 0 | 0 | 0.02 | 110.58 | 1 | Honeywell | 2023-08-28 | redacted
Low Income - Power to Save | Low Flow Showerhead | 0 | 0.04 | 0.1 | 504.08 | 1 | Honeywell | 2023-08-28 | redacted
Low Income - Power to Save | LI - DUCT | 0 | 0.4 | 0.12 | 775.77 | 1 | Honeywell | 2023-08-28 | redacted
Low Income - Power to Save | LED Lights | 0 | 0 | 0 | 47.6 | 1 | Honeywell | 2023-08-28 | redacted
Low Income - Power to Save | Weather Strip/Caulk | 0 | 0.25 | 0.09 | 503.3 | 1 | Honeywell | 2023-08-04 | redacted
Low Income - Power to Save | Outdoor Coil Cleaning | 0 | 0.1 | 0 | 275 | 1 | Honeywell | 2023-08-04 | redacted
Low Income - Power to Save | HVAC Inspection | 0 | 0.17 | 0 | 268.73 | 1 | Honeywell | 2023-08-04 | redacted
Low Income - Power to Save | Faucet Aerators | 0 | 0 | 0.02 | 110.58 | 1 | Honeywell | 2023-08-04 | redacted
Low Income - Power to Save | Low Flow Showerhead | 0 | 0.04 | 0.1 | 504.08 | 1 | Honeywell | 2023-08-04 | redacted
Low Income - Power to Save | LED Lights | 0 | 0 | 0 | 47.6 | 1 | Honeywell | 2023-08-04 | redacted
Low Income - Power to Save | Weather Strip/Caulk | 0 | 0.25 | 0.09 | 503.3 | 1 | Honeywell | 2023-08-28 | redacted
Low Income - Power to Save | Outdoor Coil Cleaning | 0 | 0.1 | 0 | 275 | 1 | Honeywell | 2023-08-28 | redacted
Low Income - Power to Save | HVAC Inspection | 0 | 0.17 | 0 | 268.73 | 1 | Honeywell | 2023-08-28 | redacted
Low Income - Power to Save | Faucet Aerators | 0 | 0 | 0.02 | 110.58 | 1 | Honeywell | 2023-08-28 | redacted
Low Income - Power to Save | Low Flow Showerhead | 0 | 0.04 | 0.1 | 504.08 | 1 | Honeywell | 2023-08-28 | redacted
Low Income - Power to Save | LED Lights | 0 | 0 | 0 | 47.6 | 1 | Honeywell | 2023-08-28 | redacted
Low Income - Power to Save | Weather Strip/Caulk | 0 | 0.25 | 0.09 | 503.3 | 1 | Honeywell | 2023-08-29 | redacted
Low Income - Power to Save | Pipe Wrap | 0 | 0.01 | 0.03 | 143.65 | 1 | Honeywell | 2023-08-29 | redacted
Low Income - Power to Save | Faucet Aerators | 0 | 0 | 0.02 | 110.58 | 1 | Honeywell | 2023-08-29 | redacted
Low Income - Power to Save | Low Flow Showerhead | 0 | 0.04 | 0.1 | 504.08 | 1 | Honeywell | 2023-08-29 | redacted
Low Income - Power to Save | LED Lights | 0 | 0 | 0 | 47.6 | 1 | Honeywell | 2023-08-29 | redacted
Low Income - Power to Save | Weather Strip/Caulk | 0 | 0.25 | 0.09 | 503.3 | 1 | Honeywell | 2023-08-04 | redacted
Low Income - Power to Save | Outdoor Coil Cleaning | 0 | 0.1 | 0 | 275 | 1 | Honeywell | 2023-08-04 | redacted
Low Income - Power to Save | HVAC Inspection | 0 | 0.17 | 0 | 268.73 | 1 | Honeywell | 2023-08-04 | redacted
Low Income - Power to Save | Faucet Aerators | 0 | 0 | 0.02 | 110.58 | 1 | Honeywell | 2023-08-04 | redacted
Low Income - Power to Save | Low Flow Showerhead | 0 | 0.04 | 0.1 | 504.08 | 1 | Honeywell | 2023-08-04 | redacted
Low Income - Power to Save | LED Lights | 0 | 0 | 0 | 47.6 | 1 | Honeywell | 2023-08-04 | redacted
Low Income - Power to Save | Weather Strip/Caulk | 0 | 0.25 | 0.09 | 503.3 | 1 | Honeywell | 2023-08-17 | redacted
Low Income - Power to Save | Pipe Wrap | 0 | 0.01 | 0.03 | 143.65 | 1 | Honeywell | 2023-08-17 | redacted
Low Income - Power to Save | Outdoor Coil Cleaning | 0 | 0.1 | 0 | 275 | 1 | Honeywell | 2023-08-17 | redacted
Low Income - Power to Save | HVAC Inspection | 0 | 0.17 | 0 | 268.73 | 1 | Honeywell | 2023-08-17 | redacted
Low Income - Power to Save | Faucet Aerators | 0 | 0 | 0.02 | 110.58 | 1 | Honeywell | 2023-08-17 | redacted
Low Income - Power to Save | Low Flow Showerhead | 0 | 0.04 | 0.1 | 504.08 | 1 | Honeywell | 2023-08-17 | redacted
Low Income - Power to Save | LI - DUCT | 0 | 0.4 | 0.12 | 775.77 | 1 | Honeywell | 2023-08-17 | redacted
Low Income - Power to Save | LED Lights | 0 | 0 | 0 | 47.6 | 1 | Honeywell | 2023-08-17 | redacted
Low Income - Power to Save | Weather Strip/Caulk | 0 | 0.25 | 0.09 | 503.3 | 1 | Honeywell | 2023-08-04 | redacted
Low Income - Power to Save | Outdoor Coil Cleaning | 0 | 0.1 | 0 | 275 | 1 | Honeywell | 2023-08-04 | redacted
Low Income - Power to Save | HVAC Inspection | 0 | 0.17 | 0 | 268.73 | 1 | Honeywell | 2023-08-04 | redacted
Low Income - Power to Save | Faucet Aerators | 0 | 0 | 0.02 | 110.58 | 1 | Honeywell | 2023-08-04 | redacted
Low Income - Power to Save | Low Flow Showerhead | 0 | 0.04 | 0.1 | 504.08 | 1 | Honeywell | 2023-08-04 | redacted
Low Income - Power to Save | LED Lights | 0 | 0 | 0 | 47.6 | 1 | Honeywell | 2023-08-04 | redacted
Low Income - Power to Save | Weather Strip/Caulk | 0 | 0.25 | 0.09 | 503.3 | 1 | Honeywell | 2023-08-04 | redacted
Low Income - Power to Save | Faucet Aerators | 0 | 0 | 0.02 | 110.58 | 1 | Honeywell | 2023-08-04 | redacted
Low Income - Power to Save | Low Flow Showerhead | 0 | 0.04 | 0.1 | 504.08 | 1 | Honeywell | 2023-08-04 | redacted
Low Income - Power to Save | LED Lights | 0 | 0 | 0 | 47.6 | 1 | Honeywell | 2023-08-04 | redacted
Low Income - Power to Save | Weather Strip/Caulk | 0 | 0.25 | 0.09 | 503.3 | 1 | Honeywell | 2023-08-28 | redacted
Low Income - Power to Save | Pipe Wrap | 0 | 0.01 | 0.03 | 143.65 | 1 | Honeywell | 2023-08-28 | redacted
Low Income - Power to Save | Outdoor Coil Cleaning | 0 | 0.1 | 0 | 275 | 1 | Honeywell | 2023-08-28 | redacted
Low Income - Power to Save | HVAC Inspection | 0 | 0.17 | 0 | 268.73 | 1 | Honeywell | 2023-08-28 | redacted
Low Income - Power to Save | Faucet Aerators | 0 | 0 | 0.02 | 110.58 | 1 | Honeywell | 2023-08-28 | redacted
Low Income - Power to Save | LED Lights | 0 | 0 | 0 | 47.6 | 1 | Honeywell | 2023-08-28 | redacted
Low Income - Power to Save | Weather Strip/Caulk | 0 | 0.25 | 0.09 | 503.3 | 1 | Honeywell | 2023-08-03 | redacted
Low Income - Power to Save | Faucet Aerators | 0 | 0 | 0.02 | 110.58 | 1 | Honeywell | 2023-08-03 | redacted
Low Income - Power to Save | Low Flow Showerhead | 0 | 0.04 | 0.1 | 504.08 | 1 | Honeywell | 2023-08-03 | redacted
Low Income - Power to Save | LED Lights | 0 | 0 | 0 | 47.6 | 1 | Honeywell | 2023-08-03 | redacted
Low Income - Power to Save | Weather Strip/Caulk | 0 | 0.25 | 0.09 | 503.3 | 1 | Honeywell | 2023-08-18 | redacted
Low Income - Power to Save | Pipe Wrap | 0 | 0.01 | 0.03 | 143.65 | 1 | Honeywell | 2023-08-18 | redacted
Low Income - Power to Save | Outdoor Coil Cleaning | 0 | 0.1 | 0 | 275 | 1 | Honeywell | 2023-08-18 | redacted
Low Income - Power to Save | HVAC Inspection | 0 | 0.17 | 0 | 268.73 | 1 | Honeywell | 2023-08-18 | redacted
Low Income - Power to Save | Faucet Aerators | 0 | 0 | 0.02 | 110.58 | 1 | Honeywell | 2023-08-18 | redacted
Low Income - Power to Save | Low Flow Showerhead | 0 | 0.04 | 0.1 | 504.08 | 1 | Honeywell | 2023-08-18 | redacted
Low Income - Power to Save | LI - DUCT | 0 | 0.4 | 0.12 | 775.77 | 1 | Honeywell | 2023-08-18 | redacted
Low Income - Power to Save | LED Lights | 0 | 0 | 0 | 47.6 | 1 | Honeywell | 2023-08-18 | redacted
Low Income - Power to Save | Weather Strip/Caulk | 0 | 0.25 | 0.09 | 503.3 | 1 | Honeywell | 2023-08-29 | redacted
Low Income - Power to Save | Pipe Wrap | 0 | 0.01 | 0.03 | 143.65 | 1 | Honeywell | 2023-08-29 | redacted
Low Income - Power to Save | Faucet Aerators | 0 | 0 | 0.02 | 110.58 | 1 | Honeywell | 2023-08-29 | redacted
Low Income - Power to Save | Low Flow Showerhead | 0 | 0.04 | 0.1 | 504.08 | 1 | Honeywell | 2023-08-29 | redacted
Low Income - Power to Save | LED Lights | 0 | 0 | 0 | 47.6 | 1 | Honeywell | 2023-08-29 | redacted
Low Income - Power to Save | Weather Strip/Caulk | 0 | 0.25 | 0.09 | 503.3 | 1 | Honeywell | 2023-08-04 | redacted
Low Income - Power to Save | Outdoor Coil Cleaning | 0 | 0.1 | 0 | 275 | 1 | Honeywell | 2023-08-04 | redacted
Low Income - Power to Save | HVAC Inspection | 0 | 0.17 | 0 | 268.73 | 1 | Honeywell | 2023-08-04 | redacted
Low Income - Power to Save | Faucet Aerators | 0 | 0 | 0.02 | 110.58 | 1 | Honeywell | 2023-08-04 | redacted
Low Income - Power to Save | Low Flow Showerhead | 0 | 0.04 | 0.1 | 504.08 | 1 | Honeywell | 2023-08-04 | redacted
Low Income - Power to Save | LED Lights | 0 | 0 | 0 | 47.6 | 1 | Honeywell | 2023-08-04 | redacted
Low Income - Power to Save | Weather Strip/Caulk | 0 | 0.25 | 0.09 | 503.3 | 1 | Honeywell | 2023-08-30 | redacted
Low Income - Power to Save | Faucet Aerators | 0 | 0 | 0.02 | 110.58 | 1 | Honeywell | 2023-08-30 | redacted
Low Income - Power to Save | Low Flow Showerhead | 0 | 0.04 | 0.1 | 504.08 | 1 | Honeywell | 2023-08-30 | redacted
Low Income - Power to Save | LED Lights | 0 | 0 | 0 | 47.6 | 1 | Honeywell | 2023-08-30 | redacted
Low Income - Power to Save | Outdoor Coil Cleaning | 0 | 0.1 | 0 | 275 | 1 | Honeywell | 2023-08-23 | redacted
Low Income - Power to Save | Faucet Aerators | 0 | 0 | 0.02 | 110.58 | 1 | Honeywell | 2023-08-23 | redacted
Low Income - Power to Save | Low Flow Showerhead | 0 | 0.04 | 0.1 | 504.08 | 1 | Honeywell | 2023-08-23 | redacted
Low Income - Power to Save | LED Lights | 0 | 0 | 0 | 47.6 | 1 | Honeywell | 2023-08-23 | redacted
Low Income - Power to Save | Weather Strip/Caulk | 0 | 0.25 | 0.09 | 503.3 | 1 | Honeywell | 2023-08-28 | redacted
Low Income - Power to Save | Outdoor Coil Cleaning | 0 | 0.1 | 0 | 275 | 1 | Honeywell | 2023-08-28 | redacted
Low Income - Power to Save | HVAC Inspection | 0 | 0.17 | 0 | 268.73 | 1 | Honeywell | 2023-08-28 | redacted
Low Income - Power to Save | Faucet Aerators | 0 | 0 | 0.02 | 110.58 | 1 | Honeywell | 2023-08-28 | redacted
Low Income - Power to Save | Low Flow Showerhead | 0 | 0.04 | 0.1 | 504.08 | 1 | Honeywell | 2023-08-28 | redacted
Low Income - Power to Save | LI - DUCT | 0 | 0.4 | 0.12 | 775.77 | 1 | Honeywell | 2023-08-28 | redacted
Low Income - Power to Save | LED Lights | 0 | 0 | 0 | 47.6 | 1 | Honeywell | 2023-08-28 | redacted
Low Income - Power to Save | Weather Strip/Caulk | 0 | 0.25 | 0.09 | 503.3 | 1 | Honeywell | 2023-08-28 | redacted
Low Income - Power to Save | Outdoor Coil Cleaning | 0 | 0.1 | 0 | 275 | 1 | Honeywell | 2023-08-28 | redacted
Low Income - Power to Save | HVAC Inspection | 0 | 0.17 | 0 | 268.73 | 1 | Honeywell | 2023-08-28 | redacted
Low Income - Power to Save | Faucet Aerators | 0 | 0 | 0.02 | 110.58 | 1 | Honeywell | 2023-08-28 | redacted
Low Income - Power to Save | Low Flow Showerhead | 0 | 0.04 | 0.1 | 504.08 | 1 | Honeywell | 2023-08-28 | redacted
Low Income - Power to Save | LI - DUCT | 0 | 0.4 | 0.12 | 775.77 | 1 | Honeywell | 2023-08-28 | redacted
Low Income - Power to Save | LED Lights | 0 | 0 | 0 | 47.6 | 1 | Honeywell | 2023-08-28 | redacted
Low Income - Power to Save | Weather Strip/Caulk | 0 | 0.25 | 0.09 | 503.3 | 1 | Honeywell | 2023-08-28 | redacted
Low Income - Power to Save | Outdoor Coil Cleaning | 0 | 0.1 | 0 | 275 | 1 | Honeywell | 2023-08-28 | redacted
Low Income - Power to Save | HVAC Inspection | 0 | 0.17 | 0 | 268.73 | 1 | Honeywell | 2023-08-28 | redacted
Low Income - Power to Save | Faucet Aerators | 0 | 0 | 0.02 | 110.58 | 1 | Honeywell | 2023-08-28 | redacted
Low Income - Power to Save | Low Flow Showerhead | 0 | 0.04 | 0.1 | 504.08 | 1 | Honeywell | 2023-08-28 | redacted
Low Income - Power to Save | LI - DUCT | 0 | 0.4 | 0.12 | 775.77 | 1 | Honeywell | 2023-08-28 | redacted
Low Income - Power to Save | LED Lights | 0 | 0 | 0 | 47.6 | 1 | Honeywell | 2023-08-28 | redacted
Low Income - Power to Save | Weather Strip/Caulk | 0 | 0.25 | 0.09 | 503.3 | 1 | Honeywell | 2023-08-28 | redacted
Low Income - Power to Save | Outdoor Coil Cleaning | 0 | 0.1 | 0 | 275 | 1 | Honeywell | 2023-08-28 | redacted
Low Income - Power to Save | HVAC Inspection | 0 | 0.17 | 0 | 268.73 | 1 | Honeywell | 2023-08-28 | redacted
Low Income - Power to Save | Faucet Aerators | 0 | 0 | 0.02 | 110.58 | 1 | Honeywell | 2023-08-28 | redacted
Low Income - Power to Save | Low Flow Showerhead | 0 | 0.04 | 0.1 | 504.08 | 1 | Honeywell | 2023-08-28 | redacted
Low Income - Power to Save | LED Lights | 0 | 0 | 0 | 47.6 | 1 | Honeywell | 2023-08-28 | redacted
Low Income - Power to Save | Weather Strip/Caulk | 0 | 0.25 | 0.09 | 503.3 | 1 | Honeywell | 2023-08-04 | redacted
Low Income - Power to Save | Outdoor Coil Cleaning | 0 | 0.1 | 0 | 275 | 1 | Honeywell | 2023-08-04 | redacted
Low Income - Power to Save | HVAC Inspection | 0 | 0.17 | 0 | 268.73 | 1 | Honeywell | 2023-08-04 | redacted
Low Income - Power to Save | Faucet Aerators | 0 | 0 | 0.02 | 110.58 | 1 | Honeywell | 2023-08-04 | redacted
Low Income - Power to Save | Low Flow Showerhead | 0 | 0.04 | 0.1 | 504.08 | 1 | Honeywell | 2023-08-04 | redacted
Low Income - Power to Save | LED Lights | 0 | 0 | 0 | 47.6 | 1 | Honeywell | 2023-08-04 | redacted
Low Income - Power to Save | Weather Strip/Caulk | 0 | 0.25 | 0.09 | 503.3 | 1 | Honeywell | 2023-08-28 | redacted
Low Income - Power to Save | Pipe Wrap | 0 | 0.01 | 0.03 | 143.65 | 1 | Honeywell | 2023-08-28 | redacted
Low Income - Power to Save | Outdoor Coil Cleaning | 0 | 0.1 | 0 | 275 | 1 | Honeywell | 2023-08-28 | redacted
Low Income - Power to Save | HVAC Inspection | 0 | 0.17 | 0 | 268.73 | 1 | Honeywell | 2023-08-28 | redacted
Low Income - Power to Save | Faucet Aerators | 0 | 0 | 0.02 | 110.58 | 1 | Honeywell | 2023-08-28 | redacted
Low Income - Power to Save | Low Flow Showerhead | 0 | 0.04 | 0.1 | 504.08 | 1 | Honeywell | 2023-08-28 | redacted
Low Income - Power to Save | LED Lights | 0 | 0 | 0 | 47.6 | 1 | Honeywell | 2023-08-28 | redacted
Low Income - Power to Save | Weather Strip/Caulk | 0 | 0.25 | 0.09 | 503.3 | 1 | Honeywell | 2023-08-30 | redacted
Low Income - Power to Save | Faucet Aerators | 0 | 0 | 0.02 | 110.58 | 1 | Honeywell | 2023-08-30 | redacted
Low Income - Power to Save | Low Flow Showerhead | 0 | 0.04 | 0.1 | 504.08 | 1 | Honeywell | 2023-08-30 | redacted
Low Income - Power to Save | LED Lights | 0 | 0 | 0 | 47.6 | 1 | Honeywell | 2023-08-30 | redacted
Low Income - Power to Save | Weather Strip/Caulk | 0 | 0.25 | 0.09 | 503.3 | 1 | Honeywell | 2023-08-29 | redacted
Low Income - Power to Save | Outdoor Coil Cleaning | 0 | 0.1 | 0 | 275 | 1 | Honeywell | 2023-08-29 | redacted
Low Income - Power to Save | HVAC Inspection | 0 | 0.17 | 0 | 268.73 | 1 | Honeywell | 2023-08-29 | redacted
Low Income - Power to Save | Faucet Aerators | 0 | 0 | 0.02 | 110.58 | 1 | Honeywell | 2023-08-29 | redacted
Low Income - Power to Save | Low Flow Showerhead | 0 | 0.04 | 0.1 | 504.08 | 1 | Honeywell | 2023-08-29 | redacted
Low Income - Power to Save | LI - DUCT | 0 | 0.4 | 0.12 | 775.77 | 1 | Honeywell | 2023-08-29 | redacted
Low Income - Power to Save | LED Lights | 0 | 0 | 0 | 47.6 | 1 | Honeywell | 2023-08-29 | redacted
Low Income - Power to Save | Weather Strip/Caulk | 0 | 0.25 | 0.09 | 503.3 | 1 | Honeywell | 2023-08-23 | redacted
Low Income - Power to Save | Outdoor Coil Cleaning | 0 | 0.1 | 0 | 275 | 1 | Honeywell | 2023-08-23 | redacted
Low Income - Power to Save | HVAC Inspection | 0 | 0.17 | 0 | 268.73 | 1 | Honeywell | 2023-08-23 | redacted
Low Income - Power to Save | Faucet Aerators | 0 | 0 | 0.02 | 110.58 | 1 | Honeywell | 2023-08-23 | redacted
Low Income - Power to Save | Low Flow Showerhead | 0 | 0.04 | 0.1 | 504.08 | 1 | Honeywell | 2023-08-23 | redacted
Low Income - Power to Save | LI - DUCT | 0 | 0.4 | 0.12 | 775.77 | 1 | Honeywell | 2023-08-23 | redacted
Low Income - Power to Save | LED Lights | 0 | 0 | 0 | 47.6 | 1 | Honeywell | 2023-08-23 | redacted
Low Income - Power to Save | Faucet Aerators | 0 | 0 | 0.02 | 110.58 | 1 | Honeywell | 2023-08-28 | redacted
Low Income - Power to Save | Low Flow Showerhead | 0 | 0.04 | 0.1 | 504.08 | 1 | Honeywell | 2023-08-28 | redacted
Low Income - Power to Save | LED Lights | 0 | 0 | 0 | 47.6 | 1 | Honeywell | 2023-08-28 | redacted
Low Income - Power to Save | Weather Strip/Caulk | 0 | 0.25 | 0.09 | 503.3 | 1 | Honeywell | 2023-08-23 | redacted
Low Income - Power to Save | Outdoor Coil Cleaning | 0 | 0.1 | 0 | 275 | 1 | Honeywell | 2023-08-23 | redacted
Low Income - Power to Save | Faucet Aerators | 0 | 0 | 0.02 | 110.58 | 1 | Honeywell | 2023-08-23 | redacted
Low Income - Power to Save | LI - DUCT | 0 | 0.4 | 0.12 | 775.77 | 1 | Honeywell | 2023-08-23 | redacted
Low Income - Power to Save | LED Lights | 0 | 0 | 0 | 47.6 | 1 | Honeywell | 2023-08-23 | redacted
Low Income - Power to Save | Outdoor Coil Cleaning | 0 | 0.1 | 0 | 275 | 1 | Honeywell | 2023-08-25 | redacted
Low Income - Power to Save | Faucet Aerators | 0 | 0 | 0.02 | 110.58 | 1 | Honeywell | 2023-08-25 | redacted
Low Income - Power to Save | Low Flow Showerhead | 0 | 0.04 | 0.1 | 504.08 | 1 | Honeywell | 2023-08-25 | redacted
Low Income - Power to Save | LED Lights | 0 | 0 | 0 | 47.6 | 1 | Honeywell | 2023-08-25 | redacted
Low Income - Power to Save | Weather Strip/Caulk | 0 | 0.25 | 0.09 | 503.3 | 1 | Honeywell | 2023-08-30 | redacted
Low Income - Power to Save | Outdoor Coil Cleaning | 0 | 0.1 | 0 | 275 | 1 | Honeywell | 2023-08-30 | redacted
Low Income - Power to Save | HVAC Inspection | 0 | 0.17 | 0 | 268.73 | 1 | Honeywell | 2023-08-30 | redacted
Low Income - Power to Save | Faucet Aerators | 0 | 0 | 0.02 | 110.58 | 1 | Honeywell | 2023-08-30 | redacted
Low Income - Power to Save | Low Flow Showerhead | 0 | 0.04 | 0.1 | 504.08 | 1 | Honeywell | 2023-08-30 | redacted
Low Income - Power to Save | LI - DUCT | 0 | 0.4 | 0.12 | 775.77 | 1 | Honeywell | 2023-08-30 | redacted
Low Income - Power to Save | LED Lights | 0 | 0 | 0 | 47.6 | 1 | Honeywell | 2023-08-30 | redacted
Low Income - Power to Save | Weather Strip/Caulk | 0 | 0.25 | 0.09 | 503.3 | 1 | Honeywell | 2023-08-25 | redacted
Low Income - Power to Save | Pipe Wrap | 0 | 0.01 | 0.03 | 143.65 | 1 | Honeywell | 2023-08-25 | redacted
Low Income - Power to Save | Outdoor Coil Cleaning | 0 | 0.1 | 0 | 275 | 1 | Honeywell | 2023-08-25 | redacted
Low Income - Power to Save | HVAC Inspection | 0 | 0.17 | 0 | 268.73 | 1 | Honeywell | 2023-08-25 | redacted
Low Income - Power to Save | Faucet Aerators | 0 | 0 | 0.02 | 110.58 | 1 | Honeywell | 2023-08-25 | redacted
Low Income - Power to Save | Low Flow Showerhead | 0 | 0.04 | 0.1 | 504.08 | 1 | Honeywell | 2023-08-25 | redacted
Low Income - Power to Save | LED Lights | 0 | 0 | 0 | 47.6 | 1 | Honeywell | 2023-08-25 | redacted
Low Income - Power to Save | Weather Strip/Caulk | 0 | 0.25 | 0.09 | 503.3 | 1 | Honeywell | 2023-08-25 | redacted
Low Income - Power to Save | Outdoor Coil Cleaning | 0 | 0.1 | 0 | 275 | 1 | Honeywell | 2023-08-25 | redacted
Low Income - Power to Save | HVAC Inspection | 0 | 0.17 | 0 | 268.73 | 1 | Honeywell | 2023-08-25 | redacted
Low Income - Power to Save | Faucet Aerators | 0 | 0 | 0.02 | 110.58 | 1 | Honeywell | 2023-08-25 | redacted
Low Income - Power to Save | Low Flow Showerhead | 0 | 0.04 | 0.1 | 504.08 | 1 | Honeywell | 2023-08-25 | redacted
Low Income - Power to Save | LI - DUCT | 0 | 0.4 | 0.12 | 775.77 | 1 | Honeywell | 2023-08-25 | redacted
Low Income - Power to Save | LED Lights | 0 | 0 | 0 | 47.6 | 1 | Honeywell | 2023-08-25 | redacted
Low Income - Power to Save | Outdoor Coil Cleaning | 0 | 0.1 | 0 | 275 | 1 | Honeywell | 2023-08-25 | redacted
Low Income - Power to Save | Faucet Aerators | 0 | 0 | 0.02 | 110.58 | 1 | Honeywell | 2023-08-25 | redacted
Low Income - Power to Save | Low Flow Showerhead | 0 | 0.04 | 0.1 | 504.08 | 1 | Honeywell | 2023-08-25 | redacted
Low Income - Power to Save | LED Lights | 0 | 0 | 0 | 47.6 | 1 | Honeywell | 2023-08-25 | redacted
Low Income - Power to Save | Weather Strip/Caulk | 0 | 0.25 | 0.09 | 503.3 | 1 | Honeywell | 2023-08-31 | redacted
Low Income - Power to Save | Outdoor Coil Cleaning | 0 | 0.1 | 0 | 275 | 1 | Honeywell | 2023-08-31 | redacted
Low Income - Power to Save | LED Lights | 0 | 0 | 0 | 47.6 | 1 | Honeywell | 2023-08-31 | redacted
Low Income - Power to Save | Weather Strip/Caulk | 0 | 0.25 | 0.09 | 503.3 | 1 | Honeywell | 2023-08-02 | redacted
Low Income - Power to Save | Outdoor Coil Cleaning | 0 | 0.1 | 0 | 275 | 1 | Honeywell | 2023-08-02 | redacted
Low Income - Power to Save | HVAC Inspection | 0 | 0.17 | 0 | 268.73 | 1 | Honeywell | 2023-08-02 | redacted
Low Income - Power to Save | Faucet Aerators | 0 | 0 | 0.02 | 110.58 | 1 | Honeywell | 2023-08-02 | redacted
Low Income - Power to Save | Low Flow Showerhead | 0 | 0.04 | 0.1 | 504.08 | 1 | Honeywell | 2023-08-02 | redacted
Low Income - Power to Save | LED Lights | 0 | 0 | 0 | 47.6 | 1 | Honeywell | 2023-08-02 | redacted
Low Income - Power to Save | Weather Strip/Caulk | 0 | 0.25 | 0.09 | 503.3 | 1 | Honeywell | 2023-08-31 | redacted
Low Income - Power to Save | Faucet Aerators | 0 | 0 | 0.02 | 110.58 | 1 | Honeywell | 2023-08-31 | redacted
Low Income - Power to Save | Low Flow Showerhead | 0 | 0.04 | 0.1 | 504.08 | 1 | Honeywell | 2023-08-31 | redacted
Low Income - Power to Save | LED Lights | 0 | 0 | 0 | 47.6 | 1 | Honeywell | 2023-08-31 | redacted
Low Income - Power to Save | Weather Strip/Caulk | 0 | 0.25 | 0.09 | 503.3 | 1 | Honeywell | 2023-08-18 | redacted
Low Income - Power to Save | Faucet Aerators | 0 | 0 | 0.02 | 110.58 | 1 | Honeywell | 2023-08-18 | redacted
Low Income - Power to Save | LED Lights | 0 | 0 | 0 | 47.6 | 1 | Honeywell | 2023-08-18 | redacted
Low Income - Power to Save | Weather Strip/Caulk | 0 | 0.25 | 0.09 | 503.3 | 1 | Honeywell | 2023-08-28 | redacted
Low Income - Power to Save | Pipe Wrap | 0 | 0.01 | 0.03 | 143.65 | 1 | Honeywell | 2023-08-28 | redacted
Low Income - Power to Save | Outdoor Coil Cleaning | 0 | 0.1 | 0 | 275 | 1 | Honeywell | 2023-08-28 | redacted
Low Income - Power to Save | HVAC Inspection | 0 | 0.17 | 0 | 268.73 | 1 | Honeywell | 2023-08-28 | redacted
Low Income - Power to Save | Faucet Aerators | 0 | 0 | 0.02 | 110.58 | 1 | Honeywell | 2023-08-28 | redacted
Low Income - Power to Save | Low Flow Showerhead | 0 | 0.04 | 0.1 | 504.08 | 1 | Honeywell | 2023-08-28 | redacted
Low Income - Power to Save | LED Lights | 0 | 0 | 0 | 47.6 | 1 | Honeywell | 2023-08-28 | redacted
Low Income - Power to Save | Outdoor Coil Cleaning | 0 | 0.1 | 0 | 275 | 1 | Honeywell | 2023-08-28 | redacted
Low Income - Power to Save | Faucet Aerators | 0 | 0 | 0.02 | 110.58 | 1 | Honeywell | 2023-08-28 | redacted
Low Income - Power to Save | Low Flow Showerhead | 0 | 0.04 | 0.1 | 504.08 | 1 | Honeywell | 2023-08-28 | redacted
Low Income - Power to Save | LED Lights | 0 | 0 | 0 | 47.6 | 1 | Honeywell | 2023-08-28 | redacted
Low Income - Power to Save | Weather Strip/Caulk | 0 | 0.25 | 0.09 | 503.3 | 1 | Honeywell | 2023-08-02 | redacted
Low Income - Power to Save | Outdoor Coil Cleaning | 0 | 0.1 | 0 | 275 | 1 | Honeywell | 2023-08-02 | redacted
Low Income - Power to Save | HVAC Inspection | 0 | 0.17 | 0 | 268.73 | 1 | Honeywell | 2023-08-02 | redacted
Low Income - Power to Save | Faucet Aerators | 0 | 0 | 0.02 | 110.58 | 1 | Honeywell | 2023-08-02 | redacted
Low Income - Power to Save | Low Flow Showerhead | 0 | 0.04 | 0.1 | 504.08 | 1 | Honeywell | 2023-08-02 | redacted
Low Income - Power to Save | LI - DUCT | 0 | 0.4 | 0.12 | 775.77 | 1 | Honeywell | 2023-08-02 | redacted
Low Income - Power to Save | LED Lights | 0 | 0 | 0 | 47.6 | 1 | Honeywell | 2023-08-02 | redacted
Low Income - Power to Save | Outdoor Coil Cleaning | 0 | 0.1 | 0 | 275 | 1 | Honeywell | 2023-08-28 | redacted
Low Income - Power to Save | Faucet Aerators | 0 | 0 | 0.02 | 110.58 | 1 | Honeywell | 2023-08-28 | redacted
Low Income - Power to Save | Low Flow Showerhead | 0 | 0.04 | 0.1 | 504.08 | 1 | Honeywell | 2023-08-28 | redacted
Low Income - Power to Save | LED Lights | 0 | 0 | 0 | 47.6 | 1 | Honeywell | 2023-08-28 | redacted
Low Income - Power to Save | Weather Strip/Caulk | 0 | 0.25 | 0.09 | 503.3 | 1 | Honeywell | 2023-08-28 | redacted
Low Income - Power to Save | Outdoor Coil Cleaning | 0 | 0.1 | 0 | 275 | 1 | Honeywell | 2023-08-28 | redacted
Low Income - Power to Save | HVAC Inspection | 0 | 0.17 | 0 | 268.73 | 1 | Honeywell | 2023-08-28 | redacted
Low Income - Power to Save | Faucet Aerators | 0 | 0 | 0.02 | 110.58 | 1 | Honeywell | 2023-08-28 | redacted
Low Income - Power to Save | Low Flow Showerhead | 0 | 0.04 | 0.1 | 504.08 | 1 | Honeywell | 2023-08-28 | redacted
Low Income - Power to Save | LI - DUCT | 0 | 0.4 | 0.12 | 775.77 | 1 | Honeywell | 2023-08-28 | redacted
Low Income - Power to Save | LED Lights | 0 | 0 | 0 | 47.6 | 1 | Honeywell | 2023-08-28 | redacted
Low Income - Power to Save | Weather Strip/Caulk | 0 | 0.25 | 0.09 | 503.3 | 1 | Honeywell | 2023-08-18 | redacted
Low Income - Power to Save | Pipe Wrap | 0 | 0.01 | 0.03 | 143.65 | 1 | Honeywell | 2023-08-18 | redacted
Low Income - Power to Save | Outdoor Coil Cleaning | 0 | 0.1 | 0 | 275 | 1 | Honeywell | 2023-08-18 | redacted
Low Income - Power to Save | HVAC Inspection | 0 | 0.17 | 0 | 268.73 | 1 | Honeywell | 2023-08-18 | redacted
Low Income - Power to Save | Faucet Aerators | 0 | 0 | 0.02 | 110.58 | 1 | Honeywell | 2023-08-18 | redacted
Low Income - Power to Save | Low Flow Showerhead | 0 | 0.04 | 0.1 | 504.08 | 1 | Honeywell | 2023-08-18 | redacted
Low Income - Power to Save | LI - DUCT | 0 | 0.4 | 0.12 | 775.77 | 1 | Honeywell | 2023-08-18 | redacted
Low Income - Power to Save | LED Lights | 0 | 0 | 0 | 47.6 | 1 | Honeywell | 2023-08-18 | redacted
Low Income - Power to Save | Weather Strip/Caulk | 0 | 0.25 | 0.09 | 503.3 | 1 | Honeywell | 2023-08-28 | redacted
Low Income - Power to Save | Outdoor Coil Cleaning | 0 | 0.1 | 0 | 275 | 1 | Honeywell | 2023-08-28 | redacted
Low Income - Power to Save | HVAC Inspection | 0 | 0.17 | 0 | 268.73 | 1 | Honeywell | 2023-08-28 | redacted
Low Income - Power to Save | Faucet Aerators | 0 | 0 | 0.02 | 110.58 | 1 | Honeywell | 2023-08-28 | redacted
Low Income - Power to Save | LI - DUCT | 0 | 0.4 | 0.12 | 775.77 | 1 | Honeywell | 2023-08-28 | redacted
Low Income - Power to Save | LED Lights | 0 | 0 | 0 | 47.6 | 1 | Honeywell | 2023-08-28 | redacted
Low Income - Power to Save | Weather Strip/Caulk | 0 | 0.25 | 0.09 | 503.3 | 1 | Honeywell | 2023-08-18 | redacted
Low Income - Power to Save | Pipe Wrap | 0 | 0.01 | 0.03 | 143.65 | 1 | Honeywell | 2023-08-18 | redacted
Low Income - Power to Save | Outdoor Coil Cleaning | 0 | 0.1 | 0 | 275 | 1 | Honeywell | 2023-08-18 | redacted
Low Income - Power to Save | HVAC Inspection | 0 | 0.17 | 0 | 268.73 | 1 | Honeywell | 2023-08-18 | redacted
Low Income - Power to Save | Faucet Aerators | 0 | 0 | 0.02 | 110.58 | 1 | Honeywell | 2023-08-18 | redacted
Low Income - Power to Save | Low Flow Showerhead | 0 | 0.04 | 0.1 | 504.08 | 1 | Honeywell | 2023-08-18 | redacted
Low Income - Power to Save | LI - DUCT | 0 | 0.4 | 0.12 | 775.77 | 1 | Honeywell | 2023-08-18 | redacted
Low Income - Power to Save | LED Lights | 0 | 0 | 0 | 47.6 | 1 | Honeywell | 2023-08-18 | redacted
Low Income - Power to Save | Weather Strip/Caulk | 0 | 0.25 | 0.09 | 503.3 | 1 | Honeywell | 2023-08-29 | redacted
Low Income - Power to Save | Outdoor Coil Cleaning | 0 | 0.1 | 0 | 275 | 1 | Honeywell | 2023-08-29 | redacted
Low Income - Power to Save | LED Lights | 0 | 0 | 0 | 47.6 | 1 | Honeywell | 2023-08-29 | redacted
Low Income - Power to Save | Weather Strip/Caulk | 0 | 0.25 | 0.09 | 503.3 | 1 | Honeywell | 2023-08-28 | redacted
Low Income - Power to Save | Low Flow Showerhead | 0 | 0.04 | 0.1 | 504.08 | 1 | Honeywell | 2023-08-28 | redacted
Low Income - Power to Save | LED Lights | 0 | 0 | 0 | 47.6 | 1 | Honeywell | 2023-08-28 | redacted
Low Income - Power to Save | Weather Strip/Caulk | 0 | 0.25 | 0.09 | 503.3 | 1 | Honeywell | 2023-08-28 | redacted
Low Income - Power to Save | Outdoor Coil Cleaning | 0 | 0.1 | 0 | 275 | 1 | Honeywell | 2023-08-28 | redacted
Low Income - Power to Save | HVAC Inspection | 0 | 0.17 | 0 | 268.73 | 1 | Honeywell | 2023-08-28 | redacted
Low Income - Power to Save | Faucet Aerators | 0 | 0 | 0.02 | 110.58 | 1 | Honeywell | 2023-08-28 | redacted
Low Income - Power to Save | Low Flow Showerhead | 0 | 0.04 | 0.1 | 504.08 | 1 | Honeywell | 2023-08-28 | redacted
Low Income - Power to Save | LI - DUCT | 0 | 0.4 | 0.12 | 775.77 | 1 | Honeywell | 2023-08-28 | redacted
Low Income - Power to Save | LED Lights | 0 | 0 | 0 | 47.6 | 1 | Honeywell | 2023-08-28 | redacted
Low Income - Power to Save | Weather Strip/Caulk | 0 | 0.25 | 0.09 | 503.3 | 1 | Honeywell | 2023-08-29 | redacted
Low Income - Power to Save | Outdoor Coil Cleaning | 0 | 0.1 | 0 | 275 | 1 | Honeywell | 2023-08-29 | redacted
Low Income - Power to Save | LED Lights | 0 | 0 | 0 | 47.6 | 1 | Honeywell | 2023-08-29 | redacted
Low Income - Power to Save | Weather Strip/Caulk | 0 | 0.25 | 0.09 | 503.3 | 1 | Honeywell | 2023-08-02 | redacted
Low Income - Power to Save | Pipe Wrap | 0 | 0.01 | 0.03 | 143.65 | 1 | Honeywell | 2023-08-02 | redacted
Low Income - Power to Save | Outdoor Coil Cleaning | 0 | 0.1 | 0 | 275 | 1 | Honeywell | 2023-08-02 | redacted
Low Income - Power to Save | HVAC Inspection | 0 | 0.17 | 0 | 268.73 | 1 | Honeywell | 2023-08-02 | redacted
Low Income - Power to Save | Faucet Aerators | 0 | 0 | 0.02 | 110.58 | 1 | Honeywell | 2023-08-02 | redacted
Low Income - Power to Save | Low Flow Showerhead | 0 | 0.04 | 0.1 | 504.08 | 1 | Honeywell | 2023-08-02 | redacted
Low Income - Power to Save | LI - DUCT | 0 | 0.4 | 0.12 | 775.77 | 1 | Honeywell | 2023-08-02 | redacted
Low Income - Power to Save | LED Lights | 0 | 0 | 0 | 47.6 | 1 | Honeywell | 2023-08-02 | redacted
Low Income - Power to Save | Weather Strip/Caulk | 0 | 0.25 | 0.09 | 503.3 | 1 | Honeywell | 2023-08-28 | redacted
Low Income - Power to Save | Outdoor Coil Cleaning | 0 | 0.1 | 0 | 275 | 1 | Honeywell | 2023-08-28 | redacted
Low Income - Power to Save | HVAC Inspection | 0 | 0.17 | 0 | 268.73 | 1 | Honeywell | 2023-08-28 | redacted
Low Income - Power to Save | Faucet Aerators | 0 | 0 | 0.02 | 110.58 | 1 | Honeywell | 2023-08-28 | redacted
Low Income - Power to Save | Low Flow Showerhead | 0 | 0.04 | 0.1 | 504.08 | 1 | Honeywell | 2023-08-28 | redacted
Low Income - Power to Save | LI - DUCT | 0 | 0.4 | 0.12 | 775.77 | 1 | Honeywell | 2023-08-28 | redacted
Low Income - Power to Save | LED Lights | 0 | 0 | 0 | 47.6 | 1 | Honeywell | 2023-08-28 | redacted
Low Income - Power to Save | Weather Strip/Caulk | 0 | 0.25 | 0.09 | 503.3 | 1 | Honeywell | 2023-08-28 | redacted
Low Income - Power to Save | HVAC Inspection | 0 | 0.17 | 0 | 268.73 | 1 | Honeywell | 2023-08-28 | redacted
Low Income - Power to Save | Low Flow Showerhead | 0 | 0.04 | 0.1 | 504.08 | 1 | Honeywell | 2023-08-28 | redacted
Low Income - Power to Save | LI - DUCT | 0 | 0.4 | 0.12 | 775.77 | 1 | Honeywell | 2023-08-28 | redacted
Low Income - Power to Save | LED Lights | 0 | 0 | 0 | 47.6 | 1 | Honeywell | 2023-08-28 | redacted
Low Income - Power to Save | Weather Strip/Caulk | 0 | 0.25 | 0.09 | 503.3 | 1 | Honeywell | 2023-08-28 | redacted
Low Income - Power to Save | Outdoor Coil Cleaning | 0 | 0.1 | 0 | 275 | 1 | Honeywell | 2023-08-28 | redacted
Low Income - Power to Save | HVAC Inspection | 0 | 0.17 | 0 | 268.73 | 1 | Honeywell | 2023-08-28 | redacted
Low Income - Power to Save | Faucet Aerators | 0 | 0 | 0.02 | 110.58 | 1 | Honeywell | 2023-08-28 | redacted
Low Income - Power to Save | Low Flow Showerhead | 0 | 0.04 | 0.1 | 504.08 | 1 | Honeywell | 2023-08-28 | redacted
Low Income - Power to Save | LED Lights | 0 | 0 | 0 | 47.6 | 1 | Honeywell | 2023-08-28 | redacted
Low Income - Power to Save | Weather Strip/Caulk | 0 | 0.25 | 0.09 | 503.3 | 1 | Honeywell | 2023-08-18 | redacted
Low Income - Power to Save | Pipe Wrap | 0 | 0.01 | 0.03 | 143.65 | 1 | Honeywell | 2023-08-18 | redacted
Low Income - Power to Save | Outdoor Coil Cleaning | 0 | 0.1 | 0 | 275 | 1 | Honeywell | 2023-08-18 | redacted
Low Income - Power to Save | HVAC Inspection | 0 | 0.17 | 0 | 268.73 | 1 | Honeywell | 2023-08-18 | redacted
Low Income - Power to Save | Faucet Aerators | 0 | 0 | 0.02 | 110.58 | 1 | Honeywell | 2023-08-18 | redacted
Low Income - Power to Save | Low Flow Showerhead | 0 | 0.04 | 0.1 | 504.08 | 1 | Honeywell | 2023-08-18 | redacted
Low Income - Power to Save | LI - DUCT | 0 | 0.4 | 0.12 | 775.77 | 1 | Honeywell | 2023-08-18 | redacted
Low Income - Power to Save | LED Lights | 0 | 0 | 0 | 47.6 | 1 | Honeywell | 2023-08-18 | redacted
Low Income - Power to Save | Weather Strip/Caulk | 0 | 0.25 | 0.09 | 503.3 | 1 | Honeywell | 2023-08-04 | redacted
Low Income - Power to Save | Faucet Aerators | 0 | 0 | 0.02 | 110.58 | 1 | Honeywell | 2023-08-04 | redacted
Low Income - Power to Save | Low Flow Showerhead | 0 | 0.04 | 0.1 | 504.08 | 1 | Honeywell | 2023-08-04 | redacted
Low Income - Power to Save | LED Lights | 0 | 0 | 0 | 47.6 | 1 | Honeywell | 2023-08-04 | redacted
Low Income - Power to Save | Weather Strip/Caulk | 0 | 0.25 | 0.09 | 503.3 | 1 | Honeywell | 2023-08-30 | redacted
Low Income - Power to Save | Faucet Aerators | 0 | 0 | 0.02 | 110.58 | 1 | Honeywell | 2023-08-30 | redacted
Low Income - Power to Save | LED Lights | 0 | 0 | 0 | 47.6 | 1 | Honeywell | 2023-08-30 | redacted
Low Income - Power to Save | Weather Strip/Caulk | 0 | 0.25 | 0.09 | 503.3 | 1 | Honeywell | 2023-08-29 | redacted
Low Income - Power to Save | Outdoor Coil Cleaning | 0 | 0.1 | 0 | 275 | 1 | Honeywell | 2023-08-29 | redacted
Low Income - Power to Save | HVAC Inspection | 0 | 0.17 | 0 | 268.73 | 1 | Honeywell | 2023-08-29 | redacted
Low Income - Power to Save | Faucet Aerators | 0 | 0 | 0.02 | 110.58 | 1 | Honeywell | 2023-08-29 | redacted
Low Income - Power to Save | Low Flow Showerhead | 0 | 0.04 | 0.1 | 504.08 | 1 | Honeywell | 2023-08-29 | redacted
Low Income - Power to Save | LI - DUCT | 0 | 0.4 | 0.12 | 775.77 | 1 | Honeywell | 2023-08-29 | redacted
Low Income - Power to Save | LED Lights | 0 | 0 | 0 | 47.6 | 1 | Honeywell | 2023-08-29 | redacted
Low Income - Power to Save | Weather Strip/Caulk | 0 | 0.25 | 0.09 | 503.3 | 1 | Honeywell | 2023-08-28 | redacted
Low Income - Power to Save | Pipe Wrap | 0 | 0.01 | 0.03 | 143.65 | 1 | Honeywell | 2023-08-28 | redacted
Low Income - Power to Save | Outdoor Coil Cleaning | 0 | 0.1 | 0 | 275 | 1 | Honeywell | 2023-08-28 | redacted
Low Income - Power to Save | HVAC Inspection | 0 | 0.17 | 0 | 268.73 | 1 | Honeywell | 2023-08-28 | redacted
Low Income - Power to Save | Faucet Aerators | 0 | 0 | 0.02 | 110.58 | 1 | Honeywell | 2023-08-28 | redacted
Low Income - Power to Save | Low Flow Showerhead | 0 | 0.04 | 0.1 | 504.08 | 1 | Honeywell | 2023-08-28 | redacted
Low Income - Power to Save | LED Lights | 0 | 0 | 0 | 47.6 | 1 | Honeywell | 2023-08-28 | redacted
Low Income - Power to Save | Weather Strip/Caulk | 0 | 0.25 | 0.09 | 503.3 | 1 | Honeywell | 2023-08-28 | redacted
Low Income - Power to Save | Outdoor Coil Cleaning | 0 | 0.1 | 0 | 275 | 1 | Honeywell | 2023-08-28 | redacted
Low Income - Power to Save | HVAC Inspection | 0 | 0.17 | 0 | 268.73 | 1 | Honeywell | 2023-08-28 | redacted
Low Income - Power to Save | Faucet Aerators | 0 | 0 | 0.02 | 110.58 | 1 | Honeywell | 2023-08-28 | redacted
Low Income - Power to Save | Low Flow Showerhead | 0 | 0.04 | 0.1 | 504.08 | 1 | Honeywell | 2023-08-28 | redacted
Low Income - Power to Save | LED Lights | 0 | 0 | 0 | 47.6 | 1 | Honeywell | 2023-08-28 | redacted
Low Income - Power to Save | Weather Strip/Caulk | 0 | 0.25 | 0.09 | 503.3 | 1 | Honeywell | 2023-08-28 | redacted
Low Income - Power to Save | Pipe Wrap | 0 | 0.01 | 0.03 | 143.65 | 1 | Honeywell | 2023-08-28 | redacted
Low Income - Power to Save | Outdoor Coil Cleaning | 0 | 0.1 | 0 | 275 | 1 | Honeywell | 2023-08-28 | redacted
Low Income - Power to Save | HVAC Inspection | 0 | 0.17 | 0 | 268.73 | 1 | Honeywell | 2023-08-28 | redacted
Low Income - Power to Save | Faucet Aerators | 0 | 0 | 0.02 | 110.58 | 1 | Honeywell | 2023-08-28 | redacted
Low Income - Power to Save | Low Flow Showerhead | 0 | 0.04 | 0.1 | 504.08 | 1 | Honeywell | 2023-08-28 | redacted
Low Income - Power to Save | LED Lights | 0 | 0 | 0 | 47.6 | 1 | Honeywell | 2023-08-28 | redacted
Low Income - Power to Save | Weather Strip/Caulk | 0 | 0.25 | 0.09 | 503.3 | 1 | Honeywell | 2023-08-18 | redacted
Low Income - Power to Save | Faucet Aerators | 0 | 0 | 0.02 | 110.58 | 1 | Honeywell | 2023-08-18 | redacted
Low Income - Power to Save | Low Flow Showerhead | 0 | 0.04 | 0.1 | 504.08 | 1 | Honeywell | 2023-08-18 | redacted
Low Income - Power to Save | LED Lights | 0 | 0 | 0 | 47.6 | 1 | Honeywell | 2023-08-18 | redacted
Low Income - Power to Save | Weather Strip/Caulk | 0 | 0.25 | 0.09 | 503.3 | 1 | Honeywell | 2023-08-29 | redacted
Low Income - Power to Save | Pipe Wrap | 0 | 0.01 | 0.03 | 143.65 | 1 | Honeywell | 2023-08-29 | redacted
Low Income - Power to Save | Faucet Aerators | 0 | 0 | 0.02 | 110.58 | 1 | Honeywell | 2023-08-29 | redacted
Low Income - Power to Save | LED Lights | 0 | 0 | 0 | 47.6 | 1 | Honeywell | 2023-08-29 | redacted
Low Income - Power to Save | Weather Strip/Caulk | 0 | 0.25 | 0.09 | 503.3 | 1 | Honeywell | 2023-08-28 | redacted
Low Income - Power to Save | Outdoor Coil Cleaning | 0 | 0.1 | 0 | 275 | 1 | Honeywell | 2023-08-28 | redacted
Low Income - Power to Save | HVAC Inspection | 0 | 0.17 | 0 | 268.73 | 1 | Honeywell | 2023-08-28 | redacted
Low Income - Power to Save | Faucet Aerators | 0 | 0 | 0.02 | 110.58 | 1 | Honeywell | 2023-08-28 | redacted
Low Income - Power to Save | Low Flow Showerhead | 0 | 0.04 | 0.1 | 504.08 | 1 | Honeywell | 2023-08-28 | redacted
Low Income - Power to Save | LI - DUCT | 0 | 0.4 | 0.12 | 775.77 | 1 | Honeywell | 2023-08-28 | redacted
Low Income - Power to Save | LED Lights | 0 | 0 | 0 | 47.6 | 1 | Honeywell | 2023-08-28 | redacted
Low Income - Power to Save | Weather Strip/Caulk | 0 | 0.25 | 0.09 | 503.3 | 1 | Honeywell | 2023-08-25 | redacted
Low Income - Power to Save | Pipe Wrap | 0 | 0.01 | 0.03 | 143.65 | 1 | Honeywell | 2023-08-25 | redacted
Low Income - Power to Save | Outdoor Coil Cleaning | 0 | 0.1 | 0 | 275 | 1 | Honeywell | 2023-08-25 | redacted
Low Income - Power to Save | HVAC Inspection | 0 | 0.17 | 0 | 268.73 | 1 | Honeywell | 2023-08-25 | redacted
Low Income - Power to Save | Faucet Aerators | 0 | 0 | 0.02 | 110.58 | 1 | Honeywell | 2023-08-25 | redacted
Low Income - Power to Save | Low Flow Showerhead | 0 | 0.04 | 0.1 | 504.08 | 1 | Honeywell | 2023-08-25 | redacted
Low Income - Power to Save | LED Lights | 0 | 0 | 0 | 47.6 | 1 | Honeywell | 2023-08-25 | redacted
Low Income - Power to Save | Weather Strip/Caulk | 0 | 0.25 | 0.09 | 503.3 | 1 | Honeywell | 2023-08-02 | redacted
Low Income - Power to Save | Outdoor Coil Cleaning | 0 | 0.1 | 0 | 275 | 1 | Honeywell | 2023-08-02 | redacted
Low Income - Power to Save | HVAC Inspection | 0 | 0.17 | 0 | 268.73 | 1 | Honeywell | 2023-08-02 | redacted
Low Income - Power to Save | Faucet Aerators | 0 | 0 | 0.02 | 110.58 | 1 | Honeywell | 2023-08-02 | redacted
Low Income - Power to Save | Low Flow Showerhead | 0 | 0.04 | 0.1 | 504.08 | 1 | Honeywell | 2023-08-02 | redacted
Low Income - Power to Save | LED Lights | 0 | 0 | 0 | 47.6 | 1 | Honeywell | 2023-08-02 | redacted
Low Income - Power to Save | Weather Strip/Caulk | 0 | 0.25 | 0.09 | 503.3 | 1 | Honeywell | 2023-08-23 | redacted
Low Income - Power to Save | Pipe Wrap | 0 | 0.01 | 0.03 | 143.65 | 1 | Honeywell | 2023-08-23 | redacted
Low Income - Power to Save | Outdoor Coil Cleaning | 0 | 0.1 | 0 | 275 | 1 | Honeywell | 2023-08-23 | redacted
Low Income - Power to Save | HVAC Inspection | 0 | 0.17 | 0 | 268.73 | 1 | Honeywell | 2023-08-23 | redacted
Low Income - Power to Save | Faucet Aerators | 0 | 0 | 0.02 | 110.58 | 1 | Honeywell | 2023-08-23 | redacted
Low Income - Power to Save | Low Flow Showerhead | 0 | 0.04 | 0.1 | 504.08 | 1 | Honeywell | 2023-08-23 | redacted
Low Income - Power to Save | LI - DUCT | 0 | 0.4 | 0.12 | 775.77 | 1 | Honeywell | 2023-08-23 | redacted
Low Income - Power to Save | LED Lights | 0 | 0 | 0 | 47.6 | 1 | Honeywell | 2023-08-23 | redacted
Low Income - Power to Save | Weather Strip/Caulk | 0 | 0.25 | 0.09 | 503.3 | 1 | Honeywell | 2023-08-28 | redacted
Low Income - Power to Save | Outdoor Coil Cleaning | 0 | 0.1 | 0 | 275 | 1 | Honeywell | 2023-08-28 | redacted
Low Income - Power to Save | HVAC Inspection | 0 | 0.17 | 0 | 268.73 | 1 | Honeywell | 2023-08-28 | redacted
Low Income - Power to Save | Faucet Aerators | 0 | 0 | 0.02 | 110.58 | 1 | Honeywell | 2023-08-28 | redacted
Low Income - Power to Save | Low Flow Showerhead | 0 | 0.04 | 0.1 | 504.08 | 1 | Honeywell | 2023-08-28 | redacted
Low Income - Power to Save | LI - DUCT | 0 | 0.4 | 0.12 | 775.77 | 1 | Honeywell | 2023-08-28 | redacted
Low Income - Power to Save | LED Lights | 0 | 0 | 0 | 47.6 | 1 | Honeywell | 2023-08-28 | redacted
Low Income - Power to Save | Outdoor Coil Cleaning | 0 | 0.1 | 0 | 275 | 1 | Honeywell | 2023-08-28 | redacted
Low Income - Power to Save | Faucet Aerators | 0 | 0 | 0.02 | 110.58 | 1 | Honeywell | 2023-08-28 | redacted
Low Income - Power to Save | Low Flow Showerhead | 0 | 0.04 | 0.1 | 504.08 | 1 | Honeywell | 2023-08-28 | redacted
Low Income - Power to Save | LED Lights | 0 | 0 | 0 | 47.6 | 1 | Honeywell | 2023-08-28 | redacted
Low Income - Power to Save | Weather Strip/Caulk | 0 | 0.25 | 0.09 | 503.3 | 1 | Honeywell | 2023-08-02 | redacted
Low Income - Power to Save | Pipe Wrap | 0 | 0.01 | 0.03 | 143.65 | 1 | Honeywell | 2023-08-02 | redacted
Low Income - Power to Save | Outdoor Coil Cleaning | 0 | 0.1 | 0 | 275 | 1 | Honeywell | 2023-08-02 | redacted
Low Income - Power to Save | HVAC Inspection | 0 | 0.17 | 0 | 268.73 | 1 | Honeywell | 2023-08-02 | redacted
Low Income - Power to Save | Faucet Aerators | 0 | 0 | 0.02 | 110.58 | 1 | Honeywell | 2023-08-02 | redacted
Low Income - Power to Save | Low Flow Showerhead | 0 | 0.04 | 0.1 | 504.08 | 1 | Honeywell | 2023-08-02 | redacted
Low Income - Power to Save | LED Lights | 0 | 0 | 0 | 47.6 | 1 | Honeywell | 2023-08-02 | redacted
Low Income - Power to Save | Outdoor Coil Cleaning | 0 | 0.1 | 0 | 275 | 1 | Honeywell | 2023-08-28 | redacted
Low Income - Power to Save | Faucet Aerators | 0 | 0 | 0.02 | 110.58 | 1 | Honeywell | 2023-08-28 | redacted
Low Income - Power to Save | Low Flow Showerhead | 0 | 0.04 | 0.1 | 504.08 | 1 | Honeywell | 2023-08-28 | redacted
Low Income - Power to Save | LED Lights | 0 | 0 | 0 | 47.6 | 1 | Honeywell | 2023-08-28 | redacted
Low Income - Power to Save | Weather Strip/Caulk | 0 | 0.25 | 0.09 | 503.3 | 1 | Honeywell | 2023-08-25 | redacted
Low Income - Power to Save | Outdoor Coil Cleaning | 0 | 0.1 | 0 | 275 | 1 | Honeywell | 2023-08-25 | redacted
Low Income - Power to Save | HVAC Inspection | 0 | 0.17 | 0 | 268.73 | 1 | Honeywell | 2023-08-25 | redacted
Low Income - Power to Save | Faucet Aerators | 0 | 0 | 0.02 | 110.58 | 1 | Honeywell | 2023-08-25 | redacted
Low Income - Power to Save | Low Flow Showerhead | 0 | 0.04 | 0.1 | 504.08 | 1 | Honeywell | 2023-08-25 | redacted
Low Income - Power to Save | LI - DUCT | 0 | 0.4 | 0.12 | 775.77 | 1 | Honeywell | 2023-08-25 | redacted
Low Income - Power to Save | LED Lights | 0 | 0 | 0 | 47.6 | 1 | Honeywell | 2023-08-25 | redacted
Low Income - Power to Save | Weather Strip/Caulk | 0 | 0.25 | 0.09 | 503.3 | 1 | Honeywell | 2023-08-25 | redacted
Low Income - Power to Save | Outdoor Coil Cleaning | 0 | 0.1 | 0 | 275 | 1 | Honeywell | 2023-08-25 | redacted
Low Income - Power to Save | HVAC Inspection | 0 | 0.17 | 0 | 268.73 | 1 | Honeywell | 2023-08-25 | redacted
Low Income - Power to Save | Faucet Aerators | 0 | 0 | 0.02 | 110.58 | 1 | Honeywell | 2023-08-25 | redacted
Low Income - Power to Save | Low Flow Showerhead | 0 | 0.04 | 0.1 | 504.08 | 1 | Honeywell | 2023-08-25 | redacted
Low Income - Power to Save | LI - DUCT | 0 | 0.4 | 0.12 | 775.77 | 1 | Honeywell | 2023-08-25 | redacted
Low Income - Power to Save | LED Lights | 0 | 0 | 0 | 47.6 | 1 | Honeywell | 2023-08-25 | redacted
Low Income - Power to Save | Weather Strip/Caulk | 0 | 0.25 | 0.09 | 503.3 | 1 | Honeywell | 2023-08-04 | redacted
Low Income - Power to Save | Pipe Wrap | 0 | 0.01 | 0.03 | 143.65 | 1 | Honeywell | 2023-08-04 | redacted
Low Income - Power to Save | Outdoor Coil Cleaning | 0 | 0.1 | 0 | 275 | 1 | Honeywell | 2023-08-04 | redacted
Low Income - Power to Save | HVAC Inspection | 0 | 0.17 | 0 | 268.73 | 1 | Honeywell | 2023-08-04 | redacted
Low Income - Power to Save | Faucet Aerators | 0 | 0 | 0.02 | 110.58 | 1 | Honeywell | 2023-08-04 | redacted
Low Income - Power to Save | Low Flow Showerhead | 0 | 0.04 | 0.1 | 504.08 | 1 | Honeywell | 2023-08-04 | redacted
Low Income - Power to Save | LI - DUCT | 0 | 0.4 | 0.12 | 775.77 | 1 | Honeywell | 2023-08-04 | redacted
Low Income - Power to Save | LED Lights | 0 | 0 | 0 | 47.6 | 1 | Honeywell | 2023-08-04 | redacted
Low Income - Power to Save | Weather Strip/Caulk | 0 | 0.25 | 0.09 | 503.3 | 1 | Honeywell | 2023-08-17 | redacted
Low Income - Power to Save | Faucet Aerators | 0 | 0 | 0.02 | 110.58 | 1 | Honeywell | 2023-08-17 | redacted
Low Income - Power to Save | Low Flow Showerhead | 0 | 0.04 | 0.1 | 504.08 | 1 | Honeywell | 2023-08-17 | redacted
Low Income - Power to Save | LED Lights | 0 | 0 | 0 | 47.6 | 1 | Honeywell | 2023-08-17 | redacted
Low Income - Power to Save | Weather Strip/Caulk | 0 | 0.25 | 0.09 | 503.3 | 1 | Honeywell | 2023-08-28 | redacted
Low Income - Power to Save | Outdoor Coil Cleaning | 0 | 0.1 | 0 | 275 | 1 | Honeywell | 2023-08-28 | redacted
Low Income - Power to Save | HVAC Inspection | 0 | 0.17 | 0 | 268.73 | 1 | Honeywell | 2023-08-28 | redacted
Low Income - Power to Save | Faucet Aerators | 0 | 0 | 0.02 | 110.58 | 1 | Honeywell | 2023-08-28 | redacted
Low Income - Power to Save | Low Flow Showerhead | 0 | 0.04 | 0.1 | 504.08 | 1 | Honeywell | 2023-08-28 | redacted
Low Income - Power to Save | LI - DUCT | 0 | 0.4 | 0.12 | 775.77 | 1 | Honeywell | 2023-08-28 | redacted
Low Income - Power to Save | LED Lights | 0 | 0 | 0 | 47.6 | 1 | Honeywell | 2023-08-28 | redacted
Low Income - Power to Save | Weather Strip/Caulk | 0 | 0.25 | 0.09 | 503.3 | 1 | Honeywell | 2023-08-29 | redacted
Low Income - Power to Save | Outdoor Coil Cleaning | 0 | 0.1 | 0 | 275 | 1 | Honeywell | 2023-08-29 | redacted
Low Income - Power to Save | HVAC Inspection | 0 | 0.17 | 0 | 268.73 | 1 | Honeywell | 2023-08-29 | redacted
Low Income - Power to Save | Faucet Aerators | 0 | 0 | 0.02 | 110.58 | 1 | Honeywell | 2023-08-29 | redacted
Low Income - Power to Save | Low Flow Showerhead | 0 | 0.04 | 0.1 | 504.08 | 1 | Honeywell | 2023-08-29 | redacted
Low Income - Power to Save | LED Lights | 0 | 0 | 0 | 47.6 | 1 | Honeywell | 2023-08-29 | redacted
Low Income - Power to Save | Weather Strip/Caulk | 0 | 0.25 | 0.09 | 503.3 | 1 | Honeywell | 2023-08-18 | redacted
Low Income - Power to Save | Pipe Wrap | 0 | 0.01 | 0.03 | 143.65 | 1 | Honeywell | 2023-08-18 | redacted
Low Income - Power to Save | Outdoor Coil Cleaning | 0 | 0.1 | 0 | 275 | 1 | Honeywell | 2023-08-18 | redacted
Low Income - Power to Save | HVAC Inspection | 0 | 0.17 | 0 | 268.73 | 1 | Honeywell | 2023-08-18 | redacted
Low Income - Power to Save | Faucet Aerators | 0 | 0 | 0.02 | 110.58 | 1 | Honeywell | 2023-08-18 | redacted
Low Income - Power to Save | Low Flow Showerhead | 0 | 0.04 | 0.1 | 504.08 | 1 | Honeywell | 2023-08-18 | redacted
Low Income - Power to Save | LI - DUCT | 0 | 0.4 | 0.12 | 775.77 | 1 | Honeywell | 2023-08-18 | redacted
Low Income - Power to Save | LED Lights | 0 | 0 | 0 | 47.6 | 1 | Honeywell | 2023-08-18 | redacted
Low Income - Power to Save | Weather Strip/Caulk | 0 | 0.25 | 0.09 | 503.3 | 1 | Honeywell | 2023-08-30 | redacted
Low Income - Power to Save | Outdoor Coil Cleaning | 0 | 0.1 | 0 | 275 | 1 | Honeywell | 2023-08-30 | redacted
Low Income - Power to Save | HVAC Inspection | 0 | 0.17 | 0 | 268.73 | 1 | Honeywell | 2023-08-30 | redacted
Low Income - Power to Save | Faucet Aerators | 0 | 0 | 0.02 | 110.58 | 1 | Honeywell | 2023-08-30 | redacted
Low Income - Power to Save | Low Flow Showerhead | 0 | 0.04 | 0.1 | 504.08 | 1 | Honeywell | 2023-08-30 | redacted
Low Income - Power to Save | LED Lights | 0 | 0 | 0 | 47.6 | 1 | Honeywell | 2023-08-30 | redacted
Low Income - Power to Save | Weather Strip/Caulk | 0 | 0.25 | 0.09 | 503.3 | 1 | Honeywell | 2023-08-28 | redacted
Low Income - Power to Save | Outdoor Coil Cleaning | 0 | 0.1 | 0 | 275 | 1 | Honeywell | 2023-08-28 | redacted
Low Income - Power to Save | HVAC Inspection | 0 | 0.17 | 0 | 268.73 | 1 | Honeywell | 2023-08-28 | redacted
Low Income - Power to Save | LED Lights | 0 | 0 | 0 | 47.6 | 1 | Honeywell | 2023-08-28 | redacted
Low Income - Power to Save | Weather Strip/Caulk | 0 | 0.25 | 0.09 | 503.3 | 1 | Honeywell | 2023-08-29 | redacted
Low Income - Power to Save | Outdoor Coil Cleaning | 0 | 0.1 | 0 | 275 | 1 | Honeywell | 2023-08-29 | redacted
Low Income - Power to Save | HVAC Inspection | 0 | 0.17 | 0 | 268.73 | 1 | Honeywell | 2023-08-29 | redacted
Low Income - Power to Save | Faucet Aerators | 0 | 0 | 0.02 | 110.58 | 1 | Honeywell | 2023-08-29 | redacted
Low Income - Power to Save | Low Flow Showerhead | 0 | 0.04 | 0.1 | 504.08 | 1 | Honeywell | 2023-08-29 | redacted
Low Income - Power to Save | LI - DUCT | 0 | 0.4 | 0.12 | 775.77 | 1 | Honeywell | 2023-08-29 | redacted
Low Income - Power to Save | LED Lights | 0 | 0 | 0 | 47.6 | 1 | Honeywell | 2023-08-29 | redacted
Low Income - Power to Save | Weather Strip/Caulk | 0 | 0.25 | 0.09 | 503.3 | 1 | Honeywell | 2023-08-18 | redacted
Low Income - Power to Save | Pipe Wrap | 0 | 0.01 | 0.03 | 143.65 | 1 | Honeywell | 2023-08-18 | redacted
Low Income - Power to Save | Outdoor Coil Cleaning | 0 | 0.1 | 0 | 275 | 1 | Honeywell | 2023-08-18 | redacted
Low Income - Power to Save | HVAC Inspection | 0 | 0.17 | 0 | 268.73 | 1 | Honeywell | 2023-08-18 | redacted
Low Income - Power to Save | Faucet Aerators | 0 | 0 | 0.02 | 110.58 | 1 | Honeywell | 2023-08-18 | redacted
Low Income - Power to Save | Low Flow Showerhead | 0 | 0.04 | 0.1 | 504.08 | 1 | Honeywell | 2023-08-18 | redacted
Low Income - Power to Save | LI - DUCT | 0 | 0.4 | 0.12 | 775.77 | 1 | Honeywell | 2023-08-18 | redacted
Low Income - Power to Save | LED Lights | 0 | 0 | 0 | 47.6 | 1 | Honeywell | 2023-08-18 | redacted
Low Income - Power to Save | Weather Strip/Caulk | 0 | 0.25 | 0.09 | 503.3 | 1 | Honeywell | 2023-08-04 | redacted
Low Income - Power to Save | Outdoor Coil Cleaning | 0 | 0.1 | 0 | 275 | 1 | Honeywell | 2023-08-04 | redacted
Low Income - Power to Save | HVAC Inspection | 0 | 0.17 | 0 | 268.73 | 1 | Honeywell | 2023-08-04 | redacted
Low Income - Power to Save | Faucet Aerators | 0 | 0 | 0.02 | 110.58 | 1 | Honeywell | 2023-08-04 | redacted
Low Income - Power to Save | Low Flow Showerhead | 0 | 0.04 | 0.1 | 504.08 | 1 | Honeywell | 2023-08-04 | redacted
Low Income - Power to Save | LED Lights | 0 | 0 | 0 | 47.6 | 1 | Honeywell | 2023-08-04 | redacted
Low Income - Power to Save | Weather Strip/Caulk | 0 | 0.25 | 0.09 | 503.3 | 1 | Honeywell | 2023-08-29 | redacted
Low Income - Power to Save | Outdoor Coil Cleaning | 0 | 0.1 | 0 | 275 | 1 | Honeywell | 2023-08-29 | redacted
Low Income - Power to Save | LED Lights | 0 | 0 | 0 | 47.6 | 1 | Honeywell | 2023-08-29 | redacted
Low Income - Power to Save | Weather Strip/Caulk | 0 | 0.25 | 0.09 | 503.3 | 1 | Honeywell | 2023-08-18 | redacted
Low Income - Power to Save | Faucet Aerators | 0 | 0 | 0.02 | 110.58 | 1 | Honeywell | 2023-08-18 | redacted
Low Income - Power to Save | Low Flow Showerhead | 0 | 0.04 | 0.1 | 504.08 | 1 | Honeywell | 2023-08-18 | redacted
Low Income - Power to Save | LED Lights | 0 | 0 | 0 | 47.6 | 1 | Honeywell | 2023-08-18 | redacted
Low Income - Power to Save | Weather Strip/Caulk | 0 | 0.25 | 0.09 | 503.3 | 1 | Honeywell | 2023-08-29 | redacted
Low Income - Power to Save | Outdoor Coil Cleaning | 0 | 0.1 | 0 | 275 | 1 | Honeywell | 2023-08-29 | redacted
Low Income - Power to Save | HVAC Inspection | 0 | 0.17 | 0 | 268.73 | 1 | Honeywell | 2023-08-29 | redacted
Low Income - Power to Save | Faucet Aerators | 0 | 0 | 0.02 | 110.58 | 1 | Honeywell | 2023-08-29 | redacted
Low Income - Power to Save | Low Flow Showerhead | 0 | 0.04 | 0.1 | 504.08 | 1 | Honeywell | 2023-08-29 | redacted
Low Income - Power to Save | LI - DUCT | 0 | 0.4 | 0.12 | 775.77 | 1 | Honeywell | 2023-08-29 | redacted
Low Income - Power to Save | LED Lights | 0 | 0 | 0 | 47.6 | 1 | Honeywell | 2023-08-29 | redacted
Low Income - Power to Save | Outdoor Coil Cleaning | 0 | 0.1 | 0 | 275 | 1 | Honeywell | 2023-08-23 | redacted
Low Income - Power to Save | Faucet Aerators | 0 | 0 | 0.02 | 110.58 | 1 | Honeywell | 2023-08-23 | redacted
Low Income - Power to Save | Low Flow Showerhead | 0 | 0.04 | 0.1 | 504.08 | 1 | Honeywell | 2023-08-23 | redacted
Low Income - Power to Save | LED Lights | 0 | 0 | 0 | 47.6 | 1 | Honeywell | 2023-08-23 | redacted
Low Income - Power to Save | Weather Strip/Caulk | 0 | 0.25 | 0.09 | 503.3 | 1 | Honeywell | 2023-08-31 | redacted
Low Income - Power to Save | Pipe Wrap | 0 | 0.01 | 0.03 | 143.65 | 1 | Honeywell | 2023-08-31 | redacted
Low Income - Power to Save | Faucet Aerators | 0 | 0 | 0.02 | 110.58 | 1 | Honeywell | 2023-08-31 | redacted
Low Income - Power to Save | Low Flow Showerhead | 0 | 0.04 | 0.1 | 504.08 | 1 | Honeywell | 2023-08-31 | redacted
Low Income - Power to Save | LED Lights | 0 | 0 | 0 | 47.6 | 1 | Honeywell | 2023-08-31 | redacted
Low Income - Power to Save | Weather Strip/Caulk | 0 | 0.25 | 0.09 | 503.3 | 1 | Honeywell | 2023-08-02 | redacted
Low Income - Power to Save | LED Lights | 0 | 0 | 0 | 47.6 | 1 | Honeywell | 2023-08-02 | redacted
Low Income - Power to Save | Weather Strip/Caulk | 0 | 0.25 | 0.09 | 503.3 | 1 | Honeywell | 2023-08-28 | redacted
Low Income - Power to Save | Outdoor Coil Cleaning | 0 | 0.1 | 0 | 275 | 1 | Honeywell | 2023-08-28 | redacted
Low Income - Power to Save | HVAC Inspection | 0 | 0.17 | 0 | 268.73 | 1 | Honeywell | 2023-08-28 | redacted
Low Income - Power to Save | Faucet Aerators | 0 | 0 | 0.02 | 110.58 | 1 | Honeywell | 2023-08-28 | redacted
Low Income - Power to Save | Low Flow Showerhead | 0 | 0.04 | 0.1 | 504.08 | 1 | Honeywell | 2023-08-28 | redacted
Low Income - Power to Save | LED Lights | 0 | 0 | 0 | 47.6 | 1 | Honeywell | 2023-08-28 | redacted
Low Income - Power to Save | Weather Strip/Caulk | 0 | 0.25 | 0.09 | 503.3 | 1 | Honeywell | 2023-08-04 | redacted
Low Income - Power to Save | Pipe Wrap | 0 | 0.01 | 0.03 | 143.65 | 1 | Honeywell | 2023-08-04 | redacted
Low Income - Power to Save | Outdoor Coil Cleaning | 0 | 0.1 | 0 | 275 | 1 | Honeywell | 2023-08-04 | redacted
Low Income - Power to Save | HVAC Inspection | 0 | 0.17 | 0 | 268.73 | 1 | Honeywell | 2023-08-04 | redacted
Low Income - Power to Save | Faucet Aerators | 0 | 0 | 0.02 | 110.58 | 1 | Honeywell | 2023-08-04 | redacted
Low Income - Power to Save | LI - DUCT | 0 | 0.4 | 0.12 | 775.77 | 1 | Honeywell | 2023-08-04 | redacted
Low Income - Power to Save | LED Lights | 0 | 0 | 0 | 47.6 | 1 | Honeywell | 2023-08-04 | redacted
Low Income - Power to Save | Weather Strip/Caulk | 0 | 0.25 | 0.09 | 503.3 | 1 | Honeywell | 2023-08-29 | redacted
Low Income - Power to Save | Outdoor Coil Cleaning | 0 | 0.1 | 0 | 275 | 1 | Honeywell | 2023-08-29 | redacted
Low Income - Power to Save | LED Lights | 0 | 0 | 0 | 47.6 | 1 | Honeywell | 2023-08-29 | redacted
Low Income - Power to Save | Weather Strip/Caulk | 0 | 0.25 | 0.09 | 503.3 | 1 | Honeywell | 2023-08-28 | redacted
Low Income - Power to Save | Outdoor Coil Cleaning | 0 | 0.1 | 0 | 275 | 1 | Honeywell | 2023-08-28 | redacted
Low Income - Power to Save | HVAC Inspection | 0 | 0.17 | 0 | 268.73 | 1 | Honeywell | 2023-08-28 | redacted
Low Income - Power to Save | Faucet Aerators | 0 | 0 | 0.02 | 110.58 | 1 | Honeywell | 2023-08-28 | redacted
Low Income - Power to Save | Low Flow Showerhead | 0 | 0.04 | 0.1 | 504.08 | 1 | Honeywell | 2023-08-28 | redacted
Low Income - Power to Save | LI - DUCT | 0 | 0.4 | 0.12 | 775.77 | 1 | Honeywell | 2023-08-28 | redacted
Low Income - Power to Save | LED Lights | 0 | 0 | 0 | 47.6 | 1 | Honeywell | 2023-08-28 | redacted
Low Income - Power to Save | Outdoor Coil Cleaning | 0 | 0.1 | 0 | 275 | 1 | Honeywell | 2023-08-23 | redacted
Low Income - Power to Save | Faucet Aerators | 0 | 0 | 0.02 | 110.58 | 1 | Honeywell | 2023-08-23 | redacted
Low Income - Power to Save | Low Flow Showerhead | 0 | 0.04 | 0.1 | 504.08 | 1 | Honeywell | 2023-08-23 | redacted
Low Income - Power to Save | LED Lights | 0 | 0 | 0 | 47.6 | 1 | Honeywell | 2023-08-23 | redacted
Low Income - Power to Save | Weather Strip/Caulk | 0 | 0.25 | 0.09 | 503.3 | 1 | Honeywell | 2023-08-30 | redacted
Low Income - Power to Save | Low Flow Showerhead | 0 | 0.04 | 0.1 | 504.08 | 1 | Honeywell | 2023-08-30 | redacted
Low Income - Power to Save | LED Lights | 0 | 0 | 0 | 47.6 | 1 | Honeywell | 2023-08-30 | redacted
Low Income - Power to Save | Weather Strip/Caulk | 0 | 0.25 | 0.09 | 503.3 | 1 | Honeywell | 2023-08-28 | redacted
Low Income - Power to Save | Outdoor Coil Cleaning | 0 | 0.1 | 0 | 275 | 1 | Honeywell | 2023-08-28 | redacted
Low Income - Power to Save | HVAC Inspection | 0 | 0.17 | 0 | 268.73 | 1 | Honeywell | 2023-08-28 | redacted
Low Income - Power to Save | Faucet Aerators | 0 | 0 | 0.02 | 110.58 | 1 | Honeywell | 2023-08-28 | redacted
Low Income - Power to Save | Low Flow Showerhead | 0 | 0.04 | 0.1 | 504.08 | 1 | Honeywell | 2023-08-28 | redacted
Low Income - Power to Save | LI - DUCT | 0 | 0.4 | 0.12 | 775.77 | 1 | Honeywell | 2023-08-28 | redacted
Low Income - Power to Save | LED Lights | 0 | 0 | 0 | 47.6 | 1 | Honeywell | 2023-08-28 | redacted
Low Income - Power to Save | Weather Strip/Caulk | 0 | 0.25 | 0.09 | 503.3 | 1 | Honeywell | 2023-08-28 | redacted
Low Income - Power to Save | Outdoor Coil Cleaning | 0 | 0.1 | 0 | 275 | 1 | Honeywell | 2023-08-28 | redacted
Low Income - Power to Save | HVAC Inspection | 0 | 0.17 | 0 | 268.73 | 1 | Honeywell | 2023-08-28 | redacted
Low Income - Power to Save | Faucet Aerators | 0 | 0 | 0.02 | 110.58 | 1 | Honeywell | 2023-08-28 | redacted
Low Income - Power to Save | Low Flow Showerhead | 0 | 0.04 | 0.1 | 504.08 | 1 | Honeywell | 2023-08-28 | redacted
Low Income - Power to Save | LI - DUCT | 0 | 0.4 | 0.12 | 775.77 | 1 | Honeywell | 2023-08-28 | redacted
Low Income - Power to Save | LED Lights | 0 | 0 | 0 | 47.6 | 1 | Honeywell | 2023-08-28 | redacted
Low Income - Power to Save | Weather Strip/Caulk | 0 | 0.25 | 0.09 | 503.3 | 1 | Honeywell | 2023-08-29 | redacted
Low Income - Power to Save | Outdoor Coil Cleaning | 0 | 0.1 | 0 | 275 | 1 | Honeywell | 2023-08-29 | redacted
Low Income - Power to Save | LED Lights | 0 | 0 | 0 | 47.6 | 1 | Honeywell | 2023-08-29 | redacted
Low Income - Power to Save | Weather Strip/Caulk | 0 | 0.25 | 0.09 | 503.3 | 1 | Honeywell | 2023-08-02 | redacted
Low Income - Power to Save | Faucet Aerators | 0 | 0 | 0.02 | 110.58 | 1 | Honeywell | 2023-08-02 | redacted
Low Income - Power to Save | Low Flow Showerhead | 0 | 0.04 | 0.1 | 504.08 | 1 | Honeywell | 2023-08-02 | redacted
Low Income - Power to Save | LED Lights | 0 | 0 | 0 | 47.6 | 1 | Honeywell | 2023-08-02 | redacted
Low Income - Power to Save | Outdoor Coil Cleaning | 0 | 0.1 | 0 | 275 | 1 | Honeywell | 2023-08-25 | redacted
Low Income - Power to Save | Faucet Aerators | 0 | 0 | 0.02 | 110.58 | 1 | Honeywell | 2023-08-25 | redacted
Low Income - Power to Save | Low Flow Showerhead | 0 | 0.04 | 0.1 | 504.08 | 1 | Honeywell | 2023-08-25 | redacted
Low Income - Power to Save | LED Lights | 0 | 0 | 0 | 47.6 | 1 | Honeywell | 2023-08-25 | redacted
Low Income - Power to Save | Weather Strip/Caulk | 0 | 0.25 | 0.09 | 503.3 | 1 | Honeywell | 2023-08-28 | redacted
Low Income - Power to Save | Outdoor Coil Cleaning | 0 | 0.1 | 0 | 275 | 1 | Honeywell | 2023-08-28 | redacted
Low Income - Power to Save | HVAC Inspection | 0 | 0.17 | 0 | 268.73 | 1 | Honeywell | 2023-08-28 | redacted
Low Income - Power to Save | Faucet Aerators | 0 | 0 | 0.02 | 110.58 | 1 | Honeywell | 2023-08-28 | redacted
Low Income - Power to Save | Low Flow Showerhead | 0 | 0.04 | 0.1 | 504.08 | 1 | Honeywell | 2023-08-28 | redacted
Low Income - Power to Save | LI - DUCT | 0 | 0.4 | 0.12 | 775.77 | 1 | Honeywell | 2023-08-28 | redacted
Low Income - Power to Save | LED Lights | 0 | 0 | 0 | 47.6 | 1 | Honeywell | 2023-08-28 | redacted
Low Income - Power to Save | Weather Strip/Caulk | 0 | 0.25 | 0.09 | 503.3 | 1 | Honeywell | 2023-08-29 | redacted
Low Income - Power to Save | Outdoor Coil Cleaning | 0 | 0.1 | 0 | 275 | 1 | Honeywell | 2023-08-29 | redacted
Low Income - Power to Save | Faucet Aerators | 0 | 0 | 0.02 | 110.58 | 1 | Honeywell | 2023-08-29 | redacted
Low Income - Power to Save | Low Flow Showerhead | 0 | 0.04 | 0.1 | 504.08 | 1 | Honeywell | 2023-08-29 | redacted
Low Income - Power to Save | LI - DUCT | 0 | 0.4 | 0.12 | 775.77 | 1 | Honeywell | 2023-08-29 | redacted
Low Income - Power to Save | LED Lights | 0 | 0 | 0 | 47.6 | 1 | Honeywell | 2023-08-29 | redacted
Low Income - Power to Save | Weather Strip/Caulk | 0 | 0.25 | 0.09 | 503.3 | 1 | Honeywell | 2023-08-31 | redacted
Low Income - Power to Save | Faucet Aerators | 0 | 0 | 0.02 | 110.58 | 1 | Honeywell | 2023-08-31 | redacted
Low Income - Power to Save | Low Flow Showerhead | 0 | 0.04 | 0.1 | 504.08 | 1 | Honeywell | 2023-08-31 | redacted
Low Income - Power to Save | LED Lights | 0 | 0 | 0 | 47.6 | 1 | Honeywell | 2023-08-31 | redacted
Low Income - Power to Save | Weather Strip/Caulk | 0 | 0.25 | 0.09 | 503.3 | 1 | Honeywell | 2023-08-18 | redacted
Low Income - Power to Save | Faucet Aerators | 0 | 0 | 0.02 | 110.58 | 1 | Honeywell | 2023-08-18 | redacted
Low Income - Power to Save | Low Flow Showerhead | 0 | 0.04 | 0.1 | 504.08 | 1 | Honeywell | 2023-08-18 | redacted
Low Income - Power to Save | LED Lights | 0 | 0 | 0 | 47.6 | 1 | Honeywell | 2023-08-18 | redacted
Low Income - Power to Save | Weather Strip/Caulk | 0 | 0.25 | 0.09 | 503.3 | 1 | Honeywell | 2023-08-25 | redacted
Low Income - Power to Save | Outdoor Coil Cleaning | 0 | 0.1 | 0 | 275 | 1 | Honeywell | 2023-08-25 | redacted
Low Income - Power to Save | HVAC Inspection | 0 | 0.17 | 0 | 268.73 | 1 | Honeywell | 2023-08-25 | redacted
Low Income - Power to Save | Faucet Aerators | 0 | 0 | 0.02 | 110.58 | 1 | Honeywell | 2023-08-25 | redacted
Low Income - Power to Save | LI - DUCT | 0 | 0.4 | 0.12 | 775.77 | 1 | Honeywell | 2023-08-25 | redacted
Low Income - Power to Save | LED Lights | 0 | 0 | 0 | 47.6 | 1 | Honeywell | 2023-08-25 | redacted
Low Income - Power to Save | Weather Strip/Caulk | 0 | 0.25 | 0.09 | 503.3 | 1 | Honeywell | 2023-08-25 | redacted
Low Income - Power to Save | Outdoor Coil Cleaning | 0 | 0.1 | 0 | 275 | 1 | Honeywell | 2023-08-25 | redacted
Low Income - Power to Save | HVAC Inspection | 0 | 0.17 | 0 | 268.73 | 1 | Honeywell | 2023-08-25 | redacted
Low Income - Power to Save | Faucet Aerators | 0 | 0 | 0.02 | 110.58 | 1 | Honeywell | 2023-08-25 | redacted
Low Income - Power to Save | Low Flow Showerhead | 0 | 0.04 | 0.1 | 504.08 | 1 | Honeywell | 2023-08-25 | redacted
Low Income - Power to Save | LI - DUCT | 0 | 0.4 | 0.12 | 775.77 | 1 | Honeywell | 2023-08-25 | redacted
Low Income - Power to Save | LED Lights | 0 | 0 | 0 | 47.6 | 1 | Honeywell | 2023-08-25 | redacted
Low Income - Power to Save | Weather Strip/Caulk | 0 | 0.25 | 0.09 | 503.3 | 1 | Honeywell | 2023-08-02 | redacted
Low Income - Power to Save | Pipe Wrap | 0 | 0.01 | 0.03 | 143.65 | 1 | Honeywell | 2023-08-02 | redacted
Low Income - Power to Save | Outdoor Coil Cleaning | 0 | 0.1 | 0 | 275 | 1 | Honeywell | 2023-08-02 | redacted
Low Income - Power to Save | HVAC Inspection | 0 | 0.17 | 0 | 268.73 | 1 | Honeywell | 2023-08-02 | redacted
Low Income - Power to Save | Low Flow Showerhead | 0 | 0.04 | 0.1 | 504.08 | 1 | Honeywell | 2023-08-02 | redacted
Low Income - Power to Save | LI - DUCT | 0 | 0.4 | 0.12 | 775.77 | 1 | Honeywell | 2023-08-02 | redacted
Low Income - Power to Save | LED Lights | 0 | 0 | 0 | 47.6 | 1 | Honeywell | 2023-08-02 | redacted
Low Income - Power to Save | Weather Strip/Caulk | 0 | 0.25 | 0.09 | 503.3 | 1 | Honeywell | 2023-08-02 | redacted
Low Income - Power to Save | Outdoor Coil Cleaning | 0 | 0.1 | 0 | 275 | 1 | Honeywell | 2023-08-02 | redacted
Low Income - Power to Save | HVAC Inspection | 0 | 0.17 | 0 | 268.73 | 1 | Honeywell | 2023-08-02 | redacted
Low Income - Power to Save | Faucet Aerators | 0 | 0 | 0.02 | 110.58 | 1 | Honeywell | 2023-08-02 | redacted
Low Income - Power to Save | Low Flow Showerhead | 0 | 0.04 | 0.1 | 504.08 | 1 | Honeywell | 2023-08-02 | redacted
Low Income - Power to Save | LED Lights | 0 | 0 | 0 | 47.6 | 1 | Honeywell | 2023-08-02 | redacted
Low Income - Power to Save | Weather Strip/Caulk | 0 | 0.25 | 0.09 | 503.3 | 1 | Honeywell | 2023-08-02 | redacted
Low Income - Power to Save | Pipe Wrap | 0 | 0.01 | 0.03 | 143.65 | 1 | Honeywell | 2023-08-02 | redacted
Low Income - Power to Save | Outdoor Coil Cleaning | 0 | 0.1 | 0 | 275 | 1 | Honeywell | 2023-08-02 | redacted
Low Income - Power to Save | HVAC Inspection | 0 | 0.17 | 0 | 268.73 | 1 | Honeywell | 2023-08-02 | redacted
Low Income - Power to Save | Faucet Aerators | 0 | 0 | 0.02 | 110.58 | 1 | Honeywell | 2023-08-02 | redacted
Low Income - Power to Save | Low Flow Showerhead | 0 | 0.04 | 0.1 | 504.08 | 1 | Honeywell | 2023-08-02 | redacted
Low Income - Power to Save | LI - DUCT | 0 | 0.4 | 0.12 | 775.77 | 1 | Honeywell | 2023-08-02 | redacted
Low Income - Power to Save | LED Lights | 0 | 0 | 0 | 47.6 | 1 | Honeywell | 2023-08-02 | redacted
Low Income - Power to Save | Weather Strip/Caulk | 0 | 0.25 | 0.09 | 503.3 | 1 | Honeywell | 2023-08-02 | redacted
Low Income - Power to Save | Outdoor Coil Cleaning | 0 | 0.1 | 0 | 275 | 1 | Honeywell | 2023-08-02 | redacted
Low Income - Power to Save | HVAC Inspection | 0 | 0.17 | 0 | 268.73 | 1 | Honeywell | 2023-08-02 | redacted
Low Income - Power to Save | Faucet Aerators | 0 | 0 | 0.02 | 110.58 | 1 | Honeywell | 2023-08-02 | redacted
Low Income - Power to Save | Low Flow Showerhead | 0 | 0.04 | 0.1 | 504.08 | 1 | Honeywell | 2023-08-02 | redacted
Low Income - Power to Save | LED Lights | 0 | 0 | 0 | 47.6 | 1 | Honeywell | 2023-08-02 | redacted
Low Income - Power to Save | Weather Strip/Caulk | 0 | 0.25 | 0.09 | 503.3 | 1 | Honeywell | 2023-08-04 | redacted
Low Income - Power to Save | Faucet Aerators | 0 | 0 | 0.02 | 110.58 | 1 | Honeywell | 2023-08-04 | redacted
Low Income - Power to Save | Low Flow Showerhead | 0 | 0.04 | 0.1 | 504.08 | 1 | Honeywell | 2023-08-04 | redacted
Low Income - Power to Save | LED Lights | 0 | 0 | 0 | 47.6 | 1 | Honeywell | 2023-08-04 | redacted
Low Income - Power to Save | Weather Strip/Caulk | 0 | 0.25 | 0.09 | 503.3 | 1 | Honeywell | 2023-08-02 | redacted
Low Income - Power to Save | Faucet Aerators | 0 | 0 | 0.02 | 110.58 | 1 | Honeywell | 2023-08-02 | redacted
Low Income - Power to Save | Low Flow Showerhead | 0 | 0.04 | 0.1 | 504.08 | 1 | Honeywell | 2023-08-02 | redacted
Low Income - Power to Save | LED Lights | 0 | 0 | 0 | 47.6 | 1 | Honeywell | 2023-08-02 | redacted
Low Income - Power to Save | Weather Strip/Caulk | 0 | 0.25 | 0.09 | 503.3 | 1 | Honeywell | 2023-08-29 | redacted
Low Income - Power to Save | Faucet Aerators | 0 | 0 | 0.02 | 110.58 | 1 | Honeywell | 2023-08-29 | redacted
Low Income - Power to Save | Low Flow Showerhead | 0 | 0.04 | 0.1 | 504.08 | 1 | Honeywell | 2023-08-29 | redacted
Low Income - Power to Save | LED Lights | 0 | 0 | 0 | 47.6 | 1 | Honeywell | 2023-08-29 | redacted
Low Income - Power to Save | Weather Strip/Caulk | 0 | 0.25 | 0.09 | 503.3 | 1 | Honeywell | 2023-08-17 | redacted
Low Income - Power to Save | Faucet Aerators | 0 | 0 | 0.02 | 110.58 | 1 | Honeywell | 2023-08-17 | redacted
Low Income - Power to Save | LED Lights | 0 | 0 | 0 | 47.6 | 1 | Honeywell | 2023-08-17 | redacted
Low Income - Power to Save | Weather Strip/Caulk | 0 | 0.25 | 0.09 | 503.3 | 1 | Honeywell | 2023-08-02 | redacted
Low Income - Power to Save | Outdoor Coil Cleaning | 0 | 0.1 | 0 | 275 | 1 | Honeywell | 2023-08-02 | redacted
Low Income - Power to Save | HVAC Inspection | 0 | 0.17 | 0 | 268.73 | 1 | Honeywell | 2023-08-02 | redacted
Low Income - Power to Save | Faucet Aerators | 0 | 0 | 0.02 | 110.58 | 1 | Honeywell | 2023-08-02 | redacted
Low Income - Power to Save | LI - DUCT | 0 | 0.4 | 0.12 | 775.77 | 1 | Honeywell | 2023-08-02 | redacted
Low Income - Power to Save | LED Lights | 0 | 0 | 0 | 47.6 | 1 | Honeywell | 2023-08-02 | redacted
Low Income - Power to Save | Weather Strip/Caulk | 0 | 0.25 | 0.09 | 503.3 | 1 | Honeywell | 2023-08-23 | redacted
Low Income - Power to Save | Pipe Wrap | 0 | 0.01 | 0.03 | 143.65 | 1 | Honeywell | 2023-08-23 | redacted
Low Income - Power to Save | Outdoor Coil Cleaning | 0 | 0.1 | 0 | 275 | 1 | Honeywell | 2023-08-23 | redacted
Low Income - Power to Save | HVAC Inspection | 0 | 0.17 | 0 | 268.73 | 1 | Honeywell | 2023-08-23 | redacted
Low Income - Power to Save | Low Flow Showerhead | 0 | 0.04 | 0.1 | 504.08 | 1 | Honeywell | 2023-08-23 | redacted
Low Income - Power to Save | LI - DUCT | 0 | 0.4 | 0.12 | 775.77 | 1 | Honeywell | 2023-08-23 | redacted
Low Income - Power to Save | LED Lights | 0 | 0 | 0 | 47.6 | 1 | Honeywell | 2023-08-23 | redacted
Low Income - Power to Save | Weather Strip/Caulk | 0 | 0.25 | 0.09 | 503.3 | 1 | Honeywell | 2023-08-04 | redacted
Low Income - Power to Save | Pipe Wrap | 0 | 0.01 | 0.03 | 143.65 | 1 | Honeywell | 2023-08-04 | redacted
Low Income - Power to Save | Outdoor Coil Cleaning | 0 | 0.1 | 0 | 275 | 1 | Honeywell | 2023-08-04 | redacted
Low Income - Power to Save | HVAC Inspection | 0 | 0.17 | 0 | 268.73 | 1 | Honeywell | 2023-08-04 | redacted
Low Income - Power to Save | Faucet Aerators | 0 | 0 | 0.02 | 110.58 | 1 | Honeywell | 2023-08-04 | redacted
Low Income - Power to Save | Low Flow Showerhead | 0 | 0.04 | 0.1 | 504.08 | 1 | Honeywell | 2023-08-04 | redacted
Low Income - Power to Save | LI - DUCT | 0 | 0.4 | 0.12 | 775.77 | 1 | Honeywell | 2023-08-04 | redacted
Low Income - Power to Save | LED Lights | 0 | 0 | 0 | 47.6 | 1 | Honeywell | 2023-08-04 | redacted
Low Income - Power to Save | Weather Strip/Caulk | 0 | 0.25 | 0.09 | 503.3 | 1 | Honeywell | 2023-08-31 | redacted
Low Income - Power to Save | Pipe Wrap | 0 | 0.01 | 0.03 | 143.65 | 1 | Honeywell | 2023-08-31 | redacted
Low Income - Power to Save | Low Flow Showerhead | 0 | 0.04 | 0.1 | 504.08 | 1 | Honeywell | 2023-08-31 | redacted
Low Income - Power to Save | LED Lights | 0 | 0 | 0 | 47.6 | 1 | Honeywell | 2023-08-31 | redacted
Low Income - Power to Save | Weather Strip/Caulk | 0 | 0.25 | 0.09 | 503.3 | 1 | Honeywell | 2023-08-28 | redacted
Low Income - Power to Save | Outdoor Coil Cleaning | 0 | 0.1 | 0 | 275 | 1 | Honeywell | 2023-08-28 | redacted
Low Income - Power to Save | HVAC Inspection | 0 | 0.17 | 0 | 268.73 | 1 | Honeywell | 2023-08-28 | redacted
Low Income - Power to Save | Faucet Aerators | 0 | 0 | 0.02 | 110.58 | 1 | Honeywell | 2023-08-28 | redacted
Low Income - Power to Save | Low Flow Showerhead | 0 | 0.04 | 0.1 | 504.08 | 1 | Honeywell | 2023-08-28 | redacted
Low Income - Power to Save | LI - DUCT | 0 | 0.4 | 0.12 | 775.77 | 1 | Honeywell | 2023-08-28 | redacted
Low Income - Power to Save | LED Lights | 0 | 0 | 0 | 47.6 | 1 | Honeywell | 2023-08-28 | redacted
Low Income - Power to Save | Weather Strip/Caulk | 0 | 0.25 | 0.09 | 503.3 | 1 | Honeywell | 2023-08-28 | redacted
Low Income - Power to Save | Outdoor Coil Cleaning | 0 | 0.1 | 0 | 275 | 1 | Honeywell | 2023-08-28 | redacted
Low Income - Power to Save | HVAC Inspection | 0 | 0.17 | 0 | 268.73 | 1 | Honeywell | 2023-08-28 | redacted
Low Income - Power to Save | Faucet Aerators | 0 | 0 | 0.02 | 110.58 | 1 | Honeywell | 2023-08-28 | redacted
Low Income - Power to Save | Low Flow Showerhead | 0 | 0.04 | 0.1 | 504.08 | 1 | Honeywell | 2023-08-28 | redacted
Low Income - Power to Save | LI - DUCT | 0 | 0.4 | 0.12 | 775.77 | 1 | Honeywell | 2023-08-28 | redacted
Low Income - Power to Save | LED Lights | 0 | 0 | 0 | 47.6 | 1 | Honeywell | 2023-08-28 | redacted
Low Income - Power to Save | Weather Strip/Caulk | 0 | 0.25 | 0.09 | 503.3 | 1 | Honeywell | 2023-08-25 | redacted
Low Income - Power to Save | Pipe Wrap | 0 | 0.01 | 0.03 | 143.65 | 1 | Honeywell | 2023-08-25 | redacted
Low Income - Power to Save | Outdoor Coil Cleaning | 0 | 0.1 | 0 | 275 | 1 | Honeywell | 2023-08-25 | redacted
Low Income - Power to Save | HVAC Inspection | 0 | 0.17 | 0 | 268.73 | 1 | Honeywell | 2023-08-25 | redacted
Low Income - Power to Save | Faucet Aerators | 0 | 0 | 0.02 | 110.58 | 1 | Honeywell | 2023-08-25 | redacted
Low Income - Power to Save | Low Flow Showerhead | 0 | 0.04 | 0.1 | 504.08 | 1 | Honeywell | 2023-08-25 | redacted
Low Income - Power to Save | LED Lights | 0 | 0 | 0 | 47.6 | 1 | Honeywell | 2023-08-25 | redacted
Low Income - Power to Save | Weather Strip/Caulk | 0 | 0.25 | 0.09 | 503.3 | 1 | Honeywell | 2023-08-18 | redacted
Low Income - Power to Save | Pipe Wrap | 0 | 0.01 | 0.03 | 143.65 | 1 | Honeywell | 2023-08-18 | redacted
Low Income - Power to Save | Outdoor Coil Cleaning | 0 | 0.1 | 0 | 275 | 1 | Honeywell | 2023-08-18 | redacted
Low Income - Power to Save | HVAC Inspection | 0 | 0.17 | 0 | 268.73 | 1 | Honeywell | 2023-08-18 | redacted
Low Income - Power to Save | Faucet Aerators | 0 | 0 | 0.02 | 110.58 | 1 | Honeywell | 2023-08-18 | redacted
Low Income - Power to Save | Low Flow Showerhead | 0 | 0.04 | 0.1 | 504.08 | 1 | Honeywell | 2023-08-18 | redacted
Low Income - Power to Save | LI - DUCT | 0 | 0.4 | 0.12 | 775.77 | 1 | Honeywell | 2023-08-18 | redacted
Low Income - Power to Save | LED Lights | 0 | 0 | 0 | 47.6 | 1 | Honeywell | 2023-08-18 | redacted
Low Income - Power to Save | Weather Strip/Caulk | 0 | 0.25 | 0.09 | 503.3 | 1 | Honeywell | 2023-08-04 | redacted
Low Income - Power to Save | Pipe Wrap | 0 | 0.01 | 0.03 | 143.65 | 1 | Honeywell | 2023-08-04 | redacted
Low Income - Power to Save | Outdoor Coil Cleaning | 0 | 0.1 | 0 | 275 | 1 | Honeywell | 2023-08-04 | redacted
Low Income - Power to Save | HVAC Inspection | 0 | 0.17 | 0 | 268.73 | 1 | Honeywell | 2023-08-04 | redacted
Low Income - Power to Save | Faucet Aerators | 0 | 0 | 0.02 | 110.58 | 1 | Honeywell | 2023-08-04 | redacted
Low Income - Power to Save | Low Flow Showerhead | 0 | 0.04 | 0.1 | 504.08 | 1 | Honeywell | 2023-08-04 | redacted
Low Income - Power to Save | LED Lights | 0 | 0 | 0 | 47.6 | 1 | Honeywell | 2023-08-04 | redacted
Low Income - Power to Save | Weather Strip/Caulk | 0 | 0.25 | 0.09 | 503.3 | 1 | Honeywell | 2023-08-02 | redacted
Low Income - Power to Save | Pipe Wrap | 0 | 0.01 | 0.03 | 143.65 | 1 | Honeywell | 2023-08-02 | redacted
Low Income - Power to Save | Outdoor Coil Cleaning | 0 | 0.1 | 0 | 275 | 1 | Honeywell | 2023-08-02 | redacted
Low Income - Power to Save | HVAC Inspection | 0 | 0.17 | 0 | 268.73 | 1 | Honeywell | 2023-08-02 | redacted
Low Income - Power to Save | Faucet Aerators | 0 | 0 | 0.02 | 110.58 | 1 | Honeywell | 2023-08-02 | redacted
Low Income - Power to Save | Low Flow Showerhead | 0 | 0.04 | 0.1 | 504.08 | 1 | Honeywell | 2023-08-02 | redacted
Low Income - Power to Save | LI - DUCT | 0 | 0.4 | 0.12 | 775.77 | 1 | Honeywell | 2023-08-02 | redacted
Low Income - Power to Save | LED Lights | 0 | 0 | 0 | 47.6 | 1 | Honeywell | 2023-08-02 | redacted
Low Income - Power to Save | Weather Strip/Caulk | 0 | 0.25 | 0.09 | 503.3 | 1 | Honeywell | 2023-08-03 | redacted
Low Income - Power to Save | Faucet Aerators | 0 | 0 | 0.02 | 110.58 | 1 | Honeywell | 2023-08-03 | redacted
Low Income - Power to Save | Low Flow Showerhead | 0 | 0.04 | 0.1 | 504.08 | 1 | Honeywell | 2023-08-03 | redacted
Low Income - Power to Save | LED Lights | 0 | 0 | 0 | 47.6 | 1 | Honeywell | 2023-08-03 | redacted
Low Income - Power to Save | Weather Strip/Caulk | 0 | 0.25 | 0.09 | 503.3 | 1 | Honeywell | 2023-08-31 | redacted
Low Income - Power to Save | Outdoor Coil Cleaning | 0 | 0.1 | 0 | 275 | 1 | Honeywell | 2023-08-31 | redacted
Low Income - Power to Save | LED Lights | 0 | 0 | 0 | 47.6 | 1 | Honeywell | 2023-08-31 | redacted
Low Income - Power to Save | Weather Strip/Caulk | 0 | 0.25 | 0.09 | 503.3 | 1 | Honeywell | 2023-08-18 | redacted
Low Income - Power to Save | Pipe Wrap | 0 | 0.01 | 0.03 | 143.65 | 1 | Honeywell | 2023-08-18 | redacted
Low Income - Power to Save | Outdoor Coil Cleaning | 0 | 0.1 | 0 | 275 | 1 | Honeywell | 2023-08-18 | redacted
Low Income - Power to Save | HVAC Inspection | 0 | 0.17 | 0 | 268.73 | 1 | Honeywell | 2023-08-18 | redacted
Low Income - Power to Save | Faucet Aerators | 0 | 0 | 0.02 | 110.58 | 1 | Honeywell | 2023-08-18 | redacted
Low Income - Power to Save | Low Flow Showerhead | 0 | 0.04 | 0.1 | 504.08 | 1 | Honeywell | 2023-08-18 | redacted
Low Income - Power to Save | LI - DUCT | 0 | 0.4 | 0.12 | 775.77 | 1 | Honeywell | 2023-08-18 | redacted
Low Income - Power to Save | LED Lights | 0 | 0 | 0 | 47.6 | 1 | Honeywell | 2023-08-18 | redacted
Low Income - Power to Save | Weather Strip/Caulk | 0 | 0.25 | 0.09 | 503.3 | 1 | Honeywell | 2023-08-28 | redacted
Low Income - Power to Save | Outdoor Coil Cleaning | 0 | 0.1 | 0 | 275 | 1 | Honeywell | 2023-08-28 | redacted
Low Income - Power to Save | HVAC Inspection | 0 | 0.17 | 0 | 268.73 | 1 | Honeywell | 2023-08-28 | redacted
Low Income - Power to Save | Faucet Aerators | 0 | 0 | 0.02 | 110.58 | 1 | Honeywell | 2023-08-28 | redacted
Low Income - Power to Save | Low Flow Showerhead | 0 | 0.04 | 0.1 | 504.08 | 1 | Honeywell | 2023-08-28 | redacted
Low Income - Power to Save | LI - DUCT | 0 | 0.4 | 0.12 | 775.77 | 1 | Honeywell | 2023-08-28 | redacted
Low Income - Power to Save | LED Lights | 0 | 0 | 0 | 47.6 | 1 | Honeywell | 2023-08-28 | redacted
Low Income - Power to Save | Weather Strip/Caulk | 0 | 0.25 | 0.09 | 503.3 | 1 | Honeywell | 2023-08-02 | redacted
Low Income - Power to Save | Outdoor Coil Cleaning | 0 | 0.1 | 0 | 275 | 1 | Honeywell | 2023-08-02 | redacted
Low Income - Power to Save | HVAC Inspection | 0 | 0.17 | 0 | 268.73 | 1 | Honeywell | 2023-08-02 | redacted
Low Income - Power to Save | Faucet Aerators | 0 | 0 | 0.02 | 110.58 | 1 | Honeywell | 2023-08-02 | redacted
Low Income - Power to Save | Low Flow Showerhead | 0 | 0.04 | 0.1 | 504.08 | 1 | Honeywell | 2023-08-02 | redacted
Low Income - Power to Save | LED Lights | 0 | 0 | 0 | 47.6 | 1 | Honeywell | 2023-08-02 | redacted
Low Income - Power to Save | Weather Strip/Caulk | 0 | 0.25 | 0.09 | 503.3 | 1 | Honeywell | 2023-08-28 | redacted
Low Income - Power to Save | Outdoor Coil Cleaning | 0 | 0.1 | 0 | 275 | 1 | Honeywell | 2023-08-28 | redacted
Low Income - Power to Save | HVAC Inspection | 0 | 0.17 | 0 | 268.73 | 1 | Honeywell | 2023-08-28 | redacted
Low Income - Power to Save | Faucet Aerators | 0 | 0 | 0.02 | 110.58 | 1 | Honeywell | 2023-08-28 | redacted
Low Income - Power to Save | Low Flow Showerhead | 0 | 0.04 | 0.1 | 504.08 | 1 | Honeywell | 2023-08-28 | redacted
Low Income - Power to Save | LI - DUCT | 0 | 0.4 | 0.12 | 775.77 | 1 | Honeywell | 2023-08-28 | redacted
Low Income - Power to Save | LED Lights | 0 | 0 | 0 | 47.6 | 1 | Honeywell | 2023-08-28 | redacted
Low Income - Power to Save | Outdoor Coil Cleaning | 0 | 0.1 | 0 | 275 | 1 | Honeywell | 2023-08-28 | redacted
Low Income - Power to Save | Faucet Aerators | 0 | 0 | 0.02 | 110.58 | 1 | Honeywell | 2023-08-28 | redacted
Low Income - Power to Save | Low Flow Showerhead | 0 | 0.04 | 0.1 | 504.08 | 1 | Honeywell | 2023-08-28 | redacted
Low Income - Power to Save | LED Lights | 0 | 0 | 0 | 47.6 | 1 | Honeywell | 2023-08-28 | redacted
Low Income - Power to Save | Weather Strip/Caulk | 0 | 0.25 | 0.09 | 503.3 | 1 | Honeywell | 2023-08-18 | redacted
Low Income - Power to Save | Pipe Wrap | 0 | 0.01 | 0.03 | 143.65 | 1 | Honeywell | 2023-08-18 | redacted
Low Income - Power to Save | Outdoor Coil Cleaning | 0 | 0.1 | 0 | 275 | 1 | Honeywell | 2023-08-18 | redacted
Low Income - Power to Save | HVAC Inspection | 0 | 0.17 | 0 | 268.73 | 1 | Honeywell | 2023-08-18 | redacted
Low Income - Power to Save | Faucet Aerators | 0 | 0 | 0.02 | 110.58 | 1 | Honeywell | 2023-08-18 | redacted
Low Income - Power to Save | Low Flow Showerhead | 0 | 0.04 | 0.1 | 504.08 | 1 | Honeywell | 2023-08-18 | redacted
Low Income - Power to Save | LI - DUCT | 0 | 0.4 | 0.12 | 775.77 | 1 | Honeywell | 2023-08-18 | redacted
Low Income - Power to Save | LED Lights | 0 | 0 | 0 | 47.6 | 1 | Honeywell | 2023-08-18 | redacted
Low Income - Power to Save | Weather Strip/Caulk | 0 | 0.25 | 0.09 | 503.3 | 1 | Honeywell | 2023-08-28 | redacted
Low Income - Power to Save | Outdoor Coil Cleaning | 0 | 0.1 | 0 | 275 | 1 | Honeywell | 2023-08-28 | redacted
Low Income - Power to Save | HVAC Inspection | 0 | 0.17 | 0 | 268.73 | 1 | Honeywell | 2023-08-28 | redacted
Low Income - Power to Save | Faucet Aerators | 0 | 0 | 0.02 | 110.58 | 1 | Honeywell | 2023-08-28 | redacted
Low Income - Power to Save | Low Flow Showerhead | 0 | 0.04 | 0.1 | 504.08 | 1 | Honeywell | 2023-08-28 | redacted
Low Income - Power to Save | LI - DUCT | 0 | 0.4 | 0.12 | 775.77 | 1 | Honeywell | 2023-08-28 | redacted
Low Income - Power to Save | LED Lights | 0 | 0 | 0 | 47.6 | 1 | Honeywell | 2023-08-28 | redacted
Low Income - Power to Save | Weather Strip/Caulk | 0 | 0.25 | 0.09 | 503.3 | 1 | Honeywell | 2023-08-02 | redacted
Low Income - Power to Save | Outdoor Coil Cleaning | 0 | 0.1 | 0 | 275 | 1 | Honeywell | 2023-08-02 | redacted
Low Income - Power to Save | HVAC Inspection | 0 | 0.17 | 0 | 268.73 | 1 | Honeywell | 2023-08-02 | redacted
Low Income - Power to Save | Faucet Aerators | 0 | 0 | 0.02 | 110.58 | 1 | Honeywell | 2023-08-02 | redacted
Low Income - Power to Save | Low Flow Showerhead | 0 | 0.04 | 0.1 | 504.08 | 1 | Honeywell | 2023-08-02 | redacted
Low Income - Power to Save | LED Lights | 0 | 0 | 0 | 47.6 | 1 | Honeywell | 2023-08-02 | redacted
Low Income - Power to Save | Weather Strip/Caulk | 0 | 0.25 | 0.09 | 503.3 | 1 | Honeywell | 2023-08-04 | redacted
Low Income - Power to Save | Faucet Aerators | 0 | 0 | 0.02 | 110.58 | 1 | Honeywell | 2023-08-04 | redacted
Low Income - Power to Save | Low Flow Showerhead | 0 | 0.04 | 0.1 | 504.08 | 1 | Honeywell | 2023-08-04 | redacted
Low Income - Power to Save | LED Lights | 0 | 0 | 0 | 47.6 | 1 | Honeywell | 2023-08-04 | redacted
Low Income - Power to Save | Weather Strip/Caulk | 0 | 0.25 | 0.09 | 503.3 | 1 | Honeywell | 2023-08-23 | redacted
Low Income - Power to Save | Pipe Wrap | 0 | 0.01 | 0.03 | 143.65 | 1 | Honeywell | 2023-08-23 | redacted
Low Income - Power to Save | Outdoor Coil Cleaning | 0 | 0.1 | 0 | 275 | 1 | Honeywell | 2023-08-23 | redacted
Low Income - Power to Save | HVAC Inspection | 0 | 0.17 | 0 | 268.73 | 1 | Honeywell | 2023-08-23 | redacted
Low Income - Power to Save | Faucet Aerators | 0 | 0 | 0.02 | 110.58 | 1 | Honeywell | 2023-08-23 | redacted
Low Income - Power to Save | Low Flow Showerhead | 0 | 0.04 | 0.1 | 504.08 | 1 | Honeywell | 2023-08-23 | redacted
Low Income - Power to Save | LI - DUCT | 0 | 0.4 | 0.12 | 775.77 | 1 | Honeywell | 2023-08-23 | redacted
Low Income - Power to Save | LED Lights | 0 | 0 | 0 | 47.6 | 1 | Honeywell | 2023-08-23 | redacted
Low Income - Power to Save | Weather Strip/Caulk | 0 | 0.25 | 0.09 | 503.3 | 1 | Honeywell | 2023-08-25 | redacted
Low Income - Power to Save | Outdoor Coil Cleaning | 0 | 0.1 | 0 | 275 | 1 | Honeywell | 2023-08-25 | redacted
Low Income - Power to Save | HVAC Inspection | 0 | 0.17 | 0 | 268.73 | 1 | Honeywell | 2023-08-25 | redacted
Low Income - Power to Save | Faucet Aerators | 0 | 0 | 0.02 | 110.58 | 1 | Honeywell | 2023-08-25 | redacted
Low Income - Power to Save | Low Flow Showerhead | 0 | 0.04 | 0.1 | 504.08 | 1 | Honeywell | 2023-08-25 | redacted
Low Income - Power to Save | LI - DUCT | 0 | 0.4 | 0.12 | 775.77 | 1 | Honeywell | 2023-08-25 | redacted
Low Income - Power to Save | LED Lights | 0 | 0 | 0 | 47.6 | 1 | Honeywell | 2023-08-25 | redacted
Low Income - Power to Save | Weather Strip/Caulk | 0 | 0.25 | 0.09 | 503.3 | 1 | Honeywell | 2023-08-30 | redacted
Low Income - Power to Save | Faucet Aerators | 0 | 0 | 0.02 | 110.58 | 1 | Honeywell | 2023-08-30 | redacted
Low Income - Power to Save | Low Flow Showerhead | 0 | 0.04 | 0.1 | 504.08 | 1 | Honeywell | 2023-08-30 | redacted
Low Income - Power to Save | LED Lights | 0 | 0 | 0 | 47.6 | 1 | Honeywell | 2023-08-30 | redacted
Low Income - Power to Save | Weather Strip/Caulk | 0 | 0.25 | 0.09 | 503.3 | 1 | Honeywell | 2023-08-28 | redacted
Low Income - Power to Save | Outdoor Coil Cleaning | 0 | 0.1 | 0 | 275 | 1 | Honeywell | 2023-08-28 | redacted
Low Income - Power to Save | HVAC Inspection | 0 | 0.17 | 0 | 268.73 | 1 | Honeywell | 2023-08-28 | redacted
Low Income - Power to Save | Faucet Aerators | 0 | 0 | 0.02 | 110.58 | 1 | Honeywell | 2023-08-28 | redacted
Low Income - Power to Save | Low Flow Showerhead | 0 | 0.04 | 0.1 | 504.08 | 1 | Honeywell | 2023-08-28 | redacted
Low Income - Power to Save | LI - DUCT | 0 | 0.4 | 0.12 | 775.77 | 1 | Honeywell | 2023-08-28 | redacted
Low Income - Power to Save | LED Lights | 0 | 0 | 0 | 47.6 | 1 | Honeywell | 2023-08-28 | redacted
Low Income - Power to Save | Weather Strip/Caulk | 0 | 0.25 | 0.09 | 503.3 | 1 | Honeywell | 2023-08-23 | redacted
Low Income - Power to Save | Pipe Wrap | 0 | 0.01 | 0.03 | 143.65 | 1 | Honeywell | 2023-08-23 | redacted
Low Income - Power to Save | Outdoor Coil Cleaning | 0 | 0.1 | 0 | 275 | 1 | Honeywell | 2023-08-23 | redacted
Low Income - Power to Save | HVAC Inspection | 0 | 0.17 | 0 | 268.73 | 1 | Honeywell | 2023-08-23 | redacted
Low Income - Power to Save | Faucet Aerators | 0 | 0 | 0.02 | 110.58 | 1 | Honeywell | 2023-08-23 | redacted
Low Income - Power to Save | Low Flow Showerhead | 0 | 0.04 | 0.1 | 504.08 | 1 | Honeywell | 2023-08-23 | redacted
Low Income - Power to Save | LI - DUCT | 0 | 0.4 | 0.12 | 775.77 | 1 | Honeywell | 2023-08-23 | redacted
Low Income - Power to Save | LED Lights | 0 | 0 | 0 | 47.6 | 1 | Honeywell | 2023-08-23 | redacted
Low Income - Power to Save | Weather Strip/Caulk | 0 | 0.25 | 0.09 | 503.3 | 1 | Honeywell | 2023-08-17 | redacted
Low Income - Power to Save | Pipe Wrap | 0 | 0.01 | 0.03 | 143.65 | 1 | Honeywell | 2023-08-17 | redacted
Low Income - Power to Save | Outdoor Coil Cleaning | 0 | 0.1 | 0 | 275 | 1 | Honeywell | 2023-08-17 | redacted
Low Income - Power to Save | HVAC Inspection | 0 | 0.17 | 0 | 268.73 | 1 | Honeywell | 2023-08-17 | redacted
Low Income - Power to Save | Faucet Aerators | 0 | 0 | 0.02 | 110.58 | 1 | Honeywell | 2023-08-17 | redacted
Low Income - Power to Save | Low Flow Showerhead | 0 | 0.04 | 0.1 | 504.08 | 1 | Honeywell | 2023-08-17 | redacted
Low Income - Power to Save | LI - DUCT | 0 | 0.4 | 0.12 | 775.77 | 1 | Honeywell | 2023-08-17 | redacted
Low Income - Power to Save | LED Lights | 0 | 0 | 0 | 47.6 | 1 | Honeywell | 2023-08-17 | redacted
Low Income - Power to Save | Weather Strip/Caulk | 0 | 0.25 | 0.09 | 503.3 | 1 | Honeywell | 2023-08-18 | redacted
Low Income - Power to Save | Faucet Aerators | 0 | 0 | 0.02 | 110.58 | 1 | Honeywell | 2023-08-18 | redacted
Low Income - Power to Save | Low Flow Showerhead | 0 | 0.04 | 0.1 | 504.08 | 1 | Honeywell | 2023-08-18 | redacted
Low Income - Power to Save | LED Lights | 0 | 0 | 0 | 47.6 | 1 | Honeywell | 2023-08-18 | redacted
Low Income - Power to Save | Weather Strip/Caulk | 0 | 0.25 | 0.09 | 503.3 | 1 | Honeywell | 2023-08-25 | redacted
Low Income - Power to Save | Outdoor Coil Cleaning | 0 | 0.1 | 0 | 275 | 1 | Honeywell | 2023-08-25 | redacted
Low Income - Power to Save | HVAC Inspection | 0 | 0.17 | 0 | 268.73 | 1 | Honeywell | 2023-08-25 | redacted
Low Income - Power to Save | Faucet Aerators | 0 | 0 | 0.02 | 110.58 | 1 | Honeywell | 2023-08-25 | redacted
Low Income - Power to Save | Low Flow Showerhead | 0 | 0.04 | 0.1 | 504.08 | 1 | Honeywell | 2023-08-25 | redacted
Low Income - Power to Save | LI - DUCT | 0 | 0.4 | 0.12 | 775.77 | 1 | Honeywell | 2023-08-25 | redacted
Low Income - Power to Save | LED Lights | 0 | 0 | 0 | 47.6 | 1 | Honeywell | 2023-08-25 | redacted
Low Income - Power to Save | Weather Strip/Caulk | 0 | 0.25 | 0.09 | 503.3 | 1 | Honeywell | 2023-08-02 | redacted
Low Income - Power to Save | Pipe Wrap | 0 | 0.01 | 0.03 | 143.65 | 1 | Honeywell | 2023-08-02 | redacted
Low Income - Power to Save | Outdoor Coil Cleaning | 0 | 0.1 | 0 | 275 | 1 | Honeywell | 2023-08-02 | redacted
Low Income - Power to Save | HVAC Inspection | 0 | 0.17 | 0 | 268.73 | 1 | Honeywell | 2023-08-02 | redacted
Low Income - Power to Save | Faucet Aerators | 0 | 0 | 0.02 | 110.58 | 1 | Honeywell | 2023-08-02 | redacted
Low Income - Power to Save | Low Flow Showerhead | 0 | 0.04 | 0.1 | 504.08 | 1 | Honeywell | 2023-08-02 | redacted
Low Income - Power to Save | LI - DUCT | 0 | 0.4 | 0.12 | 775.77 | 1 | Honeywell | 2023-08-02 | redacted
Low Income - Power to Save | LED Lights | 0 | 0 | 0 | 47.6 | 1 | Honeywell | 2023-08-02 | redacted
Low Income - Power to Save | Weather Strip/Caulk | 0 | 0.25 | 0.09 | 503.3 | 1 | Honeywell | 2023-08-29 | redacted
Low Income - Power to Save | Outdoor Coil Cleaning | 0 | 0.1 | 0 | 275 | 1 | Honeywell | 2023-08-29 | redacted
Low Income - Power to Save | HVAC Inspection | 0 | 0.17 | 0 | 268.73 | 1 | Honeywell | 2023-08-29 | redacted
Low Income - Power to Save | Faucet Aerators | 0 | 0 | 0.02 | 110.58 | 1 | Honeywell | 2023-08-29 | redacted
Low Income - Power to Save | Low Flow Showerhead | 0 | 0.04 | 0.1 | 504.08 | 1 | Honeywell | 2023-08-29 | redacted
Low Income - Power to Save | LI - DUCT | 0 | 0.4 | 0.12 | 775.77 | 1 | Honeywell | 2023-08-29 | redacted
Low Income - Power to Save | LED Lights | 0 | 0 | 0 | 47.6 | 1 | Honeywell | 2023-08-29 | redacted
Low Income - Power to Save | Weather Strip/Caulk | 0 | 0.25 | 0.09 | 503.3 | 1 | Honeywell | 2023-08-28 | redacted
Low Income - Power to Save | Outdoor Coil Cleaning | 0 | 0.1 | 0 | 275 | 1 | Honeywell | 2023-08-28 | redacted
Low Income - Power to Save | HVAC Inspection | 0 | 0.17 | 0 | 268.73 | 1 | Honeywell | 2023-08-28 | redacted
Low Income - Power to Save | Faucet Aerators | 0 | 0 | 0.02 | 110.58 | 1 | Honeywell | 2023-08-28 | redacted
Low Income - Power to Save | Low Flow Showerhead | 0 | 0.04 | 0.1 | 504.08 | 1 | Honeywell | 2023-08-28 | redacted
Low Income - Power to Save | LI - DUCT | 0 | 0.4 | 0.12 | 775.77 | 1 | Honeywell | 2023-08-28 | redacted
Low Income - Power to Save | LED Lights | 0 | 0 | 0 | 47.6 | 1 | Honeywell | 2023-08-28 | redacted
Low Income - Power to Save | Weather Strip/Caulk | 0 | 0.25 | 0.09 | 503.3 | 1 | Honeywell | 2023-08-28 | redacted
Low Income - Power to Save | Outdoor Coil Cleaning | 0 | 0.1 | 0 | 275 | 1 | Honeywell | 2023-08-28 | redacted
Low Income - Power to Save | HVAC Inspection | 0 | 0.17 | 0 | 268.73 | 1 | Honeywell | 2023-08-28 | redacted
Low Income - Power to Save | Faucet Aerators | 0 | 0 | 0.02 | 110.58 | 1 | Honeywell | 2023-08-28 | redacted
Low Income - Power to Save | Low Flow Showerhead | 0 | 0.04 | 0.1 | 504.08 | 1 | Honeywell | 2023-08-28 | redacted
Low Income - Power to Save | LI - DUCT | 0 | 0.4 | 0.12 | 775.77 | 1 | Honeywell | 2023-08-28 | redacted
Low Income - Power to Save | LED Lights | 0 | 0 | 0 | 47.6 | 1 | Honeywell | 2023-08-28 | redacted
Low Income - Power to Save | Weather Strip/Caulk | 0 | 0.25 | 0.09 | 503.3 | 1 | Honeywell | 2023-08-02 | redacted
Low Income - Power to Save | Outdoor Coil Cleaning | 0 | 0.1 | 0 | 275 | 1 | Honeywell | 2023-08-02 | redacted
Low Income - Power to Save | HVAC Inspection | 0 | 0.17 | 0 | 268.73 | 1 | Honeywell | 2023-08-02 | redacted
Low Income - Power to Save | Faucet Aerators | 0 | 0 | 0.02 | 110.58 | 1 | Honeywell | 2023-08-02 | redacted
Low Income - Power to Save | Low Flow Showerhead | 0 | 0.04 | 0.1 | 504.08 | 1 | Honeywell | 2023-08-02 | redacted
Low Income - Power to Save | LED Lights | 0 | 0 | 0 | 47.6 | 1 | Honeywell | 2023-08-02 | redacted
Low Income - Power to Save | Weather Strip/Caulk | 0 | 0.25 | 0.09 | 503.3 | 1 | Honeywell | 2023-08-28 | redacted
Low Income - Power to Save | Outdoor Coil Cleaning | 0 | 0.1 | 0 | 275 | 1 | Honeywell | 2023-08-28 | redacted
Low Income - Power to Save | HVAC Inspection | 0 | 0.17 | 0 | 268.73 | 1 | Honeywell | 2023-08-28 | redacted
Low Income - Power to Save | Faucet Aerators | 0 | 0 | 0.02 | 110.58 | 1 | Honeywell | 2023-08-28 | redacted
Low Income - Power to Save | Low Flow Showerhead | 0 | 0.04 | 0.1 | 504.08 | 1 | Honeywell | 2023-08-28 | redacted
Low Income - Power to Save | LI - DUCT | 0 | 0.4 | 0.12 | 775.77 | 1 | Honeywell | 2023-08-28 | redacted
Low Income - Power to Save | LED Lights | 0 | 0 | 0 | 47.6 | 1 | Honeywell | 2023-08-28 | redacted
Low Income - Power to Save | Weather Strip/Caulk | 0 | 0.25 | 0.09 | 503.3 | 1 | Honeywell | 2023-08-28 | redacted
Low Income - Power to Save | Outdoor Coil Cleaning | 0 | 0.1 | 0 | 275 | 1 | Honeywell | 2023-08-28 | redacted
Low Income - Power to Save | HVAC Inspection | 0 | 0.17 | 0 | 268.73 | 1 | Honeywell | 2023-08-28 | redacted
Low Income - Power to Save | Faucet Aerators | 0 | 0 | 0.02 | 110.58 | 1 | Honeywell | 2023-08-28 | redacted
Low Income - Power to Save | Low Flow Showerhead | 0 | 0.04 | 0.1 | 504.08 | 1 | Honeywell | 2023-08-28 | redacted
Low Income - Power to Save | LI - DUCT | 0 | 0.4 | 0.12 | 775.77 | 1 | Honeywell | 2023-08-28 | redacted
Low Income - Power to Save | LED Lights | 0 | 0 | 0 | 47.6 | 1 | Honeywell | 2023-08-28 | redacted
Low Income - Power to Save | Weather Strip/Caulk | 0 | 0.25 | 0.09 | 503.3 | 1 | Honeywell | 2023-08-28 | redacted
Low Income - Power to Save | Outdoor Coil Cleaning | 0 | 0.1 | 0 | 275 | 1 | Honeywell | 2023-08-28 | redacted
Low Income - Power to Save | HVAC Inspection | 0 | 0.17 | 0 | 268.73 | 1 | Honeywell | 2023-08-28 | redacted
Low Income - Power to Save | Faucet Aerators | 0 | 0 | 0.02 | 110.58 | 1 | Honeywell | 2023-08-28 | redacted
Low Income - Power to Save | Low Flow Showerhead | 0 | 0.04 | 0.1 | 504.08 | 1 | Honeywell | 2023-08-28 | redacted
Low Income - Power to Save | LI - DUCT | 0 | 0.4 | 0.12 | 775.77 | 1 | Honeywell | 2023-08-28 | redacted
Low Income - Power to Save | LED Lights | 0 | 0 | 0 | 47.6 | 1 | Honeywell | 2023-08-28 | redacted
Low Income - Power to Save | Weather Strip/Caulk | 0 | 0.25 | 0.09 | 503.3 | 1 | Honeywell | 2023-08-28 | redacted
Low Income - Power to Save | Outdoor Coil Cleaning | 0 | 0.1 | 0 | 275 | 1 | Honeywell | 2023-08-28 | redacted
Low Income - Power to Save | HVAC Inspection | 0 | 0.17 | 0 | 268.73 | 1 | Honeywell | 2023-08-28 | redacted
Low Income - Power to Save | Faucet Aerators | 0 | 0 | 0.02 | 110.58 | 1 | Honeywell | 2023-08-28 | redacted
Low Income - Power to Save | Low Flow Showerhead | 0 | 0.04 | 0.1 | 504.08 | 1 | Honeywell | 2023-08-28 | redacted
Low Income - Power to Save | LI - DUCT | 0 | 0.4 | 0.12 | 775.77 | 1 | Honeywell | 2023-08-28 | redacted
Low Income - Power to Save | LED Lights | 0 | 0 | 0 | 47.6 | 1 | Honeywell | 2023-08-28 | redacted
Low Income - Power to Save | Weather Strip/Caulk | 0 | 0.25 | 0.09 | 503.3 | 1 | Honeywell | 2023-08-29 | redacted
Low Income - Power to Save | Faucet Aerators | 0 | 0 | 0.02 | 110.58 | 1 | Honeywell | 2023-08-29 | redacted
Low Income - Power to Save | Low Flow Showerhead | 0 | 0.04 | 0.1 | 504.08 | 1 | Honeywell | 2023-08-29 | redacted
Low Income - Power to Save | LED Lights | 0 | 0 | 0 | 47.6 | 1 | Honeywell | 2023-08-29 | redacted
Low Income - Power to Save | Weather Strip/Caulk | 0 | 0.25 | 0.09 | 503.3 | 1 | Honeywell | 2023-08-25 | redacted
Low Income - Power to Save | Outdoor Coil Cleaning | 0 | 0.1 | 0 | 275 | 1 | Honeywell | 2023-08-25 | redacted
Low Income - Power to Save | HVAC Inspection | 0 | 0.17 | 0 | 268.73 | 1 | Honeywell | 2023-08-25 | redacted
Low Income - Power to Save | Faucet Aerators | 0 | 0 | 0.02 | 110.58 | 1 | Honeywell | 2023-08-25 | redacted
Low Income - Power to Save | Low Flow Showerhead | 0 | 0.04 | 0.1 | 504.08 | 1 | Honeywell | 2023-08-25 | redacted
Low Income - Power to Save | LI - DUCT | 0 | 0.4 | 0.12 | 775.77 | 1 | Honeywell | 2023-08-25 | redacted
Low Income - Power to Save | LED Lights | 0 | 0 | 0 | 47.6 | 1 | Honeywell | 2023-08-25 | redacted
Low Income - Power to Save | Weather Strip/Caulk | 0 | 0.25 | 0.09 | 503.3 | 1 | Honeywell | 2023-08-17 | redacted
Low Income - Power to Save | Faucet Aerators | 0 | 0 | 0.02 | 110.58 | 1 | Honeywell | 2023-08-17 | redacted
Low Income - Power to Save | Low Flow Showerhead | 0 | 0.04 | 0.1 | 504.08 | 1 | Honeywell | 2023-08-17 | redacted
Low Income - Power to Save | LED Lights | 0 | 0 | 0 | 47.6 | 1 | Honeywell | 2023-08-17 | redacted
Low Income - Power to Save | Weather Strip/Caulk | 0 | 0.25 | 0.09 | 503.3 | 1 | Honeywell | 2023-08-31 | redacted
Low Income - Power to Save | Outdoor Coil Cleaning | 0 | 0.1 | 0 | 275 | 1 | Honeywell | 2023-08-31 | redacted
Low Income - Power to Save | HVAC Inspection | 0 | 0.17 | 0 | 268.73 | 1 | Honeywell | 2023-08-31 | redacted
Low Income - Power to Save | Faucet Aerators | 0 | 0 | 0.02 | 110.58 | 1 | Honeywell | 2023-08-31 | redacted
Low Income - Power to Save | Low Flow Showerhead | 0 | 0.04 | 0.1 | 504.08 | 1 | Honeywell | 2023-08-31 | redacted
Low Income - Power to Save | LED Lights | 0 | 0 | 0 | 47.6 | 1 | Honeywell | 2023-08-31 | redacted
Low Income - Power to Save | Weather Strip/Caulk | 0 | 0.25 | 0.09 | 503.3 | 1 | Honeywell | 2023-08-28 | redacted
Low Income - Power to Save | Outdoor Coil Cleaning | 0 | 0.1 | 0 | 275 | 1 | Honeywell | 2023-08-28 | redacted
Low Income - Power to Save | LED Lights | 0 | 0 | 0 | 47.6 | 1 | Honeywell | 2023-08-28 | redacted
Low Income - Power to Save | Weather Strip/Caulk | 0 | 0.25 | 0.09 | 503.3 | 1 | Honeywell | 2023-08-28 | redacted
Low Income - Power to Save | Pipe Wrap | 0 | 0.01 | 0.03 | 143.65 | 1 | Honeywell | 2023-08-28 | redacted
Low Income - Power to Save | Outdoor Coil Cleaning | 0 | 0.1 | 0 | 275 | 1 | Honeywell | 2023-08-28 | redacted
Low Income - Power to Save | HVAC Inspection | 0 | 0.17 | 0 | 268.73 | 1 | Honeywell | 2023-08-28 | redacted
Low Income - Power to Save | Faucet Aerators | 0 | 0 | 0.02 | 110.58 | 1 | Honeywell | 2023-08-28 | redacted
Low Income - Power to Save | Low Flow Showerhead | 0 | 0.04 | 0.1 | 504.08 | 1 | Honeywell | 2023-08-28 | redacted
Low Income - Power to Save | LED Lights | 0 | 0 | 0 | 47.6 | 1 | Honeywell | 2023-08-28 | redacted
Low Income - Power to Save | Weather Strip/Caulk | 0 | 0.25 | 0.09 | 503.3 | 1 | Honeywell | 2023-08-18 | redacted
Low Income - Power to Save | Faucet Aerators | 0 | 0 | 0.02 | 110.58 | 1 | Honeywell | 2023-08-18 | redacted
Low Income - Power to Save | Low Flow Showerhead | 0 | 0.04 | 0.1 | 504.08 | 1 | Honeywell | 2023-08-18 | redacted
Low Income - Power to Save | LED Lights | 0 | 0 | 0 | 47.6 | 1 | Honeywell | 2023-08-18 | redacted
Low Income - Power to Save | Weather Strip/Caulk | 0 | 0.25 | 0.09 | 503.3 | 1 | Honeywell | 2023-08-25 | redacted
Low Income - Power to Save | Outdoor Coil Cleaning | 0 | 0.1 | 0 | 275 | 1 | Honeywell | 2023-08-25 | redacted
Low Income - Power to Save | HVAC Inspection | 0 | 0.17 | 0 | 268.73 | 1 | Honeywell | 2023-08-25 | redacted
Low Income - Power to Save | Faucet Aerators | 0 | 0 | 0.02 | 110.58 | 1 | Honeywell | 2023-08-25 | redacted
Low Income - Power to Save | Low Flow Showerhead | 0 | 0.04 | 0.1 | 504.08 | 1 | Honeywell | 2023-08-25 | redacted
Low Income - Power to Save | LI - DUCT | 0 | 0.4 | 0.12 | 775.77 | 1 | Honeywell | 2023-08-25 | redacted
Low Income - Power to Save | LED Lights | 0 | 0 | 0 | 47.6 | 1 | Honeywell | 2023-08-25 | redacted
Low Income - Power to Save | Weather Strip/Caulk | 0 | 0.25 | 0.09 | 503.3 | 1 | Honeywell | 2023-08-28 | redacted
Low Income - Power to Save | Outdoor Coil Cleaning | 0 | 0.1 | 0 | 275 | 1 | Honeywell | 2023-08-28 | redacted
Low Income - Power to Save | HVAC Inspection | 0 | 0.17 | 0 | 268.73 | 1 | Honeywell | 2023-08-28 | redacted
Low Income - Power to Save | Faucet Aerators | 0 | 0 | 0.02 | 110.58 | 1 | Honeywell | 2023-08-28 | redacted
Low Income - Power to Save | Low Flow Showerhead | 0 | 0.04 | 0.1 | 504.08 | 1 | Honeywell | 2023-08-28 | redacted
Low Income - Power to Save | LI - DUCT | 0 | 0.4 | 0.12 | 775.77 | 1 | Honeywell | 2023-08-28 | redacted
Low Income - Power to Save | LED Lights | 0 | 0 | 0 | 47.6 | 1 | Honeywell | 2023-08-28 | redacted
Low Income - Power to Save | Weather Strip/Caulk | 0 | 0.25 | 0.09 | 503.3 | 1 | Honeywell | 2023-08-25 | redacted
Low Income - Power to Save | Outdoor Coil Cleaning | 0 | 0.1 | 0 | 275 | 1 | Honeywell | 2023-08-25 | redacted
Low Income - Power to Save | HVAC Inspection | 0 | 0.17 | 0 | 268.73 | 1 | Honeywell | 2023-08-25 | redacted
Low Income - Power to Save | Faucet Aerators | 0 | 0 | 0.02 | 110.58 | 1 | Honeywell | 2023-08-25 | redacted
Low Income - Power to Save | Low Flow Showerhead | 0 | 0.04 | 0.1 | 504.08 | 1 | Honeywell | 2023-08-25 | redacted
Low Income - Power to Save | LI - DUCT | 0 | 0.4 | 0.12 | 775.77 | 1 | Honeywell | 2023-08-25 | redacted
Low Income - Power to Save | LED Lights | 0 | 0 | 0 | 47.6 | 1 | Honeywell | 2023-08-25 | redacted
Low Income - Power to Save | Weather Strip/Caulk | 0 | 0.25 | 0.09 | 503.3 | 1 | Honeywell | 2023-08-25 | redacted
Low Income - Power to Save | Outdoor Coil Cleaning | 0 | 0.1 | 0 | 275 | 1 | Honeywell | 2023-08-25 | redacted
Low Income - Power to Save | HVAC Inspection | 0 | 0.17 | 0 | 268.73 | 1 | Honeywell | 2023-08-25 | redacted
Low Income - Power to Save | Faucet Aerators | 0 | 0 | 0.02 | 110.58 | 1 | Honeywell | 2023-08-25 | redacted
Low Income - Power to Save | Low Flow Showerhead | 0 | 0.04 | 0.1 | 504.08 | 1 | Honeywell | 2023-08-25 | redacted
Low Income - Power to Save | LI - DUCT | 0 | 0.4 | 0.12 | 775.77 | 1 | Honeywell | 2023-08-25 | redacted
Low Income - Power to Save | LED Lights | 0 | 0 | 0 | 47.6 | 1 | Honeywell | 2023-08-25 | redacted
Low Income - Power to Save | Weather Strip/Caulk | 0 | 0.25 | 0.09 | 503.3 | 1 | Honeywell | 2023-08-30 | redacted
Low Income - Power to Save | Outdoor Coil Cleaning | 0 | 0.1 | 0 | 275 | 1 | Honeywell | 2023-08-30 | redacted
Low Income - Power to Save | HVAC Inspection | 0 | 0.17 | 0 | 268.73 | 1 | Honeywell | 2023-08-30 | redacted
Low Income - Power to Save | Faucet Aerators | 0 | 0 | 0.02 | 110.58 | 1 | Honeywell | 2023-08-30 | redacted
Low Income - Power to Save | Low Flow Showerhead | 0 | 0.04 | 0.1 | 504.08 | 1 | Honeywell | 2023-08-30 | redacted
Low Income - Power to Save | LI - DUCT | 0 | 0.4 | 0.12 | 775.77 | 1 | Honeywell | 2023-08-30 | redacted
Low Income - Power to Save | LED Lights | 0 | 0 | 0 | 47.6 | 1 | Honeywell | 2023-08-30 | redacted
Low Income - Power to Save | Weather Strip/Caulk | 0 | 0.25 | 0.09 | 503.3 | 1 | Honeywell | 2023-08-28 | redacted
Low Income - Power to Save | Outdoor Coil Cleaning | 0 | 0.1 | 0 | 275 | 1 | Honeywell | 2023-08-28 | redacted
Low Income - Power to Save | HVAC Inspection | 0 | 0.17 | 0 | 268.73 | 1 | Honeywell | 2023-08-28 | redacted
Low Income - Power to Save | Faucet Aerators | 0 | 0 | 0.02 | 110.58 | 1 | Honeywell | 2023-08-28 | redacted
Low Income - Power to Save | Low Flow Showerhead | 0 | 0.04 | 0.1 | 504.08 | 1 | Honeywell | 2023-08-28 | redacted
Low Income - Power to Save | LI - DUCT | 0 | 0.4 | 0.12 | 775.77 | 1 | Honeywell | 2023-08-28 | redacted
Low Income - Power to Save | LED Lights | 0 | 0 | 0 | 47.6 | 1 | Honeywell | 2023-08-28 | redacted
Low Income - Power to Save | Weather Strip/Caulk | 0 | 0.25 | 0.09 | 503.3 | 1 | Honeywell | 2023-08-28 | redacted
Low Income - Power to Save | Outdoor Coil Cleaning | 0 | 0.1 | 0 | 275 | 1 | Honeywell | 2023-08-28 | redacted
Low Income - Power to Save | HVAC Inspection | 0 | 0.17 | 0 | 268.73 | 1 | Honeywell | 2023-08-28 | redacted
Low Income - Power to Save | Faucet Aerators | 0 | 0 | 0.02 | 110.58 | 1 | Honeywell | 2023-08-28 | redacted
Low Income - Power to Save | Low Flow Showerhead | 0 | 0.04 | 0.1 | 504.08 | 1 | Honeywell | 2023-08-28 | redacted
Low Income - Power to Save | LI - DUCT | 0 | 0.4 | 0.12 | 775.77 | 1 | Honeywell | 2023-08-28 | redacted
Low Income - Power to Save | LED Lights | 0 | 0 | 0 | 47.6 | 1 | Honeywell | 2023-08-28 | redacted
Low Income - Power to Save | Weather Strip/Caulk | 0 | 0.25 | 0.09 | 503.3 | 1 | Honeywell | 2023-08-25 | redacted
Low Income - Power to Save | Pipe Wrap | 0 | 0.01 | 0.03 | 143.65 | 1 | Honeywell | 2023-08-25 | redacted
Low Income - Power to Save | Outdoor Coil Cleaning | 0 | 0.1 | 0 | 275 | 1 | Honeywell | 2023-08-25 | redacted
Low Income - Power to Save | HVAC Inspection | 0 | 0.17 | 0 | 268.73 | 1 | Honeywell | 2023-08-25 | redacted
Low Income - Power to Save | Faucet Aerators | 0 | 0 | 0.02 | 110.58 | 1 | Honeywell | 2023-08-25 | redacted
Low Income - Power to Save | Low Flow Showerhead | 0 | 0.04 | 0.1 | 504.08 | 1 | Honeywell | 2023-08-25 | redacted
Low Income - Power to Save | LED Lights | 0 | 0 | 0 | 47.6 | 1 | Honeywell | 2023-08-25 | redacted
Low Income - Power to Save | Weather Strip/Caulk | 0 | 0.25 | 0.09 | 503.3 | 1 | Honeywell | 2023-08-30 | redacted
Low Income - Power to Save | Outdoor Coil Cleaning | 0 | 0.1 | 0 | 275 | 1 | Honeywell | 2023-08-30 | redacted
Low Income - Power to Save | HVAC Inspection | 0 | 0.17 | 0 | 268.73 | 1 | Honeywell | 2023-08-30 | redacted
Low Income - Power to Save | Faucet Aerators | 0 | 0 | 0.02 | 110.58 | 1 | Honeywell | 2023-08-30 | redacted
Low Income - Power to Save | Low Flow Showerhead | 0 | 0.04 | 0.1 | 504.08 | 1 | Honeywell | 2023-08-30 | redacted
Low Income - Power to Save | LI - DUCT | 0 | 0.4 | 0.12 | 775.77 | 1 | Honeywell | 2023-08-30 | redacted
Low Income - Power to Save | LED Lights | 0 | 0 | 0 | 47.6 | 1 | Honeywell | 2023-08-30 | redacted
Low Income - Power to Save | Weather Strip/Caulk | 0 | 0.25 | 0.09 | 503.3 | 1 | Honeywell | 2023-08-23 | redacted
Low Income - Power to Save | Outdoor Coil Cleaning | 0 | 0.1 | 0 | 275 | 1 | Honeywell | 2023-08-23 | redacted
Low Income - Power to Save | HVAC Inspection | 0 | 0.17 | 0 | 268.73 | 1 | Honeywell | 2023-08-23 | redacted
Low Income - Power to Save | Faucet Aerators | 0 | 0 | 0.02 | 110.58 | 1 | Honeywell | 2023-08-23 | redacted
Low Income - Power to Save | Low Flow Showerhead | 0 | 0.04 | 0.1 | 504.08 | 1 | Honeywell | 2023-08-23 | redacted
Low Income - Power to Save | LI - DUCT | 0 | 0.4 | 0.12 | 775.77 | 1 | Honeywell | 2023-08-23 | redacted
Low Income - Power to Save | LED Lights | 0 | 0 | 0 | 47.6 | 1 | Honeywell | 2023-08-23 | redacted
Low Income - Power to Save | Weather Strip/Caulk | 0 | 0.25 | 0.09 | 503.3 | 1 | Honeywell | 2023-08-23 | redacted
Low Income - Power to Save | Outdoor Coil Cleaning | 0 | 0.1 | 0 | 275 | 1 | Honeywell | 2023-08-23 | redacted
Low Income - Power to Save | HVAC Inspection | 0 | 0.17 | 0 | 268.73 | 1 | Honeywell | 2023-08-23 | redacted
Low Income - Power to Save | Faucet Aerators | 0 | 0 | 0.02 | 110.58 | 1 | Honeywell | 2023-08-23 | redacted
Low Income - Power to Save | Low Flow Showerhead | 0 | 0.04 | 0.1 | 504.08 | 1 | Honeywell | 2023-08-23 | redacted
Low Income - Power to Save | LI - DUCT | 0 | 0.4 | 0.12 | 775.77 | 1 | Honeywell | 2023-08-23 | redacted
Low Income - Power to Save | LED Lights | 0 | 0 | 0 | 47.6 | 1 | Honeywell | 2023-08-23 | redacted
Low Income - Power to Save | Weather Strip/Caulk | 0 | 0.25 | 0.09 | 503.3 | 1 | Honeywell | 2023-08-28 | redacted
Low Income - Power to Save | Pipe Wrap | 0 | 0.01 | 0.03 | 143.65 | 1 | Honeywell | 2023-08-28 | redacted
Low Income - Power to Save | Outdoor Coil Cleaning | 0 | 0.1 | 0 | 275 | 1 | Honeywell | 2023-08-28 | redacted
Low Income - Power to Save | HVAC Inspection | 0 | 0.17 | 0 | 268.73 | 1 | Honeywell | 2023-08-28 | redacted
Low Income - Power to Save | Faucet Aerators | 0 | 0 | 0.02 | 110.58 | 1 | Honeywell | 2023-08-28 | redacted
Low Income - Power to Save | Low Flow Showerhead | 0 | 0.04 | 0.1 | 504.08 | 1 | Honeywell | 2023-08-28 | redacted
Low Income - Power to Save | LI - DUCT | 0 | 0.4 | 0.12 | 775.77 | 1 | Honeywell | 2023-08-28 | redacted
Low Income - Power to Save | LED Lights | 0 | 0 | 0 | 47.6 | 1 | Honeywell | 2023-08-28 | redacted
Low Income - Power to Save | Weather Strip/Caulk | 0 | 0.25 | 0.09 | 503.3 | 1 | Honeywell | 2023-08-29 | redacted
Low Income - Power to Save | Pipe Wrap | 0 | 0.01 | 0.03 | 143.65 | 1 | Honeywell | 2023-08-29 | redacted
Low Income - Power to Save | LED Lights | 0 | 0 | 0 | 47.6 | 1 | Honeywell | 2023-08-29 | redacted
Low Income - Power to Save | Weather Strip/Caulk | 0 | 0.25 | 0.09 | 503.3 | 1 | Honeywell | 2023-08-25 | redacted
Low Income - Power to Save | Outdoor Coil Cleaning | 0 | 0.1 | 0 | 275 | 1 | Honeywell | 2023-08-25 | redacted
Low Income - Power to Save | HVAC Inspection | 0 | 0.17 | 0 | 268.73 | 1 | Honeywell | 2023-08-25 | redacted
Low Income - Power to Save | Faucet Aerators | 0 | 0 | 0.02 | 110.58 | 1 | Honeywell | 2023-08-25 | redacted
Low Income - Power to Save | Low Flow Showerhead | 0 | 0.04 | 0.1 | 504.08 | 1 | Honeywell | 2023-08-25 | redacted
Low Income - Power to Save | LI - DUCT | 0 | 0.4 | 0.12 | 775.77 | 1 | Honeywell | 2023-08-25 | redacted
Low Income - Power to Save | LED Lights | 0 | 0 | 0 | 47.6 | 1 | Honeywell | 2023-08-25 | redacted
Low Income - Power to Save | Weather Strip/Caulk | 0 | 0.25 | 0.09 | 503.3 | 1 | Honeywell | 2023-08-02 | redacted
Low Income - Power to Save | Pipe Wrap | 0 | 0.01 | 0.03 | 143.65 | 1 | Honeywell | 2023-08-02 | redacted
Low Income - Power to Save | Outdoor Coil Cleaning | 0 | 0.1 | 0 | 275 | 1 | Honeywell | 2023-08-02 | redacted
Low Income - Power to Save | HVAC Inspection | 0 | 0.17 | 0 | 268.73 | 1 | Honeywell | 2023-08-02 | redacted
Low Income - Power to Save | Faucet Aerators | 0 | 0 | 0.02 | 110.58 | 1 | Honeywell | 2023-08-02 | redacted
Low Income - Power to Save | Low Flow Showerhead | 0 | 0.04 | 0.1 | 504.08 | 1 | Honeywell | 2023-08-02 | redacted
Low Income - Power to Save | LED Lights | 0 | 0 | 0 | 47.6 | 1 | Honeywell | 2023-08-02 | redacted
Low Income - Power to Save | Weather Strip/Caulk | 0 | 0.25 | 0.09 | 503.3 | 1 | Honeywell | 2023-08-25 | redacted
Low Income - Power to Save | Outdoor Coil Cleaning | 0 | 0.1 | 0 | 275 | 1 | Honeywell | 2023-08-25 | redacted
Low Income - Power to Save | HVAC Inspection | 0 | 0.17 | 0 | 268.73 | 1 | Honeywell | 2023-08-25 | redacted
Low Income - Power to Save | LI - DUCT | 0 | 0.4 | 0.12 | 775.77 | 1 | Honeywell | 2023-08-25 | redacted
Low Income - Power to Save | LED Lights | 0 | 0 | 0 | 47.6 | 1 | Honeywell | 2023-08-25 | redacted
Low Income - Power to Save | Weather Strip/Caulk | 0 | 0.25 | 0.09 | 503.3 | 1 | Honeywell | 2023-08-25 | redacted
Low Income - Power to Save | Outdoor Coil Cleaning | 0 | 0.1 | 0 | 275 | 1 | Honeywell | 2023-08-25 | redacted
Low Income - Power to Save | HVAC Inspection | 0 | 0.17 | 0 | 268.73 | 1 | Honeywell | 2023-08-25 | redacted
Low Income - Power to Save | Faucet Aerators | 0 | 0 | 0.02 | 110.58 | 1 | Honeywell | 2023-08-25 | redacted
Low Income - Power to Save | Low Flow Showerhead | 0 | 0.04 | 0.1 | 504.08 | 1 | Honeywell | 2023-08-25 | redacted
Low Income - Power to Save | LI - DUCT | 0 | 0.4 | 0.12 | 775.77 | 1 | Honeywell | 2023-08-25 | redacted
Low Income - Power to Save | LED Lights | 0 | 0 | 0 | 47.6 | 1 | Honeywell | 2023-08-25 | redacted
Low Income - Power to Save | Weather Strip/Caulk | 0 | 0.25 | 0.09 | 503.3 | 1 | Honeywell | 2023-08-30 | redacted
Low Income - Power to Save | Outdoor Coil Cleaning | 0 | 0.1 | 0 | 275 | 1 | Honeywell | 2023-08-30 | redacted
Low Income - Power to Save | HVAC Inspection | 0 | 0.17 | 0 | 268.73 | 1 | Honeywell | 2023-08-30 | redacted
Low Income - Power to Save | Faucet Aerators | 0 | 0 | 0.02 | 110.58 | 1 | Honeywell | 2023-08-30 | redacted
Low Income - Power to Save | Low Flow Showerhead | 0 | 0.04 | 0.1 | 504.08 | 1 | Honeywell | 2023-08-30 | redacted
Low Income - Power to Save | LI - DUCT | 0 | 0.4 | 0.12 | 775.77 | 1 | Honeywell | 2023-08-30 | redacted
Low Income - Power to Save | LED Lights | 0 | 0 | 0 | 47.6 | 1 | Honeywell | 2023-08-30 | redacted
Low Income - Power to Save | Weather Strip/Caulk | 0 | 0.25 | 0.09 | 503.3 | 1 | Honeywell | 2023-08-28 | redacted
Low Income - Power to Save | Outdoor Coil Cleaning | 0 | 0.1 | 0 | 275 | 1 | Honeywell | 2023-08-28 | redacted
Low Income - Power to Save | HVAC Inspection | 0 | 0.17 | 0 | 268.73 | 1 | Honeywell | 2023-08-28 | redacted
Low Income - Power to Save | Faucet Aerators | 0 | 0 | 0.02 | 110.58 | 1 | Honeywell | 2023-08-28 | redacted
Low Income - Power to Save | Low Flow Showerhead | 0 | 0.04 | 0.1 | 504.08 | 1 | Honeywell | 2023-08-28 | redacted
Low Income - Power to Save | LI - DUCT | 0 | 0.4 | 0.12 | 775.77 | 1 | Honeywell | 2023-08-28 | redacted
Low Income - Power to Save | LED Lights | 0 | 0 | 0 | 47.6 | 1 | Honeywell | 2023-08-28 | redacted
Low Income - Power to Save | Weather Strip/Caulk | 0 | 0.25 | 0.09 | 503.3 | 1 | Honeywell | 2023-08-29 | redacted
Low Income - Power to Save | Outdoor Coil Cleaning | 0 | 0.1 | 0 | 275 | 1 | Honeywell | 2023-08-29 | redacted
Low Income - Power to Save | LED Lights | 0 | 0 | 0 | 47.6 | 1 | Honeywell | 2023-08-29 | redacted
Low Income - Power to Save | Weather Strip/Caulk | 0 | 0.25 | 0.09 | 503.3 | 1 | Honeywell | 2023-08-28 | redacted
Low Income - Power to Save | Outdoor Coil Cleaning | 0 | 0.1 | 0 | 275 | 1 | Honeywell | 2023-08-28 | redacted
Low Income - Power to Save | HVAC Inspection | 0 | 0.17 | 0 | 268.73 | 1 | Honeywell | 2023-08-28 | redacted
Low Income - Power to Save | Faucet Aerators | 0 | 0 | 0.02 | 110.58 | 1 | Honeywell | 2023-08-28 | redacted
Low Income - Power to Save | Low Flow Showerhead | 0 | 0.04 | 0.1 | 504.08 | 1 | Honeywell | 2023-08-28 | redacted
Low Income - Power to Save | LED Lights | 0 | 0 | 0 | 47.6 | 1 | Honeywell | 2023-08-28 | redacted
Low Income - Power to Save | Weather Strip/Caulk | 0 | 0.25 | 0.09 | 503.3 | 1 | Honeywell | 2023-08-03 | redacted
Low Income - Power to Save | Faucet Aerators | 0 | 0 | 0.02 | 110.58 | 1 | Honeywell | 2023-08-03 | redacted
Low Income - Power to Save | LED Lights | 0 | 0 | 0 | 47.6 | 1 | Honeywell | 2023-08-03 | redacted
Low Income - Power to Save | Weather Strip/Caulk | 0 | 0.25 | 0.09 | 503.3 | 1 | Honeywell | 2023-08-28 | redacted
Low Income - Power to Save | Low Flow Showerhead | 0 | 0.04 | 0.1 | 504.08 | 1 | Honeywell | 2023-08-28 | redacted
Low Income - Power to Save | LED Lights | 0 | 0 | 0 | 47.6 | 1 | Honeywell | 2023-08-28 | redacted
Low Income - Power to Save | Weather Strip/Caulk | 0 | 0.25 | 0.09 | 503.3 | 1 | Honeywell | 2023-08-30 | redacted
Low Income - Power to Save | Pipe Wrap | 0 | 0.01 | 0.03 | 143.65 | 1 | Honeywell | 2023-08-30 | redacted
Low Income - Power to Save | Faucet Aerators | 0 | 0 | 0.02 | 110.58 | 1 | Honeywell | 2023-08-30 | redacted
Low Income - Power to Save | Low Flow Showerhead | 0 | 0.04 | 0.1 | 504.08 | 1 | Honeywell | 2023-08-30 | redacted
Low Income - Power to Save | LED Lights | 0 | 0 | 0 | 47.6 | 1 | Honeywell | 2023-08-30 | redacted
Low Income - Power to Save | Weather Strip/Caulk | 0 | 0.25 | 0.09 | 503.3 | 1 | Honeywell | 2023-08-02 | redacted
Low Income - Power to Save | Pipe Wrap | 0 | 0.01 | 0.03 | 143.65 | 1 | Honeywell | 2023-08-02 | redacted
Low Income - Power to Save | Outdoor Coil Cleaning | 0 | 0.1 | 0 | 275 | 1 | Honeywell | 2023-08-02 | redacted
Low Income - Power to Save | HVAC Inspection | 0 | 0.17 | 0 | 268.73 | 1 | Honeywell | 2023-08-02 | redacted
Low Income - Power to Save | LED Lights | 0 | 0 | 0 | 47.6 | 1 | Honeywell | 2023-08-02 | redacted
Low Income - Power to Save | Weather Strip/Caulk | 0 | 0.25 | 0.09 | 503.3 | 1 | Honeywell | 2023-08-17 | redacted
Low Income - Power to Save | Faucet Aerators | 0 | 0 | 0.02 | 110.58 | 1 | Honeywell | 2023-08-17 | redacted
Low Income - Power to Save | Low Flow Showerhead | 0 | 0.04 | 0.1 | 504.08 | 1 | Honeywell | 2023-08-17 | redacted
Low Income - Power to Save | LED Lights | 0 | 0 | 0 | 47.6 | 1 | Honeywell | 2023-08-17 | redacted
Low Income - Power to Save | Weather Strip/Caulk | 0 | 0.25 | 0.09 | 503.3 | 1 | Honeywell | 2023-08-28 | redacted
Low Income - Power to Save | Outdoor Coil Cleaning | 0 | 0.1 | 0 | 275 | 1 | Honeywell | 2023-08-28 | redacted
Low Income - Power to Save | HVAC Inspection | 0 | 0.17 | 0 | 268.73 | 1 | Honeywell | 2023-08-28 | redacted
Low Income - Power to Save | Faucet Aerators | 0 | 0 | 0.02 | 110.58 | 1 | Honeywell | 2023-08-28 | redacted
Low Income - Power to Save | Low Flow Showerhead | 0 | 0.04 | 0.1 | 504.08 | 1 | Honeywell | 2023-08-28 | redacted
Low Income - Power to Save | LI - DUCT | 0 | 0.4 | 0.12 | 775.77 | 1 | Honeywell | 2023-08-28 | redacted
Low Income - Power to Save | LED Lights | 0 | 0 | 0 | 47.6 | 1 | Honeywell | 2023-08-28 | redacted
Low Income - Power to Save | Weather Strip/Caulk | 0 | 0.25 | 0.09 | 503.3 | 1 | Honeywell | 2023-08-03 | redacted
Low Income - Power to Save | Faucet Aerators | 0 | 0 | 0.02 | 110.58 | 1 | Honeywell | 2023-08-03 | redacted
Low Income - Power to Save | Low Flow Showerhead | 0 | 0.04 | 0.1 | 504.08 | 1 | Honeywell | 2023-08-03 | redacted
Low Income - Power to Save | LED Lights | 0 | 0 | 0 | 47.6 | 1 | Honeywell | 2023-08-03 | redacted
Low Income - Power to Save | Weather Strip/Caulk | 0 | 0.25 | 0.09 | 503.3 | 1 | Honeywell | 2023-08-28 | redacted
Low Income - Power to Save | Outdoor Coil Cleaning | 0 | 0.1 | 0 | 275 | 1 | Honeywell | 2023-08-28 | redacted
Low Income - Power to Save | HVAC Inspection | 0 | 0.17 | 0 | 268.73 | 1 | Honeywell | 2023-08-28 | redacted
Low Income - Power to Save | Faucet Aerators | 0 | 0 | 0.02 | 110.58 | 1 | Honeywell | 2023-08-28 | redacted
Low Income - Power to Save | Low Flow Showerhead | 0 | 0.04 | 0.1 | 504.08 | 1 | Honeywell | 2023-08-28 | redacted
Low Income - Power to Save | LI - DUCT | 0 | 0.4 | 0.12 | 775.77 | 1 | Honeywell | 2023-08-28 | redacted
Low Income - Power to Save | LED Lights | 0 | 0 | 0 | 47.6 | 1 | Honeywell | 2023-08-28 | redacted
Low Income - Power to Save | Weather Strip/Caulk | 0 | 0.25 | 0.09 | 503.3 | 1 | Honeywell | 2023-08-18 | redacted
Low Income - Power to Save | Pipe Wrap | 0 | 0.01 | 0.03 | 143.65 | 1 | Honeywell | 2023-08-18 | redacted
Low Income - Power to Save | Outdoor Coil Cleaning | 0 | 0.1 | 0 | 275 | 1 | Honeywell | 2023-08-18 | redacted
Low Income - Power to Save | HVAC Inspection | 0 | 0.17 | 0 | 268.73 | 1 | Honeywell | 2023-08-18 | redacted
Low Income - Power to Save | Faucet Aerators | 0 | 0 | 0.02 | 110.58 | 1 | Honeywell | 2023-08-18 | redacted
Low Income - Power to Save | Low Flow Showerhead | 0 | 0.04 | 0.1 | 504.08 | 1 | Honeywell | 2023-08-18 | redacted
Low Income - Power to Save | LI - DUCT | 0 | 0.4 | 0.12 | 775.77 | 1 | Honeywell | 2023-08-18 | redacted
Low Income - Power to Save | LED Lights | 0 | 0 | 0 | 47.6 | 1 | Honeywell | 2023-08-18 | redacted
Low Income - Power to Save | Weather Strip/Caulk | 0 | 0.25 | 0.09 | 503.3 | 1 | Honeywell | 2023-08-02 | redacted
Low Income - Power to Save | Outdoor Coil Cleaning | 0 | 0.1 | 0 | 275 | 1 | Honeywell | 2023-08-02 | redacted
Low Income - Power to Save | HVAC Inspection | 0 | 0.17 | 0 | 268.73 | 1 | Honeywell | 2023-08-02 | redacted
Low Income - Power to Save | Faucet Aerators | 0 | 0 | 0.02 | 110.58 | 1 | Honeywell | 2023-08-02 | redacted
Low Income - Power to Save | Low Flow Showerhead | 0 | 0.04 | 0.1 | 504.08 | 1 | Honeywell | 2023-08-02 | redacted
Low Income - Power to Save | LED Lights | 0 | 0 | 0 | 47.6 | 1 | Honeywell | 2023-08-02 | redacted
Low Income - Power to Save | Weather Strip/Caulk | 0 | 0.25 | 0.09 | 503.3 | 1 | Honeywell | 2023-08-25 | redacted
Low Income - Power to Save | Outdoor Coil Cleaning | 0 | 0.1 | 0 | 275 | 1 | Honeywell | 2023-08-25 | redacted
Low Income - Power to Save | HVAC Inspection | 0 | 0.17 | 0 | 268.73 | 1 | Honeywell | 2023-08-25 | redacted
Low Income - Power to Save | Faucet Aerators | 0 | 0 | 0.02 | 110.58 | 1 | Honeywell | 2023-08-25 | redacted
Low Income - Power to Save | Low Flow Showerhead | 0 | 0.04 | 0.1 | 504.08 | 1 | Honeywell | 2023-08-25 | redacted
Low Income - Power to Save | LI - DUCT | 0 | 0.4 | 0.12 | 775.77 | 1 | Honeywell | 2023-08-25 | redacted
Low Income - Power to Save | LED Lights | 0 | 0 | 0 | 47.6 | 1 | Honeywell | 2023-08-25 | redacted
Low Income - Power to Save | Weather Strip/Caulk | 0 | 0.25 | 0.09 | 503.3 | 1 | Honeywell | 2023-08-30 | redacted
Low Income - Power to Save | Outdoor Coil Cleaning | 0 | 0.1 | 0 | 275 | 1 | Honeywell | 2023-08-30 | redacted
Low Income - Power to Save | HVAC Inspection | 0 | 0.17 | 0 | 268.73 | 1 | Honeywell | 2023-08-30 | redacted
Low Income - Power to Save | Faucet Aerators | 0 | 0 | 0.02 | 110.58 | 1 | Honeywell | 2023-08-30 | redacted
Low Income - Power to Save | Low Flow Showerhead | 0 | 0.04 | 0.1 | 504.08 | 1 | Honeywell | 2023-08-30 | redacted
Low Income - Power to Save | LED Lights | 0 | 0 | 0 | 47.6 | 1 | Honeywell | 2023-08-30 | redacted
Low Income - Power to Save | Weather Strip/Caulk | 0 | 0.25 | 0.09 | 503.3 | 1 | Honeywell | 2023-08-29 | redacted
Low Income - Power to Save | Outdoor Coil Cleaning | 0 | 0.1 | 0 | 275 | 1 | Honeywell | 2023-08-29 | redacted
Low Income - Power to Save | HVAC Inspection | 0 | 0.17 | 0 | 268.73 | 1 | Honeywell | 2023-08-29 | redacted
Low Income - Power to Save | Faucet Aerators | 0 | 0 | 0.02 | 110.58 | 1 | Honeywell | 2023-08-29 | redacted
Low Income - Power to Save | Low Flow Showerhead | 0 | 0.04 | 0.1 | 504.08 | 1 | Honeywell | 2023-08-29 | redacted
Low Income - Power to Save | LI - DUCT | 0 | 0.4 | 0.12 | 775.77 | 1 | Honeywell | 2023-08-29 | redacted
Low Income - Power to Save | LED Lights | 0 | 0 | 0 | 47.6 | 1 | Honeywell | 2023-08-29 | redacted
Low Income - Power to Save | Weather Strip/Caulk | 0 | 0.25 | 0.09 | 503.3 | 1 | Honeywell | 2023-08-30 | redacted
Low Income - Power to Save | Outdoor Coil Cleaning | 0 | 0.1 | 0 | 275 | 1 | Honeywell | 2023-08-30 | redacted
Low Income - Power to Save | LED Lights | 0 | 0 | 0 | 47.6 | 1 | Honeywell | 2023-08-30 | redacted
Low Income - Power to Save | Weather Strip/Caulk | 0 | 0.25 | 0.09 | 503.3 | 1 | Honeywell | 2023-08-02 | redacted
Low Income - Power to Save | Outdoor Coil Cleaning | 0 | 0.1 | 0 | 275 | 1 | Honeywell | 2023-08-02 | redacted
Low Income - Power to Save | HVAC Inspection | 0 | 0.17 | 0 | 268.73 | 1 | Honeywell | 2023-08-02 | redacted
Low Income - Power to Save | Faucet Aerators | 0 | 0 | 0.02 | 110.58 | 1 | Honeywell | 2023-08-02 | redacted
Low Income - Power to Save | Low Flow Showerhead | 0 | 0.04 | 0.1 | 504.08 | 1 | Honeywell | 2023-08-02 | redacted
Low Income - Power to Save | LI - DUCT | 0 | 0.4 | 0.12 | 775.77 | 1 | Honeywell | 2023-08-02 | redacted
Low Income - Power to Save | LED Lights | 0 | 0 | 0 | 47.6 | 1 | Honeywell | 2023-08-02 | redacted
Low Income - Power to Save | Weather Strip/Caulk | 0 | 0.25 | 0.09 | 503.3 | 1 | Honeywell | 2023-08-28 | redacted
Low Income - Power to Save | Pipe Wrap | 0 | 0.01 | 0.03 | 143.65 | 1 | Honeywell | 2023-08-28 | redacted
Low Income - Power to Save | Outdoor Coil Cleaning | 0 | 0.1 | 0 | 275 | 1 | Honeywell | 2023-08-28 | redacted
Low Income - Power to Save | HVAC Inspection | 0 | 0.17 | 0 | 268.73 | 1 | Honeywell | 2023-08-28 | redacted
Low Income - Power to Save | Faucet Aerators | 0 | 0 | 0.02 | 110.58 | 1 | Honeywell | 2023-08-28 | redacted
Low Income - Power to Save | Low Flow Showerhead | 0 | 0.04 | 0.1 | 504.08 | 1 | Honeywell | 2023-08-28 | redacted
Low Income - Power to Save | LI - DUCT | 0 | 0.4 | 0.12 | 775.77 | 1 | Honeywell | 2023-08-28 | redacted
Low Income - Power to Save | LED Lights | 0 | 0 | 0 | 47.6 | 1 | Honeywell | 2023-08-28 | redacted
Low Income - Power to Save | Weather Strip/Caulk | 0 | 0.25 | 0.09 | 503.3 | 1 | Honeywell | 2023-08-25 | redacted
Low Income - Power to Save | Outdoor Coil Cleaning | 0 | 0.1 | 0 | 275 | 1 | Honeywell | 2023-08-25 | redacted
Low Income - Power to Save | HVAC Inspection | 0 | 0.17 | 0 | 268.73 | 1 | Honeywell | 2023-08-25 | redacted
Low Income - Power to Save | Low Flow Showerhead | 0 | 0.04 | 0.1 | 504.08 | 1 | Honeywell | 2023-08-25 | redacted
Low Income - Power to Save | LI - DUCT | 0 | 0.4 | 0.12 | 775.77 | 1 | Honeywell | 2023-08-25 | redacted
Low Income - Power to Save | LED Lights | 0 | 0 | 0 | 47.6 | 1 | Honeywell | 2023-08-25 | redacted
Low Income - Power to Save | Weather Strip/Caulk | 0 | 0.25 | 0.09 | 503.3 | 1 | Honeywell | 2023-08-31 | redacted
Low Income - Power to Save | Pipe Wrap | 0 | 0.01 | 0.03 | 143.65 | 1 | Honeywell | 2023-08-31 | redacted
Low Income - Power to Save | Faucet Aerators | 0 | 0 | 0.02 | 110.58 | 1 | Honeywell | 2023-08-31 | redacted
Low Income - Power to Save | Low Flow Showerhead | 0 | 0.04 | 0.1 | 504.08 | 1 | Honeywell | 2023-08-31 | redacted
Low Income - Power to Save | LED Lights | 0 | 0 | 0 | 47.6 | 1 | Honeywell | 2023-08-31 | redacted
Low Income - Power to Save | Weather Strip/Caulk | 0 | 0.25 | 0.09 | 503.3 | 1 | Honeywell | 2023-08-30 | redacted
Low Income - Power to Save | Faucet Aerators | 0 | 0 | 0.02 | 110.58 | 1 | Honeywell | 2023-08-30 | redacted
Low Income - Power to Save | Low Flow Showerhead | 0 | 0.04 | 0.1 | 504.08 | 1 | Honeywell | 2023-08-30 | redacted
Low Income - Power to Save | LED Lights | 0 | 0 | 0 | 47.6 | 1 | Honeywell | 2023-08-30 | redacted
Low Income - Power to Save | Weather Strip/Caulk | 0 | 0.25 | 0.09 | 503.3 | 1 | Honeywell | 2023-08-04 | redacted
Low Income - Power to Save | Pipe Wrap | 0 | 0.01 | 0.03 | 143.65 | 1 | Honeywell | 2023-08-04 | redacted
Low Income - Power to Save | Outdoor Coil Cleaning | 0 | 0.1 | 0 | 275 | 1 | Honeywell | 2023-08-04 | redacted
Low Income - Power to Save | HVAC Inspection | 0 | 0.17 | 0 | 268.73 | 1 | Honeywell | 2023-08-04 | redacted
Low Income - Power to Save | Faucet Aerators | 0 | 0 | 0.02 | 110.58 | 1 | Honeywell | 2023-08-04 | redacted
Low Income - Power to Save | Low Flow Showerhead | 0 | 0.04 | 0.1 | 504.08 | 1 | Honeywell | 2023-08-04 | redacted
Low Income - Power to Save | LI - DUCT | 0 | 0.4 | 0.12 | 775.77 | 1 | Honeywell | 2023-08-04 | redacted
Low Income - Power to Save | LED Lights | 0 | 0 | 0 | 47.6 | 1 | Honeywell | 2023-08-04 | redacted
Low Income - Power to Save | Weather Strip/Caulk | 0 | 0.25 | 0.09 | 503.3 | 1 | Honeywell | 2023-08-18 | redacted
Low Income - Power to Save | Faucet Aerators | 0 | 0 | 0.02 | 110.58 | 1 | Honeywell | 2023-08-18 | redacted
Low Income - Power to Save | Low Flow Showerhead | 0 | 0.04 | 0.1 | 504.08 | 1 | Honeywell | 2023-08-18 | redacted
Low Income - Power to Save | LED Lights | 0 | 0 | 0 | 47.6 | 1 | Honeywell | 2023-08-18 | redacted
Low Income - Power to Save | Weather Strip/Caulk | 0 | 0.25 | 0.09 | 503.3 | 1 | Honeywell | 2023-08-30 | redacted
Low Income - Power to Save | Pipe Wrap | 0 | 0.01 | 0.03 | 143.65 | 1 | Honeywell | 2023-08-30 | redacted
Low Income - Power to Save | Faucet Aerators | 0 | 0 | 0.02 | 110.58 | 1 | Honeywell | 2023-08-30 | redacted
Low Income - Power to Save | Low Flow Showerhead | 0 | 0.04 | 0.1 | 504.08 | 1 | Honeywell | 2023-08-30 | redacted
Low Income - Power to Save | LED Lights | 0 | 0 | 0 | 47.6 | 1 | Honeywell | 2023-08-30 | redacted
Low Income - Power to Save | Weather Strip/Caulk | 0 | 0.25 | 0.09 | 503.3 | 1 | Honeywell | 2023-08-25 | redacted
Low Income - Power to Save | Outdoor Coil Cleaning | 0 | 0.1 | 0 | 275 | 1 | Honeywell | 2023-08-25 | redacted
Low Income - Power to Save | HVAC Inspection | 0 | 0.17 | 0 | 268.73 | 1 | Honeywell | 2023-08-25 | redacted
Low Income - Power to Save | Faucet Aerators | 0 | 0 | 0.02 | 110.58 | 1 | Honeywell | 2023-08-25 | redacted
Low Income - Power to Save | Low Flow Showerhead | 0 | 0.04 | 0.1 | 504.08 | 1 | Honeywell | 2023-08-25 | redacted
Low Income - Power to Save | LI - DUCT | 0 | 0.4 | 0.12 | 775.77 | 1 | Honeywell | 2023-08-25 | redacted
Low Income - Power to Save | LED Lights | 0 | 0 | 0 | 47.6 | 1 | Honeywell | 2023-08-25 | redacted
Low Income - Power to Save | Weather Strip/Caulk | 0 | 0.25 | 0.09 | 503.3 | 1 | Honeywell | 2023-08-30 | redacted
Low Income - Power to Save | Faucet Aerators | 0 | 0 | 0.02 | 110.58 | 1 | Honeywell | 2023-08-30 | redacted
Low Income - Power to Save | Low Flow Showerhead | 0 | 0.04 | 0.1 | 504.08 | 1 | Honeywell | 2023-08-30 | redacted
Low Income - Power to Save | LED Lights | 0 | 0 | 0 | 47.6 | 1 | Honeywell | 2023-08-30 | redacted
Low Income - Power to Save | Weather Strip/Caulk | 0 | 0.25 | 0.09 | 503.3 | 1 | Honeywell | 2023-08-25 | redacted
Low Income - Power to Save | Pipe Wrap | 0 | 0.01 | 0.03 | 143.65 | 1 | Honeywell | 2023-08-25 | redacted
Low Income - Power to Save | Outdoor Coil Cleaning | 0 | 0.1 | 0 | 275 | 1 | Honeywell | 2023-08-25 | redacted
Low Income - Power to Save | HVAC Inspection | 0 | 0.17 | 0 | 268.73 | 1 | Honeywell | 2023-08-25 | redacted
Low Income - Power to Save | Faucet Aerators | 0 | 0 | 0.02 | 110.58 | 1 | Honeywell | 2023-08-25 | redacted
Low Income - Power to Save | Low Flow Showerhead | 0 | 0.04 | 0.1 | 504.08 | 1 | Honeywell | 2023-08-25 | redacted
Low Income - Power to Save | LED Lights | 0 | 0 | 0 | 47.6 | 1 | Honeywell | 2023-08-25 | redacted
Low Income - Power to Save | Weather Strip/Caulk | 0 | 0.25 | 0.09 | 503.3 | 1 | Honeywell | 2023-08-23 | redacted
Low Income - Power to Save | Outdoor Coil Cleaning | 0 | 0.1 | 0 | 275 | 1 | Honeywell | 2023-08-23 | redacted
Low Income - Power to Save | Faucet Aerators | 0 | 0 | 0.02 | 110.58 | 1 | Honeywell | 2023-08-23 | redacted
Low Income - Power to Save | Low Flow Showerhead | 0 | 0.04 | 0.1 | 504.08 | 1 | Honeywell | 2023-08-23 | redacted
Low Income - Power to Save | LI - DUCT | 0 | 0.4 | 0.12 | 775.77 | 1 | Honeywell | 2023-08-23 | redacted
Low Income - Power to Save | LED Lights | 0 | 0 | 0 | 47.6 | 1 | Honeywell | 2023-08-23 | redacted
Low Income - Power to Save | Weather Strip/Caulk | 0 | 0.25 | 0.09 | 503.3 | 1 | Honeywell | 2023-08-25 | redacted
Low Income - Power to Save | Outdoor Coil Cleaning | 0 | 0.1 | 0 | 275 | 1 | Honeywell | 2023-08-25 | redacted
Low Income - Power to Save | HVAC Inspection | 0 | 0.17 | 0 | 268.73 | 1 | Honeywell | 2023-08-25 | redacted
Low Income - Power to Save | Low Flow Showerhead | 0 | 0.04 | 0.1 | 504.08 | 1 | Honeywell | 2023-08-25 | redacted
Low Income - Power to Save | LI - DUCT | 0 | 0.4 | 0.12 | 775.77 | 1 | Honeywell | 2023-08-25 | redacted
Low Income - Power to Save | LED Lights | 0 | 0 | 0 | 47.6 | 1 | Honeywell | 2023-08-25 | redacted
Low Income - Power to Save | Weather Strip/Caulk | 0 | 0.25 | 0.09 | 503.3 | 1 | Honeywell | 2023-08-30 | redacted
Low Income - Power to Save | Pipe Wrap | 0 | 0.01 | 0.03 | 143.65 | 1 | Honeywell | 2023-08-30 | redacted
Low Income - Power to Save | Faucet Aerators | 0 | 0 | 0.02 | 110.58 | 1 | Honeywell | 2023-08-30 | redacted
Low Income - Power to Save | Low Flow Showerhead | 0 | 0.04 | 0.1 | 504.08 | 1 | Honeywell | 2023-08-30 | redacted
Low Income - Power to Save | LED Lights | 0 | 0 | 0 | 47.6 | 1 | Honeywell | 2023-08-30 | redacted
Low Income - Power to Save | Weather Strip/Caulk | 0 | 0.25 | 0.09 | 503.3 | 1 | Honeywell | 2023-08-25 | redacted
Low Income - Power to Save | Pipe Wrap | 0 | 0.01 | 0.03 | 143.65 | 1 | Honeywell | 2023-08-25 | redacted
Low Income - Power to Save | Outdoor Coil Cleaning | 0 | 0.1 | 0 | 275 | 1 | Honeywell | 2023-08-25 | redacted
Low Income - Power to Save | HVAC Inspection | 0 | 0.17 | 0 | 268.73 | 1 | Honeywell | 2023-08-25 | redacted
Low Income - Power to Save | Faucet Aerators | 0 | 0 | 0.02 | 110.58 | 1 | Honeywell | 2023-08-25 | redacted
Low Income - Power to Save | Low Flow Showerhead | 0 | 0.04 | 0.1 | 504.08 | 1 | Honeywell | 2023-08-25 | redacted
Low Income - Power to Save | LED Lights | 0 | 0 | 0 | 47.6 | 1 | Honeywell | 2023-08-25 | redacted
Low Income - Power to Save | Weather Strip/Caulk | 0 | 0.25 | 0.09 | 503.3 | 1 | Honeywell | 2023-08-28 | redacted
Low Income - Power to Save | Pipe Wrap | 0 | 0.01 | 0.03 | 143.65 | 1 | Honeywell | 2023-08-28 | redacted
Low Income - Power to Save | Outdoor Coil Cleaning | 0 | 0.1 | 0 | 275 | 1 | Honeywell | 2023-08-28 | redacted
Low Income - Power to Save | Faucet Aerators | 0 | 0 | 0.02 | 110.58 | 1 | Honeywell | 2023-08-28 | redacted
Low Income - Power to Save | Low Flow Showerhead | 0 | 0.04 | 0.1 | 504.08 | 1 | Honeywell | 2023-08-28 | redacted
Low Income - Power to Save | LI - DUCT | 0 | 0.4 | 0.12 | 775.77 | 1 | Honeywell | 2023-08-28 | redacted
Low Income - Power to Save | LED Lights | 0 | 0 | 0 | 47.6 | 1 | Honeywell | 2023-08-28 | redacted
Low Income - Power to Save | Weather Strip/Caulk | 0 | 0.25 | 0.09 | 503.3 | 1 | Honeywell | 2023-08-28 | redacted
Low Income - Power to Save | Outdoor Coil Cleaning | 0 | 0.1 | 0 | 275 | 1 | Honeywell | 2023-08-28 | redacted
Low Income - Power to Save | HVAC Inspection | 0 | 0.17 | 0 | 268.73 | 1 | Honeywell | 2023-08-28 | redacted
Low Income - Power to Save | Faucet Aerators | 0 | 0 | 0.02 | 110.58 | 1 | Honeywell | 2023-08-28 | redacted
Low Income - Power to Save | Low Flow Showerhead | 0 | 0.04 | 0.1 | 504.08 | 1 | Honeywell | 2023-08-28 | redacted
Low Income - Power to Save | LI - DUCT | 0 | 0.4 | 0.12 | 775.77 | 1 | Honeywell | 2023-08-28 | redacted
Low Income - Power to Save | LED Lights | 0 | 0 | 0 | 47.6 | 1 | Honeywell | 2023-08-28 | redacted
Low Income - Power to Save | Weather Strip/Caulk | 0 | 0.25 | 0.09 | 503.3 | 1 | Honeywell | 2023-08-23 | redacted
Low Income - Power to Save | Outdoor Coil Cleaning | 0 | 0.1 | 0 | 275 | 1 | Honeywell | 2023-08-23 | redacted
Low Income - Power to Save | LI - DUCT | 0 | 0.4 | 0.12 | 775.77 | 1 | Honeywell | 2023-08-23 | redacted
Low Income - Power to Save | LED Lights | 0 | 0 | 0 | 47.6 | 1 | Honeywell | 2023-08-23 | redacted
Low Income - Power to Save | Weather Strip/Caulk | 0 | 0.25 | 0.09 | 503.3 | 1 | Honeywell | 2023-08-28 | redacted
Low Income - Power to Save | Outdoor Coil Cleaning | 0 | 0.1 | 0 | 275 | 1 | Honeywell | 2023-08-28 | redacted
Low Income - Power to Save | HVAC Inspection | 0 | 0.17 | 0 | 268.73 | 1 | Honeywell | 2023-08-28 | redacted
Low Income - Power to Save | LI - DUCT | 0 | 0.4 | 0.12 | 775.77 | 1 | Honeywell | 2023-08-28 | redacted
Low Income - Power to Save | LED Lights | 0 | 0 | 0 | 47.6 | 1 | Honeywell | 2023-08-28 | redacted
Low Income - Power to Save | Weather Strip/Caulk | 0 | 0.25 | 0.09 | 503.3 | 1 | Honeywell | 2023-08-28 | redacted
Low Income - Power to Save | Pipe Wrap | 0 | 0.01 | 0.03 | 143.65 | 1 | Honeywell | 2023-08-28 | redacted
Low Income - Power to Save | Outdoor Coil Cleaning | 0 | 0.1 | 0 | 275 | 1 | Honeywell | 2023-08-28 | redacted
Low Income - Power to Save | HVAC Inspection | 0 | 0.17 | 0 | 268.73 | 1 | Honeywell | 2023-08-28 | redacted
Low Income - Power to Save | Faucet Aerators | 0 | 0 | 0.02 | 110.58 | 1 | Honeywell | 2023-08-28 | redacted
Low Income - Power to Save | Low Flow Showerhead | 0 | 0.04 | 0.1 | 504.08 | 1 | Honeywell | 2023-08-28 | redacted
Low Income - Power to Save | LED Lights | 0 | 0 | 0 | 47.6 | 1 | Honeywell | 2023-08-28 | redacted
Low Income - Power to Save | Outdoor Coil Cleaning | 0 | 0.1 | 0 | 275 | 1 | Honeywell | 2023-08-25 | redacted
Low Income - Power to Save | Faucet Aerators | 0 | 0 | 0.02 | 110.58 | 1 | Honeywell | 2023-08-25 | redacted
Low Income - Power to Save | Low Flow Showerhead | 0 | 0.04 | 0.1 | 504.08 | 1 | Honeywell | 2023-08-25 | redacted
Low Income - Power to Save | LED Lights | 0 | 0 | 0 | 47.6 | 1 | Honeywell | 2023-08-25 | redacted
Low Income - Power to Save | Weather Strip/Caulk | 0 | 0.25 | 0.09 | 503.3 | 1 | Honeywell | 2023-08-28 | redacted
Low Income - Power to Save | Outdoor Coil Cleaning | 0 | 0.1 | 0 | 275 | 1 | Honeywell | 2023-08-28 | redacted
Low Income - Power to Save | HVAC Inspection | 0 | 0.17 | 0 | 268.73 | 1 | Honeywell | 2023-08-28 | redacted
Low Income - Power to Save | Faucet Aerators | 0 | 0 | 0.02 | 110.58 | 1 | Honeywell | 2023-08-28 | redacted
Low Income - Power to Save | LI - DUCT | 0 | 0.4 | 0.12 | 775.77 | 1 | Honeywell | 2023-08-28 | redacted
Low Income - Power to Save | LED Lights | 0 | 0 | 0 | 47.6 | 1 | Honeywell | 2023-08-28 | redacted
Low Income - Power to Save | Weather Strip/Caulk | 0 | 0.25 | 0.09 | 503.3 | 1 | Honeywell | 2023-08-18 | redacted
Low Income - Power to Save | Pipe Wrap | 0 | 0.01 | 0.03 | 143.65 | 1 | Honeywell | 2023-08-18 | redacted
Low Income - Power to Save | Outdoor Coil Cleaning | 0 | 0.1 | 0 | 275 | 1 | Honeywell | 2023-08-18 | redacted
Low Income - Power to Save | HVAC Inspection | 0 | 0.17 | 0 | 268.73 | 1 | Honeywell | 2023-08-18 | redacted
Low Income - Power to Save | Faucet Aerators | 0 | 0 | 0.02 | 110.58 | 1 | Honeywell | 2023-08-18 | redacted
Low Income - Power to Save | Low Flow Showerhead | 0 | 0.04 | 0.1 | 504.08 | 1 | Honeywell | 2023-08-18 | redacted
Low Income - Power to Save | LI - DUCT | 0 | 0.4 | 0.12 | 775.77 | 1 | Honeywell | 2023-08-18 | redacted
Low Income - Power to Save | LED Lights | 0 | 0 | 0 | 47.6 | 1 | Honeywell | 2023-08-18 | redacted
Low Income - Power to Save | Weather Strip/Caulk | 0 | 0.25 | 0.09 | 503.3 | 1 | Honeywell | 2023-08-30 | redacted
Low Income - Power to Save | Faucet Aerators | 0 | 0 | 0.02 | 110.58 | 1 | Honeywell | 2023-08-30 | redacted
Low Income - Power to Save | Low Flow Showerhead | 0 | 0.04 | 0.1 | 504.08 | 1 | Honeywell | 2023-08-30 | redacted
Low Income - Power to Save | LED Lights | 0 | 0 | 0 | 47.6 | 1 | Honeywell | 2023-08-30 | redacted
Low Income - Power to Save | Weather Strip/Caulk | 0 | 0.25 | 0.09 | 503.3 | 1 | Honeywell | 2023-08-28 | redacted
Low Income - Power to Save | Pipe Wrap | 0 | 0.01 | 0.03 | 143.65 | 1 | Honeywell | 2023-08-28 | redacted
Low Income - Power to Save | Outdoor Coil Cleaning | 0 | 0.1 | 0 | 275 | 1 | Honeywell | 2023-08-28 | redacted
Low Income - Power to Save | HVAC Inspection | 0 | 0.17 | 0 | 268.73 | 1 | Honeywell | 2023-08-28 | redacted
Low Income - Power to Save | Faucet Aerators | 0 | 0 | 0.02 | 110.58 | 1 | Honeywell | 2023-08-28 | redacted
Low Income - Power to Save | Low Flow Showerhead | 0 | 0.04 | 0.1 | 504.08 | 1 | Honeywell | 2023-08-28 | redacted
Low Income - Power to Save | LED Lights | 0 | 0 | 0 | 47.6 | 1 | Honeywell | 2023-08-28 | redacted
Low Income - Power to Save | Weather Strip/Caulk | 0 | 0.25 | 0.09 | 503.3 | 1 | Honeywell | 2023-08-29 | redacted
Low Income - Power to Save | Outdoor Coil Cleaning | 0 | 0.1 | 0 | 275 | 1 | Honeywell | 2023-08-29 | redacted
Low Income - Power to Save | LED Lights | 0 | 0 | 0 | 47.6 | 1 | Honeywell | 2023-08-29 | redacted
Low Income - Power to Save | Weather Strip/Caulk | 0 | 0.25 | 0.09 | 503.3 | 1 | Honeywell | 2023-08-31 | redacted
Low Income - Power to Save | Outdoor Coil Cleaning | 0 | 0.1 | 0 | 275 | 1 | Honeywell | 2023-08-31 | redacted
Low Income - Power to Save | LED Lights | 0 | 0 | 0 | 47.6 | 1 | Honeywell | 2023-08-31 | redacted
Low Income - Power to Save | Weather Strip/Caulk | 0 | 0.25 | 0.09 | 503.3 | 1 | Honeywell | 2023-08-18 | redacted
Low Income - Power to Save | Pipe Wrap | 0 | 0.01 | 0.03 | 143.65 | 1 | Honeywell | 2023-08-18 | redacted
Low Income - Power to Save | Outdoor Coil Cleaning | 0 | 0.1 | 0 | 275 | 1 | Honeywell | 2023-08-18 | redacted
Low Income - Power to Save | HVAC Inspection | 0 | 0.17 | 0 | 268.73 | 1 | Honeywell | 2023-08-18 | redacted
Low Income - Power to Save | Faucet Aerators | 0 | 0 | 0.02 | 110.58 | 1 | Honeywell | 2023-08-18 | redacted
Low Income - Power to Save | Low Flow Showerhead | 0 | 0.04 | 0.1 | 504.08 | 1 | Honeywell | 2023-08-18 | redacted
Low Income - Power to Save | LI - DUCT | 0 | 0.4 | 0.12 | 775.77 | 1 | Honeywell | 2023-08-18 | redacted
Low Income - Power to Save | LED Lights | 0 | 0 | 0 | 47.6 | 1 | Honeywell | 2023-08-18 | redacted
Low Income - Power to Save | Weather Strip/Caulk | 0 | 0.25 | 0.09 | 503.3 | 1 | Honeywell | 2023-08-25 | redacted
Low Income - Power to Save | Outdoor Coil Cleaning | 0 | 0.1 | 0 | 275 | 1 | Honeywell | 2023-08-25 | redacted
Low Income - Power to Save | HVAC Inspection | 0 | 0.17 | 0 | 268.73 | 1 | Honeywell | 2023-08-25 | redacted
Low Income - Power to Save | Faucet Aerators | 0 | 0 | 0.02 | 110.58 | 1 | Honeywell | 2023-08-25 | redacted
Low Income - Power to Save | Low Flow Showerhead | 0 | 0.04 | 0.1 | 504.08 | 1 | Honeywell | 2023-08-25 | redacted
Low Income - Power to Save | LI - DUCT | 0 | 0.4 | 0.12 | 775.77 | 1 | Honeywell | 2023-08-25 | redacted
Low Income - Power to Save | LED Lights | 0 | 0 | 0 | 47.6 | 1 | Honeywell | 2023-08-25 | redacted
Low Income - Power to Save | Weather Strip/Caulk | 0 | 0.25 | 0.09 | 503.3 | 1 | Honeywell | 2023-08-28 | redacted
Low Income - Power to Save | Outdoor Coil Cleaning | 0 | 0.1 | 0 | 275 | 1 | Honeywell | 2023-08-28 | redacted
Low Income - Power to Save | HVAC Inspection | 0 | 0.17 | 0 | 268.73 | 1 | Honeywell | 2023-08-28 | redacted
Low Income - Power to Save | Low Flow Showerhead | 0 | 0.04 | 0.1 | 504.08 | 1 | Honeywell | 2023-08-28 | redacted
Low Income - Power to Save | LED Lights | 0 | 0 | 0 | 47.6 | 1 | Honeywell | 2023-08-28 | redacted
Low Income - Power to Save | Outdoor Coil Cleaning | 0 | 0.1 | 0 | 275 | 1 | Honeywell | 2023-08-25 | redacted
Low Income - Power to Save | Faucet Aerators | 0 | 0 | 0.02 | 110.58 | 1 | Honeywell | 2023-08-25 | redacted
Low Income - Power to Save | Low Flow Showerhead | 0 | 0.04 | 0.1 | 504.08 | 1 | Honeywell | 2023-08-25 | redacted
Low Income - Power to Save | LED Lights | 0 | 0 | 0 | 47.6 | 1 | Honeywell | 2023-08-25 | redacted
Low Income - Power to Save | Weather Strip/Caulk | 0 | 0.25 | 0.09 | 503.3 | 1 | Honeywell | 2023-08-28 | redacted
Low Income - Power to Save | Faucet Aerators | 0 | 0 | 0.02 | 110.58 | 1 | Honeywell | 2023-08-28 | redacted
Low Income - Power to Save | Low Flow Showerhead | 0 | 0.04 | 0.1 | 504.08 | 1 | Honeywell | 2023-08-28 | redacted
Low Income - Power to Save | LED Lights | 0 | 0 | 0 | 47.6 | 1 | Honeywell | 2023-08-28 | redacted
Low Income - Power to Save | Weather Strip/Caulk | 0 | 0.25 | 0.09 | 503.3 | 1 | Honeywell | 2023-08-30 | redacted
Low Income - Power to Save | Outdoor Coil Cleaning | 0 | 0.1 | 0 | 275 | 1 | Honeywell | 2023-08-30 | redacted
Low Income - Power to Save | LED Lights | 0 | 0 | 0 | 47.6 | 1 | Honeywell | 2023-08-30 | redacted
Low Income - Power to Save | Weather Strip/Caulk | 0 | 0.25 | 0.09 | 503.3 | 1 | Honeywell | 2023-08-31 | redacted
Low Income - Power to Save | Outdoor Coil Cleaning | 0 | 0.1 | 0 | 275 | 1 | Honeywell | 2023-08-31 | redacted
Low Income - Power to Save | HVAC Inspection | 0 | 0.17 | 0 | 268.73 | 1 | Honeywell | 2023-08-31 | redacted
Low Income - Power to Save | Faucet Aerators | 0 | 0 | 0.02 | 110.58 | 1 | Honeywell | 2023-08-31 | redacted
Low Income - Power to Save | Low Flow Showerhead | 0 | 0.04 | 0.1 | 504.08 | 1 | Honeywell | 2023-08-31 | redacted
Low Income - Power to Save | LI - DUCT | 0 | 0.4 | 0.12 | 775.77 | 1 | Honeywell | 2023-08-31 | redacted
Low Income - Power to Save | LED Lights | 0 | 0 | 0 | 47.6 | 1 | Honeywell | 2023-08-31 | redacted
Low Income - Power to Save | Weather Strip/Caulk | 0 | 0.25 | 0.09 | 503.3 | 1 | Honeywell | 2023-08-23 | redacted
Low Income - Power to Save | Outdoor Coil Cleaning | 0 | 0.1 | 0 | 275 | 1 | Honeywell | 2023-08-23 | redacted
Low Income - Power to Save | Faucet Aerators | 0 | 0 | 0.02 | 110.58 | 1 | Honeywell | 2023-08-23 | redacted
Low Income - Power to Save | Low Flow Showerhead | 0 | 0.04 | 0.1 | 504.08 | 1 | Honeywell | 2023-08-23 | redacted
Low Income - Power to Save | LI - DUCT | 0 | 0.4 | 0.12 | 775.77 | 1 | Honeywell | 2023-08-23 | redacted
Low Income - Power to Save | LED Lights | 0 | 0 | 0 | 47.6 | 1 | Honeywell | 2023-08-23 | redacted
Low Income - Power to Save | Weather Strip/Caulk | 0 | 0.25 | 0.09 | 503.3 | 1 | Honeywell | 2023-08-28 | redacted
Low Income - Power to Save | Faucet Aerators | 0 | 0 | 0.02 | 110.58 | 1 | Honeywell | 2023-08-28 | redacted
Low Income - Power to Save | Low Flow Showerhead | 0 | 0.04 | 0.1 | 504.08 | 1 | Honeywell | 2023-08-28 | redacted
Low Income - Power to Save | LED Lights | 0 | 0 | 0 | 47.6 | 1 | Honeywell | 2023-08-28 | redacted
Low Income - Power to Save | Weather Strip/Caulk | 0 | 0.25 | 0.09 | 503.3 | 1 | Honeywell | 2023-08-29 | redacted
Low Income - Power to Save | Outdoor Coil Cleaning | 0 | 0.1 | 0 | 275 | 1 | Honeywell | 2023-08-29 | redacted
Low Income - Power to Save | HVAC Inspection | 0 | 0.17 | 0 | 268.73 | 1 | Honeywell | 2023-08-29 | redacted
Low Income - Power to Save | Faucet Aerators | 0 | 0 | 0.02 | 110.58 | 1 | Honeywell | 2023-08-29 | redacted
Low Income - Power to Save | Low Flow Showerhead | 0 | 0.04 | 0.1 | 504.08 | 1 | Honeywell | 2023-08-29 | redacted
Low Income - Power to Save | LI - DUCT | 0 | 0.4 | 0.12 | 775.77 | 1 | Honeywell | 2023-08-29 | redacted
Low Income - Power to Save | LED Lights | 0 | 0 | 0 | 47.6 | 1 | Honeywell | 2023-08-29 | redacted
Low Income - Power to Save | Weather Strip/Caulk | 0 | 0.25 | 0.09 | 503.3 | 1 | Honeywell | 2023-08-18 | redacted
Low Income - Power to Save | Faucet Aerators | 0 | 0 | 0.02 | 110.58 | 1 | Honeywell | 2023-08-18 | redacted
Low Income - Power to Save | Low Flow Showerhead | 0 | 0.04 | 0.1 | 504.08 | 1 | Honeywell | 2023-08-18 | redacted
Low Income - Power to Save | LED Lights | 0 | 0 | 0 | 47.6 | 1 | Honeywell | 2023-08-18 | redacted
Low Income - Power to Save | Weather Strip/Caulk | 0 | 0.25 | 0.09 | 503.3 | 1 | Honeywell | 2023-08-29 | redacted
Low Income - Power to Save | Outdoor Coil Cleaning | 0 | 0.1 | 0 | 275 | 1 | Honeywell | 2023-08-29 | redacted
Low Income - Power to Save | LED Lights | 0 | 0 | 0 | 47.6 | 1 | Honeywell | 2023-08-29 | redacted
Low Income - Power to Save | Weather Strip/Caulk | 0 | 0.25 | 0.09 | 503.3 | 1 | Honeywell | 2023-08-28 | redacted
Low Income - Power to Save | Outdoor Coil Cleaning | 0 | 0.1 | 0 | 275 | 1 | Honeywell | 2023-08-28 | redacted
Low Income - Power to Save | HVAC Inspection | 0 | 0.17 | 0 | 268.73 | 1 | Honeywell | 2023-08-28 | redacted
Low Income - Power to Save | Faucet Aerators | 0 | 0 | 0.02 | 110.58 | 1 | Honeywell | 2023-08-28 | redacted
Low Income - Power to Save | Low Flow Showerhead | 0 | 0.04 | 0.1 | 504.08 | 1 | Honeywell | 2023-08-28 | redacted
Low Income - Power to Save | LI - DUCT | 0 | 0.4 | 0.12 | 775.77 | 1 | Honeywell | 2023-08-28 | redacted
Low Income - Power to Save | LED Lights | 0 | 0 | 0 | 47.6 | 1 | Honeywell | 2023-08-28 | redacted
Low Income - Power to Save | Weather Strip/Caulk | 0 | 0.25 | 0.09 | 503.3 | 1 | Honeywell | 2023-08-29 | redacted
Low Income - Power to Save | Outdoor Coil Cleaning | 0 | 0.1 | 0 | 275 | 1 | Honeywell | 2023-08-29 | redacted
Low Income - Power to Save | HVAC Inspection | 0 | 0.17 | 0 | 268.73 | 1 | Honeywell | 2023-08-29 | redacted
Low Income - Power to Save | Faucet Aerators | 0 | 0 | 0.02 | 110.58 | 1 | Honeywell | 2023-08-29 | redacted
Low Income - Power to Save | Low Flow Showerhead | 0 | 0.04 | 0.1 | 504.08 | 1 | Honeywell | 2023-08-29 | redacted
Low Income - Power to Save | LI - DUCT | 0 | 0.4 | 0.12 | 775.77 | 1 | Honeywell | 2023-08-29 | redacted
Low Income - Power to Save | LED Lights | 0 | 0 | 0 | 47.6 | 1 | Honeywell | 2023-08-29 | redacted
Low Income - Power to Save | Weather Strip/Caulk | 0 | 0.25 | 0.09 | 503.3 | 1 | Honeywell | 2023-08-28 | redacted
Low Income - Power to Save | Outdoor Coil Cleaning | 0 | 0.1 | 0 | 275 | 1 | Honeywell | 2023-08-28 | redacted
Low Income - Power to Save | HVAC Inspection | 0 | 0.17 | 0 | 268.73 | 1 | Honeywell | 2023-08-28 | redacted
Low Income - Power to Save | Faucet Aerators | 0 | 0 | 0.02 | 110.58 | 1 | Honeywell | 2023-08-28 | redacted
Low Income - Power to Save | Low Flow Showerhead | 0 | 0.04 | 0.1 | 504.08 | 1 | Honeywell | 2023-08-28 | redacted
Low Income - Power to Save | LI - DUCT | 0 | 0.4 | 0.12 | 775.77 | 1 | Honeywell | 2023-08-28 | redacted
Low Income - Power to Save | LED Lights | 0 | 0 | 0 | 47.6 | 1 | Honeywell | 2023-08-28 | redacted
Low Income - Power to Save | Weather Strip/Caulk | 0 | 0.25 | 0.09 | 503.3 | 1 | Honeywell | 2023-08-31 | redacted
Low Income - Power to Save | Pipe Wrap | 0 | 0.01 | 0.03 | 143.65 | 1 | Honeywell | 2023-08-31 | redacted
Low Income - Power to Save | Low Flow Showerhead | 0 | 0.04 | 0.1 | 504.08 | 1 | Honeywell | 2023-08-31 | redacted
Low Income - Power to Save | LED Lights | 0 | 0 | 0 | 47.6 | 1 | Honeywell | 2023-08-31 | redacted
Low Income - Power to Save | Weather Strip/Caulk | 0 | 0.25 | 0.09 | 503.3 | 1 | Honeywell | 2023-08-18 | redacted
Low Income - Power to Save | Pipe Wrap | 0 | 0.01 | 0.03 | 143.65 | 1 | Honeywell | 2023-08-18 | redacted
Low Income - Power to Save | Outdoor Coil Cleaning | 0 | 0.1 | 0 | 275 | 1 | Honeywell | 2023-08-18 | redacted
Low Income - Power to Save | HVAC Inspection | 0 | 0.17 | 0 | 268.73 | 1 | Honeywell | 2023-08-18 | redacted
Low Income - Power to Save | Faucet Aerators | 0 | 0 | 0.02 | 110.58 | 1 | Honeywell | 2023-08-18 | redacted
Low Income - Power to Save | Low Flow Showerhead | 0 | 0.04 | 0.1 | 504.08 | 1 | Honeywell | 2023-08-18 | redacted
Low Income - Power to Save | LI - DUCT | 0 | 0.4 | 0.12 | 775.77 | 1 | Honeywell | 2023-08-18 | redacted
Low Income - Power to Save | LED Lights | 0 | 0 | 0 | 47.6 | 1 | Honeywell | 2023-08-18 | redacted
Low Income - Power to Save | Weather Strip/Caulk | 0 | 0.25 | 0.09 | 503.3 | 1 | Honeywell | 2023-08-17 | redacted
Low Income - Power to Save | Faucet Aerators | 0 | 0 | 0.02 | 110.58 | 1 | Honeywell | 2023-08-17 | redacted
Low Income - Power to Save | Low Flow Showerhead | 0 | 0.04 | 0.1 | 504.08 | 1 | Honeywell | 2023-08-17 | redacted
Low Income - Power to Save | LED Lights | 0 | 0 | 0 | 47.6 | 1 | Honeywell | 2023-08-17 | redacted
Low Income - Power to Save | Weather Strip/Caulk | 0 | 0.25 | 0.09 | 503.3 | 1 | Honeywell | 2023-08-28 | redacted
Low Income - Power to Save | Outdoor Coil Cleaning | 0 | 0.1 | 0 | 275 | 1 | Honeywell | 2023-08-28 | redacted
Low Income - Power to Save | HVAC Inspection | 0 | 0.17 | 0 | 268.73 | 1 | Honeywell | 2023-08-28 | redacted
Low Income - Power to Save | Low Flow Showerhead | 0 | 0.04 | 0.1 | 504.08 | 1 | Honeywell | 2023-08-28 | redacted
Low Income - Power to Save | LI - DUCT | 0 | 0.4 | 0.12 | 775.77 | 1 | Honeywell | 2023-08-28 | redacted
Low Income - Power to Save | LED Lights | 0 | 0 | 0 | 47.6 | 1 | Honeywell | 2023-08-28 | redacted
Low Income - Power to Save | Weather Strip/Caulk | 0 | 0.25 | 0.09 | 503.3 | 1 | Honeywell | 2023-08-31 | redacted
Low Income - Power to Save | Pipe Wrap | 0 | 0.01 | 0.03 | 143.65 | 1 | Honeywell | 2023-08-31 | redacted
Low Income - Power to Save | Low Flow Showerhead | 0 | 0.04 | 0.1 | 504.08 | 1 | Honeywell | 2023-08-31 | redacted
Low Income - Power to Save | LED Lights | 0 | 0 | 0 | 47.6 | 1 | Honeywell | 2023-08-31 | redacted
Low Income - Power to Save | Outdoor Coil Cleaning | 0 | 0.1 | 0 | 275 | 1 | Honeywell | 2023-08-28 | redacted
Low Income - Power to Save | Faucet Aerators | 0 | 0 | 0.02 | 110.58 | 1 | Honeywell | 2023-08-28 | redacted
Low Income - Power to Save | Low Flow Showerhead | 0 | 0.04 | 0.1 | 504.08 | 1 | Honeywell | 2023-08-28 | redacted
Low Income - Power to Save | LED Lights | 0 | 0 | 0 | 47.6 | 1 | Honeywell | 2023-08-28 | redacted
Low Income - Power to Save | Weather Strip/Caulk | 0 | 0.25 | 0.09 | 503.3 | 1 | Honeywell | 2023-08-28 | redacted
Low Income - Power to Save | Outdoor Coil Cleaning | 0 | 0.1 | 0 | 275 | 1 | Honeywell | 2023-08-28 | redacted
Low Income - Power to Save | HVAC Inspection | 0 | 0.17 | 0 | 268.73 | 1 | Honeywell | 2023-08-28 | redacted
Low Income - Power to Save | Faucet Aerators | 0 | 0 | 0.02 | 110.58 | 1 | Honeywell | 2023-08-28 | redacted
Low Income - Power to Save | Low Flow Showerhead | 0 | 0.04 | 0.1 | 504.08 | 1 | Honeywell | 2023-08-28 | redacted
Low Income - Power to Save | LI - DUCT | 0 | 0.4 | 0.12 | 775.77 | 1 | Honeywell | 2023-08-28 | redacted
Low Income - Power to Save | LED Lights | 0 | 0 | 0 | 47.6 | 1 | Honeywell | 2023-08-28 | redacted
Low Income - Power to Save | Outdoor Coil Cleaning | 0 | 0.1 | 0 | 275 | 1 | Honeywell | 2023-08-28 | redacted
Low Income - Power to Save | Faucet Aerators | 0 | 0 | 0.02 | 110.58 | 1 | Honeywell | 2023-08-28 | redacted
Low Income - Power to Save | Low Flow Showerhead | 0 | 0.04 | 0.1 | 504.08 | 1 | Honeywell | 2023-08-28 | redacted
Low Income - Power to Save | LED Lights | 0 | 0 | 0 | 47.6 | 1 | Honeywell | 2023-08-28 | redacted
Low Income - Power to Save | Weather Strip/Caulk | 0 | 0.25 | 0.09 | 503.3 | 1 | Honeywell | 2023-08-28 | redacted
Low Income - Power to Save | Outdoor Coil Cleaning | 0 | 0.1 | 0 | 275 | 1 | Honeywell | 2023-08-28 | redacted
Low Income - Power to Save | HVAC Inspection | 0 | 0.17 | 0 | 268.73 | 1 | Honeywell | 2023-08-28 | redacted
Low Income - Power to Save | Faucet Aerators | 0 | 0 | 0.02 | 110.58 | 1 | Honeywell | 2023-08-28 | redacted
Low Income - Power to Save | Low Flow Showerhead | 0 | 0.04 | 0.1 | 504.08 | 1 | Honeywell | 2023-08-28 | redacted
Low Income - Power to Save | LI - DUCT | 0 | 0.4 | 0.12 | 775.77 | 1 | Honeywell | 2023-08-28 | redacted
Low Income - Power to Save | LED Lights | 0 | 0 | 0 | 47.6 | 1 | Honeywell | 2023-08-28 | redacted
Low Income - Power to Save | Weather Strip/Caulk | 0 | 0.25 | 0.09 | 503.3 | 1 | Honeywell | 2023-08-18 | redacted
Low Income - Power to Save | Outdoor Coil Cleaning | 0 | 0.1 | 0 | 275 | 1 | Honeywell | 2023-08-18 | redacted
Low Income - Power to Save | HVAC Inspection | 0 | 0.17 | 0 | 268.73 | 1 | Honeywell | 2023-08-18 | redacted
Low Income - Power to Save | Faucet Aerators | 0 | 0 | 0.02 | 110.58 | 1 | Honeywell | 2023-08-18 | redacted
Low Income - Power to Save | Low Flow Showerhead | 0 | 0.04 | 0.1 | 504.08 | 1 | Honeywell | 2023-08-18 | redacted
Low Income - Power to Save | LED Lights | 0 | 0 | 0 | 47.6 | 1 | Honeywell | 2023-08-18 | redacted
Low Income - Power to Save | Weather Strip/Caulk | 0 | 0.25 | 0.09 | 503.3 | 1 | Honeywell | 2023-08-29 | redacted
Low Income - Power to Save | Outdoor Coil Cleaning | 0 | 0.1 | 0 | 275 | 1 | Honeywell | 2023-08-29 | redacted
Low Income - Power to Save | HVAC Inspection | 0 | 0.17 | 0 | 268.73 | 1 | Honeywell | 2023-08-29 | redacted
Low Income - Power to Save | Faucet Aerators | 0 | 0 | 0.02 | 110.58 | 1 | Honeywell | 2023-08-29 | redacted
Low Income - Power to Save | Low Flow Showerhead | 0 | 0.04 | 0.1 | 504.08 | 1 | Honeywell | 2023-08-29 | redacted
Low Income - Power to Save | LI - DUCT | 0 | 0.4 | 0.12 | 775.77 | 1 | Honeywell | 2023-08-29 | redacted
Low Income - Power to Save | LED Lights | 0 | 0 | 0 | 47.6 | 1 | Honeywell | 2023-08-29 | redacted
Low Income - Power to Save | Weather Strip/Caulk | 0 | 0.25 | 0.09 | 503.3 | 1 | Honeywell | 2023-08-30 | redacted
Low Income - Power to Save | Pipe Wrap | 0 | 0.01 | 0.03 | 143.65 | 1 | Honeywell | 2023-08-30 | redacted
Low Income - Power to Save | Faucet Aerators | 0 | 0 | 0.02 | 110.58 | 1 | Honeywell | 2023-08-30 | redacted
Low Income - Power to Save | Low Flow Showerhead | 0 | 0.04 | 0.1 | 504.08 | 1 | Honeywell | 2023-08-30 | redacted
Low Income - Power to Save | LED Lights | 0 | 0 | 0 | 47.6 | 1 | Honeywell | 2023-08-30 | redacted
Low Income - Power to Save | Outdoor Coil Cleaning | 0 | 0.1 | 0 | 275 | 1 | Honeywell | 2023-08-25 | redacted
Low Income - Power to Save | Faucet Aerators | 0 | 0 | 0.02 | 110.58 | 1 | Honeywell | 2023-08-25 | redacted
Low Income - Power to Save | Low Flow Showerhead | 0 | 0.04 | 0.1 | 504.08 | 1 | Honeywell | 2023-08-25 | redacted
Low Income - Power to Save | LED Lights | 0 | 0 | 0 | 47.6 | 1 | Honeywell | 2023-08-25 | redacted
Low Income - Power to Save | Weather Strip/Caulk | 0 | 0.25 | 0.09 | 503.3 | 1 | Honeywell | 2023-08-30 | redacted
Low Income - Power to Save | Outdoor Coil Cleaning | 0 | 0.1 | 0 | 275 | 1 | Honeywell | 2023-08-30 | redacted
Low Income - Power to Save | HVAC Inspection | 0 | 0.17 | 0 | 268.73 | 1 | Honeywell | 2023-08-30 | redacted
Low Income - Power to Save | LI - DUCT | 0 | 0.4 | 0.12 | 775.77 | 1 | Honeywell | 2023-08-30 | redacted
Low Income - Power to Save | LED Lights | 0 | 0 | 0 | 47.6 | 1 | Honeywell | 2023-08-30 | redacted
Low Income - Power to Save | Weather Strip/Caulk | 0 | 0.25 | 0.09 | 503.3 | 1 | Honeywell | 2023-08-28 | redacted
Low Income - Power to Save | Outdoor Coil Cleaning | 0 | 0.1 | 0 | 275 | 1 | Honeywell | 2023-08-28 | redacted
Low Income - Power to Save | HVAC Inspection | 0 | 0.17 | 0 | 268.73 | 1 | Honeywell | 2023-08-28 | redacted
Low Income - Power to Save | Faucet Aerators | 0 | 0 | 0.02 | 110.58 | 1 | Honeywell | 2023-08-28 | redacted
Low Income - Power to Save | Low Flow Showerhead | 0 | 0.04 | 0.1 | 504.08 | 1 | Honeywell | 2023-08-28 | redacted
Low Income - Power to Save | LI - DUCT | 0 | 0.4 | 0.12 | 775.77 | 1 | Honeywell | 2023-08-28 | redacted
Low Income - Power to Save | LED Lights | 0 | 0 | 0 | 47.6 | 1 | Honeywell | 2023-08-28 | redacted
Low Income - Power to Save | Weather Strip/Caulk | 0 | 0.25 | 0.09 | 503.3 | 1 | Honeywell | 2023-08-17 | redacted
Low Income - Power to Save | LED Lights | 0 | 0 | 0 | 47.6 | 1 | Honeywell | 2023-08-17 | redacted
Low Income - Power to Save | Weather Strip/Caulk | 0 | 0.25 | 0.09 | 503.3 | 1 | Honeywell | 2023-08-18 | redacted
Low Income - Power to Save | Pipe Wrap | 0 | 0.01 | 0.03 | 143.65 | 1 | Honeywell | 2023-08-18 | redacted
Low Income - Power to Save | Outdoor Coil Cleaning | 0 | 0.1 | 0 | 275 | 1 | Honeywell | 2023-08-18 | redacted
Low Income - Power to Save | HVAC Inspection | 0 | 0.17 | 0 | 268.73 | 1 | Honeywell | 2023-08-18 | redacted
Low Income - Power to Save | Faucet Aerators | 0 | 0 | 0.02 | 110.58 | 1 | Honeywell | 2023-08-18 | redacted
Low Income - Power to Save | Low Flow Showerhead | 0 | 0.04 | 0.1 | 504.08 | 1 | Honeywell | 2023-08-18 | redacted
Low Income - Power to Save | LI - DUCT | 0 | 0.4 | 0.12 | 775.77 | 1 | Honeywell | 2023-08-18 | redacted
Low Income - Power to Save | LED Lights | 0 | 0 | 0 | 47.6 | 1 | Honeywell | 2023-08-18 | redacted
Low Income - Power to Save | Weather Strip/Caulk | 0 | 0.25 | 0.09 | 503.3 | 1 | Honeywell | 2023-08-18 | redacted
Low Income - Power to Save | Pipe Wrap | 0 | 0.01 | 0.03 | 143.65 | 1 | Honeywell | 2023-08-18 | redacted
Low Income - Power to Save | Outdoor Coil Cleaning | 0 | 0.1 | 0 | 275 | 1 | Honeywell | 2023-08-18 | redacted
Low Income - Power to Save | HVAC Inspection | 0 | 0.17 | 0 | 268.73 | 1 | Honeywell | 2023-08-18 | redacted
Low Income - Power to Save | Faucet Aerators | 0 | 0 | 0.02 | 110.58 | 1 | Honeywell | 2023-08-18 | redacted
Low Income - Power to Save | Low Flow Showerhead | 0 | 0.04 | 0.1 | 504.08 | 1 | Honeywell | 2023-08-18 | redacted
Low Income - Power to Save | LI - DUCT | 0 | 0.4 | 0.12 | 775.77 | 1 | Honeywell | 2023-08-18 | redacted
Low Income - Power to Save | LED Lights | 0 | 0 | 0 | 47.6 | 1 | Honeywell | 2023-08-18 | redacted
Low Income - Power to Save | Weather Strip/Caulk | 0 | 0.25 | 0.09 | 503.3 | 1 | Honeywell | 2023-08-29 | redacted
Low Income - Power to Save | Outdoor Coil Cleaning | 0 | 0.1 | 0 | 275 | 1 | Honeywell | 2023-08-29 | redacted
Low Income - Power to Save | HVAC Inspection | 0 | 0.17 | 0 | 268.73 | 1 | Honeywell | 2023-08-29 | redacted
Low Income - Power to Save | Faucet Aerators | 0 | 0 | 0.02 | 110.58 | 1 | Honeywell | 2023-08-29 | redacted
Low Income - Power to Save | Low Flow Showerhead | 0 | 0.04 | 0.1 | 504.08 | 1 | Honeywell | 2023-08-29 | redacted
Low Income - Power to Save | LI - DUCT | 0 | 0.4 | 0.12 | 775.77 | 1 | Honeywell | 2023-08-29 | redacted
Low Income - Power to Save | LED Lights | 0 | 0 | 0 | 47.6 | 1 | Honeywell | 2023-08-29 | redacted
Low Income - Power to Save | Weather Strip/Caulk | 0 | 0.25 | 0.09 | 503.3 | 1 | Honeywell | 2023-08-30 | redacted
Low Income - Power to Save | Pipe Wrap | 0 | 0.01 | 0.03 | 143.65 | 1 | Honeywell | 2023-08-30 | redacted
Low Income - Power to Save | Faucet Aerators | 0 | 0 | 0.02 | 110.58 | 1 | Honeywell | 2023-08-30 | redacted
Low Income - Power to Save | LED Lights | 0 | 0 | 0 | 47.6 | 1 | Honeywell | 2023-08-30 | redacted
Low Income - Power to Save | Weather Strip/Caulk | 0 | 0.25 | 0.09 | 503.3 | 1 | Honeywell | 2023-08-28 | redacted
Low Income - Power to Save | Outdoor Coil Cleaning | 0 | 0.1 | 0 | 275 | 1 | Honeywell | 2023-08-28 | redacted
Low Income - Power to Save | HVAC Inspection | 0 | 0.17 | 0 | 268.73 | 1 | Honeywell | 2023-08-28 | redacted
Low Income - Power to Save | Faucet Aerators | 0 | 0 | 0.02 | 110.58 | 1 | Honeywell | 2023-08-28 | redacted
Low Income - Power to Save | Low Flow Showerhead | 0 | 0.04 | 0.1 | 504.08 | 1 | Honeywell | 2023-08-28 | redacted
Low Income - Power to Save | LI - DUCT | 0 | 0.4 | 0.12 | 775.77 | 1 | Honeywell | 2023-08-28 | redacted
Low Income - Power to Save | LED Lights | 0 | 0 | 0 | 47.6 | 1 | Honeywell | 2023-08-28 | redacted
Low Income - Power to Save | Weather Strip/Caulk | 0 | 0.25 | 0.09 | 503.3 | 1 | Honeywell | 2023-08-28 | redacted
Low Income - Power to Save | Outdoor Coil Cleaning | 0 | 0.1 | 0 | 275 | 1 | Honeywell | 2023-08-28 | redacted
Low Income - Power to Save | HVAC Inspection | 0 | 0.17 | 0 | 268.73 | 1 | Honeywell | 2023-08-28 | redacted
Low Income - Power to Save | Faucet Aerators | 0 | 0 | 0.02 | 110.58 | 1 | Honeywell | 2023-08-28 | redacted
Low Income - Power to Save | Low Flow Showerhead | 0 | 0.04 | 0.1 | 504.08 | 1 | Honeywell | 2023-08-28 | redacted
Low Income - Power to Save | LI - DUCT | 0 | 0.4 | 0.12 | 775.77 | 1 | Honeywell | 2023-08-28 | redacted
Low Income - Power to Save | LED Lights | 0 | 0 | 0 | 47.6 | 1 | Honeywell | 2023-08-28 | redacted
Low Income - Power to Save | Weather Strip/Caulk | 0 | 0.25 | 0.09 | 503.3 | 1 | Honeywell | 2023-08-29 | redacted
Low Income - Power to Save | Outdoor Coil Cleaning | 0 | 0.1 | 0 | 275 | 1 | Honeywell | 2023-08-29 | redacted
Low Income - Power to Save | HVAC Inspection | 0 | 0.17 | 0 | 268.73 | 1 | Honeywell | 2023-08-29 | redacted
Low Income - Power to Save | Faucet Aerators | 0 | 0 | 0.02 | 110.58 | 1 | Honeywell | 2023-08-29 | redacted
Low Income - Power to Save | Low Flow Showerhead | 0 | 0.04 | 0.1 | 504.08 | 1 | Honeywell | 2023-08-29 | redacted
Low Income - Power to Save | LI - DUCT | 0 | 0.4 | 0.12 | 775.77 | 1 | Honeywell | 2023-08-29 | redacted
Low Income - Power to Save | LED Lights | 0 | 0 | 0 | 47.6 | 1 | Honeywell | 2023-08-29 | redacted
Low Income - Power to Save | Outdoor Coil Cleaning | 0 | 0.1 | 0 | 275 | 1 | Honeywell | 2023-07-26 | redacted
Low Income - Power to Save | Faucet Aerators | 0 | 0 | 0.02 | 110.58 | 1 | Honeywell | 2023-07-26 | redacted
Low Income - Power to Save | Low Flow Showerhead | 0 | 0.04 | 0.1 | 504.08 | 1 | Honeywell | 2023-07-26 | redacted
Low Income - Power to Save | LED Lights | 0 | 0 | 0 | 47.6 | 1 | Honeywell | 2023-07-26 | redacted
Low Income - Power to Save | Outdoor Coil Cleaning | 0 | 0.1 | 0 | 275 | 1 | Honeywell | 2023-07-25 | redacted
Low Income - Power to Save | Faucet Aerators | 0 | 0 | 0.02 | 110.58 | 1 | Honeywell | 2023-07-25 | redacted
Low Income - Power to Save | Low Flow Showerhead | 0 | 0.04 | 0.1 | 504.08 | 1 | Honeywell | 2023-07-25 | redacted
Low Income - Power to Save | LED Lights | 0 | 0 | 0 | 47.6 | 1 | Honeywell | 2023-07-25 | redacted
Low Income - Power to Save | Weather Strip/Caulk | 0 | 0.25 | 0.09 | 503.3 | 1 | Honeywell | 2023-07-31 | redacted
Low Income - Power to Save | Outdoor Coil Cleaning | 0 | 0.1 | 0 | 275 | 1 | Honeywell | 2023-07-31 | redacted
Low Income - Power to Save | HVAC Inspection | 0 | 0.17 | 0 | 268.73 | 1 | Honeywell | 2023-07-31 | redacted
Low Income - Power to Save | Faucet Aerators | 0 | 0 | 0.02 | 110.58 | 1 | Honeywell | 2023-07-31 | redacted
Low Income - Power to Save | Low Flow Showerhead | 0 | 0.04 | 0.1 | 504.08 | 1 | Honeywell | 2023-07-31 | redacted
Low Income - Power to Save | LED Lights | 0 | 0 | 0 | 47.6 | 1 | Honeywell | 2023-07-31 | redacted
Low Income - Power to Save | Weather Strip/Caulk | 0 | 0.25 | 0.09 | 503.3 | 1 | Honeywell | 2023-07-31 | redacted
Low Income - Power to Save | Outdoor Coil Cleaning | 0 | 0.1 | 0 | 275 | 1 | Honeywell | 2023-07-31 | redacted
Low Income - Power to Save | HVAC Inspection | 0 | 0.17 | 0 | 268.73 | 1 | Honeywell | 2023-07-31 | redacted
Low Income - Power to Save | Faucet Aerators | 0 | 0 | 0.02 | 110.58 | 1 | Honeywell | 2023-07-31 | redacted
Low Income - Power to Save | Low Flow Showerhead | 0 | 0.04 | 0.1 | 504.08 | 1 | Honeywell | 2023-07-31 | redacted
Low Income - Power to Save | LI - DUCT | 0 | 0.4 | 0.12 | 775.77 | 1 | Honeywell | 2023-07-31 | redacted
Low Income - Power to Save | LED Lights | 0 | 0 | 0 | 47.6 | 1 | Honeywell | 2023-07-31 | redacted
Low Income - Power to Save | Weather Strip/Caulk | 0 | 0.25 | 0.09 | 503.3 | 1 | Honeywell | 2023-07-31 | redacted
Low Income - Power to Save | Outdoor Coil Cleaning | 0 | 0.1 | 0 | 275 | 1 | Honeywell | 2023-07-31 | redacted
Low Income - Power to Save | HVAC Inspection | 0 | 0.17 | 0 | 268.73 | 1 | Honeywell | 2023-07-31 | redacted
Low Income - Power to Save | Faucet Aerators | 0 | 0 | 0.02 | 110.58 | 1 | Honeywell | 2023-07-31 | redacted
Low Income - Power to Save | Low Flow Showerhead | 0 | 0.04 | 0.1 | 504.08 | 1 | Honeywell | 2023-07-31 | redacted
Low Income - Power to Save | LED Lights | 0 | 0 | 0 | 47.6 | 1 | Honeywell | 2023-07-31 | redacted
Low Income - Power to Save | Weather Strip/Caulk | 0 | 0.25 | 0.09 | 503 | 1 | Honeywell | 2023-07-12 | redacted
Low Income - Power to Save | Faucet Aerators | 0 | 0 | 0.02 | 110 | 1 | Honeywell | 2023-07-12 | redacted
Low Income - Power to Save | Low Flow Showerhead | 0 | 0.04 | 0.1 | 504 | 1 | Honeywell | 2023-07-12 | redacted
Low Income - Power to Save | LED Lights | 0 | 0 | 0 | 47 | 1 | Honeywell | 2023-07-12 | redacted
Low Income - Power to Save | Weather Strip/Caulk | 0 | 0.25 | 0.09 | 503.3 | 1 | Honeywell | 2023-07-25 | redacted
Low Income - Power to Save | Outdoor Coil Cleaning | 0 | 0.1 | 0 | 275 | 1 | Honeywell | 2023-07-25 | redacted
Low Income - Power to Save | HVAC Inspection | 0 | 0.17 | 0 | 268.73 | 1 | Honeywell | 2023-07-25 | redacted
Low Income - Power to Save | Low Flow Showerhead | 0 | 0.04 | 0.1 | 504.08 | 1 | Honeywell | 2023-07-25 | redacted
Low Income - Power to Save | LI - DUCT | 0 | 0.4 | 0.12 | 775.77 | 1 | Honeywell | 2023-07-25 | redacted
Low Income - Power to Save | LED Lights | 0 | 0 | 0 | 47.6 | 1 | Honeywell | 2023-07-25 | redacted
Low Income - Power to Save | Weather Strip/Caulk | 0 | 0.25 | 0.09 | 503.3 | 1 | Honeywell | 2023-07-31 | redacted
Low Income - Power to Save | Outdoor Coil Cleaning | 0 | 0.1 | 0 | 275 | 1 | Honeywell | 2023-07-31 | redacted
Low Income - Power to Save | HVAC Inspection | 0 | 0.17 | 0 | 268.73 | 1 | Honeywell | 2023-07-31 | redacted
Low Income - Power to Save | Faucet Aerators | 0 | 0 | 0.02 | 110.58 | 1 | Honeywell | 2023-07-31 | redacted
Low Income - Power to Save | Low Flow Showerhead | 0 | 0.04 | 0.1 | 504.08 | 1 | Honeywell | 2023-07-31 | redacted
Low Income - Power to Save | LED Lights | 0 | 0 | 0 | 47.6 | 1 | Honeywell | 2023-07-31 | redacted
Low Income - Power to Save | Weather Strip/Caulk | 0 | 0.25 | 0.09 | 503.3 | 1 | Honeywell | 2023-07-31 | redacted
Low Income - Power to Save | Outdoor Coil Cleaning | 0 | 0.1 | 0 | 275 | 1 | Honeywell | 2023-07-31 | redacted
Low Income - Power to Save | HVAC Inspection | 0 | 0.17 | 0 | 268.73 | 1 | Honeywell | 2023-07-31 | redacted
Low Income - Power to Save | Faucet Aerators | 0 | 0 | 0.02 | 110.58 | 1 | Honeywell | 2023-07-31 | redacted
Low Income - Power to Save | Low Flow Showerhead | 0 | 0.04 | 0.1 | 504.08 | 1 | Honeywell | 2023-07-31 | redacted
Low Income - Power to Save | LED Lights | 0 | 0 | 0 | 47.6 | 1 | Honeywell | 2023-07-31 | redacted
Low Income - Power to Save | Outdoor Coil Cleaning | 0 | 0.1 | 0 | 275 | 1 | Honeywell | 2023-07-12 | redacted
Low Income - Power to Save | HVAC Inspection | 0 | 0.17 | 0 | 268 | 1 | Honeywell | 2023-07-12 | redacted
Low Income - Power to Save | Faucet Aerators | 0 | 0 | 0.02 | 110 | 1 | Honeywell | 2023-07-12 | redacted
Low Income - Power to Save | Low Flow Showerhead | 0 | 0.04 | 0.1 | 504 | 1 | Honeywell | 2023-07-12 | redacted
Low Income - Power to Save | LED Lights | 0 | 0 | 0 | 47 | 1 | Honeywell | 2023-07-12 | redacted
Low Income - Power to Save | Weather Strip/Caulk | 0 | 0.25 | 0.09 | 503.3 | 1 | Honeywell | 2023-07-25 | redacted
Low Income - Power to Save | Outdoor Coil Cleaning | 0 | 0.1 | 0 | 275 | 1 | Honeywell | 2023-07-25 | redacted
Low Income - Power to Save | HVAC Inspection | 0 | 0.17 | 0 | 268.73 | 1 | Honeywell | 2023-07-25 | redacted
Low Income - Power to Save | LI - DUCT | 0 | 0.4 | 0.12 | 775.77 | 1 | Honeywell | 2023-07-25 | redacted
Low Income - Power to Save | LED Lights | 0 | 0 | 0 | 47.6 | 1 | Honeywell | 2023-07-25 | redacted
Low Income - Power to Save | LED Lights | 0 | 0 | 0 | 47 | 1 | Honeywell | 2023-07-12 | redacted
Low Income - Power to Save | Weather Strip/Caulk | 0 | 0.25 | 0.09 | 503.3 | 1 | Honeywell | 2023-07-31 | redacted
Low Income - Power to Save | Outdoor Coil Cleaning | 0 | 0.1 | 0 | 275 | 1 | Honeywell | 2023-07-31 | redacted
Low Income - Power to Save | HVAC Inspection | 0 | 0.17 | 0 | 268.73 | 1 | Honeywell | 2023-07-31 | redacted
Low Income - Power to Save | Faucet Aerators | 0 | 0 | 0.02 | 110.58 | 1 | Honeywell | 2023-07-31 | redacted
Low Income - Power to Save | Low Flow Showerhead | 0 | 0.04 | 0.1 | 504.08 | 1 | Honeywell | 2023-07-31 | redacted
Low Income - Power to Save | LI - DUCT | 0 | 0.4 | 0.12 | 775.77 | 1 | Honeywell | 2023-07-31 | redacted
Low Income - Power to Save | LED Lights | 0 | 0 | 0 | 47.6 | 1 | Honeywell | 2023-07-31 | redacted
Low Income - Power to Save | Weather Strip/Caulk | 0 | 0.25 | 0.09 | 503.3 | 1 | Honeywell | 2023-07-28 | redacted
Low Income - Power to Save | Outdoor Coil Cleaning | 0 | 0.1 | 0 | 275 | 1 | Honeywell | 2023-07-28 | redacted
Low Income - Power to Save | HVAC Inspection | 0 | 0.17 | 0 | 268.73 | 1 | Honeywell | 2023-07-28 | redacted
Low Income - Power to Save | Faucet Aerators | 0 | 0 | 0.02 | 110.58 | 1 | Honeywell | 2023-07-28 | redacted
Low Income - Power to Save | Low Flow Showerhead | 0 | 0.04 | 0.1 | 504.08 | 1 | Honeywell | 2023-07-28 | redacted
Low Income - Power to Save | LI - DUCT | 0 | 0.4 | 0.12 | 775.77 | 1 | Honeywell | 2023-07-28 | redacted
Low Income - Power to Save | LED Lights | 0 | 0 | 0 | 47.6 | 1 | Honeywell | 2023-07-28 | redacted
Low Income - Power to Save | Weather Strip/Caulk | 0 | 0.25 | 0.09 | 503.3 | 1 | Honeywell | 2023-07-31 | redacted
Low Income - Power to Save | Outdoor Coil Cleaning | 0 | 0.1 | 0 | 275 | 1 | Honeywell | 2023-07-31 | redacted
Low Income - Power to Save | HVAC Inspection | 0 | 0.17 | 0 | 268.73 | 1 | Honeywell | 2023-07-31 | redacted
Low Income - Power to Save | Faucet Aerators | 0 | 0 | 0.02 | 110.58 | 1 | Honeywell | 2023-07-31 | redacted
Low Income - Power to Save | Low Flow Showerhead | 0 | 0.04 | 0.1 | 504.08 | 1 | Honeywell | 2023-07-31 | redacted
Low Income - Power to Save | LI - DUCT | 0 | 0.4 | 0.12 | 775.77 | 1 | Honeywell | 2023-07-31 | redacted
Low Income - Power to Save | LED Lights | 0 | 0 | 0 | 47.6 | 1 | Honeywell | 2023-07-31 | redacted
Low Income - Power to Save | Outdoor Coil Cleaning | 0 | 0.1 | 0 | 275 | 1 | Honeywell | 2023-07-28 | redacted
Low Income - Power to Save | HVAC Inspection | 0 | 0.17 | 0 | 268.73 | 1 | Honeywell | 2023-07-28 | redacted
Low Income - Power to Save | LED Lights | 0 | 0 | 0 | 47.6 | 1 | Honeywell | 2023-07-28 | redacted
Low Income - Power to Save | Weather Strip/Caulk | 0 | 0.25 | 0.09 | 503.3 | 1 | Honeywell | 2023-07-19 | redacted
Low Income - Power to Save | Outdoor Coil Cleaning | 0 | 0.1 | 0 | 275 | 1 | Honeywell | 2023-07-19 | redacted
Low Income - Power to Save | HVAC Inspection | 0 | 0.17 | 0 | 268.73 | 1 | Honeywell | 2023-07-19 | redacted
Low Income - Power to Save | Faucet Aerators | 0 | 0 | 0.02 | 110.58 | 1 | Honeywell | 2023-07-19 | redacted
Low Income - Power to Save | Low Flow Showerhead | 0 | 0.04 | 0.1 | 504.08 | 1 | Honeywell | 2023-07-19 | redacted
Low Income - Power to Save | LI - DUCT | 0 | 0.4 | 0.12 | 775.77 | 1 | Honeywell | 2023-07-19 | redacted
Low Income - Power to Save | LED Lights | 0 | 0 | 0 | 47.6 | 1 | Honeywell | 2023-07-19 | redacted
Low Income - Power to Save | Weather Strip/Caulk | 0 | 0.25 | 0.09 | 503.3 | 1 | Honeywell | 2023-07-24 | redacted
Low Income - Power to Save | Outdoor Coil Cleaning | 0 | 0.1 | 0 | 275 | 1 | Honeywell | 2023-07-24 | redacted
Low Income - Power to Save | HVAC Inspection | 0 | 0.17 | 0 | 268.73 | 1 | Honeywell | 2023-07-24 | redacted
Low Income - Power to Save | Low Flow Showerhead | 0 | 0.04 | 0.1 | 504.08 | 1 | Honeywell | 2023-07-24 | redacted
Low Income - Power to Save | LI - DUCT | 0 | 0.4 | 0.12 | 775.77 | 1 | Honeywell | 2023-07-24 | redacted
Low Income - Power to Save | LED Lights | 0 | 0 | 0 | 47.6 | 1 | Honeywell | 2023-07-24 | redacted
Low Income - Power to Save | Weather Strip/Caulk | 0 | 0.25 | 0.09 | 503.3 | 1 | Honeywell | 2023-07-19 | redacted
Low Income - Power to Save | Outdoor Coil Cleaning | 0 | 0.1 | 0 | 275 | 1 | Honeywell | 2023-07-19 | redacted
Low Income - Power to Save | HVAC Inspection | 0 | 0.17 | 0 | 268.73 | 1 | Honeywell | 2023-07-19 | redacted
Low Income - Power to Save | Low Flow Showerhead | 0 | 0.04 | 0.1 | 504.08 | 1 | Honeywell | 2023-07-19 | redacted
Low Income - Power to Save | LI - DUCT | 0 | 0.4 | 0.12 | 775.77 | 1 | Honeywell | 2023-07-19 | redacted
Low Income - Power to Save | LED Lights | 0 | 0 | 0 | 47.6 | 1 | Honeywell | 2023-07-19 | redacted
Low Income - Power to Save | Outdoor Coil Cleaning | 0 | 0.1 | 0 | 275 | 1 | Honeywell | 2023-07-12 | redacted
Low Income - Power to Save | HVAC Inspection | 0 | 0.17 | 0 | 268 | 1 | Honeywell | 2023-07-12 | redacted
Low Income - Power to Save | Faucet Aerators | 0 | 0 | 0.02 | 110 | 1 | Honeywell | 2023-07-12 | redacted
Low Income - Power to Save | Low Flow Showerhead | 0 | 0.04 | 0.1 | 504 | 1 | Honeywell | 2023-07-12 | redacted
Low Income - Power to Save | LI - DUCT | 0 | 0.4 | 0.12 | 775 | 1 | Honeywell | 2023-07-12 | redacted
Low Income - Power to Save | LED Lights | 0 | 0 | 0 | 47 | 1 | Honeywell | 2023-07-12 | redacted
Low Income - Power to Save | Weather Strip/Caulk | 0 | 0.25 | 0.09 | 503.3 | 1 | Honeywell | 2023-07-28 | redacted
Low Income - Power to Save | Outdoor Coil Cleaning | 0 | 0.1 | 0 | 275 | 1 | Honeywell | 2023-07-28 | redacted
Low Income - Power to Save | HVAC Inspection | 0 | 0.17 | 0 | 268.73 | 1 | Honeywell | 2023-07-28 | redacted
Low Income - Power to Save | Faucet Aerators | 0 | 0 | 0.02 | 110.58 | 1 | Honeywell | 2023-07-28 | redacted
Low Income - Power to Save | Low Flow Showerhead | 0 | 0.04 | 0.1 | 504.08 | 1 | Honeywell | 2023-07-28 | redacted
Low Income - Power to Save | LI - DUCT | 0 | 0.4 | 0.12 | 775.77 | 1 | Honeywell | 2023-07-28 | redacted
Low Income - Power to Save | LED Lights | 0 | 0 | 0 | 47.6 | 1 | Honeywell | 2023-07-28 | redacted
Low Income - Power to Save | Faucet Aerators | 0 | 0 | 0.02 | 110.58 | 1 | Honeywell | 2023-07-31 | redacted
Low Income - Power to Save | LED Lights | 0 | 0 | 0 | 47.6 | 1 | Honeywell | 2023-07-31 | redacted
Low Income - Power to Save | Weather Strip/Caulk | 0 | 0.25 | 0.09 | 503.3 | 1 | Honeywell | 2023-07-31 | redacted
Low Income - Power to Save | Outdoor Coil Cleaning | 0 | 0.1 | 0 | 275 | 1 | Honeywell | 2023-07-31 | redacted
Low Income - Power to Save | HVAC Inspection | 0 | 0.17 | 0 | 268.73 | 1 | Honeywell | 2023-07-31 | redacted
Low Income - Power to Save | Faucet Aerators | 0 | 0 | 0.02 | 110.58 | 1 | Honeywell | 2023-07-31 | redacted
Low Income - Power to Save | Low Flow Showerhead | 0 | 0.04 | 0.1 | 504.08 | 1 | Honeywell | 2023-07-31 | redacted
Low Income - Power to Save | LI - DUCT | 0 | 0.4 | 0.12 | 775.77 | 1 | Honeywell | 2023-07-31 | redacted
Low Income - Power to Save | LED Lights | 0 | 0 | 0 | 47.6 | 1 | Honeywell | 2023-07-31 | redacted
Low Income - Power to Save | Weather Strip/Caulk | 0 | 0.25 | 0.09 | 503.3 | 1 | Honeywell | 2023-07-31 | redacted
Low Income - Power to Save | Outdoor Coil Cleaning | 0 | 0.1 | 0 | 275 | 1 | Honeywell | 2023-07-31 | redacted
Low Income - Power to Save | HVAC Inspection | 0 | 0.17 | 0 | 268.73 | 1 | Honeywell | 2023-07-31 | redacted
Low Income - Power to Save | Faucet Aerators | 0 | 0 | 0.02 | 110.58 | 1 | Honeywell | 2023-07-31 | redacted
Low Income - Power to Save | Low Flow Showerhead | 0 | 0.04 | 0.1 | 504.08 | 1 | Honeywell | 2023-07-31 | redacted
Low Income - Power to Save | LED Lights | 0 | 0 | 0 | 47.6 | 1 | Honeywell | 2023-07-31 | redacted
Low Income - Power to Save | Weather Strip/Caulk | 0 | 0.25 | 0.09 | 503.3 | 1 | Honeywell | 2023-07-31 | redacted
Low Income - Power to Save | Outdoor Coil Cleaning | 0 | 0.1 | 0 | 275 | 1 | Honeywell | 2023-07-31 | redacted
Low Income - Power to Save | HVAC Inspection | 0 | 0.17 | 0 | 268.73 | 1 | Honeywell | 2023-07-31 | redacted
Low Income - Power to Save | Faucet Aerators | 0 | 0 | 0.02 | 110.58 | 1 | Honeywell | 2023-07-31 | redacted
Low Income - Power to Save | Low Flow Showerhead | 0 | 0.04 | 0.1 | 504.08 | 1 | Honeywell | 2023-07-31 | redacted
Low Income - Power to Save | LI - DUCT | 0 | 0.4 | 0.12 | 775.77 | 1 | Honeywell | 2023-07-31 | redacted
Low Income - Power to Save | LED Lights | 0 | 0 | 0 | 47.6 | 1 | Honeywell | 2023-07-31 | redacted
Low Income - Power to Save | Weather Strip/Caulk | 0 | 0.25 | 0.09 | 503.3 | 1 | Honeywell | 2023-07-31 | redacted
Low Income - Power to Save | Outdoor Coil Cleaning | 0 | 0.1 | 0 | 275 | 1 | Honeywell | 2023-07-31 | redacted
Low Income - Power to Save | HVAC Inspection | 0 | 0.17 | 0 | 268.73 | 1 | Honeywell | 2023-07-31 | redacted
Low Income - Power to Save | Faucet Aerators | 0 | 0 | 0.02 | 110.58 | 1 | Honeywell | 2023-07-31 | redacted
Low Income - Power to Save | Low Flow Showerhead | 0 | 0.04 | 0.1 | 504.08 | 1 | Honeywell | 2023-07-31 | redacted
Low Income - Power to Save | LI - DUCT | 0 | 0.4 | 0.12 | 775.77 | 1 | Honeywell | 2023-07-31 | redacted
Low Income - Power to Save | LED Lights | 0 | 0 | 0 | 47.6 | 1 | Honeywell | 2023-07-31 | redacted
Low Income - Power to Save | Weather Strip/Caulk | 0 | 0.25 | 0.09 | 503.3 | 1 | Honeywell | 2023-07-31 | redacted
Low Income - Power to Save | Outdoor Coil Cleaning | 0 | 0.1 | 0 | 275 | 1 | Honeywell | 2023-07-31 | redacted
Low Income - Power to Save | HVAC Inspection | 0 | 0.17 | 0 | 268.73 | 1 | Honeywell | 2023-07-31 | redacted
Low Income - Power to Save | Faucet Aerators | 0 | 0 | 0.02 | 110.58 | 1 | Honeywell | 2023-07-31 | redacted
Low Income - Power to Save | LI - DUCT | 0 | 0.4 | 0.12 | 775.77 | 1 | Honeywell | 2023-07-31 | redacted
Low Income - Power to Save | LED Lights | 0 | 0 | 0 | 47.6 | 1 | Honeywell | 2023-07-31 | redacted
Low Income - Power to Save | Weather Strip/Caulk | 0 | 0.25 | 0.09 | 503.3 | 1 | Honeywell | 2023-07-31 | redacted
Low Income - Power to Save | Faucet Aerators | 0 | 0 | 0.02 | 110.58 | 1 | Honeywell | 2023-07-31 | redacted
Low Income - Power to Save | Low Flow Showerhead | 0 | 0.04 | 0.1 | 504.08 | 1 | Honeywell | 2023-07-31 | redacted
Low Income - Power to Save | LED Lights | 0 | 0 | 0 | 47.6 | 1 | Honeywell | 2023-07-31 | redacted
Low Income - Power to Save | Weather Strip/Caulk | 0 | 0.25 | 0.09 | 503.3 | 1 | Honeywell | 2023-07-24 | redacted
Low Income - Power to Save | Outdoor Coil Cleaning | 0 | 0.1 | 0 | 275 | 1 | Honeywell | 2023-07-24 | redacted
Low Income - Power to Save | HVAC Inspection | 0 | 0.17 | 0 | 268.73 | 1 | Honeywell | 2023-07-24 | redacted
Low Income - Power to Save | Low Flow Showerhead | 0 | 0.04 | 0.1 | 504.08 | 1 | Honeywell | 2023-07-24 | redacted
Low Income - Power to Save | LI - DUCT | 0 | 0.4 | 0.12 | 775.77 | 1 | Honeywell | 2023-07-24 | redacted
Low Income - Power to Save | LED Lights | 0 | 0 | 0 | 47.6 | 1 | Honeywell | 2023-07-24 | redacted
Low Income - Power to Save | Weather Strip/Caulk | 0 | 0.25 | 0.09 | 503.3 | 1 | Honeywell | 2023-07-31 | redacted
Low Income - Power to Save | Outdoor Coil Cleaning | 0 | 0.1 | 0 | 275 | 1 | Honeywell | 2023-07-31 | redacted
Low Income - Power to Save | HVAC Inspection | 0 | 0.17 | 0 | 268.73 | 1 | Honeywell | 2023-07-31 | redacted
Low Income - Power to Save | Faucet Aerators | 0 | 0 | 0.02 | 110.58 | 1 | Honeywell | 2023-07-31 | redacted
Low Income - Power to Save | Low Flow Showerhead | 0 | 0.04 | 0.1 | 504.08 | 1 | Honeywell | 2023-07-31 | redacted
Low Income - Power to Save | LED Lights | 0 | 0 | 0 | 47.6 | 1 | Honeywell | 2023-07-31 | redacted
Low Income - Power to Save | Weather Strip/Caulk | 0 | 0.25 | 0.09 | 503.3 | 1 | Honeywell | 2023-07-27 | redacted
Low Income - Power to Save | Outdoor Coil Cleaning | 0 | 0.1 | 0 | 275 | 1 | Honeywell | 2023-07-27 | redacted
Low Income - Power to Save | HVAC Inspection | 0 | 0.17 | 0 | 268.73 | 1 | Honeywell | 2023-07-27 | redacted
Low Income - Power to Save | Low Flow Showerhead | 0 | 0.04 | 0.1 | 504.08 | 1 | Honeywell | 2023-07-27 | redacted
Low Income - Power to Save | LI - DUCT | 0 | 0.4 | 0.12 | 775.77 | 1 | Honeywell | 2023-07-27 | redacted
Low Income - Power to Save | LED Lights | 0 | 0 | 0 | 47.6 | 1 | Honeywell | 2023-07-27 | redacted
Low Income - Power to Save | Weather Strip/Caulk | 0 | 0.25 | 0.09 | 503.3 | 1 | Honeywell | 2023-07-31 | redacted
Low Income - Power to Save | Outdoor Coil Cleaning | 0 | 0.1 | 0 | 275 | 1 | Honeywell | 2023-07-31 | redacted
Low Income - Power to Save | HVAC Inspection | 0 | 0.17 | 0 | 268.73 | 1 | Honeywell | 2023-07-31 | redacted
Low Income - Power to Save | Faucet Aerators | 0 | 0 | 0.02 | 110.58 | 1 | Honeywell | 2023-07-31 | redacted
Low Income - Power to Save | Low Flow Showerhead | 0 | 0.04 | 0.1 | 504.08 | 1 | Honeywell | 2023-07-31 | redacted
Low Income - Power to Save | LED Lights | 0 | 0 | 0 | 47.6 | 1 | Honeywell | 2023-07-31 | redacted
Low Income - Power to Save | Weather Strip/Caulk | 0 | 0.25 | 0.09 | 503.3 | 1 | Honeywell | 2023-07-31 | redacted
Low Income - Power to Save | Faucet Aerators | 0 | 0 | 0.02 | 110.58 | 1 | Honeywell | 2023-07-31 | redacted
Low Income - Power to Save | Low Flow Showerhead | 0 | 0.04 | 0.1 | 504.08 | 1 | Honeywell | 2023-07-31 | redacted
Low Income - Power to Save | LED Lights | 0 | 0 | 0 | 47.6 | 1 | Honeywell | 2023-07-31 | redacted
Low Income - Power to Save | Weather Strip/Caulk | 0 | 0.25 | 0.09 | 503.3 | 1 | Honeywell | 2023-07-31 | redacted
Low Income - Power to Save | Faucet Aerators | 0 | 0 | 0.02 | 110.58 | 1 | Honeywell | 2023-07-31 | redacted
Low Income - Power to Save | LED Lights | 0 | 0 | 0 | 47.6 | 1 | Honeywell | 2023-07-31 | redacted
Low Income - Power to Save | Low Flow Showerhead | 0 | 0.04 | 0.1 | 504.08 | 1 | Honeywell | 2023-07-19 | redacted
Low Income - Power to Save | LED Lights | 0 | 0 | 0 | 47.6 | 1 | Honeywell | 2023-07-19 | redacted
Low Income - Power to Save | Weather Strip/Caulk | 0 | 0.25 | 0.09 | 503.3 | 1 | Honeywell | 2023-07-31 | redacted
Low Income - Power to Save | Outdoor Coil Cleaning | 0 | 0.1 | 0 | 275 | 1 | Honeywell | 2023-07-31 | redacted
Low Income - Power to Save | HVAC Inspection | 0 | 0.17 | 0 | 268.73 | 1 | Honeywell | 2023-07-31 | redacted
Low Income - Power to Save | Faucet Aerators | 0 | 0 | 0.02 | 110.58 | 1 | Honeywell | 2023-07-31 | redacted
Low Income - Power to Save | Low Flow Showerhead | 0 | 0.04 | 0.1 | 504.08 | 1 | Honeywell | 2023-07-31 | redacted
Low Income - Power to Save | LI - DUCT | 0 | 0.4 | 0.12 | 775.77 | 1 | Honeywell | 2023-07-31 | redacted
Low Income - Power to Save | LED Lights | 0 | 0 | 0 | 47.6 | 1 | Honeywell | 2023-07-31 | redacted
Low Income - Power to Save | Weather Strip/Caulk | 0 | 0.25 | 0.09 | 503.3 | 1 | Honeywell | 2023-07-31 | redacted
Low Income - Power to Save | Faucet Aerators | 0 | 0 | 0.02 | 110.58 | 1 | Honeywell | 2023-07-31 | redacted
Low Income - Power to Save | Low Flow Showerhead | 0 | 0.04 | 0.1 | 504.08 | 1 | Honeywell | 2023-07-31 | redacted
Low Income - Power to Save | LED Lights | 0 | 0 | 0 | 47.6 | 1 | Honeywell | 2023-07-31 | redacted
Low Income - Power to Save | Faucet Aerators | 0 | 0 | 0.02 | 110.58 | 1 | Honeywell | 2023-07-25 | redacted
Low Income - Power to Save | Low Flow Showerhead | 0 | 0.04 | 0.1 | 504.08 | 1 | Honeywell | 2023-07-25 | redacted
Low Income - Power to Save | LED Lights | 0 | 0 | 0 | 47.6 | 1 | Honeywell | 2023-07-25 | redacted
Low Income - Power to Save | Weather Strip/Caulk | 0 | 0.25 | 0.09 | 503.3 | 1 | Honeywell | 2023-07-31 | redacted
Low Income - Power to Save | Faucet Aerators | 0 | 0 | 0.02 | 110.58 | 1 | Honeywell | 2023-07-31 | redacted
Low Income - Power to Save | Low Flow Showerhead | 0 | 0.04 | 0.1 | 504.08 | 1 | Honeywell | 2023-07-31 | redacted
Low Income - Power to Save | LED Lights | 0 | 0 | 0 | 47.6 | 1 | Honeywell | 2023-07-31 | redacted
Low Income - Power to Save | Weather Strip/Caulk | 0 | 0.25 | 0.09 | 503.3 | 1 | Honeywell | 2023-07-31 | redacted
Low Income - Power to Save | Outdoor Coil Cleaning | 0 | 0.1 | 0 | 275 | 1 | Honeywell | 2023-07-31 | redacted
Low Income - Power to Save | HVAC Inspection | 0 | 0.17 | 0 | 268.73 | 1 | Honeywell | 2023-07-31 | redacted
Low Income - Power to Save | Faucet Aerators | 0 | 0 | 0.02 | 110.58 | 1 | Honeywell | 2023-07-31 | redacted
Low Income - Power to Save | Low Flow Showerhead | 0 | 0.04 | 0.1 | 504.08 | 1 | Honeywell | 2023-07-31 | redacted
Low Income - Power to Save | LED Lights | 0 | 0 | 0 | 47.6 | 1 | Honeywell | 2023-07-31 | redacted
Low Income - Power to Save | Weather Strip/Caulk | 0 | 0.25 | 0.09 | 503.3 | 1 | Honeywell | 2023-07-31 | redacted
Low Income - Power to Save | Faucet Aerators | 0 | 0 | 0.02 | 110.58 | 1 | Honeywell | 2023-07-31 | redacted
Low Income - Power to Save | Low Flow Showerhead | 0 | 0.04 | 0.1 | 504.08 | 1 | Honeywell | 2023-07-31 | redacted
Low Income - Power to Save | LED Lights | 0 | 0 | 0 | 47.6 | 1 | Honeywell | 2023-07-31 | redacted
Low Income - Power to Save | Weather Strip/Caulk | 0 | 0.25 | 0.09 | 503.3 | 1 | Honeywell | 2023-07-28 | redacted
Low Income - Power to Save | Outdoor Coil Cleaning | 0 | 0.1 | 0 | 275 | 1 | Honeywell | 2023-07-28 | redacted
Low Income - Power to Save | HVAC Inspection | 0 | 0.17 | 0 | 268.73 | 1 | Honeywell | 2023-07-28 | redacted
Low Income - Power to Save | Faucet Aerators | 0 | 0 | 0.02 | 110.58 | 1 | Honeywell | 2023-07-28 | redacted
Low Income - Power to Save | Low Flow Showerhead | 0 | 0.04 | 0.1 | 504.08 | 1 | Honeywell | 2023-07-28 | redacted
Low Income - Power to Save | LI - DUCT | 0 | 0.4 | 0.12 | 775.77 | 1 | Honeywell | 2023-07-28 | redacted
Low Income - Power to Save | LED Lights | 0 | 0 | 0 | 47.6 | 1 | Honeywell | 2023-07-28 | redacted
Low Income - Power to Save | Weather Strip/Caulk | 0 | 0.25 | 0.09 | 503 | 1 | Honeywell | 2023-07-12 | redacted
Low Income - Power to Save | Outdoor Coil Cleaning | 0 | 0.1 | 0 | 275 | 1 | Honeywell | 2023-07-12 | redacted
Low Income - Power to Save | Faucet Aerators | 0 | 0 | 0.02 | 110 | 1 | Honeywell | 2023-07-12 | redacted
Low Income - Power to Save | Low Flow Showerhead | 0 | 0.04 | 0.1 | 504 | 1 | Honeywell | 2023-07-12 | redacted
Low Income - Power to Save | LED Lights | 0 | 0 | 0 | 47 | 1 | Honeywell | 2023-07-12 | redacted
Low Income - Power to Save | Weather Strip/Caulk | 0 | 0.25 | 0.09 | 503.3 | 1 | Honeywell | 2023-07-31 | redacted
Low Income - Power to Save | Outdoor Coil Cleaning | 0 | 0.1 | 0 | 275 | 1 | Honeywell | 2023-07-31 | redacted
Low Income - Power to Save | HVAC Inspection | 0 | 0.17 | 0 | 268.73 | 1 | Honeywell | 2023-07-31 | redacted
Low Income - Power to Save | Faucet Aerators | 0 | 0 | 0.02 | 110.58 | 1 | Honeywell | 2023-07-31 | redacted
Low Income - Power to Save | Low Flow Showerhead | 0 | 0.04 | 0.1 | 504.08 | 1 | Honeywell | 2023-07-31 | redacted
Low Income - Power to Save | LED Lights | 0 | 0 | 0 | 47.6 | 1 | Honeywell | 2023-07-31 | redacted
Low Income - Power to Save | Weather Strip/Caulk | 0 | 0.25 | 0.09 | 503.3 | 1 | Honeywell | 2023-07-18 | redacted
Low Income - Power to Save | Outdoor Coil Cleaning | 0 | 0.1 | 0 | 275 | 1 | Honeywell | 2023-07-18 | redacted
Low Income - Power to Save | HVAC Inspection | 0 | 0.17 | 0 | 268.73 | 1 | Honeywell | 2023-07-18 | redacted
Low Income - Power to Save | Low Flow Showerhead | 0 | 0.04 | 0.1 | 504.08 | 1 | Honeywell | 2023-07-18 | redacted
Low Income - Power to Save | LI - DUCT | 0 | 0.4 | 0.12 | 775.77 | 1 | Honeywell | 2023-07-18 | redacted
Low Income - Power to Save | LED Lights | 0 | 0 | 0 | 47.6 | 1 | Honeywell | 2023-07-18 | redacted
Low Income - Power to Save | Outdoor Coil Cleaning | 0 | 0.1 | 0 | 275 | 1 | Honeywell | 2023-07-18 | redacted
Low Income - Power to Save | HVAC Inspection | 0 | 0.17 | 0 | 268.73 | 1 | Honeywell | 2023-07-18 | redacted
Low Income - Power to Save | Faucet Aerators | 0 | 0 | 0.02 | 110.58 | 1 | Honeywell | 2023-07-18 | redacted
Low Income - Power to Save | Low Flow Showerhead | 0 | 0.04 | 0.1 | 504.08 | 1 | Honeywell | 2023-07-18 | redacted
Low Income - Power to Save | LI - DUCT | 0 | 0.4 | 0.12 | 775.77 | 1 | Honeywell | 2023-07-18 | redacted
Low Income - Power to Save | LED Lights | 0 | 0 | 0 | 47.6 | 1 | Honeywell | 2023-07-18 | redacted
Low Income - Power to Save | Weather Strip/Caulk | 0 | 0.25 | 0.09 | 503.3 | 1 | Honeywell | 2023-07-24 | redacted
Low Income - Power to Save | Faucet Aerators | 0 | 0 | 0.02 | 110.58 | 1 | Honeywell | 2023-07-24 | redacted
Low Income - Power to Save | Low Flow Showerhead | 0 | 0.04 | 0.1 | 504.08 | 1 | Honeywell | 2023-07-24 | redacted
Low Income - Power to Save | LED Lights | 0 | 0 | 0 | 47.6 | 1 | Honeywell | 2023-07-24 | redacted
Low Income - Power to Save | Outdoor Coil Cleaning | 0 | 0.1 | 0 | 275 | 1 | Honeywell | 2023-07-10 | redacted
Low Income - Power to Save | HVAC Inspection | 0 | 0.17 | 0 | 268 | 1 | Honeywell | 2023-07-10 | redacted
Low Income - Power to Save | Faucet Aerators | 0 | 0 | 0.02 | 110 | 1 | Honeywell | 2023-07-10 | redacted
Low Income - Power to Save | Low Flow Showerhead | 0 | 0.04 | 0.1 | 504 | 1 | Honeywell | 2023-07-10 | redacted
Low Income - Power to Save | LI - DUCT | 0 | 0.4 | 0.12 | 775 | 1 | Honeywell | 2023-07-10 | redacted
Low Income - Power to Save | LED Lights | 0 | 0 | 0 | 47 | 1 | Honeywell | 2023-07-10 | redacted
Low Income - Power to Save | Weather Strip/Caulk | 0 | 0.25 | 0.09 | 503.3 | 1 | Honeywell | 2023-07-18 | redacted
Low Income - Power to Save | Faucet Aerators | 0 | 0 | 0.02 | 110.58 | 1 | Honeywell | 2023-07-18 | redacted
Low Income - Power to Save | Low Flow Showerhead | 0 | 0.04 | 0.1 | 504.08 | 1 | Honeywell | 2023-07-18 | redacted
Low Income - Power to Save | LED Lights | 0 | 0 | 0 | 47.6 | 1 | Honeywell | 2023-07-18 | redacted
Low Income - Power to Save | Weather Strip/Caulk | 0 | 0.25 | 0.09 | 503 | 1 | Honeywell | 2023-07-12 | redacted
Low Income - Power to Save | Outdoor Coil Cleaning | 0 | 0.1 | 0 | 275 | 1 | Honeywell | 2023-07-12 | redacted
Low Income - Power to Save | Faucet Aerators | 0 | 0 | 0.02 | 110 | 1 | Honeywell | 2023-07-12 | redacted
Low Income - Power to Save | Low Flow Showerhead | 0 | 0.04 | 0.1 | 504 | 1 | Honeywell | 2023-07-12 | redacted
Low Income - Power to Save | LED Lights | 0 | 0 | 0 | 47 | 1 | Honeywell | 2023-07-12 | redacted
Low Income - Power to Save | Outdoor Coil Cleaning | 0 | 0.1 | 0 | 275 | 1 | Honeywell | 2023-07-31 | redacted
Low Income - Power to Save | Faucet Aerators | 0 | 0 | 0.02 | 110.58 | 1 | Honeywell | 2023-07-31 | redacted
Low Income - Power to Save | LED Lights | 0 | 0 | 0 | 47.6 | 1 | Honeywell | 2023-07-31 | redacted
Low Income - Power to Save | Outdoor Coil Cleaning | 0 | 0.1 | 0 | 275 | 1 | Honeywell | 2023-07-31 | redacted
Low Income - Power to Save | Faucet Aerators | 0 | 0 | 0.02 | 110.58 | 1 | Honeywell | 2023-07-31 | redacted
Low Income - Power to Save | LED Lights | 0 | 0 | 0 | 47.6 | 1 | Honeywell | 2023-07-31 | redacted
Low Income - Power to Save | Outdoor Coil Cleaning | 0 | 0.1 | 0 | 275 | 1 | Honeywell | 2023-07-26 | redacted
Low Income - Power to Save | Faucet Aerators | 0 | 0 | 0.02 | 110.58 | 1 | Honeywell | 2023-07-26 | redacted
Low Income - Power to Save | Low Flow Showerhead | 0 | 0.04 | 0.1 | 504.08 | 1 | Honeywell | 2023-07-26 | redacted
Low Income - Power to Save | LED Lights | 0 | 0 | 0 | 47.6 | 1 | Honeywell | 2023-07-26 | redacted
Low Income - Power to Save | Weather Strip/Caulk | 0 | 0.25 | 0.09 | 503.3 | 1 | Honeywell | 2023-07-13 | redacted
Low Income - Power to Save | Pipe Wrap | 0 | 0.01 | 0.03 | 143.65 | 1 | Honeywell | 2023-07-13 | redacted
Low Income - Power to Save | Faucet Aerators | 0 | 0 | 0.02 | 110.58 | 1 | Honeywell | 2023-07-13 | redacted
Low Income - Power to Save | Low Flow Showerhead | 0 | 0.04 | 0.1 | 504.08 | 1 | Honeywell | 2023-07-13 | redacted
Low Income - Power to Save | LED Lights | 0 | 0 | 0 | 47.6 | 1 | Honeywell | 2023-07-13 | redacted
Low Income - Power to Save | Weather Strip/Caulk | 0 | 0.25 | 0.09 | 503.3 | 1 | Honeywell | 2023-07-13 | redacted
Low Income - Power to Save | Pipe Wrap | 0 | 0.01 | 0.03 | 143.65 | 1 | Honeywell | 2023-07-13 | redacted
Low Income - Power to Save | Low Flow Showerhead | 0 | 0.04 | 0.1 | 504.08 | 1 | Honeywell | 2023-07-13 | redacted
Low Income - Power to Save | LED Lights | 0 | 0 | 0 | 47.6 | 1 | Honeywell | 2023-07-13 | redacted
Low Income - Power to Save | Weather Strip/Caulk | 0 | 0.25 | 0.09 | 503.3 | 1 | Honeywell | 2023-07-31 | redacted
Low Income - Power to Save | Outdoor Coil Cleaning | 0 | 0.1 | 0 | 275 | 1 | Honeywell | 2023-07-31 | redacted
Low Income - Power to Save | HVAC Inspection | 0 | 0.17 | 0 | 268.73 | 1 | Honeywell | 2023-07-31 | redacted
Low Income - Power to Save | Faucet Aerators | 0 | 0 | 0.02 | 110.58 | 1 | Honeywell | 2023-07-31 | redacted
Low Income - Power to Save | Low Flow Showerhead | 0 | 0.04 | 0.1 | 504.08 | 1 | Honeywell | 2023-07-31 | redacted
Low Income - Power to Save | LI - DUCT | 0 | 0.4 | 0.12 | 775.77 | 1 | Honeywell | 2023-07-31 | redacted
Low Income - Power to Save | LED Lights | 0 | 0 | 0 | 47.6 | 1 | Honeywell | 2023-07-31 | redacted
Low Income - Power to Save | Weather Strip/Caulk | 0 | 0.25 | 0.09 | 503 | 1 | Honeywell | 2023-07-12 | redacted
Low Income - Power to Save | Outdoor Coil Cleaning | 0 | 0.1 | 0 | 275 | 1 | Honeywell | 2023-07-12 | redacted
Low Income - Power to Save | HVAC Inspection | 0 | 0.17 | 0 | 268 | 1 | Honeywell | 2023-07-12 | redacted
Low Income - Power to Save | Low Flow Showerhead | 0 | 0.04 | 0.1 | 504 | 1 | Honeywell | 2023-07-12 | redacted
Low Income - Power to Save | LI - DUCT | 0 | 0.4 | 0.12 | 775 | 1 | Honeywell | 2023-07-12 | redacted
Low Income - Power to Save | LED Lights | 0 | 0 | 0 | 47 | 1 | Honeywell | 2023-07-12 | redacted
Low Income - Power to Save | Weather Strip/Caulk | 0 | 0.25 | 0.09 | 503.3 | 1 | Honeywell | 2023-07-31 | redacted
Low Income - Power to Save | Outdoor Coil Cleaning | 0 | 0.1 | 0 | 275 | 1 | Honeywell | 2023-07-31 | redacted
Low Income - Power to Save | HVAC Inspection | 0 | 0.17 | 0 | 268.73 | 1 | Honeywell | 2023-07-31 | redacted
Low Income - Power to Save | Faucet Aerators | 0 | 0 | 0.02 | 110.58 | 1 | Honeywell | 2023-07-31 | redacted
Low Income - Power to Save | Low Flow Showerhead | 0 | 0.04 | 0.1 | 504.08 | 1 | Honeywell | 2023-07-31 | redacted
Low Income - Power to Save | LI - DUCT | 0 | 0.4 | 0.12 | 775.77 | 1 | Honeywell | 2023-07-31 | redacted
Low Income - Power to Save | LED Lights | 0 | 0 | 0 | 47.6 | 1 | Honeywell | 2023-07-31 | redacted
Low Income - Power to Save | Weather Strip/Caulk | 0 | 0.25 | 0.09 | 503.3 | 1 | Honeywell | 2023-07-13 | redacted
Low Income - Power to Save | Pipe Wrap | 0 | 0.01 | 0.03 | 143.65 | 1 | Honeywell | 2023-07-13 | redacted
Low Income - Power to Save | LED Lights | 0 | 0 | 0 | 47.6 | 1 | Honeywell | 2023-07-13 | redacted
Low Income - Power to Save | Outdoor Coil Cleaning | 0 | 0.1 | 0 | 275 | 1 | Honeywell | 2023-07-12 | redacted
Low Income - Power to Save | LED Lights | 0 | 0 | 0 | 47 | 1 | Honeywell | 2023-07-12 | redacted
Low Income - Power to Save | Weather Strip/Caulk | 0 | 0.25 | 0.09 | 503.3 | 1 | Honeywell | 2023-07-19 | redacted
Low Income - Power to Save | Outdoor Coil Cleaning | 0 | 0.1 | 0 | 275 | 1 | Honeywell | 2023-07-19 | redacted
Low Income - Power to Save | HVAC Inspection | 0 | 0.17 | 0 | 268.73 | 1 | Honeywell | 2023-07-19 | redacted
Low Income - Power to Save | Low Flow Showerhead | 0 | 0.04 | 0.1 | 504.08 | 1 | Honeywell | 2023-07-19 | redacted
Low Income - Power to Save | LI - DUCT | 0 | 0.4 | 0.12 | 775.77 | 1 | Honeywell | 2023-07-19 | redacted
Low Income - Power to Save | LED Lights | 0 | 0 | 0 | 47.6 | 1 | Honeywell | 2023-07-19 | redacted
Low Income - Power to Save | Weather Strip/Caulk | 0 | 0.25 | 0.09 | 503 | 1 | Honeywell | 2023-07-12 | redacted
Low Income - Power to Save | Pipe Wrap | 0 | 0.01 | 0.03 | 143 | 1 | Honeywell | 2023-07-12 | redacted
Low Income - Power to Save | Low Flow Showerhead | 0 | 0.04 | 0.1 | 504 | 1 | Honeywell | 2023-07-12 | redacted
Low Income - Power to Save | LED Lights | 0 | 0 | 0 | 47 | 1 | Honeywell | 2023-07-12 | redacted
Low Income - Power to Save | Weather Strip/Caulk | 0 | 0.25 | 0.09 | 503 | 1 | Honeywell | 2023-07-10 | redacted
Low Income - Power to Save | Pipe Wrap | 0 | 0.01 | 0.03 | 143 | 1 | Honeywell | 2023-07-10 | redacted
Low Income - Power to Save | Outdoor Coil Cleaning | 0 | 0.1 | 0 | 275 | 1 | Honeywell | 2023-07-10 | redacted
Low Income - Power to Save | HVAC Inspection | 0 | 0.17 | 0 | 268 | 1 | Honeywell | 2023-07-10 | redacted
Low Income - Power to Save | Faucet Aerators | 0 | 0 | 0.02 | 110 | 1 | Honeywell | 2023-07-10 | redacted
Low Income - Power to Save | LI - DUCT | 0 | 0.4 | 0.12 | 775 | 1 | Honeywell | 2023-07-10 | redacted
Low Income - Power to Save | LED Lights | 0 | 0 | 0 | 47 | 1 | Honeywell | 2023-07-10 | redacted
Low Income - Power to Save | Weather Strip/Caulk | 0 | 0.25 | 0.09 | 503.3 | 1 | Honeywell | 2023-07-19 | redacted
Low Income - Power to Save | Pipe Wrap | 0 | 0.01 | 0.03 | 143.65 | 1 | Honeywell | 2023-07-19 | redacted
Low Income - Power to Save | Outdoor Coil Cleaning | 0 | 0.1 | 0 | 275 | 1 | Honeywell | 2023-07-19 | redacted
Low Income - Power to Save | HVAC Inspection | 0 | 0.17 | 0 | 268.73 | 1 | Honeywell | 2023-07-19 | redacted
Low Income - Power to Save | LI - DUCT | 0 | 0.4 | 0.12 | 775.77 | 1 | Honeywell | 2023-07-19 | redacted
Low Income - Power to Save | LED Lights | 0 | 0 | 0 | 47.6 | 1 | Honeywell | 2023-07-19 | redacted
Low Income - Power to Save | Faucet Aerators | 0 | 0 | 0.02 | 110.58 | 1 | Honeywell | 2023-07-13 | redacted
Low Income - Power to Save | Low Flow Showerhead | 0 | 0.04 | 0.1 | 504.08 | 1 | Honeywell | 2023-07-13 | redacted
Low Income - Power to Save | LED Lights | 0 | 0 | 0 | 47.6 | 1 | Honeywell | 2023-07-13 | redacted
Low Income - Power to Save | Faucet Aerators | 0 | 0 | 0.02 | 110.58 | 1 | Honeywell | 2023-07-19 | redacted
Low Income - Power to Save | Low Flow Showerhead | 0 | 0.04 | 0.1 | 504.08 | 1 | Honeywell | 2023-07-19 | redacted
Low Income - Power to Save | LED Lights | 0 | 0 | 0 | 47.6 | 1 | Honeywell | 2023-07-19 | redacted
Low Income - Power to Save | Weather Strip/Caulk | 0 | 0.25 | 0.09 | 503 | 1 | Honeywell | 2023-07-12 | redacted
Low Income - Power to Save | Pipe Wrap | 0 | 0.01 | 0.03 | 143 | 1 | Honeywell | 2023-07-12 | redacted
Low Income - Power to Save | Faucet Aerators | 0 | 0 | 0.02 | 110 | 1 | Honeywell | 2023-07-12 | redacted
Low Income - Power to Save | LED Lights | 0 | 0 | 0 | 47 | 1 | Honeywell | 2023-07-12 | redacted
Low Income - Power to Save | Weather Strip/Caulk | 0 | 0.25 | 0.09 | 503 | 1 | Honeywell | 2023-07-12 | redacted
Low Income - Power to Save | Faucet Aerators | 0 | 0 | 0.02 | 110 | 1 | Honeywell | 2023-07-12 | redacted
Low Income - Power to Save | Low Flow Showerhead | 0 | 0.04 | 0.1 | 504 | 1 | Honeywell | 2023-07-12 | redacted
Low Income - Power to Save | LED Lights | 0 | 0 | 0 | 47 | 1 | Honeywell | 2023-07-12 | redacted
Low Income - Power to Save | Weather Strip/Caulk | 0 | 0.25 | 0.09 | 503 | 1 | Honeywell | 2023-07-12 | redacted
Low Income - Power to Save | Pipe Wrap | 0 | 0.01 | 0.03 | 143 | 1 | Honeywell | 2023-07-12 | redacted
Low Income - Power to Save | Low Flow Showerhead | 0 | 0.04 | 0.1 | 504 | 1 | Honeywell | 2023-07-12 | redacted
Low Income - Power to Save | LED Lights | 0 | 0 | 0 | 47 | 1 | Honeywell | 2023-07-12 | redacted
Low Income - Power to Save | Weather Strip/Caulk | 0 | 0.25 | 0.09 | 503 | 1 | Honeywell | 2023-07-12 | redacted
Low Income - Power to Save | Pipe Wrap | 0 | 0.01 | 0.03 | 143 | 1 | Honeywell | 2023-07-12 | redacted
Low Income - Power to Save | Faucet Aerators | 0 | 0 | 0.02 | 110 | 1 | Honeywell | 2023-07-12 | redacted
Low Income - Power to Save | Low Flow Showerhead | 0 | 0.04 | 0.1 | 504 | 1 | Honeywell | 2023-07-12 | redacted
Low Income - Power to Save | LED Lights | 0 | 0 | 0 | 47 | 1 | Honeywell | 2023-07-12 | redacted
Low Income - Power to Save | Weather Strip/Caulk | 0 | 0.25 | 0.09 | 503.3 | 1 | Honeywell | 2023-07-19 | redacted
Low Income - Power to Save | Outdoor Coil Cleaning | 0 | 0.1 | 0 | 275 | 1 | Honeywell | 2023-07-19 | redacted
Low Income - Power to Save | HVAC Inspection | 0 | 0.17 | 0 | 268.73 | 1 | Honeywell | 2023-07-19 | redacted
Low Income - Power to Save | Faucet Aerators | 0 | 0 | 0.02 | 110.58 | 1 | Honeywell | 2023-07-19 | redacted
Low Income - Power to Save | Low Flow Showerhead | 0 | 0.04 | 0.1 | 504.08 | 1 | Honeywell | 2023-07-19 | redacted
Low Income - Power to Save | LI - DUCT | 0 | 0.4 | 0.12 | 775.77 | 1 | Honeywell | 2023-07-19 | redacted
Low Income - Power to Save | LED Lights | 0 | 0 | 0 | 47.6 | 1 | Honeywell | 2023-07-19 | redacted
Low Income - Power to Save | Weather Strip/Caulk | 0 | 0.25 | 0.09 | 503.3 | 1 | Honeywell | 2023-07-19 | redacted
Low Income - Power to Save | Outdoor Coil Cleaning | 0 | 0.1 | 0 | 275 | 1 | Honeywell | 2023-07-19 | redacted
Low Income - Power to Save | HVAC Inspection | 0 | 0.17 | 0 | 268.73 | 1 | Honeywell | 2023-07-19 | redacted
Low Income - Power to Save | Low Flow Showerhead | 0 | 0.04 | 0.1 | 504.08 | 1 | Honeywell | 2023-07-19 | redacted
Low Income - Power to Save | LI - DUCT | 0 | 0.4 | 0.12 | 775.77 | 1 | Honeywell | 2023-07-19 | redacted
Low Income - Power to Save | LED Lights | 0 | 0 | 0 | 47.6 | 1 | Honeywell | 2023-07-19 | redacted
Low Income - Power to Save | Weather Strip/Caulk | 0 | 0.25 | 0.09 | 503 | 1 | Honeywell | 2023-07-12 | redacted
Low Income - Power to Save | Outdoor Coil Cleaning | 0 | 0.1 | 0 | 275 | 1 | Honeywell | 2023-07-12 | redacted
Low Income - Power to Save | HVAC Inspection | 0 | 0.17 | 0 | 268 | 1 | Honeywell | 2023-07-12 | redacted
Low Income - Power to Save | Faucet Aerators | 0 | 0 | 0.02 | 110 | 1 | Honeywell | 2023-07-12 | redacted
Low Income - Power to Save | Low Flow Showerhead | 0 | 0.04 | 0.1 | 504 | 1 | Honeywell | 2023-07-12 | redacted
Low Income - Power to Save | LI - DUCT | 0 | 0.4 | 0.12 | 775 | 1 | Honeywell | 2023-07-12 | redacted
Low Income - Power to Save | LED Lights | 0 | 0 | 0 | 47 | 1 | Honeywell | 2023-07-12 | redacted
Low Income - Power to Save | Outdoor Coil Cleaning | 0 | 0.1 | 0 | 275 | 1 | Honeywell | 2023-07-12 | redacted
Low Income - Power to Save | Faucet Aerators | 0 | 0 | 0.02 | 110 | 1 | Honeywell | 2023-07-12 | redacted
Low Income - Power to Save | Low Flow Showerhead | 0 | 0.04 | 0.1 | 504 | 1 | Honeywell | 2023-07-12 | redacted
Low Income - Power to Save | LED Lights | 0 | 0 | 0 | 47 | 1 | Honeywell | 2023-07-12 | redacted
Low Income - Power to Save | Weather Strip/Caulk | 0 | 0.25 | 0.09 | 503.3 | 1 | Honeywell | 2023-07-19 | redacted
Low Income - Power to Save | Outdoor Coil Cleaning | 0 | 0.1 | 0 | 275 | 1 | Honeywell | 2023-07-19 | redacted
Low Income - Power to Save | HVAC Inspection | 0 | 0.17 | 0 | 268.73 | 1 | Honeywell | 2023-07-19 | redacted
Low Income - Power to Save | Faucet Aerators | 0 | 0 | 0.02 | 110.58 | 1 | Honeywell | 2023-07-19 | redacted
Low Income - Power to Save | Low Flow Showerhead | 0 | 0.04 | 0.1 | 504.08 | 1 | Honeywell | 2023-07-19 | redacted
Low Income - Power to Save | LI - DUCT | 0 | 0.4 | 0.12 | 775.77 | 1 | Honeywell | 2023-07-19 | redacted
Low Income - Power to Save | LED Lights | 0 | 0 | 0 | 47.6 | 1 | Honeywell | 2023-07-19 | redacted
Low Income - Power to Save | Outdoor Coil Cleaning | 0 | 0.1 | 0 | 275 | 1 | Honeywell | 2023-07-12 | redacted
Low Income - Power to Save | Faucet Aerators | 0 | 0 | 0.02 | 110 | 1 | Honeywell | 2023-07-12 | redacted
Low Income - Power to Save | LED Lights | 0 | 0 | 0 | 47 | 1 | Honeywell | 2023-07-12 | redacted
Low Income - Power to Save | Weather Strip/Caulk | 0 | 0.25 | 0.09 | 503.3 | 1 | Honeywell | 2023-07-19 | redacted
Low Income - Power to Save | Outdoor Coil Cleaning | 0 | 0.1 | 0 | 275 | 1 | Honeywell | 2023-07-19 | redacted
Low Income - Power to Save | HVAC Inspection | 0 | 0.17 | 0 | 268.73 | 1 | Honeywell | 2023-07-19 | redacted
Low Income - Power to Save | Low Flow Showerhead | 0 | 0.04 | 0.1 | 504.08 | 1 | Honeywell | 2023-07-19 | redacted
Low Income - Power to Save | LI - DUCT | 0 | 0.4 | 0.12 | 775.77 | 1 | Honeywell | 2023-07-19 | redacted
Low Income - Power to Save | LED Lights | 0 | 0 | 0 | 47.6 | 1 | Honeywell | 2023-07-19 | redacted
Low Income - Power to Save | Weather Strip/Caulk | 0 | 0.25 | 0.09 | 503.3 | 1 | Honeywell | 2023-07-20 | redacted
Low Income - Power to Save | Outdoor Coil Cleaning | 0 | 0.1 | 0 | 275 | 1 | Honeywell | 2023-07-20 | redacted
Low Income - Power to Save | HVAC Inspection | 0 | 0.17 | 0 | 268.73 | 1 | Honeywell | 2023-07-20 | redacted
Low Income - Power to Save | Faucet Aerators | 0 | 0 | 0.02 | 110.58 | 1 | Honeywell | 2023-07-20 | redacted
Low Income - Power to Save | Low Flow Showerhead | 0 | 0.04 | 0.1 | 504.08 | 1 | Honeywell | 2023-07-20 | redacted
Low Income - Power to Save | LI - DUCT | 0 | 0.4 | 0.12 | 775.77 | 1 | Honeywell | 2023-07-20 | redacted
Low Income - Power to Save | LED Lights | 0 | 0 | 0 | 47.6 | 1 | Honeywell | 2023-07-20 | redacted
Low Income - Power to Save | Weather Strip/Caulk | 0 | 0.25 | 0.09 | 503.3 | 1 | Honeywell | 2023-07-18 | redacted
Low Income - Power to Save | Outdoor Coil Cleaning | 0 | 0.1 | 0 | 275 | 1 | Honeywell | 2023-07-18 | redacted
Low Income - Power to Save | HVAC Inspection | 0 | 0.17 | 0 | 268.73 | 1 | Honeywell | 2023-07-18 | redacted
Low Income - Power to Save | Low Flow Showerhead | 0 | 0.04 | 0.1 | 504.08 | 1 | Honeywell | 2023-07-18 | redacted
Low Income - Power to Save | LED Lights | 0 | 0 | 0 | 47.6 | 1 | Honeywell | 2023-07-18 | redacted
Low Income - Power to Save | Weather Strip/Caulk | 0 | 0.25 | 0.09 | 503.3 | 1 | Honeywell | 2023-07-18 | redacted
Low Income - Power to Save | Outdoor Coil Cleaning | 0 | 0.1 | 0 | 275 | 1 | Honeywell | 2023-07-18 | redacted
Low Income - Power to Save | HVAC Inspection | 0 | 0.17 | 0 | 268.73 | 1 | Honeywell | 2023-07-18 | redacted
Low Income - Power to Save | LI - DUCT | 0 | 0.4 | 0.12 | 775.77 | 1 | Honeywell | 2023-07-18 | redacted
Low Income - Power to Save | LED Lights | 0 | 0 | 0 | 47.6 | 1 | Honeywell | 2023-07-18 | redacted
Low Income - Power to Save | Outdoor Coil Cleaning | 0 | 0.1 | 0 | 275 | 1 | Honeywell | 2023-07-14 | redacted
Low Income - Power to Save | Faucet Aerators | 0 | 0 | 0.02 | 110.58 | 1 | Honeywell | 2023-07-14 | redacted
Low Income - Power to Save | Low Flow Showerhead | 0 | 0.04 | 0.1 | 504.08 | 1 | Honeywell | 2023-07-14 | redacted
Low Income - Power to Save | LED Lights | 0 | 0 | 0 | 47.6 | 1 | Honeywell | 2023-07-14 | redacted
Low Income - Power to Save | Weather Strip/Caulk | 0 | 0.25 | 0.09 | 503 | 1 | Honeywell | 2023-07-10 | redacted
Low Income - Power to Save | Faucet Aerators | 0 | 0 | 0.02 | 110 | 1 | Honeywell | 2023-07-10 | redacted
Low Income - Power to Save | Low Flow Showerhead | 0 | 0.04 | 0.1 | 504 | 1 | Honeywell | 2023-07-10 | redacted
Low Income - Power to Save | LED Lights | 0 | 0 | 0 | 47 | 1 | Honeywell | 2023-07-10 | redacted
Low Income - Power to Save | Weather Strip/Caulk | 0 | 0.25 | 0.09 | 503 | 1 | Honeywell | 2023-07-12 | redacted
Low Income - Power to Save | Faucet Aerators | 0 | 0 | 0.02 | 110 | 1 | Honeywell | 2023-07-12 | redacted
Low Income - Power to Save | Low Flow Showerhead | 0 | 0.04 | 0.1 | 504 | 1 | Honeywell | 2023-07-12 | redacted
Low Income - Power to Save | LED Lights | 0 | 0 | 0 | 47 | 1 | Honeywell | 2023-07-12 | redacted
Low Income - Power to Save | Outdoor Coil Cleaning | 0 | 0.1 | 0 | 275 | 1 | Honeywell | 2023-07-24 | redacted
Low Income - Power to Save | Faucet Aerators | 0 | 0 | 0.02 | 110.58 | 1 | Honeywell | 2023-07-24 | redacted
Low Income - Power to Save | Low Flow Showerhead | 0 | 0.04 | 0.1 | 504.08 | 1 | Honeywell | 2023-07-24 | redacted
Low Income - Power to Save | LED Lights | 0 | 0 | 0 | 47.6 | 1 | Honeywell | 2023-07-24 | redacted
Low Income - Power to Save | Faucet Aerators | 0 | 0 | 0.02 | 110.58 | 1 | Honeywell | 2023-07-13 | redacted
Low Income - Power to Save | Low Flow Showerhead | 0 | 0.04 | 0.1 | 504.08 | 1 | Honeywell | 2023-07-13 | redacted
Low Income - Power to Save | LED Lights | 0 | 0 | 0 | 47.6 | 1 | Honeywell | 2023-07-13 | redacted
Low Income - Power to Save | Weather Strip/Caulk | 0 | 0.25 | 0.09 | 503.3 | 1 | Honeywell | 2023-07-31 | redacted
Low Income - Power to Save | Outdoor Coil Cleaning | 0 | 0.1 | 0 | 275 | 1 | Honeywell | 2023-07-31 | redacted
Low Income - Power to Save | HVAC Inspection | 0 | 0.17 | 0 | 268.73 | 1 | Honeywell | 2023-07-31 | redacted
Low Income - Power to Save | Faucet Aerators | 0 | 0 | 0.02 | 110.58 | 1 | Honeywell | 2023-07-31 | redacted
Low Income - Power to Save | Low Flow Showerhead | 0 | 0.04 | 0.1 | 504.08 | 1 | Honeywell | 2023-07-31 | redacted
Low Income - Power to Save | LI - DUCT | 0 | 0.4 | 0.12 | 775.77 | 1 | Honeywell | 2023-07-31 | redacted
Low Income - Power to Save | LED Lights | 0 | 0 | 0 | 47.6 | 1 | Honeywell | 2023-07-31 | redacted
Low Income - Power to Save | Weather Strip/Caulk | 0 | 0.25 | 0.09 | 503.3 | 1 | Honeywell | 2023-07-18 | redacted
Low Income - Power to Save | Outdoor Coil Cleaning | 0 | 0.1 | 0 | 275 | 1 | Honeywell | 2023-07-18 | redacted
Low Income - Power to Save | Faucet Aerators | 0 | 0 | 0.02 | 110.58 | 1 | Honeywell | 2023-07-18 | redacted
Low Income - Power to Save | LI - DUCT | 0 | 0.4 | 0.12 | 775.77 | 1 | Honeywell | 2023-07-18 | redacted
Low Income - Power to Save | LED Lights | 0 | 0 | 0 | 47.6 | 1 | Honeywell | 2023-07-18 | redacted
Low Income - Power to Save | Weather Strip/Caulk | 0 | 0.25 | 0.09 | 503.3 | 1 | Honeywell | 2023-07-18 | redacted
Low Income - Power to Save | Pipe Wrap | 0 | 0.01 | 0.03 | 143.65 | 1 | Honeywell | 2023-07-18 | redacted
Low Income - Power to Save | Outdoor Coil Cleaning | 0 | 0.1 | 0 | 275 | 1 | Honeywell | 2023-07-18 | redacted
Low Income - Power to Save | Faucet Aerators | 0 | 0 | 0.02 | 110.58 | 1 | Honeywell | 2023-07-18 | redacted
Low Income - Power to Save | Low Flow Showerhead | 0 | 0.04 | 0.1 | 504.08 | 1 | Honeywell | 2023-07-18 | redacted
Low Income - Power to Save | LED Lights | 0 | 0 | 0 | 47.6 | 1 | Honeywell | 2023-07-18 | redacted
Low Income - Power to Save | Faucet Aerators | 0 | 0 | 0.02 | 110.58 | 1 | Honeywell | 2023-07-14 | redacted
Low Income - Power to Save | Low Flow Showerhead | 0 | 0.04 | 0.1 | 504.08 | 1 | Honeywell | 2023-07-14 | redacted
Low Income - Power to Save | LED Lights | 0 | 0 | 0 | 47.6 | 1 | Honeywell | 2023-07-14 | redacted
Low Income - Power to Save | Faucet Aerators | 0 | 0 | 0.02 | 110.58 | 1 | Honeywell | 2023-07-27 | redacted
Low Income - Power to Save | Low Flow Showerhead | 0 | 0.04 | 0.1 | 504.08 | 1 | Honeywell | 2023-07-27 | redacted
Low Income - Power to Save | LED Lights | 0 | 0 | 0 | 47.6 | 1 | Honeywell | 2023-07-27 | redacted
Low Income - Power to Save | Weather Strip/Caulk | 0 | 0.25 | 0.09 | 503.3 | 1 | Honeywell | 2023-07-31 | redacted
Low Income - Power to Save | Low Flow Showerhead | 0 | 0.04 | 0.1 | 504.08 | 1 | Honeywell | 2023-07-31 | redacted
Low Income - Power to Save | LED Lights | 0 | 0 | 0 | 47.6 | 1 | Honeywell | 2023-07-31 | redacted
Low Income - Power to Save | Weather Strip/Caulk | 0 | 0.25 | 0.09 | 503.3 | 1 | Honeywell | 2023-07-28 | redacted
Low Income - Power to Save | Outdoor Coil Cleaning | 0 | 0.1 | 0 | 275 | 1 | Honeywell | 2023-07-28 | redacted
Low Income - Power to Save | HVAC Inspection | 0 | 0.17 | 0 | 268.73 | 1 | Honeywell | 2023-07-28 | redacted
Low Income - Power to Save | Low Flow Showerhead | 0 | 0.04 | 0.1 | 504.08 | 1 | Honeywell | 2023-07-28 | redacted
Low Income - Power to Save | LI - DUCT | 0 | 0.4 | 0.12 | 775.77 | 1 | Honeywell | 2023-07-28 | redacted
Low Income - Power to Save | LED Lights | 0 | 0 | 0 | 47.6 | 1 | Honeywell | 2023-07-28 | redacted
Low Income - Power to Save | Weather Strip/Caulk | 0 | 0.25 | 0.09 | 503 | 1 | Honeywell | 2023-07-11 | redacted
Low Income - Power to Save | Faucet Aerators | 0 | 0 | 0.02 | 110 | 1 | Honeywell | 2023-07-11 | redacted
Low Income - Power to Save | Low Flow Showerhead | 0 | 0.04 | 0.1 | 504 | 1 | Honeywell | 2023-07-11 | redacted
Low Income - Power to Save | LED Lights | 0 | 0 | 0 | 47 | 1 | Honeywell | 2023-07-11 | redacted
Low Income - Power to Save | Weather Strip/Caulk | 0 | 0.25 | 0.09 | 503 | 1 | Honeywell | 2023-07-10 | redacted
Low Income - Power to Save | Outdoor Coil Cleaning | 0 | 0.1 | 0 | 275 | 1 | Honeywell | 2023-07-10 | redacted
Low Income - Power to Save | HVAC Inspection | 0 | 0.17 | 0 | 268 | 1 | Honeywell | 2023-07-10 | redacted
Low Income - Power to Save | Faucet Aerators | 0 | 0 | 0.02 | 110 | 1 | Honeywell | 2023-07-10 | redacted
Low Income - Power to Save | Low Flow Showerhead | 0 | 0.04 | 0.1 | 504 | 1 | Honeywell | 2023-07-10 | redacted
Low Income - Power to Save | LI - DUCT | 0 | 0.4 | 0.12 | 775 | 1 | Honeywell | 2023-07-10 | redacted
Low Income - Power to Save | LED Lights | 0 | 0 | 0 | 47 | 1 | Honeywell | 2023-07-10 | redacted
Low Income - Power to Save | Weather Strip/Caulk | 0 | 0.25 | 0.09 | 503 | 1 | Honeywell | 2023-07-10 | redacted
Low Income - Power to Save | Pipe Wrap | 0 | 0.01 | 0.03 | 143 | 1 | Honeywell | 2023-07-10 | redacted
Low Income - Power to Save | Outdoor Coil Cleaning | 0 | 0.1 | 0 | 275 | 1 | Honeywell | 2023-07-10 | redacted
Low Income - Power to Save | HVAC Inspection | 0 | 0.17 | 0 | 268 | 1 | Honeywell | 2023-07-10 | redacted
Low Income - Power to Save | Low Flow Showerhead | 0 | 0.04 | 0.1 | 504 | 1 | Honeywell | 2023-07-10 | redacted
Low Income - Power to Save | LI - DUCT | 0 | 0.4 | 0.12 | 775 | 1 | Honeywell | 2023-07-10 | redacted
Low Income - Power to Save | LED Lights | 0 | 0 | 0 | 47 | 1 | Honeywell | 2023-07-10 | redacted
Low Income - Power to Save | Faucet Aerators | 0 | 0 | 0.02 | 110.58 | 1 | Honeywell | 2023-07-28 | redacted
Low Income - Power to Save | Low Flow Showerhead | 0 | 0.04 | 0.1 | 504.08 | 1 | Honeywell | 2023-07-28 | redacted
Low Income - Power to Save | LED Lights | 0 | 0 | 0 | 47.6 | 1 | Honeywell | 2023-07-28 | redacted
Low Income - Power to Save | Outdoor Coil Cleaning | 0 | 0.1 | 0 | 275 | 1 | Honeywell | 2023-07-12 | redacted
Low Income - Power to Save | Faucet Aerators | 0 | 0 | 0.02 | 110 | 1 | Honeywell | 2023-07-12 | redacted
Low Income - Power to Save | Low Flow Showerhead | 0 | 0.04 | 0.1 | 504 | 1 | Honeywell | 2023-07-12 | redacted
Low Income - Power to Save | LED Lights | 0 | 0 | 0 | 47 | 1 | Honeywell | 2023-07-12 | redacted
Low Income - Power to Save | Weather Strip/Caulk | 0 | 0.25 | 0.09 | 503.3 | 1 | Honeywell | 2023-07-19 | redacted
Low Income - Power to Save | Outdoor Coil Cleaning | 0 | 0.1 | 0 | 275 | 1 | Honeywell | 2023-07-19 | redacted
Low Income - Power to Save | HVAC Inspection | 0 | 0.17 | 0 | 268.73 | 1 | Honeywell | 2023-07-19 | redacted
Low Income - Power to Save | Low Flow Showerhead | 0 | 0.04 | 0.1 | 504.08 | 1 | Honeywell | 2023-07-19 | redacted
Low Income - Power to Save | LI - DUCT | 0 | 0.4 | 0.12 | 775.77 | 1 | Honeywell | 2023-07-19 | redacted
Low Income - Power to Save | LED Lights | 0 | 0 | 0 | 47.6 | 1 | Honeywell | 2023-07-19 | redacted
Low Income - Power to Save | Weather Strip/Caulk | 0 | 0.25 | 0.09 | 503.3 | 1 | Honeywell | 2023-07-31 | redacted
Low Income - Power to Save | Outdoor Coil Cleaning | 0 | 0.1 | 0 | 275 | 1 | Honeywell | 2023-07-31 | redacted
Low Income - Power to Save | HVAC Inspection | 0 | 0.17 | 0 | 268.73 | 1 | Honeywell | 2023-07-31 | redacted
Low Income - Power to Save | Faucet Aerators | 0 | 0 | 0.02 | 110.58 | 1 | Honeywell | 2023-07-31 | redacted
Low Income - Power to Save | Low Flow Showerhead | 0 | 0.04 | 0.1 | 504.08 | 1 | Honeywell | 2023-07-31 | redacted
Low Income - Power to Save | LI - DUCT | 0 | 0.4 | 0.12 | 775.77 | 1 | Honeywell | 2023-07-31 | redacted
Low Income - Power to Save | LED Lights | 0 | 0 | 0 | 47.6 | 1 | Honeywell | 2023-07-31 | redacted
Low Income - Power to Save | Weather Strip/Caulk | 0 | 0.25 | 0.09 | 503.3 | 1 | Honeywell | 2023-07-31 | redacted
Low Income - Power to Save | Outdoor Coil Cleaning | 0 | 0.1 | 0 | 275 | 1 | Honeywell | 2023-07-31 | redacted
Low Income - Power to Save | HVAC Inspection | 0 | 0.17 | 0 | 268.73 | 1 | Honeywell | 2023-07-31 | redacted
Low Income - Power to Save | Faucet Aerators | 0 | 0 | 0.02 | 110.58 | 1 | Honeywell | 2023-07-31 | redacted
Low Income - Power to Save | Low Flow Showerhead | 0 | 0.04 | 0.1 | 504.08 | 1 | Honeywell | 2023-07-31 | redacted
Low Income - Power to Save | LED Lights | 0 | 0 | 0 | 47.6 | 1 | Honeywell | 2023-07-31 | redacted
Low Income - Power to Save | Outdoor Coil Cleaning | 0 | 0.1 | 0 | 275 | 1 | Honeywell | 2023-07-12 | redacted
Low Income - Power to Save | Faucet Aerators | 0 | 0 | 0.02 | 110 | 1 | Honeywell | 2023-07-12 | redacted
Low Income - Power to Save | Low Flow Showerhead | 0 | 0.04 | 0.1 | 504 | 1 | Honeywell | 2023-07-12 | redacted
Low Income - Power to Save | LED Lights | 0 | 0 | 0 | 47 | 1 | Honeywell | 2023-07-12 | redacted
Low Income - Power to Save | Faucet Aerators | 0 | 0 | 0.02 | 110.58 | 1 | Honeywell | 2023-07-14 | redacted
Low Income - Power to Save | Low Flow Showerhead | 0 | 0.04 | 0.1 | 504.08 | 1 | Honeywell | 2023-07-14 | redacted
Low Income - Power to Save | LED Lights | 0 | 0 | 0 | 47.6 | 1 | Honeywell | 2023-07-14 | redacted
Low Income - Power to Save | Faucet Aerators | 0 | 0 | 0.02 | 110.58 | 1 | Honeywell | 2023-07-20 | redacted
Low Income - Power to Save | Low Flow Showerhead | 0 | 0.04 | 0.1 | 504.08 | 1 | Honeywell | 2023-07-20 | redacted
Low Income - Power to Save | LED Lights | 0 | 0 | 0 | 47.6 | 1 | Honeywell | 2023-07-20 | redacted
Low Income - Power to Save | Weather Strip/Caulk | 0 | 0.25 | 0.09 | 503.3 | 1 | Honeywell | 2023-07-28 | redacted
Low Income - Power to Save | Outdoor Coil Cleaning | 0 | 0.1 | 0 | 275 | 1 | Honeywell | 2023-07-28 | redacted
Low Income - Power to Save | HVAC Inspection | 0 | 0.17 | 0 | 268.73 | 1 | Honeywell | 2023-07-28 | redacted
Low Income - Power to Save | Faucet Aerators | 0 | 0 | 0.02 | 110.58 | 1 | Honeywell | 2023-07-28 | redacted
Low Income - Power to Save | Low Flow Showerhead | 0 | 0.04 | 0.1 | 504.08 | 1 | Honeywell | 2023-07-28 | redacted
Low Income - Power to Save | LI - DUCT | 0 | 0.4 | 0.12 | 775.77 | 1 | Honeywell | 2023-07-28 | redacted
Low Income - Power to Save | LED Lights | 0 | 0 | 0 | 47.6 | 1 | Honeywell | 2023-07-28 | redacted
Low Income - Power to Save | Outdoor Coil Cleaning | 0 | 0.1 | 0 | 275 | 1 | Honeywell | 2023-07-31 | redacted
Low Income - Power to Save | Faucet Aerators | 0 | 0 | 0.02 | 110.58 | 1 | Honeywell | 2023-07-31 | redacted
Low Income - Power to Save | LED Lights | 0 | 0 | 0 | 47.6 | 1 | Honeywell | 2023-07-31 | redacted
Low Income - Power to Save | Weather Strip/Caulk | 0 | 0.25 | 0.09 | 503 | 1 | Honeywell | 2023-07-12 | redacted
Low Income - Power to Save | Outdoor Coil Cleaning | 0 | 0.1 | 0 | 275 | 1 | Honeywell | 2023-07-12 | redacted
Low Income - Power to Save | HVAC Inspection | 0 | 0.17 | 0 | 268 | 1 | Honeywell | 2023-07-12 | redacted
Low Income - Power to Save | Faucet Aerators | 0 | 0 | 0.02 | 110 | 1 | Honeywell | 2023-07-12 | redacted
Low Income - Power to Save | Low Flow Showerhead | 0 | 0.04 | 0.1 | 504 | 1 | Honeywell | 2023-07-12 | redacted
Low Income - Power to Save | LED Lights | 0 | 0 | 0 | 47 | 1 | Honeywell | 2023-07-12 | redacted
Low Income - Power to Save | Weather Strip/Caulk | 0 | 0.25 | 0.09 | 503.3 | 1 | Honeywell | 2023-07-18 | redacted
Low Income - Power to Save | Outdoor Coil Cleaning | 0 | 0.1 | 0 | 275 | 1 | Honeywell | 2023-07-18 | redacted
Low Income - Power to Save | HVAC Inspection | 0 | 0.17 | 0 | 268.73 | 1 | Honeywell | 2023-07-18 | redacted
Low Income - Power to Save | Low Flow Showerhead | 0 | 0.04 | 0.1 | 504.08 | 1 | Honeywell | 2023-07-18 | redacted
Low Income - Power to Save | LI - DUCT | 0 | 0.4 | 0.12 | 775.77 | 1 | Honeywell | 2023-07-18 | redacted
Low Income - Power to Save | LED Lights | 0 | 0 | 0 | 47.6 | 1 | Honeywell | 2023-07-18 | redacted
Low Income - Power to Save | Weather Strip/Caulk | 0 | 0.25 | 0.09 | 503.3 | 1 | Honeywell | 2023-07-31 | redacted
Low Income - Power to Save | Outdoor Coil Cleaning | 0 | 0.1 | 0 | 275 | 1 | Honeywell | 2023-07-31 | redacted
Low Income - Power to Save | HVAC Inspection | 0 | 0.17 | 0 | 268.73 | 1 | Honeywell | 2023-07-31 | redacted
Low Income - Power to Save | Faucet Aerators | 0 | 0 | 0.02 | 110.58 | 1 | Honeywell | 2023-07-31 | redacted
Low Income - Power to Save | Low Flow Showerhead | 0 | 0.04 | 0.1 | 504.08 | 1 | Honeywell | 2023-07-31 | redacted
Low Income - Power to Save | LED Lights | 0 | 0 | 0 | 47.6 | 1 | Honeywell | 2023-07-31 | redacted
Low Income - Power to Save | Weather Strip/Caulk | 0 | 0.25 | 0.09 | 503.3 | 1 | Honeywell | 2023-07-19 | redacted
Low Income - Power to Save | Outdoor Coil Cleaning | 0 | 0.1 | 0 | 275 | 1 | Honeywell | 2023-07-19 | redacted
Low Income - Power to Save | HVAC Inspection | 0 | 0.17 | 0 | 268.73 | 1 | Honeywell | 2023-07-19 | redacted
Low Income - Power to Save | Low Flow Showerhead | 0 | 0.04 | 0.1 | 504.08 | 1 | Honeywell | 2023-07-19 | redacted
Low Income - Power to Save | LI - DUCT | 0 | 0.4 | 0.12 | 775.77 | 1 | Honeywell | 2023-07-19 | redacted
Low Income - Power to Save | LED Lights | 0 | 0 | 0 | 47.6 | 1 | Honeywell | 2023-07-19 | redacted
Low Income - Power to Save | Weather Strip/Caulk | 0 | 0.25 | 0.09 | 503.3 | 1 | Honeywell | 2023-07-31 | redacted
Low Income - Power to Save | Outdoor Coil Cleaning | 0 | 0.1 | 0 | 275 | 1 | Honeywell | 2023-07-31 | redacted
Low Income - Power to Save | HVAC Inspection | 0 | 0.17 | 0 | 268.73 | 1 | Honeywell | 2023-07-31 | redacted
Low Income - Power to Save | Faucet Aerators | 0 | 0 | 0.02 | 110.58 | 1 | Honeywell | 2023-07-31 | redacted
Low Income - Power to Save | Low Flow Showerhead | 0 | 0.04 | 0.1 | 504.08 | 1 | Honeywell | 2023-07-31 | redacted
Low Income - Power to Save | LI - DUCT | 0 | 0.4 | 0.12 | 775.77 | 1 | Honeywell | 2023-07-31 | redacted
Low Income - Power to Save | LED Lights | 0 | 0 | 0 | 47.6 | 1 | Honeywell | 2023-07-31 | redacted
Low Income - Power to Save | Weather Strip/Caulk | 0 | 0.25 | 0.09 | 503.3 | 1 | Honeywell | 2023-07-28 | redacted
Low Income - Power to Save | Outdoor Coil Cleaning | 0 | 0.1 | 0 | 275 | 1 | Honeywell | 2023-07-28 | redacted
Low Income - Power to Save | HVAC Inspection | 0 | 0.17 | 0 | 268.73 | 1 | Honeywell | 2023-07-28 | redacted
Low Income - Power to Save | Faucet Aerators | 0 | 0 | 0.02 | 110.58 | 1 | Honeywell | 2023-07-28 | redacted
Low Income - Power to Save | Low Flow Showerhead | 0 | 0.04 | 0.1 | 504.08 | 1 | Honeywell | 2023-07-28 | redacted
Low Income - Power to Save | LI - DUCT | 0 | 0.4 | 0.12 | 775.77 | 1 | Honeywell | 2023-07-28 | redacted
Low Income - Power to Save | LED Lights | 0 | 0 | 0 | 47.6 | 1 | Honeywell | 2023-07-28 | redacted
Low Income - Power to Save | Weather Strip/Caulk | 0 | 0.25 | 0.09 | 503.3 | 1 | Honeywell | 2023-07-31 | redacted
Low Income - Power to Save | Outdoor Coil Cleaning | 0 | 0.1 | 0 | 275 | 1 | Honeywell | 2023-07-31 | redacted
Low Income - Power to Save | HVAC Inspection | 0 | 0.17 | 0 | 268.73 | 1 | Honeywell | 2023-07-31 | redacted
Low Income - Power to Save | Faucet Aerators | 0 | 0 | 0.02 | 110.58 | 1 | Honeywell | 2023-07-31 | redacted
Low Income - Power to Save | Low Flow Showerhead | 0 | 0.04 | 0.1 | 504.08 | 1 | Honeywell | 2023-07-31 | redacted
Low Income - Power to Save | LI - DUCT | 0 | 0.4 | 0.12 | 775.77 | 1 | Honeywell | 2023-07-31 | redacted
Low Income - Power to Save | LED Lights | 0 | 0 | 0 | 47.6 | 1 | Honeywell | 2023-07-31 | redacted
Low Income - Power to Save | Weather Strip/Caulk | 0 | 0.25 | 0.09 | 503.3 | 1 | Honeywell | 2023-07-31 | redacted
Low Income - Power to Save | Outdoor Coil Cleaning | 0 | 0.1 | 0 | 275 | 1 | Honeywell | 2023-07-31 | redacted
Low Income - Power to Save | HVAC Inspection | 0 | 0.17 | 0 | 268.73 | 1 | Honeywell | 2023-07-31 | redacted
Low Income - Power to Save | Faucet Aerators | 0 | 0 | 0.02 | 110.58 | 1 | Honeywell | 2023-07-31 | redacted
Low Income - Power to Save | Low Flow Showerhead | 0 | 0.04 | 0.1 | 504.08 | 1 | Honeywell | 2023-07-31 | redacted
Low Income - Power to Save | LI - DUCT | 0 | 0.4 | 0.12 | 775.77 | 1 | Honeywell | 2023-07-31 | redacted
Low Income - Power to Save | LED Lights | 0 | 0 | 0 | 47.6 | 1 | Honeywell | 2023-07-31 | redacted
Low Income - Power to Save | Weather Strip/Caulk | 0 | 0.25 | 0.09 | 503.3 | 1 | Honeywell | 2023-07-31 | redacted
Low Income - Power to Save | Pipe Wrap | 0 | 0.01 | 0.03 | 143.65 | 1 | Honeywell | 2023-07-31 | redacted
Low Income - Power to Save | Outdoor Coil Cleaning | 0 | 0.1 | 0 | 275 | 1 | Honeywell | 2023-07-31 | redacted
Low Income - Power to Save | HVAC Inspection | 0 | 0.17 | 0 | 268.73 | 1 | Honeywell | 2023-07-31 | redacted
Low Income - Power to Save | Faucet Aerators | 0 | 0 | 0.02 | 110.58 | 1 | Honeywell | 2023-07-31 | redacted
Low Income - Power to Save | Low Flow Showerhead | 0 | 0.04 | 0.1 | 504.08 | 1 | Honeywell | 2023-07-31 | redacted
Low Income - Power to Save | LI - DUCT | 0 | 0.4 | 0.12 | 775.77 | 1 | Honeywell | 2023-07-31 | redacted
Low Income - Power to Save | LED Lights | 0 | 0 | 0 | 47.6 | 1 | Honeywell | 2023-07-31 | redacted
Low Income - Power to Save | Weather Strip/Caulk | 0 | 0.25 | 0.09 | 503 | 1 | Honeywell | 2023-07-12 | redacted
Low Income - Power to Save | Outdoor Coil Cleaning | 0 | 0.1 | 0 | 275 | 1 | Honeywell | 2023-07-12 | redacted
Low Income - Power to Save | Faucet Aerators | 0 | 0 | 0.02 | 110 | 1 | Honeywell | 2023-07-12 | redacted
Low Income - Power to Save | Low Flow Showerhead | 0 | 0.04 | 0.1 | 504 | 1 | Honeywell | 2023-07-12 | redacted
Low Income - Power to Save | LED Lights | 0 | 0 | 0 | 47 | 1 | Honeywell | 2023-07-12 | redacted
Low Income - Power to Save | Weather Strip/Caulk | 0 | 0.25 | 0.09 | 503.3 | 1 | Honeywell | 2023-07-31 | redacted
Low Income - Power to Save | Outdoor Coil Cleaning | 0 | 0.1 | 0 | 275 | 1 | Honeywell | 2023-07-31 | redacted
Low Income - Power to Save | HVAC Inspection | 0 | 0.17 | 0 | 268.73 | 1 | Honeywell | 2023-07-31 | redacted
Low Income - Power to Save | Faucet Aerators | 0 | 0 | 0.02 | 110.58 | 1 | Honeywell | 2023-07-31 | redacted
Low Income - Power to Save | Low Flow Showerhead | 0 | 0.04 | 0.1 | 504.08 | 1 | Honeywell | 2023-07-31 | redacted
Low Income - Power to Save | LED Lights | 0 | 0 | 0 | 47.6 | 1 | Honeywell | 2023-07-31 | redacted
Low Income - Power to Save | Weather Strip/Caulk | 0 | 0.25 | 0.09 | 503.3 | 1 | Honeywell | 2023-07-31 | redacted
Low Income - Power to Save | Outdoor Coil Cleaning | 0 | 0.1 | 0 | 275 | 1 | Honeywell | 2023-07-31 | redacted
Low Income - Power to Save | HVAC Inspection | 0 | 0.17 | 0 | 268.73 | 1 | Honeywell | 2023-07-31 | redacted
Low Income - Power to Save | Faucet Aerators | 0 | 0 | 0.02 | 110.58 | 1 | Honeywell | 2023-07-31 | redacted
Low Income - Power to Save | Low Flow Showerhead | 0 | 0.04 | 0.1 | 504.08 | 1 | Honeywell | 2023-07-31 | redacted
Low Income - Power to Save | LED Lights | 0 | 0 | 0 | 47.6 | 1 | Honeywell | 2023-07-31 | redacted
Low Income - Power to Save | Weather Strip/Caulk | 0 | 0.25 | 0.09 | 503.3 | 1 | Honeywell | 2023-07-18 | redacted
Low Income - Power to Save | Outdoor Coil Cleaning | 0 | 0.1 | 0 | 275 | 1 | Honeywell | 2023-07-18 | redacted
Low Income - Power to Save | HVAC Inspection | 0 | 0.17 | 0 | 268.73 | 1 | Honeywell | 2023-07-18 | redacted
Low Income - Power to Save | LI - DUCT | 0 | 0.4 | 0.12 | 775.77 | 1 | Honeywell | 2023-07-18 | redacted
Low Income - Power to Save | LED Lights | 0 | 0 | 0 | 47.6 | 1 | Honeywell | 2023-07-18 | redacted
Low Income - Power to Save | Weather Strip/Caulk | 0 | 0.25 | 0.09 | 503.3 | 1 | Honeywell | 2023-07-31 | redacted
Low Income - Power to Save | Faucet Aerators | 0 | 0 | 0.02 | 110.58 | 1 | Honeywell | 2023-07-31 | redacted
Low Income - Power to Save | Low Flow Showerhead | 0 | 0.04 | 0.1 | 504.08 | 1 | Honeywell | 2023-07-31 | redacted
Low Income - Power to Save | LED Lights | 0 | 0 | 0 | 47.6 | 1 | Honeywell | 2023-07-31 | redacted
Low Income - Power to Save | Weather Strip/Caulk | 0 | 0.25 | 0.09 | 503.3 | 1 | Honeywell | 2023-07-31 | redacted
Low Income - Power to Save | Outdoor Coil Cleaning | 0 | 0.1 | 0 | 275 | 1 | Honeywell | 2023-07-31 | redacted
Low Income - Power to Save | HVAC Inspection | 0 | 0.17 | 0 | 268.73 | 1 | Honeywell | 2023-07-31 | redacted
Low Income - Power to Save | Faucet Aerators | 0 | 0 | 0.02 | 110.58 | 1 | Honeywell | 2023-07-31 | redacted
Low Income - Power to Save | Low Flow Showerhead | 0 | 0.04 | 0.1 | 504.08 | 1 | Honeywell | 2023-07-31 | redacted
Low Income - Power to Save | LI - DUCT | 0 | 0.4 | 0.12 | 775.77 | 1 | Honeywell | 2023-07-31 | redacted
Low Income - Power to Save | LED Lights | 0 | 0 | 0 | 47.6 | 1 | Honeywell | 2023-07-31 | redacted
Low Income - Power to Save | Outdoor Coil Cleaning | 0 | 0.1 | 0 | 275 | 1 | Honeywell | 2023-07-19 | redacted
Low Income - Power to Save | HVAC Inspection | 0 | 0.17 | 0 | 268.73 | 1 | Honeywell | 2023-07-19 | redacted
Low Income - Power to Save | Faucet Aerators | 0 | 0 | 0.02 | 110.58 | 1 | Honeywell | 2023-07-19 | redacted
Low Income - Power to Save | Low Flow Showerhead | 0 | 0.04 | 0.1 | 504.08 | 1 | Honeywell | 2023-07-19 | redacted
Low Income - Power to Save | LED Lights | 0 | 0 | 0 | 47.6 | 1 | Honeywell | 2023-07-19 | redacted
Low Income - Power to Save | Weather Strip/Caulk | 0 | 0.25 | 0.09 | 503.3 | 1 | Honeywell | 2023-07-13 | redacted
Low Income - Power to Save | Pipe Wrap | 0 | 0.01 | 0.03 | 143.65 | 1 | Honeywell | 2023-07-13 | redacted
Low Income - Power to Save | Outdoor Coil Cleaning | 0 | 0.1 | 0 | 275 | 1 | Honeywell | 2023-07-13 | redacted
Low Income - Power to Save | HVAC Inspection | 0 | 0.17 | 0 | 268.73 | 1 | Honeywell | 2023-07-13 | redacted
Low Income - Power to Save | Faucet Aerators | 0 | 0 | 0.02 | 110.58 | 1 | Honeywell | 2023-07-13 | redacted
Low Income - Power to Save | LI - DUCT | 0 | 0.4 | 0.12 | 775.77 | 1 | Honeywell | 2023-07-13 | redacted
Low Income - Power to Save | LED Lights | 0 | 0 | 0 | 47.6 | 1 | Honeywell | 2023-07-13 | redacted
Low Income - Power to Save | Weather Strip/Caulk | 0 | 0.25 | 0.09 | 503.3 | 1 | Honeywell | 2023-07-31 | redacted
Low Income - Power to Save | Outdoor Coil Cleaning | 0 | 0.1 | 0 | 275 | 1 | Honeywell | 2023-07-31 | redacted
Low Income - Power to Save | HVAC Inspection | 0 | 0.17 | 0 | 268.73 | 1 | Honeywell | 2023-07-31 | redacted
Low Income - Power to Save | Faucet Aerators | 0 | 0 | 0.02 | 110.58 | 1 | Honeywell | 2023-07-31 | redacted
Low Income - Power to Save | Low Flow Showerhead | 0 | 0.04 | 0.1 | 504.08 | 1 | Honeywell | 2023-07-31 | redacted
Low Income - Power to Save | LI - DUCT | 0 | 0.4 | 0.12 | 775.77 | 1 | Honeywell | 2023-07-31 | redacted
Low Income - Power to Save | LED Lights | 0 | 0 | 0 | 47.6 | 1 | Honeywell | 2023-07-31 | redacted
Low Income - Power to Save | Faucet Aerators | 0 | 0 | 0.02 | 110.58 | 1 | Honeywell | 2023-07-20 | redacted
Low Income - Power to Save | Low Flow Showerhead | 0 | 0.04 | 0.1 | 504.08 | 1 | Honeywell | 2023-07-20 | redacted
Low Income - Power to Save | LED Lights | 0 | 0 | 0 | 47.6 | 1 | Honeywell | 2023-07-20 | redacted
Low Income - Power to Save | Weather Strip/Caulk | 0 | 0.25 | 0.09 | 503 | 1 | Honeywell | 2023-07-12 | redacted
Low Income - Power to Save | Outdoor Coil Cleaning | 0 | 0.1 | 0 | 275 | 1 | Honeywell | 2023-07-12 | redacted
Low Income - Power to Save | LED Lights | 0 | 0 | 0 | 47 | 1 | Honeywell | 2023-07-12 | redacted
Low Income - Power to Save | Weather Strip/Caulk | 0 | 0.25 | 0.09 | 503.3 | 1 | Honeywell | 2023-07-31 | redacted
Low Income - Power to Save | Outdoor Coil Cleaning | 0 | 0.1 | 0 | 275 | 1 | Honeywell | 2023-07-31 | redacted
Low Income - Power to Save | HVAC Inspection | 0 | 0.17 | 0 | 268.73 | 1 | Honeywell | 2023-07-31 | redacted
Low Income - Power to Save | Faucet Aerators | 0 | 0 | 0.02 | 110.58 | 1 | Honeywell | 2023-07-31 | redacted
Low Income - Power to Save | Low Flow Showerhead | 0 | 0.04 | 0.1 | 504.08 | 1 | Honeywell | 2023-07-31 | redacted
Low Income - Power to Save | LI - DUCT | 0 | 0.4 | 0.12 | 775.77 | 1 | Honeywell | 2023-07-31 | redacted
Low Income - Power to Save | LED Lights | 0 | 0 | 0 | 47.6 | 1 | Honeywell | 2023-07-31 | redacted
Low Income - Power to Save | Weather Strip/Caulk | 0 | 0.25 | 0.09 | 503.3 | 1 | Honeywell | 2023-07-31 | redacted
Low Income - Power to Save | Outdoor Coil Cleaning | 0 | 0.1 | 0 | 275 | 1 | Honeywell | 2023-07-31 | redacted
Low Income - Power to Save | HVAC Inspection | 0 | 0.17 | 0 | 268.73 | 1 | Honeywell | 2023-07-31 | redacted
Low Income - Power to Save | Faucet Aerators | 0 | 0 | 0.02 | 110.58 | 1 | Honeywell | 2023-07-31 | redacted
Low Income - Power to Save | Low Flow Showerhead | 0 | 0.04 | 0.1 | 504.08 | 1 | Honeywell | 2023-07-31 | redacted
Low Income - Power to Save | LI - DUCT | 0 | 0.4 | 0.12 | 775.77 | 1 | Honeywell | 2023-07-31 | redacted
Low Income - Power to Save | LED Lights | 0 | 0 | 0 | 47.6 | 1 | Honeywell | 2023-07-31 | redacted
Low Income - Power to Save | Outdoor Coil Cleaning | 0 | 0.1 | 0 | 275 | 1 | Honeywell | 2023-07-20 | redacted
Low Income - Power to Save | Faucet Aerators | 0 | 0 | 0.02 | 110.58 | 1 | Honeywell | 2023-07-20 | redacted
Low Income - Power to Save | Low Flow Showerhead | 0 | 0.04 | 0.1 | 504.08 | 1 | Honeywell | 2023-07-20 | redacted
Low Income - Power to Save | LED Lights | 0 | 0 | 0 | 47.6 | 1 | Honeywell | 2023-07-20 | redacted
Low Income - Power to Save | Outdoor Coil Cleaning | 0 | 0.1 | 0 | 275 | 1 | Honeywell | 2023-07-13 | redacted
Low Income - Power to Save | Faucet Aerators | 0 | 0 | 0.02 | 110.58 | 1 | Honeywell | 2023-07-13 | redacted
Low Income - Power to Save | Low Flow Showerhead | 0 | 0.04 | 0.1 | 504.08 | 1 | Honeywell | 2023-07-13 | redacted
Low Income - Power to Save | LED Lights | 0 | 0 | 0 | 47.6 | 1 | Honeywell | 2023-07-13 | redacted
Low Income - Power to Save | Low Flow Showerhead | 0 | 0.04 | 0.1 | 504.08 | 1 | Honeywell | 2023-07-13 | redacted
Low Income - Power to Save | LED Lights | 0 | 0 | 0 | 47.6 | 1 | Honeywell | 2023-07-13 | redacted
Low Income - Power to Save | Weather Strip/Caulk | 0 | 0.25 | 0.09 | 503.3 | 1 | Honeywell | 2023-07-31 | redacted
Low Income - Power to Save | Pipe Wrap | 0 | 0.01 | 0.03 | 143.65 | 1 | Honeywell | 2023-07-31 | redacted
Low Income - Power to Save | Outdoor Coil Cleaning | 0 | 0.1 | 0 | 275 | 1 | Honeywell | 2023-07-31 | redacted
Low Income - Power to Save | HVAC Inspection | 0 | 0.17 | 0 | 268.73 | 1 | Honeywell | 2023-07-31 | redacted
Low Income - Power to Save | Faucet Aerators | 0 | 0 | 0.02 | 110.58 | 1 | Honeywell | 2023-07-31 | redacted
Low Income - Power to Save | Low Flow Showerhead | 0 | 0.04 | 0.1 | 504.08 | 1 | Honeywell | 2023-07-31 | redacted
Low Income - Power to Save | LI - DUCT | 0 | 0.4 | 0.12 | 775.77 | 1 | Honeywell | 2023-07-31 | redacted
Low Income - Power to Save | LED Lights | 0 | 0 | 0 | 47.6 | 1 | Honeywell | 2023-07-31 | redacted
Low Income - Power to Save | Weather Strip/Caulk | 0 | 0.25 | 0.09 | 503.3 | 1 | Honeywell | 2023-07-13 | redacted
Low Income - Power to Save | Outdoor Coil Cleaning | 0 | 0.1 | 0 | 275 | 1 | Honeywell | 2023-07-13 | redacted
Low Income - Power to Save | HVAC Inspection | 0 | 0.17 | 0 | 268.73 | 1 | Honeywell | 2023-07-13 | redacted
Low Income - Power to Save | Faucet Aerators | 0 | 0 | 0.02 | 110.58 | 1 | Honeywell | 2023-07-13 | redacted
Low Income - Power to Save | Low Flow Showerhead | 0 | 0.04 | 0.1 | 504.08 | 1 | Honeywell | 2023-07-13 | redacted
Low Income - Power to Save | LI - DUCT | 0 | 0.4 | 0.12 | 775.77 | 1 | Honeywell | 2023-07-13 | redacted
Low Income - Power to Save | LED Lights | 0 | 0 | 0 | 47.6 | 1 | Honeywell | 2023-07-13 | redacted
Low Income - Power to Save | Faucet Aerators | 0 | 0 | 0.02 | 110.58 | 1 | Honeywell | 2023-07-31 | redacted
Low Income - Power to Save | Low Flow Showerhead | 0 | 0.04 | 0.1 | 504.08 | 1 | Honeywell | 2023-07-31 | redacted
Low Income - Power to Save | LED Lights | 0 | 0 | 0 | 47.6 | 1 | Honeywell | 2023-07-31 | redacted
Low Income - Power to Save | Outdoor Coil Cleaning | 0 | 0.1 | 0 | 275 | 1 | Honeywell | 2023-07-31 | redacted
Low Income - Power to Save | LED Lights | 0 | 0 | 0 | 47.6 | 1 | Honeywell | 2023-07-31 | redacted
Low Income - Power to Save | Weather Strip/Caulk | 0 | 0.25 | 0.09 | 503.3 | 1 | Honeywell | 2023-07-31 | redacted
Low Income - Power to Save | Outdoor Coil Cleaning | 0 | 0.1 | 0 | 275 | 1 | Honeywell | 2023-07-31 | redacted
Low Income - Power to Save | HVAC Inspection | 0 | 0.17 | 0 | 268.73 | 1 | Honeywell | 2023-07-31 | redacted
Low Income - Power to Save | Faucet Aerators | 0 | 0 | 0.02 | 110.58 | 1 | Honeywell | 2023-07-31 | redacted
Low Income - Power to Save | Low Flow Showerhead | 0 | 0.04 | 0.1 | 504.08 | 1 | Honeywell | 2023-07-31 | redacted
Low Income - Power to Save | LI - DUCT | 0 | 0.4 | 0.12 | 775.77 | 1 | Honeywell | 2023-07-31 | redacted
Low Income - Power to Save | LED Lights | 0 | 0 | 0 | 47.6 | 1 | Honeywell | 2023-07-31 | redacted
Low Income - Power to Save | Weather Strip/Caulk | 0 | 0.25 | 0.09 | 503.3 | 1 | Honeywell | 2023-07-25 | redacted
Low Income - Power to Save | Outdoor Coil Cleaning | 0 | 0.1 | 0 | 275 | 1 | Honeywell | 2023-07-25 | redacted
Low Income - Power to Save | HVAC Inspection | 0 | 0.17 | 0 | 268.73 | 1 | Honeywell | 2023-07-25 | redacted
Low Income - Power to Save | Faucet Aerators | 0 | 0 | 0.02 | 110.58 | 1 | Honeywell | 2023-07-25 | redacted
Low Income - Power to Save | Low Flow Showerhead | 0 | 0.04 | 0.1 | 504.08 | 1 | Honeywell | 2023-07-25 | redacted
Low Income - Power to Save | LI - DUCT | 0 | 0.4 | 0.12 | 775.77 | 1 | Honeywell | 2023-07-25 | redacted
Low Income - Power to Save | LED Lights | 0 | 0 | 0 | 47.6 | 1 | Honeywell | 2023-07-25 | redacted
Low Income - Power to Save | Weather Strip/Caulk | 0 | 0.25 | 0.09 | 503 | 1 | Honeywell | 2023-07-10 | redacted
Low Income - Power to Save | Pipe Wrap | 0 | 0.01 | 0.03 | 143 | 1 | Honeywell | 2023-07-10 | redacted
Low Income - Power to Save | Outdoor Coil Cleaning | 0 | 0.1 | 0 | 275 | 1 | Honeywell | 2023-07-10 | redacted
Low Income - Power to Save | HVAC Inspection | 0 | 0.17 | 0 | 268 | 1 | Honeywell | 2023-07-10 | redacted
Low Income - Power to Save | Low Flow Showerhead | 0 | 0.04 | 0.1 | 504 | 1 | Honeywell | 2023-07-10 | redacted
Low Income - Power to Save | LI - DUCT | 0 | 0.4 | 0.12 | 775 | 1 | Honeywell | 2023-07-10 | redacted
Low Income - Power to Save | LED Lights | 0 | 0 | 0 | 47 | 1 | Honeywell | 2023-07-10 | redacted
Low Income - Power to Save | Outdoor Coil Cleaning | 0 | 0.1 | 0 | 275 | 1 | Honeywell | 2023-07-12 | redacted
Low Income - Power to Save | HVAC Inspection | 0 | 0.17 | 0 | 268 | 1 | Honeywell | 2023-07-12 | redacted
Low Income - Power to Save | Faucet Aerators | 0 | 0 | 0.02 | 110 | 1 | Honeywell | 2023-07-12 | redacted
Low Income - Power to Save | LED Lights | 0 | 0 | 0 | 47 | 1 | Honeywell | 2023-07-12 | redacted
Low Income - Power to Save | Weather Strip/Caulk | 0 | 0.25 | 0.09 | 503.3 | 1 | Honeywell | 2023-07-20 | redacted
Low Income - Power to Save | Outdoor Coil Cleaning | 0 | 0.1 | 0 | 275 | 1 | Honeywell | 2023-07-20 | redacted
Low Income - Power to Save | HVAC Inspection | 0 | 0.17 | 0 | 268.73 | 1 | Honeywell | 2023-07-20 | redacted
Low Income - Power to Save | Faucet Aerators | 0 | 0 | 0.02 | 110.58 | 1 | Honeywell | 2023-07-20 | redacted
Low Income - Power to Save | LI - DUCT | 0 | 0.4 | 0.12 | 775.77 | 1 | Honeywell | 2023-07-20 | redacted
Low Income - Power to Save | LED Lights | 0 | 0 | 0 | 47.6 | 1 | Honeywell | 2023-07-20 | redacted
Low Income - Power to Save | Weather Strip/Caulk | 0 | 0.25 | 0.09 | 503.3 | 1 | Honeywell | 2023-07-31 | redacted
Low Income - Power to Save | Outdoor Coil Cleaning | 0 | 0.1 | 0 | 275 | 1 | Honeywell | 2023-07-31 | redacted
Low Income - Power to Save | HVAC Inspection | 0 | 0.17 | 0 | 268.73 | 1 | Honeywell | 2023-07-31 | redacted
Low Income - Power to Save | Faucet Aerators | 0 | 0 | 0.02 | 110.58 | 1 | Honeywell | 2023-07-31 | redacted
Low Income - Power to Save | Low Flow Showerhead | 0 | 0.04 | 0.1 | 504.08 | 1 | Honeywell | 2023-07-31 | redacted
Low Income - Power to Save | LI - DUCT | 0 | 0.4 | 0.12 | 775.77 | 1 | Honeywell | 2023-07-31 | redacted
Low Income - Power to Save | LED Lights | 0 | 0 | 0 | 47.6 | 1 | Honeywell | 2023-07-31 | redacted
Low Income - Power to Save | Weather Strip/Caulk | 0 | 0.25 | 0.09 | 503.3 | 1 | Honeywell | 2023-07-31 | redacted
Low Income - Power to Save | Outdoor Coil Cleaning | 0 | 0.1 | 0 | 275 | 1 | Honeywell | 2023-07-31 | redacted
Low Income - Power to Save | HVAC Inspection | 0 | 0.17 | 0 | 268.73 | 1 | Honeywell | 2023-07-31 | redacted
Low Income - Power to Save | Faucet Aerators | 0 | 0 | 0.02 | 110.58 | 1 | Honeywell | 2023-07-31 | redacted
Low Income - Power to Save | Low Flow Showerhead | 0 | 0.04 | 0.1 | 504.08 | 1 | Honeywell | 2023-07-31 | redacted
Low Income - Power to Save | LI - DUCT | 0 | 0.4 | 0.12 | 775.77 | 1 | Honeywell | 2023-07-31 | redacted
Low Income - Power to Save | LED Lights | 0 | 0 | 0 | 47.6 | 1 | Honeywell | 2023-07-31 | redacted
Low Income - Power to Save | Weather Strip/Caulk | 0 | 0.25 | 0.09 | 503.3 | 1 | Honeywell | 2023-07-31 | redacted
Low Income - Power to Save | Outdoor Coil Cleaning | 0 | 0.1 | 0 | 275 | 1 | Honeywell | 2023-07-31 | redacted
Low Income - Power to Save | HVAC Inspection | 0 | 0.17 | 0 | 268.73 | 1 | Honeywell | 2023-07-31 | redacted
Low Income - Power to Save | Faucet Aerators | 0 | 0 | 0.02 | 110.58 | 1 | Honeywell | 2023-07-31 | redacted
Low Income - Power to Save | Low Flow Showerhead | 0 | 0.04 | 0.1 | 504.08 | 1 | Honeywell | 2023-07-31 | redacted
Low Income - Power to Save | LI - DUCT | 0 | 0.4 | 0.12 | 775.77 | 1 | Honeywell | 2023-07-31 | redacted
Low Income - Power to Save | LED Lights | 0 | 0 | 0 | 47.6 | 1 | Honeywell | 2023-07-31 | redacted
Low Income - Power to Save | Weather Strip/Caulk | 0 | 0.25 | 0.09 | 503.3 | 1 | Honeywell | 2023-07-28 | redacted
Low Income - Power to Save | Outdoor Coil Cleaning | 0 | 0.1 | 0 | 275 | 1 | Honeywell | 2023-07-28 | redacted
Low Income - Power to Save | HVAC Inspection | 0 | 0.17 | 0 | 268.73 | 1 | Honeywell | 2023-07-28 | redacted
Low Income - Power to Save | Faucet Aerators | 0 | 0 | 0.02 | 110.58 | 1 | Honeywell | 2023-07-28 | redacted
Low Income - Power to Save | Low Flow Showerhead | 0 | 0.04 | 0.1 | 504.08 | 1 | Honeywell | 2023-07-28 | redacted
Low Income - Power to Save | LI - DUCT | 0 | 0.4 | 0.12 | 775.77 | 1 | Honeywell | 2023-07-28 | redacted
Low Income - Power to Save | LED Lights | 0 | 0 | 0 | 47.6 | 1 | Honeywell | 2023-07-28 | redacted
Low Income - Power to Save | Weather Strip/Caulk | 0 | 0.25 | 0.09 | 503.3 | 1 | Honeywell | 2023-07-31 | redacted
Low Income - Power to Save | Outdoor Coil Cleaning | 0 | 0.1 | 0 | 275 | 1 | Honeywell | 2023-07-31 | redacted
Low Income - Power to Save | HVAC Inspection | 0 | 0.17 | 0 | 268.73 | 1 | Honeywell | 2023-07-31 | redacted
Low Income - Power to Save | Faucet Aerators | 0 | 0 | 0.02 | 110.58 | 1 | Honeywell | 2023-07-31 | redacted
Low Income - Power to Save | Low Flow Showerhead | 0 | 0.04 | 0.1 | 504.08 | 1 | Honeywell | 2023-07-31 | redacted
Low Income - Power to Save | LED Lights | 0 | 0 | 0 | 47.6 | 1 | Honeywell | 2023-07-31 | redacted
Low Income - Power to Save | Weather Strip/Caulk | 0 | 0.25 | 0.09 | 503.3 | 1 | Honeywell | 2023-07-31 | redacted
Low Income - Power to Save | Outdoor Coil Cleaning | 0 | 0.1 | 0 | 275 | 1 | Honeywell | 2023-07-31 | redacted
Low Income - Power to Save | HVAC Inspection | 0 | 0.17 | 0 | 268.73 | 1 | Honeywell | 2023-07-31 | redacted
Low Income - Power to Save | Faucet Aerators | 0 | 0 | 0.02 | 110.58 | 1 | Honeywell | 2023-07-31 | redacted
Low Income - Power to Save | Low Flow Showerhead | 0 | 0.04 | 0.1 | 504.08 | 1 | Honeywell | 2023-07-31 | redacted
Low Income - Power to Save | LED Lights | 0 | 0 | 0 | 47.6 | 1 | Honeywell | 2023-07-31 | redacted
Low Income - Power to Save | Outdoor Coil Cleaning | 0 | 0.1 | 0 | 275 | 1 | Honeywell | 2023-07-13 | redacted
Low Income - Power to Save | HVAC Inspection | 0 | 0.17 | 0 | 268.73 | 1 | Honeywell | 2023-07-13 | redacted
Low Income - Power to Save | Faucet Aerators | 0 | 0 | 0.02 | 110.58 | 1 | Honeywell | 2023-07-13 | redacted
Low Income - Power to Save | Low Flow Showerhead | 0 | 0.04 | 0.1 | 504.08 | 1 | Honeywell | 2023-07-13 | redacted
Low Income - Power to Save | LED Lights | 0 | 0 | 0 | 47.6 | 1 | Honeywell | 2023-07-13 | redacted
Low Income - Power to Save | Weather Strip/Caulk | 0 | 0.25 | 0.09 | 503.3 | 1 | Honeywell | 2023-07-19 | redacted
Low Income - Power to Save | Outdoor Coil Cleaning | 0 | 0.1 | 0 | 275 | 1 | Honeywell | 2023-07-19 | redacted
Low Income - Power to Save | HVAC Inspection | 0 | 0.17 | 0 | 268.73 | 1 | Honeywell | 2023-07-19 | redacted
Low Income - Power to Save | Low Flow Showerhead | 0 | 0.04 | 0.1 | 504.08 | 1 | Honeywell | 2023-07-19 | redacted
Low Income - Power to Save | LI - DUCT | 0 | 0.4 | 0.12 | 775.77 | 1 | Honeywell | 2023-07-19 | redacted
Low Income - Power to Save | LED Lights | 0 | 0 | 0 | 47.6 | 1 | Honeywell | 2023-07-19 | redacted
Low Income - Power to Save | Weather Strip/Caulk | 0 | 0.25 | 0.09 | 503.3 | 1 | Honeywell | 2023-07-31 | redacted
Low Income - Power to Save | Faucet Aerators | 0 | 0 | 0.02 | 110.58 | 1 | Honeywell | 2023-07-31 | redacted
Low Income - Power to Save | LED Lights | 0 | 0 | 0 | 47.6 | 1 | Honeywell | 2023-07-31 | redacted
Low Income - Power to Save | Low Flow Showerhead | 0 | 0.04 | 0.1 | 504.08 | 1 | Honeywell | 2023-07-31 | redacted
Low Income - Power to Save | LED Lights | 0 | 0 | 0 | 47.6 | 1 | Honeywell | 2023-07-31 | redacted
Low Income - Power to Save | Outdoor Coil Cleaning | 0 | 0.1 | 0 | 275 | 1 | Honeywell | 2023-07-27 | redacted
Low Income - Power to Save | Faucet Aerators | 0 | 0 | 0.02 | 110.58 | 1 | Honeywell | 2023-07-27 | redacted
Low Income - Power to Save | Low Flow Showerhead | 0 | 0.04 | 0.1 | 504.08 | 1 | Honeywell | 2023-07-27 | redacted
Low Income - Power to Save | LED Lights | 0 | 0 | 0 | 47.6 | 1 | Honeywell | 2023-07-27 | redacted
Low Income - Power to Save | Weather Strip/Caulk | 0 | 0.25 | 0.09 | 503.3 | 1 | Honeywell | 2023-07-24 | redacted
Low Income - Power to Save | Faucet Aerators | 0 | 0 | 0.02 | 110.58 | 1 | Honeywell | 2023-07-24 | redacted
Low Income - Power to Save | Low Flow Showerhead | 0 | 0.04 | 0.1 | 504.08 | 1 | Honeywell | 2023-07-24 | redacted
Low Income - Power to Save | LED Lights | 0 | 0 | 0 | 47.6 | 1 | Honeywell | 2023-07-24 | redacted
Low Income - Power to Save | Weather Strip/Caulk | 0 | 0.25 | 0.09 | 503 | 1 | Honeywell | 2023-07-12 | redacted
Low Income - Power to Save | Outdoor Coil Cleaning | 0 | 0.1 | 0 | 275 | 1 | Honeywell | 2023-07-12 | redacted
Low Income - Power to Save | HVAC Inspection | 0 | 0.17 | 0 | 268 | 1 | Honeywell | 2023-07-12 | redacted
Low Income - Power to Save | LED Lights | 0 | 0 | 0 | 47 | 1 | Honeywell | 2023-07-12 | redacted
Low Income - Power to Save | Outdoor Coil Cleaning | 0 | 0.1 | 0 | 275 | 1 | Honeywell | 2023-07-13 | redacted
Low Income - Power to Save | Faucet Aerators | 0 | 0 | 0.02 | 110.58 | 1 | Honeywell | 2023-07-13 | redacted
Low Income - Power to Save | Low Flow Showerhead | 0 | 0.04 | 0.1 | 504.08 | 1 | Honeywell | 2023-07-13 | redacted
Low Income - Power to Save | LED Lights | 0 | 0 | 0 | 47.6 | 1 | Honeywell | 2023-07-13 | redacted
Low Income - Power to Save | Weather Strip/Caulk | 0 | 0.25 | 0.09 | 503.3 | 1 | Honeywell | 2023-07-31 | redacted
Low Income - Power to Save | Outdoor Coil Cleaning | 0 | 0.1 | 0 | 275 | 1 | Honeywell | 2023-07-31 | redacted
Low Income - Power to Save | HVAC Inspection | 0 | 0.17 | 0 | 268.73 | 1 | Honeywell | 2023-07-31 | redacted
Low Income - Power to Save | Faucet Aerators | 0 | 0 | 0.02 | 110.58 | 1 | Honeywell | 2023-07-31 | redacted
Low Income - Power to Save | Low Flow Showerhead | 0 | 0.04 | 0.1 | 504.08 | 1 | Honeywell | 2023-07-31 | redacted
Low Income - Power to Save | LI - DUCT | 0 | 0.4 | 0.12 | 775.77 | 1 | Honeywell | 2023-07-31 | redacted
Low Income - Power to Save | LED Lights | 0 | 0 | 0 | 47.6 | 1 | Honeywell | 2023-07-31 | redacted
Low Income - Power to Save | Outdoor Coil Cleaning | 0 | 0.1 | 0 | 275 | 1 | Honeywell | 2023-07-18 | redacted
Low Income - Power to Save | Faucet Aerators | 0 | 0 | 0.02 | 110.58 | 1 | Honeywell | 2023-07-18 | redacted
Low Income - Power to Save | Low Flow Showerhead | 0 | 0.04 | 0.1 | 504.08 | 1 | Honeywell | 2023-07-18 | redacted
Low Income - Power to Save | LED Lights | 0 | 0 | 0 | 47.6 | 1 | Honeywell | 2023-07-18 | redacted
Low Income - Power to Save | Weather Strip/Caulk | 0 | 0.25 | 0.09 | 503.3 | 1 | Honeywell | 2023-07-27 | redacted
Low Income - Power to Save | Outdoor Coil Cleaning | 0 | 0.1 | 0 | 275 | 1 | Honeywell | 2023-07-27 | redacted
Low Income - Power to Save | Faucet Aerators | 0 | 0 | 0.02 | 110.58 | 1 | Honeywell | 2023-07-27 | redacted
Low Income - Power to Save | Low Flow Showerhead | 0 | 0.04 | 0.1 | 504.08 | 1 | Honeywell | 2023-07-27 | redacted
Low Income - Power to Save | LED Lights | 0 | 0 | 0 | 47.6 | 1 | Honeywell | 2023-07-27 | redacted
Low Income - Power to Save | Outdoor Coil Cleaning | 0 | 0.1 | 0 | 275 | 1 | Honeywell | 2023-07-31 | redacted
Low Income - Power to Save | Faucet Aerators | 0 | 0 | 0.02 | 110.58 | 1 | Honeywell | 2023-07-31 | redacted
Low Income - Power to Save | Low Flow Showerhead | 0 | 0.04 | 0.1 | 504.08 | 1 | Honeywell | 2023-07-31 | redacted
Low Income - Power to Save | LED Lights | 0 | 0 | 0 | 47.6 | 1 | Honeywell | 2023-07-31 | redacted
Low Income - Power to Save | Weather Strip/Caulk | 0 | 0.25 | 0.09 | 503 | 1 | Honeywell | 2023-07-12 | redacted
Low Income - Power to Save | Pipe Wrap | 0 | 0.01 | 0.03 | 143 | 1 | Honeywell | 2023-07-12 | redacted
Low Income - Power to Save | Outdoor Coil Cleaning | 0 | 0.1 | 0 | 275 | 1 | Honeywell | 2023-07-12 | redacted
Low Income - Power to Save | HVAC Inspection | 0 | 0.17 | 0 | 268 | 1 | Honeywell | 2023-07-12 | redacted
Low Income - Power to Save | Faucet Aerators | 0 | 0 | 0.02 | 110 | 1 | Honeywell | 2023-07-12 | redacted
Low Income - Power to Save | Low Flow Showerhead | 0 | 0.04 | 0.1 | 504 | 1 | Honeywell | 2023-07-12 | redacted
Low Income - Power to Save | LI - DUCT | 0 | 0.4 | 0.12 | 775 | 1 | Honeywell | 2023-07-12 | redacted
Low Income - Power to Save | LED Lights | 0 | 0 | 0 | 47 | 1 | Honeywell | 2023-07-12 | redacted
Low Income - Power to Save | Weather Strip/Caulk | 0 | 0.25 | 0.09 | 503.3 | 1 | Honeywell | 2023-07-27 | redacted
Low Income - Power to Save | Outdoor Coil Cleaning | 0 | 0.1 | 0 | 275 | 1 | Honeywell | 2023-07-27 | redacted
Low Income - Power to Save | HVAC Inspection | 0 | 0.17 | 0 | 268.73 | 1 | Honeywell | 2023-07-27 | redacted
Low Income - Power to Save | Faucet Aerators | 0 | 0 | 0.02 | 110.58 | 1 | Honeywell | 2023-07-27 | redacted
Low Income - Power to Save | Low Flow Showerhead | 0 | 0.04 | 0.1 | 504.08 | 1 | Honeywell | 2023-07-27 | redacted
Low Income - Power to Save | LI - DUCT | 0 | 0.4 | 0.12 | 775.77 | 1 | Honeywell | 2023-07-27 | redacted
Low Income - Power to Save | LED Lights | 0 | 0 | 0 | 47.6 | 1 | Honeywell | 2023-07-27 | redacted
Low Income - Power to Save | Outdoor Coil Cleaning | 0 | 0.1 | 0 | 275 | 1 | Honeywell | 2023-07-12 | redacted
Low Income - Power to Save | HVAC Inspection | 0 | 0.17 | 0 | 268 | 1 | Honeywell | 2023-07-12 | redacted
Low Income - Power to Save | Faucet Aerators | 0 | 0 | 0.02 | 110 | 1 | Honeywell | 2023-07-12 | redacted
Low Income - Power to Save | Low Flow Showerhead | 0 | 0.04 | 0.1 | 504 | 1 | Honeywell | 2023-07-12 | redacted
Low Income - Power to Save | LI - DUCT | 0 | 0.4 | 0.12 | 775 | 1 | Honeywell | 2023-07-12 | redacted
Low Income - Power to Save | LED Lights | 0 | 0 | 0 | 47 | 1 | Honeywell | 2023-07-12 | redacted
Low Income - Power to Save | Weather Strip/Caulk | 0 | 0.25 | 0.09 | 503.3 | 1 | Honeywell | 2023-07-31 | redacted
Low Income - Power to Save | Outdoor Coil Cleaning | 0 | 0.1 | 0 | 275 | 1 | Honeywell | 2023-07-31 | redacted
Low Income - Power to Save | HVAC Inspection | 0 | 0.17 | 0 | 268.73 | 1 | Honeywell | 2023-07-31 | redacted
Low Income - Power to Save | Faucet Aerators | 0 | 0 | 0.02 | 110.58 | 1 | Honeywell | 2023-07-31 | redacted
Low Income - Power to Save | Low Flow Showerhead | 0 | 0.04 | 0.1 | 504.08 | 1 | Honeywell | 2023-07-31 | redacted
Low Income - Power to Save | LI - DUCT | 0 | 0.4 | 0.12 | 775.77 | 1 | Honeywell | 2023-07-31 | redacted
Low Income - Power to Save | LED Lights | 0 | 0 | 0 | 47.6 | 1 | Honeywell | 2023-07-31 | redacted
Low Income - Power to Save | Outdoor Coil Cleaning | 0 | 0.1 | 0 | 275 | 1 | Honeywell | 2023-07-24 | redacted
Low Income - Power to Save | Faucet Aerators | 0 | 0 | 0.02 | 110.58 | 1 | Honeywell | 2023-07-24 | redacted
Low Income - Power to Save | Low Flow Showerhead | 0 | 0.04 | 0.1 | 504.08 | 1 | Honeywell | 2023-07-24 | redacted
Low Income - Power to Save | LED Lights | 0 | 0 | 0 | 47.6 | 1 | Honeywell | 2023-07-24 | redacted
Low Income - Power to Save | Weather Strip/Caulk | 0 | 0.25 | 0.09 | 503.3 | 1 | Honeywell | 2023-07-31 | redacted
Low Income - Power to Save | Outdoor Coil Cleaning | 0 | 0.1 | 0 | 275 | 1 | Honeywell | 2023-07-31 | redacted
Low Income - Power to Save | HVAC Inspection | 0 | 0.17 | 0 | 268.73 | 1 | Honeywell | 2023-07-31 | redacted
Low Income - Power to Save | Faucet Aerators | 0 | 0 | 0.02 | 110.58 | 1 | Honeywell | 2023-07-31 | redacted
Low Income - Power to Save | Low Flow Showerhead | 0 | 0.04 | 0.1 | 504.08 | 1 | Honeywell | 2023-07-31 | redacted
Low Income - Power to Save | LED Lights | 0 | 0 | 0 | 47.6 | 1 | Honeywell | 2023-07-31 | redacted
Low Income - Power to Save | Outdoor Coil Cleaning | 0 | 0.1 | 0 | 275 | 1 | Honeywell | 2023-07-26 | redacted
Low Income - Power to Save | Faucet Aerators | 0 | 0 | 0.02 | 110.58 | 1 | Honeywell | 2023-07-26 | redacted
Low Income - Power to Save | Low Flow Showerhead | 0 | 0.04 | 0.1 | 504.08 | 1 | Honeywell | 2023-07-26 | redacted
Low Income - Power to Save | LED Lights | 0 | 0 | 0 | 47.6 | 1 | Honeywell | 2023-07-26 | redacted
Low Income - Power to Save | Weather Strip/Caulk | 0 | 0.25 | 0.09 | 503.3 | 1 | Honeywell | 2023-07-13 | redacted
Low Income - Power to Save | Outdoor Coil Cleaning | 0 | 0.1 | 0 | 275 | 1 | Honeywell | 2023-07-13 | redacted
Low Income - Power to Save | HVAC Inspection | 0 | 0.17 | 0 | 268.73 | 1 | Honeywell | 2023-07-13 | redacted
Low Income - Power to Save | Faucet Aerators | 0 | 0 | 0.02 | 110.58 | 1 | Honeywell | 2023-07-13 | redacted
Low Income - Power to Save | Low Flow Showerhead | 0 | 0.04 | 0.1 | 504.08 | 1 | Honeywell | 2023-07-13 | redacted
Low Income - Power to Save | LI - DUCT | 0 | 0.4 | 0.12 | 775.77 | 1 | Honeywell | 2023-07-13 | redacted
Low Income - Power to Save | LED Lights | 0 | 0 | 0 | 47.6 | 1 | Honeywell | 2023-07-13 | redacted
Low Income - Power to Save | Weather Strip/Caulk | 0 | 0.25 | 0.09 | 503.3 | 1 | Honeywell | 2023-07-31 | redacted
Low Income - Power to Save | Outdoor Coil Cleaning | 0 | 0.1 | 0 | 275 | 1 | Honeywell | 2023-07-31 | redacted
Low Income - Power to Save | HVAC Inspection | 0 | 0.17 | 0 | 268.73 | 1 | Honeywell | 2023-07-31 | redacted
Low Income - Power to Save | Faucet Aerators | 0 | 0 | 0.02 | 110.58 | 1 | Honeywell | 2023-07-31 | redacted
Low Income - Power to Save | Low Flow Showerhead | 0 | 0.04 | 0.1 | 504.08 | 1 | Honeywell | 2023-07-31 | redacted
Low Income - Power to Save | LI - DUCT | 0 | 0.4 | 0.12 | 775.77 | 1 | Honeywell | 2023-07-31 | redacted
Low Income - Power to Save | LED Lights | 0 | 0 | 0 | 47.6 | 1 | Honeywell | 2023-07-31 | redacted
Low Income - Power to Save | Weather Strip/Caulk | 0 | 0.25 | 0.09 | 503.3 | 1 | Honeywell | 2023-07-31 | redacted
Low Income - Power to Save | Outdoor Coil Cleaning | 0 | 0.1 | 0 | 275 | 1 | Honeywell | 2023-07-31 | redacted
Low Income - Power to Save | Low Flow Showerhead | 0 | 0.04 | 0.1 | 504.08 | 1 | Honeywell | 2023-07-31 | redacted
Low Income - Power to Save | LED Lights | 0 | 0 | 0 | 47.6 | 1 | Honeywell | 2023-07-31 | redacted
Low Income - Power to Save | Weather Strip/Caulk | 0 | 0.25 | 0.09 | 503.3 | 1 | Honeywell | 2023-07-31 | redacted
Low Income - Power to Save | Outdoor Coil Cleaning | 0 | 0.1 | 0 | 275 | 1 | Honeywell | 2023-07-31 | redacted
Low Income - Power to Save | HVAC Inspection | 0 | 0.17 | 0 | 268.73 | 1 | Honeywell | 2023-07-31 | redacted
Low Income - Power to Save | Low Flow Showerhead | 0 | 0.04 | 0.1 | 504.08 | 1 | Honeywell | 2023-07-31 | redacted
Low Income - Power to Save | LI - DUCT | 0 | 0.4 | 0.12 | 775.77 | 1 | Honeywell | 2023-07-31 | redacted
Low Income - Power to Save | LED Lights | 0 | 0 | 0 | 47.6 | 1 | Honeywell | 2023-07-31 | redacted
Low Income - Power to Save | Outdoor Coil Cleaning | 0 | 0.1 | 0 | 275 | 1 | Honeywell | 2023-07-12 | redacted
Low Income - Power to Save | Low Flow Showerhead | 0 | 0.04 | 0.1 | 504 | 1 | Honeywell | 2023-07-12 | redacted
Low Income - Power to Save | LED Lights | 0 | 0 | 0 | 47 | 1 | Honeywell | 2023-07-12 | redacted
Low Income - Power to Save | Outdoor Coil Cleaning | 0 | 0.1 | 0 | 275 | 1 | Honeywell | 2023-07-28 | redacted
Low Income - Power to Save | Faucet Aerators | 0 | 0 | 0.02 | 110.58 | 1 | Honeywell | 2023-07-28 | redacted
Low Income - Power to Save | Low Flow Showerhead | 0 | 0.04 | 0.1 | 504.08 | 1 | Honeywell | 2023-07-28 | redacted
Low Income - Power to Save | LED Lights | 0 | 0 | 0 | 47.6 | 1 | Honeywell | 2023-07-28 | redacted
Low Income - Power to Save | Weather Strip/Caulk | 0 | 0.25 | 0.09 | 503.3 | 1 | Honeywell | 2023-07-28 | redacted
Low Income - Power to Save | Outdoor Coil Cleaning | 0 | 0.1 | 0 | 275 | 1 | Honeywell | 2023-07-28 | redacted
Low Income - Power to Save | HVAC Inspection | 0 | 0.17 | 0 | 268.73 | 1 | Honeywell | 2023-07-28 | redacted
Low Income - Power to Save | Low Flow Showerhead | 0 | 0.04 | 0.1 | 504.08 | 1 | Honeywell | 2023-07-28 | redacted
Low Income - Power to Save | LI - DUCT | 0 | 0.4 | 0.12 | 775.77 | 1 | Honeywell | 2023-07-28 | redacted
Low Income - Power to Save | LED Lights | 0 | 0 | 0 | 47.6 | 1 | Honeywell | 2023-07-28 | redacted
Low Income - Power to Save | Outdoor Coil Cleaning | 0 | 0.1 | 0 | 275 | 1 | Honeywell | 2023-07-14 | redacted
Low Income - Power to Save | Faucet Aerators | 0 | 0 | 0.02 | 110.58 | 1 | Honeywell | 2023-07-14 | redacted
Low Income - Power to Save | Low Flow Showerhead | 0 | 0.04 | 0.1 | 504.08 | 1 | Honeywell | 2023-07-14 | redacted
Low Income - Power to Save | LED Lights | 0 | 0 | 0 | 47.6 | 1 | Honeywell | 2023-07-14 | redacted
Low Income - Power to Save | Weather Strip/Caulk | 0 | 0.25 | 0.09 | 503.3 | 1 | Honeywell | 2023-07-27 | redacted
Low Income - Power to Save | Outdoor Coil Cleaning | 0 | 0.1 | 0 | 275 | 1 | Honeywell | 2023-07-27 | redacted
Low Income - Power to Save | HVAC Inspection | 0 | 0.17 | 0 | 268.73 | 1 | Honeywell | 2023-07-27 | redacted
Low Income - Power to Save | Low Flow Showerhead | 0 | 0.04 | 0.1 | 504.08 | 1 | Honeywell | 2023-07-27 | redacted
Low Income - Power to Save | LI - DUCT | 0 | 0.4 | 0.12 | 775.77 | 1 | Honeywell | 2023-07-27 | redacted
Low Income - Power to Save | LED Lights | 0 | 0 | 0 | 47.6 | 1 | Honeywell | 2023-07-27 | redacted
Low Income - Power to Save | Weather Strip/Caulk | 0 | 0.25 | 0.09 | 503.3 | 1 | Honeywell | 2023-07-31 | redacted
Low Income - Power to Save | Outdoor Coil Cleaning | 0 | 0.1 | 0 | 275 | 1 | Honeywell | 2023-07-31 | redacted
Low Income - Power to Save | HVAC Inspection | 0 | 0.17 | 0 | 268.73 | 1 | Honeywell | 2023-07-31 | redacted
Low Income - Power to Save | Faucet Aerators | 0 | 0 | 0.02 | 110.58 | 1 | Honeywell | 2023-07-31 | redacted
Low Income - Power to Save | Low Flow Showerhead | 0 | 0.04 | 0.1 | 504.08 | 1 | Honeywell | 2023-07-31 | redacted
Low Income - Power to Save | LI - DUCT | 0 | 0.4 | 0.12 | 775.77 | 1 | Honeywell | 2023-07-31 | redacted
Low Income - Power to Save | LED Lights | 0 | 0 | 0 | 47.6 | 1 | Honeywell | 2023-07-31 | redacted
Low Income - Power to Save | Weather Strip/Caulk | 0 | 0.25 | 0.09 | 503.3 | 1 | Honeywell | 2023-07-27 | redacted
Low Income - Power to Save | Outdoor Coil Cleaning | 0 | 0.1 | 0 | 275 | 1 | Honeywell | 2023-07-27 | redacted
Low Income - Power to Save | HVAC Inspection | 0 | 0.17 | 0 | 268.73 | 1 | Honeywell | 2023-07-27 | redacted
Low Income - Power to Save | Faucet Aerators | 0 | 0 | 0.02 | 110.58 | 1 | Honeywell | 2023-07-27 | redacted
Low Income - Power to Save | Low Flow Showerhead | 0 | 0.04 | 0.1 | 504.08 | 1 | Honeywell | 2023-07-27 | redacted
Low Income - Power to Save | LI - DUCT | 0 | 0.4 | 0.12 | 775.77 | 1 | Honeywell | 2023-07-27 | redacted
Low Income - Power to Save | LED Lights | 0 | 0 | 0 | 47.6 | 1 | Honeywell | 2023-07-27 | redacted
Low Income - Power to Save | Weather Strip/Caulk | 0 | 0.25 | 0.09 | 503.3 | 1 | Honeywell | 2023-07-19 | redacted
Low Income - Power to Save | Pipe Wrap | 0 | 0.01 | 0.03 | 143.65 | 1 | Honeywell | 2023-07-19 | redacted
Low Income - Power to Save | Faucet Aerators | 0 | 0 | 0.02 | 110.58 | 1 | Honeywell | 2023-07-19 | redacted
Low Income - Power to Save | Low Flow Showerhead | 0 | 0.04 | 0.1 | 504.08 | 1 | Honeywell | 2023-07-19 | redacted
Low Income - Power to Save | LED Lights | 0 | 0 | 0 | 47.6 | 1 | Honeywell | 2023-07-19 | redacted
Low Income - Power to Save | Outdoor Coil Cleaning | 0 | 0.1 | 0 | 275 | 1 | Honeywell | 2023-07-12 | redacted
Low Income - Power to Save | Faucet Aerators | 0 | 0 | 0.02 | 110 | 1 | Honeywell | 2023-07-12 | redacted
Low Income - Power to Save | Low Flow Showerhead | 0 | 0.04 | 0.1 | 504 | 1 | Honeywell | 2023-07-12 | redacted
Low Income - Power to Save | LED Lights | 0 | 0 | 0 | 47 | 1 | Honeywell | 2023-07-12 | redacted
Low Income - Power to Save | Weather Strip/Caulk | 0 | 0.25 | 0.09 | 503.3 | 1 | Honeywell | 2023-07-18 | redacted
Low Income - Power to Save | Pipe Wrap | 0 | 0.01 | 0.03 | 143.65 | 1 | Honeywell | 2023-07-18 | redacted
Low Income - Power to Save | Outdoor Coil Cleaning | 0 | 0.1 | 0 | 275 | 1 | Honeywell | 2023-07-18 | redacted
Low Income - Power to Save | HVAC Inspection | 0 | 0.17 | 0 | 268.73 | 1 | Honeywell | 2023-07-18 | redacted
Low Income - Power to Save | Faucet Aerators | 0 | 0 | 0.02 | 110.58 | 1 | Honeywell | 2023-07-18 | redacted
Low Income - Power to Save | Low Flow Showerhead | 0 | 0.04 | 0.1 | 504.08 | 1 | Honeywell | 2023-07-18 | redacted
Low Income - Power to Save | LI - DUCT | 0 | 0.4 | 0.12 | 775.77 | 1 | Honeywell | 2023-07-18 | redacted
Low Income - Power to Save | LED Lights | 0 | 0 | 0 | 47.6 | 1 | Honeywell | 2023-07-18 | redacted
Low Income - Power to Save | Weather Strip/Caulk | 0 | 0.25 | 0.09 | 503.3 | 1 | Honeywell | 2023-07-31 | redacted
Low Income - Power to Save | Outdoor Coil Cleaning | 0 | 0.1 | 0 | 275 | 1 | Honeywell | 2023-07-31 | redacted
Low Income - Power to Save | HVAC Inspection | 0 | 0.17 | 0 | 268.73 | 1 | Honeywell | 2023-07-31 | redacted
Low Income - Power to Save | Faucet Aerators | 0 | 0 | 0.02 | 110.58 | 1 | Honeywell | 2023-07-31 | redacted
Low Income - Power to Save | LI - DUCT | 0 | 0.4 | 0.12 | 775.77 | 1 | Honeywell | 2023-07-31 | redacted
Low Income - Power to Save | LED Lights | 0 | 0 | 0 | 47.6 | 1 | Honeywell | 2023-07-31 | redacted
Low Income - Power to Save | Weather Strip/Caulk | 0 | 0.25 | 0.09 | 503.3 | 1 | Honeywell | 2023-07-18 | redacted
Low Income - Power to Save | Outdoor Coil Cleaning | 0 | 0.1 | 0 | 275 | 1 | Honeywell | 2023-07-18 | redacted
Low Income - Power to Save | HVAC Inspection | 0 | 0.17 | 0 | 268.73 | 1 | Honeywell | 2023-07-18 | redacted
Low Income - Power to Save | LI - DUCT | 0 | 0.4 | 0.12 | 775.77 | 1 | Honeywell | 2023-07-18 | redacted
Low Income - Power to Save | LED Lights | 0 | 0 | 0 | 47.6 | 1 | Honeywell | 2023-07-18 | redacted
Low Income - Power to Save | Weather Strip/Caulk | 0 | 0.25 | 0.09 | 503.3 | 1 | Honeywell | 2023-07-31 | redacted
Low Income - Power to Save | Outdoor Coil Cleaning | 0 | 0.1 | 0 | 275 | 1 | Honeywell | 2023-07-31 | redacted
Low Income - Power to Save | HVAC Inspection | 0 | 0.17 | 0 | 268.73 | 1 | Honeywell | 2023-07-31 | redacted
Low Income - Power to Save | Faucet Aerators | 0 | 0 | 0.02 | 110.58 | 1 | Honeywell | 2023-07-31 | redacted
Low Income - Power to Save | Low Flow Showerhead | 0 | 0.04 | 0.1 | 504.08 | 1 | Honeywell | 2023-07-31 | redacted
Low Income - Power to Save | LED Lights | 0 | 0 | 0 | 47.6 | 1 | Honeywell | 2023-07-31 | redacted
Low Income - Power to Save | Weather Strip/Caulk | 0 | 0.25 | 0.09 | 503.3 | 1 | Honeywell | 2023-07-18 | redacted
Low Income - Power to Save | Outdoor Coil Cleaning | 0 | 0.1 | 0 | 275 | 1 | Honeywell | 2023-07-18 | redacted
Low Income - Power to Save | HVAC Inspection | 0 | 0.17 | 0 | 268.73 | 1 | Honeywell | 2023-07-18 | redacted
Low Income - Power to Save | Low Flow Showerhead | 0 | 0.04 | 0.1 | 504.08 | 1 | Honeywell | 2023-07-18 | redacted
Low Income - Power to Save | LI - DUCT | 0 | 0.4 | 0.12 | 775.77 | 1 | Honeywell | 2023-07-18 | redacted
Low Income - Power to Save | LED Lights | 0 | 0 | 0 | 47.6 | 1 | Honeywell | 2023-07-18 | redacted
Low Income - Power to Save | Weather Strip/Caulk | 0 | 0.25 | 0.09 | 503 | 1 | Honeywell | 2023-07-11 | redacted
Low Income - Power to Save | Outdoor Coil Cleaning | 0 | 0.1 | 0 | 275 | 1 | Honeywell | 2023-07-11 | redacted
Low Income - Power to Save | HVAC Inspection | 0 | 0.17 | 0 | 268 | 1 | Honeywell | 2023-07-11 | redacted
Low Income - Power to Save | Faucet Aerators | 0 | 0 | 0.02 | 110 | 1 | Honeywell | 2023-07-11 | redacted
Low Income - Power to Save | Low Flow Showerhead | 0 | 0.04 | 0.1 | 504 | 1 | Honeywell | 2023-07-11 | redacted
Low Income - Power to Save | LI - DUCT | 0 | 0.4 | 0.12 | 775 | 1 | Honeywell | 2023-07-11 | redacted
Low Income - Power to Save | LED Lights | 0 | 0 | 0 | 47 | 1 | Honeywell | 2023-07-11 | redacted
Low Income - Power to Save | Weather Strip/Caulk | 0 | 0.25 | 0.09 | 503.3 | 1 | Honeywell | 2023-07-25 | redacted
Low Income - Power to Save | Outdoor Coil Cleaning | 0 | 0.1 | 0 | 275 | 1 | Honeywell | 2023-07-25 | redacted
Low Income - Power to Save | HVAC Inspection | 0 | 0.17 | 0 | 268.73 | 1 | Honeywell | 2023-07-25 | redacted
Low Income - Power to Save | LI - DUCT | 0 | 0.4 | 0.12 | 775.77 | 1 | Honeywell | 2023-07-25 | redacted
Low Income - Power to Save | LED Lights | 0 | 0 | 0 | 47.6 | 1 | Honeywell | 2023-07-25 | redacted
Low Income - Power to Save | Faucet Aerators | 0 | 0 | 0.02 | 110.58 | 1 | Honeywell | 2023-07-28 | redacted
Low Income - Power to Save | Low Flow Showerhead | 0 | 0.04 | 0.1 | 504.08 | 1 | Honeywell | 2023-07-28 | redacted
Low Income - Power to Save | LED Lights | 0 | 0 | 0 | 47.6 | 1 | Honeywell | 2023-07-28 | redacted
Low Income - Power to Save | Outdoor Coil Cleaning | 0 | 0.1 | 0 | 275 | 1 | Honeywell | 2023-07-12 | redacted
Low Income - Power to Save | Faucet Aerators | 0 | 0 | 0.02 | 110 | 1 | Honeywell | 2023-07-12 | redacted
Low Income - Power to Save | Low Flow Showerhead | 0 | 0.04 | 0.1 | 504 | 1 | Honeywell | 2023-07-12 | redacted
Low Income - Power to Save | LED Lights | 0 | 0 | 0 | 47 | 1 | Honeywell | 2023-07-12 | redacted
Low Income - Power to Save | Weather Strip/Caulk | 0 | 0.25 | 0.09 | 503.3 | 1 | Honeywell | 2023-07-27 | redacted
Low Income - Power to Save | Outdoor Coil Cleaning | 0 | 0.1 | 0 | 275 | 1 | Honeywell | 2023-07-27 | redacted
Low Income - Power to Save | HVAC Inspection | 0 | 0.17 | 0 | 268.73 | 1 | Honeywell | 2023-07-27 | redacted
Low Income - Power to Save | LI - DUCT | 0 | 0.4 | 0.12 | 775.77 | 1 | Honeywell | 2023-07-27 | redacted
Low Income - Power to Save | LED Lights | 0 | 0 | 0 | 47.6 | 1 | Honeywell | 2023-07-27 | redacted
Low Income - Power to Save | Weather Strip/Caulk | 0 | 0.25 | 0.09 | 503.3 | 1 | Honeywell | 2023-07-19 | redacted
Low Income - Power to Save | Outdoor Coil Cleaning | 0 | 0.1 | 0 | 275 | 1 | Honeywell | 2023-07-19 | redacted
Low Income - Power to Save | HVAC Inspection | 0 | 0.17 | 0 | 268.73 | 1 | Honeywell | 2023-07-19 | redacted
Low Income - Power to Save | Faucet Aerators | 0 | 0 | 0.02 | 110.58 | 1 | Honeywell | 2023-07-19 | redacted
Low Income - Power to Save | Low Flow Showerhead | 0 | 0.04 | 0.1 | 504.08 | 1 | Honeywell | 2023-07-19 | redacted
Low Income - Power to Save | LI - DUCT | 0 | 0.4 | 0.12 | 775.77 | 1 | Honeywell | 2023-07-19 | redacted
Low Income - Power to Save | LED Lights | 0 | 0 | 0 | 47.6 | 1 | Honeywell | 2023-07-19 | redacted
Low Income - Power to Save | Weather Strip/Caulk | 0 | 0.25 | 0.09 | 503.3 | 1 | Honeywell | 2023-07-31 | redacted
Low Income - Power to Save | Outdoor Coil Cleaning | 0 | 0.1 | 0 | 275 | 1 | Honeywell | 2023-07-31 | redacted
Low Income - Power to Save | HVAC Inspection | 0 | 0.17 | 0 | 268.73 | 1 | Honeywell | 2023-07-31 | redacted
Low Income - Power to Save | Faucet Aerators | 0 | 0 | 0.02 | 110.58 | 1 | Honeywell | 2023-07-31 | redacted
Low Income - Power to Save | Low Flow Showerhead | 0 | 0.04 | 0.1 | 504.08 | 1 | Honeywell | 2023-07-31 | redacted
Low Income - Power to Save | LI - DUCT | 0 | 0.4 | 0.12 | 775.77 | 1 | Honeywell | 2023-07-31 | redacted
Low Income - Power to Save | LED Lights | 0 | 0 | 0 | 47.6 | 1 | Honeywell | 2023-07-31 | redacted
Low Income - Power to Save | Faucet Aerators | 0 | 0 | 0.02 | 110 | 1 | Honeywell | 2023-07-12 | redacted
Low Income - Power to Save | Low Flow Showerhead | 0 | 0.04 | 0.1 | 504 | 1 | Honeywell | 2023-07-12 | redacted
Low Income - Power to Save | LED Lights | 0 | 0 | 0 | 47 | 1 | Honeywell | 2023-07-12 | redacted
Low Income - Power to Save | Faucet Aerators | 0 | 0 | 0.02 | 110 | 1 | Honeywell | 2023-07-11 | redacted
Low Income - Power to Save | Low Flow Showerhead | 0 | 0.04 | 0.1 | 504 | 1 | Honeywell | 2023-07-11 | redacted
Low Income - Power to Save | LED Lights | 0 | 0 | 0 | 47 | 1 | Honeywell | 2023-07-11 | redacted
Low Income - Power to Save | Weather Strip/Caulk | 0 | 0.25 | 0.09 | 503.3 | 1 | Honeywell | 2023-07-31 | redacted
Low Income - Power to Save | Faucet Aerators | 0 | 0 | 0.02 | 110.58 | 1 | Honeywell | 2023-07-31 | redacted
Low Income - Power to Save | Low Flow Showerhead | 0 | 0.04 | 0.1 | 504.08 | 1 | Honeywell | 2023-07-31 | redacted
Low Income - Power to Save | LED Lights | 0 | 0 | 0 | 47.6 | 1 | Honeywell | 2023-07-31 | redacted
Low Income - Power to Save | Weather Strip/Caulk | 0 | 0.25 | 0.09 | 503 | 1 | Honeywell | 2023-07-11 | redacted
Low Income - Power to Save | Outdoor Coil Cleaning | 0 | 0.1 | 0 | 275 | 1 | Honeywell | 2023-07-11 | redacted
Low Income - Power to Save | HVAC Inspection | 0 | 0.17 | 0 | 268 | 1 | Honeywell | 2023-07-11 | redacted
Low Income - Power to Save | Weather Strip/Caulk | 0 | 0.25 | 0.09 | 503.3 | 1 | Honeywell | 2023-07-19 | redacted
Low Income - Power to Save | Outdoor Coil Cleaning | 0 | 0.1 | 0 | 275 | 1 | Honeywell | 2023-07-19 | redacted
Low Income - Power to Save | HVAC Inspection | 0 | 0.17 | 0 | 268.73 | 1 | Honeywell | 2023-07-19 | redacted
Low Income - Power to Save | Faucet Aerators | 0 | 0 | 0.02 | 110.58 | 1 | Honeywell | 2023-07-19 | redacted
Low Income - Power to Save | Low Flow Showerhead | 0 | 0.04 | 0.1 | 504.08 | 1 | Honeywell | 2023-07-19 | redacted
Low Income - Power to Save | LI - DUCT | 0 | 0.4 | 0.12 | 775.77 | 1 | Honeywell | 2023-07-19 | redacted
Low Income - Power to Save | LED Lights | 0 | 0 | 0 | 47.6 | 1 | Honeywell | 2023-07-19 | redacted
Low Income - Power to Save | Weather Strip/Caulk | 0 | 0.25 | 0.09 | 503.3 | 1 | Honeywell | 2023-07-18 | redacted
Low Income - Power to Save | Outdoor Coil Cleaning | 0 | 0.1 | 0 | 275 | 1 | Honeywell | 2023-07-18 | redacted
Low Income - Power to Save | HVAC Inspection | 0 | 0.17 | 0 | 268.73 | 1 | Honeywell | 2023-07-18 | redacted
Low Income - Power to Save | Faucet Aerators | 0 | 0 | 0.02 | 110.58 | 1 | Honeywell | 2023-07-18 | redacted
Low Income - Power to Save | Low Flow Showerhead | 0 | 0.04 | 0.1 | 504.08 | 1 | Honeywell | 2023-07-18 | redacted
Low Income - Power to Save | LI - DUCT | 0 | 0.4 | 0.12 | 775.77 | 1 | Honeywell | 2023-07-18 | redacted
Low Income - Power to Save | LED Lights | 0 | 0 | 0 | 47.6 | 1 | Honeywell | 2023-07-18 | redacted
Low Income - Power to Save | Faucet Aerators | 0 | 0 | 0.02 | 110.58 | 1 | Honeywell | 2023-07-31 | redacted
Low Income - Power to Save | Low Flow Showerhead | 0 | 0.04 | 0.1 | 504.08 | 1 | Honeywell | 2023-07-31 | redacted
Low Income - Power to Save | LED Lights | 0 | 0 | 0 | 47.6 | 1 | Honeywell | 2023-07-31 | redacted
Low Income - Power to Save | Weather Strip/Caulk | 0 | 0.25 | 0.09 | 503.3 | 1 | Honeywell | 2023-07-31 | redacted
Low Income - Power to Save | Outdoor Coil Cleaning | 0 | 0.1 | 0 | 275 | 1 | Honeywell | 2023-07-31 | redacted
Low Income - Power to Save | HVAC Inspection | 0 | 0.17 | 0 | 268.73 | 1 | Honeywell | 2023-07-31 | redacted
Low Income - Power to Save | Faucet Aerators | 0 | 0 | 0.02 | 110.58 | 1 | Honeywell | 2023-07-31 | redacted
Low Income - Power to Save | Low Flow Showerhead | 0 | 0.04 | 0.1 | 504.08 | 1 | Honeywell | 2023-07-31 | redacted
Low Income - Power to Save | LED Lights | 0 | 0 | 0 | 47.6 | 1 | Honeywell | 2023-07-31 | redacted
Low Income - Power to Save | Weather Strip/Caulk | 0 | 0.25 | 0.09 | 503 | 1 | Honeywell | 2023-07-12 | redacted
Low Income - Power to Save | Outdoor Coil Cleaning | 0 | 0.1 | 0 | 275 | 1 | Honeywell | 2023-07-12 | redacted
Low Income - Power to Save | HVAC Inspection | 0 | 0.17 | 0 | 268 | 1 | Honeywell | 2023-07-12 | redacted
Low Income - Power to Save | Faucet Aerators | 0 | 0 | 0.02 | 110 | 1 | Honeywell | 2023-07-12 | redacted
Low Income - Power to Save | Low Flow Showerhead | 0 | 0.04 | 0.1 | 504 | 1 | Honeywell | 2023-07-12 | redacted
Low Income - Power to Save | LI - DUCT | 0 | 0.4 | 0.12 | 775 | 1 | Honeywell | 2023-07-12 | redacted
Low Income - Power to Save | LED Lights | 0 | 0 | 0 | 47 | 1 | Honeywell | 2023-07-12 | redacted
Low Income - Power to Save | Weather Strip/Caulk | 0 | 0.25 | 0.09 | 503.3 | 1 | Honeywell | 2023-07-31 | redacted
Low Income - Power to Save | Outdoor Coil Cleaning | 0 | 0.1 | 0 | 275 | 1 | Honeywell | 2023-07-31 | redacted
Low Income - Power to Save | HVAC Inspection | 0 | 0.17 | 0 | 268.73 | 1 | Honeywell | 2023-07-31 | redacted
Low Income - Power to Save | Faucet Aerators | 0 | 0 | 0.02 | 110.58 | 1 | Honeywell | 2023-07-31 | redacted
Low Income - Power to Save | Low Flow Showerhead | 0 | 0.04 | 0.1 | 504.08 | 1 | Honeywell | 2023-07-31 | redacted
Low Income - Power to Save | LED Lights | 0 | 0 | 0 | 47.6 | 1 | Honeywell | 2023-07-31 | redacted
Low Income - Power to Save | Weather Strip/Caulk | 0 | 0.25 | 0.09 | 503.3 | 1 | Honeywell | 2023-07-20 | redacted
Low Income - Power to Save | Pipe Wrap | 0 | 0.01 | 0.03 | 143.65 | 1 | Honeywell | 2023-07-20 | redacted
Low Income - Power to Save | Outdoor Coil Cleaning | 0 | 0.1 | 0 | 275 | 1 | Honeywell | 2023-07-20 | redacted
Low Income - Power to Save | HVAC Inspection | 0 | 0.17 | 0 | 268.73 | 1 | Honeywell | 2023-07-20 | redacted
Low Income - Power to Save | Faucet Aerators | 0 | 0 | 0.02 | 110.58 | 1 | Honeywell | 2023-07-20 | redacted
Low Income - Power to Save | Low Flow Showerhead | 0 | 0.04 | 0.1 | 504.08 | 1 | Honeywell | 2023-07-20 | redacted
Low Income - Power to Save | LI - DUCT | 0 | 0.4 | 0.12 | 775.77 | 1 | Honeywell | 2023-07-20 | redacted
Low Income - Power to Save | LED Lights | 0 | 0 | 0 | 47.6 | 1 | Honeywell | 2023-07-20 | redacted
Low Income - Power to Save | Weather Strip/Caulk | 0 | 0.25 | 0.09 | 503 | 1 | Honeywell | 2023-07-12 | redacted
Low Income - Power to Save | Faucet Aerators | 0 | 0 | 0.02 | 110 | 1 | Honeywell | 2023-07-12 | redacted
Low Income - Power to Save | Low Flow Showerhead | 0 | 0.04 | 0.1 | 504 | 1 | Honeywell | 2023-07-12 | redacted
Low Income - Power to Save | LED Lights | 0 | 0 | 0 | 47 | 1 | Honeywell | 2023-07-12 | redacted
Low Income - Power to Save | Weather Strip/Caulk | 0 | 0.25 | 0.09 | 503 | 1 | Honeywell | 2023-07-12 | redacted
Low Income - Power to Save | Faucet Aerators | 0 | 0 | 0.02 | 110 | 1 | Honeywell | 2023-07-12 | redacted
Low Income - Power to Save | Low Flow Showerhead | 0 | 0.04 | 0.1 | 504 | 1 | Honeywell | 2023-07-12 | redacted
Low Income - Power to Save | LED Lights | 0 | 0 | 0 | 47 | 1 | Honeywell | 2023-07-12 | redacted
Low Income - Power to Save | Weather Strip/Caulk | 0 | 0.25 | 0.09 | 503 | 1 | Honeywell | 2023-07-12 | redacted
Low Income - Power to Save | Faucet Aerators | 0 | 0 | 0.02 | 110 | 1 | Honeywell | 2023-07-12 | redacted
Low Income - Power to Save | Low Flow Showerhead | 0 | 0.04 | 0.1 | 504 | 1 | Honeywell | 2023-07-12 | redacted
Low Income - Power to Save | LED Lights | 0 | 0 | 0 | 47 | 1 | Honeywell | 2023-07-12 | redacted
Low Income - Power to Save | Weather Strip/Caulk | 0 | 0.25 | 0.09 | 503 | 1 | Honeywell | 2023-07-12 | redacted
Low Income - Power to Save | Faucet Aerators | 0 | 0 | 0.02 | 110 | 1 | Honeywell | 2023-07-12 | redacted
Low Income - Power to Save | LED Lights | 0 | 0 | 0 | 47 | 1 | Honeywell | 2023-07-12 | redacted
Low Income - Power to Save | Faucet Aerators | 0 | 0 | 0.02 | 110.58 | 1 | Honeywell | 2023-07-28 | redacted
Low Income - Power to Save | Low Flow Showerhead | 0 | 0.04 | 0.1 | 504.08 | 1 | Honeywell | 2023-07-28 | redacted
Low Income - Power to Save | LED Lights | 0 | 0 | 0 | 47.6 | 1 | Honeywell | 2023-07-28 | redacted
Low Income - Power to Save | Weather Strip/Caulk | 0 | 0.25 | 0.09 | 503.3 | 1 | Honeywell | 2023-07-18 | redacted
Low Income - Power to Save | Outdoor Coil Cleaning | 0 | 0.1 | 0 | 275 | 1 | Honeywell | 2023-07-18 | redacted
Low Income - Power to Save | HVAC Inspection | 0 | 0.17 | 0 | 268.73 | 1 | Honeywell | 2023-07-18 | redacted
Low Income - Power to Save | Faucet Aerators | 0 | 0 | 0.02 | 110.58 | 1 | Honeywell | 2023-07-18 | redacted
Low Income - Power to Save | Low Flow Showerhead | 0 | 0.04 | 0.1 | 504.08 | 1 | Honeywell | 2023-07-18 | redacted
Low Income - Power to Save | LI - DUCT | 0 | 0.4 | 0.12 | 775.77 | 1 | Honeywell | 2023-07-18 | redacted
Low Income - Power to Save | LED Lights | 0 | 0 | 0 | 47.6 | 1 | Honeywell | 2023-07-18 | redacted
Low Income - Power to Save | Outdoor Coil Cleaning | 0 | 0.1 | 0 | 275 | 1 | Honeywell | 2023-07-10 | redacted
Low Income - Power to Save | Low Flow Showerhead | 0 | 0.04 | 0.1 | 504 | 1 | Honeywell | 2023-07-10 | redacted
Low Income - Power to Save | LED Lights | 0 | 0 | 0 | 47 | 1 | Honeywell | 2023-07-10 | redacted
Low Income - Power to Save | LED Lights | 0 | 0 | 0 | 47.6 | 1 | Honeywell | 2023-07-28 | redacted
Low Income - Power to Save | Weather Strip/Caulk | 0 | 0.25 | 0.09 | 503.3 | 1 | Honeywell | 2023-07-31 | redacted
Low Income - Power to Save | Outdoor Coil Cleaning | 0 | 0.1 | 0 | 275 | 1 | Honeywell | 2023-07-31 | redacted
Low Income - Power to Save | HVAC Inspection | 0 | 0.17 | 0 | 268.73 | 1 | Honeywell | 2023-07-31 | redacted
Low Income - Power to Save | Faucet Aerators | 0 | 0 | 0.02 | 110.58 | 1 | Honeywell | 2023-07-31 | redacted
Low Income - Power to Save | Low Flow Showerhead | 0 | 0.04 | 0.1 | 504.08 | 1 | Honeywell | 2023-07-31 | redacted
Low Income - Power to Save | LI - DUCT | 0 | 0.4 | 0.12 | 775.77 | 1 | Honeywell | 2023-07-31 | redacted
Low Income - Power to Save | LED Lights | 0 | 0 | 0 | 47.6 | 1 | Honeywell | 2023-07-31 | redacted
Low Income - Power to Save | Outdoor Coil Cleaning | 0 | 0.1 | 0 | 275 | 1 | Honeywell | 2023-07-28 | redacted
Low Income - Power to Save | Faucet Aerators | 0 | 0 | 0.02 | 110.58 | 1 | Honeywell | 2023-07-28 | redacted
Low Income - Power to Save | Low Flow Showerhead | 0 | 0.04 | 0.1 | 504.08 | 1 | Honeywell | 2023-07-28 | redacted
Low Income - Power to Save | LED Lights | 0 | 0 | 0 | 47.6 | 1 | Honeywell | 2023-07-28 | redacted
Low Income - Power to Save | Weather Strip/Caulk | 0 | 0.25 | 0.09 | 503.3 | 1 | Honeywell | 2023-07-18 | redacted
Low Income - Power to Save | Faucet Aerators | 0 | 0 | 0.02 | 110.58 | 1 | Honeywell | 2023-07-18 | redacted
Low Income - Power to Save | Low Flow Showerhead | 0 | 0.04 | 0.1 | 504.08 | 1 | Honeywell | 2023-07-18 | redacted
Low Income - Power to Save | LED Lights | 0 | 0 | 0 | 47.6 | 1 | Honeywell | 2023-07-18 | redacted
Low Income - Power to Save | Weather Strip/Caulk | 0 | 0.25 | 0.09 | 503.3 | 1 | Honeywell | 2023-07-31 | redacted
Low Income - Power to Save | Outdoor Coil Cleaning | 0 | 0.1 | 0 | 275 | 1 | Honeywell | 2023-07-31 | redacted
Low Income - Power to Save | HVAC Inspection | 0 | 0.17 | 0 | 268.73 | 1 | Honeywell | 2023-07-31 | redacted
Low Income - Power to Save | Faucet Aerators | 0 | 0 | 0.02 | 110.58 | 1 | Honeywell | 2023-07-31 | redacted
Low Income - Power to Save | Low Flow Showerhead | 0 | 0.04 | 0.1 | 504.08 | 1 | Honeywell | 2023-07-31 | redacted
Low Income - Power to Save | LED Lights | 0 | 0 | 0 | 47.6 | 1 | Honeywell | 2023-07-31 | redacted
Low Income - Power to Save | Weather Strip/Caulk | 0 | 0.25 | 0.09 | 503.3 | 1 | Honeywell | 2023-07-31 | redacted
Low Income - Power to Save | Pipe Wrap | 0 | 0.01 | 0.03 | 143.65 | 1 | Honeywell | 2023-07-31 | redacted
Low Income - Power to Save | Outdoor Coil Cleaning | 0 | 0.1 | 0 | 275 | 1 | Honeywell | 2023-07-31 | redacted
Low Income - Power to Save | HVAC Inspection | 0 | 0.17 | 0 | 268.73 | 1 | Honeywell | 2023-07-31 | redacted
Low Income - Power to Save | Faucet Aerators | 0 | 0 | 0.02 | 110.58 | 1 | Honeywell | 2023-07-31 | redacted
Low Income - Power to Save | Low Flow Showerhead | 0 | 0.04 | 0.1 | 504.08 | 1 | Honeywell | 2023-07-31 | redacted
Low Income - Power to Save | LI - DUCT | 0 | 0.4 | 0.12 | 775.77 | 1 | Honeywell | 2023-07-31 | redacted
Low Income - Power to Save | LED Lights | 0 | 0 | 0 | 47.6 | 1 | Honeywell | 2023-07-31 | redacted
Low Income - Power to Save | Outdoor Coil Cleaning | 0 | 0.1 | 0 | 275 | 1 | Honeywell | 2023-07-10 | redacted
Low Income - Power to Save | HVAC Inspection | 0 | 0.17 | 0 | 268 | 1 | Honeywell | 2023-07-10 | redacted
Low Income - Power to Save | LED Lights | 0 | 0 | 0 | 47 | 1 | Honeywell | 2023-07-10 | redacted
Low Income - Power to Save | Weather Strip/Caulk | 0 | 0.25 | 0.09 | 503.3 | 1 | Honeywell | 2023-07-31 | redacted
Low Income - Power to Save | Outdoor Coil Cleaning | 0 | 0.1 | 0 | 275 | 1 | Honeywell | 2023-07-31 | redacted
Low Income - Power to Save | Faucet Aerators | 0 | 0 | 0.02 | 110.58 | 1 | Honeywell | 2023-07-31 | redacted
Low Income - Power to Save | LED Lights | 0 | 0 | 0 | 47.6 | 1 | Honeywell | 2023-07-31 | redacted
Low Income - Power to Save | Weather Strip/Caulk | 0 | 0.25 | 0.09 | 503.3 | 1 | Honeywell | 2023-07-14 | redacted
Low Income - Power to Save | Faucet Aerators | 0 | 0 | 0.02 | 110.58 | 1 | Honeywell | 2023-07-14 | redacted
Low Income - Power to Save | Low Flow Showerhead | 0 | 0.04 | 0.1 | 504.08 | 1 | Honeywell | 2023-07-14 | redacted
Low Income - Power to Save | LED Lights | 0 | 0 | 0 | 47.6 | 1 | Honeywell | 2023-07-14 | redacted
Low Income - Power to Save | Weather Strip/Caulk | 0 | 0.25 | 0.09 | 503.3 | 1 | Honeywell | 2023-07-31 | redacted
Low Income - Power to Save | Outdoor Coil Cleaning | 0 | 0.1 | 0 | 275 | 1 | Honeywell | 2023-07-31 | redacted
Low Income - Power to Save | HVAC Inspection | 0 | 0.17 | 0 | 268.73 | 1 | Honeywell | 2023-07-31 | redacted
Low Income - Power to Save | Faucet Aerators | 0 | 0 | 0.02 | 110.58 | 1 | Honeywell | 2023-07-31 | redacted
Low Income - Power to Save | Low Flow Showerhead | 0 | 0.04 | 0.1 | 504.08 | 1 | Honeywell | 2023-07-31 | redacted
Low Income - Power to Save | LED Lights | 0 | 0 | 0 | 47.6 | 1 | Honeywell | 2023-07-31 | redacted
Low Income - Power to Save | Weather Strip/Caulk | 0 | 0.25 | 0.09 | 503.3 | 1 | Honeywell | 2023-07-14 | redacted
Low Income - Power to Save | Pipe Wrap | 0 | 0.01 | 0.03 | 143.65 | 1 | Honeywell | 2023-07-14 | redacted
Low Income - Power to Save | Faucet Aerators | 0 | 0 | 0.02 | 110.58 | 1 | Honeywell | 2023-07-14 | redacted
Low Income - Power to Save | Low Flow Showerhead | 0 | 0.04 | 0.1 | 504.08 | 1 | Honeywell | 2023-07-14 | redacted
Low Income - Power to Save | LED Lights | 0 | 0 | 0 | 47.6 | 1 | Honeywell | 2023-07-14 | redacted
Low Income - Power to Save | Weather Strip/Caulk | 0 | 0.25 | 0.09 | 503 | 1 | Honeywell | 2023-07-12 | redacted
Low Income - Power to Save | Pipe Wrap | 0 | 0.01 | 0.03 | 143 | 1 | Honeywell | 2023-07-12 | redacted
Low Income - Power to Save | Outdoor Coil Cleaning | 0 | 0.1 | 0 | 275 | 1 | Honeywell | 2023-07-12 | redacted
Low Income - Power to Save | HVAC Inspection | 0 | 0.17 | 0 | 268 | 1 | Honeywell | 2023-07-12 | redacted
Low Income - Power to Save | Faucet Aerators | 0 | 0 | 0.02 | 110 | 1 | Honeywell | 2023-07-12 | redacted
Low Income - Power to Save | Low Flow Showerhead | 0 | 0.04 | 0.1 | 504 | 1 | Honeywell | 2023-07-12 | redacted
Low Income - Power to Save | LI - DUCT | 0 | 0.4 | 0.12 | 775 | 1 | Honeywell | 2023-07-12 | redacted
Low Income - Power to Save | LED Lights | 0 | 0 | 0 | 47 | 1 | Honeywell | 2023-07-12 | redacted
Low Income - Power to Save | Weather Strip/Caulk | 0 | 0.25 | 0.09 | 503.3 | 1 | Honeywell | 2023-07-31 | redacted
Low Income - Power to Save | Outdoor Coil Cleaning | 0 | 0.1 | 0 | 275 | 1 | Honeywell | 2023-07-31 | redacted
Low Income - Power to Save | HVAC Inspection | 0 | 0.17 | 0 | 268.73 | 1 | Honeywell | 2023-07-31 | redacted
Low Income - Power to Save | Faucet Aerators | 0 | 0 | 0.02 | 110.58 | 1 | Honeywell | 2023-07-31 | redacted
Low Income - Power to Save | Low Flow Showerhead | 0 | 0.04 | 0.1 | 504.08 | 1 | Honeywell | 2023-07-31 | redacted
Low Income - Power to Save | LED Lights | 0 | 0 | 0 | 47.6 | 1 | Honeywell | 2023-07-31 | redacted
Low Income - Power to Save | Weather Strip/Caulk | 0 | 0.25 | 0.09 | 503.3 | 1 | Honeywell | 2023-07-13 | redacted
Low Income - Power to Save | Faucet Aerators | 0 | 0 | 0.02 | 110.58 | 1 | Honeywell | 2023-07-13 | redacted
Low Income - Power to Save | Low Flow Showerhead | 0 | 0.04 | 0.1 | 504.08 | 1 | Honeywell | 2023-07-13 | redacted
Low Income - Power to Save | LED Lights | 0 | 0 | 0 | 47.6 | 1 | Honeywell | 2023-07-13 | redacted
Low Income - Power to Save | Weather Strip/Caulk | 0 | 0.25 | 0.09 | 503.3 | 1 | Honeywell | 2023-07-26 | redacted
Low Income - Power to Save | Outdoor Coil Cleaning | 0 | 0.1 | 0 | 275 | 1 | Honeywell | 2023-07-26 | redacted
Low Income - Power to Save | Faucet Aerators | 0 | 0 | 0.02 | 110.58 | 1 | Honeywell | 2023-07-26 | redacted
Low Income - Power to Save | Low Flow Showerhead | 0 | 0.04 | 0.1 | 504.08 | 1 | Honeywell | 2023-07-26 | redacted
Low Income - Power to Save | LED Lights | 0 | 0 | 0 | 47.6 | 1 | Honeywell | 2023-07-26 | redacted
Low Income - Power to Save | Weather Strip/Caulk | 0 | 0.25 | 0.09 | 503.3 | 1 | Honeywell | 2023-07-27 | redacted
Low Income - Power to Save | Pipe Wrap | 0 | 0.01 | 0.03 | 143.65 | 1 | Honeywell | 2023-07-27 | redacted
Low Income - Power to Save | Outdoor Coil Cleaning | 0 | 0.1 | 0 | 275 | 1 | Honeywell | 2023-07-27 | redacted
Low Income - Power to Save | HVAC Inspection | 0 | 0.17 | 0 | 268.73 | 1 | Honeywell | 2023-07-27 | redacted
Low Income - Power to Save | Low Flow Showerhead | 0 | 0.04 | 0.1 | 504.08 | 1 | Honeywell | 2023-07-27 | redacted
Low Income - Power to Save | LI - DUCT | 0 | 0.4 | 0.12 | 775.77 | 1 | Honeywell | 2023-07-27 | redacted
Low Income - Power to Save | LED Lights | 0 | 0 | 0 | 47.6 | 1 | Honeywell | 2023-07-27 | redacted
Low Income - Power to Save | Weather Strip/Caulk | 0 | 0.25 | 0.09 | 503.3 | 1 | Honeywell | 2023-07-31 | redacted
Low Income - Power to Save | Outdoor Coil Cleaning | 0 | 0.1 | 0 | 275 | 1 | Honeywell | 2023-07-31 | redacted
Low Income - Power to Save | HVAC Inspection | 0 | 0.17 | 0 | 268.73 | 1 | Honeywell | 2023-07-31 | redacted
Low Income - Power to Save | Faucet Aerators | 0 | 0 | 0.02 | 110.58 | 1 | Honeywell | 2023-07-31 | redacted
Low Income - Power to Save | Low Flow Showerhead | 0 | 0.04 | 0.1 | 504.08 | 1 | Honeywell | 2023-07-31 | redacted
Low Income - Power to Save | LED Lights | 0 | 0 | 0 | 47.6 | 1 | Honeywell | 2023-07-31 | redacted
Low Income - Power to Save | Faucet Aerators | 0 | 0 | 0.02 | 110.58 | 1 | Honeywell | 2023-07-24 | redacted
Low Income - Power to Save | Low Flow Showerhead | 0 | 0.04 | 0.1 | 504.08 | 1 | Honeywell | 2023-07-24 | redacted
Low Income - Power to Save | LED Lights | 0 | 0 | 0 | 47.6 | 1 | Honeywell | 2023-07-24 | redacted
Low Income - Power to Save | Weather Strip/Caulk | 0 | 0.25 | 0.09 | 503.3 | 1 | Honeywell | 2023-07-28 | redacted
Low Income - Power to Save | Outdoor Coil Cleaning | 0 | 0.1 | 0 | 275 | 1 | Honeywell | 2023-07-28 | redacted
Low Income - Power to Save | HVAC Inspection | 0 | 0.17 | 0 | 268.73 | 1 | Honeywell | 2023-07-28 | redacted
Low Income - Power to Save | Faucet Aerators | 0 | 0 | 0.02 | 110.58 | 1 | Honeywell | 2023-07-28 | redacted
Low Income - Power to Save | Low Flow Showerhead | 0 | 0.04 | 0.1 | 504.08 | 1 | Honeywell | 2023-07-28 | redacted
Low Income - Power to Save | LI - DUCT | 0 | 0.4 | 0.12 | 775.77 | 1 | Honeywell | 2023-07-28 | redacted
Low Income - Power to Save | LED Lights | 0 | 0 | 0 | 47.6 | 1 | Honeywell | 2023-07-28 | redacted
Low Income - Power to Save | Weather Strip/Caulk | 0 | 0.25 | 0.09 | 503.3 | 1 | Honeywell | 2023-07-18 | redacted
Low Income - Power to Save | Pipe Wrap | 0 | 0.01 | 0.03 | 143.65 | 1 | Honeywell | 2023-07-18 | redacted
Low Income - Power to Save | Outdoor Coil Cleaning | 0 | 0.1 | 0 | 275 | 1 | Honeywell | 2023-07-18 | redacted
Low Income - Power to Save | HVAC Inspection | 0 | 0.17 | 0 | 268.73 | 1 | Honeywell | 2023-07-18 | redacted
Low Income - Power to Save | Faucet Aerators | 0 | 0 | 0.02 | 110.58 | 1 | Honeywell | 2023-07-18 | redacted
Low Income - Power to Save | Low Flow Showerhead | 0 | 0.04 | 0.1 | 504.08 | 1 | Honeywell | 2023-07-18 | redacted
Low Income - Power to Save | LI - DUCT | 0 | 0.4 | 0.12 | 775.77 | 1 | Honeywell | 2023-07-18 | redacted
Low Income - Power to Save | LED Lights | 0 | 0 | 0 | 47.6 | 1 | Honeywell | 2023-07-18 | redacted
Low Income - Power to Save | Weather Strip/Caulk | 0 | 0.25 | 0.09 | 503.3 | 1 | Honeywell | 2023-07-31 | redacted
Low Income - Power to Save | Outdoor Coil Cleaning | 0 | 0.1 | 0 | 275 | 1 | Honeywell | 2023-07-31 | redacted
Low Income - Power to Save | HVAC Inspection | 0 | 0.17 | 0 | 268.73 | 1 | Honeywell | 2023-07-31 | redacted
Low Income - Power to Save | Low Flow Showerhead | 0 | 0.04 | 0.1 | 504.08 | 1 | Honeywell | 2023-07-31 | redacted
Low Income - Power to Save | LI - DUCT | 0 | 0.4 | 0.12 | 775.77 | 1 | Honeywell | 2023-07-31 | redacted
Low Income - Power to Save | LED Lights | 0 | 0 | 0 | 47.6 | 1 | Honeywell | 2023-07-31 | redacted
Low Income - Power to Save | Weather Strip/Caulk | 0 | 0.25 | 0.09 | 503 | 1 | Honeywell | 2023-07-10 | redacted
Low Income - Power to Save | LED Lights | 0 | 0 | 0 | 47 | 1 | Honeywell | 2023-07-10 | redacted
Low Income - Power to Save | Faucet Aerators | 0 | 0 | 0.02 | 110.58 | 1 | Honeywell | 2023-07-13 | redacted
Low Income - Power to Save | Low Flow Showerhead | 0 | 0.04 | 0.1 | 504.08 | 1 | Honeywell | 2023-07-13 | redacted
Low Income - Power to Save | LED Lights | 0 | 0 | 0 | 47.6 | 1 | Honeywell | 2023-07-13 | redacted
Low Income - Power to Save | Faucet Aerators | 0 | 0 | 0.02 | 110.58 | 1 | Honeywell | 2023-07-24 | redacted
Low Income - Power to Save | Low Flow Showerhead | 0 | 0.04 | 0.1 | 504.08 | 1 | Honeywell | 2023-07-24 | redacted
Low Income - Power to Save | LED Lights | 0 | 0 | 0 | 47.6 | 1 | Honeywell | 2023-07-24 | redacted
Low Income - Power to Save | Weather Strip/Caulk | 0 | 0.25 | 0.09 | 503.3 | 1 | Honeywell | 2023-07-19 | redacted
Low Income - Power to Save | Pipe Wrap | 0 | 0.01 | 0.03 | 143.65 | 1 | Honeywell | 2023-07-19 | redacted
Low Income - Power to Save | Outdoor Coil Cleaning | 0 | 0.1 | 0 | 275 | 1 | Honeywell | 2023-07-19 | redacted
Low Income - Power to Save | HVAC Inspection | 0 | 0.17 | 0 | 268.73 | 1 | Honeywell | 2023-07-19 | redacted
Low Income - Power to Save | Low Flow Showerhead | 0 | 0.04 | 0.1 | 504.08 | 1 | Honeywell | 2023-07-19 | redacted
Low Income - Power to Save | LI - DUCT | 0 | 0.4 | 0.12 | 775.77 | 1 | Honeywell | 2023-07-19 | redacted
Low Income - Power to Save | LED Lights | 0 | 0 | 0 | 47.6 | 1 | Honeywell | 2023-07-19 | redacted
Low Income - Power to Save | Weather Strip/Caulk | 0 | 0.25 | 0.09 | 503.3 | 1 | Honeywell | 2023-07-28 | redacted
Low Income - Power to Save | Outdoor Coil Cleaning | 0 | 0.1 | 0 | 275 | 1 | Honeywell | 2023-07-28 | redacted
Low Income - Power to Save | HVAC Inspection | 0 | 0.17 | 0 | 268.73 | 1 | Honeywell | 2023-07-28 | redacted
Low Income - Power to Save | Low Flow Showerhead | 0 | 0.04 | 0.1 | 504.08 | 1 | Honeywell | 2023-07-28 | redacted
Low Income - Power to Save | LI - DUCT | 0 | 0.4 | 0.12 | 775.77 | 1 | Honeywell | 2023-07-28 | redacted
Low Income - Power to Save | LED Lights | 0 | 0 | 0 | 47.6 | 1 | Honeywell | 2023-07-28 | redacted
Low Income - Power to Save | Faucet Aerators | 0 | 0 | 0.02 | 110.58 | 1 | Honeywell | 2023-07-19 | redacted
Low Income - Power to Save | Low Flow Showerhead | 0 | 0.04 | 0.1 | 504.08 | 1 | Honeywell | 2023-07-19 | redacted
Low Income - Power to Save | LED Lights | 0 | 0 | 0 | 47.6 | 1 | Honeywell | 2023-07-19 | redacted
Low Income - Power to Save | Faucet Aerators | 0 | 0 | 0.02 | 110.58 | 1 | Honeywell | 2023-07-28 | redacted
Low Income - Power to Save | Low Flow Showerhead | 0 | 0.04 | 0.1 | 504.08 | 1 | Honeywell | 2023-07-28 | redacted
Low Income - Power to Save | LED Lights | 0 | 0 | 0 | 47.6 | 1 | Honeywell | 2023-07-28 | redacted
Low Income - Power to Save | Weather Strip/Caulk | 0 | 0.25 | 0.09 | 503.3 | 1 | Honeywell | 2023-07-28 | redacted
Low Income - Power to Save | Outdoor Coil Cleaning | 0 | 0.1 | 0 | 275 | 1 | Honeywell | 2023-07-28 | redacted
Low Income - Power to Save | HVAC Inspection | 0 | 0.17 | 0 | 268.73 | 1 | Honeywell | 2023-07-28 | redacted
Low Income - Power to Save | LED Lights | 0 | 0 | 0 | 47.6 | 1 | Honeywell | 2023-07-28 | redacted
Low Income - Power to Save | Weather Strip/Caulk | 0 | 0.25 | 0.09 | 503.3 | 1 | Honeywell | 2023-07-18 | redacted
Low Income - Power to Save | Outdoor Coil Cleaning | 0 | 0.1 | 0 | 275 | 1 | Honeywell | 2023-07-18 | redacted
Low Income - Power to Save | Low Flow Showerhead | 0 | 0.04 | 0.1 | 504.08 | 1 | Honeywell | 2023-07-18 | redacted
Low Income - Power to Save | LED Lights | 0 | 0 | 0 | 47.6 | 1 | Honeywell | 2023-07-18 | redacted
Low Income - Power to Save | Weather Strip/Caulk | 0 | 0.25 | 0.09 | 503.3 | 1 | Honeywell | 2023-07-27 | redacted
Low Income - Power to Save | Outdoor Coil Cleaning | 0 | 0.1 | 0 | 275 | 1 | Honeywell | 2023-07-27 | redacted
Low Income - Power to Save | HVAC Inspection | 0 | 0.17 | 0 | 268.73 | 1 | Honeywell | 2023-07-27 | redacted
Low Income - Power to Save | Faucet Aerators | 0 | 0 | 0.02 | 110.58 | 1 | Honeywell | 2023-07-27 | redacted
Low Income - Power to Save | Low Flow Showerhead | 0 | 0.04 | 0.1 | 504.08 | 1 | Honeywell | 2023-07-27 | redacted
Low Income - Power to Save | LI - DUCT | 0 | 0.4 | 0.12 | 775.77 | 1 | Honeywell | 2023-07-27 | redacted
Low Income - Power to Save | LED Lights | 0 | 0 | 0 | 47.6 | 1 | Honeywell | 2023-07-27 | redacted
Low Income - Power to Save | Weather Strip/Caulk | 0 | 0.25 | 0.09 | 503.3 | 1 | Honeywell | 2023-07-13 | redacted
Low Income - Power to Save | Outdoor Coil Cleaning | 0 | 0.1 | 0 | 275 | 1 | Honeywell | 2023-07-13 | redacted
Low Income - Power to Save | HVAC Inspection | 0 | 0.17 | 0 | 268.73 | 1 | Honeywell | 2023-07-13 | redacted
Low Income - Power to Save | Low Flow Showerhead | 0 | 0.04 | 0.1 | 504.08 | 1 | Honeywell | 2023-07-13 | redacted
Low Income - Power to Save | LI - DUCT | 0 | 0.4 | 0.12 | 775.77 | 1 | Honeywell | 2023-07-13 | redacted
Low Income - Power to Save | LED Lights | 0 | 0 | 0 | 47.6 | 1 | Honeywell | 2023-07-13 | redacted
Low Income - Power to Save | Weather Strip/Caulk | 0 | 0.25 | 0.09 | 503.3 | 1 | Honeywell | 2023-07-31 | redacted
Low Income - Power to Save | Outdoor Coil Cleaning | 0 | 0.1 | 0 | 275 | 1 | Honeywell | 2023-07-31 | redacted
Low Income - Power to Save | HVAC Inspection | 0 | 0.17 | 0 | 268.73 | 1 | Honeywell | 2023-07-31 | redacted
Low Income - Power to Save | Low Flow Showerhead | 0 | 0.04 | 0.1 | 504.08 | 1 | Honeywell | 2023-07-31 | redacted
Low Income - Power to Save | LI - DUCT | 0 | 0.4 | 0.12 | 775.77 | 1 | Honeywell | 2023-07-31 | redacted
Low Income - Power to Save | LED Lights | 0 | 0 | 0 | 47.6 | 1 | Honeywell | 2023-07-31 | redacted
Low Income - Power to Save | Weather Strip/Caulk | 0 | 0.25 | 0.09 | 503.3 | 1 | Honeywell | 2023-07-13 | redacted
Low Income - Power to Save | Pipe Wrap | 0 | 0.01 | 0.03 | 143.65 | 1 | Honeywell | 2023-07-13 | redacted
Low Income - Power to Save | Faucet Aerators | 0 | 0 | 0.02 | 110.58 | 1 | Honeywell | 2023-07-13 | redacted
Low Income - Power to Save | Low Flow Showerhead | 0 | 0.04 | 0.1 | 504.08 | 1 | Honeywell | 2023-07-13 | redacted
Low Income - Power to Save | LED Lights | 0 | 0 | 0 | 47.6 | 1 | Honeywell | 2023-07-13 | redacted
Low Income - Power to Save | Outdoor Coil Cleaning | 0 | 0.1 | 0 | 275 | 1 | Honeywell | 2023-07-12 | redacted
Low Income - Power to Save | Faucet Aerators | 0 | 0 | 0.02 | 110 | 1 | Honeywell | 2023-07-12 | redacted
Low Income - Power to Save | Low Flow Showerhead | 0 | 0.04 | 0.1 | 504 | 1 | Honeywell | 2023-07-12 | redacted
Low Income - Power to Save | LED Lights | 0 | 0 | 0 | 47 | 1 | Honeywell | 2023-07-12 | redacted
Low Income - Power to Save | Faucet Aerators | 0 | 0 | 0.02 | 110 | 1 | Honeywell | 2023-07-12 | redacted
Low Income - Power to Save | Low Flow Showerhead | 0 | 0.04 | 0.1 | 504 | 1 | Honeywell | 2023-07-12 | redacted
Low Income - Power to Save | LED Lights | 0 | 0 | 0 | 47 | 1 | Honeywell | 2023-07-12 | redacted
Low Income - Power to Save | Weather Strip/Caulk | 0 | 0.25 | 0.09 | 503.3 | 1 | Honeywell | 2023-07-28 | redacted
Low Income - Power to Save | Pipe Wrap | 0 | 0.01 | 0.03 | 143.65 | 1 | Honeywell | 2023-07-28 | redacted
Low Income - Power to Save | Outdoor Coil Cleaning | 0 | 0.1 | 0 | 275 | 1 | Honeywell | 2023-07-28 | redacted
Low Income - Power to Save | HVAC Inspection | 0 | 0.17 | 0 | 268.73 | 1 | Honeywell | 2023-07-28 | redacted
Low Income - Power to Save | LI - DUCT | 0 | 0.4 | 0.12 | 775.77 | 1 | Honeywell | 2023-07-28 | redacted
Low Income - Power to Save | LED Lights | 0 | 0 | 0 | 47.6 | 1 | Honeywell | 2023-07-28 | redacted
Low Income - Power to Save | Weather Strip/Caulk | 0 | 0.25 | 0.09 | 503.3 | 1 | Honeywell | 2023-07-13 | redacted
Low Income - Power to Save | Outdoor Coil Cleaning | 0 | 0.1 | 0 | 275 | 1 | Honeywell | 2023-07-13 | redacted
Low Income - Power to Save | HVAC Inspection | 0 | 0.17 | 0 | 268.73 | 1 | Honeywell | 2023-07-13 | redacted
Low Income - Power to Save | Faucet Aerators | 0 | 0 | 0.02 | 110.58 | 1 | Honeywell | 2023-07-13 | redacted
Low Income - Power to Save | Low Flow Showerhead | 0 | 0.04 | 0.1 | 504.08 | 1 | Honeywell | 2023-07-13 | redacted
Low Income - Power to Save | LI - DUCT | 0 | 0.4 | 0.12 | 775.77 | 1 | Honeywell | 2023-07-13 | redacted
Low Income - Power to Save | LED Lights | 0 | 0 | 0 | 47.6 | 1 | Honeywell | 2023-07-13 | redacted
Low Income - Power to Save | Faucet Aerators | 0 | 0 | 0.02 | 110.58 | 1 | Honeywell | 2023-07-13 | redacted
Low Income - Power to Save | Low Flow Showerhead | 0 | 0.04 | 0.1 | 504.08 | 1 | Honeywell | 2023-07-13 | redacted
Low Income - Power to Save | LED Lights | 0 | 0 | 0 | 47.6 | 1 | Honeywell | 2023-07-13 | redacted
Low Income - Power to Save | Weather Strip/Caulk | 0 | 0.25 | 0.09 | 503.3 | 1 | Honeywell | 2023-07-13 | redacted
Low Income - Power to Save | Low Flow Showerhead | 0 | 0.04 | 0.1 | 504.08 | 1 | Honeywell | 2023-07-13 | redacted
Low Income - Power to Save | LED Lights | 0 | 0 | 0 | 47.6 | 1 | Honeywell | 2023-07-13 | redacted
Low Income - Power to Save | Weather Strip/Caulk | 0 | 0.25 | 0.09 | 503.3 | 1 | Honeywell | 2023-07-28 | redacted
Low Income - Power to Save | Pipe Wrap | 0 | 0.01 | 0.03 | 143.65 | 1 | Honeywell | 2023-07-28 | redacted
Low Income - Power to Save | Outdoor Coil Cleaning | 0 | 0.1 | 0 | 275 | 1 | Honeywell | 2023-07-28 | redacted
Low Income - Power to Save | HVAC Inspection | 0 | 0.17 | 0 | 268.73 | 1 | Honeywell | 2023-07-28 | redacted
Low Income - Power to Save | Faucet Aerators | 0 | 0 | 0.02 | 110.58 | 1 | Honeywell | 2023-07-28 | redacted
Low Income - Power to Save | Low Flow Showerhead | 0 | 0.04 | 0.1 | 504.08 | 1 | Honeywell | 2023-07-28 | redacted
Low Income - Power to Save | LI - DUCT | 0 | 0.4 | 0.12 | 775.77 | 1 | Honeywell | 2023-07-28 | redacted
Low Income - Power to Save | LED Lights | 0 | 0 | 0 | 47.6 | 1 | Honeywell | 2023-07-28 | redacted
Low Income - Power to Save | Weather Strip/Caulk | 0 | 0.25 | 0.09 | 503 | 1 | Honeywell | 2023-07-10 | redacted
Low Income - Power to Save | Faucet Aerators | 0 | 0 | 0.02 | 110 | 1 | Honeywell | 2023-07-10 | redacted
Low Income - Power to Save | LED Lights | 0 | 0 | 0 | 47 | 1 | Honeywell | 2023-07-10 | redacted
Low Income - Power to Save | Weather Strip/Caulk | 0 | 0.25 | 0.09 | 503.3 | 1 | Honeywell | 2023-07-28 | redacted
Low Income - Power to Save | Outdoor Coil Cleaning | 0 | 0.1 | 0 | 275 | 1 | Honeywell | 2023-07-28 | redacted
Low Income - Power to Save | HVAC Inspection | 0 | 0.17 | 0 | 268.73 | 1 | Honeywell | 2023-07-28 | redacted
Low Income - Power to Save | Low Flow Showerhead | 0 | 0.04 | 0.1 | 504.08 | 1 | Honeywell | 2023-07-28 | redacted
Low Income - Power to Save | LI - DUCT | 0 | 0.4 | 0.12 | 775.77 | 1 | Honeywell | 2023-07-28 | redacted
Low Income - Power to Save | LED Lights | 0 | 0 | 0 | 47.6 | 1 | Honeywell | 2023-07-28 | redacted
Low Income - Power to Save | Weather Strip/Caulk | 0 | 0.25 | 0.09 | 503.3 | 1 | Honeywell | 2023-07-28 | redacted
Low Income - Power to Save | Outdoor Coil Cleaning | 0 | 0.1 | 0 | 275 | 1 | Honeywell | 2023-07-28 | redacted
Low Income - Power to Save | HVAC Inspection | 0 | 0.17 | 0 | 268.73 | 1 | Honeywell | 2023-07-28 | redacted
Low Income - Power to Save | Low Flow Showerhead | 0 | 0.04 | 0.1 | 504.08 | 1 | Honeywell | 2023-07-28 | redacted
Low Income - Power to Save | LI - DUCT | 0 | 0.4 | 0.12 | 775.77 | 1 | Honeywell | 2023-07-28 | redacted
Low Income - Power to Save | LED Lights | 0 | 0 | 0 | 47.6 | 1 | Honeywell | 2023-07-28 | redacted
Low Income - Power to Save | Weather Strip/Caulk | 0 | 0.25 | 0.09 | 503 | 1 | Honeywell | 2023-07-11 | redacted
Low Income - Power to Save | Outdoor Coil Cleaning | 0 | 0.1 | 0 | 275 | 1 | Honeywell | 2023-07-11 | redacted
Low Income - Power to Save | HVAC Inspection | 0 | 0.17 | 0 | 268 | 1 | Honeywell | 2023-07-11 | redacted
Low Income - Power to Save | LED Lights | 0 | 0 | 0 | 47 | 1 | Honeywell | 2023-07-11 | redacted
Low Income - Power to Save | Low Flow Showerhead | 0 | 0.04 | 0.1 | 504.08 | 1 | Honeywell | 2023-07-13 | redacted
Low Income - Power to Save | LED Lights | 0 | 0 | 0 | 47.6 | 1 | Honeywell | 2023-07-13 | redacted
Low Income - Power to Save | Faucet Aerators | 0 | 0 | 0.02 | 110.58 | 1 | Honeywell | 2023-07-28 | redacted
Low Income - Power to Save | LED Lights | 0 | 0 | 0 | 47.6 | 1 | Honeywell | 2023-07-28 | redacted
Low Income - Power to Save | Weather Strip/Caulk | 0 | 0.25 | 0.09 | 503.3 | 1 | Honeywell | 2023-07-28 | redacted
Low Income - Power to Save | Outdoor Coil Cleaning | 0 | 0.1 | 0 | 275 | 1 | Honeywell | 2023-07-28 | redacted
Low Income - Power to Save | HVAC Inspection | 0 | 0.17 | 0 | 268.73 | 1 | Honeywell | 2023-07-28 | redacted
Low Income - Power to Save | Low Flow Showerhead | 0 | 0.04 | 0.1 | 504.08 | 1 | Honeywell | 2023-07-28 | redacted
Low Income - Power to Save | LI - DUCT | 0 | 0.4 | 0.12 | 775.77 | 1 | Honeywell | 2023-07-28 | redacted
Low Income - Power to Save | LED Lights | 0 | 0 | 0 | 47.6 | 1 | Honeywell | 2023-07-28 | redacted
Low Income - Power to Save | Weather Strip/Caulk | 0 | 0.25 | 0.09 | 503 | 1 | Honeywell | 2023-07-10 | redacted
Low Income - Power to Save | Outdoor Coil Cleaning | 0 | 0.1 | 0 | 275 | 1 | Honeywell | 2023-07-10 | redacted
Low Income - Power to Save | HVAC Inspection | 0 | 0.17 | 0 | 268 | 1 | Honeywell | 2023-07-10 | redacted
Low Income - Power to Save | Faucet Aerators | 0 | 0 | 0.02 | 110 | 1 | Honeywell | 2023-07-10 | redacted
Low Income - Power to Save | Low Flow Showerhead | 0 | 0.04 | 0.1 | 504 | 1 | Honeywell | 2023-07-10 | redacted
Low Income - Power to Save | LI - DUCT | 0 | 0.4 | 0.12 | 775 | 1 | Honeywell | 2023-07-10 | redacted
Low Income - Power to Save | LED Lights | 0 | 0 | 0 | 47 | 1 | Honeywell | 2023-07-10 | redacted
Low Income - Power to Save | Weather Strip/Caulk | 0 | 0.25 | 0.09 | 503 | 1 | Honeywell | 2023-07-12 | redacted
Low Income - Power to Save | Faucet Aerators | 0 | 0 | 0.02 | 110 | 1 | Honeywell | 2023-07-12 | redacted
Low Income - Power to Save | Low Flow Showerhead | 0 | 0.04 | 0.1 | 504 | 1 | Honeywell | 2023-07-12 | redacted
Low Income - Power to Save | LED Lights | 0 | 0 | 0 | 47 | 1 | Honeywell | 2023-07-12 | redacted
Low Income - Power to Save | Weather Strip/Caulk | 0 | 0.25 | 0.09 | 503 | 1 | Honeywell | 2023-07-12 | redacted
Low Income - Power to Save | Outdoor Coil Cleaning | 0 | 0.1 | 0 | 275 | 1 | Honeywell | 2023-07-12 | redacted
Low Income - Power to Save | HVAC Inspection | 0 | 0.17 | 0 | 268 | 1 | Honeywell | 2023-07-12 | redacted
Low Income - Power to Save | LI - DUCT | 0 | 0.4 | 0.12 | 775 | 1 | Honeywell | 2023-07-12 | redacted
Low Income - Power to Save | LED Lights | 0 | 0 | 0 | 47 | 1 | Honeywell | 2023-07-12 | redacted
Low Income - Power to Save | Weather Strip/Caulk | 0 | 0.25 | 0.09 | 503 | 1 | Honeywell | 2023-07-12 | redacted
Low Income - Power to Save | Pipe Wrap | 0 | 0.01 | 0.03 | 143 | 1 | Honeywell | 2023-07-12 | redacted
Low Income - Power to Save | Faucet Aerators | 0 | 0 | 0.02 | 110 | 1 | Honeywell | 2023-07-12 | redacted
Low Income - Power to Save | Low Flow Showerhead | 0 | 0.04 | 0.1 | 504 | 1 | Honeywell | 2023-07-12 | redacted
Low Income - Power to Save | LED Lights | 0 | 0 | 0 | 47 | 1 | Honeywell | 2023-07-12 | redacted
Low Income - Power to Save | Weather Strip/Caulk | 0 | 0.25 | 0.09 | 503.3 | 1 | Honeywell | 2023-07-13 | redacted
Low Income - Power to Save | Outdoor Coil Cleaning | 0 | 0.1 | 0 | 275 | 1 | Honeywell | 2023-07-13 | redacted
Low Income - Power to Save | HVAC Inspection | 0 | 0.17 | 0 | 268.73 | 1 | Honeywell | 2023-07-13 | redacted
Low Income - Power to Save | Faucet Aerators | 0 | 0 | 0.02 | 110.58 | 1 | Honeywell | 2023-07-13 | redacted
Low Income - Power to Save | Low Flow Showerhead | 0 | 0.04 | 0.1 | 504.08 | 1 | Honeywell | 2023-07-13 | redacted
Low Income - Power to Save | LI - DUCT | 0 | 0.4 | 0.12 | 775.77 | 1 | Honeywell | 2023-07-13 | redacted
Low Income - Power to Save | LED Lights | 0 | 0 | 0 | 47.6 | 1 | Honeywell | 2023-07-13 | redacted
Low Income - Power to Save | Weather Strip/Caulk | 0 | 0.25 | 0.09 | 503.3 | 1 | Honeywell | 2023-07-31 | redacted
Low Income - Power to Save | Outdoor Coil Cleaning | 0 | 0.1 | 0 | 275 | 1 | Honeywell | 2023-07-31 | redacted
Low Income - Power to Save | HVAC Inspection | 0 | 0.17 | 0 | 268.73 | 1 | Honeywell | 2023-07-31 | redacted
Low Income - Power to Save | LI - DUCT | 0 | 0.4 | 0.12 | 775.77 | 1 | Honeywell | 2023-07-31 | redacted
Low Income - Power to Save | LED Lights | 0 | 0 | 0 | 47.6 | 1 | Honeywell | 2023-07-31 | redacted
Low Income - Power to Save | Outdoor Coil Cleaning | 0 | 0.1 | 0 | 275 | 1 | Honeywell | 2023-07-12 | redacted
Low Income - Power to Save | HVAC Inspection | 0 | 0.17 | 0 | 268 | 1 | Honeywell | 2023-07-12 | redacted
Low Income - Power to Save | Faucet Aerators | 0 | 0 | 0.02 | 110 | 1 | Honeywell | 2023-07-12 | redacted
Low Income - Power to Save | Low Flow Showerhead | 0 | 0.04 | 0.1 | 504 | 1 | Honeywell | 2023-07-12 | redacted
Low Income - Power to Save | LI - DUCT | 0 | 0.4 | 0.12 | 775 | 1 | Honeywell | 2023-07-12 | redacted
Low Income - Power to Save | LED Lights | 0 | 0 | 0 | 47 | 1 | Honeywell | 2023-07-12 | redacted
Low Income - Power to Save | Outdoor Coil Cleaning | 0 | 0.1 | 0 | 275 | 1 | Honeywell | 2023-07-18 | redacted
Low Income - Power to Save | HVAC Inspection | 0 | 0.17 | 0 | 268.73 | 1 | Honeywell | 2023-07-18 | redacted
Low Income - Power to Save | Low Flow Showerhead | 0 | 0.04 | 0.1 | 504.08 | 1 | Honeywell | 2023-07-18 | redacted
Low Income - Power to Save | LI - DUCT | 0 | 0.4 | 0.12 | 775.77 | 1 | Honeywell | 2023-07-18 | redacted
Low Income - Power to Save | LED Lights | 0 | 0 | 0 | 47.6 | 1 | Honeywell | 2023-07-18 | redacted
Low Income - Power to Save | Outdoor Coil Cleaning | 0 | 0.1 | 0 | 275 | 1 | Honeywell | 2023-07-18 | redacted
Low Income - Power to Save | HVAC Inspection | 0 | 0.17 | 0 | 268.73 | 1 | Honeywell | 2023-07-18 | redacted
Low Income - Power to Save | Faucet Aerators | 0 | 0 | 0.02 | 110.58 | 1 | Honeywell | 2023-07-18 | redacted
Low Income - Power to Save | Low Flow Showerhead | 0 | 0.04 | 0.1 | 504.08 | 1 | Honeywell | 2023-07-18 | redacted
Low Income - Power to Save | LI - DUCT | 0 | 0.4 | 0.12 | 775.77 | 1 | Honeywell | 2023-07-18 | redacted
Low Income - Power to Save | LED Lights | 0 | 0 | 0 | 47.6 | 1 | Honeywell | 2023-07-18 | redacted
Low Income - Power to Save | Faucet Aerators | 0 | 0 | 0.02 | 110 | 1 | Honeywell | 2023-07-12 | redacted
Low Income - Power to Save | Low Flow Showerhead | 0 | 0.04 | 0.1 | 504 | 1 | Honeywell | 2023-07-12 | redacted
Low Income - Power to Save | LED Lights | 0 | 0 | 0 | 47 | 1 | Honeywell | 2023-07-12 | redacted
Low Income - Power to Save | Weather Strip/Caulk | 0 | 0.25 | 0.09 | 503.3 | 1 | Honeywell | 2023-07-19 | redacted
Low Income - Power to Save | Outdoor Coil Cleaning | 0 | 0.1 | 0 | 275 | 1 | Honeywell | 2023-07-19 | redacted
Low Income - Power to Save | HVAC Inspection | 0 | 0.17 | 0 | 268.73 | 1 | Honeywell | 2023-07-19 | redacted
Low Income - Power to Save | Faucet Aerators | 0 | 0 | 0.02 | 110.58 | 1 | Honeywell | 2023-07-19 | redacted
Low Income - Power to Save | LI - DUCT | 0 | 0.4 | 0.12 | 775.77 | 1 | Honeywell | 2023-07-19 | redacted
Low Income - Power to Save | LED Lights | 0 | 0 | 0 | 47.6 | 1 | Honeywell | 2023-07-19 | redacted
Low Income - Power to Save | Weather Strip/Caulk | 0 | 0.25 | 0.09 | 503.3 | 1 | Honeywell | 2023-07-14 | redacted
Low Income - Power to Save | Pipe Wrap | 0 | 0.01 | 0.03 | 143.65 | 1 | Honeywell | 2023-07-14 | redacted
Low Income - Power to Save | Outdoor Coil Cleaning | 0 | 0.1 | 0 | 275 | 1 | Honeywell | 2023-07-14 | redacted
Low Income - Power to Save | Faucet Aerators | 0 | 0 | 0.02 | 110.58 | 1 | Honeywell | 2023-07-14 | redacted
Low Income - Power to Save | Low Flow Showerhead | 0 | 0.04 | 0.1 | 504.08 | 1 | Honeywell | 2023-07-14 | redacted
Low Income - Power to Save | LED Lights | 0 | 0 | 0 | 47.6 | 1 | Honeywell | 2023-07-14 | redacted
Low Income - Power to Save | Weather Strip/Caulk | 0 | 0.25 | 0.09 | 503 | 1 | Honeywell | 2023-07-12 | redacted
Low Income - Power to Save | Pipe Wrap | 0 | 0.01 | 0.03 | 143 | 1 | Honeywell | 2023-07-12 | redacted
Low Income - Power to Save | Outdoor Coil Cleaning | 0 | 0.1 | 0 | 275 | 1 | Honeywell | 2023-07-12 | redacted
Low Income - Power to Save | HVAC Inspection | 0 | 0.17 | 0 | 268 | 1 | Honeywell | 2023-07-12 | redacted
Low Income - Power to Save | Faucet Aerators | 0 | 0 | 0.02 | 110 | 1 | Honeywell | 2023-07-12 | redacted
Low Income - Power to Save | LI - DUCT | 0 | 0.4 | 0.12 | 775 | 1 | Honeywell | 2023-07-12 | redacted
Low Income - Power to Save | LED Lights | 0 | 0 | 0 | 47 | 1 | Honeywell | 2023-07-12 | redacted
Low Income - Power to Save | Weather Strip/Caulk | 0 | 0.25 | 0.09 | 503 | 1 | Honeywell | 2023-07-11 | redacted
Low Income - Power to Save | Faucet Aerators | 0 | 0 | 0.02 | 110 | 1 | Honeywell | 2023-07-11 | redacted
Low Income - Power to Save | Low Flow Showerhead | 0 | 0.04 | 0.1 | 504 | 1 | Honeywell | 2023-07-11 | redacted
Low Income - Power to Save | LED Lights | 0 | 0 | 0 | 47 | 1 | Honeywell | 2023-07-11 | redacted
Low Income - Power to Save | Faucet Aerators | 0 | 0 | 0.02 | 110.58 | 1 | Honeywell | 2023-07-19 | redacted
Low Income - Power to Save | Low Flow Showerhead | 0 | 0.04 | 0.1 | 504.08 | 1 | Honeywell | 2023-07-19 | redacted
Low Income - Power to Save | LED Lights | 0 | 0 | 0 | 47.6 | 1 | Honeywell | 2023-07-19 | redacted
Low Income - Power to Save | Weather Strip/Caulk | 0 | 0.25 | 0.09 | 503 | 1 | Honeywell | 2023-07-11 | redacted
Low Income - Power to Save | Outdoor Coil Cleaning | 0 | 0.1 | 0 | 275 | 1 | Honeywell | 2023-07-11 | redacted
Low Income - Power to Save | HVAC Inspection | 0 | 0.17 | 0 | 268 | 1 | Honeywell | 2023-07-11 | redacted
Low Income - Power to Save | Faucet Aerators | 0 | 0 | 0.02 | 110 | 1 | Honeywell | 2023-07-11 | redacted
Low Income - Power to Save | Low Flow Showerhead | 0 | 0.04 | 0.1 | 504 | 1 | Honeywell | 2023-07-11 | redacted
Low Income - Power to Save | LI - DUCT | 0 | 0.4 | 0.12 | 775 | 1 | Honeywell | 2023-07-11 | redacted
Low Income - Power to Save | LED Lights | 0 | 0 | 0 | 47 | 1 | Honeywell | 2023-07-11 | redacted
Low Income - Power to Save | Weather Strip/Caulk | 0 | 0.25 | 0.09 | 503 | 1 | Honeywell | 2023-07-11 | redacted
Low Income - Power to Save | Faucet Aerators | 0 | 0 | 0.02 | 110 | 1 | Honeywell | 2023-07-11 | redacted
Low Income - Power to Save | Low Flow Showerhead | 0 | 0.04 | 0.1 | 504 | 1 | Honeywell | 2023-07-11 | redacted
Low Income - Power to Save | LED Lights | 0 | 0 | 0 | 47 | 1 | Honeywell | 2023-07-11 | redacted
Low Income - Power to Save | Outdoor Coil Cleaning | 0 | 0.1 | 0 | 275 | 1 | Honeywell | 2023-07-12 | redacted
Low Income - Power to Save | Faucet Aerators | 0 | 0 | 0.02 | 110 | 1 | Honeywell | 2023-07-12 | redacted
Low Income - Power to Save | Low Flow Showerhead | 0 | 0.04 | 0.1 | 504 | 1 | Honeywell | 2023-07-12 | redacted
Low Income - Power to Save | LED Lights | 0 | 0 | 0 | 47 | 1 | Honeywell | 2023-07-12 | redacted
Low Income - Power to Save | Outdoor Coil Cleaning | 0 | 0.1 | 0 | 275 | 1 | Honeywell | 2023-07-12 | redacted
Low Income - Power to Save | Faucet Aerators | 0 | 0 | 0.02 | 110 | 1 | Honeywell | 2023-07-12 | redacted
Low Income - Power to Save | Low Flow Showerhead | 0 | 0.04 | 0.1 | 504 | 1 | Honeywell | 2023-07-12 | redacted
Low Income - Power to Save | LED Lights | 0 | 0 | 0 | 47 | 1 | Honeywell | 2023-07-12 | redacted
Low Income - Power to Save | Outdoor Coil Cleaning | 0 | 0.1 | 0 | 275 | 1 | Honeywell | 2023-07-12 | redacted
Low Income - Power to Save | Faucet Aerators | 0 | 0 | 0.02 | 110 | 1 | Honeywell | 2023-07-12 | redacted
Low Income - Power to Save | Low Flow Showerhead | 0 | 0.04 | 0.1 | 504 | 1 | Honeywell | 2023-07-12 | redacted
Low Income - Power to Save | LED Lights | 0 | 0 | 0 | 47 | 1 | Honeywell | 2023-07-12 | redacted
Low Income - Power to Save | Outdoor Coil Cleaning | 0 | 0.1 | 0 | 275 | 1 | Honeywell | 2023-07-27 | redacted
Low Income - Power to Save | Faucet Aerators | 0 | 0 | 0.02 | 110.58 | 1 | Honeywell | 2023-07-27 | redacted
Low Income - Power to Save | Low Flow Showerhead | 0 | 0.04 | 0.1 | 504.08 | 1 | Honeywell | 2023-07-27 | redacted
Low Income - Power to Save | LED Lights | 0 | 0 | 0 | 47.6 | 1 | Honeywell | 2023-07-27 | redacted
Low Income - Power to Save | Weather Strip/Caulk | 0 | 0.25 | 0.09 | 503.3 | 1 | Honeywell | 2023-07-18 | redacted
Low Income - Power to Save | Outdoor Coil Cleaning | 0 | 0.1 | 0 | 275 | 1 | Honeywell | 2023-07-18 | redacted
Low Income - Power to Save | HVAC Inspection | 0 | 0.17 | 0 | 268.73 | 1 | Honeywell | 2023-07-18 | redacted
Low Income - Power to Save | Faucet Aerators | 0 | 0 | 0.02 | 110.58 | 1 | Honeywell | 2023-07-18 | redacted
Low Income - Power to Save | LI - DUCT | 0 | 0.4 | 0.12 | 775.77 | 1 | Honeywell | 2023-07-18 | redacted
Low Income - Power to Save | LED Lights | 0 | 0 | 0 | 47.6 | 1 | Honeywell | 2023-07-18 | redacted
Low Income - Power to Save | Weather Strip/Caulk | 0 | 0.25 | 0.09 | 503.3 | 1 | Honeywell | 2023-07-18 | redacted
Low Income - Power to Save | Outdoor Coil Cleaning | 0 | 0.1 | 0 | 275 | 1 | Honeywell | 2023-07-18 | redacted
Low Income - Power to Save | HVAC Inspection | 0 | 0.17 | 0 | 268.73 | 1 | Honeywell | 2023-07-18 | redacted
Low Income - Power to Save | Low Flow Showerhead | 0 | 0.04 | 0.1 | 504.08 | 1 | Honeywell | 2023-07-18 | redacted
Low Income - Power to Save | LI - DUCT | 0 | 0.4 | 0.12 | 775.77 | 1 | Honeywell | 2023-07-18 | redacted
Low Income - Power to Save | LED Lights | 0 | 0 | 0 | 47.6 | 1 | Honeywell | 2023-07-18 | redacted
Low Income - Power to Save | Pipe Wrap | 0 | 0.01 | 0.03 | 143.65 | 1 | Honeywell | 2023-07-13 | redacted
Low Income - Power to Save | Outdoor Coil Cleaning | 0 | 0.1 | 0 | 275 | 1 | Honeywell | 2023-07-13 | redacted
Low Income - Power to Save | HVAC Inspection | 0 | 0.17 | 0 | 268.73 | 1 | Honeywell | 2023-07-13 | redacted
Low Income - Power to Save | Faucet Aerators | 0 | 0 | 0.02 | 110.58 | 1 | Honeywell | 2023-07-13 | redacted
Low Income - Power to Save | Low Flow Showerhead | 0 | 0.04 | 0.1 | 504.08 | 1 | Honeywell | 2023-07-13 | redacted
Low Income - Power to Save | LI - DUCT | 0 | 0.4 | 0.12 | 775.77 | 1 | Honeywell | 2023-07-13 | redacted
Low Income - Power to Save | LED Lights | 0 | 0 | 0 | 47.6 | 1 | Honeywell | 2023-07-13 | redacted
Low Income - Power to Save | LED Lights | 0 | 0 | 0 | 47.6 | 1 | Honeywell | 2023-07-13 | redacted
Low Income - Power to Save | Outdoor Coil Cleaning | 0 | 0.1 | 0 | 275 | 1 | Honeywell | 2023-07-12 | redacted
Low Income - Power to Save | Faucet Aerators | 0 | 0 | 0.02 | 110 | 1 | Honeywell | 2023-07-12 | redacted
Low Income - Power to Save | Low Flow Showerhead | 0 | 0.04 | 0.1 | 504 | 1 | Honeywell | 2023-07-12 | redacted
Low Income - Power to Save | LED Lights | 0 | 0 | 0 | 47 | 1 | Honeywell | 2023-07-12 | redacted
Low Income - Power to Save | Outdoor Coil Cleaning | 0 | 0.1 | 0 | 275 | 1 | Honeywell | 2023-07-28 | redacted
Low Income - Power to Save | Faucet Aerators | 0 | 0 | 0.02 | 110.58 | 1 | Honeywell | 2023-07-28 | redacted
Low Income - Power to Save | LED Lights | 0 | 0 | 0 | 47.6 | 1 | Honeywell | 2023-07-28 | redacted
Low Income - Power to Save | Faucet Aerators | 0 | 0 | 0.02 | 110.58 | 1 | Honeywell | 2023-07-26 | redacted
Low Income - Power to Save | Low Flow Showerhead | 0 | 0.04 | 0.1 | 504.08 | 1 | Honeywell | 2023-07-26 | redacted
Low Income - Power to Save | LED Lights | 0 | 0 | 0 | 47.6 | 1 | Honeywell | 2023-07-26 | redacted
Low Income - Power to Save | Weather Strip/Caulk | 0 | 0.25 | 0.09 | 503.3 | 1 | Honeywell | 2023-07-31 | redacted
Low Income - Power to Save | Outdoor Coil Cleaning | 0 | 0.1 | 0 | 275 | 1 | Honeywell | 2023-07-31 | redacted
Low Income - Power to Save | HVAC Inspection | 0 | 0.17 | 0 | 268.73 | 1 | Honeywell | 2023-07-31 | redacted
Low Income - Power to Save | LED Lights | 0 | 0 | 0 | 47.6 | 1 | Honeywell | 2023-07-31 | redacted
Low Income - Power to Save | Weather Strip/Caulk | 0 | 0.25 | 0.09 | 503.3 | 1 | Honeywell | 2023-07-28 | redacted
Low Income - Power to Save | Outdoor Coil Cleaning | 0 | 0.1 | 0 | 275 | 1 | Honeywell | 2023-07-28 | redacted
Low Income - Power to Save | HVAC Inspection | 0 | 0.17 | 0 | 268.73 | 1 | Honeywell | 2023-07-28 | redacted
Low Income - Power to Save | Low Flow Showerhead | 0 | 0.04 | 0.1 | 504.08 | 1 | Honeywell | 2023-07-28 | redacted
Low Income - Power to Save | LI - DUCT | 0 | 0.4 | 0.12 | 775.77 | 1 | Honeywell | 2023-07-28 | redacted
Low Income - Power to Save | LED Lights | 0 | 0 | 0 | 47.6 | 1 | Honeywell | 2023-07-28 | redacted
Low Income - Power to Save | Faucet Aerators | 0 | 0 | 0.02 | 110.58 | 1 | Honeywell | 2023-07-25 | redacted
Low Income - Power to Save | Low Flow Showerhead | 0 | 0.04 | 0.1 | 504.08 | 1 | Honeywell | 2023-07-25 | redacted
Low Income - Power to Save | LED Lights | 0 | 0 | 0 | 47.6 | 1 | Honeywell | 2023-07-25 | redacted
Low Income - Power to Save | Weather Strip/Caulk | 0 | 0.25 | 0.09 | 503.3 | 1 | Honeywell | 2023-07-13 | redacted
Low Income - Power to Save | Pipe Wrap | 0 | 0.01 | 0.03 | 143.65 | 1 | Honeywell | 2023-07-13 | redacted
Low Income - Power to Save | Outdoor Coil Cleaning | 0 | 0.1 | 0 | 275 | 1 | Honeywell | 2023-07-13 | redacted
Low Income - Power to Save | HVAC Inspection | 0 | 0.17 | 0 | 268.73 | 1 | Honeywell | 2023-07-13 | redacted
Low Income - Power to Save | Faucet Aerators | 0 | 0 | 0.02 | 110.58 | 1 | Honeywell | 2023-07-13 | redacted
Low Income - Power to Save | Low Flow Showerhead | 0 | 0.04 | 0.1 | 504.08 | 1 | Honeywell | 2023-07-13 | redacted
Low Income - Power to Save | LI - DUCT | 0 | 0.4 | 0.12 | 775.77 | 1 | Honeywell | 2023-07-13 | redacted
Low Income - Power to Save | LED Lights | 0 | 0 | 0 | 47.6 | 1 | Honeywell | 2023-07-13 | redacted
Low Income - Power to Save | Faucet Aerators | 0 | 0 | 0.02 | 110.58 | 1 | Honeywell | 2023-07-31 | redacted
Low Income - Power to Save | LED Lights | 0 | 0 | 0 | 47.6 | 1 | Honeywell | 2023-07-31 | redacted
Low Income - Power to Save | Weather Strip/Caulk | 0 | 0.25 | 0.09 | 503 | 1 | Honeywell | 2023-07-12 | redacted
Low Income - Power to Save | Faucet Aerators | 0 | 0 | 0.02 | 110 | 1 | Honeywell | 2023-07-12 | redacted
Low Income - Power to Save | LED Lights | 0 | 0 | 0 | 47 | 1 | Honeywell | 2023-07-12 | redacted
Low Income - Power to Save | Outdoor Coil Cleaning | 0 | 0.1 | 0 | 275 | 1 | Honeywell | 2023-07-28 | redacted
Low Income - Power to Save | Faucet Aerators | 0 | 0 | 0.02 | 110.58 | 1 | Honeywell | 2023-07-28 | redacted
Low Income - Power to Save | Low Flow Showerhead | 0 | 0.04 | 0.1 | 504.08 | 1 | Honeywell | 2023-07-28 | redacted
Low Income - Power to Save | LED Lights | 0 | 0 | 0 | 47.6 | 1 | Honeywell | 2023-07-28 | redacted
Low Income - Power to Save | Weather Strip/Caulk | 0 | 0.25 | 0.09 | 503 | 1 | Honeywell | 2023-07-12 | redacted
Low Income - Power to Save | Outdoor Coil Cleaning | 0 | 0.1 | 0 | 275 | 1 | Honeywell | 2023-07-12 | redacted
Low Income - Power to Save | Faucet Aerators | 0 | 0 | 0.02 | 110 | 1 | Honeywell | 2023-07-12 | redacted
Low Income - Power to Save | Low Flow Showerhead | 0 | 0.04 | 0.1 | 504 | 1 | Honeywell | 2023-07-12 | redacted
Low Income - Power to Save | LED Lights | 0 | 0 | 0 | 47 | 1 | Honeywell | 2023-07-12 | redacted
Low Income - Power to Save | Weather Strip/Caulk | 0 | 0.25 | 0.09 | 503.3 | 1 | Honeywell | 2023-07-19 | redacted
Low Income - Power to Save | Outdoor Coil Cleaning | 0 | 0.1 | 0 | 275 | 1 | Honeywell | 2023-07-19 | redacted
Low Income - Power to Save | HVAC Inspection | 0 | 0.17 | 0 | 268.73 | 1 | Honeywell | 2023-07-19 | redacted
Low Income - Power to Save | Low Flow Showerhead | 0 | 0.04 | 0.1 | 504.08 | 1 | Honeywell | 2023-07-19 | redacted
Low Income - Power to Save | LI - DUCT | 0 | 0.4 | 0.12 | 775.77 | 1 | Honeywell | 2023-07-19 | redacted
Low Income - Power to Save | LED Lights | 0 | 0 | 0 | 47.6 | 1 | Honeywell | 2023-07-19 | redacted
Low Income - Power to Save | Outdoor Coil Cleaning | 0 | 0.1 | 0 | 275 | 1 | Honeywell | 2023-07-27 | redacted
Low Income - Power to Save | Faucet Aerators | 0 | 0 | 0.02 | 110.58 | 1 | Honeywell | 2023-07-27 | redacted
Low Income - Power to Save | Low Flow Showerhead | 0 | 0.04 | 0.1 | 504.08 | 1 | Honeywell | 2023-07-27 | redacted
Low Income - Power to Save | LED Lights | 0 | 0 | 0 | 47.6 | 1 | Honeywell | 2023-07-27 | redacted
Low Income - Power to Save | Weather Strip/Caulk | 0 | 0.25 | 0.09 | 503.3 | 1 | Honeywell | 2023-07-19 | redacted
Low Income - Power to Save | Outdoor Coil Cleaning | 0 | 0.1 | 0 | 275 | 1 | Honeywell | 2023-07-19 | redacted
Low Income - Power to Save | Low Flow Showerhead | 0 | 0.04 | 0.1 | 504.08 | 1 | Honeywell | 2023-07-19 | redacted
Low Income - Power to Save | LED Lights | 0 | 0 | 0 | 47.6 | 1 | Honeywell | 2023-07-19 | redacted
Low Income - Power to Save | Weather Strip/Caulk | 0 | 0.25 | 0.09 | 503.3 | 1 | Honeywell | 2023-07-27 | redacted
Low Income - Power to Save | Outdoor Coil Cleaning | 0 | 0.1 | 0 | 275 | 1 | Honeywell | 2023-07-27 | redacted
Low Income - Power to Save | Faucet Aerators | 0 | 0 | 0.02 | 110.58 | 1 | Honeywell | 2023-07-27 | redacted
Low Income - Power to Save | Low Flow Showerhead | 0 | 0.04 | 0.1 | 504.08 | 1 | Honeywell | 2023-07-27 | redacted
Low Income - Power to Save | LED Lights | 0 | 0 | 0 | 47.6 | 1 | Honeywell | 2023-07-27 | redacted
Low Income - Power to Save | Outdoor Coil Cleaning | 0 | 0.1 | 0 | 275 | 1 | Honeywell | 2023-07-19 | redacted
Low Income - Power to Save | Faucet Aerators | 0 | 0 | 0.02 | 110.58 | 1 | Honeywell | 2023-07-19 | redacted
Low Income - Power to Save | Low Flow Showerhead | 0 | 0.04 | 0.1 | 504.08 | 1 | Honeywell | 2023-07-19 | redacted
Low Income - Power to Save | LED Lights | 0 | 0 | 0 | 47.6 | 1 | Honeywell | 2023-07-19 | redacted
Low Income - Power to Save | Weather Strip/Caulk | 0 | 0.25 | 0.09 | 503 | 1 | Honeywell | 2023-07-11 | redacted
Low Income - Power to Save | Outdoor Coil Cleaning | 0 | 0.1 | 0 | 275 | 1 | Honeywell | 2023-07-11 | redacted
Low Income - Power to Save | HVAC Inspection | 0 | 0.17 | 0 | 268 | 1 | Honeywell | 2023-07-11 | redacted
Low Income - Power to Save | Faucet Aerators | 0 | 0 | 0.02 | 110 | 1 | Honeywell | 2023-07-11 | redacted
Low Income - Power to Save | Low Flow Showerhead | 0 | 0.04 | 0.1 | 504 | 1 | Honeywell | 2023-07-11 | redacted
Low Income - Power to Save | LED Lights | 0 | 0 | 0 | 47 | 1 | Honeywell | 2023-07-11 | redacted
Low Income - Power to Save | Faucet Aerators | 0 | 0 | 0.02 | 110.58 | 1 | Honeywell | 2023-07-14 | redacted
Low Income - Power to Save | Low Flow Showerhead | 0 | 0.04 | 0.1 | 504.08 | 1 | Honeywell | 2023-07-14 | redacted
Low Income - Power to Save | LED Lights | 0 | 0 | 0 | 47.6 | 1 | Honeywell | 2023-07-14 | redacted
Low Income - Power to Save | Faucet Aerators | 0 | 0 | 0.02 | 110 | 1 | Honeywell | 2023-07-12 | redacted
Low Income - Power to Save | Low Flow Showerhead | 0 | 0.04 | 0.1 | 504 | 1 | Honeywell | 2023-07-12 | redacted
Low Income - Power to Save | LED Lights | 0 | 0 | 0 | 47 | 1 | Honeywell | 2023-07-12 | redacted
Low Income - Power to Save | Weather Strip/Caulk | 0 | 0.25 | 0.09 | 503 | 1 | Honeywell | 2023-07-10 | redacted
Low Income - Power to Save | Outdoor Coil Cleaning | 0 | 0.1 | 0 | 275 | 1 | Honeywell | 2023-07-10 | redacted
Low Income - Power to Save | HVAC Inspection | 0 | 0.17 | 0 | 268 | 1 | Honeywell | 2023-07-10 | redacted
Low Income - Power to Save | Low Flow Showerhead | 0 | 0.04 | 0.1 | 504 | 1 | Honeywell | 2023-07-10 | redacted
Low Income - Power to Save | LI - DUCT | 0 | 0.4 | 0.12 | 775 | 1 | Honeywell | 2023-07-10 | redacted
Low Income - Power to Save | LED Lights | 0 | 0 | 0 | 47 | 1 | Honeywell | 2023-07-10 | redacted
Low Income - Power to Save | Weather Strip/Caulk | 0 | 0.25 | 0.09 | 503.3 | 1 | Honeywell | 2023-07-31 | redacted
Low Income - Power to Save | Outdoor Coil Cleaning | 0 | 0.1 | 0 | 275 | 1 | Honeywell | 2023-07-31 | redacted
Low Income - Power to Save | HVAC Inspection | 0 | 0.17 | 0 | 268.73 | 1 | Honeywell | 2023-07-31 | redacted
Low Income - Power to Save | Faucet Aerators | 0 | 0 | 0.02 | 110.58 | 1 | Honeywell | 2023-07-31 | redacted
Low Income - Power to Save | Low Flow Showerhead | 0 | 0.04 | 0.1 | 504.08 | 1 | Honeywell | 2023-07-31 | redacted
Low Income - Power to Save | LI - DUCT | 0 | 0.4 | 0.12 | 775.77 | 1 | Honeywell | 2023-07-31 | redacted
Low Income - Power to Save | LED Lights | 0 | 0 | 0 | 47.6 | 1 | Honeywell | 2023-07-31 | redacted
Low Income - Power to Save | Weather Strip/Caulk | 0 | 0.25 | 0.09 | 503.3 | 1 | Honeywell | 2023-07-19 | redacted
Low Income - Power to Save | Outdoor Coil Cleaning | 0 | 0.1 | 0 | 275 | 1 | Honeywell | 2023-07-19 | redacted
Low Income - Power to Save | HVAC Inspection | 0 | 0.17 | 0 | 268.73 | 1 | Honeywell | 2023-07-19 | redacted
Low Income - Power to Save | Faucet Aerators | 0 | 0 | 0.02 | 110.58 | 1 | Honeywell | 2023-07-19 | redacted
Low Income - Power to Save | Low Flow Showerhead | 0 | 0.04 | 0.1 | 504.08 | 1 | Honeywell | 2023-07-19 | redacted
Low Income - Power to Save | LI - DUCT | 0 | 0.4 | 0.12 | 775.77 | 1 | Honeywell | 2023-07-19 | redacted
Low Income - Power to Save | LED Lights | 0 | 0 | 0 | 47.6 | 1 | Honeywell | 2023-07-19 | redacted
Low Income - Power to Save | Weather Strip/Caulk | 0 | 0.25 | 0.09 | 503.3 | 1 | Honeywell | 2023-07-19 | redacted
Low Income - Power to Save | Outdoor Coil Cleaning | 0 | 0.1 | 0 | 275 | 1 | Honeywell | 2023-07-19 | redacted
Low Income - Power to Save | HVAC Inspection | 0 | 0.17 | 0 | 268.73 | 1 | Honeywell | 2023-07-19 | redacted
Low Income - Power to Save | Low Flow Showerhead | 0 | 0.04 | 0.1 | 504.08 | 1 | Honeywell | 2023-07-19 | redacted
Low Income - Power to Save | LED Lights | 0 | 0 | 0 | 47.6 | 1 | Honeywell | 2023-07-19 | redacted
Low Income - Power to Save | Weather Strip/Caulk | 0 | 0.25 | 0.09 | 503.3 | 1 | Honeywell | 2023-07-25 | redacted
Low Income - Power to Save | Pipe Wrap | 0 | 0.01 | 0.03 | 143.65 | 1 | Honeywell | 2023-07-25 | redacted
Low Income - Power to Save | Outdoor Coil Cleaning | 0 | 0.1 | 0 | 275 | 1 | Honeywell | 2023-07-25 | redacted
Low Income - Power to Save | HVAC Inspection | 0 | 0.17 | 0 | 268.73 | 1 | Honeywell | 2023-07-25 | redacted
Low Income - Power to Save | Low Flow Showerhead | 0 | 0.04 | 0.1 | 504.08 | 1 | Honeywell | 2023-07-25 | redacted
Low Income - Power to Save | LI - DUCT | 0 | 0.4 | 0.12 | 775.77 | 1 | Honeywell | 2023-07-25 | redacted
Low Income - Power to Save | LED Lights | 0 | 0 | 0 | 47.6 | 1 | Honeywell | 2023-07-25 | redacted
Low Income - Power to Save | Faucet Aerators | 0 | 0 | 0.02 | 110 | 1 | Honeywell | 2023-07-11 | redacted
Low Income - Power to Save | LED Lights | 0 | 0 | 0 | 47 | 1 | Honeywell | 2023-07-11 | redacted
Low Income - Power to Save | Weather Strip/Caulk | 0 | 0.25 | 0.09 | 503.3 | 1 | Honeywell | 2023-07-31 | redacted
Low Income - Power to Save | Outdoor Coil Cleaning | 0 | 0.1 | 0 | 275 | 1 | Honeywell | 2023-07-31 | redacted
Low Income - Power to Save | HVAC Inspection | 0 | 0.17 | 0 | 268.73 | 1 | Honeywell | 2023-07-31 | redacted
Low Income - Power to Save | Faucet Aerators | 0 | 0 | 0.02 | 110.58 | 1 | Honeywell | 2023-07-31 | redacted
Low Income - Power to Save | Low Flow Showerhead | 0 | 0.04 | 0.1 | 504.08 | 1 | Honeywell | 2023-07-31 | redacted
Low Income - Power to Save | LI - DUCT | 0 | 0.4 | 0.12 | 775.77 | 1 | Honeywell | 2023-07-31 | redacted
Low Income - Power to Save | LED Lights | 0 | 0 | 0 | 47.6 | 1 | Honeywell | 2023-07-31 | redacted
Low Income - Power to Save | Weather Strip/Caulk | 0 | 0.25 | 0.09 | 503.3 | 1 | Honeywell | 2023-07-19 | redacted
Low Income - Power to Save | Outdoor Coil Cleaning | 0 | 0.1 | 0 | 275 | 1 | Honeywell | 2023-07-19 | redacted
Low Income - Power to Save | HVAC Inspection | 0 | 0.17 | 0 | 268.73 | 1 | Honeywell | 2023-07-19 | redacted
Low Income - Power to Save | Faucet Aerators | 0 | 0 | 0.02 | 110.58 | 1 | Honeywell | 2023-07-19 | redacted
Low Income - Power to Save | LI - DUCT | 0 | 0.4 | 0.12 | 775.77 | 1 | Honeywell | 2023-07-19 | redacted
Low Income - Power to Save | LED Lights | 0 | 0 | 0 | 47.6 | 1 | Honeywell | 2023-07-19 | redacted
Low Income - Power to Save | Weather Strip/Caulk | 0 | 0.25 | 0.09 | 503.3 | 1 | Honeywell | 2023-07-31 | redacted
Low Income - Power to Save | Outdoor Coil Cleaning | 0 | 0.1 | 0 | 275 | 1 | Honeywell | 2023-07-31 | redacted
Low Income - Power to Save | HVAC Inspection | 0 | 0.17 | 0 | 268.73 | 1 | Honeywell | 2023-07-31 | redacted
Low Income - Power to Save | Faucet Aerators | 0 | 0 | 0.02 | 110.58 | 1 | Honeywell | 2023-07-31 | redacted
Low Income - Power to Save | Low Flow Showerhead | 0 | 0.04 | 0.1 | 504.08 | 1 | Honeywell | 2023-07-31 | redacted
Low Income - Power to Save | LI - DUCT | 0 | 0.4 | 0.12 | 775.77 | 1 | Honeywell | 2023-07-31 | redacted
Low Income - Power to Save | LED Lights | 0 | 0 | 0 | 47.6 | 1 | Honeywell | 2023-07-31 | redacted
Low Income - Power to Save | Weather Strip/Caulk | 0 | 0.25 | 0.09 | 503 | 1 | Honeywell | 2023-07-10 | redacted
Low Income - Power to Save | Pipe Wrap | 0 | 0.01 | 0.03 | 143 | 1 | Honeywell | 2023-07-10 | redacted
Low Income - Power to Save | Outdoor Coil Cleaning | 0 | 0.1 | 0 | 275 | 1 | Honeywell | 2023-07-10 | redacted
Low Income - Power to Save | HVAC Inspection | 0 | 0.17 | 0 | 268 | 1 | Honeywell | 2023-07-10 | redacted
Low Income - Power to Save | Faucet Aerators | 0 | 0 | 0.02 | 110 | 1 | Honeywell | 2023-07-10 | redacted
Low Income - Power to Save | Low Flow Showerhead | 0 | 0.04 | 0.1 | 504 | 1 | Honeywell | 2023-07-10 | redacted
Low Income - Power to Save | LI - DUCT | 0 | 0.4 | 0.12 | 775 | 1 | Honeywell | 2023-07-10 | redacted
Low Income - Power to Save | LED Lights | 0 | 0 | 0 | 47 | 1 | Honeywell | 2023-07-10 | redacted
Low Income - Power to Save | Weather Strip/Caulk | 0 | 0.25 | 0.09 | 503.3 | 1 | Honeywell | 2023-07-31 | redacted
Low Income - Power to Save | Outdoor Coil Cleaning | 0 | 0.1 | 0 | 275 | 1 | Honeywell | 2023-07-31 | redacted
Low Income - Power to Save | HVAC Inspection | 0 | 0.17 | 0 | 268.73 | 1 | Honeywell | 2023-07-31 | redacted
Low Income - Power to Save | Faucet Aerators | 0 | 0 | 0.02 | 110.58 | 1 | Honeywell | 2023-07-31 | redacted
Low Income - Power to Save | Low Flow Showerhead | 0 | 0.04 | 0.1 | 504.08 | 1 | Honeywell | 2023-07-31 | redacted
Low Income - Power to Save | LI - DUCT | 0 | 0.4 | 0.12 | 775.77 | 1 | Honeywell | 2023-07-31 | redacted
Low Income - Power to Save | LED Lights | 0 | 0 | 0 | 47.6 | 1 | Honeywell | 2023-07-31 | redacted
Low Income - Power to Save | Faucet Aerators | 0 | 0 | 0.02 | 110 | 1 | Honeywell | 2023-07-12 | redacted
Low Income - Power to Save | Low Flow Showerhead | 0 | 0.04 | 0.1 | 504 | 1 | Honeywell | 2023-07-12 | redacted
Low Income - Power to Save | LED Lights | 0 | 0 | 0 | 47 | 1 | Honeywell | 2023-07-12 | redacted
Low Income - Power to Save | Weather Strip/Caulk | 0 | 0.25 | 0.09 | 503.3 | 1 | Honeywell | 2023-07-18 | redacted
Low Income - Power to Save | Outdoor Coil Cleaning | 0 | 0.1 | 0 | 275 | 1 | Honeywell | 2023-07-18 | redacted
Low Income - Power to Save | HVAC Inspection | 0 | 0.17 | 0 | 268.73 | 1 | Honeywell | 2023-07-18 | redacted
Low Income - Power to Save | Low Flow Showerhead | 0 | 0.04 | 0.1 | 504.08 | 1 | Honeywell | 2023-07-18 | redacted
Low Income - Power to Save | LI - DUCT | 0 | 0.4 | 0.12 | 775.77 | 1 | Honeywell | 2023-07-18 | redacted
Low Income - Power to Save | LED Lights | 0 | 0 | 0 | 47.6 | 1 | Honeywell | 2023-07-18 | redacted
Low Income - Power to Save | Weather Strip/Caulk | 0 | 0.25 | 0.09 | 503 | 1 | Honeywell | 2023-07-12 | redacted
Low Income - Power to Save | Outdoor Coil Cleaning | 0 | 0.1 | 0 | 275 | 1 | Honeywell | 2023-07-12 | redacted
Low Income - Power to Save | HVAC Inspection | 0 | 0.17 | 0 | 268 | 1 | Honeywell | 2023-07-12 | redacted
Low Income - Power to Save | Faucet Aerators | 0 | 0 | 0.02 | 110 | 1 | Honeywell | 2023-07-12 | redacted
Low Income - Power to Save | Low Flow Showerhead | 0 | 0.04 | 0.1 | 504 | 1 | Honeywell | 2023-07-12 | redacted
Low Income - Power to Save | LI - DUCT | 0 | 0.4 | 0.12 | 775 | 1 | Honeywell | 2023-07-12 | redacted
Low Income - Power to Save | LED Lights | 0 | 0 | 0 | 47 | 1 | Honeywell | 2023-07-12 | redacted
Low Income - Power to Save | Outdoor Coil Cleaning | 0 | 0.1 | 0 | 275 | 1 | Honeywell | 2023-07-27 | redacted
Low Income - Power to Save | Faucet Aerators | 0 | 0 | 0.02 | 110.58 | 1 | Honeywell | 2023-07-27 | redacted
Low Income - Power to Save | Low Flow Showerhead | 0 | 0.04 | 0.1 | 504.08 | 1 | Honeywell | 2023-07-27 | redacted
Low Income - Power to Save | LED Lights | 0 | 0 | 0 | 47.6 | 1 | Honeywell | 2023-07-27 | redacted
Low Income - Power to Save | Weather Strip/Caulk | 0 | 0.25 | 0.09 | 503.3 | 1 | Honeywell | 2023-07-19 | redacted
Low Income - Power to Save | Pipe Wrap | 0 | 0.01 | 0.03 | 143.65 | 1 | Honeywell | 2023-07-19 | redacted
Low Income - Power to Save | Outdoor Coil Cleaning | 0 | 0.1 | 0 | 275 | 1 | Honeywell | 2023-07-19 | redacted
Low Income - Power to Save | HVAC Inspection | 0 | 0.17 | 0 | 268.73 | 1 | Honeywell | 2023-07-19 | redacted
Low Income - Power to Save | Faucet Aerators | 0 | 0 | 0.02 | 110.58 | 1 | Honeywell | 2023-07-19 | redacted
Low Income - Power to Save | Low Flow Showerhead | 0 | 0.04 | 0.1 | 504.08 | 1 | Honeywell | 2023-07-19 | redacted
Low Income - Power to Save | LI - DUCT | 0 | 0.4 | 0.12 | 775.77 | 1 | Honeywell | 2023-07-19 | redacted
Low Income - Power to Save | LED Lights | 0 | 0 | 0 | 47.6 | 1 | Honeywell | 2023-07-19 | redacted
Low Income - Power to Save | Outdoor Coil Cleaning | 0 | 0.1 | 0 | 275 | 1 | Honeywell | 2023-07-13 | redacted
Low Income - Power to Save | Faucet Aerators | 0 | 0 | 0.02 | 110.58 | 1 | Honeywell | 2023-07-13 | redacted
Low Income - Power to Save | Low Flow Showerhead | 0 | 0.04 | 0.1 | 504.08 | 1 | Honeywell | 2023-07-13 | redacted
Low Income - Power to Save | LED Lights | 0 | 0 | 0 | 47.6 | 1 | Honeywell | 2023-07-13 | redacted
Low Income - Power to Save | Outdoor Coil Cleaning | 0 | 0.1 | 0 | 275 | 1 | Honeywell | 2023-07-31 | redacted
Low Income - Power to Save | Faucet Aerators | 0 | 0 | 0.02 | 110.58 | 1 | Honeywell | 2023-07-31 | redacted
Low Income - Power to Save | Low Flow Showerhead | 0 | 0.04 | 0.1 | 504.08 | 1 | Honeywell | 2023-07-31 | redacted
Low Income - Power to Save | LED Lights | 0 | 0 | 0 | 47.6 | 1 | Honeywell | 2023-07-31 | redacted
Low Income - Power to Save | Faucet Aerators | 0 | 0 | 0.02 | 110.58 | 1 | Honeywell | 2023-07-13 | redacted
Low Income - Power to Save | Low Flow Showerhead | 0 | 0.04 | 0.1 | 504.08 | 1 | Honeywell | 2023-07-13 | redacted
Low Income - Power to Save | LED Lights | 0 | 0 | 0 | 47.6 | 1 | Honeywell | 2023-07-13 | redacted
Low Income - Power to Save | Outdoor Coil Cleaning | 0 | 0.1 | 0 | 275 | 1 | Honeywell | 2023-07-12 | redacted
Low Income - Power to Save | Faucet Aerators | 0 | 0 | 0.02 | 110 | 1 | Honeywell | 2023-07-12 | redacted
Low Income - Power to Save | Low Flow Showerhead | 0 | 0.04 | 0.1 | 504 | 1 | Honeywell | 2023-07-12 | redacted
Low Income - Power to Save | LED Lights | 0 | 0 | 0 | 47 | 1 | Honeywell | 2023-07-12 | redacted
Low Income - Power to Save | Outdoor Coil Cleaning | 0 | 0.1 | 0 | 275 | 1 | Honeywell | 2023-07-19 | redacted
Low Income - Power to Save | Faucet Aerators | 0 | 0 | 0.02 | 110.58 | 1 | Honeywell | 2023-07-19 | redacted
Low Income - Power to Save | Low Flow Showerhead | 0 | 0.04 | 0.1 | 504.08 | 1 | Honeywell | 2023-07-19 | redacted
Low Income - Power to Save | LED Lights | 0 | 0 | 0 | 47.6 | 1 | Honeywell | 2023-07-19 | redacted
Low Income - Power to Save | Faucet Aerators | 0 | 0 | 0.02 | 110.58 | 1 | Honeywell | 2023-07-13 | redacted
Low Income - Power to Save | Low Flow Showerhead | 0 | 0.04 | 0.1 | 504.08 | 1 | Honeywell | 2023-07-13 | redacted
Low Income - Power to Save | LED Lights | 0 | 0 | 0 | 47.6 | 1 | Honeywell | 2023-07-13 | redacted
Low Income - Power to Save | Weather Strip/Caulk | 0 | 0.25 | 0.09 | 503.3 | 1 | Honeywell | 2023-07-18 | redacted
Low Income - Power to Save | Outdoor Coil Cleaning | 0 | 0.1 | 0 | 275 | 1 | Honeywell | 2023-07-18 | redacted
Low Income - Power to Save | HVAC Inspection | 0 | 0.17 | 0 | 268.73 | 1 | Honeywell | 2023-07-18 | redacted
Low Income - Power to Save | Faucet Aerators | 0 | 0 | 0.02 | 110.58 | 1 | Honeywell | 2023-07-18 | redacted
Low Income - Power to Save | LI - DUCT | 0 | 0.4 | 0.12 | 775.77 | 1 | Honeywell | 2023-07-18 | redacted
Low Income - Power to Save | LED Lights | 0 | 0 | 0 | 47.6 | 1 | Honeywell | 2023-07-18 | redacted
Low Income - Power to Save | Weather Strip/Caulk | 0 | 0.25 | 0.09 | 503 | 1 | Honeywell | 2023-07-10 | redacted
Low Income - Power to Save | Outdoor Coil Cleaning | 0 | 0.1 | 0 | 275 | 1 | Honeywell | 2023-07-10 | redacted
Low Income - Power to Save | HVAC Inspection | 0 | 0.17 | 0 | 268 | 1 | Honeywell | 2023-07-10 | redacted
Low Income - Power to Save | Faucet Aerators | 0 | 0 | 0.02 | 110 | 1 | Honeywell | 2023-07-10 | redacted
Low Income - Power to Save | Low Flow Showerhead | 0 | 0.04 | 0.1 | 504 | 1 | Honeywell | 2023-07-10 | redacted
Low Income - Power to Save | LI - DUCT | 0 | 0.4 | 0.12 | 775 | 1 | Honeywell | 2023-07-10 | redacted
Low Income - Power to Save | LED Lights | 0 | 0 | 0 | 47 | 1 | Honeywell | 2023-07-10 | redacted
Low Income - Power to Save | Weather Strip/Caulk | 0 | 0.25 | 0.09 | 503.3 | 1 | Honeywell | 2023-07-27 | redacted
Low Income - Power to Save | Outdoor Coil Cleaning | 0 | 0.1 | 0 | 275 | 1 | Honeywell | 2023-07-27 | redacted
Low Income - Power to Save | Faucet Aerators | 0 | 0 | 0.02 | 110.58 | 1 | Honeywell | 2023-07-27 | redacted
Low Income - Power to Save | Low Flow Showerhead | 0 | 0.04 | 0.1 | 504.08 | 1 | Honeywell | 2023-07-27 | redacted
Low Income - Power to Save | LI - DUCT | 0 | 0.4 | 0.12 | 775.77 | 1 | Honeywell | 2023-07-27 | redacted
Low Income - Power to Save | LED Lights | 0 | 0 | 0 | 47.6 | 1 | Honeywell | 2023-07-27 | redacted
Low Income - Power to Save | Outdoor Coil Cleaning | 0 | 0.1 | 0 | 275 | 1 | Honeywell | 2023-07-12 | redacted
Low Income - Power to Save | Low Flow Showerhead | 0 | 0.04 | 0.1 | 504 | 1 | Honeywell | 2023-07-12 | redacted
Low Income - Power to Save | LED Lights | 0 | 0 | 0 | 47 | 1 | Honeywell | 2023-07-12 | redacted
Low Income - Power to Save | Outdoor Coil Cleaning | 0 | 0.1 | 0 | 275 | 1 | Honeywell | 2023-07-26 | redacted
Low Income - Power to Save | Faucet Aerators | 0 | 0 | 0.02 | 110.58 | 1 | Honeywell | 2023-07-26 | redacted
Low Income - Power to Save | Low Flow Showerhead | 0 | 0.04 | 0.1 | 504.08 | 1 | Honeywell | 2023-07-26 | redacted
Low Income - Power to Save | LED Lights | 0 | 0 | 0 | 47.6 | 1 | Honeywell | 2023-07-26 | redacted
Low Income - Power to Save | Weather Strip/Caulk | 0 | 0.25 | 0.09 | 503 | 1 | Honeywell | 2023-07-12 | redacted
Low Income - Power to Save | Outdoor Coil Cleaning | 0 | 0.1 | 0 | 275 | 1 | Honeywell | 2023-07-12 | redacted
Low Income - Power to Save | HVAC Inspection | 0 | 0.17 | 0 | 268 | 1 | Honeywell | 2023-07-12 | redacted
Low Income - Power to Save | Faucet Aerators | 0 | 0 | 0.02 | 110 | 1 | Honeywell | 2023-07-12 | redacted
Low Income - Power to Save | Low Flow Showerhead | 0 | 0.04 | 0.1 | 504 | 1 | Honeywell | 2023-07-12 | redacted
Low Income - Power to Save | LI - DUCT | 0 | 0.4 | 0.12 | 775 | 1 | Honeywell | 2023-07-12 | redacted
Low Income - Power to Save | LED Lights | 0 | 0 | 0 | 47 | 1 | Honeywell | 2023-07-12 | redacted
Low Income - Power to Save | Weather Strip/Caulk | 0 | 0.25 | 0.09 | 503.3 | 1 | Honeywell | 2023-07-27 | redacted
Low Income - Power to Save | Pipe Wrap | 0 | 0.01 | 0.03 | 143.65 | 1 | Honeywell | 2023-07-27 | redacted
Low Income - Power to Save | Outdoor Coil Cleaning | 0 | 0.1 | 0 | 275 | 1 | Honeywell | 2023-07-27 | redacted
Low Income - Power to Save | HVAC Inspection | 0 | 0.17 | 0 | 268.73 | 1 | Honeywell | 2023-07-27 | redacted
Low Income - Power to Save | Faucet Aerators | 0 | 0 | 0.02 | 110.58 | 1 | Honeywell | 2023-07-27 | redacted
Low Income - Power to Save | Low Flow Showerhead | 0 | 0.04 | 0.1 | 504.08 | 1 | Honeywell | 2023-07-27 | redacted
Low Income - Power to Save | LI - DUCT | 0 | 0.4 | 0.12 | 775.77 | 1 | Honeywell | 2023-07-27 | redacted
Low Income - Power to Save | LED Lights | 0 | 0 | 0 | 47.6 | 1 | Honeywell | 2023-07-27 | redacted
Low Income - Power to Save | Outdoor Coil Cleaning | 0 | 0.1 | 0 | 275 | 1 | Honeywell | 2023-07-18 | redacted
Low Income - Power to Save | Faucet Aerators | 0 | 0 | 0.02 | 110.58 | 1 | Honeywell | 2023-07-18 | redacted
Low Income - Power to Save | Low Flow Showerhead | 0 | 0.04 | 0.1 | 504.08 | 1 | Honeywell | 2023-07-18 | redacted
Low Income - Power to Save | LI - DUCT | 0 | 0.4 | 0.12 | 775.77 | 1 | Honeywell | 2023-07-18 | redacted
Low Income - Power to Save | LED Lights | 0 | 0 | 0 | 47.6 | 1 | Honeywell | 2023-07-18 | redacted
Low Income - Power to Save | Outdoor Coil Cleaning | 0 | 0.1 | 0 | 275 | 1 | Honeywell | 2023-07-13 | redacted
Low Income - Power to Save | Faucet Aerators | 0 | 0 | 0.02 | 110.58 | 1 | Honeywell | 2023-07-13 | redacted
Low Income - Power to Save | Low Flow Showerhead | 0 | 0.04 | 0.1 | 504.08 | 1 | Honeywell | 2023-07-13 | redacted
Low Income - Power to Save | LED Lights | 0 | 0 | 0 | 47.6 | 1 | Honeywell | 2023-07-13 | redacted
Low Income - Power to Save | Weather Strip/Caulk | 0 | 0.25 | 0.09 | 503.3 | 1 | Honeywell | 2023-07-18 | redacted
Low Income - Power to Save | Outdoor Coil Cleaning | 0 | 0.1 | 0 | 275 | 1 | Honeywell | 2023-07-18 | redacted
Low Income - Power to Save | HVAC Inspection | 0 | 0.17 | 0 | 268.73 | 1 | Honeywell | 2023-07-18 | redacted
Low Income - Power to Save | Faucet Aerators | 0 | 0 | 0.02 | 110.58 | 1 | Honeywell | 2023-07-18 | redacted
Low Income - Power to Save | Low Flow Showerhead | 0 | 0.04 | 0.1 | 504.08 | 1 | Honeywell | 2023-07-18 | redacted
Low Income - Power to Save | LI - DUCT | 0 | 0.4 | 0.12 | 775.77 | 1 | Honeywell | 2023-07-18 | redacted
Low Income - Power to Save | LED Lights | 0 | 0 | 0 | 47.6 | 1 | Honeywell | 2023-07-18 | redacted
Low Income - Power to Save | Faucet Aerators | 0 | 0 | 0.02 | 110.58 | 1 | Honeywell | 2023-07-31 | redacted
Low Income - Power to Save | Low Flow Showerhead | 0 | 0.04 | 0.1 | 504.08 | 1 | Honeywell | 2023-07-31 | redacted
Low Income - Power to Save | LED Lights | 0 | 0 | 0 | 47.6 | 1 | Honeywell | 2023-07-31 | redacted
Low Income - Power to Save | Weather Strip/Caulk | 0 | 0.25 | 0.09 | 503.3 | 1 | Honeywell | 2023-07-31 | redacted
Low Income - Power to Save | Outdoor Coil Cleaning | 0 | 0.1 | 0 | 275 | 1 | Honeywell | 2023-07-31 | redacted
Low Income - Power to Save | HVAC Inspection | 0 | 0.17 | 0 | 268.73 | 1 | Honeywell | 2023-07-31 | redacted
Low Income - Power to Save | Faucet Aerators | 0 | 0 | 0.02 | 110.58 | 1 | Honeywell | 2023-07-31 | redacted
Low Income - Power to Save | Low Flow Showerhead | 0 | 0.04 | 0.1 | 504.08 | 1 | Honeywell | 2023-07-31 | redacted
Low Income - Power to Save | LI - DUCT | 0 | 0.4 | 0.12 | 775.77 | 1 | Honeywell | 2023-07-31 | redacted
Low Income - Power to Save | LED Lights | 0 | 0 | 0 | 47.6 | 1 | Honeywell | 2023-07-31 | redacted
Low Income - Power to Save | Weather Strip/Caulk | 0 | 0.25 | 0.09 | 503.3 | 1 | Honeywell | 2023-07-13 | redacted
Low Income - Power to Save | Outdoor Coil Cleaning | 0 | 0.1 | 0 | 275 | 1 | Honeywell | 2023-07-13 | redacted
Low Income - Power to Save | Faucet Aerators | 0 | 0 | 0.02 | 110.58 | 1 | Honeywell | 2023-07-13 | redacted
Low Income - Power to Save | Low Flow Showerhead | 0 | 0.04 | 0.1 | 504.08 | 1 | Honeywell | 2023-07-13 | redacted
Low Income - Power to Save | LED Lights | 0 | 0 | 0 | 47.6 | 1 | Honeywell | 2023-07-13 | redacted
Low Income - Power to Save | Weather Strip/Caulk | 0 | 0.25 | 0.09 | 503 | 1 | Honeywell | 2023-07-11 | redacted
Low Income - Power to Save | Faucet Aerators | 0 | 0 | 0.02 | 110 | 1 | Honeywell | 2023-07-11 | redacted
Low Income - Power to Save | Low Flow Showerhead | 0 | 0.04 | 0.1 | 504 | 1 | Honeywell | 2023-07-11 | redacted
Low Income - Power to Save | LED Lights | 0 | 0 | 0 | 47 | 1 | Honeywell | 2023-07-11 | redacted
Low Income - Power to Save | Outdoor Coil Cleaning | 0 | 0.1 | 0 | 275 | 1 | Honeywell | 2023-07-13 | redacted
Low Income - Power to Save | Faucet Aerators | 0 | 0 | 0.02 | 110.58 | 1 | Honeywell | 2023-07-13 | redacted
Low Income - Power to Save | Low Flow Showerhead | 0 | 0.04 | 0.1 | 504.08 | 1 | Honeywell | 2023-07-13 | redacted
Low Income - Power to Save | LED Lights | 0 | 0 | 0 | 47.6 | 1 | Honeywell | 2023-07-13 | redacted
Low Income - Power to Save | Low Flow Showerhead | 0 | 0.04 | 0.1 | 504 | 1 | Honeywell | 2023-07-12 | redacted
Low Income - Power to Save | LED Lights | 0 | 0 | 0 | 47 | 1 | Honeywell | 2023-07-12 | redacted
Low Income - Power to Save | Weather Strip/Caulk | 0 | 0.25 | 0.09 | 503.3 | 1 | Honeywell | 2023-07-19 | redacted
Low Income - Power to Save | Pipe Wrap | 0 | 0.01 | 0.03 | 143.65 | 1 | Honeywell | 2023-07-19 | redacted
Low Income - Power to Save | Outdoor Coil Cleaning | 0 | 0.1 | 0 | 275 | 1 | Honeywell | 2023-07-19 | redacted
Low Income - Power to Save | HVAC Inspection | 0 | 0.17 | 0 | 268.73 | 1 | Honeywell | 2023-07-19 | redacted
Low Income - Power to Save | Faucet Aerators | 0 | 0 | 0.02 | 110.58 | 1 | Honeywell | 2023-07-19 | redacted
Low Income - Power to Save | Low Flow Showerhead | 0 | 0.04 | 0.1 | 504.08 | 1 | Honeywell | 2023-07-19 | redacted
Low Income - Power to Save | LI - DUCT | 0 | 0.4 | 0.12 | 775.77 | 1 | Honeywell | 2023-07-19 | redacted
Low Income - Power to Save | LED Lights | 0 | 0 | 0 | 47.6 | 1 | Honeywell | 2023-07-19 | redacted
Low Income - Power to Save | Weather Strip/Caulk | 0 | 0.25 | 0.09 | 503.3 | 1 | Honeywell | 2023-07-19 | redacted
Low Income - Power to Save | Outdoor Coil Cleaning | 0 | 0.1 | 0 | 275 | 1 | Honeywell | 2023-07-19 | redacted
Low Income - Power to Save | HVAC Inspection | 0 | 0.17 | 0 | 268.73 | 1 | Honeywell | 2023-07-19 | redacted
Low Income - Power to Save | Low Flow Showerhead | 0 | 0.04 | 0.1 | 504.08 | 1 | Honeywell | 2023-07-19 | redacted
Low Income - Power to Save | LI - DUCT | 0 | 0.4 | 0.12 | 775.77 | 1 | Honeywell | 2023-07-19 | redacted
Low Income - Power to Save | LED Lights | 0 | 0 | 0 | 47.6 | 1 | Honeywell | 2023-07-19 | redacted
Low Income - Power to Save | Outdoor Coil Cleaning | 0 | 0.1 | 0 | 275 | 1 | Honeywell | 2023-07-19 | redacted
Low Income - Power to Save | Faucet Aerators | 0 | 0 | 0.02 | 110.58 | 1 | Honeywell | 2023-07-19 | redacted
Low Income - Power to Save | Low Flow Showerhead | 0 | 0.04 | 0.1 | 504.08 | 1 | Honeywell | 2023-07-19 | redacted
Low Income - Power to Save | LED Lights | 0 | 0 | 0 | 47.6 | 1 | Honeywell | 2023-07-19 | redacted
Low Income - Power to Save | Outdoor Coil Cleaning | 0 | 0.1 | 0 | 275 | 1 | Honeywell | 2023-07-26 | redacted
Low Income - Power to Save | Faucet Aerators | 0 | 0 | 0.02 | 110.58 | 1 | Honeywell | 2023-07-26 | redacted
Low Income - Power to Save | Low Flow Showerhead | 0 | 0.04 | 0.1 | 504.08 | 1 | Honeywell | 2023-07-26 | redacted
Low Income - Power to Save | LED Lights | 0 | 0 | 0 | 47.6 | 1 | Honeywell | 2023-07-26 | redacted
Low Income - Power to Save | Outdoor Coil Cleaning | 0 | 0.1 | 0 | 275 | 1 | Honeywell | 2023-07-12 | redacted
Low Income - Power to Save | Faucet Aerators | 0 | 0 | 0.02 | 110 | 1 | Honeywell | 2023-07-12 | redacted
Low Income - Power to Save | Low Flow Showerhead | 0 | 0.04 | 0.1 | 504 | 1 | Honeywell | 2023-07-12 | redacted
Low Income - Power to Save | LED Lights | 0 | 0 | 0 | 47 | 1 | Honeywell | 2023-07-12 | redacted
Low Income - Power to Save | Weather Strip/Caulk | 0 | 0.25 | 0.09 | 503 | 1 | Honeywell | 2023-07-12 | redacted
Low Income - Power to Save | Outdoor Coil Cleaning | 0 | 0.1 | 0 | 275 | 1 | Honeywell | 2023-07-12 | redacted
Low Income - Power to Save | Faucet Aerators | 0 | 0 | 0.02 | 110 | 1 | Honeywell | 2023-07-12 | redacted
Low Income - Power to Save | Low Flow Showerhead | 0 | 0.04 | 0.1 | 504 | 1 | Honeywell | 2023-07-12 | redacted
Low Income - Power to Save | LED Lights | 0 | 0 | 0 | 47 | 1 | Honeywell | 2023-07-12 | redacted
Low Income - Power to Save | Weather Strip/Caulk | 0 | 0.25 | 0.09 | 503 | 1 | Honeywell | 2023-07-11 | redacted
Low Income - Power to Save | Outdoor Coil Cleaning | 0 | 0.1 | 0 | 275 | 1 | Honeywell | 2023-07-11 | redacted
Low Income - Power to Save | HVAC Inspection | 0 | 0.17 | 0 | 268 | 1 | Honeywell | 2023-07-11 | redacted
Low Income - Power to Save | Faucet Aerators | 0 | 0 | 0.02 | 110 | 1 | Honeywell | 2023-07-11 | redacted
Low Income - Power to Save | Low Flow Showerhead | 0 | 0.04 | 0.1 | 504 | 1 | Honeywell | 2023-07-11 | redacted
Low Income - Power to Save | LI - DUCT | 0 | 0.4 | 0.12 | 775 | 1 | Honeywell | 2023-07-11 | redacted
Low Income - Power to Save | LED Lights | 0 | 0 | 0 | 47 | 1 | Honeywell | 2023-07-11 | redacted
Low Income - Power to Save | Weather Strip/Caulk | 0 | 0.25 | 0.09 | 503.3 | 1 | Honeywell | 2023-07-13 | redacted
Low Income - Power to Save | Outdoor Coil Cleaning | 0 | 0.1 | 0 | 275 | 1 | Honeywell | 2023-07-13 | redacted
Low Income - Power to Save | HVAC Inspection | 0 | 0.17 | 0 | 268.73 | 1 | Honeywell | 2023-07-13 | redacted
Low Income - Power to Save | Faucet Aerators | 0 | 0 | 0.02 | 110.58 | 1 | Honeywell | 2023-07-13 | redacted
Low Income - Power to Save | Low Flow Showerhead | 0 | 0.04 | 0.1 | 504.08 | 1 | Honeywell | 2023-07-13 | redacted
Low Income - Power to Save | LI - DUCT | 0 | 0.4 | 0.12 | 775.77 | 1 | Honeywell | 2023-07-13 | redacted
Low Income - Power to Save | LED Lights | 0 | 0 | 0 | 47.6 | 1 | Honeywell | 2023-07-13 | redacted
Low Income - Power to Save | Weather Strip/Caulk | 0 | 0.25 | 0.09 | 503.3 | 1 | Honeywell | 2023-07-18 | redacted
Low Income - Power to Save | Outdoor Coil Cleaning | 0 | 0.1 | 0 | 275 | 1 | Honeywell | 2023-07-18 | redacted
Low Income - Power to Save | HVAC Inspection | 0 | 0.17 | 0 | 268.73 | 1 | Honeywell | 2023-07-18 | redacted
Low Income - Power to Save | Faucet Aerators | 0 | 0 | 0.02 | 110.58 | 1 | Honeywell | 2023-07-18 | redacted
Low Income - Power to Save | Low Flow Showerhead | 0 | 0.04 | 0.1 | 504.08 | 1 | Honeywell | 2023-07-18 | redacted
Low Income - Power to Save | LI - DUCT | 0 | 0.4 | 0.12 | 775.77 | 1 | Honeywell | 2023-07-18 | redacted
Low Income - Power to Save | LED Lights | 0 | 0 | 0 | 47.6 | 1 | Honeywell | 2023-07-18 | redacted
Low Income - Power to Save | Faucet Aerators | 0 | 0 | 0.02 | 110.58 | 1 | Honeywell | 2023-07-26 | redacted
Low Income - Power to Save | Low Flow Showerhead | 0 | 0.04 | 0.1 | 504.08 | 1 | Honeywell | 2023-07-26 | redacted
Low Income - Power to Save | LED Lights | 0 | 0 | 0 | 47.6 | 1 | Honeywell | 2023-07-26 | redacted
Low Income - Power to Save | Faucet Aerators | 0 | 0 | 0.02 | 110 | 1 | Honeywell | 2023-07-10 | redacted
Low Income - Power to Save | Low Flow Showerhead | 0 | 0.04 | 0.1 | 504 | 1 | Honeywell | 2023-07-10 | redacted
Low Income - Power to Save | LED Lights | 0 | 0 | 0 | 47 | 1 | Honeywell | 2023-07-10 | redacted
Low Income - Power to Save | Weather Strip/Caulk | 0 | 0.25 | 0.09 | 503.3 | 1 | Honeywell | 2023-07-19 | redacted
Low Income - Power to Save | Outdoor Coil Cleaning | 0 | 0.1 | 0 | 275 | 1 | Honeywell | 2023-07-19 | redacted
Low Income - Power to Save | HVAC Inspection | 0 | 0.17 | 0 | 268.73 | 1 | Honeywell | 2023-07-19 | redacted
Low Income - Power to Save | Faucet Aerators | 0 | 0 | 0.02 | 110.58 | 1 | Honeywell | 2023-07-19 | redacted
Low Income - Power to Save | Low Flow Showerhead | 0 | 0.04 | 0.1 | 504.08 | 1 | Honeywell | 2023-07-19 | redacted
Low Income - Power to Save | LI - DUCT | 0 | 0.4 | 0.12 | 775.77 | 1 | Honeywell | 2023-07-19 | redacted
Low Income - Power to Save | LED Lights | 0 | 0 | 0 | 47.6 | 1 | Honeywell | 2023-07-19 | redacted
Low Income - Power to Save | Weather Strip/Caulk | 0 | 0.25 | 0.09 | 503.3 | 1 | Honeywell | 2023-07-19 | redacted
Low Income - Power to Save | Outdoor Coil Cleaning | 0 | 0.1 | 0 | 275 | 1 | Honeywell | 2023-07-19 | redacted
Low Income - Power to Save | HVAC Inspection | 0 | 0.17 | 0 | 268.73 | 1 | Honeywell | 2023-07-19 | redacted
Low Income - Power to Save | Low Flow Showerhead | 0 | 0.04 | 0.1 | 504.08 | 1 | Honeywell | 2023-07-19 | redacted
Low Income - Power to Save | LI - DUCT | 0 | 0.4 | 0.12 | 775.77 | 1 | Honeywell | 2023-07-19 | redacted
Low Income - Power to Save | LED Lights | 0 | 0 | 0 | 47.6 | 1 | Honeywell | 2023-07-19 | redacted
Low Income - Power to Save | Weather Strip/Caulk | 0 | 0.25 | 0.09 | 503.3 | 1 | Honeywell | 2023-07-25 | redacted
Low Income - Power to Save | Outdoor Coil Cleaning | 0 | 0.1 | 0 | 275 | 1 | Honeywell | 2023-07-25 | redacted
Low Income - Power to Save | HVAC Inspection | 0 | 0.17 | 0 | 268.73 | 1 | Honeywell | 2023-07-25 | redacted
Low Income - Power to Save | LI - DUCT | 0 | 0.4 | 0.12 | 775.77 | 1 | Honeywell | 2023-07-25 | redacted
Low Income - Power to Save | LED Lights | 0 | 0 | 0 | 47.6 | 1 | Honeywell | 2023-07-25 | redacted
Low Income - Power to Save | Weather Strip/Caulk | 0 | 0.25 | 0.09 | 503.3 | 1 | Honeywell | 2023-07-13 | redacted
Low Income - Power to Save | Faucet Aerators | 0 | 0 | 0.02 | 110.58 | 1 | Honeywell | 2023-07-13 | redacted
Low Income - Power to Save | Low Flow Showerhead | 0 | 0.04 | 0.1 | 504.08 | 1 | Honeywell | 2023-07-13 | redacted
Low Income - Power to Save | LED Lights | 0 | 0 | 0 | 47.6 | 1 | Honeywell | 2023-07-13 | redacted
Low Income - Power to Save | Weather Strip/Caulk | 0 | 0.25 | 0.09 | 503 | 1 | Honeywell | 2023-07-10 | redacted
Low Income - Power to Save | Faucet Aerators | 0 | 0 | 0.02 | 110 | 1 | Honeywell | 2023-07-10 | redacted
Low Income - Power to Save | Low Flow Showerhead | 0 | 0.04 | 0.1 | 504 | 1 | Honeywell | 2023-07-10 | redacted
Low Income - Power to Save | LED Lights | 0 | 0 | 0 | 47 | 1 | Honeywell | 2023-07-10 | redacted
Low Income - Power to Save | Weather Strip/Caulk | 0 | 0.25 | 0.09 | 503.3 | 1 | Honeywell | 2023-07-31 | redacted
Low Income - Power to Save | Outdoor Coil Cleaning | 0 | 0.1 | 0 | 275 | 1 | Honeywell | 2023-07-31 | redacted
Low Income - Power to Save | Faucet Aerators | 0 | 0 | 0.02 | 110.58 | 1 | Honeywell | 2023-07-31 | redacted
Low Income - Power to Save | Low Flow Showerhead | 0 | 0.04 | 0.1 | 504.08 | 1 | Honeywell | 2023-07-31 | redacted
Low Income - Power to Save | LI - DUCT | 0 | 0.4 | 0.12 | 775.77 | 1 | Honeywell | 2023-07-31 | redacted
Low Income - Power to Save | LED Lights | 0 | 0 | 0 | 47.6 | 1 | Honeywell | 2023-07-31 | redacted
Low Income - Power to Save | Weather Strip/Caulk | 0 | 0.25 | 0.09 | 503.3 | 1 | Honeywell | 2023-07-28 | redacted
Low Income - Power to Save | Outdoor Coil Cleaning | 0 | 0.1 | 0 | 275 | 1 | Honeywell | 2023-07-28 | redacted
Low Income - Power to Save | HVAC Inspection | 0 | 0.17 | 0 | 268.73 | 1 | Honeywell | 2023-07-28 | redacted
Low Income - Power to Save | Low Flow Showerhead | 0 | 0.04 | 0.1 | 504.08 | 1 | Honeywell | 2023-07-28 | redacted
Low Income - Power to Save | LI - DUCT | 0 | 0.4 | 0.12 | 775.77 | 1 | Honeywell | 2023-07-28 | redacted
Low Income - Power to Save | LED Lights | 0 | 0 | 0 | 47.6 | 1 | Honeywell | 2023-07-28 | redacted
Low Income - Power to Save | Faucet Aerators | 0 | 0 | 0.02 | 110.58 | 1 | Honeywell | 2023-07-28 | redacted
Low Income - Power to Save | Low Flow Showerhead | 0 | 0.04 | 0.1 | 504.08 | 1 | Honeywell | 2023-07-28 | redacted
Low Income - Power to Save | LED Lights | 0 | 0 | 0 | 47.6 | 1 | Honeywell | 2023-07-28 | redacted
Low Income - Power to Save | Weather Strip/Caulk | 0 | 0.25 | 0.09 | 503.3 | 1 | Honeywell | 2023-07-28 | redacted
Low Income - Power to Save | Outdoor Coil Cleaning | 0 | 0.1 | 0 | 275 | 1 | Honeywell | 2023-07-28 | redacted
Low Income - Power to Save | HVAC Inspection | 0 | 0.17 | 0 | 268.73 | 1 | Honeywell | 2023-07-28 | redacted
Low Income - Power to Save | Low Flow Showerhead | 0 | 0.04 | 0.1 | 504.08 | 1 | Honeywell | 2023-07-28 | redacted
Low Income - Power to Save | LI - DUCT | 0 | 0.4 | 0.12 | 775.77 | 1 | Honeywell | 2023-07-28 | redacted
Low Income - Power to Save | LED Lights | 0 | 0 | 0 | 47.6 | 1 | Honeywell | 2023-07-28 | redacted
Low Income - Power to Save | Outdoor Coil Cleaning | 0 | 0.1 | 0 | 275 | 1 | Honeywell | 2023-07-12 | redacted
Low Income - Power to Save | Faucet Aerators | 0 | 0 | 0.02 | 110 | 1 | Honeywell | 2023-07-12 | redacted
Low Income - Power to Save | Low Flow Showerhead | 0 | 0.04 | 0.1 | 504 | 1 | Honeywell | 2023-07-12 | redacted
Low Income - Power to Save | LED Lights | 0 | 0 | 0 | 47 | 1 | Honeywell | 2023-07-12 | redacted
Low Income - Power to Save | Weather Strip/Caulk | 0 | 0.25 | 0.09 | 503.3 | 1 | Honeywell | 2023-07-31 | redacted
Low Income - Power to Save | Outdoor Coil Cleaning | 0 | 0.1 | 0 | 275 | 1 | Honeywell | 2023-07-31 | redacted
Low Income - Power to Save | HVAC Inspection | 0 | 0.17 | 0 | 268.73 | 1 | Honeywell | 2023-07-31 | redacted
Low Income - Power to Save | Faucet Aerators | 0 | 0 | 0.02 | 110.58 | 1 | Honeywell | 2023-07-31 | redacted
Low Income - Power to Save | Low Flow Showerhead | 0 | 0.04 | 0.1 | 504.08 | 1 | Honeywell | 2023-07-31 | redacted
Low Income - Power to Save | LED Lights | 0 | 0 | 0 | 47.6 | 1 | Honeywell | 2023-07-31 | redacted
Low Income - Power to Save | Weather Strip/Caulk | 0 | 0.25 | 0.09 | 503.3 | 1 | Honeywell | 2023-07-31 | redacted
Low Income - Power to Save | Outdoor Coil Cleaning | 0 | 0.1 | 0 | 275 | 1 | Honeywell | 2023-07-31 | redacted
Low Income - Power to Save | HVAC Inspection | 0 | 0.17 | 0 | 268.73 | 1 | Honeywell | 2023-07-31 | redacted
Low Income - Power to Save | Faucet Aerators | 0 | 0 | 0.02 | 110.58 | 1 | Honeywell | 2023-07-31 | redacted
Low Income - Power to Save | Low Flow Showerhead | 0 | 0.04 | 0.1 | 504.08 | 1 | Honeywell | 2023-07-31 | redacted
Low Income - Power to Save | LI - DUCT | 0 | 0.4 | 0.12 | 775.77 | 1 | Honeywell | 2023-07-31 | redacted
Low Income - Power to Save | LED Lights | 0 | 0 | 0 | 47.6 | 1 | Honeywell | 2023-07-31 | redacted
Low Income - Power to Save | Weather Strip/Caulk | 0 | 0.25 | 0.09 | 503.3 | 1 | Honeywell | 2023-07-27 | redacted
Low Income - Power to Save | Outdoor Coil Cleaning | 0 | 0.1 | 0 | 275 | 1 | Honeywell | 2023-07-27 | redacted
Low Income - Power to Save | HVAC Inspection | 0 | 0.17 | 0 | 268.73 | 1 | Honeywell | 2023-07-27 | redacted
Low Income - Power to Save | LI - DUCT | 0 | 0.4 | 0.12 | 775.77 | 1 | Honeywell | 2023-07-27 | redacted
Low Income - Power to Save | LED Lights | 0 | 0 | 0 | 47.6 | 1 | Honeywell | 2023-07-27 | redacted
Low Income - Power to Save | Weather Strip/Caulk | 0 | 0.25 | 0.09 | 503.3 | 1 | Honeywell | 2023-07-20 | redacted
Low Income - Power to Save | Outdoor Coil Cleaning | 0 | 0.1 | 0 | 275 | 1 | Honeywell | 2023-07-20 | redacted
Low Income - Power to Save | HVAC Inspection | 0 | 0.17 | 0 | 268.73 | 1 | Honeywell | 2023-07-20 | redacted
Low Income - Power to Save | Faucet Aerators | 0 | 0 | 0.02 | 110.58 | 1 | Honeywell | 2023-07-20 | redacted
Low Income - Power to Save | Low Flow Showerhead | 0 | 0.04 | 0.1 | 504.08 | 1 | Honeywell | 2023-07-20 | redacted
Low Income - Power to Save | LI - DUCT | 0 | 0.4 | 0.12 | 775.77 | 1 | Honeywell | 2023-07-20 | redacted
Low Income - Power to Save | LED Lights | 0 | 0 | 0 | 47.6 | 1 | Honeywell | 2023-07-20 | redacted
Low Income - Power to Save | Weather Strip/Caulk | 0 | 0.25 | 0.09 | 503.3 | 1 | Honeywell | 2023-07-18 | redacted
Low Income - Power to Save | Outdoor Coil Cleaning | 0 | 0.1 | 0 | 275 | 1 | Honeywell | 2023-07-18 | redacted
Low Income - Power to Save | HVAC Inspection | 0 | 0.17 | 0 | 268.73 | 1 | Honeywell | 2023-07-18 | redacted
Low Income - Power to Save | Faucet Aerators | 0 | 0 | 0.02 | 110.58 | 1 | Honeywell | 2023-07-18 | redacted
Low Income - Power to Save | Low Flow Showerhead | 0 | 0.04 | 0.1 | 504.08 | 1 | Honeywell | 2023-07-18 | redacted
Low Income - Power to Save | LI - DUCT | 0 | 0.4 | 0.12 | 775.77 | 1 | Honeywell | 2023-07-18 | redacted
Low Income - Power to Save | LED Lights | 0 | 0 | 0 | 47.6 | 1 | Honeywell | 2023-07-18 | redacted
Low Income - Power to Save | Weather Strip/Caulk | 0 | 0.25 | 0.09 | 503.3 | 1 | Honeywell | 2023-07-24 | redacted
Low Income - Power to Save | Outdoor Coil Cleaning | 0 | 0.1 | 0 | 275 | 1 | Honeywell | 2023-07-24 | redacted
Low Income - Power to Save | HVAC Inspection | 0 | 0.17 | 0 | 268.73 | 1 | Honeywell | 2023-07-24 | redacted
Low Income - Power to Save | Low Flow Showerhead | 0 | 0.04 | 0.1 | 504.08 | 1 | Honeywell | 2023-07-24 | redacted
Low Income - Power to Save | LI - DUCT | 0 | 0.4 | 0.12 | 775.77 | 1 | Honeywell | 2023-07-24 | redacted
Low Income - Power to Save | LED Lights | 0 | 0 | 0 | 47.6 | 1 | Honeywell | 2023-07-24 | redacted
Low Income - Power to Save | Weather Strip/Caulk | 0 | 0.25 | 0.09 | 503.3 | 1 | Honeywell | 2023-07-19 | redacted
Low Income - Power to Save | Outdoor Coil Cleaning | 0 | 0.1 | 0 | 275 | 1 | Honeywell | 2023-07-19 | redacted
Low Income - Power to Save | HVAC Inspection | 0 | 0.17 | 0 | 268.73 | 1 | Honeywell | 2023-07-19 | redacted
Low Income - Power to Save | Faucet Aerators | 0 | 0 | 0.02 | 110.58 | 1 | Honeywell | 2023-07-19 | redacted
Low Income - Power to Save | Low Flow Showerhead | 0 | 0.04 | 0.1 | 504.08 | 1 | Honeywell | 2023-07-19 | redacted
Low Income - Power to Save | LI - DUCT | 0 | 0.4 | 0.12 | 775.77 | 1 | Honeywell | 2023-07-19 | redacted
Low Income - Power to Save | LED Lights | 0 | 0 | 0 | 47.6 | 1 | Honeywell | 2023-07-19 | redacted
Low Income - Power to Save | Weather Strip/Caulk | 0 | 0.25 | 0.09 | 503.3 | 1 | Honeywell | 2023-07-31 | redacted
Low Income - Power to Save | Outdoor Coil Cleaning | 0 | 0.1 | 0 | 275 | 1 | Honeywell | 2023-07-31 | redacted
Low Income - Power to Save | HVAC Inspection | 0 | 0.17 | 0 | 268.73 | 1 | Honeywell | 2023-07-31 | redacted
Low Income - Power to Save | Faucet Aerators | 0 | 0 | 0.02 | 110.58 | 1 | Honeywell | 2023-07-31 | redacted
Low Income - Power to Save | Low Flow Showerhead | 0 | 0.04 | 0.1 | 504.08 | 1 | Honeywell | 2023-07-31 | redacted
Low Income - Power to Save | LI - DUCT | 0 | 0.4 | 0.12 | 775.77 | 1 | Honeywell | 2023-07-31 | redacted
Low Income - Power to Save | LED Lights | 0 | 0 | 0 | 47.6 | 1 | Honeywell | 2023-07-31 | redacted
Low Income - Power to Save | Weather Strip/Caulk | 0 | 0.25 | 0.09 | 503.3 | 1 | Honeywell | 2023-07-19 | redacted
Low Income - Power to Save | Pipe Wrap | 0 | 0.01 | 0.03 | 143.65 | 1 | Honeywell | 2023-07-19 | redacted
Low Income - Power to Save | Outdoor Coil Cleaning | 0 | 0.1 | 0 | 275 | 1 | Honeywell | 2023-07-19 | redacted
Low Income - Power to Save | HVAC Inspection | 0 | 0.17 | 0 | 268.73 | 1 | Honeywell | 2023-07-19 | redacted
Low Income - Power to Save | Faucet Aerators | 0 | 0 | 0.02 | 110.58 | 1 | Honeywell | 2023-07-19 | redacted
Low Income - Power to Save | Low Flow Showerhead | 0 | 0.04 | 0.1 | 504.08 | 1 | Honeywell | 2023-07-19 | redacted
Low Income - Power to Save | LI - DUCT | 0 | 0.4 | 0.12 | 775.77 | 1 | Honeywell | 2023-07-19 | redacted
Low Income - Power to Save | LED Lights | 0 | 0 | 0 | 47.6 | 1 | Honeywell | 2023-07-19 | redacted
Low Income - Power to Save | Weather Strip/Caulk | 0 | 0.25 | 0.09 | 503.3 | 1 | Honeywell | 2023-07-31 | redacted
Low Income - Power to Save | Outdoor Coil Cleaning | 0 | 0.1 | 0 | 275 | 1 | Honeywell | 2023-07-31 | redacted
Low Income - Power to Save | HVAC Inspection | 0 | 0.17 | 0 | 268.73 | 1 | Honeywell | 2023-07-31 | redacted
Low Income - Power to Save | Faucet Aerators | 0 | 0 | 0.02 | 110.58 | 1 | Honeywell | 2023-07-31 | redacted
Low Income - Power to Save | Low Flow Showerhead | 0 | 0.04 | 0.1 | 504.08 | 1 | Honeywell | 2023-07-31 | redacted
Low Income - Power to Save | LED Lights | 0 | 0 | 0 | 47.6 | 1 | Honeywell | 2023-07-31 | redacted
Low Income - Power to Save | Outdoor Coil Cleaning | 0 | 0.1 | 0 | 275 | 1 | Honeywell | 2023-07-31 | redacted
Low Income - Power to Save | Faucet Aerators | 0 | 0 | 0.02 | 110.58 | 1 | Honeywell | 2023-07-31 | redacted
Low Income - Power to Save | Low Flow Showerhead | 0 | 0.04 | 0.1 | 504.08 | 1 | Honeywell | 2023-07-31 | redacted
Low Income - Power to Save | LED Lights | 0 | 0 | 0 | 47.6 | 1 | Honeywell | 2023-07-31 | redacted
Low Income - Power to Save | Weather Strip/Caulk | 0 | 0.25 | 0.09 | 503 | 1 | Honeywell | 2023-07-12 | redacted
Low Income - Power to Save | Pipe Wrap | 0 | 0.01 | 0.03 | 143 | 1 | Honeywell | 2023-07-12 | redacted
Low Income - Power to Save | Low Flow Showerhead | 0 | 0.04 | 0.1 | 504 | 1 | Honeywell | 2023-07-12 | redacted
Low Income - Power to Save | LED Lights | 0 | 0 | 0 | 47 | 1 | Honeywell | 2023-07-12 | redacted
Low Income - Power to Save | Weather Strip/Caulk | 0 | 0.25 | 0.09 | 503.3 | 1 | Honeywell | 2023-07-19 | redacted
Low Income - Power to Save | Outdoor Coil Cleaning | 0 | 0.1 | 0 | 275 | 1 | Honeywell | 2023-07-19 | redacted
Low Income - Power to Save | HVAC Inspection | 0 | 0.17 | 0 | 268.73 | 1 | Honeywell | 2023-07-19 | redacted
Low Income - Power to Save | Low Flow Showerhead | 0 | 0.04 | 0.1 | 504.08 | 1 | Honeywell | 2023-07-19 | redacted
Low Income - Power to Save | LI - DUCT | 0 | 0.4 | 0.12 | 775.77 | 1 | Honeywell | 2023-07-19 | redacted
Low Income - Power to Save | LED Lights | 0 | 0 | 0 | 47.6 | 1 | Honeywell | 2023-07-19 | redacted
Low Income - Power to Save | Weather Strip/Caulk | 0 | 0.25 | 0.09 | 503.3 | 1 | Honeywell | 2023-07-18 | redacted
Low Income - Power to Save | Outdoor Coil Cleaning | 0 | 0.1 | 0 | 275 | 1 | Honeywell | 2023-07-18 | redacted
Low Income - Power to Save | Faucet Aerators | 0 | 0 | 0.02 | 110.58 | 1 | Honeywell | 2023-07-18 | redacted
Low Income - Power to Save | Low Flow Showerhead | 0 | 0.04 | 0.1 | 504.08 | 1 | Honeywell | 2023-07-18 | redacted
Low Income - Power to Save | LED Lights | 0 | 0 | 0 | 47.6 | 1 | Honeywell | 2023-07-18 | redacted
Low Income - Power to Save | Outdoor Coil Cleaning | 0 | 0.1 | 0 | 275 | 1 | Honeywell | 2023-07-19 | redacted
Low Income - Power to Save | Faucet Aerators | 0 | 0 | 0.02 | 110.58 | 1 | Honeywell | 2023-07-19 | redacted
Low Income - Power to Save | Low Flow Showerhead | 0 | 0.04 | 0.1 | 504.08 | 1 | Honeywell | 2023-07-19 | redacted
Low Income - Power to Save | LED Lights | 0 | 0 | 0 | 47.6 | 1 | Honeywell | 2023-07-19 | redacted
Low Income - Power to Save | Weather Strip/Caulk | 0 | 0.25 | 0.09 | 503.3 | 1 | Honeywell | 2023-07-19 | redacted
Low Income - Power to Save | Outdoor Coil Cleaning | 0 | 0.1 | 0 | 275 | 1 | Honeywell | 2023-07-19 | redacted
Low Income - Power to Save | HVAC Inspection | 0 | 0.17 | 0 | 268.73 | 1 | Honeywell | 2023-07-19 | redacted
Low Income - Power to Save | LI - DUCT | 0 | 0.4 | 0.12 | 775.77 | 1 | Honeywell | 2023-07-19 | redacted
Low Income - Power to Save | LED Lights | 0 | 0 | 0 | 47.6 | 1 | Honeywell | 2023-07-19 | redacted
Low Income - Power to Save | Outdoor Coil Cleaning | 0 | 0.1 | 0 | 275 | 1 | Honeywell | 2023-07-18 | redacted
Low Income - Power to Save | HVAC Inspection | 0 | 0.17 | 0 | 268.73 | 1 | Honeywell | 2023-07-18 | redacted
Low Income - Power to Save | Faucet Aerators | 0 | 0 | 0.02 | 110.58 | 1 | Honeywell | 2023-07-18 | redacted
Low Income - Power to Save | Low Flow Showerhead | 0 | 0.04 | 0.1 | 504.08 | 1 | Honeywell | 2023-07-18 | redacted
Low Income - Power to Save | LI - DUCT | 0 | 0.4 | 0.12 | 775.77 | 1 | Honeywell | 2023-07-18 | redacted
Low Income - Power to Save | LED Lights | 0 | 0 | 0 | 47.6 | 1 | Honeywell | 2023-07-18 | redacted
Low Income - Power to Save | Weather Strip/Caulk | 0 | 0.25 | 0.09 | 503.3 | 1 | Honeywell | 2023-07-27 | redacted
Low Income - Power to Save | Outdoor Coil Cleaning | 0 | 0.1 | 0 | 275 | 1 | Honeywell | 2023-07-27 | redacted
Low Income - Power to Save | LED Lights | 0 | 0 | 0 | 47.6 | 1 | Honeywell | 2023-07-27 | redacted
Low Income - Power to Save | Weather Strip/Caulk | 0 | 0.25 | 0.09 | 503.3 | 1 | Honeywell | 2023-07-31 | redacted
Low Income - Power to Save | Faucet Aerators | 0 | 0 | 0.02 | 110.58 | 1 | Honeywell | 2023-07-31 | redacted
Low Income - Power to Save | Low Flow Showerhead | 0 | 0.04 | 0.1 | 504.08 | 1 | Honeywell | 2023-07-31 | redacted
Low Income - Power to Save | LED Lights | 0 | 0 | 0 | 47.6 | 1 | Honeywell | 2023-07-31 | redacted
Low Income - Power to Save | Outdoor Coil Cleaning | 0 | 0.1 | 0 | 275 | 1 | Honeywell | 2023-07-19 | redacted
Low Income - Power to Save | Faucet Aerators | 0 | 0 | 0.02 | 110.58 | 1 | Honeywell | 2023-07-19 | redacted
Low Income - Power to Save | Low Flow Showerhead | 0 | 0.04 | 0.1 | 504.08 | 1 | Honeywell | 2023-07-19 | redacted
Low Income - Power to Save | LED Lights | 0 | 0 | 0 | 47.6 | 1 | Honeywell | 2023-07-19 | redacted
Low Income - Power to Save | Weather Strip/Caulk | 0 | 0.25 | 0.09 | 503.3 | 1 | Honeywell | 2023-07-19 | redacted
Low Income - Power to Save | Outdoor Coil Cleaning | 0 | 0.1 | 0 | 275 | 1 | Honeywell | 2023-07-19 | redacted
Low Income - Power to Save | HVAC Inspection | 0 | 0.17 | 0 | 268.73 | 1 | Honeywell | 2023-07-19 | redacted
Low Income - Power to Save | Faucet Aerators | 0 | 0 | 0.02 | 110.58 | 1 | Honeywell | 2023-07-19 | redacted
Low Income - Power to Save | LI - DUCT | 0 | 0.4 | 0.12 | 775.77 | 1 | Honeywell | 2023-07-19 | redacted
Low Income - Power to Save | LED Lights | 0 | 0 | 0 | 47.6 | 1 | Honeywell | 2023-07-19 | redacted
Low Income - Power to Save | Weather Strip/Caulk | 0 | 0.25 | 0.09 | 503.3 | 1 | Honeywell | 2023-07-28 | redacted
Low Income - Power to Save | Outdoor Coil Cleaning | 0 | 0.1 | 0 | 275 | 1 | Honeywell | 2023-07-28 | redacted
Low Income - Power to Save | HVAC Inspection | 0 | 0.17 | 0 | 268.73 | 1 | Honeywell | 2023-07-28 | redacted
Low Income - Power to Save | Faucet Aerators | 0 | 0 | 0.02 | 110.58 | 1 | Honeywell | 2023-07-28 | redacted
Low Income - Power to Save | Low Flow Showerhead | 0 | 0.04 | 0.1 | 504.08 | 1 | Honeywell | 2023-07-28 | redacted
Low Income - Power to Save | LI - DUCT | 0 | 0.4 | 0.12 | 775.77 | 1 | Honeywell | 2023-07-28 | redacted
Low Income - Power to Save | LED Lights | 0 | 0 | 0 | 47.6 | 1 | Honeywell | 2023-07-28 | redacted
Low Income - Power to Save | Faucet Aerators | 0 | 0 | 0.02 | 110.58 | 1 | Honeywell | 2023-07-14 | redacted
Low Income - Power to Save | Low Flow Showerhead | 0 | 0.04 | 0.1 | 504.08 | 1 | Honeywell | 2023-07-14 | redacted
Low Income - Power to Save | LED Lights | 0 | 0 | 0 | 47.6 | 1 | Honeywell | 2023-07-14 | redacted
Low Income - Power to Save | Weather Strip/Caulk | 0 | 0.25 | 0.09 | 503.3 | 1 | Honeywell | 2023-07-31 | redacted
Low Income - Power to Save | Outdoor Coil Cleaning | 0 | 0.1 | 0 | 275 | 1 | Honeywell | 2023-07-31 | redacted
Low Income - Power to Save | HVAC Inspection | 0 | 0.17 | 0 | 268.73 | 1 | Honeywell | 2023-07-31 | redacted
Low Income - Power to Save | Faucet Aerators | 0 | 0 | 0.02 | 110.58 | 1 | Honeywell | 2023-07-31 | redacted
Low Income - Power to Save | LI - DUCT | 0 | 0.4 | 0.12 | 775.77 | 1 | Honeywell | 2023-07-31 | redacted
Low Income - Power to Save | LED Lights | 0 | 0 | 0 | 47.6 | 1 | Honeywell | 2023-07-31 | redacted
Low Income - Power to Save | Outdoor Coil Cleaning | 0 | 0.1 | 0 | 275 | 1 | Honeywell | 2023-07-19 | redacted
Low Income - Power to Save | Faucet Aerators | 0 | 0 | 0.02 | 110.58 | 1 | Honeywell | 2023-07-19 | redacted
Low Income - Power to Save | Low Flow Showerhead | 0 | 0.04 | 0.1 | 504.08 | 1 | Honeywell | 2023-07-19 | redacted
Low Income - Power to Save | LED Lights | 0 | 0 | 0 | 47.6 | 1 | Honeywell | 2023-07-19 | redacted
Low Income - Power to Save | Weather Strip/Caulk | 0 | 0.25 | 0.09 | 503.3 | 1 | Honeywell | 2023-07-31 | redacted
Low Income - Power to Save | Outdoor Coil Cleaning | 0 | 0.1 | 0 | 275 | 1 | Honeywell | 2023-07-31 | redacted
Low Income - Power to Save | HVAC Inspection | 0 | 0.17 | 0 | 268.73 | 1 | Honeywell | 2023-07-31 | redacted
Low Income - Power to Save | Faucet Aerators | 0 | 0 | 0.02 | 110.58 | 1 | Honeywell | 2023-07-31 | redacted
Low Income - Power to Save | Low Flow Showerhead | 0 | 0.04 | 0.1 | 504.08 | 1 | Honeywell | 2023-07-31 | redacted
Low Income - Power to Save | LED Lights | 0 | 0 | 0 | 47.6 | 1 | Honeywell | 2023-07-31 | redacted
Low Income - Power to Save | Weather Strip/Caulk | 0 | 0.25 | 0.09 | 503.3 | 1 | Honeywell | 2023-07-27 | redacted
Low Income - Power to Save | Outdoor Coil Cleaning | 0 | 0.1 | 0 | 275 | 1 | Honeywell | 2023-07-27 | redacted
Low Income - Power to Save | HVAC Inspection | 0 | 0.17 | 0 | 268.73 | 1 | Honeywell | 2023-07-27 | redacted
Low Income - Power to Save | Faucet Aerators | 0 | 0 | 0.02 | 110.58 | 1 | Honeywell | 2023-07-27 | redacted
Low Income - Power to Save | Low Flow Showerhead | 0 | 0.04 | 0.1 | 504.08 | 1 | Honeywell | 2023-07-27 | redacted
Low Income - Power to Save | LI - DUCT | 0 | 0.4 | 0.12 | 775.77 | 1 | Honeywell | 2023-07-27 | redacted
Low Income - Power to Save | LED Lights | 0 | 0 | 0 | 47.6 | 1 | Honeywell | 2023-07-27 | redacted
Low Income - Power to Save | Weather Strip/Caulk | 0 | 0.25 | 0.09 | 503 | 1 | Honeywell | 2023-07-12 | redacted
Low Income - Power to Save | Pipe Wrap | 0 | 0.01 | 0.03 | 143 | 1 | Honeywell | 2023-07-12 | redacted
Low Income - Power to Save | Low Flow Showerhead | 0 | 0.04 | 0.1 | 504 | 1 | Honeywell | 2023-07-12 | redacted
Low Income - Power to Save | LED Lights | 0 | 0 | 0 | 47 | 1 | Honeywell | 2023-07-12 | redacted
Low Income - Power to Save | Weather Strip/Caulk | 0 | 0.25 | 0.09 | 503.3 | 1 | Honeywell | 2023-07-31 | redacted
Low Income - Power to Save | Faucet Aerators | 0 | 0 | 0.02 | 110.58 | 1 | Honeywell | 2023-07-31 | redacted
Low Income - Power to Save | Low Flow Showerhead | 0 | 0.04 | 0.1 | 504.08 | 1 | Honeywell | 2023-07-31 | redacted
Low Income - Power to Save | LED Lights | 0 | 0 | 0 | 47.6 | 1 | Honeywell | 2023-07-31 | redacted
Low Income - Power to Save | Weather Strip/Caulk | 0 | 0.25 | 0.09 | 503 | 1 | Honeywell | 2023-07-12 | redacted
Low Income - Power to Save | Pipe Wrap | 0 | 0.01 | 0.03 | 143 | 1 | Honeywell | 2023-07-12 | redacted
Low Income - Power to Save | Faucet Aerators | 0 | 0 | 0.02 | 110 | 1 | Honeywell | 2023-07-12 | redacted
Low Income - Power to Save | Low Flow Showerhead | 0 | 0.04 | 0.1 | 504 | 1 | Honeywell | 2023-07-12 | redacted
Low Income - Power to Save | LED Lights | 0 | 0 | 0 | 47 | 1 | Honeywell | 2023-07-12 | redacted
Low Income - Power to Save | Weather Strip/Caulk | 0 | 0.25 | 0.09 | 503.3 | 1 | Honeywell | 2023-07-31 | redacted
Low Income - Power to Save | Outdoor Coil Cleaning | 0 | 0.1 | 0 | 275 | 1 | Honeywell | 2023-07-31 | redacted
Low Income - Power to Save | HVAC Inspection | 0 | 0.17 | 0 | 268.73 | 1 | Honeywell | 2023-07-31 | redacted
Low Income - Power to Save | Faucet Aerators | 0 | 0 | 0.02 | 110.58 | 1 | Honeywell | 2023-07-31 | redacted
Low Income - Power to Save | Low Flow Showerhead | 0 | 0.04 | 0.1 | 504.08 | 1 | Honeywell | 2023-07-31 | redacted
Low Income - Power to Save | LED Lights | 0 | 0 | 0 | 47.6 | 1 | Honeywell | 2023-07-31 | redacted
Low Income - Power to Save | Weather Strip/Caulk | 0 | 0.25 | 0.09 | 503.3 | 1 | Honeywell | 2023-07-28 | redacted
Low Income - Power to Save | Outdoor Coil Cleaning | 0 | 0.1 | 0 | 275 | 1 | Honeywell | 2023-07-28 | redacted
Low Income - Power to Save | HVAC Inspection | 0 | 0.17 | 0 | 268.73 | 1 | Honeywell | 2023-07-28 | redacted
Low Income - Power to Save | LI - DUCT | 0 | 0.4 | 0.12 | 775.77 | 1 | Honeywell | 2023-07-28 | redacted
Low Income - Power to Save | LED Lights | 0 | 0 | 0 | 47.6 | 1 | Honeywell | 2023-07-28 | redacted
Low Income - Power to Save | Faucet Aerators | 0 | 0 | 0.02 | 110.58 | 1 | Honeywell | 2023-07-14 | redacted
Low Income - Power to Save | Low Flow Showerhead | 0 | 0.04 | 0.1 | 504.08 | 1 | Honeywell | 2023-07-14 | redacted
Low Income - Power to Save | LED Lights | 0 | 0 | 0 | 47.6 | 1 | Honeywell | 2023-07-14 | redacted
Low Income - Power to Save | Outdoor Coil Cleaning | 0 | 0.1 | 0 | 275 | 1 | Honeywell | 2023-07-12 | redacted
Low Income - Power to Save | HVAC Inspection | 0 | 0.17 | 0 | 268 | 1 | Honeywell | 2023-07-12 | redacted
Low Income - Power to Save | Low Flow Showerhead | 0 | 0.04 | 0.1 | 504 | 1 | Honeywell | 2023-07-12 | redacted
Low Income - Power to Save | LED Lights | 0 | 0 | 0 | 47 | 1 | Honeywell | 2023-07-12 | redacted
Low Income - Power to Save | Outdoor Coil Cleaning | 0 | 0.1 | 0 | 275 | 1 | Honeywell | 2023-07-18 | redacted
Low Income - Power to Save | HVAC Inspection | 0 | 0.17 | 0 | 268.73 | 1 | Honeywell | 2023-07-18 | redacted
Low Income - Power to Save | Faucet Aerators | 0 | 0 | 0.02 | 110.58 | 1 | Honeywell | 2023-07-18 | redacted
Low Income - Power to Save | LI - DUCT | 0 | 0.4 | 0.12 | 775.77 | 1 | Honeywell | 2023-07-18 | redacted
Low Income - Power to Save | LED Lights | 0 | 0 | 0 | 47.6 | 1 | Honeywell | 2023-07-18 | redacted
Low Income - Power to Save | Weather Strip/Caulk | 0 | 0.25 | 0.09 | 503.3 | 1 | Honeywell | 2023-07-31 | redacted
Low Income - Power to Save | Faucet Aerators | 0 | 0 | 0.02 | 110.58 | 1 | Honeywell | 2023-07-31 | redacted
Low Income - Power to Save | Low Flow Showerhead | 0 | 0.04 | 0.1 | 504.08 | 1 | Honeywell | 2023-07-31 | redacted
Low Income - Power to Save | LED Lights | 0 | 0 | 0 | 47.6 | 1 | Honeywell | 2023-07-31 | redacted
Low Income - Power to Save | Weather Strip/Caulk | 0 | 0.25 | 0.09 | 503.3 | 1 | Honeywell | 2023-07-19 | redacted
Low Income - Power to Save | Outdoor Coil Cleaning | 0 | 0.1 | 0 | 275 | 1 | Honeywell | 2023-07-19 | redacted
Low Income - Power to Save | HVAC Inspection | 0 | 0.17 | 0 | 268.73 | 1 | Honeywell | 2023-07-19 | redacted
Low Income - Power to Save | Low Flow Showerhead | 0 | 0.04 | 0.1 | 504.08 | 1 | Honeywell | 2023-07-19 | redacted
Low Income - Power to Save | LI - DUCT | 0 | 0.4 | 0.12 | 775.77 | 1 | Honeywell | 2023-07-19 | redacted
Low Income - Power to Save | LED Lights | 0 | 0 | 0 | 47.6 | 1 | Honeywell | 2023-07-19 | redacted
Low Income - Power to Save | Weather Strip/Caulk | 0 | 0.25 | 0.09 | 503.3 | 1 | Honeywell | 2023-07-31 | redacted
Low Income - Power to Save | Outdoor Coil Cleaning | 0 | 0.1 | 0 | 275 | 1 | Honeywell | 2023-07-31 | redacted
Low Income - Power to Save | HVAC Inspection | 0 | 0.17 | 0 | 268.73 | 1 | Honeywell | 2023-07-31 | redacted
Low Income - Power to Save | Faucet Aerators | 0 | 0 | 0.02 | 110.58 | 1 | Honeywell | 2023-07-31 | redacted
Low Income - Power to Save | Low Flow Showerhead | 0 | 0.04 | 0.1 | 504.08 | 1 | Honeywell | 2023-07-31 | redacted
Low Income - Power to Save | LED Lights | 0 | 0 | 0 | 47.6 | 1 | Honeywell | 2023-07-31 | redacted
Low Income - Power to Save | Weather Strip/Caulk | 0 | 0.25 | 0.09 | 503.3 | 1 | Honeywell | 2023-07-31 | redacted
Low Income - Power to Save | Outdoor Coil Cleaning | 0 | 0.1 | 0 | 275 | 1 | Honeywell | 2023-07-31 | redacted
Low Income - Power to Save | HVAC Inspection | 0 | 0.17 | 0 | 268.73 | 1 | Honeywell | 2023-07-31 | redacted
Low Income - Power to Save | Faucet Aerators | 0 | 0 | 0.02 | 110.58 | 1 | Honeywell | 2023-07-31 | redacted
Low Income - Power to Save | Low Flow Showerhead | 0 | 0.04 | 0.1 | 504.08 | 1 | Honeywell | 2023-07-31 | redacted
Low Income - Power to Save | LED Lights | 0 | 0 | 0 | 47.6 | 1 | Honeywell | 2023-07-31 | redacted
Low Income - Power to Save | Weather Strip/Caulk | 0 | 0.25 | 0.09 | 503 | 1 | Honeywell | 2023-07-12 | redacted
Low Income - Power to Save | Outdoor Coil Cleaning | 0 | 0.1 | 0 | 275 | 1 | Honeywell | 2023-07-12 | redacted
Low Income - Power to Save | Faucet Aerators | 0 | 0 | 0.02 | 110 | 1 | Honeywell | 2023-07-12 | redacted
Low Income - Power to Save | Low Flow Showerhead | 0 | 0.04 | 0.1 | 504 | 1 | Honeywell | 2023-07-12 | redacted
Low Income - Power to Save | LED Lights | 0 | 0 | 0 | 47 | 1 | Honeywell | 2023-07-12 | redacted
Low Income - Power to Save | Weather Strip/Caulk | 0 | 0.25 | 0.09 | 503.3 | 1 | Honeywell | 2023-07-31 | redacted
Low Income - Power to Save | Outdoor Coil Cleaning | 0 | 0.1 | 0 | 275 | 1 | Honeywell | 2023-07-31 | redacted
Low Income - Power to Save | HVAC Inspection | 0 | 0.17 | 0 | 268.73 | 1 | Honeywell | 2023-07-31 | redacted
Low Income - Power to Save | Faucet Aerators | 0 | 0 | 0.02 | 110.58 | 1 | Honeywell | 2023-07-31 | redacted
Low Income - Power to Save | Low Flow Showerhead | 0 | 0.04 | 0.1 | 504.08 | 1 | Honeywell | 2023-07-31 | redacted
Low Income - Power to Save | LI - DUCT | 0 | 0.4 | 0.12 | 775.77 | 1 | Honeywell | 2023-07-31 | redacted
Low Income - Power to Save | LED Lights | 0 | 0 | 0 | 47.6 | 1 | Honeywell | 2023-07-31 | redacted
Low Income - Power to Save | Weather Strip/Caulk | 0 | 0.25 | 0.09 | 503.3 | 1 | Honeywell | 2023-07-18 | redacted
Low Income - Power to Save | Outdoor Coil Cleaning | 0 | 0.1 | 0 | 275 | 1 | Honeywell | 2023-07-18 | redacted
Low Income - Power to Save | HVAC Inspection | 0 | 0.17 | 0 | 268.73 | 1 | Honeywell | 2023-07-18 | redacted
Low Income - Power to Save | Low Flow Showerhead | 0 | 0.04 | 0.1 | 504.08 | 1 | Honeywell | 2023-07-18 | redacted
Low Income - Power to Save | LI - DUCT | 0 | 0.4 | 0.12 | 775.77 | 1 | Honeywell | 2023-07-18 | redacted
Low Income - Power to Save | LED Lights | 0 | 0 | 0 | 47.6 | 1 | Honeywell | 2023-07-18 | redacted
Low Income - Power to Save | Weather Strip/Caulk | 0 | 0.25 | 0.09 | 503.3 | 1 | Honeywell | 2023-07-18 | redacted
Low Income - Power to Save | Outdoor Coil Cleaning | 0 | 0.1 | 0 | 275 | 1 | Honeywell | 2023-07-18 | redacted
Low Income - Power to Save | HVAC Inspection | 0 | 0.17 | 0 | 268.73 | 1 | Honeywell | 2023-07-18 | redacted
Low Income - Power to Save | Low Flow Showerhead | 0 | 0.04 | 0.1 | 504.08 | 1 | Honeywell | 2023-07-18 | redacted
Low Income - Power to Save | LI - DUCT | 0 | 0.4 | 0.12 | 775.77 | 1 | Honeywell | 2023-07-18 | redacted
Low Income - Power to Save | LED Lights | 0 | 0 | 0 | 47.6 | 1 | Honeywell | 2023-07-18 | redacted
Low Income - Power to Save | Weather Strip/Caulk | 0 | 0.25 | 0.09 | 503.3 | 1 | Honeywell | 2023-07-19 | redacted
Low Income - Power to Save | Outdoor Coil Cleaning | 0 | 0.1 | 0 | 275 | 1 | Honeywell | 2023-07-19 | redacted
Low Income - Power to Save | HVAC Inspection | 0 | 0.17 | 0 | 268.73 | 1 | Honeywell | 2023-07-19 | redacted
Low Income - Power to Save | Low Flow Showerhead | 0 | 0.04 | 0.1 | 504.08 | 1 | Honeywell | 2023-07-19 | redacted
Low Income - Power to Save | LI - DUCT | 0 | 0.4 | 0.12 | 775.77 | 1 | Honeywell | 2023-07-19 | redacted
Low Income - Power to Save | LED Lights | 0 | 0 | 0 | 47.6 | 1 | Honeywell | 2023-07-19 | redacted
Low Income - Power to Save | Weather Strip/Caulk | 0 | 0.25 | 0.09 | 503.3 | 1 | Honeywell | 2023-07-20 | redacted
Low Income - Power to Save | Outdoor Coil Cleaning | 0 | 0.1 | 0 | 275 | 1 | Honeywell | 2023-07-20 | redacted
Low Income - Power to Save | HVAC Inspection | 0 | 0.17 | 0 | 268.73 | 1 | Honeywell | 2023-07-20 | redacted
Low Income - Power to Save | Low Flow Showerhead | 0 | 0.04 | 0.1 | 504.08 | 1 | Honeywell | 2023-07-20 | redacted
Low Income - Power to Save | LI - DUCT | 0 | 0.4 | 0.12 | 775.77 | 1 | Honeywell | 2023-07-20 | redacted
Low Income - Power to Save | LED Lights | 0 | 0 | 0 | 47.6 | 1 | Honeywell | 2023-07-20 | redacted
Low Income - Power to Save | Weather Strip/Caulk | 0 | 0.25 | 0.09 | 503.3 | 1 | Honeywell | 2023-07-13 | redacted
Low Income - Power to Save | Outdoor Coil Cleaning | 0 | 0.1 | 0 | 275 | 1 | Honeywell | 2023-07-13 | redacted
Low Income - Power to Save | HVAC Inspection | 0 | 0.17 | 0 | 268.73 | 1 | Honeywell | 2023-07-13 | redacted
Low Income - Power to Save | Faucet Aerators | 0 | 0 | 0.02 | 110.58 | 1 | Honeywell | 2023-07-13 | redacted
Low Income - Power to Save | Low Flow Showerhead | 0 | 0.04 | 0.1 | 504.08 | 1 | Honeywell | 2023-07-13 | redacted
Low Income - Power to Save | LI - DUCT | 0 | 0.4 | 0.12 | 775.77 | 1 | Honeywell | 2023-07-13 | redacted
Low Income - Power to Save | LED Lights | 0 | 0 | 0 | 47.6 | 1 | Honeywell | 2023-07-13 | redacted
Low Income - Power to Save | Weather Strip/Caulk | 0 | 0.25 | 0.09 | 503.3 | 1 | Honeywell | 2023-07-27 | redacted
Low Income - Power to Save | Outdoor Coil Cleaning | 0 | 0.1 | 0 | 275 | 1 | Honeywell | 2023-07-27 | redacted
Low Income - Power to Save | HVAC Inspection | 0 | 0.17 | 0 | 268.73 | 1 | Honeywell | 2023-07-27 | redacted
Low Income - Power to Save | Low Flow Showerhead | 0 | 0.04 | 0.1 | 504.08 | 1 | Honeywell | 2023-07-27 | redacted
Low Income - Power to Save | LI - DUCT | 0 | 0.4 | 0.12 | 775.77 | 1 | Honeywell | 2023-07-27 | redacted
Low Income - Power to Save | LED Lights | 0 | 0 | 0 | 47.6 | 1 | Honeywell | 2023-07-27 | redacted
Low Income - Power to Save | Outdoor Coil Cleaning | 0 | 0.1 | 0 | 275 | 1 | Honeywell | 2023-07-10 | redacted
Low Income - Power to Save | HVAC Inspection | 0 | 0.17 | 0 | 268 | 1 | Honeywell | 2023-07-10 | redacted
Low Income - Power to Save | Faucet Aerators | 0 | 0 | 0.02 | 110 | 1 | Honeywell | 2023-07-10 | redacted
Low Income - Power to Save | LI - DUCT | 0 | 0.4 | 0.12 | 775 | 1 | Honeywell | 2023-07-10 | redacted
Low Income - Power to Save | LED Lights | 0 | 0 | 0 | 47 | 1 | Honeywell | 2023-07-10 | redacted
Low Income - Power to Save | Weather Strip/Caulk | 0 | 0.25 | 0.09 | 503.3 | 1 | Honeywell | 2023-07-31 | redacted
Low Income - Power to Save | Outdoor Coil Cleaning | 0 | 0.1 | 0 | 275 | 1 | Honeywell | 2023-07-31 | redacted
Low Income - Power to Save | HVAC Inspection | 0 | 0.17 | 0 | 268.73 | 1 | Honeywell | 2023-07-31 | redacted
Low Income - Power to Save | Faucet Aerators | 0 | 0 | 0.02 | 110.58 | 1 | Honeywell | 2023-07-31 | redacted
Low Income - Power to Save | Low Flow Showerhead | 0 | 0.04 | 0.1 | 504.08 | 1 | Honeywell | 2023-07-31 | redacted
Low Income - Power to Save | LI - DUCT | 0 | 0.4 | 0.12 | 775.77 | 1 | Honeywell | 2023-07-31 | redacted
Low Income - Power to Save | LED Lights | 0 | 0 | 0 | 47.6 | 1 | Honeywell | 2023-07-31 | redacted
Low Income - Power to Save | Weather Strip/Caulk | 0 | 0.25 | 0.09 | 503.3 | 1 | Honeywell | 2023-07-13 | redacted
Low Income - Power to Save | Outdoor Coil Cleaning | 0 | 0.1 | 0 | 275 | 1 | Honeywell | 2023-07-13 | redacted
Low Income - Power to Save | HVAC Inspection | 0 | 0.17 | 0 | 268.73 | 1 | Honeywell | 2023-07-13 | redacted
Low Income - Power to Save | Faucet Aerators | 0 | 0 | 0.02 | 110.58 | 1 | Honeywell | 2023-07-13 | redacted
Low Income - Power to Save | Low Flow Showerhead | 0 | 0.04 | 0.1 | 504.08 | 1 | Honeywell | 2023-07-13 | redacted
Low Income - Power to Save | LI - DUCT | 0 | 0.4 | 0.12 | 775.77 | 1 | Honeywell | 2023-07-13 | redacted
Low Income - Power to Save | LED Lights | 0 | 0 | 0 | 47.6 | 1 | Honeywell | 2023-07-13 | redacted
Low Income - Power to Save | Faucet Aerators | 0 | 0 | 0.02 | 110.58 | 1 | Honeywell | 2023-07-14 | redacted
Low Income - Power to Save | Low Flow Showerhead | 0 | 0.04 | 0.1 | 504.08 | 1 | Honeywell | 2023-07-14 | redacted
Low Income - Power to Save | LED Lights | 0 | 0 | 0 | 47.6 | 1 | Honeywell | 2023-07-14 | redacted
Low Income - Power to Save | Weather Strip/Caulk | 0 | 0.25 | 0.09 | 503.3 | 1 | Honeywell | 2023-07-31 | redacted
Low Income - Power to Save | Outdoor Coil Cleaning | 0 | 0.1 | 0 | 275 | 1 | Honeywell | 2023-07-31 | redacted
Low Income - Power to Save | HVAC Inspection | 0 | 0.17 | 0 | 268.73 | 1 | Honeywell | 2023-07-31 | redacted
Low Income - Power to Save | Faucet Aerators | 0 | 0 | 0.02 | 110.58 | 1 | Honeywell | 2023-07-31 | redacted
Low Income - Power to Save | Low Flow Showerhead | 0 | 0.04 | 0.1 | 504.08 | 1 | Honeywell | 2023-07-31 | redacted
Low Income - Power to Save | LI - DUCT | 0 | 0.4 | 0.12 | 775.77 | 1 | Honeywell | 2023-07-31 | redacted
Low Income - Power to Save | LED Lights | 0 | 0 | 0 | 47.6 | 1 | Honeywell | 2023-07-31 | redacted
Low Income - Power to Save | Outdoor Coil Cleaning | 0 | 0.1 | 0 | 275 | 1 | Honeywell | 2023-07-27 | redacted
Low Income - Power to Save | Faucet Aerators | 0 | 0 | 0.02 | 110.58 | 1 | Honeywell | 2023-07-27 | redacted
Low Income - Power to Save | Low Flow Showerhead | 0 | 0.04 | 0.1 | 504.08 | 1 | Honeywell | 2023-07-27 | redacted
Low Income - Power to Save | LED Lights | 0 | 0 | 0 | 47.6 | 1 | Honeywell | 2023-07-27 | redacted
Low Income - Power to Save | Outdoor Coil Cleaning | 0 | 0.1 | 0 | 275 | 1 | Honeywell | 2023-07-14 | redacted
Low Income - Power to Save | Faucet Aerators | 0 | 0 | 0.02 | 110.58 | 1 | Honeywell | 2023-07-14 | redacted
Low Income - Power to Save | Low Flow Showerhead | 0 | 0.04 | 0.1 | 504.08 | 1 | Honeywell | 2023-07-14 | redacted
Low Income - Power to Save | LED Lights | 0 | 0 | 0 | 47.6 | 1 | Honeywell | 2023-07-14 | redacted
Low Income - Power to Save | Weather Strip/Caulk | 0 | 0.25 | 0.09 | 503 | 1 | Honeywell | 2023-07-10 | redacted
Low Income - Power to Save | Faucet Aerators | 0 | 0 | 0.02 | 110 | 1 | Honeywell | 2023-07-10 | redacted
Low Income - Power to Save | Low Flow Showerhead | 0 | 0.04 | 0.1 | 504 | 1 | Honeywell | 2023-07-10 | redacted
Low Income - Power to Save | LED Lights | 0 | 0 | 0 | 47 | 1 | Honeywell | 2023-07-10 | redacted
Low Income - Power to Save | Weather Strip/Caulk | 0 | 0.25 | 0.09 | 503.3 | 1 | Honeywell | 2023-07-18 | redacted
Low Income - Power to Save | Outdoor Coil Cleaning | 0 | 0.1 | 0 | 275 | 1 | Honeywell | 2023-07-18 | redacted
Low Income - Power to Save | HVAC Inspection | 0 | 0.17 | 0 | 268.73 | 1 | Honeywell | 2023-07-18 | redacted
Low Income - Power to Save | Low Flow Showerhead | 0 | 0.04 | 0.1 | 504.08 | 1 | Honeywell | 2023-07-18 | redacted
Low Income - Power to Save | LI - DUCT | 0 | 0.4 | 0.12 | 775.77 | 1 | Honeywell | 2023-07-18 | redacted
Low Income - Power to Save | LED Lights | 0 | 0 | 0 | 47.6 | 1 | Honeywell | 2023-07-18 | redacted
Low Income - Power to Save | Weather Strip/Caulk | 0 | 0.25 | 0.09 | 503.3 | 1 | Honeywell | 2023-07-31 | redacted
Low Income - Power to Save | Faucet Aerators | 0 | 0 | 0.02 | 110.58 | 1 | Honeywell | 2023-07-31 | redacted
Low Income - Power to Save | LED Lights | 0 | 0 | 0 | 47.6 | 1 | Honeywell | 2023-07-31 | redacted
Low Income - Power to Save | Faucet Aerators | 0 | 0 | 0.02 | 110.58 | 1 | Honeywell | 2023-07-13 | redacted
Low Income - Power to Save | Low Flow Showerhead | 0 | 0.04 | 0.1 | 504.08 | 1 | Honeywell | 2023-07-13 | redacted
Low Income - Power to Save | LED Lights | 0 | 0 | 0 | 47.6 | 1 | Honeywell | 2023-07-13 | redacted
Low Income - Power to Save | Weather Strip/Caulk | 0 | 0.25 | 0.09 | 503.3 | 1 | Honeywell | 2023-07-31 | redacted
Low Income - Power to Save | Outdoor Coil Cleaning | 0 | 0.1 | 0 | 275 | 1 | Honeywell | 2023-07-31 | redacted
Low Income - Power to Save | HVAC Inspection | 0 | 0.17 | 0 | 268.73 | 1 | Honeywell | 2023-07-31 | redacted
Low Income - Power to Save | Faucet Aerators | 0 | 0 | 0.02 | 110.58 | 1 | Honeywell | 2023-07-31 | redacted
Low Income - Power to Save | Low Flow Showerhead | 0 | 0.04 | 0.1 | 504.08 | 1 | Honeywell | 2023-07-31 | redacted
Low Income - Power to Save | LI - DUCT | 0 | 0.4 | 0.12 | 775.77 | 1 | Honeywell | 2023-07-31 | redacted
Low Income - Power to Save | LED Lights | 0 | 0 | 0 | 47.6 | 1 | Honeywell | 2023-07-31 | redacted
Low Income - Power to Save | Weather Strip/Caulk | 0 | 0.25 | 0.09 | 503 | 1 | Honeywell | 2023-07-11 | redacted
Low Income - Power to Save | Faucet Aerators | 0 | 0 | 0.02 | 110 | 1 | Honeywell | 2023-07-11 | redacted
Low Income - Power to Save | Low Flow Showerhead | 0 | 0.04 | 0.1 | 504 | 1 | Honeywell | 2023-07-11 | redacted
Low Income - Power to Save | LED Lights | 0 | 0 | 0 | 47 | 1 | Honeywell | 2023-07-11 | redacted
Low Income - Power to Save | Weather Strip/Caulk | 0 | 0.25 | 0.09 | 503.3 | 1 | Honeywell | 2023-07-31 | redacted
Low Income - Power to Save | Outdoor Coil Cleaning | 0 | 0.1 | 0 | 275 | 1 | Honeywell | 2023-07-31 | redacted
Low Income - Power to Save | HVAC Inspection | 0 | 0.17 | 0 | 268.73 | 1 | Honeywell | 2023-07-31 | redacted
Low Income - Power to Save | Faucet Aerators | 0 | 0 | 0.02 | 110.58 | 1 | Honeywell | 2023-07-31 | redacted
Low Income - Power to Save | Low Flow Showerhead | 0 | 0.04 | 0.1 | 504.08 | 1 | Honeywell | 2023-07-31 | redacted
Low Income - Power to Save | LI - DUCT | 0 | 0.4 | 0.12 | 775.77 | 1 | Honeywell | 2023-07-31 | redacted
Low Income - Power to Save | LED Lights | 0 | 0 | 0 | 47.6 | 1 | Honeywell | 2023-07-31 | redacted
Low Income - Power to Save | Weather Strip/Caulk | 0 | 0.25 | 0.09 | 503 | 1 | Honeywell | 2023-07-10 | redacted
Low Income - Power to Save | Pipe Wrap | 0 | 0.01 | 0.03 | 143 | 1 | Honeywell | 2023-07-10 | redacted
Low Income - Power to Save | Outdoor Coil Cleaning | 0 | 0.1 | 0 | 275 | 1 | Honeywell | 2023-07-10 | redacted
Low Income - Power to Save | HVAC Inspection | 0 | 0.17 | 0 | 268 | 1 | Honeywell | 2023-07-10 | redacted
Low Income - Power to Save | Low Flow Showerhead | 0 | 0.04 | 0.1 | 504 | 1 | Honeywell | 2023-07-10 | redacted
Low Income - Power to Save | LI - DUCT | 0 | 0.4 | 0.12 | 775 | 1 | Honeywell | 2023-07-10 | redacted
Low Income - Power to Save | LED Lights | 0 | 0 | 0 | 47 | 1 | Honeywell | 2023-07-10 | redacted
Low Income - Power to Save | Weather Strip/Caulk | 0 | 0.25 | 0.09 | 503.3 | 1 | Honeywell | 2023-07-31 | redacted
Low Income - Power to Save | Faucet Aerators | 0 | 0 | 0.02 | 110.58 | 1 | Honeywell | 2023-07-31 | redacted
Low Income - Power to Save | Low Flow Showerhead | 0 | 0.04 | 0.1 | 504.08 | 1 | Honeywell | 2023-07-31 | redacted
Low Income - Power to Save | LED Lights | 0 | 0 | 0 | 47.6 | 1 | Honeywell | 2023-07-31 | redacted
Low Income - Power to Save | Outdoor Coil Cleaning | 0 | 0.1 | 0 | 275 | 1 | Honeywell | 2023-07-31 | redacted
Low Income - Power to Save | Faucet Aerators | 0 | 0 | 0.02 | 110.58 | 1 | Honeywell | 2023-07-31 | redacted
Low Income - Power to Save | Low Flow Showerhead | 0 | 0.04 | 0.1 | 504.08 | 1 | Honeywell | 2023-07-31 | redacted
Low Income - Power to Save | LED Lights | 0 | 0 | 0 | 47.6 | 1 | Honeywell | 2023-07-31 | redacted
Low Income - Power to Save | Weather Strip/Caulk | 0 | 0.25 | 0.09 | 503.3 | 1 | Honeywell | 2023-07-31 | redacted
Low Income - Power to Save | Outdoor Coil Cleaning | 0 | 0.1 | 0 | 275 | 1 | Honeywell | 2023-07-31 | redacted
Low Income - Power to Save | HVAC Inspection | 0 | 0.17 | 0 | 268.73 | 1 | Honeywell | 2023-07-31 | redacted
Low Income - Power to Save | Faucet Aerators | 0 | 0 | 0.02 | 110.58 | 1 | Honeywell | 2023-07-31 | redacted
Low Income - Power to Save | Low Flow Showerhead | 0 | 0.04 | 0.1 | 504.08 | 1 | Honeywell | 2023-07-31 | redacted
Low Income - Power to Save | LED Lights | 0 | 0 | 0 | 47.6 | 1 | Honeywell | 2023-07-31 | redacted
Low Income - Power to Save | Weather Strip/Caulk | 0 | 0.25 | 0.09 | 503.3 | 1 | Honeywell | 2023-07-25 | redacted
Low Income - Power to Save | Outdoor Coil Cleaning | 0 | 0.1 | 0 | 275 | 1 | Honeywell | 2023-07-25 | redacted
Low Income - Power to Save | HVAC Inspection | 0 | 0.17 | 0 | 268.73 | 1 | Honeywell | 2023-07-25 | redacted
Low Income - Power to Save | Faucet Aerators | 0 | 0 | 0.02 | 110.58 | 1 | Honeywell | 2023-07-25 | redacted
Low Income - Power to Save | Low Flow Showerhead | 0 | 0.04 | 0.1 | 504.08 | 1 | Honeywell | 2023-07-25 | redacted
Low Income - Power to Save | LI - DUCT | 0 | 0.4 | 0.12 | 775.77 | 1 | Honeywell | 2023-07-25 | redacted
Low Income - Power to Save | LED Lights | 0 | 0 | 0 | 47.6 | 1 | Honeywell | 2023-07-25 | redacted
Low Income - Power to Save | Weather Strip/Caulk | 0 | 0.25 | 0.09 | 503.3 | 1 | Honeywell | 2023-07-20 | redacted
Low Income - Power to Save | Outdoor Coil Cleaning | 0 | 0.1 | 0 | 275 | 1 | Honeywell | 2023-07-20 | redacted
Low Income - Power to Save | HVAC Inspection | 0 | 0.17 | 0 | 268.73 | 1 | Honeywell | 2023-07-20 | redacted
Low Income - Power to Save | Low Flow Showerhead | 0 | 0.04 | 0.1 | 504.08 | 1 | Honeywell | 2023-07-20 | redacted
Low Income - Power to Save | LI - DUCT | 0 | 0.4 | 0.12 | 775.77 | 1 | Honeywell | 2023-07-20 | redacted
Low Income - Power to Save | LED Lights | 0 | 0 | 0 | 47.6 | 1 | Honeywell | 2023-07-20 | redacted
Low Income - Power to Save | Weather Strip/Caulk | 0 | 0.25 | 0.09 | 503.3 | 1 | Honeywell | 2023-07-28 | redacted
Low Income - Power to Save | Outdoor Coil Cleaning | 0 | 0.1 | 0 | 275 | 1 | Honeywell | 2023-07-28 | redacted
Low Income - Power to Save | HVAC Inspection | 0 | 0.17 | 0 | 268.73 | 1 | Honeywell | 2023-07-28 | redacted
Low Income - Power to Save | Faucet Aerators | 0 | 0 | 0.02 | 110.58 | 1 | Honeywell | 2023-07-28 | redacted
Low Income - Power to Save | Low Flow Showerhead | 0 | 0.04 | 0.1 | 504.08 | 1 | Honeywell | 2023-07-28 | redacted
Low Income - Power to Save | LI - DUCT | 0 | 0.4 | 0.12 | 775.77 | 1 | Honeywell | 2023-07-28 | redacted
Low Income - Power to Save | LED Lights | 0 | 0 | 0 | 47.6 | 1 | Honeywell | 2023-07-28 | redacted
Low Income - Power to Save | Weather Strip/Caulk | 0 | 0.25 | 0.09 | 503.3 | 1 | Honeywell | 2023-07-31 | redacted
Low Income - Power to Save | Faucet Aerators | 0 | 0 | 0.02 | 110.58 | 1 | Honeywell | 2023-07-31 | redacted
Low Income - Power to Save | Low Flow Showerhead | 0 | 0.04 | 0.1 | 504.08 | 1 | Honeywell | 2023-07-31 | redacted
Low Income - Power to Save | LED Lights | 0 | 0 | 0 | 47.6 | 1 | Honeywell | 2023-07-31 | redacted
Low Income - Power to Save | Weather Strip/Caulk | 0 | 0.25 | 0.09 | 503.3 | 1 | Honeywell | 2023-07-24 | redacted
Low Income - Power to Save | Outdoor Coil Cleaning | 0 | 0.1 | 0 | 275 | 1 | Honeywell | 2023-07-24 | redacted
Low Income - Power to Save | HVAC Inspection | 0 | 0.17 | 0 | 268.73 | 1 | Honeywell | 2023-07-24 | redacted
Low Income - Power to Save | Faucet Aerators | 0 | 0 | 0.02 | 110.58 | 1 | Honeywell | 2023-07-24 | redacted
Low Income - Power to Save | Low Flow Showerhead | 0 | 0.04 | 0.1 | 504.08 | 1 | Honeywell | 2023-07-24 | redacted
Low Income - Power to Save | LI - DUCT | 0 | 0.4 | 0.12 | 775.77 | 1 | Honeywell | 2023-07-24 | redacted
Low Income - Power to Save | LED Lights | 0 | 0 | 0 | 47.6 | 1 | Honeywell | 2023-07-24 | redacted
Low Income - Power to Save | Weather Strip/Caulk | 0 | 0.25 | 0.09 | 503.3 | 1 | Honeywell | 2023-07-31 | redacted
Low Income - Power to Save | Outdoor Coil Cleaning | 0 | 0.1 | 0 | 275 | 1 | Honeywell | 2023-07-31 | redacted
Low Income - Power to Save | HVAC Inspection | 0 | 0.17 | 0 | 268.73 | 1 | Honeywell | 2023-07-31 | redacted
Low Income - Power to Save | Faucet Aerators | 0 | 0 | 0.02 | 110.58 | 1 | Honeywell | 2023-07-31 | redacted
Low Income - Power to Save | LI - DUCT | 0 | 0.4 | 0.12 | 775.77 | 1 | Honeywell | 2023-07-31 | redacted
Low Income - Power to Save | LED Lights | 0 | 0 | 0 | 47.6 | 1 | Honeywell | 2023-07-31 | redacted
Low Income - Power to Save | Outdoor Coil Cleaning | 0 | 0.1 | 0 | 275 | 1 | Honeywell | 2023-07-27 | redacted
Low Income - Power to Save | Faucet Aerators | 0 | 0 | 0.02 | 110.58 | 1 | Honeywell | 2023-07-27 | redacted
Low Income - Power to Save | Low Flow Showerhead | 0 | 0.04 | 0.1 | 504.08 | 1 | Honeywell | 2023-07-27 | redacted
Low Income - Power to Save | LED Lights | 0 | 0 | 0 | 47.6 | 1 | Honeywell | 2023-07-27 | redacted
Low Income - Power to Save | Weather Strip/Caulk | 0 | 0.25 | 0.09 | 503.3 | 1 | Honeywell | 2023-07-27 | redacted
Low Income - Power to Save | Outdoor Coil Cleaning | 0 | 0.1 | 0 | 275 | 1 | Honeywell | 2023-07-27 | redacted
Low Income - Power to Save | LED Lights | 0 | 0 | 0 | 47.6 | 1 | Honeywell | 2023-07-27 | redacted
Low Income - Power to Save | Weather Strip/Caulk | 0 | 0.25 | 0.09 | 503.3 | 1 | Honeywell | 2023-07-31 | redacted
Low Income - Power to Save | Outdoor Coil Cleaning | 0 | 0.1 | 0 | 275 | 1 | Honeywell | 2023-07-31 | redacted
Low Income - Power to Save | HVAC Inspection | 0 | 0.17 | 0 | 268.73 | 1 | Honeywell | 2023-07-31 | redacted
Low Income - Power to Save | Faucet Aerators | 0 | 0 | 0.02 | 110.58 | 1 | Honeywell | 2023-07-31 | redacted
Low Income - Power to Save | Low Flow Showerhead | 0 | 0.04 | 0.1 | 504.08 | 1 | Honeywell | 2023-07-31 | redacted
Low Income - Power to Save | LED Lights | 0 | 0 | 0 | 47.6 | 1 | Honeywell | 2023-07-31 | redacted
Low Income - Power to Save | Weather Strip/Caulk | 0 | 0.25 | 0.09 | 503.3 | 1 | Honeywell | 2023-07-19 | redacted
Low Income - Power to Save | Outdoor Coil Cleaning | 0 | 0.1 | 0 | 275 | 1 | Honeywell | 2023-07-19 | redacted
Low Income - Power to Save | HVAC Inspection | 0 | 0.17 | 0 | 268.73 | 1 | Honeywell | 2023-07-19 | redacted
Low Income - Power to Save | LI - DUCT | 0 | 0.4 | 0.12 | 775.77 | 1 | Honeywell | 2023-07-19 | redacted
Low Income - Power to Save | LED Lights | 0 | 0 | 0 | 47.6 | 1 | Honeywell | 2023-07-19 | redacted
Low Income - Power to Save | Weather Strip/Caulk | 0 | 0.25 | 0.09 | 503.3 | 1 | Honeywell | 2023-07-14 | redacted
Low Income - Power to Save | LED Lights | 0 | 0 | 0 | 47.6 | 1 | Honeywell | 2023-07-14 | redacted
Low Income - Power to Save | Faucet Aerators | 0 | 0 | 0.02 | 110.58 | 1 | Honeywell | 2023-07-31 | redacted
Low Income - Power to Save | Low Flow Showerhead | 0 | 0.04 | 0.1 | 504.08 | 1 | Honeywell | 2023-07-31 | redacted
Low Income - Power to Save | LED Lights | 0 | 0 | 0 | 47.6 | 1 | Honeywell | 2023-07-31 | redacted
Low Income - Power to Save | Weather Strip/Caulk | 0 | 0.25 | 0.09 | 503.3 | 1 | Honeywell | 2023-07-28 | redacted
Low Income - Power to Save | Faucet Aerators | 0 | 0 | 0.02 | 110.58 | 1 | Honeywell | 2023-07-28 | redacted
Low Income - Power to Save | Low Flow Showerhead | 0 | 0.04 | 0.1 | 504.08 | 1 | Honeywell | 2023-07-28 | redacted
Low Income - Power to Save | LED Lights | 0 | 0 | 0 | 47.6 | 1 | Honeywell | 2023-07-28 | redacted
Low Income - Power to Save | Weather Strip/Caulk | 0 | 0.25 | 0.09 | 503.3 | 1 | Honeywell | 2023-07-20 | redacted
Low Income - Power to Save | Outdoor Coil Cleaning | 0 | 0.1 | 0 | 275 | 1 | Honeywell | 2023-07-20 | redacted
Low Income - Power to Save | HVAC Inspection | 0 | 0.17 | 0 | 268.73 | 1 | Honeywell | 2023-07-20 | redacted
Low Income - Power to Save | Faucet Aerators | 0 | 0 | 0.02 | 110.58 | 1 | Honeywell | 2023-07-20 | redacted
Low Income - Power to Save | Low Flow Showerhead | 0 | 0.04 | 0.1 | 504.08 | 1 | Honeywell | 2023-07-20 | redacted
Low Income - Power to Save | LI - DUCT | 0 | 0.4 | 0.12 | 775.77 | 1 | Honeywell | 2023-07-20 | redacted
Low Income - Power to Save | LED Lights | 0 | 0 | 0 | 47.6 | 1 | Honeywell | 2023-07-20 | redacted
Low Income - Power to Save | Weather Strip/Caulk | 0 | 0.25 | 0.09 | 503.3 | 1 | Honeywell | 2023-07-27 | redacted
Low Income - Power to Save | Outdoor Coil Cleaning | 0 | 0.1 | 0 | 275 | 1 | Honeywell | 2023-07-27 | redacted
Low Income - Power to Save | HVAC Inspection | 0 | 0.17 | 0 | 268.73 | 1 | Honeywell | 2023-07-27 | redacted
Low Income - Power to Save | Low Flow Showerhead | 0 | 0.04 | 0.1 | 504.08 | 1 | Honeywell | 2023-07-27 | redacted
Low Income - Power to Save | LI - DUCT | 0 | 0.4 | 0.12 | 775.77 | 1 | Honeywell | 2023-07-27 | redacted
Low Income - Power to Save | LED Lights | 0 | 0 | 0 | 47.6 | 1 | Honeywell | 2023-07-27 | redacted
Low Income - Power to Save | Weather Strip/Caulk | 0 | 0.25 | 0.09 | 503.3 | 1 | Honeywell | 2023-07-13 | redacted
Low Income - Power to Save | LED Lights | 0 | 0 | 0 | 47.6 | 1 | Honeywell | 2023-07-13 | redacted
Low Income - Power to Save | Outdoor Coil Cleaning | 0 | 0.1 | 0 | 275 | 1 | Honeywell | 2023-07-12 | redacted
Low Income - Power to Save | Faucet Aerators | 0 | 0 | 0.02 | 110 | 1 | Honeywell | 2023-07-12 | redacted
Low Income - Power to Save | Low Flow Showerhead | 0 | 0.04 | 0.1 | 504 | 1 | Honeywell | 2023-07-12 | redacted
Low Income - Power to Save | LED Lights | 0 | 0 | 0 | 47 | 1 | Honeywell | 2023-07-12 | redacted
Low Income - Power to Save | Faucet Aerators | 0 | 0 | 0.02 | 110.58 | 1 | Honeywell | 2023-07-20 | redacted
Low Income - Power to Save | Low Flow Showerhead | 0 | 0.04 | 0.1 | 504.08 | 1 | Honeywell | 2023-07-20 | redacted
Low Income - Power to Save | LED Lights | 0 | 0 | 0 | 47.6 | 1 | Honeywell | 2023-07-20 | redacted
Low Income - Power to Save | Weather Strip/Caulk | 0 | 0.25 | 0.09 | 503.3 | 1 | Honeywell | 2023-07-31 | redacted
Low Income - Power to Save | Outdoor Coil Cleaning | 0 | 0.1 | 0 | 275 | 1 | Honeywell | 2023-07-31 | redacted
Low Income - Power to Save | HVAC Inspection | 0 | 0.17 | 0 | 268.73 | 1 | Honeywell | 2023-07-31 | redacted
Low Income - Power to Save | Faucet Aerators | 0 | 0 | 0.02 | 110.58 | 1 | Honeywell | 2023-07-31 | redacted
Low Income - Power to Save | Low Flow Showerhead | 0 | 0.04 | 0.1 | 504.08 | 1 | Honeywell | 2023-07-31 | redacted
Low Income - Power to Save | LI - DUCT | 0 | 0.4 | 0.12 | 775.77 | 1 | Honeywell | 2023-07-31 | redacted
Low Income - Power to Save | LED Lights | 0 | 0 | 0 | 47.6 | 1 | Honeywell | 2023-07-31 | redacted
Low Income - Power to Save | Weather Strip/Caulk | 0 | 0.25 | 0.09 | 503 | 1 | Honeywell | 2023-07-12 | redacted
Low Income - Power to Save | Low Flow Showerhead | 0 | 0.04 | 0.1 | 504 | 1 | Honeywell | 2023-07-12 | redacted
Low Income - Power to Save | LED Lights | 0 | 0 | 0 | 47 | 1 | Honeywell | 2023-07-12 | redacted
Low Income - Power to Save | Weather Strip/Caulk | 0 | 0.25 | 0.09 | 503.3 | 1 | Honeywell | 2023-07-28 | redacted
Low Income - Power to Save | Outdoor Coil Cleaning | 0 | 0.1 | 0 | 275 | 1 | Honeywell | 2023-07-28 | redacted
Low Income - Power to Save | HVAC Inspection | 0 | 0.17 | 0 | 268.73 | 1 | Honeywell | 2023-07-28 | redacted
Low Income - Power to Save | Low Flow Showerhead | 0 | 0.04 | 0.1 | 504.08 | 1 | Honeywell | 2023-07-28 | redacted
Low Income - Power to Save | LI - DUCT | 0 | 0.4 | 0.12 | 775.77 | 1 | Honeywell | 2023-07-28 | redacted
Low Income - Power to Save | LED Lights | 0 | 0 | 0 | 47.6 | 1 | Honeywell | 2023-07-28 | redacted
Low Income - Power to Save | Weather Strip/Caulk | 0 | 0.25 | 0.09 | 503.3 | 1 | Honeywell | 2023-07-31 | redacted
Low Income - Power to Save | Faucet Aerators | 0 | 0 | 0.02 | 110.58 | 1 | Honeywell | 2023-07-31 | redacted
Low Income - Power to Save | Low Flow Showerhead | 0 | 0.04 | 0.1 | 504.08 | 1 | Honeywell | 2023-07-31 | redacted
Low Income - Power to Save | LED Lights | 0 | 0 | 0 | 47.6 | 1 | Honeywell | 2023-07-31 | redacted
Low Income - Power to Save | Weather Strip/Caulk | 0 | 0.25 | 0.09 | 503 | 1 | Honeywell | 2023-07-10 | redacted
Low Income - Power to Save | Pipe Wrap | 0 | 0.01 | 0.03 | 143 | 1 | Honeywell | 2023-07-10 | redacted
Low Income - Power to Save | Outdoor Coil Cleaning | 0 | 0.1 | 0 | 275 | 1 | Honeywell | 2023-07-10 | redacted
Low Income - Power to Save | HVAC Inspection | 0 | 0.17 | 0 | 268 | 1 | Honeywell | 2023-07-10 | redacted
Low Income - Power to Save | Low Flow Showerhead | 0 | 0.04 | 0.1 | 504 | 1 | Honeywell | 2023-07-10 | redacted
Low Income - Power to Save | LED Lights | 0 | 0 | 0 | 47 | 1 | Honeywell | 2023-07-10 | redacted
Low Income - Power to Save | Outdoor Coil Cleaning | 0 | 0.1 | 0 | 275 | 1 | Honeywell | 2023-07-12 | redacted
Low Income - Power to Save | Faucet Aerators | 0 | 0 | 0.02 | 110 | 1 | Honeywell | 2023-07-12 | redacted
Low Income - Power to Save | Low Flow Showerhead | 0 | 0.04 | 0.1 | 504 | 1 | Honeywell | 2023-07-12 | redacted
Low Income - Power to Save | LED Lights | 0 | 0 | 0 | 47 | 1 | Honeywell | 2023-07-12 | redacted
Low Income - Power to Save | Outdoor Coil Cleaning | 0 | 0.1 | 0 | 275 | 1 | Honeywell | 2023-07-27 | redacted
Low Income - Power to Save | Faucet Aerators | 0 | 0 | 0.02 | 110.58 | 1 | Honeywell | 2023-07-27 | redacted
Low Income - Power to Save | Low Flow Showerhead | 0 | 0.04 | 0.1 | 504.08 | 1 | Honeywell | 2023-07-27 | redacted
Low Income - Power to Save | LED Lights | 0 | 0 | 0 | 47.6 | 1 | Honeywell | 2023-07-27 | redacted
Low Income - Power to Save | Outdoor Coil Cleaning | 0 | 0.1 | 0 | 275 | 1 | Honeywell | 2023-07-12 | redacted
Low Income - Power to Save | Low Flow Showerhead | 0 | 0.04 | 0.1 | 504 | 1 | Honeywell | 2023-07-12 | redacted
Low Income - Power to Save | LED Lights | 0 | 0 | 0 | 47 | 1 | Honeywell | 2023-07-12 | redacted
Low Income - Power to Save | Faucet Aerators | 0 | 0 | 0.02 | 110.58 | 1 | Honeywell | 2023-07-13 | redacted
Low Income - Power to Save | Low Flow Showerhead | 0 | 0.04 | 0.1 | 504.08 | 1 | Honeywell | 2023-07-13 | redacted
Low Income - Power to Save | LED Lights | 0 | 0 | 0 | 47.6 | 1 | Honeywell | 2023-07-13 | redacted
Low Income - Power to Save | Outdoor Coil Cleaning | 0 | 0.1 | 0 | 275 | 1 | Honeywell | 2023-07-12 | redacted
Low Income - Power to Save | Faucet Aerators | 0 | 0 | 0.02 | 110 | 1 | Honeywell | 2023-07-12 | redacted
Low Income - Power to Save | Low Flow Showerhead | 0 | 0.04 | 0.1 | 504 | 1 | Honeywell | 2023-07-12 | redacted
Low Income - Power to Save | LED Lights | 0 | 0 | 0 | 47 | 1 | Honeywell | 2023-07-12 | redacted
Low Income - Power to Save | Weather Strip/Caulk | 0 | 0.25 | 0.09 | 503 | 1 | Honeywell | 2023-07-12 | redacted
Low Income - Power to Save | Outdoor Coil Cleaning | 0 | 0.1 | 0 | 275 | 1 | Honeywell | 2023-07-12 | redacted
Low Income - Power to Save | Faucet Aerators | 0 | 0 | 0.02 | 110 | 1 | Honeywell | 2023-07-12 | redacted
Low Income - Power to Save | Low Flow Showerhead | 0 | 0.04 | 0.1 | 504 | 1 | Honeywell | 2023-07-12 | redacted
Low Income - Power to Save | LED Lights | 0 | 0 | 0 | 47 | 1 | Honeywell | 2023-07-12 | redacted
Low Income - Power to Save | Weather Strip/Caulk | 0 | 0.25 | 0.09 | 503.3 | 1 | Honeywell | 2023-07-18 | redacted
Low Income - Power to Save | Outdoor Coil Cleaning | 0 | 0.1 | 0 | 275 | 1 | Honeywell | 2023-07-18 | redacted
Low Income - Power to Save | HVAC Inspection | 0 | 0.17 | 0 | 268.73 | 1 | Honeywell | 2023-07-18 | redacted
Low Income - Power to Save | Low Flow Showerhead | 0 | 0.04 | 0.1 | 504.08 | 1 | Honeywell | 2023-07-18 | redacted
Low Income - Power to Save | LI - DUCT | 0 | 0.4 | 0.12 | 775.77 | 1 | Honeywell | 2023-07-18 | redacted
Low Income - Power to Save | LED Lights | 0 | 0 | 0 | 47.6 | 1 | Honeywell | 2023-07-18 | redacted
Low Income - Power to Save | Weather Strip/Caulk | 0 | 0.25 | 0.09 | 503.3 | 1 | Honeywell | 2023-07-27 | redacted
Low Income - Power to Save | Outdoor Coil Cleaning | 0 | 0.1 | 0 | 275 | 1 | Honeywell | 2023-07-27 | redacted
Low Income - Power to Save | HVAC Inspection | 0 | 0.17 | 0 | 268.73 | 1 | Honeywell | 2023-07-27 | redacted
Low Income - Power to Save | Faucet Aerators | 0 | 0 | 0.02 | 110.58 | 1 | Honeywell | 2023-07-27 | redacted
Low Income - Power to Save | Low Flow Showerhead | 0 | 0.04 | 0.1 | 504.08 | 1 | Honeywell | 2023-07-27 | redacted
Low Income - Power to Save | LI - DUCT | 0 | 0.4 | 0.12 | 775.77 | 1 | Honeywell | 2023-07-27 | redacted
Low Income - Power to Save | LED Lights | 0 | 0 | 0 | 47.6 | 1 | Honeywell | 2023-07-27 | redacted
Low Income - Power to Save | Outdoor Coil Cleaning | 0 | 0.1 | 0 | 275 | 1 | Honeywell | 2023-07-12 | redacted
Low Income - Power to Save | HVAC Inspection | 0 | 0.17 | 0 | 268 | 1 | Honeywell | 2023-07-12 | redacted
Low Income - Power to Save | Faucet Aerators | 0 | 0 | 0.02 | 110 | 1 | Honeywell | 2023-07-12 | redacted
Low Income - Power to Save | Low Flow Showerhead | 0 | 0.04 | 0.1 | 504 | 1 | Honeywell | 2023-07-12 | redacted
Low Income - Power to Save | LED Lights | 0 | 0 | 0 | 47 | 1 | Honeywell | 2023-07-12 | redacted
Low Income - Power to Save | Outdoor Coil Cleaning | 0 | 0.1 | 0 | 275 | 1 | Honeywell | 2023-07-31 | redacted
Low Income - Power to Save | HVAC Inspection | 0 | 0.17 | 0 | 268.73 | 1 | Honeywell | 2023-07-31 | redacted
Low Income - Power to Save | LED Lights | 0 | 0 | 0 | 47.6 | 1 | Honeywell | 2023-07-31 | redacted
Low Income - Power to Save | Pipe Wrap | 0 | 0.01 | 0.03 | 143.65 | 1 | Honeywell | 2023-07-18 | redacted
Low Income - Power to Save | Faucet Aerators | 0 | 0 | 0.02 | 110.58 | 1 | Honeywell | 2023-07-18 | redacted
Low Income - Power to Save | Low Flow Showerhead | 0 | 0.04 | 0.1 | 504.08 | 1 | Honeywell | 2023-07-18 | redacted
Low Income - Power to Save | LED Lights | 0 | 0 | 0 | 47.6 | 1 | Honeywell | 2023-07-18 | redacted
Low Income - Power to Save | Faucet Aerators | 0 | 0 | 0.02 | 110 | 1 | Honeywell | 2023-07-12 | redacted
Low Income - Power to Save | LED Lights | 0 | 0 | 0 | 47 | 1 | Honeywell | 2023-07-12 | redacted
Low Income - Power to Save | Outdoor Coil Cleaning | 0 | 0.1 | 0 | 275 | 1 | Honeywell | 2023-07-14 | redacted
Low Income - Power to Save | Faucet Aerators | 0 | 0 | 0.02 | 110.58 | 1 | Honeywell | 2023-07-14 | redacted
Low Income - Power to Save | Low Flow Showerhead | 0 | 0.04 | 0.1 | 504.08 | 1 | Honeywell | 2023-07-14 | redacted
Low Income - Power to Save | LED Lights | 0 | 0 | 0 | 47.6 | 1 | Honeywell | 2023-07-14 | redacted
Low Income - Power to Save | Weather Strip/Caulk | 0 | 0.25 | 0.09 | 503.3 | 1 | Honeywell | 2023-07-31 | redacted
Low Income - Power to Save | Outdoor Coil Cleaning | 0 | 0.1 | 0 | 275 | 1 | Honeywell | 2023-07-31 | redacted
Low Income - Power to Save | HVAC Inspection | 0 | 0.17 | 0 | 268.73 | 1 | Honeywell | 2023-07-31 | redacted
Low Income - Power to Save | Faucet Aerators | 0 | 0 | 0.02 | 110.58 | 1 | Honeywell | 2023-07-31 | redacted
Low Income - Power to Save | Low Flow Showerhead | 0 | 0.04 | 0.1 | 504.08 | 1 | Honeywell | 2023-07-31 | redacted
Low Income - Power to Save | LED Lights | 0 | 0 | 0 | 47.6 | 1 | Honeywell | 2023-07-31 | redacted
Low Income - Power to Save | Weather Strip/Caulk | 0 | 0.25 | 0.09 | 503.3 | 1 | Honeywell | 2023-07-31 | redacted
Low Income - Power to Save | Outdoor Coil Cleaning | 0 | 0.1 | 0 | 275 | 1 | Honeywell | 2023-07-31 | redacted
Low Income - Power to Save | HVAC Inspection | 0 | 0.17 | 0 | 268.73 | 1 | Honeywell | 2023-07-31 | redacted
Low Income - Power to Save | Faucet Aerators | 0 | 0 | 0.02 | 110.58 | 1 | Honeywell | 2023-07-31 | redacted
Low Income - Power to Save | Low Flow Showerhead | 0 | 0.04 | 0.1 | 504.08 | 1 | Honeywell | 2023-07-31 | redacted
Low Income - Power to Save | LED Lights | 0 | 0 | 0 | 47.6 | 1 | Honeywell | 2023-07-31 | redacted
Low Income - Power to Save | Weather Strip/Caulk | 0 | 0.25 | 0.09 | 503.3 | 1 | Honeywell | 2023-07-24 | redacted
Low Income - Power to Save | Outdoor Coil Cleaning | 0 | 0.1 | 0 | 275 | 1 | Honeywell | 2023-07-24 | redacted
Low Income - Power to Save | HVAC Inspection | 0 | 0.17 | 0 | 268.73 | 1 | Honeywell | 2023-07-24 | redacted
Low Income - Power to Save | Low Flow Showerhead | 0 | 0.04 | 0.1 | 504.08 | 1 | Honeywell | 2023-07-24 | redacted
Low Income - Power to Save | LI - DUCT | 0 | 0.4 | 0.12 | 775.77 | 1 | Honeywell | 2023-07-24 | redacted
Low Income - Power to Save | LED Lights | 0 | 0 | 0 | 47.6 | 1 | Honeywell | 2023-07-24 | redacted
Low Income - Power to Save | Weather Strip/Caulk | 0 | 0.25 | 0.09 | 503.3 | 1 | Honeywell | 2023-07-13 | redacted
Low Income - Power to Save | Pipe Wrap | 0 | 0.01 | 0.03 | 143.65 | 1 | Honeywell | 2023-07-13 | redacted
Low Income - Power to Save | Faucet Aerators | 0 | 0 | 0.02 | 110.58 | 1 | Honeywell | 2023-07-13 | redacted
Low Income - Power to Save | Low Flow Showerhead | 0 | 0.04 | 0.1 | 504.08 | 1 | Honeywell | 2023-07-13 | redacted
Low Income - Power to Save | LED Lights | 0 | 0 | 0 | 47.6 | 1 | Honeywell | 2023-07-13 | redacted
Low Income - Power to Save | Weather Strip/Caulk | 0 | 0.25 | 0.09 | 503.3 | 1 | Honeywell | 2023-07-31 | redacted
Low Income - Power to Save | Faucet Aerators | 0 | 0 | 0.02 | 110.58 | 1 | Honeywell | 2023-07-31 | redacted
Low Income - Power to Save | Low Flow Showerhead | 0 | 0.04 | 0.1 | 504.08 | 1 | Honeywell | 2023-07-31 | redacted
Low Income - Power to Save | LED Lights | 0 | 0 | 0 | 47.6 | 1 | Honeywell | 2023-07-31 | redacted
Low Income - Power to Save | Weather Strip/Caulk | 0 | 0.25 | 0.09 | 503.3 | 1 | Honeywell | 2023-07-31 | redacted
Low Income - Power to Save | Outdoor Coil Cleaning | 0 | 0.1 | 0 | 275 | 1 | Honeywell | 2023-07-31 | redacted
Low Income - Power to Save | HVAC Inspection | 0 | 0.17 | 0 | 268.73 | 1 | Honeywell | 2023-07-31 | redacted
Low Income - Power to Save | Faucet Aerators | 0 | 0 | 0.02 | 110.58 | 1 | Honeywell | 2023-07-31 | redacted
Low Income - Power to Save | Low Flow Showerhead | 0 | 0.04 | 0.1 | 504.08 | 1 | Honeywell | 2023-07-31 | redacted
Low Income - Power to Save | LI - DUCT | 0 | 0.4 | 0.12 | 775.77 | 1 | Honeywell | 2023-07-31 | redacted
Low Income - Power to Save | LED Lights | 0 | 0 | 0 | 47.6 | 1 | Honeywell | 2023-07-31 | redacted
Low Income - Power to Save | Outdoor Coil Cleaning | 0 | 0.1 | 0 | 275 | 1 | Honeywell | 2023-07-12 | redacted
Low Income - Power to Save | Faucet Aerators | 0 | 0 | 0.02 | 110 | 1 | Honeywell | 2023-07-12 | redacted
Low Income - Power to Save | Low Flow Showerhead | 0 | 0.04 | 0.1 | 504 | 1 | Honeywell | 2023-07-12 | redacted
Low Income - Power to Save | LED Lights | 0 | 0 | 0 | 47 | 1 | Honeywell | 2023-07-12 | redacted
Low Income - Power to Save | Outdoor Coil Cleaning | 0 | 0.1 | 0 | 275 | 1 | Honeywell | 2023-07-13 | redacted
Low Income - Power to Save | Faucet Aerators | 0 | 0 | 0.02 | 110.58 | 1 | Honeywell | 2023-07-13 | redacted
Low Income - Power to Save | Low Flow Showerhead | 0 | 0.04 | 0.1 | 504.08 | 1 | Honeywell | 2023-07-13 | redacted
Low Income - Power to Save | LED Lights | 0 | 0 | 0 | 47.6 | 1 | Honeywell | 2023-07-13 | redacted
Low Income - Power to Save | Weather Strip/Caulk | 0 | 0.25 | 0.09 | 503.3 | 1 | Honeywell | 2023-07-13 | redacted
Low Income - Power to Save | Faucet Aerators | 0 | 0 | 0.02 | 110.58 | 1 | Honeywell | 2023-07-13 | redacted
Low Income - Power to Save | Low Flow Showerhead | 0 | 0.04 | 0.1 | 504.08 | 1 | Honeywell | 2023-07-13 | redacted
Low Income - Power to Save | LED Lights | 0 | 0 | 0 | 47.6 | 1 | Honeywell | 2023-07-13 | redacted
Low Income - Power to Save | Weather Strip/Caulk | 0 | 0.25 | 0.09 | 503.3 | 1 | Honeywell | 2023-07-31 | redacted
Low Income - Power to Save | Faucet Aerators | 0 | 0 | 0.02 | 110.58 | 1 | Honeywell | 2023-07-31 | redacted
Low Income - Power to Save | Low Flow Showerhead | 0 | 0.04 | 0.1 | 504.08 | 1 | Honeywell | 2023-07-31 | redacted
Low Income - Power to Save | LED Lights | 0 | 0 | 0 | 47.6 | 1 | Honeywell | 2023-07-31 | redacted
Low Income - Power to Save | Weather Strip/Caulk | 0 | 0.25 | 0.09 | 503.3 | 1 | Honeywell | 2023-07-27 | redacted
Low Income - Power to Save | Outdoor Coil Cleaning | 0 | 0.1 | 0 | 275 | 1 | Honeywell | 2023-07-27 | redacted
Low Income - Power to Save | Low Flow Showerhead | 0 | 0.04 | 0.1 | 504.08 | 1 | Honeywell | 2023-07-27 | redacted
Low Income - Power to Save | LED Lights | 0 | 0 | 0 | 47.6 | 1 | Honeywell | 2023-07-27 | redacted
Low Income - Power to Save | Weather Strip/Caulk | 0 | 0.25 | 0.09 | 503.3 | 1 | Honeywell | 2023-07-31 | redacted
Low Income - Power to Save | Outdoor Coil Cleaning | 0 | 0.1 | 0 | 275 | 1 | Honeywell | 2023-07-31 | redacted
Low Income - Power to Save | HVAC Inspection | 0 | 0.17 | 0 | 268.73 | 1 | Honeywell | 2023-07-31 | redacted
Low Income - Power to Save | Faucet Aerators | 0 | 0 | 0.02 | 110.58 | 1 | Honeywell | 2023-07-31 | redacted
Low Income - Power to Save | Low Flow Showerhead | 0 | 0.04 | 0.1 | 504.08 | 1 | Honeywell | 2023-07-31 | redacted
Low Income - Power to Save | LED Lights | 0 | 0 | 0 | 47.6 | 1 | Honeywell | 2023-07-31 | redacted
Low Income - Power to Save | Weather Strip/Caulk | 0 | 0.25 | 0.09 | 503.3 | 1 | Honeywell | 2023-07-31 | redacted
Low Income - Power to Save | Outdoor Coil Cleaning | 0 | 0.1 | 0 | 275 | 1 | Honeywell | 2023-07-31 | redacted
Low Income - Power to Save | HVAC Inspection | 0 | 0.17 | 0 | 268.73 | 1 | Honeywell | 2023-07-31 | redacted
Low Income - Power to Save | Faucet Aerators | 0 | 0 | 0.02 | 110.58 | 1 | Honeywell | 2023-07-31 | redacted
Low Income - Power to Save | Low Flow Showerhead | 0 | 0.04 | 0.1 | 504.08 | 1 | Honeywell | 2023-07-31 | redacted
Low Income - Power to Save | LI - DUCT | 0 | 0.4 | 0.12 | 775.77 | 1 | Honeywell | 2023-07-31 | redacted
Low Income - Power to Save | LED Lights | 0 | 0 | 0 | 47.6 | 1 | Honeywell | 2023-07-31 | redacted
Low Income - Power to Save | Faucet Aerators | 0 | 0 | 0.02 | 110.58 | 1 | Honeywell | 2023-07-18 | redacted
Low Income - Power to Save | Low Flow Showerhead | 0 | 0.04 | 0.1 | 504.08 | 1 | Honeywell | 2023-07-18 | redacted
Low Income - Power to Save | LED Lights | 0 | 0 | 0 | 47.6 | 1 | Honeywell | 2023-07-18 | redacted
Low Income - Power to Save | Weather Strip/Caulk | 0 | 0.25 | 0.09 | 503 | 1 | Honeywell | 2023-07-12 | redacted
Low Income - Power to Save | Faucet Aerators | 0 | 0 | 0.02 | 110 | 1 | Honeywell | 2023-07-12 | redacted
Low Income - Power to Save | LED Lights | 0 | 0 | 0 | 47 | 1 | Honeywell | 2023-07-12 | redacted
Low Income - Power to Save | Weather Strip/Caulk | 0 | 0.25 | 0.09 | 503.3 | 1 | Honeywell | 2023-07-14 | redacted
Low Income - Power to Save | Pipe Wrap | 0 | 0.01 | 0.03 | 143.65 | 1 | Honeywell | 2023-07-14 | redacted
Low Income - Power to Save | Low Flow Showerhead | 0 | 0.04 | 0.1 | 504.08 | 1 | Honeywell | 2023-07-14 | redacted
Low Income - Power to Save | LED Lights | 0 | 0 | 0 | 47.6 | 1 | Honeywell | 2023-07-14 | redacted
Low Income - Power to Save | Weather Strip/Caulk | 0 | 0.25 | 0.09 | 503.3 | 1 | Honeywell | 2023-07-14 | redacted
Low Income - Power to Save | Outdoor Coil Cleaning | 0 | 0.1 | 0 | 275 | 1 | Honeywell | 2023-07-14 | redacted
Low Income - Power to Save | Faucet Aerators | 0 | 0 | 0.02 | 110.58 | 1 | Honeywell | 2023-07-14 | redacted
Low Income - Power to Save | Low Flow Showerhead | 0 | 0.04 | 0.1 | 504.08 | 1 | Honeywell | 2023-07-14 | redacted
Low Income - Power to Save | LED Lights | 0 | 0 | 0 | 47.6 | 1 | Honeywell | 2023-07-14 | redacted
Low Income - Power to Save | Weather Strip/Caulk | 0 | 0.25 | 0.09 | 503.3 | 1 | Honeywell | 2023-07-27 | redacted
Low Income - Power to Save | Outdoor Coil Cleaning | 0 | 0.1 | 0 | 275 | 1 | Honeywell | 2023-07-27 | redacted
Low Income - Power to Save | LED Lights | 0 | 0 | 0 | 47.6 | 1 | Honeywell | 2023-07-27 | redacted
Low Income - Power to Save | Weather Strip/Caulk | 0 | 0.25 | 0.09 | 503.3 | 1 | Honeywell | 2023-07-27 | redacted
Low Income - Power to Save | Outdoor Coil Cleaning | 0 | 0.1 | 0 | 275 | 1 | Honeywell | 2023-07-27 | redacted
Low Income - Power to Save | HVAC Inspection | 0 | 0.17 | 0 | 268.73 | 1 | Honeywell | 2023-07-27 | redacted
Low Income - Power to Save | Low Flow Showerhead | 0 | 0.04 | 0.1 | 504.08 | 1 | Honeywell | 2023-07-27 | redacted
Low Income - Power to Save | LI - DUCT | 0 | 0.4 | 0.12 | 775.77 | 1 | Honeywell | 2023-07-27 | redacted
Low Income - Power to Save | LED Lights | 0 | 0 | 0 | 47.6 | 1 | Honeywell | 2023-07-27 | redacted
Low Income - Power to Save | Weather Strip/Caulk | 0 | 0.25 | 0.09 | 503.3 | 1 | Honeywell | 2023-07-13 | redacted
Low Income - Power to Save | Faucet Aerators | 0 | 0 | 0.02 | 110.58 | 1 | Honeywell | 2023-07-13 | redacted
Low Income - Power to Save | Low Flow Showerhead | 0 | 0.04 | 0.1 | 504.08 | 1 | Honeywell | 2023-07-13 | redacted
Low Income - Power to Save | LED Lights | 0 | 0 | 0 | 47.6 | 1 | Honeywell | 2023-07-13 | redacted
Low Income - Power to Save | Weather Strip/Caulk | 0 | 0.25 | 0.09 | 503.3 | 1 | Honeywell | 2023-07-18 | redacted
Low Income - Power to Save | Outdoor Coil Cleaning | 0 | 0.1 | 0 | 275 | 1 | Honeywell | 2023-07-18 | redacted
Low Income - Power to Save | HVAC Inspection | 0 | 0.17 | 0 | 268.73 | 1 | Honeywell | 2023-07-18 | redacted
Low Income - Power to Save | Faucet Aerators | 0 | 0 | 0.02 | 110.58 | 1 | Honeywell | 2023-07-18 | redacted
Low Income - Power to Save | Low Flow Showerhead | 0 | 0.04 | 0.1 | 504.08 | 1 | Honeywell | 2023-07-18 | redacted
Low Income - Power to Save | LI - DUCT | 0 | 0.4 | 0.12 | 775.77 | 1 | Honeywell | 2023-07-18 | redacted
Low Income - Power to Save | LED Lights | 0 | 0 | 0 | 47.6 | 1 | Honeywell | 2023-07-18 | redacted
Low Income - Power to Save | Weather Strip/Caulk | 0 | 0.25 | 0.09 | 503.3 | 1 | Honeywell | 2023-07-18 | redacted
Low Income - Power to Save | Outdoor Coil Cleaning | 0 | 0.1 | 0 | 275 | 1 | Honeywell | 2023-07-18 | redacted
Low Income - Power to Save | HVAC Inspection | 0 | 0.17 | 0 | 268.73 | 1 | Honeywell | 2023-07-18 | redacted
Low Income - Power to Save | Faucet Aerators | 0 | 0 | 0.02 | 110.58 | 1 | Honeywell | 2023-07-18 | redacted
Low Income - Power to Save | Low Flow Showerhead | 0 | 0.04 | 0.1 | 504.08 | 1 | Honeywell | 2023-07-18 | redacted
Low Income - Power to Save | LI - DUCT | 0 | 0.4 | 0.12 | 775.77 | 1 | Honeywell | 2023-07-18 | redacted
Low Income - Power to Save | LED Lights | 0 | 0 | 0 | 47.6 | 1 | Honeywell | 2023-07-18 | redacted
Low Income - Power to Save | Weather Strip/Caulk | 0 | 0.25 | 0.09 | 503.3 | 1 | Honeywell | 2023-07-14 | redacted
Low Income - Power to Save | Pipe Wrap | 0 | 0.01 | 0.03 | 143.65 | 1 | Honeywell | 2023-07-14 | redacted
Low Income - Power to Save | Low Flow Showerhead | 0 | 0.04 | 0.1 | 504.08 | 1 | Honeywell | 2023-07-14 | redacted
Low Income - Power to Save | LED Lights | 0 | 0 | 0 | 47.6 | 1 | Honeywell | 2023-07-14 | redacted
Low Income - Power to Save | Weather Strip/Caulk | 0 | 0.25 | 0.09 | 503.3 | 1 | Honeywell | 2023-07-31 | redacted
Low Income - Power to Save | Outdoor Coil Cleaning | 0 | 0.1 | 0 | 275 | 1 | Honeywell | 2023-07-31 | redacted
Low Income - Power to Save | HVAC Inspection | 0 | 0.17 | 0 | 268.73 | 1 | Honeywell | 2023-07-31 | redacted
Low Income - Power to Save | Faucet Aerators | 0 | 0 | 0.02 | 110.58 | 1 | Honeywell | 2023-07-31 | redacted
Low Income - Power to Save | Low Flow Showerhead | 0 | 0.04 | 0.1 | 504.08 | 1 | Honeywell | 2023-07-31 | redacted
Low Income - Power to Save | LI - DUCT | 0 | 0.4 | 0.12 | 775.77 | 1 | Honeywell | 2023-07-31 | redacted
Low Income - Power to Save | LED Lights | 0 | 0 | 0 | 47.6 | 1 | Honeywell | 2023-07-31 | redacted
Low Income - Power to Save | Outdoor Coil Cleaning | 0 | 0.1 | 0 | 275 | 1 | Honeywell | 2023-07-12 | redacted
Low Income - Power to Save | Faucet Aerators | 0 | 0 | 0.02 | 110 | 1 | Honeywell | 2023-07-12 | redacted
Low Income - Power to Save | Low Flow Showerhead | 0 | 0.04 | 0.1 | 504 | 1 | Honeywell | 2023-07-12 | redacted
Low Income - Power to Save | LED Lights | 0 | 0 | 0 | 47 | 1 | Honeywell | 2023-07-12 | redacted
Low Income - Power to Save | Weather Strip/Caulk | 0 | 0.25 | 0.09 | 503.3 | 1 | Honeywell | 2023-07-31 | redacted
Low Income - Power to Save | Outdoor Coil Cleaning | 0 | 0.1 | 0 | 275 | 1 | Honeywell | 2023-07-31 | redacted
Low Income - Power to Save | HVAC Inspection | 0 | 0.17 | 0 | 268.73 | 1 | Honeywell | 2023-07-31 | redacted
Low Income - Power to Save | Faucet Aerators | 0 | 0 | 0.02 | 110.58 | 1 | Honeywell | 2023-07-31 | redacted
Low Income - Power to Save | Low Flow Showerhead | 0 | 0.04 | 0.1 | 504.08 | 1 | Honeywell | 2023-07-31 | redacted
Low Income - Power to Save | LI - DUCT | 0 | 0.4 | 0.12 | 775.77 | 1 | Honeywell | 2023-07-31 | redacted
Low Income - Power to Save | LED Lights | 0 | 0 | 0 | 47.6 | 1 | Honeywell | 2023-07-31 | redacted
Low Income - Power to Save | Faucet Aerators | 0 | 0 | 0.02 | 110.58 | 1 | Honeywell | 2023-07-18 | redacted
Low Income - Power to Save | Low Flow Showerhead | 0 | 0.04 | 0.1 | 504.08 | 1 | Honeywell | 2023-07-18 | redacted
Low Income - Power to Save | LED Lights | 0 | 0 | 0 | 47.6 | 1 | Honeywell | 2023-07-18 | redacted
Low Income - Power to Save | Weather Strip/Caulk | 0 | 0.25 | 0.09 | 503.3 | 1 | Honeywell | 2023-07-19 | redacted
Low Income - Power to Save | Outdoor Coil Cleaning | 0 | 0.1 | 0 | 275 | 1 | Honeywell | 2023-07-19 | redacted
Low Income - Power to Save | HVAC Inspection | 0 | 0.17 | 0 | 268.73 | 1 | Honeywell | 2023-07-19 | redacted
Low Income - Power to Save | Low Flow Showerhead | 0 | 0.04 | 0.1 | 504.08 | 1 | Honeywell | 2023-07-19 | redacted
Low Income - Power to Save | LI - DUCT | 0 | 0.4 | 0.12 | 775.77 | 1 | Honeywell | 2023-07-19 | redacted
Low Income - Power to Save | LED Lights | 0 | 0 | 0 | 47.6 | 1 | Honeywell | 2023-07-19 | redacted
Low Income - Power to Save | Weather Strip/Caulk | 0 | 0.25 | 0.09 | 503.3 | 1 | Honeywell | 2023-07-27 | redacted
Low Income - Power to Save | Outdoor Coil Cleaning | 0 | 0.1 | 0 | 275 | 1 | Honeywell | 2023-07-27 | redacted
Low Income - Power to Save | HVAC Inspection | 0 | 0.17 | 0 | 268.73 | 1 | Honeywell | 2023-07-27 | redacted
Low Income - Power to Save | Low Flow Showerhead | 0 | 0.04 | 0.1 | 504.08 | 1 | Honeywell | 2023-07-27 | redacted
Low Income - Power to Save | LI - DUCT | 0 | 0.4 | 0.12 | 775.77 | 1 | Honeywell | 2023-07-27 | redacted
Low Income - Power to Save | LED Lights | 0 | 0 | 0 | 47.6 | 1 | Honeywell | 2023-07-27 | redacted
Low Income - Power to Save | Weather Strip/Caulk | 0 | 0.25 | 0.09 | 503.3 | 1 | Honeywell | 2023-07-24 | redacted
Low Income - Power to Save | Outdoor Coil Cleaning | 0 | 0.1 | 0 | 275 | 1 | Honeywell | 2023-07-24 | redacted
Low Income - Power to Save | HVAC Inspection | 0 | 0.17 | 0 | 268.73 | 1 | Honeywell | 2023-07-24 | redacted
Low Income - Power to Save | Low Flow Showerhead | 0 | 0.04 | 0.1 | 504.08 | 1 | Honeywell | 2023-07-24 | redacted
Low Income - Power to Save | LI - DUCT | 0 | 0.4 | 0.12 | 775.77 | 1 | Honeywell | 2023-07-24 | redacted
Low Income - Power to Save | LED Lights | 0 | 0 | 0 | 47.6 | 1 | Honeywell | 2023-07-24 | redacted
Low Income - Power to Save | Weather Strip/Caulk | 0 | 0.25 | 0.09 | 503.3 | 1 | Honeywell | 2023-07-31 | redacted
Low Income - Power to Save | Faucet Aerators | 0 | 0 | 0.02 | 110.58 | 1 | Honeywell | 2023-07-31 | redacted
Low Income - Power to Save | Low Flow Showerhead | 0 | 0.04 | 0.1 | 504.08 | 1 | Honeywell | 2023-07-31 | redacted
Low Income - Power to Save | LED Lights | 0 | 0 | 0 | 47.6 | 1 | Honeywell | 2023-07-31 | redacted
Low Income - Power to Save | Weather Strip/Caulk | 0 | 0.25 | 0.09 | 503.3 | 1 | Honeywell | 2023-07-18 | redacted
Low Income - Power to Save | Outdoor Coil Cleaning | 0 | 0.1 | 0 | 275 | 1 | Honeywell | 2023-07-18 | redacted
Low Income - Power to Save | HVAC Inspection | 0 | 0.17 | 0 | 268.73 | 1 | Honeywell | 2023-07-18 | redacted
Low Income - Power to Save | LI - DUCT | 0 | 0.4 | 0.12 | 775.77 | 1 | Honeywell | 2023-07-18 | redacted
Low Income - Power to Save | LED Lights | 0 | 0 | 0 | 47.6 | 1 | Honeywell | 2023-07-18 | redacted
Low Income - Power to Save | Outdoor Coil Cleaning | 0 | 0.1 | 0 | 275 | 1 | Honeywell | 2023-07-13 | redacted
Low Income - Power to Save | HVAC Inspection | 0 | 0.17 | 0 | 268.73 | 1 | Honeywell | 2023-07-13 | redacted
Low Income - Power to Save | Faucet Aerators | 0 | 0 | 0.02 | 110.58 | 1 | Honeywell | 2023-07-13 | redacted
Low Income - Power to Save | LI - DUCT | 0 | 0.4 | 0.12 | 775.77 | 1 | Honeywell | 2023-07-13 | redacted
Low Income - Power to Save | LED Lights | 0 | 0 | 0 | 47.6 | 1 | Honeywell | 2023-07-13 | redacted
Low Income - Power to Save | Weather Strip/Caulk | 0 | 0.25 | 0.09 | 503.3 | 1 | Honeywell | 2023-07-13 | redacted
Low Income - Power to Save | Pipe Wrap | 0 | 0.01 | 0.03 | 143.65 | 1 | Honeywell | 2023-07-13 | redacted
Low Income - Power to Save | Faucet Aerators | 0 | 0 | 0.02 | 110.58 | 1 | Honeywell | 2023-07-13 | redacted
Low Income - Power to Save | Low Flow Showerhead | 0 | 0.04 | 0.1 | 504.08 | 1 | Honeywell | 2023-07-13 | redacted
Low Income - Power to Save | LED Lights | 0 | 0 | 0 | 47.6 | 1 | Honeywell | 2023-07-13 | redacted
Low Income - Power to Save | Weather Strip/Caulk | 0 | 0.25 | 0.09 | 503.3 | 1 | Honeywell | 2023-07-24 | redacted
Low Income - Power to Save | Outdoor Coil Cleaning | 0 | 0.1 | 0 | 275 | 1 | Honeywell | 2023-07-24 | redacted
Low Income - Power to Save | HVAC Inspection | 0 | 0.17 | 0 | 268.73 | 1 | Honeywell | 2023-07-24 | redacted
Low Income - Power to Save | Low Flow Showerhead | 0 | 0.04 | 0.1 | 504.08 | 1 | Honeywell | 2023-07-24 | redacted
Low Income - Power to Save | LI - DUCT | 0 | 0.4 | 0.12 | 775.77 | 1 | Honeywell | 2023-07-24 | redacted
Low Income - Power to Save | LED Lights | 0 | 0 | 0 | 47.6 | 1 | Honeywell | 2023-07-24 | redacted
Low Income - Power to Save | Weather Strip/Caulk | 0 | 0.25 | 0.09 | 503.3 | 1 | Honeywell | 2023-07-27 | redacted
Low Income - Power to Save | Outdoor Coil Cleaning | 0 | 0.1 | 0 | 275 | 1 | Honeywell | 2023-07-27 | redacted
Low Income - Power to Save | HVAC Inspection | 0 | 0.17 | 0 | 268.73 | 1 | Honeywell | 2023-07-27 | redacted
Low Income - Power to Save | Low Flow Showerhead | 0 | 0.04 | 0.1 | 504.08 | 1 | Honeywell | 2023-07-27 | redacted
Low Income - Power to Save | LI - DUCT | 0 | 0.4 | 0.12 | 775.77 | 1 | Honeywell | 2023-07-27 | redacted
Low Income - Power to Save | LED Lights | 0 | 0 | 0 | 47.6 | 1 | Honeywell | 2023-07-27 | redacted
Low Income - Power to Save | Outdoor Coil Cleaning | 0 | 0.1 | 0 | 275 | 1 | Honeywell | 2023-07-12 | redacted
Low Income - Power to Save | Faucet Aerators | 0 | 0 | 0.02 | 110 | 1 | Honeywell | 2023-07-12 | redacted
Low Income - Power to Save | Low Flow Showerhead | 0 | 0.04 | 0.1 | 504 | 1 | Honeywell | 2023-07-12 | redacted
Low Income - Power to Save | LED Lights | 0 | 0 | 0 | 47 | 1 | Honeywell | 2023-07-12 | redacted
Low Income - Power to Save | Weather Strip/Caulk | 0 | 0.25 | 0.09 | 503 | 1 | Honeywell | 2023-07-12 | redacted
Low Income - Power to Save | Pipe Wrap | 0 | 0.01 | 0.03 | 143 | 1 | Honeywell | 2023-07-12 | redacted
Low Income - Power to Save | Faucet Aerators | 0 | 0 | 0.02 | 110 | 1 | Honeywell | 2023-07-12 | redacted
Low Income - Power to Save | Low Flow Showerhead | 0 | 0.04 | 0.1 | 504 | 1 | Honeywell | 2023-07-12 | redacted
Low Income - Power to Save | LED Lights | 0 | 0 | 0 | 47 | 1 | Honeywell | 2023-07-12 | redacted
Low Income - Power to Save | Outdoor Coil Cleaning | 0 | 0.1 | 0 | 275 | 1 | Honeywell | 2023-07-10 | redacted
Low Income - Power to Save | Faucet Aerators | 0 | 0 | 0.02 | 110 | 1 | Honeywell | 2023-07-10 | redacted
Low Income - Power to Save | Low Flow Showerhead | 0 | 0.04 | 0.1 | 504 | 1 | Honeywell | 2023-07-10 | redacted
Low Income - Power to Save | LED Lights | 0 | 0 | 0 | 47 | 1 | Honeywell | 2023-07-10 | redacted
Low Income - Power to Save | Weather Strip/Caulk | 0 | 0.25 | 0.09 | 503.3 | 1 | Honeywell | 2023-07-19 | redacted
Low Income - Power to Save | Pipe Wrap | 0 | 0.01 | 0.03 | 143.65 | 1 | Honeywell | 2023-07-19 | redacted
Low Income - Power to Save | Outdoor Coil Cleaning | 0 | 0.1 | 0 | 275 | 1 | Honeywell | 2023-07-19 | redacted
Low Income - Power to Save | HVAC Inspection | 0 | 0.17 | 0 | 268.73 | 1 | Honeywell | 2023-07-19 | redacted
Low Income - Power to Save | Low Flow Showerhead | 0 | 0.04 | 0.1 | 504.08 | 1 | Honeywell | 2023-07-19 | redacted
Low Income - Power to Save | LI - DUCT | 0 | 0.4 | 0.12 | 775.77 | 1 | Honeywell | 2023-07-19 | redacted
Low Income - Power to Save | LED Lights | 0 | 0 | 0 | 47.6 | 1 | Honeywell | 2023-07-19 | redacted
Low Income - Power to Save | Outdoor Coil Cleaning | 0 | 0.1 | 0 | 275 | 1 | Honeywell | 2023-07-26 | redacted
Low Income - Power to Save | Faucet Aerators | 0 | 0 | 0.02 | 110.58 | 1 | Honeywell | 2023-07-26 | redacted
Low Income - Power to Save | Low Flow Showerhead | 0 | 0.04 | 0.1 | 504.08 | 1 | Honeywell | 2023-07-26 | redacted
Low Income - Power to Save | LED Lights | 0 | 0 | 0 | 47.6 | 1 | Honeywell | 2023-07-26 | redacted
Low Income - Power to Save | Outdoor Coil Cleaning | 0 | 0.1 | 0 | 275 | 1 | Honeywell | 2023-07-27 | redacted
Low Income - Power to Save | Faucet Aerators | 0 | 0 | 0.02 | 110.58 | 1 | Honeywell | 2023-07-27 | redacted
Low Income - Power to Save | Low Flow Showerhead | 0 | 0.04 | 0.1 | 504.08 | 1 | Honeywell | 2023-07-27 | redacted
Low Income - Power to Save | LED Lights | 0 | 0 | 0 | 47.6 | 1 | Honeywell | 2023-07-27 | redacted
Low Income - Power to Save | Outdoor Coil Cleaning | 0 | 0.1 | 0 | 275 | 1 | Honeywell | 2023-07-18 | redacted
Low Income - Power to Save | Faucet Aerators | 0 | 0 | 0.02 | 110.58 | 1 | Honeywell | 2023-07-18 | redacted
Low Income - Power to Save | Low Flow Showerhead | 0 | 0.04 | 0.1 | 504.08 | 1 | Honeywell | 2023-07-18 | redacted
Low Income - Power to Save | LED Lights | 0 | 0 | 0 | 47.6 | 1 | Honeywell | 2023-07-18 | redacted
Low Income - Power to Save | Weather Strip/Caulk | 0 | 0.25 | 0.09 | 503.3 | 1 | Honeywell | 2023-07-31 | redacted
Low Income - Power to Save | Outdoor Coil Cleaning | 0 | 0.1 | 0 | 275 | 1 | Honeywell | 2023-07-31 | redacted
Low Income - Power to Save | HVAC Inspection | 0 | 0.17 | 0 | 268.73 | 1 | Honeywell | 2023-07-31 | redacted
Low Income - Power to Save | Faucet Aerators | 0 | 0 | 0.02 | 110.58 | 1 | Honeywell | 2023-07-31 | redacted
Low Income - Power to Save | Low Flow Showerhead | 0 | 0.04 | 0.1 | 504.08 | 1 | Honeywell | 2023-07-31 | redacted
Low Income - Power to Save | LED Lights | 0 | 0 | 0 | 47.6 | 1 | Honeywell | 2023-07-31 | redacted
Low Income - Power to Save | Weather Strip/Caulk | 0 | 0.25 | 0.09 | 503 | 1 | Honeywell | 2023-07-10 | redacted
Low Income - Power to Save | LED Lights | 0 | 0 | 0 | 47 | 1 | Honeywell | 2023-07-10 | redacted
Low Income - Power to Save | Outdoor Coil Cleaning | 0 | 0.1 | 0 | 275 | 1 | Honeywell | 2023-07-12 | redacted
Low Income - Power to Save | HVAC Inspection | 0 | 0.17 | 0 | 268 | 1 | Honeywell | 2023-07-12 | redacted
Low Income - Power to Save | Faucet Aerators | 0 | 0 | 0.02 | 110 | 1 | Honeywell | 2023-07-12 | redacted
Low Income - Power to Save | Low Flow Showerhead | 0 | 0.04 | 0.1 | 504 | 1 | Honeywell | 2023-07-12 | redacted
Low Income - Power to Save | LI - DUCT | 0 | 0.4 | 0.12 | 775 | 1 | Honeywell | 2023-07-12 | redacted
Low Income - Power to Save | LED Lights | 0 | 0 | 0 | 47 | 1 | Honeywell | 2023-07-12 | redacted
Low Income - Power to Save | Outdoor Coil Cleaning | 0 | 0.1 | 0 | 275 | 1 | Honeywell | 2023-07-13 | redacted
Low Income - Power to Save | Faucet Aerators | 0 | 0 | 0.02 | 110.58 | 1 | Honeywell | 2023-07-13 | redacted
Low Income - Power to Save | Low Flow Showerhead | 0 | 0.04 | 0.1 | 504.08 | 1 | Honeywell | 2023-07-13 | redacted
Low Income - Power to Save | LED Lights | 0 | 0 | 0 | 47.6 | 1 | Honeywell | 2023-07-13 | redacted
Low Income - Power to Save | Weather Strip/Caulk | 0 | 0.25 | 0.09 | 503.3 | 1 | Honeywell | 2023-07-24 | redacted
Low Income - Power to Save | Outdoor Coil Cleaning | 0 | 0.1 | 0 | 275 | 1 | Honeywell | 2023-07-24 | redacted
Low Income - Power to Save | HVAC Inspection | 0 | 0.17 | 0 | 268.73 | 1 | Honeywell | 2023-07-24 | redacted
Low Income - Power to Save | Faucet Aerators | 0 | 0 | 0.02 | 110.58 | 1 | Honeywell | 2023-07-24 | redacted
Low Income - Power to Save | Low Flow Showerhead | 0 | 0.04 | 0.1 | 504.08 | 1 | Honeywell | 2023-07-24 | redacted
Low Income - Power to Save | LI - DUCT | 0 | 0.4 | 0.12 | 775.77 | 1 | Honeywell | 2023-07-24 | redacted
Low Income - Power to Save | LED Lights | 0 | 0 | 0 | 47.6 | 1 | Honeywell | 2023-07-24 | redacted
Low Income - Power to Save | Outdoor Coil Cleaning | 0 | 0.1 | 0 | 275 | 1 | Honeywell | 2023-07-12 | redacted
Low Income - Power to Save | Faucet Aerators | 0 | 0 | 0.02 | 110 | 1 | Honeywell | 2023-07-12 | redacted
Low Income - Power to Save | Low Flow Showerhead | 0 | 0.04 | 0.1 | 504 | 1 | Honeywell | 2023-07-12 | redacted
Low Income - Power to Save | LED Lights | 0 | 0 | 0 | 47 | 1 | Honeywell | 2023-07-12 | redacted
Low Income - Power to Save | Outdoor Coil Cleaning | 0 | 0.1 | 0 | 275 | 1 | Honeywell | 2023-07-12 | redacted
Low Income - Power to Save | Low Flow Showerhead | 0 | 0.04 | 0.1 | 504 | 1 | Honeywell | 2023-07-12 | redacted
Low Income - Power to Save | LED Lights | 0 | 0 | 0 | 47 | 1 | Honeywell | 2023-07-12 | redacted
Low Income - Power to Save | Weather Strip/Caulk | 0 | 0.25 | 0.09 | 503.3 | 1 | Honeywell | 2023-07-24 | redacted
Low Income - Power to Save | Outdoor Coil Cleaning | 0 | 0.1 | 0 | 275 | 1 | Honeywell | 2023-07-24 | redacted
Low Income - Power to Save | HVAC Inspection | 0 | 0.17 | 0 | 268.73 | 1 | Honeywell | 2023-07-24 | redacted
Low Income - Power to Save | Low Flow Showerhead | 0 | 0.04 | 0.1 | 504.08 | 1 | Honeywell | 2023-07-24 | redacted
Low Income - Power to Save | LI - DUCT | 0 | 0.4 | 0.12 | 775.77 | 1 | Honeywell | 2023-07-24 | redacted
Low Income - Power to Save | LED Lights | 0 | 0 | 0 | 47.6 | 1 | Honeywell | 2023-07-24 | redacted
Low Income - Power to Save | Weather Strip/Caulk | 0 | 0.25 | 0.09 | 503.3 | 1 | Honeywell | 2023-07-27 | redacted
Low Income - Power to Save | Outdoor Coil Cleaning | 0 | 0.1 | 0 | 275 | 1 | Honeywell | 2023-07-27 | redacted
Low Income - Power to Save | HVAC Inspection | 0 | 0.17 | 0 | 268.73 | 1 | Honeywell | 2023-07-27 | redacted
Low Income - Power to Save | LI - DUCT | 0 | 0.4 | 0.12 | 775.77 | 1 | Honeywell | 2023-07-27 | redacted
Low Income - Power to Save | LED Lights | 0 | 0 | 0 | 47.6 | 1 | Honeywell | 2023-07-27 | redacted
Low Income - Power to Save | Weather Strip/Caulk | 0 | 0.25 | 0.09 | 503.3 | 1 | Honeywell | 2023-07-31 | redacted
Low Income - Power to Save | Outdoor Coil Cleaning | 0 | 0.1 | 0 | 275 | 1 | Honeywell | 2023-07-31 | redacted
Low Income - Power to Save | HVAC Inspection | 0 | 0.17 | 0 | 268.73 | 1 | Honeywell | 2023-07-31 | redacted
Low Income - Power to Save | Faucet Aerators | 0 | 0 | 0.02 | 110.58 | 1 | Honeywell | 2023-07-31 | redacted
Low Income - Power to Save | Low Flow Showerhead | 0 | 0.04 | 0.1 | 504.08 | 1 | Honeywell | 2023-07-31 | redacted
Low Income - Power to Save | LED Lights | 0 | 0 | 0 | 47.6 | 1 | Honeywell | 2023-07-31 | redacted
Low Income - Power to Save | Weather Strip/Caulk | 0 | 0.25 | 0.09 | 503.3 | 1 | Honeywell | 2023-07-27 | redacted
Low Income - Power to Save | Outdoor Coil Cleaning | 0 | 0.1 | 0 | 275 | 1 | Honeywell | 2023-07-27 | redacted
Low Income - Power to Save | HVAC Inspection | 0 | 0.17 | 0 | 268.73 | 1 | Honeywell | 2023-07-27 | redacted
Low Income - Power to Save | Faucet Aerators | 0 | 0 | 0.02 | 110.58 | 1 | Honeywell | 2023-07-27 | redacted
Low Income - Power to Save | Low Flow Showerhead | 0 | 0.04 | 0.1 | 504.08 | 1 | Honeywell | 2023-07-27 | redacted
Low Income - Power to Save | LI - DUCT | 0 | 0.4 | 0.12 | 775.77 | 1 | Honeywell | 2023-07-27 | redacted
Low Income - Power to Save | LED Lights | 0 | 0 | 0 | 47.6 | 1 | Honeywell | 2023-07-27 | redacted
Low Income - Power to Save | Outdoor Coil Cleaning | 0 | 0.1 | 0 | 275 | 1 | Honeywell | 2023-07-13 | redacted
Low Income - Power to Save | Faucet Aerators | 0 | 0 | 0.02 | 110.58 | 1 | Honeywell | 2023-07-13 | redacted
Low Income - Power to Save | Low Flow Showerhead | 0 | 0.04 | 0.1 | 504.08 | 1 | Honeywell | 2023-07-13 | redacted
Low Income - Power to Save | LED Lights | 0 | 0 | 0 | 47.6 | 1 | Honeywell | 2023-07-13 | redacted
Low Income - Power to Save | Weather Strip/Caulk | 0 | 0.25 | 0.09 | 503.3 | 1 | Honeywell | 2023-07-13 | redacted
Low Income - Power to Save | LED Lights | 0 | 0 | 0 | 47.6 | 1 | Honeywell | 2023-07-13 | redacted
Low Income - Power to Save | Weather Strip/Caulk | 0 | 0.25 | 0.09 | 503.3 | 1 | Honeywell | 2023-07-28 | redacted
Low Income - Power to Save | Faucet Aerators | 0 | 0 | 0.02 | 110.58 | 1 | Honeywell | 2023-07-28 | redacted
Low Income - Power to Save | Low Flow Showerhead | 0 | 0.04 | 0.1 | 504.08 | 1 | Honeywell | 2023-07-28 | redacted
Low Income - Power to Save | LED Lights | 0 | 0 | 0 | 47.6 | 1 | Honeywell | 2023-07-28 | redacted
Low Income - Power to Save | Weather Strip/Caulk | 0 | 0.25 | 0.09 | 503.3 | 1 | Honeywell | 2023-07-13 | redacted
Low Income - Power to Save | Outdoor Coil Cleaning | 0 | 0.1 | 0 | 275 | 1 | Honeywell | 2023-07-13 | redacted
Low Income - Power to Save | HVAC Inspection | 0 | 0.17 | 0 | 268.73 | 1 | Honeywell | 2023-07-13 | redacted
Low Income - Power to Save | Low Flow Showerhead | 0 | 0.04 | 0.1 | 504.08 | 1 | Honeywell | 2023-07-13 | redacted
Low Income - Power to Save | LI - DUCT | 0 | 0.4 | 0.12 | 775.77 | 1 | Honeywell | 2023-07-13 | redacted
Low Income - Power to Save | LED Lights | 0 | 0 | 0 | 47.6 | 1 | Honeywell | 2023-07-13 | redacted
Low Income - Power to Save | Outdoor Coil Cleaning | 0 | 0.1 | 0 | 275 | 1 | Honeywell | 2023-07-12 | redacted
Low Income - Power to Save | Faucet Aerators | 0 | 0 | 0.02 | 110 | 1 | Honeywell | 2023-07-12 | redacted
Low Income - Power to Save | Low Flow Showerhead | 0 | 0.04 | 0.1 | 504 | 1 | Honeywell | 2023-07-12 | redacted
Low Income - Power to Save | LED Lights | 0 | 0 | 0 | 47 | 1 | Honeywell | 2023-07-12 | redacted
Low Income - Power to Save | Outdoor Coil Cleaning | 0 | 0.1 | 0 | 275 | 1 | Honeywell | 2023-07-31 | redacted
Low Income - Power to Save | Faucet Aerators | 0 | 0 | 0.02 | 110.58 | 1 | Honeywell | 2023-07-31 | redacted
Low Income - Power to Save | Low Flow Showerhead | 0 | 0.04 | 0.1 | 504.08 | 1 | Honeywell | 2023-07-31 | redacted
Low Income - Power to Save | LED Lights | 0 | 0 | 0 | 47.6 | 1 | Honeywell | 2023-07-31 | redacted
Low Income - Power to Save | Weather Strip/Caulk | 0 | 0.25 | 0.09 | 503 | 1 | Honeywell | 2023-07-12 | redacted
Low Income - Power to Save | Outdoor Coil Cleaning | 0 | 0.1 | 0 | 275 | 1 | Honeywell | 2023-07-12 | redacted
Low Income - Power to Save | HVAC Inspection | 0 | 0.17 | 0 | 268 | 1 | Honeywell | 2023-07-12 | redacted
Low Income - Power to Save | LI - DUCT | 0 | 0.4 | 0.12 | 775 | 1 | Honeywell | 2023-07-12 | redacted
Low Income - Power to Save | LED Lights | 0 | 0 | 0 | 47 | 1 | Honeywell | 2023-07-12 | redacted
Low Income - Power to Save | Weather Strip/Caulk | 0 | 0.25 | 0.09 | 503.3 | 1 | Honeywell | 2023-07-19 | redacted
Low Income - Power to Save | Outdoor Coil Cleaning | 0 | 0.1 | 0 | 275 | 1 | Honeywell | 2023-07-19 | redacted
Low Income - Power to Save | HVAC Inspection | 0 | 0.17 | 0 | 268.73 | 1 | Honeywell | 2023-07-19 | redacted
Low Income - Power to Save | LI - DUCT | 0 | 0.4 | 0.12 | 775.77 | 1 | Honeywell | 2023-07-19 | redacted
Low Income - Power to Save | LED Lights | 0 | 0 | 0 | 47.6 | 1 | Honeywell | 2023-07-19 | redacted
Low Income - Power to Save | Weather Strip/Caulk | 0 | 0.25 | 0.09 | 503.3 | 1 | Honeywell | 2023-07-27 | redacted
Low Income - Power to Save | Outdoor Coil Cleaning | 0 | 0.1 | 0 | 275 | 1 | Honeywell | 2023-07-27 | redacted
Low Income - Power to Save | HVAC Inspection | 0 | 0.17 | 0 | 268.73 | 1 | Honeywell | 2023-07-27 | redacted
Low Income - Power to Save | Faucet Aerators | 0 | 0 | 0.02 | 110.58 | 1 | Honeywell | 2023-07-27 | redacted
Low Income - Power to Save | Low Flow Showerhead | 0 | 0.04 | 0.1 | 504.08 | 1 | Honeywell | 2023-07-27 | redacted
Low Income - Power to Save | LI - DUCT | 0 | 0.4 | 0.12 | 775.77 | 1 | Honeywell | 2023-07-27 | redacted
Low Income - Power to Save | LED Lights | 0 | 0 | 0 | 47.6 | 1 | Honeywell | 2023-07-27 | redacted
Low Income - Power to Save | Faucet Aerators | 0 | 0 | 0.02 | 110.58 | 1 | Honeywell | 2023-07-13 | redacted
Low Income - Power to Save | Low Flow Showerhead | 0 | 0.04 | 0.1 | 504.08 | 1 | Honeywell | 2023-07-13 | redacted
Low Income - Power to Save | LED Lights | 0 | 0 | 0 | 47.6 | 1 | Honeywell | 2023-07-13 | redacted
Low Income - Power to Save | Weather Strip/Caulk | 0 | 0.25 | 0.09 | 503.3 | 1 | Honeywell | 2023-07-31 | redacted
Low Income - Power to Save | Outdoor Coil Cleaning | 0 | 0.1 | 0 | 275 | 1 | Honeywell | 2023-07-31 | redacted
Low Income - Power to Save | HVAC Inspection | 0 | 0.17 | 0 | 268.73 | 1 | Honeywell | 2023-07-31 | redacted
Low Income - Power to Save | Faucet Aerators | 0 | 0 | 0.02 | 110.58 | 1 | Honeywell | 2023-07-31 | redacted
Low Income - Power to Save | Low Flow Showerhead | 0 | 0.04 | 0.1 | 504.08 | 1 | Honeywell | 2023-07-31 | redacted
Low Income - Power to Save | LED Lights | 0 | 0 | 0 | 47.6 | 1 | Honeywell | 2023-07-31 | redacted
Low Income - Power to Save | Weather Strip/Caulk | 0 | 0.25 | 0.09 | 503.3 | 1 | Honeywell | 2023-07-27 | redacted
Low Income - Power to Save | Outdoor Coil Cleaning | 0 | 0.1 | 0 | 275 | 1 | Honeywell | 2023-07-27 | redacted
Low Income - Power to Save | HVAC Inspection | 0 | 0.17 | 0 | 268.73 | 1 | Honeywell | 2023-07-27 | redacted
Low Income - Power to Save | Faucet Aerators | 0 | 0 | 0.02 | 110.58 | 1 | Honeywell | 2023-07-27 | redacted
Low Income - Power to Save | Low Flow Showerhead | 0 | 0.04 | 0.1 | 504.08 | 1 | Honeywell | 2023-07-27 | redacted
Low Income - Power to Save | LI - DUCT | 0 | 0.4 | 0.12 | 775.77 | 1 | Honeywell | 2023-07-27 | redacted
Low Income - Power to Save | LED Lights | 0 | 0 | 0 | 47.6 | 1 | Honeywell | 2023-07-27 | redacted
Low Income - Power to Save | Weather Strip/Caulk | 0 | 0.25 | 0.09 | 503.3 | 1 | Honeywell | 2023-07-18 | redacted
Low Income - Power to Save | Outdoor Coil Cleaning | 0 | 0.1 | 0 | 275 | 1 | Honeywell | 2023-07-18 | redacted
Low Income - Power to Save | HVAC Inspection | 0 | 0.17 | 0 | 268.73 | 1 | Honeywell | 2023-07-18 | redacted
Low Income - Power to Save | Faucet Aerators | 0 | 0 | 0.02 | 110.58 | 1 | Honeywell | 2023-07-18 | redacted
Low Income - Power to Save | LI - DUCT | 0 | 0.4 | 0.12 | 775.77 | 1 | Honeywell | 2023-07-18 | redacted
Low Income - Power to Save | LED Lights | 0 | 0 | 0 | 47.6 | 1 | Honeywell | 2023-07-18 | redacted
Low Income - Power to Save | Weather Strip/Caulk | 0 | 0.25 | 0.09 | 503.3 | 1 | Honeywell | 2023-07-18 | redacted
Low Income - Power to Save | Outdoor Coil Cleaning | 0 | 0.1 | 0 | 275 | 1 | Honeywell | 2023-07-18 | redacted
Low Income - Power to Save | HVAC Inspection | 0 | 0.17 | 0 | 268.73 | 1 | Honeywell | 2023-07-18 | redacted
Low Income - Power to Save | Faucet Aerators | 0 | 0 | 0.02 | 110.58 | 1 | Honeywell | 2023-07-18 | redacted
Low Income - Power to Save | Low Flow Showerhead | 0 | 0.04 | 0.1 | 504.08 | 1 | Honeywell | 2023-07-18 | redacted
Low Income - Power to Save | LI - DUCT | 0 | 0.4 | 0.12 | 775.77 | 1 | Honeywell | 2023-07-18 | redacted
Low Income - Power to Save | LED Lights | 0 | 0 | 0 | 47.6 | 1 | Honeywell | 2023-07-18 | redacted
Low Income - Power to Save | Weather Strip/Caulk | 0 | 0.25 | 0.09 | 503.3 | 1 | Honeywell | 2023-07-18 | redacted
Low Income - Power to Save | Outdoor Coil Cleaning | 0 | 0.1 | 0 | 275 | 1 | Honeywell | 2023-07-18 | redacted
Low Income - Power to Save | HVAC Inspection | 0 | 0.17 | 0 | 268.73 | 1 | Honeywell | 2023-07-18 | redacted
Low Income - Power to Save | Low Flow Showerhead | 0 | 0.04 | 0.1 | 504.08 | 1 | Honeywell | 2023-07-18 | redacted
Low Income - Power to Save | LI - DUCT | 0 | 0.4 | 0.12 | 775.77 | 1 | Honeywell | 2023-07-18 | redacted
Low Income - Power to Save | LED Lights | 0 | 0 | 0 | 47.6 | 1 | Honeywell | 2023-07-18 | redacted
Low Income - Power to Save | Weather Strip/Caulk | 0 | 0.25 | 0.09 | 503.3 | 1 | Honeywell | 2023-07-13 | redacted
Low Income - Power to Save | Faucet Aerators | 0 | 0 | 0.02 | 110.58 | 1 | Honeywell | 2023-07-13 | redacted
Low Income - Power to Save | Low Flow Showerhead | 0 | 0.04 | 0.1 | 504.08 | 1 | Honeywell | 2023-07-13 | redacted
Low Income - Power to Save | LED Lights | 0 | 0 | 0 | 47.6 | 1 | Honeywell | 2023-07-13 | redacted
Low Income - Power to Save | Weather Strip/Caulk | 0 | 0.25 | 0.09 | 503.3 | 1 | Honeywell | 2023-07-24 | redacted
Low Income - Power to Save | Outdoor Coil Cleaning | 0 | 0.1 | 0 | 275 | 1 | Honeywell | 2023-07-24 | redacted
Low Income - Power to Save | HVAC Inspection | 0 | 0.17 | 0 | 268.73 | 1 | Honeywell | 2023-07-24 | redacted
Low Income - Power to Save | Low Flow Showerhead | 0 | 0.04 | 0.1 | 504.08 | 1 | Honeywell | 2023-07-24 | redacted
Low Income - Power to Save | LI - DUCT | 0 | 0.4 | 0.12 | 775.77 | 1 | Honeywell | 2023-07-24 | redacted
Low Income - Power to Save | LED Lights | 0 | 0 | 0 | 47.6 | 1 | Honeywell | 2023-07-24 | redacted
Low Income - Power to Save | Faucet Aerators | 0 | 0 | 0.02 | 110.58 | 1 | Honeywell | 2023-07-13 | redacted
Low Income - Power to Save | Low Flow Showerhead | 0 | 0.04 | 0.1 | 504.08 | 1 | Honeywell | 2023-07-13 | redacted
Low Income - Power to Save | LED Lights | 0 | 0 | 0 | 47.6 | 1 | Honeywell | 2023-07-13 | redacted
Low Income - Power to Save | Weather Strip/Caulk | 0 | 0.25 | 0.09 | 503.3 | 1 | Honeywell | 2023-07-28 | redacted
Low Income - Power to Save | Outdoor Coil Cleaning | 0 | 0.1 | 0 | 275 | 1 | Honeywell | 2023-07-28 | redacted
Low Income - Power to Save | HVAC Inspection | 0 | 0.17 | 0 | 268.73 | 1 | Honeywell | 2023-07-28 | redacted
Low Income - Power to Save | Faucet Aerators | 0 | 0 | 0.02 | 110.58 | 1 | Honeywell | 2023-07-28 | redacted
Low Income - Power to Save | Low Flow Showerhead | 0 | 0.04 | 0.1 | 504.08 | 1 | Honeywell | 2023-07-28 | redacted
Low Income - Power to Save | LI - DUCT | 0 | 0.4 | 0.12 | 775.77 | 1 | Honeywell | 2023-07-28 | redacted
Low Income - Power to Save | LED Lights | 0 | 0 | 0 | 47.6 | 1 | Honeywell | 2023-07-28 | redacted
Low Income - Power to Save | Low Flow Showerhead | 0 | 0.04 | 0.1 | 504.08 | 1 | Honeywell | 2023-07-13 | redacted
Low Income - Power to Save | LED Lights | 0 | 0 | 0 | 47.6 | 1 | Honeywell | 2023-07-13 | redacted
Low Income - Power to Save | Faucet Aerators | 0 | 0 | 0.02 | 110 | 1 | Honeywell | 2023-07-12 | redacted
Low Income - Power to Save | Low Flow Showerhead | 0 | 0.04 | 0.1 | 504 | 1 | Honeywell | 2023-07-12 | redacted
Low Income - Power to Save | LED Lights | 0 | 0 | 0 | 47 | 1 | Honeywell | 2023-07-12 | redacted
Low Income - Power to Save | Faucet Aerators | 0 | 0 | 0.02 | 110.58 | 1 | Honeywell | 2023-07-26 | redacted
Low Income - Power to Save | Low Flow Showerhead | 0 | 0.04 | 0.1 | 504.08 | 1 | Honeywell | 2023-07-26 | redacted
Low Income - Power to Save | LED Lights | 0 | 0 | 0 | 47.6 | 1 | Honeywell | 2023-07-26 | redacted
Low Income - Power to Save | Weather Strip/Caulk | 0 | 0.25 | 0.09 | 503.3 | 1 | Honeywell | 2023-07-13 | redacted
Low Income - Power to Save | Low Flow Showerhead | 0 | 0.04 | 0.1 | 504.08 | 1 | Honeywell | 2023-07-13 | redacted
Low Income - Power to Save | LED Lights | 0 | 0 | 0 | 47.6 | 1 | Honeywell | 2023-07-13 | redacted
Low Income - Power to Save | Weather Strip/Caulk | 0 | 0.25 | 0.09 | 503.3 | 1 | Honeywell | 2023-07-27 | redacted
Low Income - Power to Save | Outdoor Coil Cleaning | 0 | 0.1 | 0 | 275 | 1 | Honeywell | 2023-07-27 | redacted
Low Income - Power to Save | Faucet Aerators | 0 | 0 | 0.02 | 110.58 | 1 | Honeywell | 2023-07-27 | redacted
Low Income - Power to Save | Low Flow Showerhead | 0 | 0.04 | 0.1 | 504.08 | 1 | Honeywell | 2023-07-27 | redacted
Low Income - Power to Save | LED Lights | 0 | 0 | 0 | 47.6 | 1 | Honeywell | 2023-07-27 | redacted
Low Income - Power to Save | Weather Strip/Caulk | 0 | 0.25 | 0.09 | 503.3 | 1 | Honeywell | 2023-07-18 | redacted
Low Income - Power to Save | Outdoor Coil Cleaning | 0 | 0.1 | 0 | 275 | 1 | Honeywell | 2023-07-18 | redacted
Low Income - Power to Save | HVAC Inspection | 0 | 0.17 | 0 | 268.73 | 1 | Honeywell | 2023-07-18 | redacted
Low Income - Power to Save | Faucet Aerators | 0 | 0 | 0.02 | 110.58 | 1 | Honeywell | 2023-07-18 | redacted
Low Income - Power to Save | LI - DUCT | 0 | 0.4 | 0.12 | 775.77 | 1 | Honeywell | 2023-07-18 | redacted
Low Income - Power to Save | LED Lights | 0 | 0 | 0 | 47.6 | 1 | Honeywell | 2023-07-18 | redacted
Low Income - Power to Save | Weather Strip/Caulk | 0 | 0.25 | 0.09 | 503.3 | 1 | Honeywell | 2023-07-13 | redacted
Low Income - Power to Save | Outdoor Coil Cleaning | 0 | 0.1 | 0 | 275 | 1 | Honeywell | 2023-07-13 | redacted
Low Income - Power to Save | Low Flow Showerhead | 0 | 0.04 | 0.1 | 504.08 | 1 | Honeywell | 2023-07-13 | redacted
Low Income - Power to Save | LED Lights | 0 | 0 | 0 | 47.6 | 1 | Honeywell | 2023-07-13 | redacted
Low Income - Power to Save | Weather Strip/Caulk | 0 | 0.25 | 0.09 | 503.3 | 1 | Honeywell | 2023-07-13 | redacted
Low Income - Power to Save | Pipe Wrap | 0 | 0.01 | 0.03 | 143.65 | 1 | Honeywell | 2023-07-13 | redacted
Low Income - Power to Save | Faucet Aerators | 0 | 0 | 0.02 | 110.58 | 1 | Honeywell | 2023-07-13 | redacted
Low Income - Power to Save | Low Flow Showerhead | 0 | 0.04 | 0.1 | 504.08 | 1 | Honeywell | 2023-07-13 | redacted
Low Income - Power to Save | LED Lights | 0 | 0 | 0 | 47.6 | 1 | Honeywell | 2023-07-13 | redacted
Low Income - Power to Save | Outdoor Coil Cleaning | 0 | 0.1 | 0 | 275 | 1 | Honeywell | 2023-07-27 | redacted
Low Income - Power to Save | Faucet Aerators | 0 | 0 | 0.02 | 110.58 | 1 | Honeywell | 2023-07-27 | redacted
Low Income - Power to Save | Low Flow Showerhead | 0 | 0.04 | 0.1 | 504.08 | 1 | Honeywell | 2023-07-27 | redacted
Low Income - Power to Save | LED Lights | 0 | 0 | 0 | 47.6 | 1 | Honeywell | 2023-07-27 | redacted
Low Income - Power to Save | Weather Strip/Caulk | 0 | 0.25 | 0.09 | 503.3 | 1 | Honeywell | 2023-07-31 | redacted
Low Income - Power to Save | Faucet Aerators | 0 | 0 | 0.02 | 110.58 | 1 | Honeywell | 2023-07-31 | redacted
Low Income - Power to Save | Low Flow Showerhead | 0 | 0.04 | 0.1 | 504.08 | 1 | Honeywell | 2023-07-31 | redacted
Low Income - Power to Save | LED Lights | 0 | 0 | 0 | 47.6 | 1 | Honeywell | 2023-07-31 | redacted
Low Income - Power to Save | Outdoor Coil Cleaning | 0 | 0.1 | 0 | 275 | 1 | Honeywell | 2023-07-24 | redacted
Low Income - Power to Save | Faucet Aerators | 0 | 0 | 0.02 | 110.58 | 1 | Honeywell | 2023-07-24 | redacted
Low Income - Power to Save | Low Flow Showerhead | 0 | 0.04 | 0.1 | 504.08 | 1 | Honeywell | 2023-07-24 | redacted
Low Income - Power to Save | LED Lights | 0 | 0 | 0 | 47.6 | 1 | Honeywell | 2023-07-24 | redacted
Low Income - Power to Save | Outdoor Coil Cleaning | 0 | 0.1 | 0 | 275 | 1 | Honeywell | 2023-07-27 | redacted
Low Income - Power to Save | Faucet Aerators | 0 | 0 | 0.02 | 110.58 | 1 | Honeywell | 2023-07-27 | redacted
Low Income - Power to Save | Low Flow Showerhead | 0 | 0.04 | 0.1 | 504.08 | 1 | Honeywell | 2023-07-27 | redacted
Low Income - Power to Save | LED Lights | 0 | 0 | 0 | 47.6 | 1 | Honeywell | 2023-07-27 | redacted
Low Income - Power to Save | Weather Strip/Caulk | 0 | 0.25 | 0.09 | 503.3 | 1 | Honeywell | 2023-07-18 | redacted
Low Income - Power to Save | Outdoor Coil Cleaning | 0 | 0.1 | 0 | 275 | 1 | Honeywell | 2023-07-18 | redacted
Low Income - Power to Save | HVAC Inspection | 0 | 0.17 | 0 | 268.73 | 1 | Honeywell | 2023-07-18 | redacted
Low Income - Power to Save | Low Flow Showerhead | 0 | 0.04 | 0.1 | 504.08 | 1 | Honeywell | 2023-07-18 | redacted
Low Income - Power to Save | LI - DUCT | 0 | 0.4 | 0.12 | 775.77 | 1 | Honeywell | 2023-07-18 | redacted
Low Income - Power to Save | LED Lights | 0 | 0 | 0 | 47.6 | 1 | Honeywell | 2023-07-18 | redacted
Low Income - Power to Save | Weather Strip/Caulk | 0 | 0.25 | 0.09 | 503.3 | 1 | Honeywell | 2023-07-13 | redacted
Low Income - Power to Save | Pipe Wrap | 0 | 0.01 | 0.03 | 143.65 | 1 | Honeywell | 2023-07-13 | redacted
Low Income - Power to Save | Low Flow Showerhead | 0 | 0.04 | 0.1 | 504.08 | 1 | Honeywell | 2023-07-13 | redacted
Low Income - Power to Save | LED Lights | 0 | 0 | 0 | 47.6 | 1 | Honeywell | 2023-07-13 | redacted
Low Income - Power to Save | Weather Strip/Caulk | 0 | 0.25 | 0.09 | 503.3 | 1 | Honeywell | 2023-07-18 | redacted
Low Income - Power to Save | Pipe Wrap | 0 | 0.01 | 0.03 | 143.65 | 1 | Honeywell | 2023-07-18 | redacted
Low Income - Power to Save | Outdoor Coil Cleaning | 0 | 0.1 | 0 | 275 | 1 | Honeywell | 2023-07-18 | redacted
Low Income - Power to Save | HVAC Inspection | 0 | 0.17 | 0 | 268.73 | 1 | Honeywell | 2023-07-18 | redacted
Low Income - Power to Save | LED Lights | 0 | 0 | 0 | 47.6 | 1 | Honeywell | 2023-07-18 | redacted
Low Income - Power to Save | Weather Strip/Caulk | 0 | 0.25 | 0.09 | 503.3 | 1 | Honeywell | 2023-07-18 | redacted
Low Income - Power to Save | Outdoor Coil Cleaning | 0 | 0.1 | 0 | 275 | 1 | Honeywell | 2023-07-18 | redacted
Low Income - Power to Save | HVAC Inspection | 0 | 0.17 | 0 | 268.73 | 1 | Honeywell | 2023-07-18 | redacted
Low Income - Power to Save | Low Flow Showerhead | 0 | 0.04 | 0.1 | 504.08 | 1 | Honeywell | 2023-07-18 | redacted
Low Income - Power to Save | LI - DUCT | 0 | 0.4 | 0.12 | 775.77 | 1 | Honeywell | 2023-07-18 | redacted
Low Income - Power to Save | LED Lights | 0 | 0 | 0 | 47.6 | 1 | Honeywell | 2023-07-18 | redacted
Low Income - Power to Save | Weather Strip/Caulk | 0 | 0.25 | 0.09 | 503.3 | 1 | Honeywell | 2023-07-31 | redacted
Low Income - Power to Save | Outdoor Coil Cleaning | 0 | 0.1 | 0 | 275 | 1 | Honeywell | 2023-07-31 | redacted
Low Income - Power to Save | HVAC Inspection | 0 | 0.17 | 0 | 268.73 | 1 | Honeywell | 2023-07-31 | redacted
Low Income - Power to Save | Faucet Aerators | 0 | 0 | 0.02 | 110.58 | 1 | Honeywell | 2023-07-31 | redacted
Low Income - Power to Save | Low Flow Showerhead | 0 | 0.04 | 0.1 | 504.08 | 1 | Honeywell | 2023-07-31 | redacted
Low Income - Power to Save | LI - DUCT | 0 | 0.4 | 0.12 | 775.77 | 1 | Honeywell | 2023-07-31 | redacted
Low Income - Power to Save | LED Lights | 0 | 0 | 0 | 47.6 | 1 | Honeywell | 2023-07-31 | redacted
Low Income - Power to Save | Weather Strip/Caulk | 0 | 0.25 | 0.09 | 503.3 | 1 | Honeywell | 2023-07-18 | redacted
Low Income - Power to Save | Outdoor Coil Cleaning | 0 | 0.1 | 0 | 275 | 1 | Honeywell | 2023-07-18 | redacted
Low Income - Power to Save | HVAC Inspection | 0 | 0.17 | 0 | 268.73 | 1 | Honeywell | 2023-07-18 | redacted
Low Income - Power to Save | Faucet Aerators | 0 | 0 | 0.02 | 110.58 | 1 | Honeywell | 2023-07-18 | redacted
Low Income - Power to Save | Low Flow Showerhead | 0 | 0.04 | 0.1 | 504.08 | 1 | Honeywell | 2023-07-18 | redacted
Low Income - Power to Save | LI - DUCT | 0 | 0.4 | 0.12 | 775.77 | 1 | Honeywell | 2023-07-18 | redacted
Low Income - Power to Save | LED Lights | 0 | 0 | 0 | 47.6 | 1 | Honeywell | 2023-07-18 | redacted
Low Income - Power to Save | Weather Strip/Caulk | 0 | 0.25 | 0.09 | 503.3 | 1 | Honeywell | 2023-07-27 | redacted
Low Income - Power to Save | Outdoor Coil Cleaning | 0 | 0.1 | 0 | 275 | 1 | Honeywell | 2023-07-27 | redacted
Low Income - Power to Save | HVAC Inspection | 0 | 0.17 | 0 | 268.73 | 1 | Honeywell | 2023-07-27 | redacted
Low Income - Power to Save | Faucet Aerators | 0 | 0 | 0.02 | 110.58 | 1 | Honeywell | 2023-07-27 | redacted
Low Income - Power to Save | Low Flow Showerhead | 0 | 0.04 | 0.1 | 504.08 | 1 | Honeywell | 2023-07-27 | redacted
Low Income - Power to Save | LI - DUCT | 0 | 0.4 | 0.12 | 775.77 | 1 | Honeywell | 2023-07-27 | redacted
Low Income - Power to Save | LED Lights | 0 | 0 | 0 | 47.6 | 1 | Honeywell | 2023-07-27 | redacted
Low Income - Power to Save | Outdoor Coil Cleaning | 0 | 0.1 | 0 | 275 | 1 | Honeywell | 2023-07-27 | redacted
Low Income - Power to Save | Faucet Aerators | 0 | 0 | 0.02 | 110.58 | 1 | Honeywell | 2023-07-27 | redacted
Low Income - Power to Save | Low Flow Showerhead | 0 | 0.04 | 0.1 | 504.08 | 1 | Honeywell | 2023-07-27 | redacted
Low Income - Power to Save | LED Lights | 0 | 0 | 0 | 47.6 | 1 | Honeywell | 2023-07-27 | redacted
Low Income - Power to Save | Weather Strip/Caulk | 0 | 0.25 | 0.09 | 503 | 1 | Honeywell | 2023-07-10 | redacted
Low Income - Power to Save | Faucet Aerators | 0 | 0 | 0.02 | 110 | 1 | Honeywell | 2023-07-10 | redacted
Low Income - Power to Save | Low Flow Showerhead | 0 | 0.04 | 0.1 | 504 | 1 | Honeywell | 2023-07-10 | redacted
Low Income - Power to Save | LED Lights | 0 | 0 | 0 | 47 | 1 | Honeywell | 2023-07-10 | redacted
Low Income - Power to Save | Weather Strip/Caulk | 0 | 0.25 | 0.09 | 503.3 | 1 | Honeywell | 2023-07-31 | redacted
Low Income - Power to Save | Outdoor Coil Cleaning | 0 | 0.1 | 0 | 275 | 1 | Honeywell | 2023-07-31 | redacted
Low Income - Power to Save | Faucet Aerators | 0 | 0 | 0.02 | 110.58 | 1 | Honeywell | 2023-07-31 | redacted
Low Income - Power to Save | Low Flow Showerhead | 0 | 0.04 | 0.1 | 504.08 | 1 | Honeywell | 2023-07-31 | redacted
Low Income - Power to Save | LED Lights | 0 | 0 | 0 | 47.6 | 1 | Honeywell | 2023-07-31 | redacted
Low Income - Power to Save | Faucet Aerators | 0 | 0 | 0.02 | 110 | 1 | Honeywell | 2023-07-12 | redacted
Low Income - Power to Save | Low Flow Showerhead | 0 | 0.04 | 0.1 | 504 | 1 | Honeywell | 2023-07-12 | redacted
Low Income - Power to Save | LED Lights | 0 | 0 | 0 | 47 | 1 | Honeywell | 2023-07-12 | redacted
Low Income - Power to Save | Weather Strip/Caulk | 0 | 0.25 | 0.09 | 503 | 1 | Honeywell | 2023-07-12 | redacted
Low Income - Power to Save | Faucet Aerators | 0 | 0 | 0.02 | 110 | 1 | Honeywell | 2023-07-12 | redacted
Low Income - Power to Save | Low Flow Showerhead | 0 | 0.04 | 0.1 | 504 | 1 | Honeywell | 2023-07-12 | redacted
Low Income - Power to Save | LED Lights | 0 | 0 | 0 | 47 | 1 | Honeywell | 2023-07-12 | redacted
Low Income - Power to Save | Weather Strip/Caulk | 0 | 0.25 | 0.09 | 503.3 | 1 | Honeywell | 2023-07-20 | redacted
Low Income - Power to Save | Outdoor Coil Cleaning | 0 | 0.1 | 0 | 275 | 1 | Honeywell | 2023-07-20 | redacted
Low Income - Power to Save | HVAC Inspection | 0 | 0.17 | 0 | 268.73 | 1 | Honeywell | 2023-07-20 | redacted
Low Income - Power to Save | Low Flow Showerhead | 0 | 0.04 | 0.1 | 504.08 | 1 | Honeywell | 2023-07-20 | redacted
Low Income - Power to Save | LI - DUCT | 0 | 0.4 | 0.12 | 775.77 | 1 | Honeywell | 2023-07-20 | redacted
Low Income - Power to Save | LED Lights | 0 | 0 | 0 | 47.6 | 1 | Honeywell | 2023-07-20 | redacted
Low Income - Power to Save | Weather Strip/Caulk | 0 | 0.25 | 0.09 | 503.3 | 1 | Honeywell | 2023-07-31 | redacted
Low Income - Power to Save | Outdoor Coil Cleaning | 0 | 0.1 | 0 | 275 | 1 | Honeywell | 2023-07-31 | redacted
Low Income - Power to Save | HVAC Inspection | 0 | 0.17 | 0 | 268.73 | 1 | Honeywell | 2023-07-31 | redacted
Low Income - Power to Save | Faucet Aerators | 0 | 0 | 0.02 | 110.58 | 1 | Honeywell | 2023-07-31 | redacted
Low Income - Power to Save | Low Flow Showerhead | 0 | 0.04 | 0.1 | 504.08 | 1 | Honeywell | 2023-07-31 | redacted
Low Income - Power to Save | LED Lights | 0 | 0 | 0 | 47.6 | 1 | Honeywell | 2023-07-31 | redacted
Low Income - Power to Save | Weather Strip/Caulk | 0 | 0.25 | 0.09 | 503.3 | 1 | Honeywell | 2023-07-19 | redacted
Low Income - Power to Save | Outdoor Coil Cleaning | 0 | 0.1 | 0 | 275 | 1 | Honeywell | 2023-07-19 | redacted
Low Income - Power to Save | HVAC Inspection | 0 | 0.17 | 0 | 268.73 | 1 | Honeywell | 2023-07-19 | redacted
Low Income - Power to Save | Low Flow Showerhead | 0 | 0.04 | 0.1 | 504.08 | 1 | Honeywell | 2023-07-19 | redacted
Low Income - Power to Save | LI - DUCT | 0 | 0.4 | 0.12 | 775.77 | 1 | Honeywell | 2023-07-19 | redacted
Low Income - Power to Save | LED Lights | 0 | 0 | 0 | 47.6 | 1 | Honeywell | 2023-07-19 | redacted
Low Income - Power to Save | Weather Strip/Caulk | 0 | 0.25 | 0.09 | 503.3 | 1 | Honeywell | 2023-07-31 | redacted
Low Income - Power to Save | Faucet Aerators | 0 | 0 | 0.02 | 110.58 | 1 | Honeywell | 2023-07-31 | redacted
Low Income - Power to Save | Low Flow Showerhead | 0 | 0.04 | 0.1 | 504.08 | 1 | Honeywell | 2023-07-31 | redacted
Low Income - Power to Save | LED Lights | 0 | 0 | 0 | 47.6 | 1 | Honeywell | 2023-07-31 | redacted
Low Income - Power to Save | Weather Strip/Caulk | 0 | 0.25 | 0.09 | 503.3 | 1 | Honeywell | 2023-07-31 | redacted
Low Income - Power to Save | Outdoor Coil Cleaning | 0 | 0.1 | 0 | 275 | 1 | Honeywell | 2023-07-31 | redacted
Low Income - Power to Save | HVAC Inspection | 0 | 0.17 | 0 | 268.73 | 1 | Honeywell | 2023-07-31 | redacted
Low Income - Power to Save | Faucet Aerators | 0 | 0 | 0.02 | 110.58 | 1 | Honeywell | 2023-07-31 | redacted
Low Income - Power to Save | Low Flow Showerhead | 0 | 0.04 | 0.1 | 504.08 | 1 | Honeywell | 2023-07-31 | redacted
Low Income - Power to Save | LI - DUCT | 0 | 0.4 | 0.12 | 775.77 | 1 | Honeywell | 2023-07-31 | redacted
Low Income - Power to Save | LED Lights | 0 | 0 | 0 | 47.6 | 1 | Honeywell | 2023-07-31 | redacted
Low Income - Power to Save | Weather Strip/Caulk | 0 | 0.25 | 0.09 | 503.3 | 1 | Honeywell | 2023-07-14 | redacted
Low Income - Power to Save | Pipe Wrap | 0 | 0.01 | 0.03 | 143.65 | 1 | Honeywell | 2023-07-14 | redacted
Low Income - Power to Save | Faucet Aerators | 0 | 0 | 0.02 | 110.58 | 1 | Honeywell | 2023-07-14 | redacted
Low Income - Power to Save | Low Flow Showerhead | 0 | 0.04 | 0.1 | 504.08 | 1 | Honeywell | 2023-07-14 | redacted
Low Income - Power to Save | LED Lights | 0 | 0 | 0 | 47.6 | 1 | Honeywell | 2023-07-14 | redacted
Low Income - Power to Save | Weather Strip/Caulk | 0 | 0.25 | 0.09 | 503.3 | 1 | Honeywell | 2023-07-28 | redacted
Low Income - Power to Save | Outdoor Coil Cleaning | 0 | 0.1 | 0 | 275 | 1 | Honeywell | 2023-07-28 | redacted
Low Income - Power to Save | HVAC Inspection | 0 | 0.17 | 0 | 268.73 | 1 | Honeywell | 2023-07-28 | redacted
Low Income - Power to Save | Faucet Aerators | 0 | 0 | 0.02 | 110.58 | 1 | Honeywell | 2023-07-28 | redacted
Low Income - Power to Save | Low Flow Showerhead | 0 | 0.04 | 0.1 | 504.08 | 1 | Honeywell | 2023-07-28 | redacted
Low Income - Power to Save | LI - DUCT | 0 | 0.4 | 0.12 | 775.77 | 1 | Honeywell | 2023-07-28 | redacted
Low Income - Power to Save | LED Lights | 0 | 0 | 0 | 47.6 | 1 | Honeywell | 2023-07-28 | redacted
Low Income - Power to Save | Weather Strip/Caulk | 0 | 0.25 | 0.09 | 503.3 | 1 | Honeywell | 2023-07-20 | redacted
Low Income - Power to Save | Outdoor Coil Cleaning | 0 | 0.1 | 0 | 275 | 1 | Honeywell | 2023-07-20 | redacted
Low Income - Power to Save | HVAC Inspection | 0 | 0.17 | 0 | 268.73 | 1 | Honeywell | 2023-07-20 | redacted
Low Income - Power to Save | Low Flow Showerhead | 0 | 0.04 | 0.1 | 504.08 | 1 | Honeywell | 2023-07-20 | redacted
Low Income - Power to Save | LI - DUCT | 0 | 0.4 | 0.12 | 775.77 | 1 | Honeywell | 2023-07-20 | redacted
Low Income - Power to Save | LED Lights | 0 | 0 | 0 | 47.6 | 1 | Honeywell | 2023-07-20 | redacted
Low Income - Power to Save | Weather Strip/Caulk | 0 | 0.25 | 0.09 | 503.3 | 1 | Honeywell | 2023-07-14 | redacted
Low Income - Power to Save | Pipe Wrap | 0 | 0.01 | 0.03 | 143.65 | 1 | Honeywell | 2023-07-14 | redacted
Low Income - Power to Save | Low Flow Showerhead | 0 | 0.04 | 0.1 | 504.08 | 1 | Honeywell | 2023-07-14 | redacted
Low Income - Power to Save | LED Lights | 0 | 0 | 0 | 47.6 | 1 | Honeywell | 2023-07-14 | redacted
Low Income - Power to Save | Weather Strip/Caulk | 0 | 0.25 | 0.09 | 503.3 | 1 | Honeywell | 2023-07-27 | redacted
Low Income - Power to Save | Outdoor Coil Cleaning | 0 | 0.1 | 0 | 275 | 1 | Honeywell | 2023-07-27 | redacted
Low Income - Power to Save | HVAC Inspection | 0 | 0.17 | 0 | 268.73 | 1 | Honeywell | 2023-07-27 | redacted
Low Income - Power to Save | Low Flow Showerhead | 0 | 0.04 | 0.1 | 504.08 | 1 | Honeywell | 2023-07-27 | redacted
Low Income - Power to Save | LI - DUCT | 0 | 0.4 | 0.12 | 775.77 | 1 | Honeywell | 2023-07-27 | redacted
Low Income - Power to Save | LED Lights | 0 | 0 | 0 | 47.6 | 1 | Honeywell | 2023-07-27 | redacted
Low Income - Power to Save | Weather Strip/Caulk | 0 | 0.25 | 0.09 | 503.3 | 1 | Honeywell | 2023-07-18 | redacted
Low Income - Power to Save | Outdoor Coil Cleaning | 0 | 0.1 | 0 | 275 | 1 | Honeywell | 2023-07-18 | redacted
Low Income - Power to Save | HVAC Inspection | 0 | 0.17 | 0 | 268.73 | 1 | Honeywell | 2023-07-18 | redacted
Low Income - Power to Save | Low Flow Showerhead | 0 | 0.04 | 0.1 | 504.08 | 1 | Honeywell | 2023-07-18 | redacted
Low Income - Power to Save | LI - DUCT | 0 | 0.4 | 0.12 | 775.77 | 1 | Honeywell | 2023-07-18 | redacted
Low Income - Power to Save | LED Lights | 0 | 0 | 0 | 47.6 | 1 | Honeywell | 2023-07-18 | redacted
Low Income - Power to Save | Weather Strip/Caulk | 0 | 0.25 | 0.09 | 503.3 | 1 | Honeywell | 2023-07-24 | redacted
Low Income - Power to Save | Outdoor Coil Cleaning | 0 | 0.1 | 0 | 275 | 1 | Honeywell | 2023-07-24 | redacted
Low Income - Power to Save | HVAC Inspection | 0 | 0.17 | 0 | 268.73 | 1 | Honeywell | 2023-07-24 | redacted
Low Income - Power to Save | Faucet Aerators | 0 | 0 | 0.02 | 110.58 | 1 | Honeywell | 2023-07-24 | redacted
Low Income - Power to Save | Low Flow Showerhead | 0 | 0.04 | 0.1 | 504.08 | 1 | Honeywell | 2023-07-24 | redacted
Low Income - Power to Save | LI - DUCT | 0 | 0.4 | 0.12 | 775.77 | 1 | Honeywell | 2023-07-24 | redacted
Low Income - Power to Save | LED Lights | 0 | 0 | 0 | 47.6 | 1 | Honeywell | 2023-07-24 | redacted
Low Income - Power to Save | Weather Strip/Caulk | 0 | 0.25 | 0.09 | 503 | 1 | Honeywell | 2023-07-10 | redacted
Low Income - Power to Save | Outdoor Coil Cleaning | 0 | 0.1 | 0 | 275 | 1 | Honeywell | 2023-07-10 | redacted
Low Income - Power to Save | HVAC Inspection | 0 | 0.17 | 0 | 268 | 1 | Honeywell | 2023-07-10 | redacted
Low Income - Power to Save | Faucet Aerators | 0 | 0 | 0.02 | 110 | 1 | Honeywell | 2023-07-10 | redacted
Low Income - Power to Save | Low Flow Showerhead | 0 | 0.04 | 0.1 | 504 | 1 | Honeywell | 2023-07-10 | redacted
Low Income - Power to Save | LI - DUCT | 0 | 0.4 | 0.12 | 775 | 1 | Honeywell | 2023-07-10 | redacted
Low Income - Power to Save | LED Lights | 0 | 0 | 0 | 47 | 1 | Honeywell | 2023-07-10 | redacted
Low Income - Power to Save | Outdoor Coil Cleaning | 0 | 0.1 | 0 | 275 | 1 | Honeywell | 2023-07-13 | redacted
Low Income - Power to Save | LED Lights | 0 | 0 | 0 | 47.6 | 1 | Honeywell | 2023-07-13 | redacted
Low Income - Power to Save | Weather Strip/Caulk | 0 | 0.25 | 0.09 | 503.3 | 1 | Honeywell | 2023-07-31 | redacted
Low Income - Power to Save | Outdoor Coil Cleaning | 0 | 0.1 | 0 | 275 | 1 | Honeywell | 2023-07-31 | redacted
Low Income - Power to Save | HVAC Inspection | 0 | 0.17 | 0 | 268.73 | 1 | Honeywell | 2023-07-31 | redacted
Low Income - Power to Save | Faucet Aerators | 0 | 0 | 0.02 | 110.58 | 1 | Honeywell | 2023-07-31 | redacted
Low Income - Power to Save | Low Flow Showerhead | 0 | 0.04 | 0.1 | 504.08 | 1 | Honeywell | 2023-07-31 | redacted
Low Income - Power to Save | LI - DUCT | 0 | 0.4 | 0.12 | 775.77 | 1 | Honeywell | 2023-07-31 | redacted
Low Income - Power to Save | LED Lights | 0 | 0 | 0 | 47.6 | 1 | Honeywell | 2023-07-31 | redacted
Low Income - Power to Save | Outdoor Coil Cleaning | 0 | 0.1 | 0 | 275 | 1 | Honeywell | 2023-07-31 | redacted
Low Income - Power to Save | Faucet Aerators | 0 | 0 | 0.02 | 110.58 | 1 | Honeywell | 2023-07-31 | redacted
Low Income - Power to Save | Low Flow Showerhead | 0 | 0.04 | 0.1 | 504.08 | 1 | Honeywell | 2023-07-31 | redacted
Low Income - Power to Save | LED Lights | 0 | 0 | 0 | 47.6 | 1 | Honeywell | 2023-07-31 | redacted
Low Income - Power to Save | Weather Strip/Caulk | 0 | 0.25 | 0.09 | 503.3 | 1 | Honeywell | 2023-07-28 | redacted
Low Income - Power to Save | Outdoor Coil Cleaning | 0 | 0.1 | 0 | 275 | 1 | Honeywell | 2023-07-28 | redacted
Low Income - Power to Save | HVAC Inspection | 0 | 0.17 | 0 | 268.73 | 1 | Honeywell | 2023-07-28 | redacted
Low Income - Power to Save | Faucet Aerators | 0 | 0 | 0.02 | 110.58 | 1 | Honeywell | 2023-07-28 | redacted
Low Income - Power to Save | Low Flow Showerhead | 0 | 0.04 | 0.1 | 504.08 | 1 | Honeywell | 2023-07-28 | redacted
Low Income - Power to Save | LI - DUCT | 0 | 0.4 | 0.12 | 775.77 | 1 | Honeywell | 2023-07-28 | redacted
Low Income - Power to Save | LED Lights | 0 | 0 | 0 | 47.6 | 1 | Honeywell | 2023-07-28 | redacted
Low Income - Power to Save | Weather Strip/Caulk | 0 | 0.25 | 0.09 | 503.3 | 1 | Honeywell | 2023-07-13 | redacted
Low Income - Power to Save | Outdoor Coil Cleaning | 0 | 0.1 | 0 | 275 | 1 | Honeywell | 2023-07-13 | redacted
Low Income - Power to Save | HVAC Inspection | 0 | 0.17 | 0 | 268.73 | 1 | Honeywell | 2023-07-13 | redacted
Low Income - Power to Save | Low Flow Showerhead | 0 | 0.04 | 0.1 | 504.08 | 1 | Honeywell | 2023-07-13 | redacted
Low Income - Power to Save | LI - DUCT | 0 | 0.4 | 0.12 | 775.77 | 1 | Honeywell | 2023-07-13 | redacted
Low Income - Power to Save | LED Lights | 0 | 0 | 0 | 47.6 | 1 | Honeywell | 2023-07-13 | redacted
Low Income - Power to Save | Weather Strip/Caulk | 0 | 0.25 | 0.09 | 503 | 1 | Honeywell | 2023-07-12 | redacted
Low Income - Power to Save | Low Flow Showerhead | 0 | 0.04 | 0.1 | 504 | 1 | Honeywell | 2023-07-12 | redacted
Low Income - Power to Save | LED Lights | 0 | 0 | 0 | 47 | 1 | Honeywell | 2023-07-12 | redacted
Low Income - Power to Save | Weather Strip/Caulk | 0 | 0.25 | 0.09 | 503.3 | 1 | Honeywell | 2023-07-13 | redacted
Low Income - Power to Save | Pipe Wrap | 0 | 0.01 | 0.03 | 143.65 | 1 | Honeywell | 2023-07-13 | redacted
Low Income - Power to Save | Faucet Aerators | 0 | 0 | 0.02 | 110.58 | 1 | Honeywell | 2023-07-13 | redacted
Low Income - Power to Save | Low Flow Showerhead | 0 | 0.04 | 0.1 | 504.08 | 1 | Honeywell | 2023-07-13 | redacted
Low Income - Power to Save | LED Lights | 0 | 0 | 0 | 47.6 | 1 | Honeywell | 2023-07-13 | redacted
Low Income - Power to Save | Weather Strip/Caulk | 0 | 0.25 | 0.09 | 503.3 | 1 | Honeywell | 2023-07-13 | redacted
Low Income - Power to Save | Pipe Wrap | 0 | 0.01 | 0.03 | 143.65 | 1 | Honeywell | 2023-07-13 | redacted
Low Income - Power to Save | Low Flow Showerhead | 0 | 0.04 | 0.1 | 504.08 | 1 | Honeywell | 2023-07-13 | redacted
Low Income - Power to Save | LED Lights | 0 | 0 | 0 | 47.6 | 1 | Honeywell | 2023-07-13 | redacted
Low Income - Power to Save | Weather Strip/Caulk | 0 | 0.25 | 0.09 | 503.3 | 1 | Honeywell | 2023-07-18 | redacted
Low Income - Power to Save | Outdoor Coil Cleaning | 0 | 0.1 | 0 | 275 | 1 | Honeywell | 2023-07-18 | redacted
Low Income - Power to Save | HVAC Inspection | 0 | 0.17 | 0 | 268.73 | 1 | Honeywell | 2023-07-18 | redacted
Low Income - Power to Save | Low Flow Showerhead | 0 | 0.04 | 0.1 | 504.08 | 1 | Honeywell | 2023-07-18 | redacted
Low Income - Power to Save | LED Lights | 0 | 0 | 0 | 47.6 | 1 | Honeywell | 2023-07-18 | redacted
Low Income - Power to Save | Weather Strip/Caulk | 0 | 0.25 | 0.09 | 503.3 | 1 | Honeywell | 2023-07-13 | redacted
Low Income - Power to Save | Pipe Wrap | 0 | 0.01 | 0.03 | 143.65 | 1 | Honeywell | 2023-07-13 | redacted
Low Income - Power to Save | Low Flow Showerhead | 0 | 0.04 | 0.1 | 504.08 | 1 | Honeywell | 2023-07-13 | redacted
Low Income - Power to Save | LED Lights | 0 | 0 | 0 | 47.6 | 1 | Honeywell | 2023-07-13 | redacted
Low Income - Power to Save | Weather Strip/Caulk | 0 | 0.25 | 0.09 | 503 | 1 | Honeywell | 2023-07-12 | redacted
Low Income - Power to Save | Pipe Wrap | 0 | 0.01 | 0.03 | 143 | 1 | Honeywell | 2023-07-12 | redacted
Low Income - Power to Save | Faucet Aerators | 0 | 0 | 0.02 | 110 | 1 | Honeywell | 2023-07-12 | redacted
Low Income - Power to Save | Low Flow Showerhead | 0 | 0.04 | 0.1 | 504 | 1 | Honeywell | 2023-07-12 | redacted
Low Income - Power to Save | LED Lights | 0 | 0 | 0 | 47 | 1 | Honeywell | 2023-07-12 | redacted
Low Income - Power to Save | Weather Strip/Caulk | 0 | 0.25 | 0.09 | 503.3 | 1 | Honeywell | 2023-07-24 | redacted
Low Income - Power to Save | Pipe Wrap | 0 | 0.01 | 0.03 | 143.65 | 1 | Honeywell | 2023-07-24 | redacted
Low Income - Power to Save | Outdoor Coil Cleaning | 0 | 0.1 | 0 | 275 | 1 | Honeywell | 2023-07-24 | redacted
Low Income - Power to Save | HVAC Inspection | 0 | 0.17 | 0 | 268.73 | 1 | Honeywell | 2023-07-24 | redacted
Low Income - Power to Save | Faucet Aerators | 0 | 0 | 0.02 | 110.58 | 1 | Honeywell | 2023-07-24 | redacted
Low Income - Power to Save | Low Flow Showerhead | 0 | 0.04 | 0.1 | 504.08 | 1 | Honeywell | 2023-07-24 | redacted
Low Income - Power to Save | LI - DUCT | 0 | 0.4 | 0.12 | 775.77 | 1 | Honeywell | 2023-07-24 | redacted
Low Income - Power to Save | LED Lights | 0 | 0 | 0 | 47.6 | 1 | Honeywell | 2023-07-24 | redacted
Low Income - Power to Save | Weather Strip/Caulk | 0 | 0.25 | 0.09 | 503.3 | 1 | Honeywell | 2023-07-13 | redacted
Low Income - Power to Save | Outdoor Coil Cleaning | 0 | 0.1 | 0 | 275 | 1 | Honeywell | 2023-07-13 | redacted
Low Income - Power to Save | Faucet Aerators | 0 | 0 | 0.02 | 110.58 | 1 | Honeywell | 2023-07-13 | redacted
Low Income - Power to Save | Low Flow Showerhead | 0 | 0.04 | 0.1 | 504.08 | 1 | Honeywell | 2023-07-13 | redacted
Low Income - Power to Save | LED Lights | 0 | 0 | 0 | 47.6 | 1 | Honeywell | 2023-07-13 | redacted
Low Income - Power to Save | Faucet Aerators | 0 | 0 | 0.02 | 110.58 | 1 | Honeywell | 2023-07-28 | redacted
Low Income - Power to Save | Low Flow Showerhead | 0 | 0.04 | 0.1 | 504.08 | 1 | Honeywell | 2023-07-28 | redacted
Low Income - Power to Save | LED Lights | 0 | 0 | 0 | 47.6 | 1 | Honeywell | 2023-07-28 | redacted
Low Income - Power to Save | Weather Strip/Caulk | 0 | 0.25 | 0.09 | 503.3 | 1 | Honeywell | 2023-07-19 | redacted
Low Income - Power to Save | Outdoor Coil Cleaning | 0 | 0.1 | 0 | 275 | 1 | Honeywell | 2023-07-19 | redacted
Low Income - Power to Save | HVAC Inspection | 0 | 0.17 | 0 | 268.73 | 1 | Honeywell | 2023-07-19 | redacted
Low Income - Power to Save | Low Flow Showerhead | 0 | 0.04 | 0.1 | 504.08 | 1 | Honeywell | 2023-07-19 | redacted
Low Income - Power to Save | LI - DUCT | 0 | 0.4 | 0.12 | 775.77 | 1 | Honeywell | 2023-07-19 | redacted
Low Income - Power to Save | LED Lights | 0 | 0 | 0 | 47.6 | 1 | Honeywell | 2023-07-19 | redacted
Low Income - Power to Save | Weather Strip/Caulk | 0 | 0.25 | 0.09 | 503.3 | 1 | Honeywell | 2023-07-31 | redacted
Low Income - Power to Save | Outdoor Coil Cleaning | 0 | 0.1 | 0 | 275 | 1 | Honeywell | 2023-07-31 | redacted
Low Income - Power to Save | HVAC Inspection | 0 | 0.17 | 0 | 268.73 | 1 | Honeywell | 2023-07-31 | redacted
Low Income - Power to Save | LED Lights | 0 | 0 | 0 | 47.6 | 1 | Honeywell | 2023-07-31 | redacted
Low Income - Power to Save | Weather Strip/Caulk | 0 | 0.25 | 0.09 | 503.3 | 1 | Honeywell | 2023-07-28 | redacted
Low Income - Power to Save | Faucet Aerators | 0 | 0 | 0.02 | 110.58 | 1 | Honeywell | 2023-07-28 | redacted
Low Income - Power to Save | Low Flow Showerhead | 0 | 0.04 | 0.1 | 504.08 | 1 | Honeywell | 2023-07-28 | redacted
Low Income - Power to Save | LED Lights | 0 | 0 | 0 | 47.6 | 1 | Honeywell | 2023-07-28 | redacted
Low Income - Power to Save | Weather Strip/Caulk | 0 | 0.25 | 0.09 | 503.3 | 1 | Honeywell | 2023-07-13 | redacted
Low Income - Power to Save | Faucet Aerators | 0 | 0 | 0.02 | 110.58 | 1 | Honeywell | 2023-07-13 | redacted
Low Income - Power to Save | Low Flow Showerhead | 0 | 0.04 | 0.1 | 504.08 | 1 | Honeywell | 2023-07-13 | redacted
Low Income - Power to Save | LED Lights | 0 | 0 | 0 | 47.6 | 1 | Honeywell | 2023-07-13 | redacted
Low Income - Power to Save | Outdoor Coil Cleaning | 0 | 0.1 | 0 | 275 | 1 | Honeywell | 2023-07-20 | redacted
Low Income - Power to Save | Faucet Aerators | 0 | 0 | 0.02 | 110.58 | 1 | Honeywell | 2023-07-20 | redacted
Low Income - Power to Save | Low Flow Showerhead | 0 | 0.04 | 0.1 | 504.08 | 1 | Honeywell | 2023-07-20 | redacted
Low Income - Power to Save | LED Lights | 0 | 0 | 0 | 47.6 | 1 | Honeywell | 2023-07-20 | redacted
Low Income - Power to Save | Outdoor Coil Cleaning | 0 | 0.1 | 0 | 275 | 1 | Honeywell | 2023-07-31 | redacted
Low Income - Power to Save | Faucet Aerators | 0 | 0 | 0.02 | 110.58 | 1 | Honeywell | 2023-07-31 | redacted
Low Income - Power to Save | Low Flow Showerhead | 0 | 0.04 | 0.1 | 504.08 | 1 | Honeywell | 2023-07-31 | redacted
Low Income - Power to Save | LED Lights | 0 | 0 | 0 | 47.6 | 1 | Honeywell | 2023-07-31 | redacted
Low Income - Power to Save | Weather Strip/Caulk | 0 | 0.25 | 0.09 | 503.3 | 1 | Honeywell | 2023-07-27 | redacted
Low Income - Power to Save | Outdoor Coil Cleaning | 0 | 0.1 | 0 | 275 | 1 | Honeywell | 2023-07-27 | redacted
Low Income - Power to Save | HVAC Inspection | 0 | 0.17 | 0 | 268.73 | 1 | Honeywell | 2023-07-27 | redacted
Low Income - Power to Save | Faucet Aerators | 0 | 0 | 0.02 | 110.58 | 1 | Honeywell | 2023-07-27 | redacted
Low Income - Power to Save | Low Flow Showerhead | 0 | 0.04 | 0.1 | 504.08 | 1 | Honeywell | 2023-07-27 | redacted
Low Income - Power to Save | LI - DUCT | 0 | 0.4 | 0.12 | 775.77 | 1 | Honeywell | 2023-07-27 | redacted
Low Income - Power to Save | LED Lights | 0 | 0 | 0 | 47.6 | 1 | Honeywell | 2023-07-27 | redacted
Low Income - Power to Save | Outdoor Coil Cleaning | 0 | 0.1 | 0 | 275 | 1 | Honeywell | 2023-07-27 | redacted
Low Income - Power to Save | LED Lights | 0 | 0 | 0 | 47.6 | 1 | Honeywell | 2023-07-27 | redacted
Low Income - Power to Save | Weather Strip/Caulk | 0 | 0.25 | 0.09 | 503.3 | 1 | Honeywell | 2023-07-13 | redacted
Low Income - Power to Save | Outdoor Coil Cleaning | 0 | 0.1 | 0 | 275 | 1 | Honeywell | 2023-07-13 | redacted
Low Income - Power to Save | HVAC Inspection | 0 | 0.17 | 0 | 268.73 | 1 | Honeywell | 2023-07-13 | redacted
Low Income - Power to Save | Low Flow Showerhead | 0 | 0.04 | 0.1 | 504.08 | 1 | Honeywell | 2023-07-13 | redacted
Low Income - Power to Save | LI - DUCT | 0 | 0.4 | 0.12 | 775.77 | 1 | Honeywell | 2023-07-13 | redacted
Low Income - Power to Save | LED Lights | 0 | 0 | 0 | 47.6 | 1 | Honeywell | 2023-07-13 | redacted
Low Income - Power to Save | Weather Strip/Caulk | 0 | 0.25 | 0.09 | 503.3 | 1 | Honeywell | 2023-07-13 | redacted
Low Income - Power to Save | Pipe Wrap | 0 | 0.01 | 0.03 | 143.65 | 1 | Honeywell | 2023-07-13 | redacted
Low Income - Power to Save | Faucet Aerators | 0 | 0 | 0.02 | 110.58 | 1 | Honeywell | 2023-07-13 | redacted
Low Income - Power to Save | Low Flow Showerhead | 0 | 0.04 | 0.1 | 504.08 | 1 | Honeywell | 2023-07-13 | redacted
Low Income - Power to Save | LED Lights | 0 | 0 | 0 | 47.6 | 1 | Honeywell | 2023-07-13 | redacted
Low Income - Power to Save | Weather Strip/Caulk | 0 | 0.25 | 0.09 | 503 | 1 | Honeywell | 2023-07-12 | redacted
Low Income - Power to Save | Faucet Aerators | 0 | 0 | 0.02 | 110 | 1 | Honeywell | 2023-07-12 | redacted
Low Income - Power to Save | Low Flow Showerhead | 0 | 0.04 | 0.1 | 504 | 1 | Honeywell | 2023-07-12 | redacted
Low Income - Power to Save | LED Lights | 0 | 0 | 0 | 47 | 1 | Honeywell | 2023-07-12 | redacted
Low Income - Power to Save | Weather Strip/Caulk | 0 | 0.25 | 0.09 | 503.3 | 1 | Honeywell | 2023-07-31 | redacted
Low Income - Power to Save | Faucet Aerators | 0 | 0 | 0.02 | 110.58 | 1 | Honeywell | 2023-07-31 | redacted
Low Income - Power to Save | LED Lights | 0 | 0 | 0 | 47.6 | 1 | Honeywell | 2023-07-31 | redacted
Low Income - Power to Save | Weather Strip/Caulk | 0 | 0.25 | 0.09 | 503.3 | 1 | Honeywell | 2023-07-25 | redacted
Low Income - Power to Save | Outdoor Coil Cleaning | 0 | 0.1 | 0 | 275 | 1 | Honeywell | 2023-07-25 | redacted
Low Income - Power to Save | HVAC Inspection | 0 | 0.17 | 0 | 268.73 | 1 | Honeywell | 2023-07-25 | redacted
Low Income - Power to Save | Low Flow Showerhead | 0 | 0.04 | 0.1 | 504.08 | 1 | Honeywell | 2023-07-25 | redacted
Low Income - Power to Save | LI - DUCT | 0 | 0.4 | 0.12 | 775.77 | 1 | Honeywell | 2023-07-25 | redacted
Low Income - Power to Save | LED Lights | 0 | 0 | 0 | 47.6 | 1 | Honeywell | 2023-07-25 | redacted
Low Income - Power to Save | Outdoor Coil Cleaning | 0 | 0.1 | 0 | 275 | 1 | Honeywell | 2023-07-12 | redacted
Low Income - Power to Save | Faucet Aerators | 0 | 0 | 0.02 | 110 | 1 | Honeywell | 2023-07-12 | redacted
Low Income - Power to Save | Low Flow Showerhead | 0 | 0.04 | 0.1 | 504 | 1 | Honeywell | 2023-07-12 | redacted
Low Income - Power to Save | LED Lights | 0 | 0 | 0 | 47 | 1 | Honeywell | 2023-07-12 | redacted
Low Income - Power to Save | Outdoor Coil Cleaning | 0 | 0.1 | 0 | 275 | 1 | Honeywell | 2023-07-31 | redacted
Low Income - Power to Save | Faucet Aerators | 0 | 0 | 0.02 | 110.58 | 1 | Honeywell | 2023-07-31 | redacted
Low Income - Power to Save | Low Flow Showerhead | 0 | 0.04 | 0.1 | 504.08 | 1 | Honeywell | 2023-07-31 | redacted
Low Income - Power to Save | LED Lights | 0 | 0 | 0 | 47.6 | 1 | Honeywell | 2023-07-31 | redacted
Low Income - Power to Save | Outdoor Coil Cleaning | 0 | 0.1 | 0 | 275 | 1 | Honeywell | 2023-07-13 | redacted
Low Income - Power to Save | Faucet Aerators | 0 | 0 | 0.02 | 110.58 | 1 | Honeywell | 2023-07-13 | redacted
Low Income - Power to Save | Low Flow Showerhead | 0 | 0.04 | 0.1 | 504.08 | 1 | Honeywell | 2023-07-13 | redacted
Low Income - Power to Save | LED Lights | 0 | 0 | 0 | 47.6 | 1 | Honeywell | 2023-07-13 | redacted
Low Income - Power to Save | Outdoor Coil Cleaning | 0 | 0.1 | 0 | 275 | 1 | Honeywell | 2023-07-19 | redacted
Low Income - Power to Save | Faucet Aerators | 0 | 0 | 0.02 | 110.58 | 1 | Honeywell | 2023-07-19 | redacted
Low Income - Power to Save | Low Flow Showerhead | 0 | 0.04 | 0.1 | 504.08 | 1 | Honeywell | 2023-07-19 | redacted
Low Income - Power to Save | LED Lights | 0 | 0 | 0 | 47.6 | 1 | Honeywell | 2023-07-19 | redacted
Low Income - Power to Save | Weather Strip/Caulk | 0 | 0.25 | 0.09 | 503.3 | 1 | Honeywell | 2023-07-19 | redacted
Low Income - Power to Save | Outdoor Coil Cleaning | 0 | 0.1 | 0 | 275 | 1 | Honeywell | 2023-07-19 | redacted
Low Income - Power to Save | LED Lights | 0 | 0 | 0 | 47.6 | 1 | Honeywell | 2023-07-19 | redacted
Low Income - Power to Save | Weather Strip/Caulk | 0 | 0.25 | 0.09 | 503.3 | 1 | Honeywell | 2023-07-31 | redacted
Low Income - Power to Save | Faucet Aerators | 0 | 0 | 0.02 | 110.58 | 1 | Honeywell | 2023-07-31 | redacted
Low Income - Power to Save | Low Flow Showerhead | 0 | 0.04 | 0.1 | 504.08 | 1 | Honeywell | 2023-07-31 | redacted
Low Income - Power to Save | LED Lights | 0 | 0 | 0 | 47.6 | 1 | Honeywell | 2023-07-31 | redacted
Low Income - Power to Save | Weather Strip/Caulk | 0 | 0.25 | 0.09 | 503.3 | 1 | Honeywell | 2023-07-31 | redacted
Low Income - Power to Save | Outdoor Coil Cleaning | 0 | 0.1 | 0 | 275 | 1 | Honeywell | 2023-07-31 | redacted
Low Income - Power to Save | HVAC Inspection | 0 | 0.17 | 0 | 268.73 | 1 | Honeywell | 2023-07-31 | redacted
Low Income - Power to Save | Faucet Aerators | 0 | 0 | 0.02 | 110.58 | 1 | Honeywell | 2023-07-31 | redacted
Low Income - Power to Save | Low Flow Showerhead | 0 | 0.04 | 0.1 | 504.08 | 1 | Honeywell | 2023-07-31 | redacted
Low Income - Power to Save | LED Lights | 0 | 0 | 0 | 47.6 | 1 | Honeywell | 2023-07-31 | redacted
Low Income - Power to Save | Weather Strip/Caulk | 0 | 0.25 | 0.09 | 503 | 1 | Honeywell | 2023-07-12 | redacted
Low Income - Power to Save | Pipe Wrap | 0 | 0.01 | 0.03 | 143 | 1 | Honeywell | 2023-07-12 | redacted
Low Income - Power to Save | Faucet Aerators | 0 | 0 | 0.02 | 110 | 1 | Honeywell | 2023-07-12 | redacted
Low Income - Power to Save | Low Flow Showerhead | 0 | 0.04 | 0.1 | 504 | 1 | Honeywell | 2023-07-12 | redacted
Low Income - Power to Save | LED Lights | 0 | 0 | 0 | 47 | 1 | Honeywell | 2023-07-12 | redacted
Low Income - Power to Save | Weather Strip/Caulk | 0 | 0.25 | 0.09 | 503.3 | 1 | Honeywell | 2023-07-31 | redacted
Low Income - Power to Save | Outdoor Coil Cleaning | 0 | 0.1 | 0 | 275 | 1 | Honeywell | 2023-07-31 | redacted
Low Income - Power to Save | HVAC Inspection | 0 | 0.17 | 0 | 268.73 | 1 | Honeywell | 2023-07-31 | redacted
Low Income - Power to Save | Faucet Aerators | 0 | 0 | 0.02 | 110.58 | 1 | Honeywell | 2023-07-31 | redacted
Low Income - Power to Save | Low Flow Showerhead | 0 | 0.04 | 0.1 | 504.08 | 1 | Honeywell | 2023-07-31 | redacted
Low Income - Power to Save | LED Lights | 0 | 0 | 0 | 47.6 | 1 | Honeywell | 2023-07-31 | redacted
Low Income - Power to Save | Weather Strip/Caulk | 0 | 0.25 | 0.09 | 503 | 1 | Honeywell | 2023-07-12 | redacted
Low Income - Power to Save | Pipe Wrap | 0 | 0.01 | 0.03 | 143 | 1 | Honeywell | 2023-07-12 | redacted
Low Income - Power to Save | Faucet Aerators | 0 | 0 | 0.02 | 110 | 1 | Honeywell | 2023-07-12 | redacted
Low Income - Power to Save | Low Flow Showerhead | 0 | 0.04 | 0.1 | 504 | 1 | Honeywell | 2023-07-12 | redacted
Low Income - Power to Save | LED Lights | 0 | 0 | 0 | 47 | 1 | Honeywell | 2023-07-12 | redacted
Low Income - Power to Save | Faucet Aerators | 0 | 0 | 0.02 | 110.58 | 1 | Honeywell | 2023-07-13 | redacted
Low Income - Power to Save | Low Flow Showerhead | 0 | 0.04 | 0.1 | 504.08 | 1 | Honeywell | 2023-07-13 | redacted
Low Income - Power to Save | LED Lights | 0 | 0 | 0 | 47.6 | 1 | Honeywell | 2023-07-13 | redacted
Low Income - Power to Save | Weather Strip/Caulk | 0 | 0.25 | 0.09 | 503.3 | 1 | Honeywell | 2023-07-25 | redacted
Low Income - Power to Save | Outdoor Coil Cleaning | 0 | 0.1 | 0 | 275 | 1 | Honeywell | 2023-07-25 | redacted
Low Income - Power to Save | HVAC Inspection | 0 | 0.17 | 0 | 268.73 | 1 | Honeywell | 2023-07-25 | redacted
Low Income - Power to Save | Low Flow Showerhead | 0 | 0.04 | 0.1 | 504.08 | 1 | Honeywell | 2023-07-25 | redacted
Low Income - Power to Save | LI - DUCT | 0 | 0.4 | 0.12 | 775.77 | 1 | Honeywell | 2023-07-25 | redacted
Low Income - Power to Save | LED Lights | 0 | 0 | 0 | 47.6 | 1 | Honeywell | 2023-07-25 | redacted
Low Income - Power to Save | Weather Strip/Caulk | 0 | 0.25 | 0.09 | 503.3 | 1 | Honeywell | 2023-07-18 | redacted
Low Income - Power to Save | Outdoor Coil Cleaning | 0 | 0.1 | 0 | 275 | 1 | Honeywell | 2023-07-18 | redacted
Low Income - Power to Save | HVAC Inspection | 0 | 0.17 | 0 | 268.73 | 1 | Honeywell | 2023-07-18 | redacted
Low Income - Power to Save | Faucet Aerators | 0 | 0 | 0.02 | 110.58 | 1 | Honeywell | 2023-07-18 | redacted
Low Income - Power to Save | Low Flow Showerhead | 0 | 0.04 | 0.1 | 504.08 | 1 | Honeywell | 2023-07-18 | redacted
Low Income - Power to Save | LI - DUCT | 0 | 0.4 | 0.12 | 775.77 | 1 | Honeywell | 2023-07-18 | redacted
Low Income - Power to Save | LED Lights | 0 | 0 | 0 | 47.6 | 1 | Honeywell | 2023-07-18 | redacted
Low Income - Power to Save | Outdoor Coil Cleaning | 0 | 0.1 | 0 | 275 | 1 | Honeywell | 2023-07-28 | redacted
Low Income - Power to Save | Faucet Aerators | 0 | 0 | 0.02 | 110.58 | 1 | Honeywell | 2023-07-28 | redacted
Low Income - Power to Save | Low Flow Showerhead | 0 | 0.04 | 0.1 | 504.08 | 1 | Honeywell | 2023-07-28 | redacted
Low Income - Power to Save | LED Lights | 0 | 0 | 0 | 47.6 | 1 | Honeywell | 2023-07-28 | redacted
Low Income - Power to Save | Faucet Aerators | 0 | 0 | 0.02 | 110.58 | 1 | Honeywell | 2023-07-31 | redacted
Low Income - Power to Save | Low Flow Showerhead | 0 | 0.04 | 0.1 | 504.08 | 1 | Honeywell | 2023-07-31 | redacted
Low Income - Power to Save | LED Lights | 0 | 0 | 0 | 47.6 | 1 | Honeywell | 2023-07-31 | redacted
Low Income - Power to Save | Outdoor Coil Cleaning | 0 | 0.1 | 0 | 275 | 1 | Honeywell | 2023-07-27 | redacted
Low Income - Power to Save | Faucet Aerators | 0 | 0 | 0.02 | 110.58 | 1 | Honeywell | 2023-07-27 | redacted
Low Income - Power to Save | Low Flow Showerhead | 0 | 0.04 | 0.1 | 504.08 | 1 | Honeywell | 2023-07-27 | redacted
Low Income - Power to Save | LED Lights | 0 | 0 | 0 | 47.6 | 1 | Honeywell | 2023-07-27 | redacted
Low Income - Power to Save | Weather Strip/Caulk | 0 | 0.25 | 0.09 | 503.3 | 1 | Honeywell | 2023-07-25 | redacted
Low Income - Power to Save | Outdoor Coil Cleaning | 0 | 0.1 | 0 | 275 | 1 | Honeywell | 2023-07-25 | redacted
Low Income - Power to Save | HVAC Inspection | 0 | 0.17 | 0 | 268.73 | 1 | Honeywell | 2023-07-25 | redacted
Low Income - Power to Save | Low Flow Showerhead | 0 | 0.04 | 0.1 | 504.08 | 1 | Honeywell | 2023-07-25 | redacted
Low Income - Power to Save | LI - DUCT | 0 | 0.4 | 0.12 | 775.77 | 1 | Honeywell | 2023-07-25 | redacted
Low Income - Power to Save | LED Lights | 0 | 0 | 0 | 47.6 | 1 | Honeywell | 2023-07-25 | redacted
Low Income - Power to Save | Weather Strip/Caulk | 0 | 0.25 | 0.09 | 503.3 | 1 | Honeywell | 2023-07-14 | redacted
Low Income - Power to Save | Faucet Aerators | 0 | 0 | 0.02 | 110.58 | 1 | Honeywell | 2023-07-14 | redacted
Low Income - Power to Save | Low Flow Showerhead | 0 | 0.04 | 0.1 | 504.08 | 1 | Honeywell | 2023-07-14 | redacted
Low Income - Power to Save | LED Lights | 0 | 0 | 0 | 47.6 | 1 | Honeywell | 2023-07-14 | redacted
Low Income - Power to Save | Outdoor Coil Cleaning | 0 | 0.1 | 0 | 275 | 1 | Honeywell | 2023-07-12 | redacted
Low Income - Power to Save | Faucet Aerators | 0 | 0 | 0.02 | 110 | 1 | Honeywell | 2023-07-12 | redacted
Low Income - Power to Save | Low Flow Showerhead | 0 | 0.04 | 0.1 | 504 | 1 | Honeywell | 2023-07-12 | redacted
Low Income - Power to Save | LED Lights | 0 | 0 | 0 | 47 | 1 | Honeywell | 2023-07-12 | redacted
Low Income - Power to Save | Outdoor Coil Cleaning | 0 | 0.1 | 0 | 275 | 1 | Honeywell | 2023-07-31 | redacted
Low Income - Power to Save | HVAC Inspection | 0 | 0.17 | 0 | 268.73 | 1 | Honeywell | 2023-07-31 | redacted
Low Income - Power to Save | LED Lights | 0 | 0 | 0 | 47.6 | 1 | Honeywell | 2023-07-31 | redacted
Low Income - Power to Save | Outdoor Coil Cleaning | 0 | 0.1 | 0 | 275 | 1 | Honeywell | 2023-07-20 | redacted
Low Income - Power to Save | Faucet Aerators | 0 | 0 | 0.02 | 110.58 | 1 | Honeywell | 2023-07-20 | redacted
Low Income - Power to Save | Low Flow Showerhead | 0 | 0.04 | 0.1 | 504.08 | 1 | Honeywell | 2023-07-20 | redacted
Low Income - Power to Save | LED Lights | 0 | 0 | 0 | 47.6 | 1 | Honeywell | 2023-07-20 | redacted
Low Income - Power to Save | Weather Strip/Caulk | 0 | 0.25 | 0.09 | 503.3 | 1 | Honeywell | 2023-07-25 | redacted
Low Income - Power to Save | Outdoor Coil Cleaning | 0 | 0.1 | 0 | 275 | 1 | Honeywell | 2023-07-25 | redacted
Low Income - Power to Save | HVAC Inspection | 0 | 0.17 | 0 | 268.73 | 1 | Honeywell | 2023-07-25 | redacted
Low Income - Power to Save | Faucet Aerators | 0 | 0 | 0.02 | 110.58 | 1 | Honeywell | 2023-07-25 | redacted
Low Income - Power to Save | Low Flow Showerhead | 0 | 0.04 | 0.1 | 504.08 | 1 | Honeywell | 2023-07-25 | redacted
Low Income - Power to Save | LI - DUCT | 0 | 0.4 | 0.12 | 775.77 | 1 | Honeywell | 2023-07-25 | redacted
Low Income - Power to Save | LED Lights | 0 | 0 | 0 | 47.6 | 1 | Honeywell | 2023-07-25 | redacted
Low Income - Power to Save | Outdoor Coil Cleaning | 0 | 0.1 | 0 | 275 | 1 | Honeywell | 2023-07-27 | redacted
Low Income - Power to Save | Low Flow Showerhead | 0 | 0.04 | 0.1 | 504.08 | 1 | Honeywell | 2023-07-27 | redacted
Low Income - Power to Save | LED Lights | 0 | 0 | 0 | 47.6 | 1 | Honeywell | 2023-07-27 | redacted
Low Income - Power to Save | Weather Strip/Caulk | 0 | 0.25 | 0.09 | 503.3 | 1 | Honeywell | 2023-07-28 | redacted
Low Income - Power to Save | Outdoor Coil Cleaning | 0 | 0.1 | 0 | 275 | 1 | Honeywell | 2023-07-28 | redacted
Low Income - Power to Save | Faucet Aerators | 0 | 0 | 0.02 | 110.58 | 1 | Honeywell | 2023-07-28 | redacted
Low Income - Power to Save | Low Flow Showerhead | 0 | 0.04 | 0.1 | 504.08 | 1 | Honeywell | 2023-07-28 | redacted
Low Income - Power to Save | LED Lights | 0 | 0 | 0 | 47.6 | 1 | Honeywell | 2023-07-28 | redacted
Low Income - Power to Save | Outdoor Coil Cleaning | 0 | 0.1 | 0 | 275 | 1 | Honeywell | 2023-07-28 | redacted
Low Income - Power to Save | Low Flow Showerhead | 0 | 0.04 | 0.1 | 504.08 | 1 | Honeywell | 2023-07-28 | redacted
Low Income - Power to Save | LED Lights | 0 | 0 | 0 | 47.6 | 1 | Honeywell | 2023-07-28 | redacted
Low Income - Power to Save | Weather Strip/Caulk | 0 | 0.25 | 0.09 | 503.3 | 1 | Honeywell | 2023-07-31 | redacted
Low Income - Power to Save | Outdoor Coil Cleaning | 0 | 0.1 | 0 | 275 | 1 | Honeywell | 2023-07-31 | redacted
Low Income - Power to Save | HVAC Inspection | 0 | 0.17 | 0 | 268.73 | 1 | Honeywell | 2023-07-31 | redacted
Low Income - Power to Save | Faucet Aerators | 0 | 0 | 0.02 | 110.58 | 1 | Honeywell | 2023-07-31 | redacted
Low Income - Power to Save | Low Flow Showerhead | 0 | 0.04 | 0.1 | 504.08 | 1 | Honeywell | 2023-07-31 | redacted
Low Income - Power to Save | LED Lights | 0 | 0 | 0 | 47.6 | 1 | Honeywell | 2023-07-31 | redacted
Low Income - Power to Save | Outdoor Coil Cleaning | 0 | 0.1 | 0 | 275 | 1 | Honeywell | 2023-07-28 | redacted
Low Income - Power to Save | Low Flow Showerhead | 0 | 0.04 | 0.1 | 504.08 | 1 | Honeywell | 2023-07-28 | redacted
Low Income - Power to Save | LED Lights | 0 | 0 | 0 | 47.6 | 1 | Honeywell | 2023-07-28 | redacted
Low Income - Power to Save | Outdoor Coil Cleaning | 0 | 0.1 | 0 | 275 | 1 | Honeywell | 2023-07-27 | redacted
Low Income - Power to Save | Low Flow Showerhead | 0 | 0.04 | 0.1 | 504.08 | 1 | Honeywell | 2023-07-27 | redacted
Low Income - Power to Save | LED Lights | 0 | 0 | 0 | 47.6 | 1 | Honeywell | 2023-07-27 | redacted
Low Income - Power to Save | Outdoor Coil Cleaning | 0 | 0.1 | 0 | 275 | 1 | Honeywell | 2023-07-27 | redacted
Low Income - Power to Save | Faucet Aerators | 0 | 0 | 0.02 | 110.58 | 1 | Honeywell | 2023-07-27 | redacted
Low Income - Power to Save | Low Flow Showerhead | 0 | 0.04 | 0.1 | 504.08 | 1 | Honeywell | 2023-07-27 | redacted
Low Income - Power to Save | LED Lights | 0 | 0 | 0 | 47.6 | 1 | Honeywell | 2023-07-27 | redacted
Low Income - Power to Save | Outdoor Coil Cleaning | 0 | 0.1 | 0 | 275 | 1 | Honeywell | 2023-07-20 | redacted
Low Income - Power to Save | Faucet Aerators | 0 | 0 | 0.02 | 110.58 | 1 | Honeywell | 2023-07-20 | redacted
Low Income - Power to Save | Low Flow Showerhead | 0 | 0.04 | 0.1 | 504.08 | 1 | Honeywell | 2023-07-20 | redacted
Low Income - Power to Save | LED Lights | 0 | 0 | 0 | 47.6 | 1 | Honeywell | 2023-07-20 | redacted
Low Income - Power to Save | Weather Strip/Caulk | 0 | 0.25 | 0.09 | 503 | 1 | Honeywell | 2023-07-11 | redacted
Low Income - Power to Save | Faucet Aerators | 0 | 0 | 0.02 | 110 | 1 | Honeywell | 2023-07-11 | redacted
Low Income - Power to Save | Low Flow Showerhead | 0 | 0.04 | 0.1 | 504 | 1 | Honeywell | 2023-07-11 | redacted
Low Income - Power to Save | LED Lights | 0 | 0 | 0 | 47 | 1 | Honeywell | 2023-07-11 | redacted
Low Income - Power to Save | Faucet Aerators | 0 | 0 | 0.02 | 110.58 | 1 | Honeywell | 2023-07-27 | redacted
Low Income - Power to Save | Low Flow Showerhead | 0 | 0.04 | 0.1 | 504.08 | 1 | Honeywell | 2023-07-27 | redacted
Low Income - Power to Save | LED Lights | 0 | 0 | 0 | 47.6 | 1 | Honeywell | 2023-07-27 | redacted
Low Income - Power to Save | Weather Strip/Caulk | 0 | 0.25 | 0.09 | 503.3 | 1 | Honeywell | 2023-07-31 | redacted
Low Income - Power to Save | Faucet Aerators | 0 | 0 | 0.02 | 110.58 | 1 | Honeywell | 2023-07-31 | redacted
Low Income - Power to Save | Low Flow Showerhead | 0 | 0.04 | 0.1 | 504.08 | 1 | Honeywell | 2023-07-31 | redacted
Low Income - Power to Save | LED Lights | 0 | 0 | 0 | 47.6 | 1 | Honeywell | 2023-07-31 | redacted
Low Income - Power to Save | Weather Strip/Caulk | 0 | 0.25 | 0.09 | 503 | 1 | Honeywell | 2023-07-12 | redacted
Low Income - Power to Save | Low Flow Showerhead | 0 | 0.04 | 0.1 | 504 | 1 | Honeywell | 2023-07-12 | redacted
Low Income - Power to Save | LED Lights | 0 | 0 | 0 | 47 | 1 | Honeywell | 2023-07-12 | redacted
Low Income - Power to Save | Weather Strip/Caulk | 0 | 0.25 | 0.09 | 503.3 | 1 | Honeywell | 2023-07-19 | redacted
Low Income - Power to Save | Outdoor Coil Cleaning | 0 | 0.1 | 0 | 275 | 1 | Honeywell | 2023-07-19 | redacted
Low Income - Power to Save | HVAC Inspection | 0 | 0.17 | 0 | 268.73 | 1 | Honeywell | 2023-07-19 | redacted
Low Income - Power to Save | Low Flow Showerhead | 0 | 0.04 | 0.1 | 504.08 | 1 | Honeywell | 2023-07-19 | redacted
Low Income - Power to Save | LI - DUCT | 0 | 0.4 | 0.12 | 775.77 | 1 | Honeywell | 2023-07-19 | redacted
Low Income - Power to Save | LED Lights | 0 | 0 | 0 | 47.6 | 1 | Honeywell | 2023-07-19 | redacted
Low Income - Power to Save | Outdoor Coil Cleaning | 0 | 0.1 | 0 | 275 | 1 | Honeywell | 2023-07-12 | redacted
Low Income - Power to Save | Faucet Aerators | 0 | 0 | 0.02 | 110 | 1 | Honeywell | 2023-07-12 | redacted
Low Income - Power to Save | Low Flow Showerhead | 0 | 0.04 | 0.1 | 504 | 1 | Honeywell | 2023-07-12 | redacted
Low Income - Power to Save | LED Lights | 0 | 0 | 0 | 47 | 1 | Honeywell | 2023-07-12 | redacted
Low Income - Power to Save | Outdoor Coil Cleaning | 0 | 0.1 | 0 | 275 | 1 | Honeywell | 2023-07-19 | redacted
Low Income - Power to Save | Faucet Aerators | 0 | 0 | 0.02 | 110.58 | 1 | Honeywell | 2023-07-19 | redacted
Low Income - Power to Save | Low Flow Showerhead | 0 | 0.04 | 0.1 | 504.08 | 1 | Honeywell | 2023-07-19 | redacted
Low Income - Power to Save | LED Lights | 0 | 0 | 0 | 47.6 | 1 | Honeywell | 2023-07-19 | redacted
Low Income - Power to Save | Weather Strip/Caulk | 0 | 0.25 | 0.09 | 503.3 | 1 | Honeywell | 2023-07-31 | redacted
Low Income - Power to Save | Outdoor Coil Cleaning | 0 | 0.1 | 0 | 275 | 1 | Honeywell | 2023-07-31 | redacted
Low Income - Power to Save | HVAC Inspection | 0 | 0.17 | 0 | 268.73 | 1 | Honeywell | 2023-07-31 | redacted
Low Income - Power to Save | Faucet Aerators | 0 | 0 | 0.02 | 110.58 | 1 | Honeywell | 2023-07-31 | redacted
Low Income - Power to Save | Low Flow Showerhead | 0 | 0.04 | 0.1 | 504.08 | 1 | Honeywell | 2023-07-31 | redacted
Low Income - Power to Save | LED Lights | 0 | 0 | 0 | 47.6 | 1 | Honeywell | 2023-07-31 | redacted
Low Income - Power to Save | Weather Strip/Caulk | 0 | 0.25 | 0.09 | 503.3 | 1 | Honeywell | 2023-07-13 | redacted
Low Income - Power to Save | Pipe Wrap | 0 | 0.01 | 0.03 | 143.65 | 1 | Honeywell | 2023-07-13 | redacted
Low Income - Power to Save | Low Flow Showerhead | 0 | 0.04 | 0.1 | 504.08 | 1 | Honeywell | 2023-07-13 | redacted
Low Income - Power to Save | LED Lights | 0 | 0 | 0 | 47.6 | 1 | Honeywell | 2023-07-13 | redacted
Low Income - Power to Save | Weather Strip/Caulk | 0 | 0.25 | 0.09 | 503 | 1 | Honeywell | 2023-07-12 | redacted
Low Income - Power to Save | Outdoor Coil Cleaning | 0 | 0.1 | 0 | 275 | 1 | Honeywell | 2023-07-12 | redacted
Low Income - Power to Save | Faucet Aerators | 0 | 0 | 0.02 | 110 | 1 | Honeywell | 2023-07-12 | redacted
Low Income - Power to Save | Low Flow Showerhead | 0 | 0.04 | 0.1 | 504 | 1 | Honeywell | 2023-07-12 | redacted
Low Income - Power to Save | LED Lights | 0 | 0 | 0 | 47 | 1 | Honeywell | 2023-07-12 | redacted
Low Income - Power to Save | Faucet Aerators | 0 | 0 | 0.02 | 110.58 | 1 | Honeywell | 2023-07-28 | redacted
Low Income - Power to Save | Low Flow Showerhead | 0 | 0.04 | 0.1 | 504.08 | 1 | Honeywell | 2023-07-28 | redacted
Low Income - Power to Save | LED Lights | 0 | 0 | 0 | 47.6 | 1 | Honeywell | 2023-07-28 | redacted
Low Income - Power to Save | Faucet Aerators | 0 | 0 | 0.02 | 110 | 1 | Honeywell | 2023-07-12 | redacted
Low Income - Power to Save | Low Flow Showerhead | 0 | 0.04 | 0.1 | 504 | 1 | Honeywell | 2023-07-12 | redacted
Low Income - Power to Save | LED Lights | 0 | 0 | 0 | 47 | 1 | Honeywell | 2023-07-12 | redacted
Low Income - Power to Save | Weather Strip/Caulk | 0 | 0.25 | 0.09 | 503.3 | 1 | Honeywell | 2023-07-31 | redacted
Low Income - Power to Save | Outdoor Coil Cleaning | 0 | 0.1 | 0 | 275 | 1 | Honeywell | 2023-07-31 | redacted
Low Income - Power to Save | HVAC Inspection | 0 | 0.17 | 0 | 268.73 | 1 | Honeywell | 2023-07-31 | redacted
Low Income - Power to Save | Faucet Aerators | 0 | 0 | 0.02 | 110.58 | 1 | Honeywell | 2023-07-31 | redacted
Low Income - Power to Save | Low Flow Showerhead | 0 | 0.04 | 0.1 | 504.08 | 1 | Honeywell | 2023-07-31 | redacted
Low Income - Power to Save | LED Lights | 0 | 0 | 0 | 47.6 | 1 | Honeywell | 2023-07-31 | redacted
Low Income - Power to Save | Outdoor Coil Cleaning | 0 | 0.1 | 0 | 275 | 1 | Honeywell | 2023-07-12 | redacted
Low Income - Power to Save | Faucet Aerators | 0 | 0 | 0.02 | 110 | 1 | Honeywell | 2023-07-12 | redacted
Low Income - Power to Save | Low Flow Showerhead | 0 | 0.04 | 0.1 | 504 | 1 | Honeywell | 2023-07-12 | redacted
Low Income - Power to Save | LED Lights | 0 | 0 | 0 | 47 | 1 | Honeywell | 2023-07-12 | redacted
Low Income - Power to Save | Weather Strip/Caulk | 0 | 0.25 | 0.09 | 503.3 | 1 | Honeywell | 2023-07-28 | redacted
Low Income - Power to Save | Outdoor Coil Cleaning | 0 | 0.1 | 0 | 275 | 1 | Honeywell | 2023-07-28 | redacted
Low Income - Power to Save | Faucet Aerators | 0 | 0 | 0.02 | 110.58 | 1 | Honeywell | 2023-07-28 | redacted
Low Income - Power to Save | Low Flow Showerhead | 0 | 0.04 | 0.1 | 504.08 | 1 | Honeywell | 2023-07-28 | redacted
Low Income - Power to Save | LED Lights | 0 | 0 | 0 | 47.6 | 1 | Honeywell | 2023-07-28 | redacted
Low Income - Power to Save | Outdoor Coil Cleaning | 0 | 0.1 | 0 | 275 | 1 | Honeywell | 2023-07-27 | redacted
Low Income - Power to Save | Faucet Aerators | 0 | 0 | 0.02 | 110.58 | 1 | Honeywell | 2023-07-27 | redacted
Low Income - Power to Save | Low Flow Showerhead | 0 | 0.04 | 0.1 | 504.08 | 1 | Honeywell | 2023-07-27 | redacted
Low Income - Power to Save | LED Lights | 0 | 0 | 0 | 47.6 | 1 | Honeywell | 2023-07-27 | redacted
Low Income - Power to Save | Weather Strip/Caulk | 0 | 0.25 | 0.09 | 503.3 | 1 | Honeywell | 2023-07-31 | redacted
Low Income - Power to Save | Outdoor Coil Cleaning | 0 | 0.1 | 0 | 275 | 1 | Honeywell | 2023-07-31 | redacted
Low Income - Power to Save | HVAC Inspection | 0 | 0.17 | 0 | 268.73 | 1 | Honeywell | 2023-07-31 | redacted
Low Income - Power to Save | Faucet Aerators | 0 | 0 | 0.02 | 110.58 | 1 | Honeywell | 2023-07-31 | redacted
Low Income - Power to Save | Low Flow Showerhead | 0 | 0.04 | 0.1 | 504.08 | 1 | Honeywell | 2023-07-31 | redacted
Low Income - Power to Save | LI - DUCT | 0 | 0.4 | 0.12 | 775.77 | 1 | Honeywell | 2023-07-31 | redacted
Low Income - Power to Save | LED Lights | 0 | 0 | 0 | 47.6 | 1 | Honeywell | 2023-07-31 | redacted
Low Income - Power to Save | Weather Strip/Caulk | 0 | 0.25 | 0.09 | 503 | 1 | Honeywell | 2023-07-12 | redacted
Low Income - Power to Save | Outdoor Coil Cleaning | 0 | 0.1 | 0 | 275 | 1 | Honeywell | 2023-07-12 | redacted
Low Income - Power to Save | Faucet Aerators | 0 | 0 | 0.02 | 110 | 1 | Honeywell | 2023-07-12 | redacted
Low Income - Power to Save | Low Flow Showerhead | 0 | 0.04 | 0.1 | 504 | 1 | Honeywell | 2023-07-12 | redacted
Low Income - Power to Save | LED Lights | 0 | 0 | 0 | 47 | 1 | Honeywell | 2023-07-12 | redacted
Low Income - Power to Save | Weather Strip/Caulk | 0 | 0.25 | 0.09 | 503.3 | 1 | Honeywell | 2023-07-31 | redacted
Low Income - Power to Save | Outdoor Coil Cleaning | 0 | 0.1 | 0 | 275 | 1 | Honeywell | 2023-07-31 | redacted
Low Income - Power to Save | HVAC Inspection | 0 | 0.17 | 0 | 268.73 | 1 | Honeywell | 2023-07-31 | redacted
Low Income - Power to Save | Faucet Aerators | 0 | 0 | 0.02 | 110.58 | 1 | Honeywell | 2023-07-31 | redacted
Low Income - Power to Save | Low Flow Showerhead | 0 | 0.04 | 0.1 | 504.08 | 1 | Honeywell | 2023-07-31 | redacted
Low Income - Power to Save | LED Lights | 0 | 0 | 0 | 47.6 | 1 | Honeywell | 2023-07-31 | redacted
Low Income - Power to Save | Weather Strip/Caulk | 0 | 0.25 | 0.09 | 503 | 1 | Honeywell | 2023-07-10 | redacted
Low Income - Power to Save | Pipe Wrap | 0 | 0.01 | 0.03 | 143 | 1 | Honeywell | 2023-07-10 | redacted
Low Income - Power to Save | Outdoor Coil Cleaning | 0 | 0.1 | 0 | 275 | 1 | Honeywell | 2023-07-10 | redacted
Low Income - Power to Save | HVAC Inspection | 0 | 0.17 | 0 | 268 | 1 | Honeywell | 2023-07-10 | redacted
Low Income - Power to Save | Faucet Aerators | 0 | 0 | 0.02 | 110 | 1 | Honeywell | 2023-07-10 | redacted
Low Income - Power to Save | Low Flow Showerhead | 0 | 0.04 | 0.1 | 504 | 1 | Honeywell | 2023-07-10 | redacted
Low Income - Power to Save | LI - DUCT | 0 | 0.4 | 0.12 | 775 | 1 | Honeywell | 2023-07-10 | redacted
Low Income - Power to Save | LED Lights | 0 | 0 | 0 | 47 | 1 | Honeywell | 2023-07-10 | redacted
Low Income - Power to Save | Weather Strip/Caulk | 0 | 0.25 | 0.09 | 503.3 | 1 | Honeywell | 2023-07-28 | redacted
Low Income - Power to Save | Pipe Wrap | 0 | 0.01 | 0.03 | 143.65 | 1 | Honeywell | 2023-07-28 | redacted
Low Income - Power to Save | Outdoor Coil Cleaning | 0 | 0.1 | 0 | 275 | 1 | Honeywell | 2023-07-28 | redacted
Low Income - Power to Save | HVAC Inspection | 0 | 0.17 | 0 | 268.73 | 1 | Honeywell | 2023-07-28 | redacted
Low Income - Power to Save | Low Flow Showerhead | 0 | 0.04 | 0.1 | 504.08 | 1 | Honeywell | 2023-07-28 | redacted
Low Income - Power to Save | LI - DUCT | 0 | 0.4 | 0.12 | 775.77 | 1 | Honeywell | 2023-07-28 | redacted
Low Income - Power to Save | LED Lights | 0 | 0 | 0 | 47.6 | 1 | Honeywell | 2023-07-28 | redacted
Low Income - Power to Save | Weather Strip/Caulk | 0 | 0.25 | 0.09 | 503 | 1 | Honeywell | 2023-07-10 | redacted
Low Income - Power to Save | Outdoor Coil Cleaning | 0 | 0.1 | 0 | 275 | 1 | Honeywell | 2023-07-10 | redacted
Low Income - Power to Save | HVAC Inspection | 0 | 0.17 | 0 | 268 | 1 | Honeywell | 2023-07-10 | redacted
Low Income - Power to Save | Faucet Aerators | 0 | 0 | 0.02 | 110 | 1 | Honeywell | 2023-07-10 | redacted
Low Income - Power to Save | Low Flow Showerhead | 0 | 0.04 | 0.1 | 504 | 1 | Honeywell | 2023-07-10 | redacted
Low Income - Power to Save | LI - DUCT | 0 | 0.4 | 0.12 | 775 | 1 | Honeywell | 2023-07-10 | redacted
Low Income - Power to Save | LED Lights | 0 | 0 | 0 | 47 | 1 | Honeywell | 2023-07-10 | redacted
Low Income - Power to Save | Weather Strip/Caulk | 0 | 0.25 | 0.09 | 503 | 1 | Honeywell | 2023-07-12 | redacted
Low Income - Power to Save | Faucet Aerators | 0 | 0 | 0.02 | 110 | 1 | Honeywell | 2023-07-12 | redacted
Low Income - Power to Save | Low Flow Showerhead | 0 | 0.04 | 0.1 | 504 | 1 | Honeywell | 2023-07-12 | redacted
Low Income - Power to Save | LED Lights | 0 | 0 | 0 | 47 | 1 | Honeywell | 2023-07-12 | redacted
Low Income - Power to Save | Outdoor Coil Cleaning | 0 | 0.1 | 0 | 275 | 1 | Honeywell | 2023-07-12 | redacted
Low Income - Power to Save | HVAC Inspection | 0 | 0.17 | 0 | 268 | 1 | Honeywell | 2023-07-12 | redacted
Low Income - Power to Save | Faucet Aerators | 0 | 0 | 0.02 | 110 | 1 | Honeywell | 2023-07-12 | redacted
Low Income - Power to Save | Low Flow Showerhead | 0 | 0.04 | 0.1 | 504 | 1 | Honeywell | 2023-07-12 | redacted
Low Income - Power to Save | LI - DUCT | 0 | 0.4 | 0.12 | 775 | 1 | Honeywell | 2023-07-12 | redacted
Low Income - Power to Save | LED Lights | 0 | 0 | 0 | 47 | 1 | Honeywell | 2023-07-12 | redacted
Low Income - Power to Save | Weather Strip/Caulk | 0 | 0.25 | 0.09 | 503.3 | 1 | Honeywell | 2023-07-31 | redacted
Low Income - Power to Save | Faucet Aerators | 0 | 0 | 0.02 | 110.58 | 1 | Honeywell | 2023-07-31 | redacted
Low Income - Power to Save | Low Flow Showerhead | 0 | 0.04 | 0.1 | 504.08 | 1 | Honeywell | 2023-07-31 | redacted
Low Income - Power to Save | LED Lights | 0 | 0 | 0 | 47.6 | 1 | Honeywell | 2023-07-31 | redacted
Low Income - Power to Save | Weather Strip/Caulk | 0 | 0.25 | 0.09 | 503.3 | 1 | Honeywell | 2023-07-28 | redacted
Low Income - Power to Save | Pipe Wrap | 0 | 0.01 | 0.03 | 143.65 | 1 | Honeywell | 2023-07-28 | redacted
Low Income - Power to Save | Outdoor Coil Cleaning | 0 | 0.1 | 0 | 275 | 1 | Honeywell | 2023-07-28 | redacted
Low Income - Power to Save | HVAC Inspection | 0 | 0.17 | 0 | 268.73 | 1 | Honeywell | 2023-07-28 | redacted
Low Income - Power to Save | Faucet Aerators | 0 | 0 | 0.02 | 110.58 | 1 | Honeywell | 2023-07-28 | redacted
Low Income - Power to Save | Low Flow Showerhead | 0 | 0.04 | 0.1 | 504.08 | 1 | Honeywell | 2023-07-28 | redacted
Low Income - Power to Save | LI - DUCT | 0 | 0.4 | 0.12 | 775.77 | 1 | Honeywell | 2023-07-28 | redacted
Low Income - Power to Save | LED Lights | 0 | 0 | 0 | 47.6 | 1 | Honeywell | 2023-07-28 | redacted
Low Income - Power to Save | Weather Strip/Caulk | 0 | 0.25 | 0.09 | 503.3 | 1 | Honeywell | 2023-07-18 | redacted
Low Income - Power to Save | Pipe Wrap | 0 | 0.01 | 0.03 | 143.65 | 1 | Honeywell | 2023-07-18 | redacted
Low Income - Power to Save | Outdoor Coil Cleaning | 0 | 0.1 | 0 | 275 | 1 | Honeywell | 2023-07-18 | redacted
Low Income - Power to Save | HVAC Inspection | 0 | 0.17 | 0 | 268.73 | 1 | Honeywell | 2023-07-18 | redacted
Low Income - Power to Save | Low Flow Showerhead | 0 | 0.04 | 0.1 | 504.08 | 1 | Honeywell | 2023-07-18 | redacted
Low Income - Power to Save | LI - DUCT | 0 | 0.4 | 0.12 | 775.77 | 1 | Honeywell | 2023-07-18 | redacted
Low Income - Power to Save | LED Lights | 0 | 0 | 0 | 47.6 | 1 | Honeywell | 2023-07-18 | redacted
Low Income - Power to Save | Weather Strip/Caulk | 0 | 0.25 | 0.09 | 503.3 | 1 | Honeywell | 2023-07-28 | redacted
Low Income - Power to Save | Faucet Aerators | 0 | 0 | 0.02 | 110.58 | 1 | Honeywell | 2023-07-28 | redacted
Low Income - Power to Save | Low Flow Showerhead | 0 | 0.04 | 0.1 | 504.08 | 1 | Honeywell | 2023-07-28 | redacted
Low Income - Power to Save | LED Lights | 0 | 0 | 0 | 47.6 | 1 | Honeywell | 2023-07-28 | redacted
Low Income - Power to Save | Weather Strip/Caulk | 0 | 0.25 | 0.09 | 503.3 | 1 | Honeywell | 2023-07-31 | redacted
Low Income - Power to Save | Outdoor Coil Cleaning | 0 | 0.1 | 0 | 275 | 1 | Honeywell | 2023-07-31 | redacted
Low Income - Power to Save | HVAC Inspection | 0 | 0.17 | 0 | 268.73 | 1 | Honeywell | 2023-07-31 | redacted
Low Income - Power to Save | Faucet Aerators | 0 | 0 | 0.02 | 110.58 | 1 | Honeywell | 2023-07-31 | redacted
Low Income - Power to Save | Low Flow Showerhead | 0 | 0.04 | 0.1 | 504.08 | 1 | Honeywell | 2023-07-31 | redacted
Low Income - Power to Save | LED Lights | 0 | 0 | 0 | 47.6 | 1 | Honeywell | 2023-07-31 | redacted
Low Income - Power to Save | Weather Strip/Caulk | 0 | 0.25 | 0.09 | 503.3 | 1 | Honeywell | 2023-07-13 | redacted
Low Income - Power to Save | Pipe Wrap | 0 | 0.01 | 0.03 | 143.65 | 1 | Honeywell | 2023-07-13 | redacted
Low Income - Power to Save | HVAC Inspection | 0 | 0.17 | 0 | 268.73 | 1 | Honeywell | 2023-07-13 | redacted
Low Income - Power to Save | Low Flow Showerhead | 0 | 0.04 | 0.1 | 504.08 | 1 | Honeywell | 2023-07-13 | redacted
Low Income - Power to Save | LI - DUCT | 0 | 0.4 | 0.12 | 775.77 | 1 | Honeywell | 2023-07-13 | redacted
Low Income - Power to Save | LED Lights | 0 | 0 | 0 | 47.6 | 1 | Honeywell | 2023-07-13 | redacted
Low Income - Power to Save | Outdoor Coil Cleaning | 0 | 0.1 | 0 | 275 | 1 | Honeywell | 2023-07-31 | redacted
Low Income - Power to Save | Faucet Aerators | 0 | 0 | 0.02 | 110.58 | 1 | Honeywell | 2023-07-31 | redacted
Low Income - Power to Save | LED Lights | 0 | 0 | 0 | 47.6 | 1 | Honeywell | 2023-07-31 | redacted
Low Income - Power to Save | Weather Strip/Caulk | 0 | 0.25 | 0.09 | 503 | 1 | Honeywell | 2023-07-10 | redacted
Low Income - Power to Save | Outdoor Coil Cleaning | 0 | 0.1 | 0 | 275 | 1 | Honeywell | 2023-07-10 | redacted
Low Income - Power to Save | Faucet Aerators | 0 | 0 | 0.02 | 110 | 1 | Honeywell | 2023-07-10 | redacted
Low Income - Power to Save | Low Flow Showerhead | 0 | 0.04 | 0.1 | 504 | 1 | Honeywell | 2023-07-10 | redacted
Low Income - Power to Save | LED Lights | 0 | 0 | 0 | 47 | 1 | Honeywell | 2023-07-10 | redacted
Low Income - Power to Save | Weather Strip/Caulk | 0 | 0.25 | 0.09 | 503.3 | 1 | Honeywell | 2023-07-28 | redacted
Low Income - Power to Save | Outdoor Coil Cleaning | 0 | 0.1 | 0 | 275 | 1 | Honeywell | 2023-07-28 | redacted
Low Income - Power to Save | HVAC Inspection | 0 | 0.17 | 0 | 268.73 | 1 | Honeywell | 2023-07-28 | redacted
Low Income - Power to Save | Faucet Aerators | 0 | 0 | 0.02 | 110.58 | 1 | Honeywell | 2023-07-28 | redacted
Low Income - Power to Save | LI - DUCT | 0 | 0.4 | 0.12 | 775.77 | 1 | Honeywell | 2023-07-28 | redacted
Low Income - Power to Save | LED Lights | 0 | 0 | 0 | 47.6 | 1 | Honeywell | 2023-07-28 | redacted
Low Income - Power to Save | Weather Strip/Caulk | 0 | 0.25 | 0.09 | 503.3 | 1 | Honeywell | 2023-07-28 | redacted
Low Income - Power to Save | Outdoor Coil Cleaning | 0 | 0.1 | 0 | 275 | 1 | Honeywell | 2023-07-28 | redacted
Low Income - Power to Save | LED Lights | 0 | 0 | 0 | 47.6 | 1 | Honeywell | 2023-07-28 | redacted
Low Income - Power to Save | Weather Strip/Caulk | 0 | 0.25 | 0.09 | 503 | 1 | Honeywell | 2023-07-12 | redacted
Low Income - Power to Save | Outdoor Coil Cleaning | 0 | 0.1 | 0 | 275 | 1 | Honeywell | 2023-07-12 | redacted
Low Income - Power to Save | Low Flow Showerhead | 0 | 0.04 | 0.1 | 504 | 1 | Honeywell | 2023-07-12 | redacted
Low Income - Power to Save | LED Lights | 0 | 0 | 0 | 47 | 1 | Honeywell | 2023-07-12 | redacted
Low Income - Power to Save | Outdoor Coil Cleaning | 0 | 0.1 | 0 | 275 | 1 | Honeywell | 2023-07-14 | redacted
Low Income - Power to Save | Faucet Aerators | 0 | 0 | 0.02 | 110.58 | 1 | Honeywell | 2023-07-14 | redacted
Low Income - Power to Save | Low Flow Showerhead | 0 | 0.04 | 0.1 | 504.08 | 1 | Honeywell | 2023-07-14 | redacted
Low Income - Power to Save | LED Lights | 0 | 0 | 0 | 47.6 | 1 | Honeywell | 2023-07-14 | redacted
Low Income - Power to Save | Outdoor Coil Cleaning | 0 | 0.1 | 0 | 275 | 1 | Honeywell | 2023-06-19 | redacted
Low Income - Power to Save | HVAC Inspection | 0 | 0.17 | 0 | 268.73 | 1 | Honeywell | 2023-06-19 | redacted
Low Income - Power to Save | Faucet Aerators | 0 | 0 | 0.02 | 110.58 | 1 | Honeywell | 2023-06-19 | redacted
Low Income - Power to Save | Low Flow Showerhead | 0 | 0.04 | 0.1 | 504.08 | 1 | Honeywell | 2023-06-19 | redacted
Low Income - Power to Save | LI - DUCT | 0 | 0.4 | 0.12 | 775.77 | 1 | Honeywell | 2023-06-19 | redacted
Low Income - Power to Save | LED Lights | 0 | 0 | 0 | 47.6 | 1 | Honeywell | 2023-06-19 | redacted
Low Income - Power to Save | Weather Strip/Caulk | 0 | 0.25 | 0.09 | 503.3 | 1 | Honeywell | 2023-06-20 | redacted
Low Income - Power to Save | Pipe Wrap | 0 | 0.01 | 0.03 | 143.65 | 1 | Honeywell | 2023-06-20 | redacted
Low Income - Power to Save | Outdoor Coil Cleaning | 0 | 0.1 | 0 | 275 | 1 | Honeywell | 2023-06-20 | redacted
Low Income - Power to Save | HVAC Inspection | 0 | 0.17 | 0 | 268.73 | 1 | Honeywell | 2023-06-20 | redacted
Low Income - Power to Save | Faucet Aerators | 0 | 0 | 0.02 | 110.58 | 1 | Honeywell | 2023-06-20 | redacted
Low Income - Power to Save | Low Flow Showerhead | 0 | 0.04 | 0.1 | 504.08 | 1 | Honeywell | 2023-06-20 | redacted
Low Income - Power to Save | LI - DUCT | 0 | 0.4 | 0.12 | 775.77 | 1 | Honeywell | 2023-06-20 | redacted
Low Income - Power to Save | LED Lights | 0 | 0 | 0 | 47.6 | 1 | Honeywell | 2023-06-20 | redacted
Low Income - Power to Save | Weather Strip/Caulk | 0 | 0.25 | 0.09 | 503.3 | 1 | Honeywell | 2023-06-19 | redacted
Low Income - Power to Save | Outdoor Coil Cleaning | 0 | 0.1 | 0 | 275 | 1 | Honeywell | 2023-06-19 | redacted
Low Income - Power to Save | HVAC Inspection | 0 | 0.17 | 0 | 268.73 | 1 | Honeywell | 2023-06-19 | redacted
Low Income - Power to Save | Low Flow Showerhead | 0 | 0.04 | 0.1 | 504.08 | 1 | Honeywell | 2023-06-19 | redacted
Low Income - Power to Save | LI - DUCT | 0 | 0.4 | 0.12 | 775.77 | 1 | Honeywell | 2023-06-19 | redacted
Low Income - Power to Save | LED Lights | 0 | 0 | 0 | 47.6 | 1 | Honeywell | 2023-06-19 | redacted
Low Income - Power to Save | Weather Strip/Caulk | 0 | 0.25 | 0.09 | 503.3 | 1 | Honeywell | 2023-06-20 | redacted
Low Income - Power to Save | Outdoor Coil Cleaning | 0 | 0.1 | 0 | 275 | 1 | Honeywell | 2023-06-20 | redacted
Low Income - Power to Save | HVAC Inspection | 0 | 0.17 | 0 | 268.73 | 1 | Honeywell | 2023-06-20 | redacted
Low Income - Power to Save | Faucet Aerators | 0 | 0 | 0.02 | 110.58 | 1 | Honeywell | 2023-06-20 | redacted
Low Income - Power to Save | Low Flow Showerhead | 0 | 0.04 | 0.1 | 504.08 | 1 | Honeywell | 2023-06-20 | redacted
Low Income - Power to Save | LED Lights | 0 | 0 | 0 | 47.6 | 1 | Honeywell | 2023-06-20 | redacted
Low Income - Power to Save | Weather Strip/Caulk | 0 | 0.25 | 0.09 | 503.3 | 1 | Honeywell | 2023-06-20 | redacted
Low Income - Power to Save | Outdoor Coil Cleaning | 0 | 0.1 | 0 | 275 | 1 | Honeywell | 2023-06-20 | redacted
Low Income - Power to Save | HVAC Inspection | 0 | 0.17 | 0 | 268.73 | 1 | Honeywell | 2023-06-20 | redacted
Low Income - Power to Save | Faucet Aerators | 0 | 0 | 0.02 | 110.58 | 1 | Honeywell | 2023-06-20 | redacted
Low Income - Power to Save | Low Flow Showerhead | 0 | 0.04 | 0.1 | 504.08 | 1 | Honeywell | 2023-06-20 | redacted
Low Income - Power to Save | LI - DUCT | 0 | 0.4 | 0.12 | 775.77 | 1 | Honeywell | 2023-06-20 | redacted
Low Income - Power to Save | LED Lights | 0 | 0 | 0 | 47.6 | 1 | Honeywell | 2023-06-20 | redacted
Low Income - Power to Save | Weather Strip/Caulk | 0 | 0.25 | 0.09 | 503.3 | 1 | Honeywell | 2023-06-19 | redacted
Low Income - Power to Save | Faucet Aerators | 0 | 0 | 0.02 | 110.58 | 1 | Honeywell | 2023-06-19 | redacted
Low Income - Power to Save | Low Flow Showerhead | 0 | 0.04 | 0.1 | 504.08 | 1 | Honeywell | 2023-06-19 | redacted
Low Income - Power to Save | LED Lights | 0 | 0 | 0 | 47.6 | 1 | Honeywell | 2023-06-19 | redacted
Low Income - Power to Save | Outdoor Coil Cleaning | 0 | 0.1 | 0 | 275 | 1 | Honeywell | 2023-06-19 | redacted
Low Income - Power to Save | Faucet Aerators | 0 | 0 | 0.02 | 110.58 | 1 | Honeywell | 2023-06-19 | redacted
Low Income - Power to Save | Low Flow Showerhead | 0 | 0.04 | 0.1 | 504.08 | 1 | Honeywell | 2023-06-19 | redacted
Low Income - Power to Save | LED Lights | 0 | 0 | 0 | 47.6 | 1 | Honeywell | 2023-06-19 | redacted
Low Income - Power to Save | Faucet Aerators | 0 | 0 | 0.02 | 110.58 | 1 | Honeywell | 2023-06-19 | redacted
Low Income - Power to Save | Low Flow Showerhead | 0 | 0.04 | 0.1 | 504.08 | 1 | Honeywell | 2023-06-19 | redacted
Low Income - Power to Save | LED Lights | 0 | 0 | 0 | 47.6 | 1 | Honeywell | 2023-06-19 | redacted
Low Income - Power to Save | Outdoor Coil Cleaning | 0 | 0.1 | 0 | 275 | 1 | Honeywell | 2023-06-19 | redacted
Low Income - Power to Save | Faucet Aerators | 0 | 0 | 0.02 | 110.58 | 1 | Honeywell | 2023-06-19 | redacted
Low Income - Power to Save | LED Lights | 0 | 0 | 0 | 47.6 | 1 | Honeywell | 2023-06-19 | redacted
Low Income - Power to Save | Outdoor Coil Cleaning | 0 | 0.1 | 0 | 275 | 1 | Honeywell | 2023-06-19 | redacted
Low Income - Power to Save | Faucet Aerators | 0 | 0 | 0.02 | 110.58 | 1 | Honeywell | 2023-06-19 | redacted
Low Income - Power to Save | Low Flow Showerhead | 0 | 0.04 | 0.1 | 504.08 | 1 | Honeywell | 2023-06-19 | redacted
Low Income - Power to Save | LED Lights | 0 | 0 | 0 | 47.6 | 1 | Honeywell | 2023-06-19 | redacted
Low Income - Power to Save | Weather Strip/Caulk | 0 | 0.25 | 0.09 | 503.3 | 1 | Honeywell | 2023-06-19 | redacted
Low Income - Power to Save | Pipe Wrap | 0 | 0.01 | 0.03 | 143.65 | 1 | Honeywell | 2023-06-19 | redacted
Low Income - Power to Save | Outdoor Coil Cleaning | 0 | 0.1 | 0 | 275 | 1 | Honeywell | 2023-06-19 | redacted
Low Income - Power to Save | HVAC Inspection | 0 | 0.17 | 0 | 268.73 | 1 | Honeywell | 2023-06-19 | redacted
Low Income - Power to Save | Low Flow Showerhead | 0 | 0.04 | 0.1 | 504.08 | 1 | Honeywell | 2023-06-19 | redacted
Low Income - Power to Save | LI - DUCT | 0 | 0.4 | 0.12 | 775.77 | 1 | Honeywell | 2023-06-19 | redacted
Low Income - Power to Save | LED Lights | 0 | 0 | 0 | 47.6 | 1 | Honeywell | 2023-06-19 | redacted
Low Income - Power to Save | Low Flow Showerhead | 0 | 0.04 | 0.1 | 504.08 | 1 | Honeywell | 2023-06-22 | redacted
Low Income - Power to Save | LED Lights | 0 | 0 | 0 | 47.6 | 1 | Honeywell | 2023-06-22 | redacted
Low Income - Power to Save | Weather Strip/Caulk | 0 | 0.25 | 0.09 | 503.3 | 1 | Honeywell | 2023-06-20 | redacted
Low Income - Power to Save | Pipe Wrap | 0 | 0.01 | 0.03 | 143.65 | 1 | Honeywell | 2023-06-20 | redacted
Low Income - Power to Save | Outdoor Coil Cleaning | 0 | 0.1 | 0 | 275 | 1 | Honeywell | 2023-06-20 | redacted
Low Income - Power to Save | HVAC Inspection | 0 | 0.17 | 0 | 268.73 | 1 | Honeywell | 2023-06-20 | redacted
Low Income - Power to Save | Faucet Aerators | 0 | 0 | 0.02 | 110.58 | 1 | Honeywell | 2023-06-20 | redacted
Low Income - Power to Save | LI - DUCT | 0 | 0.4 | 0.12 | 775.77 | 1 | Honeywell | 2023-06-20 | redacted
Low Income - Power to Save | LED Lights | 0 | 0 | 0 | 47.6 | 1 | Honeywell | 2023-06-20 | redacted
Low Income - Power to Save | Weather Strip/Caulk | 0 | 0.25 | 0.09 | 503.3 | 1 | Honeywell | 2023-06-20 | redacted
Low Income - Power to Save | Faucet Aerators | 0 | 0 | 0.02 | 110.58 | 1 | Honeywell | 2023-06-20 | redacted
Low Income - Power to Save | Low Flow Showerhead | 0 | 0.04 | 0.1 | 504.08 | 1 | Honeywell | 2023-06-20 | redacted
Low Income - Power to Save | LED Lights | 0 | 0 | 0 | 47.6 | 1 | Honeywell | 2023-06-20 | redacted
Low Income - Power to Save | Weather Strip/Caulk | 0 | 0.25 | 0.09 | 503.3 | 1 | Honeywell | 2023-06-23 | redacted
Low Income - Power to Save | Outdoor Coil Cleaning | 0 | 0.1 | 0 | 275 | 1 | Honeywell | 2023-06-23 | redacted
Low Income - Power to Save | Faucet Aerators | 0 | 0 | 0.02 | 110.58 | 1 | Honeywell | 2023-06-23 | redacted
Low Income - Power to Save | Low Flow Showerhead | 0 | 0.04 | 0.1 | 504.08 | 1 | Honeywell | 2023-06-23 | redacted
Low Income - Power to Save | LI - DUCT | 0 | 0.4 | 0.12 | 775.77 | 1 | Honeywell | 2023-06-23 | redacted
Low Income - Power to Save | LED Lights | 0 | 0 | 0 | 47.6 | 1 | Honeywell | 2023-06-23 | redacted
Low Income - Power to Save | Outdoor Coil Cleaning | 0 | 0.1 | 0 | 275 | 1 | Honeywell | 2023-06-23 | redacted
Low Income - Power to Save | Faucet Aerators | 0 | 0 | 0.02 | 110.58 | 1 | Honeywell | 2023-06-23 | redacted
Low Income - Power to Save | Low Flow Showerhead | 0 | 0.04 | 0.1 | 504.08 | 1 | Honeywell | 2023-06-23 | redacted
Low Income - Power to Save | LED Lights | 0 | 0 | 0 | 47.6 | 1 | Honeywell | 2023-06-23 | redacted
Low Income - Power to Save | Weather Strip/Caulk | 0 | 0.25 | 0.09 | 503.3 | 1 | Honeywell | 2023-06-19 | redacted
Low Income - Power to Save | Outdoor Coil Cleaning | 0 | 0.1 | 0 | 275 | 1 | Honeywell | 2023-06-19 | redacted
Low Income - Power to Save | Faucet Aerators | 0 | 0 | 0.02 | 110.58 | 1 | Honeywell | 2023-06-19 | redacted
Low Income - Power to Save | Low Flow Showerhead | 0 | 0.04 | 0.1 | 504.08 | 1 | Honeywell | 2023-06-19 | redacted
Low Income - Power to Save | LED Lights | 0 | 0 | 0 | 47.6 | 1 | Honeywell | 2023-06-19 | redacted
Low Income - Power to Save | Weather Strip/Caulk | 0 | 0.25 | 0.09 | 503.3 | 1 | Honeywell | 2023-06-20 | redacted
Low Income - Power to Save | Faucet Aerators | 0 | 0 | 0.02 | 110.58 | 1 | Honeywell | 2023-06-20 | redacted
Low Income - Power to Save | Low Flow Showerhead | 0 | 0.04 | 0.1 | 504.08 | 1 | Honeywell | 2023-06-20 | redacted
Low Income - Power to Save | LED Lights | 0 | 0 | 0 | 47.6 | 1 | Honeywell | 2023-06-20 | redacted
Low Income - Power to Save | Weather Strip/Caulk | 0 | 0.25 | 0.09 | 503.3 | 1 | Honeywell | 2023-06-20 | redacted
Low Income - Power to Save | Pipe Wrap | 0 | 0.01 | 0.03 | 143.65 | 1 | Honeywell | 2023-06-20 | redacted
Low Income - Power to Save | Outdoor Coil Cleaning | 0 | 0.1 | 0 | 275 | 1 | Honeywell | 2023-06-20 | redacted
Low Income - Power to Save | HVAC Inspection | 0 | 0.17 | 0 | 268.73 | 1 | Honeywell | 2023-06-20 | redacted
Low Income - Power to Save | Faucet Aerators | 0 | 0 | 0.02 | 110.58 | 1 | Honeywell | 2023-06-20 | redacted
Low Income - Power to Save | Low Flow Showerhead | 0 | 0.04 | 0.1 | 504.08 | 1 | Honeywell | 2023-06-20 | redacted
Low Income - Power to Save | LI - DUCT | 0 | 0.4 | 0.12 | 775.77 | 1 | Honeywell | 2023-06-20 | redacted
Low Income - Power to Save | LED Lights | 0 | 0 | 0 | 47.6 | 1 | Honeywell | 2023-06-20 | redacted
Low Income - Power to Save | Outdoor Coil Cleaning | 0 | 0.1 | 0 | 275 | 1 | Honeywell | 2023-06-20 | redacted
Low Income - Power to Save | LED Lights | 0 | 0 | 0 | 47.6 | 1 | Honeywell | 2023-06-20 | redacted
Low Income - Power to Save | Weather Strip/Caulk | 0 | 0.25 | 0.09 | 503.3 | 1 | Honeywell | 2023-06-20 | redacted
Low Income - Power to Save | Outdoor Coil Cleaning | 0 | 0.1 | 0 | 275 | 1 | Honeywell | 2023-06-20 | redacted
Low Income - Power to Save | Faucet Aerators | 0 | 0 | 0.02 | 110.58 | 1 | Honeywell | 2023-06-20 | redacted
Low Income - Power to Save | Low Flow Showerhead | 0 | 0.04 | 0.1 | 504.08 | 1 | Honeywell | 2023-06-20 | redacted
Low Income - Power to Save | LED Lights | 0 | 0 | 0 | 47.6 | 1 | Honeywell | 2023-06-20 | redacted
Low Income - Power to Save | Weather Strip/Caulk | 0 | 0.25 | 0.09 | 503.3 | 1 | Honeywell | 2023-06-19 | redacted
Low Income - Power to Save | Pipe Wrap | 0 | 0.01 | 0.03 | 143.65 | 1 | Honeywell | 2023-06-19 | redacted
Low Income - Power to Save | Outdoor Coil Cleaning | 0 | 0.1 | 0 | 275 | 1 | Honeywell | 2023-06-19 | redacted
Low Income - Power to Save | HVAC Inspection | 0 | 0.17 | 0 | 268.73 | 1 | Honeywell | 2023-06-19 | redacted
Low Income - Power to Save | Faucet Aerators | 0 | 0 | 0.02 | 110.58 | 1 | Honeywell | 2023-06-19 | redacted
Low Income - Power to Save | Low Flow Showerhead | 0 | 0.04 | 0.1 | 504.08 | 1 | Honeywell | 2023-06-19 | redacted
Low Income - Power to Save | LI - DUCT | 0 | 0.4 | 0.12 | 775.77 | 1 | Honeywell | 2023-06-19 | redacted
Low Income - Power to Save | LED Lights | 0 | 0 | 0 | 47.6 | 1 | Honeywell | 2023-06-19 | redacted
Low Income - Power to Save | Weather Strip/Caulk | 0 | 0.25 | 0.09 | 503.3 | 1 | Honeywell | 2023-06-22 | redacted
Low Income - Power to Save | Outdoor Coil Cleaning | 0 | 0.1 | 0 | 275 | 1 | Honeywell | 2023-06-22 | redacted
Low Income - Power to Save | HVAC Inspection | 0 | 0.17 | 0 | 268.73 | 1 | Honeywell | 2023-06-22 | redacted
Low Income - Power to Save | Faucet Aerators | 0 | 0 | 0.02 | 110.58 | 1 | Honeywell | 2023-06-22 | redacted
Low Income - Power to Save | Low Flow Showerhead | 0 | 0.04 | 0.1 | 504.08 | 1 | Honeywell | 2023-06-22 | redacted
Low Income - Power to Save | LI - DUCT | 0 | 0.4 | 0.12 | 775.77 | 1 | Honeywell | 2023-06-22 | redacted
Low Income - Power to Save | LED Lights | 0 | 0 | 0 | 47.6 | 1 | Honeywell | 2023-06-22 | redacted
Low Income - Power to Save | Weather Strip/Caulk | 0 | 0.25 | 0.09 | 503.3 | 1 | Honeywell | 2023-06-20 | redacted
Low Income - Power to Save | Pipe Wrap | 0 | 0.01 | 0.03 | 143.65 | 1 | Honeywell | 2023-06-20 | redacted
Low Income - Power to Save | Faucet Aerators | 0 | 0 | 0.02 | 110.58 | 1 | Honeywell | 2023-06-20 | redacted
Low Income - Power to Save | LED Lights | 0 | 0 | 0 | 47.6 | 1 | Honeywell | 2023-06-20 | redacted
Low Income - Power to Save | Outdoor Coil Cleaning | 0 | 0.1 | 0 | 275 | 1 | Honeywell | 2023-06-20 | redacted
Low Income - Power to Save | Faucet Aerators | 0 | 0 | 0.02 | 110.58 | 1 | Honeywell | 2023-06-20 | redacted
Low Income - Power to Save | Low Flow Showerhead | 0 | 0.04 | 0.1 | 504.08 | 1 | Honeywell | 2023-06-20 | redacted
Low Income - Power to Save | LED Lights | 0 | 0 | 0 | 47.6 | 1 | Honeywell | 2023-06-20 | redacted
Low Income - Power to Save | Weather Strip/Caulk | 0 | 0.25 | 0.09 | 503.3 | 1 | Honeywell | 2023-06-23 | redacted
Low Income - Power to Save | Outdoor Coil Cleaning | 0 | 0.1 | 0 | 275 | 1 | Honeywell | 2023-06-23 | redacted
Low Income - Power to Save | HVAC Inspection | 0 | 0.17 | 0 | 268.73 | 1 | Honeywell | 2023-06-23 | redacted
Low Income - Power to Save | Low Flow Showerhead | 0 | 0.04 | 0.1 | 504.08 | 1 | Honeywell | 2023-06-23 | redacted
Low Income - Power to Save | LI - DUCT | 0 | 0.4 | 0.12 | 775.77 | 1 | Honeywell | 2023-06-23 | redacted
Low Income - Power to Save | LED Lights | 0 | 0 | 0 | 47.6 | 1 | Honeywell | 2023-06-23 | redacted
Low Income - Power to Save | Weather Strip/Caulk | 0 | 0.25 | 0.09 | 503.3 | 1 | Honeywell | 2023-06-19 | redacted
Low Income - Power to Save | Outdoor Coil Cleaning | 0 | 0.1 | 0 | 275 | 1 | Honeywell | 2023-06-19 | redacted
Low Income - Power to Save | HVAC Inspection | 0 | 0.17 | 0 | 268.73 | 1 | Honeywell | 2023-06-19 | redacted
Low Income - Power to Save | Faucet Aerators | 0 | 0 | 0.02 | 110.58 | 1 | Honeywell | 2023-06-19 | redacted
Low Income - Power to Save | Low Flow Showerhead | 0 | 0.04 | 0.1 | 504.08 | 1 | Honeywell | 2023-06-19 | redacted
Low Income - Power to Save | LI - DUCT | 0 | 0.4 | 0.12 | 775.77 | 1 | Honeywell | 2023-06-19 | redacted
Low Income - Power to Save | LED Lights | 0 | 0 | 0 | 47.6 | 1 | Honeywell | 2023-06-19 | redacted
Low Income - Power to Save | Weather Strip/Caulk | 0 | 0.25 | 0.09 | 503.3 | 1 | Honeywell | 2023-06-20 | redacted
Low Income - Power to Save | Faucet Aerators | 0 | 0 | 0.02 | 110.58 | 1 | Honeywell | 2023-06-20 | redacted
Low Income - Power to Save | Low Flow Showerhead | 0 | 0.04 | 0.1 | 504.08 | 1 | Honeywell | 2023-06-20 | redacted
Low Income - Power to Save | LED Lights | 0 | 0 | 0 | 47.6 | 1 | Honeywell | 2023-06-20 | redacted
Low Income - Power to Save | Weather Strip/Caulk | 0 | 0.25 | 0.09 | 503.3 | 1 | Honeywell | 2023-06-19 | redacted
Low Income - Power to Save | Faucet Aerators | 0 | 0 | 0.02 | 110.58 | 1 | Honeywell | 2023-06-19 | redacted
Low Income - Power to Save | Low Flow Showerhead | 0 | 0.04 | 0.1 | 504.08 | 1 | Honeywell | 2023-06-19 | redacted
Low Income - Power to Save | LED Lights | 0 | 0 | 0 | 47.6 | 1 | Honeywell | 2023-06-19 | redacted
Low Income - Power to Save | Weather Strip/Caulk | 0 | 0.25 | 0.09 | 503.3 | 1 | Honeywell | 2023-06-19 | redacted
Low Income - Power to Save | Outdoor Coil Cleaning | 0 | 0.1 | 0 | 275 | 1 | Honeywell | 2023-06-19 | redacted
Low Income - Power to Save | HVAC Inspection | 0 | 0.17 | 0 | 268.73 | 1 | Honeywell | 2023-06-19 | redacted
Low Income - Power to Save | Faucet Aerators | 0 | 0 | 0.02 | 110.58 | 1 | Honeywell | 2023-06-19 | redacted
Low Income - Power to Save | Low Flow Showerhead | 0 | 0.04 | 0.1 | 504.08 | 1 | Honeywell | 2023-06-19 | redacted
Low Income - Power to Save | LI - DUCT | 0 | 0.4 | 0.12 | 775.77 | 1 | Honeywell | 2023-06-19 | redacted
Low Income - Power to Save | LED Lights | 0 | 0 | 0 | 47.6 | 1 | Honeywell | 2023-06-19 | redacted
Low Income - Power to Save | Faucet Aerators | 0 | 0 | 0.02 | 110.58 | 1 | Honeywell | 2023-06-19 | redacted
Low Income - Power to Save | Low Flow Showerhead | 0 | 0.04 | 0.1 | 504.08 | 1 | Honeywell | 2023-06-19 | redacted
Low Income - Power to Save | LED Lights | 0 | 0 | 0 | 47.6 | 1 | Honeywell | 2023-06-19 | redacted
Low Income - Power to Save | Outdoor Coil Cleaning | 0 | 0.1 | 0 | 275 | 1 | Honeywell | 2023-06-23 | redacted
Low Income - Power to Save | Faucet Aerators | 0 | 0 | 0.02 | 110.58 | 1 | Honeywell | 2023-06-23 | redacted
Low Income - Power to Save | Low Flow Showerhead | 0 | 0.04 | 0.1 | 504.08 | 1 | Honeywell | 2023-06-23 | redacted
Low Income - Power to Save | LED Lights | 0 | 0 | 0 | 47.6 | 1 | Honeywell | 2023-06-23 | redacted
Low Income - Power to Save | Weather Strip/Caulk | 0 | 0.25 | 0.09 | 503.3 | 1 | Honeywell | 2023-06-23 | redacted
Low Income - Power to Save | Faucet Aerators | 0 | 0 | 0.02 | 110.58 | 1 | Honeywell | 2023-06-23 | redacted
Low Income - Power to Save | Low Flow Showerhead | 0 | 0.04 | 0.1 | 504.08 | 1 | Honeywell | 2023-06-23 | redacted
Low Income - Power to Save | LED Lights | 0 | 0 | 0 | 47.6 | 1 | Honeywell | 2023-06-23 | redacted
Low Income - Power to Save | Weather Strip/Caulk | 0 | 0.25 | 0.09 | 503.3 | 1 | Honeywell | 2023-06-20 | redacted
Low Income - Power to Save | Low Flow Showerhead | 0 | 0.04 | 0.1 | 504.08 | 1 | Honeywell | 2023-06-20 | redacted
Low Income - Power to Save | LED Lights | 0 | 0 | 0 | 47.6 | 1 | Honeywell | 2023-06-20 | redacted
Low Income - Power to Save | Weather Strip/Caulk | 0 | 0.25 | 0.09 | 503.3 | 1 | Honeywell | 2023-06-20 | redacted
Low Income - Power to Save | Outdoor Coil Cleaning | 0 | 0.1 | 0 | 275 | 1 | Honeywell | 2023-06-20 | redacted
Low Income - Power to Save | HVAC Inspection | 0 | 0.17 | 0 | 268.73 | 1 | Honeywell | 2023-06-20 | redacted
Low Income - Power to Save | Low Flow Showerhead | 0 | 0.04 | 0.1 | 504.08 | 1 | Honeywell | 2023-06-20 | redacted
Low Income - Power to Save | LI - DUCT | 0 | 0.4 | 0.12 | 775.77 | 1 | Honeywell | 2023-06-20 | redacted
Low Income - Power to Save | LED Lights | 0 | 0 | 0 | 47.6 | 1 | Honeywell | 2023-06-20 | redacted
Low Income - Power to Save | Weather Strip/Caulk | 0 | 0.25 | 0.09 | 503.3 | 1 | Honeywell | 2023-06-19 | redacted
Low Income - Power to Save | Pipe Wrap | 0 | 0.01 | 0.03 | 143.65 | 1 | Honeywell | 2023-06-19 | redacted
Low Income - Power to Save | Outdoor Coil Cleaning | 0 | 0.1 | 0 | 275 | 1 | Honeywell | 2023-06-19 | redacted
Low Income - Power to Save | Faucet Aerators | 0 | 0 | 0.02 | 110.58 | 1 | Honeywell | 2023-06-19 | redacted
Low Income - Power to Save | Low Flow Showerhead | 0 | 0.04 | 0.1 | 504.08 | 1 | Honeywell | 2023-06-19 | redacted
Low Income - Power to Save | LED Lights | 0 | 0 | 0 | 47.6 | 1 | Honeywell | 2023-06-19 | redacted
Low Income - Power to Save | Weather Strip/Caulk | 0 | 0.25 | 0.09 | 503.3 | 1 | Honeywell | 2023-06-19 | redacted
Low Income - Power to Save | HVAC Inspection | 0 | 0.17 | 0 | 268.73 | 1 | Honeywell | 2023-06-19 | redacted
Low Income - Power to Save | Faucet Aerators | 0 | 0 | 0.02 | 110.58 | 1 | Honeywell | 2023-06-19 | redacted
Low Income - Power to Save | Low Flow Showerhead | 0 | 0.04 | 0.1 | 504.08 | 1 | Honeywell | 2023-06-19 | redacted
Low Income - Power to Save | LI - DUCT | 0 | 0.4 | 0.12 | 775.77 | 1 | Honeywell | 2023-06-19 | redacted
Low Income - Power to Save | LED Lights | 0 | 0 | 0 | 47.6 | 1 | Honeywell | 2023-06-19 | redacted
Low Income - Power to Save | Weather Strip/Caulk | 0 | 0.25 | 0.09 | 503.3 | 1 | Honeywell | 2023-06-19 | redacted
Low Income - Power to Save | Low Flow Showerhead | 0 | 0.04 | 0.1 | 504.08 | 1 | Honeywell | 2023-06-19 | redacted
Low Income - Power to Save | LED Lights | 0 | 0 | 0 | 47.6 | 1 | Honeywell | 2023-06-19 | redacted
Low Income - Power to Save | Weather Strip/Caulk | 0 | 0.25 | 0.09 | 503.3 | 1 | Honeywell | 2023-06-19 | redacted
Low Income - Power to Save | Outdoor Coil Cleaning | 0 | 0.1 | 0 | 275 | 1 | Honeywell | 2023-06-19 | redacted
Low Income - Power to Save | HVAC Inspection | 0 | 0.17 | 0 | 268.73 | 1 | Honeywell | 2023-06-19 | redacted
Low Income - Power to Save | LED Lights | 0 | 0 | 0 | 47.6 | 1 | Honeywell | 2023-06-19 | redacted
Low Income - Power to Save | Weather Strip/Caulk | 0 | 0.25 | 0.09 | 503.3 | 1 | Honeywell | 2023-06-19 | redacted
Low Income - Power to Save | Outdoor Coil Cleaning | 0 | 0.1 | 0 | 275 | 1 | Honeywell | 2023-06-19 | redacted
Low Income - Power to Save | HVAC Inspection | 0 | 0.17 | 0 | 268.73 | 1 | Honeywell | 2023-06-19 | redacted
Low Income - Power to Save | LI - DUCT | 0 | 0.4 | 0.12 | 775.77 | 1 | Honeywell | 2023-06-19 | redacted
Low Income - Power to Save | LED Lights | 0 | 0 | 0 | 47.6 | 1 | Honeywell | 2023-06-19 | redacted
Low Income - Power to Save | Outdoor Coil Cleaning | 0 | 0.1 | 0 | 275 | 1 | Honeywell | 2023-06-19 | redacted
Low Income - Power to Save | HVAC Inspection | 0 | 0.17 | 0 | 268.73 | 1 | Honeywell | 2023-06-19 | redacted
Low Income - Power to Save | Faucet Aerators | 0 | 0 | 0.02 | 110.58 | 1 | Honeywell | 2023-06-19 | redacted
Low Income - Power to Save | Low Flow Showerhead | 0 | 0.04 | 0.1 | 504.08 | 1 | Honeywell | 2023-06-19 | redacted
Low Income - Power to Save | LED Lights | 0 | 0 | 0 | 47.6 | 1 | Honeywell | 2023-06-19 | redacted
Low Income - Power to Save | Weather Strip/Caulk | 0 | 0.25 | 0.09 | 503.3 | 1 | Honeywell | 2023-06-22 | redacted
Low Income - Power to Save | Pipe Wrap | 0 | 0.01 | 0.03 | 143.65 | 1 | Honeywell | 2023-06-22 | redacted
Low Income - Power to Save | Outdoor Coil Cleaning | 0 | 0.1 | 0 | 275 | 1 | Honeywell | 2023-06-22 | redacted
Low Income - Power to Save | HVAC Inspection | 0 | 0.17 | 0 | 268.73 | 1 | Honeywell | 2023-06-22 | redacted
Low Income - Power to Save | Faucet Aerators | 0 | 0 | 0.02 | 110.58 | 1 | Honeywell | 2023-06-22 | redacted
Low Income - Power to Save | Low Flow Showerhead | 0 | 0.04 | 0.1 | 504.08 | 1 | Honeywell | 2023-06-22 | redacted
Low Income - Power to Save | LI - DUCT | 0 | 0.4 | 0.12 | 775.77 | 1 | Honeywell | 2023-06-22 | redacted
Low Income - Power to Save | LED Lights | 0 | 0 | 0 | 47.6 | 1 | Honeywell | 2023-06-22 | redacted
Low Income - Power to Save | Weather Strip/Caulk | 0 | 0.25 | 0.09 | 503.3 | 1 | Honeywell | 2023-06-19 | redacted
Low Income - Power to Save | Outdoor Coil Cleaning | 0 | 0.1 | 0 | 275 | 1 | Honeywell | 2023-06-19 | redacted
Low Income - Power to Save | HVAC Inspection | 0 | 0.17 | 0 | 268.73 | 1 | Honeywell | 2023-06-19 | redacted
Low Income - Power to Save | Faucet Aerators | 0 | 0 | 0.02 | 110.58 | 1 | Honeywell | 2023-06-19 | redacted
Low Income - Power to Save | LI - DUCT | 0 | 0.4 | 0.12 | 775.77 | 1 | Honeywell | 2023-06-19 | redacted
Low Income - Power to Save | LED Lights | 0 | 0 | 0 | 47.6 | 1 | Honeywell | 2023-06-19 | redacted
Low Income - Power to Save | Weather Strip/Caulk | 0 | 0.25 | 0.09 | 503.3 | 1 | Honeywell | 2023-06-19 | redacted
Low Income - Power to Save | Faucet Aerators | 0 | 0 | 0.02 | 110.58 | 1 | Honeywell | 2023-06-19 | redacted
Low Income - Power to Save | Low Flow Showerhead | 0 | 0.04 | 0.1 | 504.08 | 1 | Honeywell | 2023-06-19 | redacted
Low Income - Power to Save | LED Lights | 0 | 0 | 0 | 47.6 | 1 | Honeywell | 2023-06-19 | redacted
Low Income - Power to Save | Weather Strip/Caulk | 0 | 0.25 | 0.09 | 503.3 | 1 | Honeywell | 2023-06-23 | redacted
Low Income - Power to Save | Outdoor Coil Cleaning | 0 | 0.1 | 0 | 275 | 1 | Honeywell | 2023-06-23 | redacted
Low Income - Power to Save | HVAC Inspection | 0 | 0.17 | 0 | 268.73 | 1 | Honeywell | 2023-06-23 | redacted
Low Income - Power to Save | Faucet Aerators | 0 | 0 | 0.02 | 110.58 | 1 | Honeywell | 2023-06-23 | redacted
Low Income - Power to Save | Low Flow Showerhead | 0 | 0.04 | 0.1 | 504.08 | 1 | Honeywell | 2023-06-23 | redacted
Low Income - Power to Save | LI - DUCT | 0 | 0.4 | 0.12 | 775.77 | 1 | Honeywell | 2023-06-23 | redacted
Low Income - Power to Save | LED Lights | 0 | 0 | 0 | 47.6 | 1 | Honeywell | 2023-06-23 | redacted
Low Income - Power to Save | Weather Strip/Caulk | 0 | 0.25 | 0.09 | 503.3 | 1 | Honeywell | 2023-06-19 | redacted
Low Income - Power to Save | Pipe Wrap | 0 | 0.01 | 0.03 | 143.65 | 1 | Honeywell | 2023-06-19 | redacted
Low Income - Power to Save | Outdoor Coil Cleaning | 0 | 0.1 | 0 | 275 | 1 | Honeywell | 2023-06-19 | redacted
Low Income - Power to Save | HVAC Inspection | 0 | 0.17 | 0 | 268.73 | 1 | Honeywell | 2023-06-19 | redacted
Low Income - Power to Save | Faucet Aerators | 0 | 0 | 0.02 | 110.58 | 1 | Honeywell | 2023-06-19 | redacted
Low Income - Power to Save | Low Flow Showerhead | 0 | 0.04 | 0.1 | 504.08 | 1 | Honeywell | 2023-06-19 | redacted
Low Income - Power to Save | LI - DUCT | 0 | 0.4 | 0.12 | 775.77 | 1 | Honeywell | 2023-06-19 | redacted
Low Income - Power to Save | LED Lights | 0 | 0 | 0 | 47.6 | 1 | Honeywell | 2023-06-19 | redacted
Low Income - Power to Save | Weather Strip/Caulk | 0 | 0.25 | 0.09 | 503.3 | 1 | Honeywell | 2023-06-19 | redacted
Low Income - Power to Save | Faucet Aerators | 0 | 0 | 0.02 | 110.58 | 1 | Honeywell | 2023-06-19 | redacted
Low Income - Power to Save | Low Flow Showerhead | 0 | 0.04 | 0.1 | 504.08 | 1 | Honeywell | 2023-06-19 | redacted
Low Income - Power to Save | LED Lights | 0 | 0 | 0 | 47.6 | 1 | Honeywell | 2023-06-19 | redacted
Low Income - Power to Save | Weather Strip/Caulk | 0 | 0.25 | 0.09 | 503.3 | 1 | Honeywell | 2023-06-19 | redacted
Low Income - Power to Save | Outdoor Coil Cleaning | 0 | 0.1 | 0 | 275 | 1 | Honeywell | 2023-06-19 | redacted
Low Income - Power to Save | HVAC Inspection | 0 | 0.17 | 0 | 268.73 | 1 | Honeywell | 2023-06-19 | redacted
Low Income - Power to Save | Low Flow Showerhead | 0 | 0.04 | 0.1 | 504.08 | 1 | Honeywell | 2023-06-19 | redacted
Low Income - Power to Save | LI - DUCT | 0 | 0.4 | 0.12 | 775.77 | 1 | Honeywell | 2023-06-19 | redacted
Low Income - Power to Save | LED Lights | 0 | 0 | 0 | 47.6 | 1 | Honeywell | 2023-06-19 | redacted
Low Income - Power to Save | Weather Strip/Caulk | 0 | 0.25 | 0.09 | 503.3 | 1 | Honeywell | 2023-06-20 | redacted
Low Income - Power to Save | Outdoor Coil Cleaning | 0 | 0.1 | 0 | 275 | 1 | Honeywell | 2023-06-20 | redacted
Low Income - Power to Save | HVAC Inspection | 0 | 0.17 | 0 | 268.73 | 1 | Honeywell | 2023-06-20 | redacted
Low Income - Power to Save | Faucet Aerators | 0 | 0 | 0.02 | 110.58 | 1 | Honeywell | 2023-06-20 | redacted
Low Income - Power to Save | LI - DUCT | 0 | 0.4 | 0.12 | 775.77 | 1 | Honeywell | 2023-06-20 | redacted
Low Income - Power to Save | LED Lights | 0 | 0 | 0 | 47.6 | 1 | Honeywell | 2023-06-20 | redacted
Low Income - Power to Save | Weather Strip/Caulk | 0 | 0.25 | 0.09 | 503.3 | 1 | Honeywell | 2023-06-23 | redacted
Low Income - Power to Save | Outdoor Coil Cleaning | 0 | 0.1 | 0 | 275 | 1 | Honeywell | 2023-06-23 | redacted
Low Income - Power to Save | LED Lights | 0 | 0 | 0 | 47.6 | 1 | Honeywell | 2023-06-23 | redacted
Low Income - Power to Save | Weather Strip/Caulk | 0 | 0.25 | 0.09 | 503.3 | 1 | Honeywell | 2023-06-19 | redacted
Low Income - Power to Save | Low Flow Showerhead | 0 | 0.04 | 0.1 | 504.08 | 1 | Honeywell | 2023-06-19 | redacted
Low Income - Power to Save | LED Lights | 0 | 0 | 0 | 47.6 | 1 | Honeywell | 2023-06-19 | redacted
Low Income - Power to Save | Weather Strip/Caulk | 0 | 0.25 | 0.09 | 503.3 | 1 | Honeywell | 2023-06-19 | redacted
Low Income - Power to Save | Outdoor Coil Cleaning | 0 | 0.1 | 0 | 275 | 1 | Honeywell | 2023-06-19 | redacted
Low Income - Power to Save | HVAC Inspection | 0 | 0.17 | 0 | 268.73 | 1 | Honeywell | 2023-06-19 | redacted
Low Income - Power to Save | Faucet Aerators | 0 | 0 | 0.02 | 110.58 | 1 | Honeywell | 2023-06-19 | redacted
Low Income - Power to Save | Low Flow Showerhead | 0 | 0.04 | 0.1 | 504.08 | 1 | Honeywell | 2023-06-19 | redacted
Low Income - Power to Save | LI - DUCT | 0 | 0.4 | 0.12 | 775.77 | 1 | Honeywell | 2023-06-19 | redacted
Low Income - Power to Save | LED Lights | 0 | 0 | 0 | 47.6 | 1 | Honeywell | 2023-06-19 | redacted
Low Income - Power to Save | Weather Strip/Caulk | 0 | 0.25 | 0.09 | 503.3 | 1 | Honeywell | 2023-06-20 | redacted
Low Income - Power to Save | Pipe Wrap | 0 | 0.01 | 0.03 | 143.65 | 1 | Honeywell | 2023-06-20 | redacted
Low Income - Power to Save | Outdoor Coil Cleaning | 0 | 0.1 | 0 | 275 | 1 | Honeywell | 2023-06-20 | redacted
Low Income - Power to Save | HVAC Inspection | 0 | 0.17 | 0 | 268.73 | 1 | Honeywell | 2023-06-20 | redacted
Low Income - Power to Save | Faucet Aerators | 0 | 0 | 0.02 | 110.58 | 1 | Honeywell | 2023-06-20 | redacted
Low Income - Power to Save | Low Flow Showerhead | 0 | 0.04 | 0.1 | 504.08 | 1 | Honeywell | 2023-06-20 | redacted
Low Income - Power to Save | LI - DUCT | 0 | 0.4 | 0.12 | 775.77 | 1 | Honeywell | 2023-06-20 | redacted
Low Income - Power to Save | LED Lights | 0 | 0 | 0 | 47.6 | 1 | Honeywell | 2023-06-20 | redacted
Low Income - Power to Save | Weather Strip/Caulk | 0 | 0.25 | 0.09 | 503.3 | 1 | Honeywell | 2023-06-19 | redacted
Low Income - Power to Save | Outdoor Coil Cleaning | 0 | 0.1 | 0 | 275 | 1 | Honeywell | 2023-06-19 | redacted
Low Income - Power to Save | HVAC Inspection | 0 | 0.17 | 0 | 268.73 | 1 | Honeywell | 2023-06-19 | redacted
Low Income - Power to Save | Low Flow Showerhead | 0 | 0.04 | 0.1 | 504.08 | 1 | Honeywell | 2023-06-19 | redacted
Low Income - Power to Save | LI - DUCT | 0 | 0.4 | 0.12 | 775.77 | 1 | Honeywell | 2023-06-19 | redacted
Low Income - Power to Save | LED Lights | 0 | 0 | 0 | 47.6 | 1 | Honeywell | 2023-06-19 | redacted
Low Income - Power to Save | Weather Strip/Caulk | 0 | 0.25 | 0.09 | 503.3 | 1 | Honeywell | 2023-06-19 | redacted
Low Income - Power to Save | Faucet Aerators | 0 | 0 | 0.02 | 110.58 | 1 | Honeywell | 2023-06-19 | redacted
Low Income - Power to Save | Low Flow Showerhead | 0 | 0.04 | 0.1 | 504.08 | 1 | Honeywell | 2023-06-19 | redacted
Low Income - Power to Save | LED Lights | 0 | 0 | 0 | 47.6 | 1 | Honeywell | 2023-06-19 | redacted
Low Income - Power to Save | Outdoor Coil Cleaning | 0 | 0.1 | 0 | 275 | 1 | Honeywell | 2023-06-20 | redacted
Low Income - Power to Save | Low Flow Showerhead | 0 | 0.04 | 0.1 | 504.08 | 1 | Honeywell | 2023-06-20 | redacted
Low Income - Power to Save | LED Lights | 0 | 0 | 0 | 47.6 | 1 | Honeywell | 2023-06-20 | redacted
Low Income - Power to Save | Weather Strip/Caulk | 0 | 0.25 | 0.09 | 503.3 | 1 | Honeywell | 2023-06-20 | redacted
Low Income - Power to Save | Outdoor Coil Cleaning | 0 | 0.1 | 0 | 275 | 1 | Honeywell | 2023-06-20 | redacted
Low Income - Power to Save | HVAC Inspection | 0 | 0.17 | 0 | 268.73 | 1 | Honeywell | 2023-06-20 | redacted
Low Income - Power to Save | Faucet Aerators | 0 | 0 | 0.02 | 110.58 | 1 | Honeywell | 2023-06-20 | redacted
Low Income - Power to Save | LI - DUCT | 0 | 0.4 | 0.12 | 775.77 | 1 | Honeywell | 2023-06-20 | redacted
Low Income - Power to Save | LED Lights | 0 | 0 | 0 | 47.6 | 1 | Honeywell | 2023-06-20 | redacted
Low Income - Power to Save | Outdoor Coil Cleaning | 0 | 0.1 | 0 | 275 | 1 | Honeywell | 2023-06-19 | redacted
Low Income - Power to Save | HVAC Inspection | 0 | 0.17 | 0 | 268.73 | 1 | Honeywell | 2023-06-19 | redacted
Low Income - Power to Save | Faucet Aerators | 0 | 0 | 0.02 | 110.58 | 1 | Honeywell | 2023-06-19 | redacted
Low Income - Power to Save | Low Flow Showerhead | 0 | 0.04 | 0.1 | 504.08 | 1 | Honeywell | 2023-06-19 | redacted
Low Income - Power to Save | LI - DUCT | 0 | 0.4 | 0.12 | 775.77 | 1 | Honeywell | 2023-06-19 | redacted
Low Income - Power to Save | LED Lights | 0 | 0 | 0 | 47.6 | 1 | Honeywell | 2023-06-19 | redacted
Low Income - Power to Save | Weather Strip/Caulk | 0 | 0.25 | 0.09 | 503.3 | 1 | Honeywell | 2023-06-19 | redacted
Low Income - Power to Save | Outdoor Coil Cleaning | 0 | 0.1 | 0 | 275 | 1 | Honeywell | 2023-06-19 | redacted
Low Income - Power to Save | HVAC Inspection | 0 | 0.17 | 0 | 268.73 | 1 | Honeywell | 2023-06-19 | redacted
Low Income - Power to Save | Low Flow Showerhead | 0 | 0.04 | 0.1 | 504.08 | 1 | Honeywell | 2023-06-19 | redacted
Low Income - Power to Save | LI - DUCT | 0 | 0.4 | 0.12 | 775.77 | 1 | Honeywell | 2023-06-19 | redacted
Low Income - Power to Save | LED Lights | 0 | 0 | 0 | 47.6 | 1 | Honeywell | 2023-06-19 | redacted
Low Income - Power to Save | Weather Strip/Caulk | 0 | 0.25 | 0.09 | 503.3 | 1 | Honeywell | 2023-06-19 | redacted
Low Income - Power to Save | Outdoor Coil Cleaning | 0 | 0.1 | 0 | 275 | 1 | Honeywell | 2023-06-19 | redacted
Low Income - Power to Save | Low Flow Showerhead | 0 | 0.04 | 0.1 | 504.08 | 1 | Honeywell | 2023-06-19 | redacted
Low Income - Power to Save | LED Lights | 0 | 0 | 0 | 47.6 | 1 | Honeywell | 2023-06-19 | redacted
Low Income - Power to Save | Faucet Aerators | 0 | 0 | 0.02 | 110.58 | 1 | Honeywell | 2023-06-19 | redacted
Low Income - Power to Save | Low Flow Showerhead | 0 | 0.04 | 0.1 | 504.08 | 1 | Honeywell | 2023-06-19 | redacted
Low Income - Power to Save | LED Lights | 0 | 0 | 0 | 47.6 | 1 | Honeywell | 2023-06-19 | redacted
Low Income - Power to Save | Weather Strip/Caulk | 0 | 0.25 | 0.09 | 503.3 | 1 | Honeywell | 2023-06-20 | redacted
Low Income - Power to Save | Faucet Aerators | 0 | 0 | 0.02 | 110.58 | 1 | Honeywell | 2023-06-20 | redacted
Low Income - Power to Save | LED Lights | 0 | 0 | 0 | 47.6 | 1 | Honeywell | 2023-06-20 | redacted
Low Income - Power to Save | Outdoor Coil Cleaning | 0 | 0.1 | 0 | 275 | 1 | Honeywell | 2023-06-20 | redacted
Low Income - Power to Save | Faucet Aerators | 0 | 0 | 0.02 | 110.58 | 1 | Honeywell | 2023-06-20 | redacted
Low Income - Power to Save | Low Flow Showerhead | 0 | 0.04 | 0.1 | 504.08 | 1 | Honeywell | 2023-06-20 | redacted
Low Income - Power to Save | LED Lights | 0 | 0 | 0 | 47.6 | 1 | Honeywell | 2023-06-20 | redacted
Low Income - Power to Save | Weather Strip/Caulk | 0 | 0.25 | 0.09 | 503.3 | 1 | Honeywell | 2023-06-19 | redacted
Low Income - Power to Save | Outdoor Coil Cleaning | 0 | 0.1 | 0 | 275 | 1 | Honeywell | 2023-06-19 | redacted
Low Income - Power to Save | HVAC Inspection | 0 | 0.17 | 0 | 268.73 | 1 | Honeywell | 2023-06-19 | redacted
Low Income - Power to Save | Faucet Aerators | 0 | 0 | 0.02 | 110.58 | 1 | Honeywell | 2023-06-19 | redacted
Low Income - Power to Save | LI - DUCT | 0 | 0.4 | 0.12 | 775.77 | 1 | Honeywell | 2023-06-19 | redacted
Low Income - Power to Save | LED Lights | 0 | 0 | 0 | 47.6 | 1 | Honeywell | 2023-06-19 | redacted
Low Income - Power to Save | Weather Strip/Caulk | 0 | 0.25 | 0.09 | 503.3 | 1 | Honeywell | 2023-06-19 | redacted
Low Income - Power to Save | Faucet Aerators | 0 | 0 | 0.02 | 110.58 | 1 | Honeywell | 2023-06-19 | redacted
Low Income - Power to Save | Low Flow Showerhead | 0 | 0.04 | 0.1 | 504.08 | 1 | Honeywell | 2023-06-19 | redacted
Low Income - Power to Save | LED Lights | 0 | 0 | 0 | 47.6 | 1 | Honeywell | 2023-06-19 | redacted
Low Income - Power to Save | Faucet Aerators | 0 | 0 | 0.02 | 110.58 | 1 | Honeywell | 2023-06-19 | redacted
Low Income - Power to Save | Low Flow Showerhead | 0 | 0.04 | 0.1 | 504.08 | 1 | Honeywell | 2023-06-19 | redacted
Low Income - Power to Save | LED Lights | 0 | 0 | 0 | 47.6 | 1 | Honeywell | 2023-06-19 | redacted
Low Income - Power to Save | Weather Strip/Caulk | 0 | 0.25 | 0.09 | 503.3 | 1 | Honeywell | 2023-06-19 | redacted
Low Income - Power to Save | Outdoor Coil Cleaning | 0 | 0.1 | 0 | 275 | 1 | Honeywell | 2023-06-19 | redacted
Low Income - Power to Save | HVAC Inspection | 0 | 0.17 | 0 | 268.73 | 1 | Honeywell | 2023-06-19 | redacted
Low Income - Power to Save | Low Flow Showerhead | 0 | 0.04 | 0.1 | 504.08 | 1 | Honeywell | 2023-06-19 | redacted
Low Income - Power to Save | LI - DUCT | 0 | 0.4 | 0.12 | 775.77 | 1 | Honeywell | 2023-06-19 | redacted
Low Income - Power to Save | LED Lights | 0 | 0 | 0 | 47.6 | 1 | Honeywell | 2023-06-19 | redacted
Low Income - Power to Save | Weather Strip/Caulk | 0 | 0.25 | 0.09 | 503.3 | 1 | Honeywell | 2023-06-19 | redacted
Low Income - Power to Save | Pipe Wrap | 0 | 0.01 | 0.03 | 143.65 | 1 | Honeywell | 2023-06-19 | redacted
Low Income - Power to Save | Outdoor Coil Cleaning | 0 | 0.1 | 0 | 275 | 1 | Honeywell | 2023-06-19 | redacted
Low Income - Power to Save | HVAC Inspection | 0 | 0.17 | 0 | 268.73 | 1 | Honeywell | 2023-06-19 | redacted
Low Income - Power to Save | Faucet Aerators | 0 | 0 | 0.02 | 110.58 | 1 | Honeywell | 2023-06-19 | redacted
Low Income - Power to Save | LI - DUCT | 0 | 0.4 | 0.12 | 775.77 | 1 | Honeywell | 2023-06-19 | redacted
Low Income - Power to Save | LED Lights | 0 | 0 | 0 | 47.6 | 1 | Honeywell | 2023-06-19 | redacted
Low Income - Power to Save | Weather Strip/Caulk | 0 | 0.25 | 0.09 | 503.3 | 1 | Honeywell | 2023-06-20 | redacted
Low Income - Power to Save | Outdoor Coil Cleaning | 0 | 0.1 | 0 | 275 | 1 | Honeywell | 2023-06-20 | redacted
Low Income - Power to Save | HVAC Inspection | 0 | 0.17 | 0 | 268.73 | 1 | Honeywell | 2023-06-20 | redacted
Low Income - Power to Save | Faucet Aerators | 0 | 0 | 0.02 | 110.58 | 1 | Honeywell | 2023-06-20 | redacted
Low Income - Power to Save | Low Flow Showerhead | 0 | 0.04 | 0.1 | 504.08 | 1 | Honeywell | 2023-06-20 | redacted
Low Income - Power to Save | LI - DUCT | 0 | 0.4 | 0.12 | 775.77 | 1 | Honeywell | 2023-06-20 | redacted
Low Income - Power to Save | LED Lights | 0 | 0 | 0 | 47.6 | 1 | Honeywell | 2023-06-20 | redacted
Low Income - Power to Save | Weather Strip/Caulk | 0 | 0.25 | 0.09 | 503.3 | 1 | Honeywell | 2023-06-19 | redacted
Low Income - Power to Save | Outdoor Coil Cleaning | 0 | 0.1 | 0 | 275 | 1 | Honeywell | 2023-06-19 | redacted
Low Income - Power to Save | HVAC Inspection | 0 | 0.17 | 0 | 268.73 | 1 | Honeywell | 2023-06-19 | redacted
Low Income - Power to Save | Faucet Aerators | 0 | 0 | 0.02 | 110.58 | 1 | Honeywell | 2023-06-19 | redacted
Low Income - Power to Save | LI - DUCT | 0 | 0.4 | 0.12 | 775.77 | 1 | Honeywell | 2023-06-19 | redacted
Low Income - Power to Save | LED Lights | 0 | 0 | 0 | 47.6 | 1 | Honeywell | 2023-06-19 | redacted
Low Income - Power to Save | Weather Strip/Caulk | 0 | 0.25 | 0.09 | 503.3 | 1 | Honeywell | 2023-06-19 | redacted
Low Income - Power to Save | Pipe Wrap | 0 | 0.01 | 0.03 | 143.65 | 1 | Honeywell | 2023-06-19 | redacted
Low Income - Power to Save | Outdoor Coil Cleaning | 0 | 0.1 | 0 | 275 | 1 | Honeywell | 2023-06-19 | redacted
Low Income - Power to Save | HVAC Inspection | 0 | 0.17 | 0 | 268.73 | 1 | Honeywell | 2023-06-19 | redacted
Low Income - Power to Save | LI - DUCT | 0 | 0.4 | 0.12 | 775.77 | 1 | Honeywell | 2023-06-19 | redacted
Low Income - Power to Save | LED Lights | 0 | 0 | 0 | 47.6 | 1 | Honeywell | 2023-06-19 | redacted
Low Income - Power to Save | Weather Strip/Caulk | 0 | 0.25 | 0.09 | 503.3 | 1 | Honeywell | 2023-06-19 | redacted
Low Income - Power to Save | LED Lights | 0 | 0 | 0 | 47.6 | 1 | Honeywell | 2023-06-19 | redacted
Low Income - Power to Save | Weather Strip/Caulk | 0 | 0.25 | 0.09 | 503.3 | 1 | Honeywell | 2023-06-20 | redacted
Low Income - Power to Save | Outdoor Coil Cleaning | 0 | 0.1 | 0 | 275 | 1 | Honeywell | 2023-06-20 | redacted
Low Income - Power to Save | HVAC Inspection | 0 | 0.17 | 0 | 268.73 | 1 | Honeywell | 2023-06-20 | redacted
Low Income - Power to Save | Faucet Aerators | 0 | 0 | 0.02 | 110.58 | 1 | Honeywell | 2023-06-20 | redacted
Low Income - Power to Save | Low Flow Showerhead | 0 | 0.04 | 0.1 | 504.08 | 1 | Honeywell | 2023-06-20 | redacted
Low Income - Power to Save | LI - DUCT | 0 | 0.4 | 0.12 | 775.77 | 1 | Honeywell | 2023-06-20 | redacted
Low Income - Power to Save | LED Lights | 0 | 0 | 0 | 47.6 | 1 | Honeywell | 2023-06-20 | redacted
Low Income - Power to Save | Weather Strip/Caulk | 0 | 0.25 | 0.09 | 503.3 | 1 | Honeywell | 2023-06-19 | redacted
Low Income - Power to Save | Outdoor Coil Cleaning | 0 | 0.1 | 0 | 275 | 1 | Honeywell | 2023-06-19 | redacted
Low Income - Power to Save | HVAC Inspection | 0 | 0.17 | 0 | 268.73 | 1 | Honeywell | 2023-06-19 | redacted
Low Income - Power to Save | Faucet Aerators | 0 | 0 | 0.02 | 110.58 | 1 | Honeywell | 2023-06-19 | redacted
Low Income - Power to Save | Low Flow Showerhead | 0 | 0.04 | 0.1 | 504.08 | 1 | Honeywell | 2023-06-19 | redacted
Low Income - Power to Save | LI - DUCT | 0 | 0.4 | 0.12 | 775.77 | 1 | Honeywell | 2023-06-19 | redacted
Low Income - Power to Save | LED Lights | 0 | 0 | 0 | 47.6 | 1 | Honeywell | 2023-06-19 | redacted
Low Income - Power to Save | Weather Strip/Caulk | 0 | 0.25 | 0.09 | 503.3 | 1 | Honeywell | 2023-06-20 | redacted
Low Income - Power to Save | Faucet Aerators | 0 | 0 | 0.02 | 110.58 | 1 | Honeywell | 2023-06-20 | redacted
Low Income - Power to Save | Low Flow Showerhead | 0 | 0.04 | 0.1 | 504.08 | 1 | Honeywell | 2023-06-20 | redacted
Low Income - Power to Save | LED Lights | 0 | 0 | 0 | 47.6 | 1 | Honeywell | 2023-06-20 | redacted
Low Income - Power to Save | Faucet Aerators | 0 | 0 | 0.02 | 110.58 | 1 | Honeywell | 2023-06-22 | redacted
Low Income - Power to Save | Low Flow Showerhead | 0 | 0.04 | 0.1 | 504.08 | 1 | Honeywell | 2023-06-22 | redacted
Low Income - Power to Save | LED Lights | 0 | 0 | 0 | 47.6 | 1 | Honeywell | 2023-06-22 | redacted
Low Income - Power to Save | Weather Strip/Caulk | 0 | 0.25 | 0.09 | 503.3 | 1 | Honeywell | 2023-06-23 | redacted
Low Income - Power to Save | Outdoor Coil Cleaning | 0 | 0.1 | 0 | 275 | 1 | Honeywell | 2023-06-23 | redacted
Low Income - Power to Save | HVAC Inspection | 0 | 0.17 | 0 | 268.73 | 1 | Honeywell | 2023-06-23 | redacted
Low Income - Power to Save | Faucet Aerators | 0 | 0 | 0.02 | 110.58 | 1 | Honeywell | 2023-06-23 | redacted
Low Income - Power to Save | Low Flow Showerhead | 0 | 0.04 | 0.1 | 504.08 | 1 | Honeywell | 2023-06-23 | redacted
Low Income - Power to Save | LI - DUCT | 0 | 0.4 | 0.12 | 775.77 | 1 | Honeywell | 2023-06-23 | redacted
Low Income - Power to Save | LED Lights | 0 | 0 | 0 | 47.6 | 1 | Honeywell | 2023-06-23 | redacted
Low Income - Power to Save | Faucet Aerators | 0 | 0 | 0.02 | 110.58 | 1 | Honeywell | 2023-06-19 | redacted
Low Income - Power to Save | Low Flow Showerhead | 0 | 0.04 | 0.1 | 504.08 | 1 | Honeywell | 2023-06-19 | redacted
Low Income - Power to Save | LED Lights | 0 | 0 | 0 | 47.6 | 1 | Honeywell | 2023-06-19 | redacted
Low Income - Power to Save | Faucet Aerators | 0 | 0 | 0.02 | 110.58 | 1 | Honeywell | 2023-06-20 | redacted
Low Income - Power to Save | Low Flow Showerhead | 0 | 0.04 | 0.1 | 504.08 | 1 | Honeywell | 2023-06-20 | redacted
Low Income - Power to Save | LED Lights | 0 | 0 | 0 | 47.6 | 1 | Honeywell | 2023-06-20 | redacted
Low Income - Power to Save | Weather Strip/Caulk | 0 | 0.25 | 0.09 | 503.3 | 1 | Honeywell | 2023-06-19 | redacted
Low Income - Power to Save | Outdoor Coil Cleaning | 0 | 0.1 | 0 | 275 | 1 | Honeywell | 2023-06-19 | redacted
Low Income - Power to Save | HVAC Inspection | 0 | 0.17 | 0 | 268.73 | 1 | Honeywell | 2023-06-19 | redacted
Low Income - Power to Save | Low Flow Showerhead | 0 | 0.04 | 0.1 | 504.08 | 1 | Honeywell | 2023-06-19 | redacted
Low Income - Power to Save | LI - DUCT | 0 | 0.4 | 0.12 | 775.77 | 1 | Honeywell | 2023-06-19 | redacted
Low Income - Power to Save | LED Lights | 0 | 0 | 0 | 47.6 | 1 | Honeywell | 2023-06-19 | redacted
Low Income - Power to Save | Outdoor Coil Cleaning | 0 | 0.1 | 0 | 275 | 1 | Honeywell | 2023-06-20 | redacted
Low Income - Power to Save | Faucet Aerators | 0 | 0 | 0.02 | 110.58 | 1 | Honeywell | 2023-06-20 | redacted
Low Income - Power to Save | Low Flow Showerhead | 0 | 0.04 | 0.1 | 504.08 | 1 | Honeywell | 2023-06-20 | redacted
Low Income - Power to Save | LED Lights | 0 | 0 | 0 | 47.6 | 1 | Honeywell | 2023-06-20 | redacted
Low Income - Power to Save | Weather Strip/Caulk | 0 | 0.25 | 0.09 | 503.3 | 1 | Honeywell | 2023-06-20 | redacted
Low Income - Power to Save | Pipe Wrap | 0 | 0.01 | 0.03 | 143.65 | 1 | Honeywell | 2023-06-20 | redacted
Low Income - Power to Save | Outdoor Coil Cleaning | 0 | 0.1 | 0 | 275 | 1 | Honeywell | 2023-06-20 | redacted
Low Income - Power to Save | HVAC Inspection | 0 | 0.17 | 0 | 268.73 | 1 | Honeywell | 2023-06-20 | redacted
Low Income - Power to Save | Faucet Aerators | 0 | 0 | 0.02 | 110.58 | 1 | Honeywell | 2023-06-20 | redacted
Low Income - Power to Save | LI - DUCT | 0 | 0.4 | 0.12 | 775.77 | 1 | Honeywell | 2023-06-20 | redacted
Low Income - Power to Save | LED Lights | 0 | 0 | 0 | 47.6 | 1 | Honeywell | 2023-06-20 | redacted
Low Income - Power to Save | Outdoor Coil Cleaning | 0 | 0.1 | 0 | 275 | 1 | Honeywell | 2023-06-22 | redacted
Low Income - Power to Save | Faucet Aerators | 0 | 0 | 0.02 | 110.58 | 1 | Honeywell | 2023-06-22 | redacted
Low Income - Power to Save | Low Flow Showerhead | 0 | 0.04 | 0.1 | 504.08 | 1 | Honeywell | 2023-06-22 | redacted
Low Income - Power to Save | LED Lights | 0 | 0 | 0 | 47.6 | 1 | Honeywell | 2023-06-22 | redacted
Low Income - Power to Save | Weather Strip/Caulk | 0 | 0.25 | 0.09 | 503.3 | 1 | Honeywell | 2023-06-19 | redacted
Low Income - Power to Save | Pipe Wrap | 0 | 0.01 | 0.03 | 143.65 | 1 | Honeywell | 2023-06-19 | redacted
Low Income - Power to Save | Outdoor Coil Cleaning | 0 | 0.1 | 0 | 275 | 1 | Honeywell | 2023-06-19 | redacted
Low Income - Power to Save | HVAC Inspection | 0 | 0.17 | 0 | 268.73 | 1 | Honeywell | 2023-06-19 | redacted
Low Income - Power to Save | LI - DUCT | 0 | 0.4 | 0.12 | 775.77 | 1 | Honeywell | 2023-06-19 | redacted
Low Income - Power to Save | LED Lights | 0 | 0 | 0 | 47.6 | 1 | Honeywell | 2023-06-19 | redacted
Low Income - Power to Save | Weather Strip/Caulk | 0 | 0.25 | 0.09 | 503.3 | 1 | Honeywell | 2023-06-19 | redacted
Low Income - Power to Save | Pipe Wrap | 0 | 0.01 | 0.03 | 143.65 | 1 | Honeywell | 2023-06-19 | redacted
Low Income - Power to Save | Outdoor Coil Cleaning | 0 | 0.1 | 0 | 275 | 1 | Honeywell | 2023-06-19 | redacted
Low Income - Power to Save | Faucet Aerators | 0 | 0 | 0.02 | 110.58 | 1 | Honeywell | 2023-06-19 | redacted
Low Income - Power to Save | Low Flow Showerhead | 0 | 0.04 | 0.1 | 504.08 | 1 | Honeywell | 2023-06-19 | redacted
Low Income - Power to Save | Weather Strip/Caulk | 0 | 0.25 | 0.09 | 503.3 | 1 | Honeywell | 2023-06-19 | redacted
Low Income - Power to Save | Outdoor Coil Cleaning | 0 | 0.1 | 0 | 275 | 1 | Honeywell | 2023-06-19 | redacted
Low Income - Power to Save | Low Flow Showerhead | 0 | 0.04 | 0.1 | 504.08 | 1 | Honeywell | 2023-06-19 | redacted
Low Income - Power to Save | LED Lights | 0 | 0 | 0 | 47.6 | 1 | Honeywell | 2023-06-19 | redacted
Low Income - Power to Save | Weather Strip/Caulk | 0 | 0.25 | 0.09 | 503.3 | 1 | Honeywell | 2023-06-20 | redacted
Low Income - Power to Save | Outdoor Coil Cleaning | 0 | 0.1 | 0 | 275 | 1 | Honeywell | 2023-06-20 | redacted
Low Income - Power to Save | HVAC Inspection | 0 | 0.17 | 0 | 268.73 | 1 | Honeywell | 2023-06-20 | redacted
Low Income - Power to Save | Faucet Aerators | 0 | 0 | 0.02 | 110.58 | 1 | Honeywell | 2023-06-20 | redacted
Low Income - Power to Save | Low Flow Showerhead | 0 | 0.04 | 0.1 | 504.08 | 1 | Honeywell | 2023-06-20 | redacted
Low Income - Power to Save | LI - DUCT | 0 | 0.4 | 0.12 | 775.77 | 1 | Honeywell | 2023-06-20 | redacted
Low Income - Power to Save | LED Lights | 0 | 0 | 0 | 47.6 | 1 | Honeywell | 2023-06-20 | redacted
Low Income - Power to Save | Weather Strip/Caulk | 0 | 0.25 | 0.09 | 503.3 | 1 | Honeywell | 2023-06-19 | redacted
Low Income - Power to Save | Outdoor Coil Cleaning | 0 | 0.1 | 0 | 275 | 1 | Honeywell | 2023-06-19 | redacted
Low Income - Power to Save | HVAC Inspection | 0 | 0.17 | 0 | 268.73 | 1 | Honeywell | 2023-06-19 | redacted
Low Income - Power to Save | Faucet Aerators | 0 | 0 | 0.02 | 110.58 | 1 | Honeywell | 2023-06-19 | redacted
Low Income - Power to Save | Low Flow Showerhead | 0 | 0.04 | 0.1 | 504.08 | 1 | Honeywell | 2023-06-19 | redacted
Low Income - Power to Save | LI - DUCT | 0 | 0.4 | 0.12 | 775.77 | 1 | Honeywell | 2023-06-19 | redacted
Low Income - Power to Save | LED Lights | 0 | 0 | 0 | 47.6 | 1 | Honeywell | 2023-06-19 | redacted
Low Income - Power to Save | Weather Strip/Caulk | 0 | 0.25 | 0.09 | 503.3 | 1 | Honeywell | 2023-06-19 | redacted
Low Income - Power to Save | Faucet Aerators | 0 | 0 | 0.02 | 110.58 | 1 | Honeywell | 2023-06-19 | redacted
Low Income - Power to Save | Low Flow Showerhead | 0 | 0.04 | 0.1 | 504.08 | 1 | Honeywell | 2023-06-19 | redacted
Low Income - Power to Save | LED Lights | 0 | 0 | 0 | 47.6 | 1 | Honeywell | 2023-06-19 | redacted
Low Income - Power to Save | Outdoor Coil Cleaning | 0 | 0.1 | 0 | 275 | 1 | Honeywell | 2023-06-20 | redacted
Low Income - Power to Save | Faucet Aerators | 0 | 0 | 0.02 | 110.58 | 1 | Honeywell | 2023-06-20 | redacted
Low Income - Power to Save | Low Flow Showerhead | 0 | 0.04 | 0.1 | 504.08 | 1 | Honeywell | 2023-06-20 | redacted
Low Income - Power to Save | LED Lights | 0 | 0 | 0 | 47.6 | 1 | Honeywell | 2023-06-20 | redacted
Low Income - Power to Save | Faucet Aerators | 0 | 0 | 0.02 | 110.58 | 1 | Honeywell | 2023-06-20 | redacted
Low Income - Power to Save | Low Flow Showerhead | 0 | 0.04 | 0.1 | 504.08 | 1 | Honeywell | 2023-06-20 | redacted
Low Income - Power to Save | LED Lights | 0 | 0 | 0 | 47.6 | 1 | Honeywell | 2023-06-20 | redacted
Low Income - Power to Save | Outdoor Coil Cleaning | 0 | 0.1 | 0 | 275 | 1 | Honeywell | 2023-06-20 | redacted
Low Income - Power to Save | Faucet Aerators | 0 | 0 | 0.02 | 110.58 | 1 | Honeywell | 2023-06-20 | redacted
Low Income - Power to Save | Low Flow Showerhead | 0 | 0.04 | 0.1 | 504.08 | 1 | Honeywell | 2023-06-20 | redacted
Low Income - Power to Save | LED Lights | 0 | 0 | 0 | 47.6 | 1 | Honeywell | 2023-06-20 | redacted
Low Income - Power to Save | Weather Strip/Caulk | 0 | 0.25 | 0.09 | 503.3 | 1 | Honeywell | 2023-06-20 | redacted
Low Income - Power to Save | LED Lights | 0 | 0 | 0 | 47.6 | 1 | Honeywell | 2023-06-20 | redacted
Low Income - Power to Save | Weather Strip/Caulk | 0 | 0.25 | 0.09 | 503.3 | 1 | Honeywell | 2023-06-19 | redacted
Low Income - Power to Save | Faucet Aerators | 0 | 0 | 0.02 | 110.58 | 1 | Honeywell | 2023-06-19 | redacted
Low Income - Power to Save | Low Flow Showerhead | 0 | 0.04 | 0.1 | 504.08 | 1 | Honeywell | 2023-06-19 | redacted
Low Income - Power to Save | LED Lights | 0 | 0 | 0 | 47.6 | 1 | Honeywell | 2023-06-19 | redacted
Low Income - Power to Save | Faucet Aerators | 0 | 0 | 0.02 | 110.58 | 1 | Honeywell | 2023-06-22 | redacted
Low Income - Power to Save | Low Flow Showerhead | 0 | 0.04 | 0.1 | 504.08 | 1 | Honeywell | 2023-06-22 | redacted
Low Income - Power to Save | LED Lights | 0 | 0 | 0 | 47.6 | 1 | Honeywell | 2023-06-22 | redacted
Low Income - Power to Save | Weather Strip/Caulk | 0 | 0.25 | 0.09 | 503.3 | 1 | Honeywell | 2023-06-19 | redacted
Low Income - Power to Save | Pipe Wrap | 0 | 0.01 | 0.03 | 143.65 | 1 | Honeywell | 2023-06-19 | redacted
Low Income - Power to Save | Outdoor Coil Cleaning | 0 | 0.1 | 0 | 275 | 1 | Honeywell | 2023-06-19 | redacted
Low Income - Power to Save | HVAC Inspection | 0 | 0.17 | 0 | 268.73 | 1 | Honeywell | 2023-06-19 | redacted
Low Income - Power to Save | Faucet Aerators | 0 | 0 | 0.02 | 110.58 | 1 | Honeywell | 2023-06-19 | redacted
Low Income - Power to Save | Low Flow Showerhead | 0 | 0.04 | 0.1 | 504.08 | 1 | Honeywell | 2023-06-19 | redacted
Low Income - Power to Save | LI - DUCT | 0 | 0.4 | 0.12 | 775.77 | 1 | Honeywell | 2023-06-19 | redacted
Low Income - Power to Save | LED Lights | 0 | 0 | 0 | 47.6 | 1 | Honeywell | 2023-06-19 | redacted
Low Income - Power to Save | Weather Strip/Caulk | 0 | 0.25 | 0.09 | 503.3 | 1 | Honeywell | 2023-06-23 | redacted
Low Income - Power to Save | Outdoor Coil Cleaning | 0 | 0.1 | 0 | 275 | 1 | Honeywell | 2023-06-23 | redacted
Low Income - Power to Save | HVAC Inspection | 0 | 0.17 | 0 | 268.73 | 1 | Honeywell | 2023-06-23 | redacted
Low Income - Power to Save | Faucet Aerators | 0 | 0 | 0.02 | 110.58 | 1 | Honeywell | 2023-06-23 | redacted
Low Income - Power to Save | Low Flow Showerhead | 0 | 0.04 | 0.1 | 504.08 | 1 | Honeywell | 2023-06-23 | redacted
Low Income - Power to Save | LI - DUCT | 0 | 0.4 | 0.12 | 775.77 | 1 | Honeywell | 2023-06-23 | redacted
Low Income - Power to Save | LED Lights | 0 | 0 | 0 | 47.6 | 1 | Honeywell | 2023-06-23 | redacted
Low Income - Power to Save | Faucet Aerators | 0 | 0 | 0.02 | 110.58 | 1 | Honeywell | 2023-06-22 | redacted
Low Income - Power to Save | Low Flow Showerhead | 0 | 0.04 | 0.1 | 504.08 | 1 | Honeywell | 2023-06-22 | redacted
Low Income - Power to Save | LED Lights | 0 | 0 | 0 | 47.6 | 1 | Honeywell | 2023-06-22 | redacted
Low Income - Power to Save | Weather Strip/Caulk | 0 | 0.25 | 0.09 | 503.3 | 1 | Honeywell | 2023-06-20 | redacted
Low Income - Power to Save | Outdoor Coil Cleaning | 0 | 0.1 | 0 | 275 | 1 | Honeywell | 2023-06-20 | redacted
Low Income - Power to Save | HVAC Inspection | 0 | 0.17 | 0 | 268.73 | 1 | Honeywell | 2023-06-20 | redacted
Low Income - Power to Save | Low Flow Showerhead | 0 | 0.04 | 0.1 | 504.08 | 1 | Honeywell | 2023-06-20 | redacted
Low Income - Power to Save | LI - DUCT | 0 | 0.4 | 0.12 | 775.77 | 1 | Honeywell | 2023-06-20 | redacted
Low Income - Power to Save | LED Lights | 0 | 0 | 0 | 47.6 | 1 | Honeywell | 2023-06-20 | redacted
Low Income - Power to Save | Weather Strip/Caulk | 0 | 0.25 | 0.09 | 503.3 | 1 | Honeywell | 2023-06-22 | redacted
Low Income - Power to Save | Pipe Wrap | 0 | 0.01 | 0.03 | 143.65 | 1 | Honeywell | 2023-06-22 | redacted
Low Income - Power to Save | Outdoor Coil Cleaning | 0 | 0.1 | 0 | 275 | 1 | Honeywell | 2023-06-22 | redacted
Low Income - Power to Save | HVAC Inspection | 0 | 0.17 | 0 | 268.73 | 1 | Honeywell | 2023-06-22 | redacted
Low Income - Power to Save | Faucet Aerators | 0 | 0 | 0.02 | 110.58 | 1 | Honeywell | 2023-06-22 | redacted
Low Income - Power to Save | Low Flow Showerhead | 0 | 0.04 | 0.1 | 504.08 | 1 | Honeywell | 2023-06-22 | redacted
Low Income - Power to Save | LI - DUCT | 0 | 0.4 | 0.12 | 775.77 | 1 | Honeywell | 2023-06-22 | redacted
Low Income - Power to Save | LED Lights | 0 | 0 | 0 | 47.6 | 1 | Honeywell | 2023-06-22 | redacted
Low Income - Power to Save | Outdoor Coil Cleaning | 0 | 0.1 | 0 | 275 | 1 | Honeywell | 2023-06-20 | redacted
Low Income - Power to Save | Faucet Aerators | 0 | 0 | 0.02 | 110.58 | 1 | Honeywell | 2023-06-20 | redacted
Low Income - Power to Save | Low Flow Showerhead | 0 | 0.04 | 0.1 | 504.08 | 1 | Honeywell | 2023-06-20 | redacted
Low Income - Power to Save | LED Lights | 0 | 0 | 0 | 47.6 | 1 | Honeywell | 2023-06-20 | redacted
Low Income - Power to Save | Weather Strip/Caulk | 0 | 0.25 | 0.09 | 503.3 | 1 | Honeywell | 2023-06-22 | redacted
Low Income - Power to Save | LED Lights | 0 | 0 | 0 | 47.6 | 1 | Honeywell | 2023-06-22 | redacted
Low Income - Power to Save | Weather Strip/Caulk | 0 | 0.25 | 0.09 | 503.3 | 1 | Honeywell | 2023-06-20 | redacted
Low Income - Power to Save | Faucet Aerators | 0 | 0 | 0.02 | 110.58 | 1 | Honeywell | 2023-06-20 | redacted
Low Income - Power to Save | Low Flow Showerhead | 0 | 0.04 | 0.1 | 504.08 | 1 | Honeywell | 2023-06-20 | redacted
Low Income - Power to Save | LED Lights | 0 | 0 | 0 | 47.6 | 1 | Honeywell | 2023-06-20 | redacted
Low Income - Power to Save | Weather Strip/Caulk | 0 | 0.25 | 0.09 | 503.3 | 1 | Honeywell | 2023-06-22 | redacted
Low Income - Power to Save | Low Flow Showerhead | 0 | 0.04 | 0.1 | 504.08 | 1 | Honeywell | 2023-06-22 | redacted
Low Income - Power to Save | LED Lights | 0 | 0 | 0 | 47.6 | 1 | Honeywell | 2023-06-22 | redacted
Low Income - Power to Save | Weather Strip/Caulk | 0 | 0.25 | 0.09 | 503.3 | 1 | Honeywell | 2023-06-20 | redacted
Low Income - Power to Save | Pipe Wrap | 0 | 0.01 | 0.03 | 143.65 | 1 | Honeywell | 2023-06-20 | redacted
Low Income - Power to Save | Outdoor Coil Cleaning | 0 | 0.1 | 0 | 275 | 1 | Honeywell | 2023-06-20 | redacted
Low Income - Power to Save | HVAC Inspection | 0 | 0.17 | 0 | 268.73 | 1 | Honeywell | 2023-06-20 | redacted
Low Income - Power to Save | Faucet Aerators | 0 | 0 | 0.02 | 110.58 | 1 | Honeywell | 2023-06-20 | redacted
Low Income - Power to Save | Low Flow Showerhead | 0 | 0.04 | 0.1 | 504.08 | 1 | Honeywell | 2023-06-20 | redacted
Low Income - Power to Save | LI - DUCT | 0 | 0.4 | 0.12 | 775.77 | 1 | Honeywell | 2023-06-20 | redacted
Low Income - Power to Save | LED Lights | 0 | 0 | 0 | 47.6 | 1 | Honeywell | 2023-06-20 | redacted
Low Income - Power to Save | Faucet Aerators | 0 | 0 | 0.02 | 110.58 | 1 | Honeywell | 2023-06-20 | redacted
Low Income - Power to Save | Low Flow Showerhead | 0 | 0.04 | 0.1 | 504.08 | 1 | Honeywell | 2023-06-20 | redacted
Low Income - Power to Save | LED Lights | 0 | 0 | 0 | 47.6 | 1 | Honeywell | 2023-06-20 | redacted
Low Income - Power to Save | Faucet Aerators | 0 | 0 | 0.02 | 110.58 | 1 | Honeywell | 2023-06-19 | redacted
Low Income - Power to Save | Low Flow Showerhead | 0 | 0.04 | 0.1 | 504.08 | 1 | Honeywell | 2023-06-19 | redacted
Low Income - Power to Save | LED Lights | 0 | 0 | 0 | 47.6 | 1 | Honeywell | 2023-06-19 | redacted
Low Income - Power to Save | Weather Strip/Caulk | 0 | 0.25 | 0.09 | 503.3 | 1 | Honeywell | 2023-06-20 | redacted
Low Income - Power to Save | Faucet Aerators | 0 | 0 | 0.02 | 110.58 | 1 | Honeywell | 2023-06-20 | redacted
Low Income - Power to Save | Low Flow Showerhead | 0 | 0.04 | 0.1 | 504.08 | 1 | Honeywell | 2023-06-20 | redacted
Low Income - Power to Save | LED Lights | 0 | 0 | 0 | 47.6 | 1 | Honeywell | 2023-06-20 | redacted
Low Income - Power to Save | Weather Strip/Caulk | 0 | 0.25 | 0.09 | 503.3 | 1 | Honeywell | 2023-06-19 | redacted
Low Income - Power to Save | Outdoor Coil Cleaning | 0 | 0.1 | 0 | 275 | 1 | Honeywell | 2023-06-19 | redacted
Low Income - Power to Save | HVAC Inspection | 0 | 0.17 | 0 | 268.73 | 1 | Honeywell | 2023-06-19 | redacted
Low Income - Power to Save | Faucet Aerators | 0 | 0 | 0.02 | 110.58 | 1 | Honeywell | 2023-06-19 | redacted
Low Income - Power to Save | Low Flow Showerhead | 0 | 0.04 | 0.1 | 504.08 | 1 | Honeywell | 2023-06-19 | redacted
Low Income - Power to Save | LI - DUCT | 0 | 0.4 | 0.12 | 775.77 | 1 | Honeywell | 2023-06-19 | redacted
Low Income - Power to Save | LED Lights | 0 | 0 | 0 | 47.6 | 1 | Honeywell | 2023-06-19 | redacted
Low Income - Power to Save | Weather Strip/Caulk | 0 | 0.25 | 0.09 | 503.3 | 1 | Honeywell | 2023-06-22 | redacted
Low Income - Power to Save | Faucet Aerators | 0 | 0 | 0.02 | 110.58 | 1 | Honeywell | 2023-06-22 | redacted
Low Income - Power to Save | Low Flow Showerhead | 0 | 0.04 | 0.1 | 504.08 | 1 | Honeywell | 2023-06-22 | redacted
Low Income - Power to Save | LED Lights | 0 | 0 | 0 | 47.6 | 1 | Honeywell | 2023-06-22 | redacted
Low Income - Power to Save | Outdoor Coil Cleaning | 0 | 0.1 | 0 | 275 | 1 | Honeywell | 2023-06-23 | redacted
Low Income - Power to Save | HVAC Inspection | 0 | 0.17 | 0 | 268.73 | 1 | Honeywell | 2023-06-23 | redacted
Low Income - Power to Save | Faucet Aerators | 0 | 0 | 0.02 | 110.58 | 1 | Honeywell | 2023-06-23 | redacted
Low Income - Power to Save | Low Flow Showerhead | 0 | 0.04 | 0.1 | 504.08 | 1 | Honeywell | 2023-06-23 | redacted
Low Income - Power to Save | LI - DUCT | 0 | 0.4 | 0.12 | 775.77 | 1 | Honeywell | 2023-06-23 | redacted
Low Income - Power to Save | LED Lights | 0 | 0 | 0 | 47.6 | 1 | Honeywell | 2023-06-23 | redacted
Low Income - Power to Save | LED Lights | 0 | 0 | 0 | 47.6 | 1 | Honeywell | 2023-06-20 | redacted
Low Income - Power to Save | Faucet Aerators | 0 | 0 | 0.02 | 110.58 | 1 | Honeywell | 2023-06-19 | redacted
Low Income - Power to Save | Low Flow Showerhead | 0 | 0.04 | 0.1 | 504.08 | 1 | Honeywell | 2023-06-19 | redacted
Low Income - Power to Save | LED Lights | 0 | 0 | 0 | 47.6 | 1 | Honeywell | 2023-06-19 | redacted
Low Income - Power to Save | Weather Strip/Caulk | 0 | 0.25 | 0.09 | 503.3 | 1 | Honeywell | 2023-06-20 | redacted
Low Income - Power to Save | Faucet Aerators | 0 | 0 | 0.02 | 110.58 | 1 | Honeywell | 2023-06-20 | redacted
Low Income - Power to Save | Low Flow Showerhead | 0 | 0.04 | 0.1 | 504.08 | 1 | Honeywell | 2023-06-20 | redacted
Low Income - Power to Save | LED Lights | 0 | 0 | 0 | 47.6 | 1 | Honeywell | 2023-06-20 | redacted
Low Income - Power to Save | Outdoor Coil Cleaning | 0 | 0.1 | 0 | 275 | 1 | Honeywell | 2023-06-20 | redacted
Low Income - Power to Save | LED Lights | 0 | 0 | 0 | 47.6 | 1 | Honeywell | 2023-06-20 | redacted
Low Income - Power to Save | Weather Strip/Caulk | 0 | 0.25 | 0.09 | 503.3 | 1 | Honeywell | 2023-06-20 | redacted
Low Income - Power to Save | LED Lights | 0 | 0 | 0 | 47.6 | 1 | Honeywell | 2023-06-20 | redacted
Low Income - Power to Save | Weather Strip/Caulk | 0 | 0.25 | 0.09 | 503.3 | 1 | Honeywell | 2023-06-20 | redacted
Low Income - Power to Save | Faucet Aerators | 0 | 0 | 0.02 | 110.58 | 1 | Honeywell | 2023-06-20 | redacted
Low Income - Power to Save | Low Flow Showerhead | 0 | 0.04 | 0.1 | 504.08 | 1 | Honeywell | 2023-06-20 | redacted
Low Income - Power to Save | LED Lights | 0 | 0 | 0 | 47.6 | 1 | Honeywell | 2023-06-20 | redacted
Low Income - Power to Save | Outdoor Coil Cleaning | 0 | 0.1 | 0 | 275 | 1 | Honeywell | 2023-06-20 | redacted
Low Income - Power to Save | LED Lights | 0 | 0 | 0 | 47.6 | 1 | Honeywell | 2023-06-20 | redacted
Low Income - Power to Save | Faucet Aerators | 0 | 0 | 0.02 | 110.58 | 1 | Honeywell | 2023-06-22 | redacted
Low Income - Power to Save | Low Flow Showerhead | 0 | 0.04 | 0.1 | 504.08 | 1 | Honeywell | 2023-06-22 | redacted
Low Income - Power to Save | LED Lights | 0 | 0 | 0 | 47.6 | 1 | Honeywell | 2023-06-22 | redacted
Low Income - Power to Save | Weather Strip/Caulk | 0 | 0.25 | 0.09 | 503.3 | 1 | Honeywell | 2023-06-19 | redacted
Low Income - Power to Save | Outdoor Coil Cleaning | 0 | 0.1 | 0 | 275 | 1 | Honeywell | 2023-06-19 | redacted
Low Income - Power to Save | Faucet Aerators | 0 | 0 | 0.02 | 110.58 | 1 | Honeywell | 2023-06-19 | redacted
Low Income - Power to Save | Low Flow Showerhead | 0 | 0.04 | 0.1 | 504.08 | 1 | Honeywell | 2023-06-19 | redacted
Low Income - Power to Save | LED Lights | 0 | 0 | 0 | 47.6 | 1 | Honeywell | 2023-06-19 | redacted
Low Income - Power to Save | Weather Strip/Caulk | 0 | 0.25 | 0.09 | 503.3 | 1 | Honeywell | 2023-06-19 | redacted
Low Income - Power to Save | Outdoor Coil Cleaning | 0 | 0.1 | 0 | 275 | 1 | Honeywell | 2023-06-19 | redacted
Low Income - Power to Save | HVAC Inspection | 0 | 0.17 | 0 | 268.73 | 1 | Honeywell | 2023-06-19 | redacted
Low Income - Power to Save | Low Flow Showerhead | 0 | 0.04 | 0.1 | 504.08 | 1 | Honeywell | 2023-06-19 | redacted
Low Income - Power to Save | LI - DUCT | 0 | 0.4 | 0.12 | 775.77 | 1 | Honeywell | 2023-06-19 | redacted
Low Income - Power to Save | LED Lights | 0 | 0 | 0 | 47.6 | 1 | Honeywell | 2023-06-19 | redacted
Low Income - Power to Save | Weather Strip/Caulk | 0 | 0.25 | 0.09 | 503.3 | 1 | Honeywell | 2023-06-22 | redacted
Low Income - Power to Save | Outdoor Coil Cleaning | 0 | 0.1 | 0 | 275 | 1 | Honeywell | 2023-06-22 | redacted
Low Income - Power to Save | HVAC Inspection | 0 | 0.17 | 0 | 268.73 | 1 | Honeywell | 2023-06-22 | redacted
Low Income - Power to Save | Faucet Aerators | 0 | 0 | 0.02 | 110.58 | 1 | Honeywell | 2023-06-22 | redacted
Low Income - Power to Save | Low Flow Showerhead | 0 | 0.04 | 0.1 | 504.08 | 1 | Honeywell | 2023-06-22 | redacted
Low Income - Power to Save | LI - DUCT | 0 | 0.4 | 0.12 | 775.77 | 1 | Honeywell | 2023-06-22 | redacted
Low Income - Power to Save | LED Lights | 0 | 0 | 0 | 47.6 | 1 | Honeywell | 2023-06-22 | redacted
Low Income - Power to Save | Faucet Aerators | 0 | 0 | 0.02 | 110.58 | 1 | Honeywell | 2023-06-19 | redacted
Low Income - Power to Save | Low Flow Showerhead | 0 | 0.04 | 0.1 | 504.08 | 1 | Honeywell | 2023-06-19 | redacted
Low Income - Power to Save | LED Lights | 0 | 0 | 0 | 47.6 | 1 | Honeywell | 2023-06-19 | redacted
Low Income - Power to Save | Weather Strip/Caulk | 0 | 0.25 | 0.09 | 503.3 | 1 | Honeywell | 2023-06-20 | redacted
Low Income - Power to Save | Pipe Wrap | 0 | 0.01 | 0.03 | 143.65 | 1 | Honeywell | 2023-06-20 | redacted
Low Income - Power to Save | Outdoor Coil Cleaning | 0 | 0.1 | 0 | 275 | 1 | Honeywell | 2023-06-20 | redacted
Low Income - Power to Save | HVAC Inspection | 0 | 0.17 | 0 | 268.73 | 1 | Honeywell | 2023-06-20 | redacted
Low Income - Power to Save | LI - DUCT | 0 | 0.4 | 0.12 | 775.77 | 1 | Honeywell | 2023-06-20 | redacted
Low Income - Power to Save | Weather Strip/Caulk | 0 | 0.25 | 0.09 | 503.3 | 1 | Honeywell | 2023-06-19 | redacted
Low Income - Power to Save | Outdoor Coil Cleaning | 0 | 0.1 | 0 | 275 | 1 | Honeywell | 2023-06-19 | redacted
Low Income - Power to Save | HVAC Inspection | 0 | 0.17 | 0 | 268.73 | 1 | Honeywell | 2023-06-19 | redacted
Low Income - Power to Save | Faucet Aerators | 0 | 0 | 0.02 | 110.58 | 1 | Honeywell | 2023-06-19 | redacted
Low Income - Power to Save | Low Flow Showerhead | 0 | 0.04 | 0.1 | 504.08 | 1 | Honeywell | 2023-06-19 | redacted
Low Income - Power to Save | LI - DUCT | 0 | 0.4 | 0.12 | 775.77 | 1 | Honeywell | 2023-06-19 | redacted
Low Income - Power to Save | LED Lights | 0 | 0 | 0 | 47.6 | 1 | Honeywell | 2023-06-19 | redacted
Low Income - Power to Save | Weather Strip/Caulk | 0 | 0.25 | 0.09 | 503.3 | 1 | Honeywell | 2023-06-19 | redacted
Low Income - Power to Save | Outdoor Coil Cleaning | 0 | 0.1 | 0 | 275 | 1 | Honeywell | 2023-06-19 | redacted
Low Income - Power to Save | HVAC Inspection | 0 | 0.17 | 0 | 268.73 | 1 | Honeywell | 2023-06-19 | redacted
Low Income - Power to Save | Faucet Aerators | 0 | 0 | 0.02 | 110.58 | 1 | Honeywell | 2023-06-19 | redacted
Low Income - Power to Save | Low Flow Showerhead | 0 | 0.04 | 0.1 | 504.08 | 1 | Honeywell | 2023-06-19 | redacted
Low Income - Power to Save | LI - DUCT | 0 | 0.4 | 0.12 | 775.77 | 1 | Honeywell | 2023-06-19 | redacted
Low Income - Power to Save | LED Lights | 0 | 0 | 0 | 47.6 | 1 | Honeywell | 2023-06-19 | redacted
Low Income - Power to Save | Outdoor Coil Cleaning | 0 | 0.1 | 0 | 275 | 1 | Honeywell | 2023-06-22 | redacted
Low Income - Power to Save | Faucet Aerators | 0 | 0 | 0.02 | 110.58 | 1 | Honeywell | 2023-06-22 | redacted
Low Income - Power to Save | Low Flow Showerhead | 0 | 0.04 | 0.1 | 504.08 | 1 | Honeywell | 2023-06-22 | redacted
Low Income - Power to Save | LED Lights | 0 | 0 | 0 | 47.6 | 1 | Honeywell | 2023-06-22 | redacted
Low Income - Power to Save | Weather Strip/Caulk | 0 | 0.25 | 0.09 | 503.3 | 1 | Honeywell | 2023-06-20 | redacted
Low Income - Power to Save | Outdoor Coil Cleaning | 0 | 0.1 | 0 | 275 | 1 | Honeywell | 2023-06-20 | redacted
Low Income - Power to Save | Low Flow Showerhead | 0 | 0.04 | 0.1 | 504.08 | 1 | Honeywell | 2023-06-20 | redacted
Low Income - Power to Save | LED Lights | 0 | 0 | 0 | 47.6 | 1 | Honeywell | 2023-06-20 | redacted
Low Income - Power to Save | Weather Strip/Caulk | 0 | 0.25 | 0.09 | 503.3 | 1 | Honeywell | 2023-06-22 | redacted
Low Income - Power to Save | Pipe Wrap | 0 | 0.01 | 0.03 | 143.65 | 1 | Honeywell | 2023-06-22 | redacted
Low Income - Power to Save | Faucet Aerators | 0 | 0 | 0.02 | 110.58 | 1 | Honeywell | 2023-06-22 | redacted
Low Income - Power to Save | Low Flow Showerhead | 0 | 0.04 | 0.1 | 504.08 | 1 | Honeywell | 2023-06-22 | redacted
Low Income - Power to Save | LED Lights | 0 | 0 | 0 | 47.6 | 1 | Honeywell | 2023-06-22 | redacted
Low Income - Power to Save | Outdoor Coil Cleaning | 0 | 0.1 | 0 | 275 | 1 | Honeywell | 2023-06-22 | redacted
Low Income - Power to Save | Faucet Aerators | 0 | 0 | 0.02 | 110.58 | 1 | Honeywell | 2023-06-22 | redacted
Low Income - Power to Save | Low Flow Showerhead | 0 | 0.04 | 0.1 | 504.08 | 1 | Honeywell | 2023-06-22 | redacted
Low Income - Power to Save | LED Lights | 0 | 0 | 0 | 47.6 | 1 | Honeywell | 2023-06-22 | redacted
Low Income - Power to Save | Weather Strip/Caulk | 0 | 0.25 | 0.09 | 503.3 | 1 | Honeywell | 2023-06-23 | redacted
Low Income - Power to Save | Faucet Aerators | 0 | 0 | 0.02 | 110.58 | 1 | Honeywell | 2023-06-23 | redacted
Low Income - Power to Save | Low Flow Showerhead | 0 | 0.04 | 0.1 | 504.08 | 1 | Honeywell | 2023-06-23 | redacted
Low Income - Power to Save | LED Lights | 0 | 0 | 0 | 47.6 | 1 | Honeywell | 2023-06-23 | redacted
Low Income - Power to Save | Faucet Aerators | 0 | 0 | 0.02 | 110.58 | 1 | Honeywell | 2023-06-23 | redacted
Low Income - Power to Save | Low Flow Showerhead | 0 | 0.04 | 0.1 | 504.08 | 1 | Honeywell | 2023-06-23 | redacted
Low Income - Power to Save | LED Lights | 0 | 0 | 0 | 47.6 | 1 | Honeywell | 2023-06-23 | redacted
Low Income - Power to Save | Faucet Aerators | 0 | 0 | 0.02 | 110.58 | 1 | Honeywell | 2023-06-19 | redacted
Low Income - Power to Save | Low Flow Showerhead | 0 | 0.04 | 0.1 | 504.08 | 1 | Honeywell | 2023-06-19 | redacted
Low Income - Power to Save | LED Lights | 0 | 0 | 0 | 47.6 | 1 | Honeywell | 2023-06-19 | redacted
Low Income - Power to Save | Weather Strip/Caulk | 0 | 0.25 | 0.09 | 503.3 | 1 | Honeywell | 2023-06-20 | redacted
Low Income - Power to Save | Outdoor Coil Cleaning | 0 | 0.1 | 0 | 275 | 1 | Honeywell | 2023-06-20 | redacted
Low Income - Power to Save | Faucet Aerators | 0 | 0 | 0.02 | 110.58 | 1 | Honeywell | 2023-06-20 | redacted
Low Income - Power to Save | Low Flow Showerhead | 0 | 0.04 | 0.1 | 504.08 | 1 | Honeywell | 2023-06-20 | redacted
Low Income - Power to Save | LED Lights | 0 | 0 | 0 | 47.6 | 1 | Honeywell | 2023-06-20 | redacted
Low Income - Power to Save | Weather Strip/Caulk | 0 | 0.25 | 0.09 | 503.3 | 1 | Honeywell | 2023-06-22 | redacted
Low Income - Power to Save | Outdoor Coil Cleaning | 0 | 0.1 | 0 | 275 | 1 | Honeywell | 2023-06-22 | redacted
Low Income - Power to Save | Faucet Aerators | 0 | 0 | 0.02 | 110.58 | 1 | Honeywell | 2023-06-22 | redacted
Low Income - Power to Save | Low Flow Showerhead | 0 | 0.04 | 0.1 | 504.08 | 1 | Honeywell | 2023-06-22 | redacted
Low Income - Power to Save | LED Lights | 0 | 0 | 0 | 47.6 | 1 | Honeywell | 2023-06-22 | redacted
Low Income - Power to Save | Weather Strip/Caulk | 0 | 0.25 | 0.09 | 503.3 | 1 | Honeywell | 2023-06-19 | redacted
Low Income - Power to Save | Outdoor Coil Cleaning | 0 | 0.1 | 0 | 275 | 1 | Honeywell | 2023-06-19 | redacted
Low Income - Power to Save | Faucet Aerators | 0 | 0 | 0.02 | 110.58 | 1 | Honeywell | 2023-06-19 | redacted
Low Income - Power to Save | Low Flow Showerhead | 0 | 0.04 | 0.1 | 504.08 | 1 | Honeywell | 2023-06-19 | redacted
Low Income - Power to Save | LED Lights | 0 | 0 | 0 | 47.6 | 1 | Honeywell | 2023-06-19 | redacted
Low Income - Power to Save | Faucet Aerators | 0 | 0 | 0.02 | 110.58 | 1 | Honeywell | 2023-06-19 | redacted
Low Income - Power to Save | Low Flow Showerhead | 0 | 0.04 | 0.1 | 504.08 | 1 | Honeywell | 2023-06-19 | redacted
Low Income - Power to Save | LED Lights | 0 | 0 | 0 | 47.6 | 1 | Honeywell | 2023-06-19 | redacted
Low Income - Power to Save | Weather Strip/Caulk | 0 | 0.25 | 0.09 | 503.3 | 1 | Honeywell | 2023-06-19 | redacted
Low Income - Power to Save | Outdoor Coil Cleaning | 0 | 0.1 | 0 | 275 | 1 | Honeywell | 2023-06-19 | redacted
Low Income - Power to Save | Faucet Aerators | 0 | 0 | 0.02 | 110.58 | 1 | Honeywell | 2023-06-19 | redacted
Low Income - Power to Save | Low Flow Showerhead | 0 | 0.04 | 0.1 | 504.08 | 1 | Honeywell | 2023-06-19 | redacted
Low Income - Power to Save | LED Lights | 0 | 0 | 0 | 47.6 | 1 | Honeywell | 2023-06-19 | redacted
Low Income - Power to Save | Weather Strip/Caulk | 0 | 0.25 | 0.09 | 503.3 | 1 | Honeywell | 2023-06-23 | redacted
Low Income - Power to Save | Faucet Aerators | 0 | 0 | 0.02 | 110.58 | 1 | Honeywell | 2023-06-23 | redacted
Low Income - Power to Save | Low Flow Showerhead | 0 | 0.04 | 0.1 | 504.08 | 1 | Honeywell | 2023-06-23 | redacted
Low Income - Power to Save | LED Lights | 0 | 0 | 0 | 47.6 | 1 | Honeywell | 2023-06-23 | redacted
Low Income - Power to Save | Weather Strip/Caulk | 0 | 0.25 | 0.09 | 503.3 | 1 | Honeywell | 2023-06-20 | redacted
Low Income - Power to Save | Faucet Aerators | 0 | 0 | 0.02 | 110.58 | 1 | Honeywell | 2023-06-20 | redacted
Low Income - Power to Save | Low Flow Showerhead | 0 | 0.04 | 0.1 | 504.08 | 1 | Honeywell | 2023-06-20 | redacted
Low Income - Power to Save | LED Lights | 0 | 0 | 0 | 47.6 | 1 | Honeywell | 2023-06-20 | redacted
Low Income - Power to Save | Weather Strip/Caulk | 0 | 0.25 | 0.09 | 503.3 | 1 | Honeywell | 2023-06-19 | redacted
Low Income - Power to Save | Pipe Wrap | 0 | 0.01 | 0.03 | 143.65 | 1 | Honeywell | 2023-06-19 | redacted
Low Income - Power to Save | Outdoor Coil Cleaning | 0 | 0.1 | 0 | 275 | 1 | Honeywell | 2023-06-19 | redacted
Low Income - Power to Save | HVAC Inspection | 0 | 0.17 | 0 | 268.73 | 1 | Honeywell | 2023-06-19 | redacted
Low Income - Power to Save | Faucet Aerators | 0 | 0 | 0.02 | 110.58 | 1 | Honeywell | 2023-06-19 | redacted
Low Income - Power to Save | Low Flow Showerhead | 0 | 0.04 | 0.1 | 504.08 | 1 | Honeywell | 2023-06-19 | redacted
Low Income - Power to Save | LI - DUCT | 0 | 0.4 | 0.12 | 775.77 | 1 | Honeywell | 2023-06-19 | redacted
Low Income - Power to Save | LED Lights | 0 | 0 | 0 | 47.6 | 1 | Honeywell | 2023-06-19 | redacted
Low Income - Power to Save | Outdoor Coil Cleaning | 0 | 0.1 | 0 | 275 | 1 | Honeywell | 2023-06-23 | redacted
Low Income - Power to Save | Faucet Aerators | 0 | 0 | 0.02 | 110.58 | 1 | Honeywell | 2023-06-23 | redacted
Low Income - Power to Save | Low Flow Showerhead | 0 | 0.04 | 0.1 | 504.08 | 1 | Honeywell | 2023-06-23 | redacted
Low Income - Power to Save | LED Lights | 0 | 0 | 0 | 47.6 | 1 | Honeywell | 2023-06-23 | redacted
Low Income - Power to Save | Weather Strip/Caulk | 0 | 0.25 | 0.09 | 503.3 | 1 | Honeywell | 2023-06-22 | redacted
Low Income - Power to Save | Outdoor Coil Cleaning | 0 | 0.1 | 0 | 275 | 1 | Honeywell | 2023-06-22 | redacted
Low Income - Power to Save | HVAC Inspection | 0 | 0.17 | 0 | 268.73 | 1 | Honeywell | 2023-06-22 | redacted
Low Income - Power to Save | Faucet Aerators | 0 | 0 | 0.02 | 110.58 | 1 | Honeywell | 2023-06-22 | redacted
Low Income - Power to Save | Low Flow Showerhead | 0 | 0.04 | 0.1 | 504.08 | 1 | Honeywell | 2023-06-22 | redacted
Low Income - Power to Save | LI - DUCT | 0 | 0.4 | 0.12 | 775.77 | 1 | Honeywell | 2023-06-22 | redacted
Low Income - Power to Save | LED Lights | 0 | 0 | 0 | 47.6 | 1 | Honeywell | 2023-06-22 | redacted
Low Income - Power to Save | Weather Strip/Caulk | 0 | 0.25 | 0.09 | 503.3 | 1 | Honeywell | 2023-06-20 | redacted
Low Income - Power to Save | Pipe Wrap | 0 | 0.01 | 0.03 | 143.65 | 1 | Honeywell | 2023-06-20 | redacted
Low Income - Power to Save | Outdoor Coil Cleaning | 0 | 0.1 | 0 | 275 | 1 | Honeywell | 2023-06-20 | redacted
Low Income - Power to Save | HVAC Inspection | 0 | 0.17 | 0 | 268.73 | 1 | Honeywell | 2023-06-20 | redacted
Low Income - Power to Save | Low Flow Showerhead | 0 | 0.04 | 0.1 | 504.08 | 1 | Honeywell | 2023-06-20 | redacted
Low Income - Power to Save | LI - DUCT | 0 | 0.4 | 0.12 | 775.77 | 1 | Honeywell | 2023-06-20 | redacted
Low Income - Power to Save | LED Lights | 0 | 0 | 0 | 47.6 | 1 | Honeywell | 2023-06-20 | redacted
Low Income - Power to Save | Weather Strip/Caulk | 0 | 0.25 | 0.09 | 503.3 | 1 | Honeywell | 2023-06-19 | redacted
Low Income - Power to Save | Pipe Wrap | 0 | 0.01 | 0.03 | 143.65 | 1 | Honeywell | 2023-06-19 | redacted
Low Income - Power to Save | Outdoor Coil Cleaning | 0 | 0.1 | 0 | 275 | 1 | Honeywell | 2023-06-19 | redacted
Low Income - Power to Save | HVAC Inspection | 0 | 0.17 | 0 | 268.73 | 1 | Honeywell | 2023-06-19 | redacted
Low Income - Power to Save | Faucet Aerators | 0 | 0 | 0.02 | 110.58 | 1 | Honeywell | 2023-06-19 | redacted
Low Income - Power to Save | LI - DUCT | 0 | 0.4 | 0.12 | 775.77 | 1 | Honeywell | 2023-06-19 | redacted
Low Income - Power to Save | LED Lights | 0 | 0 | 0 | 47.6 | 1 | Honeywell | 2023-06-19 | redacted
Low Income - Power to Save | Weather Strip/Caulk | 0 | 0.25 | 0.09 | 503.3 | 1 | Honeywell | 2023-06-19 | redacted
Low Income - Power to Save | Outdoor Coil Cleaning | 0 | 0.1 | 0 | 275 | 1 | Honeywell | 2023-06-19 | redacted
Low Income - Power to Save | HVAC Inspection | 0 | 0.17 | 0 | 268.73 | 1 | Honeywell | 2023-06-19 | redacted
Low Income - Power to Save | Low Flow Showerhead | 0 | 0.04 | 0.1 | 504.08 | 1 | Honeywell | 2023-06-19 | redacted
Low Income - Power to Save | LI - DUCT | 0 | 0.4 | 0.12 | 775.77 | 1 | Honeywell | 2023-06-19 | redacted
Low Income - Power to Save | LED Lights | 0 | 0 | 0 | 47.6 | 1 | Honeywell | 2023-06-19 | redacted
Low Income - Power to Save | Low Flow Showerhead | 0 | 0.04 | 0.1 | 504.08 | 1 | Honeywell | 2023-06-19 | redacted
Low Income - Power to Save | LED Lights | 0 | 0 | 0 | 47.6 | 1 | Honeywell | 2023-06-19 | redacted
Low Income - Power to Save | Weather Strip/Caulk | 0 | 0.25 | 0.09 | 503.3 | 1 | Honeywell | 2023-06-19 | redacted
Low Income - Power to Save | Outdoor Coil Cleaning | 0 | 0.1 | 0 | 275 | 1 | Honeywell | 2023-06-19 | redacted
Low Income - Power to Save | HVAC Inspection | 0 | 0.17 | 0 | 268.73 | 1 | Honeywell | 2023-06-19 | redacted
Low Income - Power to Save | Faucet Aerators | 0 | 0 | 0.02 | 110.58 | 1 | Honeywell | 2023-06-19 | redacted
Low Income - Power to Save | Low Flow Showerhead | 0 | 0.04 | 0.1 | 504.08 | 1 | Honeywell | 2023-06-19 | redacted
Low Income - Power to Save | LI - DUCT | 0 | 0.4 | 0.12 | 775.77 | 1 | Honeywell | 2023-06-19 | redacted
Low Income - Power to Save | LED Lights | 0 | 0 | 0 | 47.6 | 1 | Honeywell | 2023-06-19 | redacted
Low Income - Power to Save | Faucet Aerators | 0 | 0 | 0.02 | 110.58 | 1 | Honeywell | 2023-06-20 | redacted
Low Income - Power to Save | Low Flow Showerhead | 0 | 0.04 | 0.1 | 504.08 | 1 | Honeywell | 2023-06-20 | redacted
Low Income - Power to Save | LED Lights | 0 | 0 | 0 | 47.6 | 1 | Honeywell | 2023-06-20 | redacted
Low Income - Power to Save | Weather Strip/Caulk | 0 | 0.25 | 0.09 | 503.3 | 1 | Honeywell | 2023-06-20 | redacted
Low Income - Power to Save | Faucet Aerators | 0 | 0 | 0.02 | 110.58 | 1 | Honeywell | 2023-06-20 | redacted
Low Income - Power to Save | Low Flow Showerhead | 0 | 0.04 | 0.1 | 504.08 | 1 | Honeywell | 2023-06-20 | redacted
Low Income - Power to Save | LED Lights | 0 | 0 | 0 | 47.6 | 1 | Honeywell | 2023-06-20 | redacted
Low Income - Power to Save | Weather Strip/Caulk | 0 | 0.25 | 0.09 | 503.3 | 1 | Honeywell | 2023-06-19 | redacted
Low Income - Power to Save | Outdoor Coil Cleaning | 0 | 0.1 | 0 | 275 | 1 | Honeywell | 2023-06-19 | redacted
Low Income - Power to Save | HVAC Inspection | 0 | 0.17 | 0 | 268.73 | 1 | Honeywell | 2023-06-19 | redacted
Low Income - Power to Save | LED Lights | 0 | 0 | 0 | 47.6 | 1 | Honeywell | 2023-06-19 | redacted
Low Income - Power to Save | Outdoor Coil Cleaning | 0 | 0.1 | 0 | 275 | 1 | Honeywell | 2023-06-23 | redacted
Low Income - Power to Save | Faucet Aerators | 0 | 0 | 0.02 | 110.58 | 1 | Honeywell | 2023-06-23 | redacted
Low Income - Power to Save | Low Flow Showerhead | 0 | 0.04 | 0.1 | 504.08 | 1 | Honeywell | 2023-06-23 | redacted
Low Income - Power to Save | LED Lights | 0 | 0 | 0 | 47.6 | 1 | Honeywell | 2023-06-23 | redacted
Low Income - Power to Save | Weather Strip/Caulk | 0 | 0.25 | 0.09 | 503.3 | 1 | Honeywell | 2023-06-19 | redacted
Low Income - Power to Save | Pipe Wrap | 0 | 0.01 | 0.03 | 143.65 | 1 | Honeywell | 2023-06-19 | redacted
Low Income - Power to Save | Outdoor Coil Cleaning | 0 | 0.1 | 0 | 275 | 1 | Honeywell | 2023-06-19 | redacted
Low Income - Power to Save | HVAC Inspection | 0 | 0.17 | 0 | 268.73 | 1 | Honeywell | 2023-06-19 | redacted
Low Income - Power to Save | Faucet Aerators | 0 | 0 | 0.02 | 110.58 | 1 | Honeywell | 2023-06-19 | redacted
Low Income - Power to Save | LI - DUCT | 0 | 0.4 | 0.12 | 775.77 | 1 | Honeywell | 2023-06-19 | redacted
Low Income - Power to Save | LED Lights | 0 | 0 | 0 | 47.6 | 1 | Honeywell | 2023-06-19 | redacted
Low Income - Power to Save | Weather Strip/Caulk | 0 | 0.25 | 0.09 | 503.3 | 1 | Honeywell | 2023-06-23 | redacted
Low Income - Power to Save | Outdoor Coil Cleaning | 0 | 0.1 | 0 | 275 | 1 | Honeywell | 2023-06-23 | redacted
Low Income - Power to Save | HVAC Inspection | 0 | 0.17 | 0 | 268.73 | 1 | Honeywell | 2023-06-23 | redacted
Low Income - Power to Save | Faucet Aerators | 0 | 0 | 0.02 | 110.58 | 1 | Honeywell | 2023-06-23 | redacted
Low Income - Power to Save | Low Flow Showerhead | 0 | 0.04 | 0.1 | 504.08 | 1 | Honeywell | 2023-06-23 | redacted
Low Income - Power to Save | LI - DUCT | 0 | 0.4 | 0.12 | 775.77 | 1 | Honeywell | 2023-06-23 | redacted
Low Income - Power to Save | LED Lights | 0 | 0 | 0 | 47.6 | 1 | Honeywell | 2023-06-23 | redacted
Low Income - Power to Save | Weather Strip/Caulk | 0 | 0.25 | 0.09 | 503.3 | 1 | Honeywell | 2023-06-22 | redacted
Low Income - Power to Save | Outdoor Coil Cleaning | 0 | 0.1 | 0 | 275 | 1 | Honeywell | 2023-06-22 | redacted
Low Income - Power to Save | HVAC Inspection | 0 | 0.17 | 0 | 268.73 | 1 | Honeywell | 2023-06-22 | redacted
Low Income - Power to Save | Faucet Aerators | 0 | 0 | 0.02 | 110.58 | 1 | Honeywell | 2023-06-22 | redacted
Low Income - Power to Save | Low Flow Showerhead | 0 | 0.04 | 0.1 | 504.08 | 1 | Honeywell | 2023-06-22 | redacted
Low Income - Power to Save | LI - DUCT | 0 | 0.4 | 0.12 | 775.77 | 1 | Honeywell | 2023-06-22 | redacted
Low Income - Power to Save | LED Lights | 0 | 0 | 0 | 47.6 | 1 | Honeywell | 2023-06-22 | redacted
Low Income - Power to Save | Outdoor Coil Cleaning | 0 | 0.1 | 0 | 275 | 1 | Honeywell | 2023-06-20 | redacted
Low Income - Power to Save | Faucet Aerators | 0 | 0 | 0.02 | 110.58 | 1 | Honeywell | 2023-06-20 | redacted
Low Income - Power to Save | LED Lights | 0 | 0 | 0 | 47.6 | 1 | Honeywell | 2023-06-20 | redacted
Low Income - Power to Save | Outdoor Coil Cleaning | 0 | 0.1 | 0 | 275 | 1 | Honeywell | 2023-06-23 | redacted
Low Income - Power to Save | HVAC Inspection | 0 | 0.17 | 0 | 268.73 | 1 | Honeywell | 2023-06-23 | redacted
Low Income - Power to Save | Faucet Aerators | 0 | 0 | 0.02 | 110.58 | 1 | Honeywell | 2023-06-23 | redacted
Low Income - Power to Save | Low Flow Showerhead | 0 | 0.04 | 0.1 | 504.08 | 1 | Honeywell | 2023-06-23 | redacted
Low Income - Power to Save | LI - DUCT | 0 | 0.4 | 0.12 | 775.77 | 1 | Honeywell | 2023-06-23 | redacted
Low Income - Power to Save | LED Lights | 0 | 0 | 0 | 47.6 | 1 | Honeywell | 2023-06-23 | redacted
Low Income - Power to Save | Weather Strip/Caulk | 0 | 0.25 | 0.09 | 503.3 | 1 | Honeywell | 2023-06-20 | redacted
Low Income - Power to Save | Outdoor Coil Cleaning | 0 | 0.1 | 0 | 275 | 1 | Honeywell | 2023-06-20 | redacted
Low Income - Power to Save | Faucet Aerators | 0 | 0 | 0.02 | 110.58 | 1 | Honeywell | 2023-06-20 | redacted
Low Income - Power to Save | Low Flow Showerhead | 0 | 0.04 | 0.1 | 504.08 | 1 | Honeywell | 2023-06-20 | redacted
Low Income - Power to Save | LED Lights | 0 | 0 | 0 | 47.6 | 1 | Honeywell | 2023-06-20 | redacted
Low Income - Power to Save | Weather Strip/Caulk | 0 | 0.25 | 0.09 | 503.3 | 1 | Honeywell | 2023-06-19 | redacted
Low Income - Power to Save | Faucet Aerators | 0 | 0 | 0.02 | 110.58 | 1 | Honeywell | 2023-06-19 | redacted
Low Income - Power to Save | Low Flow Showerhead | 0 | 0.04 | 0.1 | 504.08 | 1 | Honeywell | 2023-06-19 | redacted
Low Income - Power to Save | LED Lights | 0 | 0 | 0 | 47.6 | 1 | Honeywell | 2023-06-19 | redacted
Low Income - Power to Save | Pipe Wrap | 0 | 0.01 | 0.03 | 143.65 | 1 | Honeywell | 2023-06-19 | redacted
Low Income - Power to Save | Outdoor Coil Cleaning | 0 | 0.1 | 0 | 275 | 1 | Honeywell | 2023-06-19 | redacted
Low Income - Power to Save | HVAC Inspection | 0 | 0.17 | 0 | 268.73 | 1 | Honeywell | 2023-06-19 | redacted
Low Income - Power to Save | Low Flow Showerhead | 0 | 0.04 | 0.1 | 504.08 | 1 | Honeywell | 2023-06-19 | redacted
Low Income - Power to Save | LI - DUCT | 0 | 0.4 | 0.12 | 775.77 | 1 | Honeywell | 2023-06-19 | redacted
Low Income - Power to Save | LED Lights | 0 | 0 | 0 | 47.6 | 1 | Honeywell | 2023-06-19 | redacted
Low Income - Power to Save | Outdoor Coil Cleaning | 0 | 0.1 | 0 | 275 | 1 | Honeywell | 2023-06-22 | redacted
Low Income - Power to Save | Faucet Aerators | 0 | 0 | 0.02 | 110.58 | 1 | Honeywell | 2023-06-22 | redacted
Low Income - Power to Save | Low Flow Showerhead | 0 | 0.04 | 0.1 | 504.08 | 1 | Honeywell | 2023-06-22 | redacted
Low Income - Power to Save | LED Lights | 0 | 0 | 0 | 47.6 | 1 | Honeywell | 2023-06-22 | redacted
Low Income - Power to Save | Weather Strip/Caulk | 0 | 0.25 | 0.09 | 503.3 | 1 | Honeywell | 2023-06-19 | redacted
Low Income - Power to Save | Faucet Aerators | 0 | 0 | 0.02 | 110.58 | 1 | Honeywell | 2023-06-19 | redacted
Low Income - Power to Save | Low Flow Showerhead | 0 | 0.04 | 0.1 | 504.08 | 1 | Honeywell | 2023-06-19 | redacted
Low Income - Power to Save | LED Lights | 0 | 0 | 0 | 47.6 | 1 | Honeywell | 2023-06-19 | redacted
Low Income - Power to Save | Outdoor Coil Cleaning | 0 | 0.1 | 0 | 275 | 1 | Honeywell | 2023-06-23 | redacted
Low Income - Power to Save | HVAC Inspection | 0 | 0.17 | 0 | 268.73 | 1 | Honeywell | 2023-06-23 | redacted
Low Income - Power to Save | Faucet Aerators | 0 | 0 | 0.02 | 110.58 | 1 | Honeywell | 2023-06-23 | redacted
Low Income - Power to Save | Low Flow Showerhead | 0 | 0.04 | 0.1 | 504.08 | 1 | Honeywell | 2023-06-23 | redacted
Low Income - Power to Save | LI - DUCT | 0 | 0.4 | 0.12 | 775.77 | 1 | Honeywell | 2023-06-23 | redacted
Low Income - Power to Save | LED Lights | 0 | 0 | 0 | 47.6 | 1 | Honeywell | 2023-06-23 | redacted
Low Income - Power to Save | Weather Strip/Caulk | 0 | 0.25 | 0.09 | 503.3 | 1 | Honeywell | 2023-06-19 | redacted
Low Income - Power to Save | Outdoor Coil Cleaning | 0 | 0.1 | 0 | 275 | 1 | Honeywell | 2023-06-19 | redacted
Low Income - Power to Save | HVAC Inspection | 0 | 0.17 | 0 | 268.73 | 1 | Honeywell | 2023-06-19 | redacted
Low Income - Power to Save | Faucet Aerators | 0 | 0 | 0.02 | 110.58 | 1 | Honeywell | 2023-06-19 | redacted
Low Income - Power to Save | Low Flow Showerhead | 0 | 0.04 | 0.1 | 504.08 | 1 | Honeywell | 2023-06-19 | redacted
Low Income - Power to Save | LI - DUCT | 0 | 0.4 | 0.12 | 775.77 | 1 | Honeywell | 2023-06-19 | redacted
Low Income - Power to Save | LED Lights | 0 | 0 | 0 | 47.6 | 1 | Honeywell | 2023-06-19 | redacted
Low Income - Power to Save | Outdoor Coil Cleaning | 0 | 0.1 | 0 | 275 | 1 | Honeywell | 2023-06-19 | redacted
Low Income - Power to Save | Faucet Aerators | 0 | 0 | 0.02 | 110.58 | 1 | Honeywell | 2023-06-19 | redacted
Low Income - Power to Save | Low Flow Showerhead | 0 | 0.04 | 0.1 | 504.08 | 1 | Honeywell | 2023-06-19 | redacted
Low Income - Power to Save | LED Lights | 0 | 0 | 0 | 47.6 | 1 | Honeywell | 2023-06-19 | redacted
Low Income - Power to Save | Weather Strip/Caulk | 0 | 0.25 | 0.09 | 503.3 | 1 | Honeywell | 2023-06-20 | redacted
Low Income - Power to Save | Faucet Aerators | 0 | 0 | 0.02 | 110.58 | 1 | Honeywell | 2023-06-20 | redacted
Low Income - Power to Save | Low Flow Showerhead | 0 | 0.04 | 0.1 | 504.08 | 1 | Honeywell | 2023-06-20 | redacted
Low Income - Power to Save | LED Lights | 0 | 0 | 0 | 47.6 | 1 | Honeywell | 2023-06-20 | redacted
Low Income - Power to Save | Weather Strip/Caulk | 0 | 0.25 | 0.09 | 503.3 | 1 | Honeywell | 2023-06-19 | redacted
Low Income - Power to Save | Outdoor Coil Cleaning | 0 | 0.1 | 0 | 275 | 1 | Honeywell | 2023-06-19 | redacted
Low Income - Power to Save | Low Flow Showerhead | 0 | 0.04 | 0.1 | 504.08 | 1 | Honeywell | 2023-06-19 | redacted
Low Income - Power to Save | LED Lights | 0 | 0 | 0 | 47.6 | 1 | Honeywell | 2023-06-19 | redacted
Low Income - Power to Save | Weather Strip/Caulk | 0 | 0.25 | 0.09 | 503.3 | 1 | Honeywell | 2023-06-20 | redacted
Low Income - Power to Save | Outdoor Coil Cleaning | 0 | 0.1 | 0 | 275 | 1 | Honeywell | 2023-06-20 | redacted
Low Income - Power to Save | HVAC Inspection | 0 | 0.17 | 0 | 268.73 | 1 | Honeywell | 2023-06-20 | redacted
Low Income - Power to Save | Low Flow Showerhead | 0 | 0.04 | 0.1 | 504.08 | 1 | Honeywell | 2023-06-20 | redacted
Low Income - Power to Save | LI - DUCT | 0 | 0.4 | 0.12 | 775.77 | 1 | Honeywell | 2023-06-20 | redacted
Low Income - Power to Save | LED Lights | 0 | 0 | 0 | 47.6 | 1 | Honeywell | 2023-06-20 | redacted
Low Income - Power to Save | Weather Strip/Caulk | 0 | 0.25 | 0.09 | 503.3 | 1 | Honeywell | 2023-06-23 | redacted
Low Income - Power to Save | Low Flow Showerhead | 0 | 0.04 | 0.1 | 504.08 | 1 | Honeywell | 2023-06-23 | redacted
Low Income - Power to Save | LED Lights | 0 | 0 | 0 | 47.6 | 1 | Honeywell | 2023-06-23 | redacted
Low Income - Power to Save | Weather Strip/Caulk | 0 | 0.25 | 0.09 | 503.3 | 1 | Honeywell | 2023-06-20 | redacted
Low Income - Power to Save | Pipe Wrap | 0 | 0.01 | 0.03 | 143.65 | 1 | Honeywell | 2023-06-20 | redacted
Low Income - Power to Save | Outdoor Coil Cleaning | 0 | 0.1 | 0 | 275 | 1 | Honeywell | 2023-06-20 | redacted
Low Income - Power to Save | HVAC Inspection | 0 | 0.17 | 0 | 268.73 | 1 | Honeywell | 2023-06-20 | redacted
Low Income - Power to Save | Faucet Aerators | 0 | 0 | 0.02 | 110.58 | 1 | Honeywell | 2023-06-20 | redacted
Low Income - Power to Save | Low Flow Showerhead | 0 | 0.04 | 0.1 | 504.08 | 1 | Honeywell | 2023-06-20 | redacted
Low Income - Power to Save | LI - DUCT | 0 | 0.4 | 0.12 | 775.77 | 1 | Honeywell | 2023-06-20 | redacted
Low Income - Power to Save | LED Lights | 0 | 0 | 0 | 47.6 | 1 | Honeywell | 2023-06-20 | redacted
Low Income - Power to Save | Weather Strip/Caulk | 0 | 0.25 | 0.09 | 503.3 | 1 | Honeywell | 2023-06-19 | redacted
Low Income - Power to Save | Outdoor Coil Cleaning | 0 | 0.1 | 0 | 275 | 1 | Honeywell | 2023-06-19 | redacted
Low Income - Power to Save | HVAC Inspection | 0 | 0.17 | 0 | 268.73 | 1 | Honeywell | 2023-06-19 | redacted
Low Income - Power to Save | Faucet Aerators | 0 | 0 | 0.02 | 110.58 | 1 | Honeywell | 2023-06-19 | redacted
Low Income - Power to Save | Low Flow Showerhead | 0 | 0.04 | 0.1 | 504.08 | 1 | Honeywell | 2023-06-19 | redacted
Low Income - Power to Save | LI - DUCT | 0 | 0.4 | 0.12 | 775.77 | 1 | Honeywell | 2023-06-19 | redacted
Low Income - Power to Save | LED Lights | 0 | 0 | 0 | 47.6 | 1 | Honeywell | 2023-06-19 | redacted
Low Income - Power to Save | Weather Strip/Caulk | 0 | 0.25 | 0.09 | 503.3 | 1 | Honeywell | 2023-06-19 | redacted
Low Income - Power to Save | Outdoor Coil Cleaning | 0 | 0.1 | 0 | 275 | 1 | Honeywell | 2023-06-19 | redacted
Low Income - Power to Save | HVAC Inspection | 0 | 0.17 | 0 | 268.73 | 1 | Honeywell | 2023-06-19 | redacted
Low Income - Power to Save | Low Flow Showerhead | 0 | 0.04 | 0.1 | 504.08 | 1 | Honeywell | 2023-06-19 | redacted
Low Income - Power to Save | LI - DUCT | 0 | 0.4 | 0.12 | 775.77 | 1 | Honeywell | 2023-06-19 | redacted
Low Income - Power to Save | LED Lights | 0 | 0 | 0 | 47.6 | 1 | Honeywell | 2023-06-19 | redacted
Low Income - Power to Save | Faucet Aerators | 0 | 0 | 0.02 | 110.58 | 1 | Honeywell | 2023-06-19 | redacted
Low Income - Power to Save | Low Flow Showerhead | 0 | 0.04 | 0.1 | 504.08 | 1 | Honeywell | 2023-06-19 | redacted
Low Income - Power to Save | LED Lights | 0 | 0 | 0 | 47.6 | 1 | Honeywell | 2023-06-19 | redacted
Low Income - Power to Save | Outdoor Coil Cleaning | 0 | 0.1 | 0 | 275 | 1 | Honeywell | 2023-06-20 | redacted
Low Income - Power to Save | Faucet Aerators | 0 | 0 | 0.02 | 110.58 | 1 | Honeywell | 2023-06-20 | redacted
Low Income - Power to Save | Low Flow Showerhead | 0 | 0.04 | 0.1 | 504.08 | 1 | Honeywell | 2023-06-20 | redacted
Low Income - Power to Save | LI - DUCT | 0 | 0.4 | 0.12 | 775.77 | 1 | Honeywell | 2023-06-20 | redacted
Low Income - Power to Save | LED Lights | 0 | 0 | 0 | 47.6 | 1 | Honeywell | 2023-06-20 | redacted
Low Income - Power to Save | Weather Strip/Caulk | 0 | 0.25 | 0.09 | 503.3 | 1 | Honeywell | 2023-06-19 | redacted
Low Income - Power to Save | Pipe Wrap | 0 | 0.01 | 0.03 | 143.65 | 1 | Honeywell | 2023-06-19 | redacted
Low Income - Power to Save | Outdoor Coil Cleaning | 0 | 0.1 | 0 | 275 | 1 | Honeywell | 2023-06-19 | redacted
Low Income - Power to Save | HVAC Inspection | 0 | 0.17 | 0 | 268.73 | 1 | Honeywell | 2023-06-19 | redacted
Low Income - Power to Save | Low Flow Showerhead | 0 | 0.04 | 0.1 | 504.08 | 1 | Honeywell | 2023-06-19 | redacted
Low Income - Power to Save | LI - DUCT | 0 | 0.4 | 0.12 | 775.77 | 1 | Honeywell | 2023-06-19 | redacted
Low Income - Power to Save | LED Lights | 0 | 0 | 0 | 47.6 | 1 | Honeywell | 2023-06-19 | redacted
Low Income - Power to Save | Outdoor Coil Cleaning | 0 | 0.1 | 0 | 275 | 1 | Honeywell | 2023-06-19 | redacted
Low Income - Power to Save | Faucet Aerators | 0 | 0 | 0.02 | 110.58 | 1 | Honeywell | 2023-06-19 | redacted
Low Income - Power to Save | Low Flow Showerhead | 0 | 0.04 | 0.1 | 504.08 | 1 | Honeywell | 2023-06-19 | redacted
Low Income - Power to Save | LED Lights | 0 | 0 | 0 | 47.6 | 1 | Honeywell | 2023-06-19 | redacted
Low Income - Power to Save | Faucet Aerators | 0 | 0 | 0.02 | 110.58 | 1 | Honeywell | 2023-06-22 | redacted
Low Income - Power to Save | Low Flow Showerhead | 0 | 0.04 | 0.1 | 504.08 | 1 | Honeywell | 2023-06-22 | redacted
Low Income - Power to Save | LED Lights | 0 | 0 | 0 | 47.6 | 1 | Honeywell | 2023-06-22 | redacted
Low Income - Power to Save | Weather Strip/Caulk | 0 | 0.25 | 0.09 | 503.3 | 1 | Honeywell | 2023-06-19 | redacted
Low Income - Power to Save | Weather Strip/Caulk | 0 | 0.25 | 0.09 | 503.3 | 1 | Honeywell | 2023-06-19 | redacted
Low Income - Power to Save | Outdoor Coil Cleaning | 0 | 0.1 | 0 | 275 | 1 | Honeywell | 2023-06-19 | redacted
Low Income - Power to Save | HVAC Inspection | 0 | 0.17 | 0 | 268.73 | 1 | Honeywell | 2023-06-19 | redacted
Low Income - Power to Save | Faucet Aerators | 0 | 0 | 0.02 | 110.58 | 1 | Honeywell | 2023-06-19 | redacted
Low Income - Power to Save | Low Flow Showerhead | 0 | 0.04 | 0.1 | 504.08 | 1 | Honeywell | 2023-06-19 | redacted
Low Income - Power to Save | LI - DUCT | 0 | 0.4 | 0.12 | 775.77 | 1 | Honeywell | 2023-06-19 | redacted
Low Income - Power to Save | LED Lights | 0 | 0 | 0 | 47.6 | 1 | Honeywell | 2023-06-19 | redacted
Low Income - Power to Save | Weather Strip/Caulk | 0 | 0.25 | 0.09 | 503.3 | 1 | Honeywell | 2023-06-23 | redacted
Low Income - Power to Save | Faucet Aerators | 0 | 0 | 0.02 | 110.58 | 1 | Honeywell | 2023-06-23 | redacted
Low Income - Power to Save | Low Flow Showerhead | 0 | 0.04 | 0.1 | 504.08 | 1 | Honeywell | 2023-06-23 | redacted
Low Income - Power to Save | LED Lights | 0 | 0 | 0 | 47.6 | 1 | Honeywell | 2023-06-23 | redacted
Low Income - Power to Save | Weather Strip/Caulk | 0 | 0.25 | 0.09 | 503.3 | 1 | Honeywell | 2023-06-23 | redacted
Low Income - Power to Save | LED Lights | 0 | 0 | 0 | 47.6 | 1 | Honeywell | 2023-06-23 | redacted
Low Income - Power to Save | Weather Strip/Caulk | 0 | 0.25 | 0.09 | 503.3 | 1 | Honeywell | 2023-06-19 | redacted
Low Income - Power to Save | Pipe Wrap | 0 | 0.01 | 0.03 | 143.65 | 1 | Honeywell | 2023-06-19 | redacted
Low Income - Power to Save | Outdoor Coil Cleaning | 0 | 0.1 | 0 | 275 | 1 | Honeywell | 2023-06-19 | redacted
Low Income - Power to Save | HVAC Inspection | 0 | 0.17 | 0 | 268.73 | 1 | Honeywell | 2023-06-19 | redacted
Low Income - Power to Save | Faucet Aerators | 0 | 0 | 0.02 | 110.58 | 1 | Honeywell | 2023-06-19 | redacted
Low Income - Power to Save | Low Flow Showerhead | 0 | 0.04 | 0.1 | 504.08 | 1 | Honeywell | 2023-06-19 | redacted
Low Income - Power to Save | LI - DUCT | 0 | 0.4 | 0.12 | 775.77 | 1 | Honeywell | 2023-06-19 | redacted
Low Income - Power to Save | LED Lights | 0 | 0 | 0 | 47.6 | 1 | Honeywell | 2023-06-19 | redacted
Low Income - Power to Save | Weather Strip/Caulk | 0 | 0.25 | 0.09 | 503.3 | 1 | Honeywell | 2023-06-19 | redacted
Low Income - Power to Save | Outdoor Coil Cleaning | 0 | 0.1 | 0 | 275 | 1 | Honeywell | 2023-06-19 | redacted
Low Income - Power to Save | HVAC Inspection | 0 | 0.17 | 0 | 268.73 | 1 | Honeywell | 2023-06-19 | redacted
Low Income - Power to Save | Faucet Aerators | 0 | 0 | 0.02 | 110.58 | 1 | Honeywell | 2023-06-19 | redacted
Low Income - Power to Save | Low Flow Showerhead | 0 | 0.04 | 0.1 | 504.08 | 1 | Honeywell | 2023-06-19 | redacted
Low Income - Power to Save | LI - DUCT | 0 | 0.4 | 0.12 | 775.77 | 1 | Honeywell | 2023-06-19 | redacted
Low Income - Power to Save | LED Lights | 0 | 0 | 0 | 47.6 | 1 | Honeywell | 2023-06-19 | redacted
Low Income - Power to Save | Outdoor Coil Cleaning | 0 | 0.1 | 0 | 275 | 1 | Honeywell | 2023-06-19 | redacted
Low Income - Power to Save | Faucet Aerators | 0 | 0 | 0.02 | 110.58 | 1 | Honeywell | 2023-06-19 | redacted
Low Income - Power to Save | Low Flow Showerhead | 0 | 0.04 | 0.1 | 504.08 | 1 | Honeywell | 2023-06-19 | redacted
Low Income - Power to Save | LED Lights | 0 | 0 | 0 | 47.6 | 1 | Honeywell | 2023-06-19 | redacted
Low Income - Power to Save | Weather Strip/Caulk | 0 | 0.25 | 0.09 | 503.3 | 1 | Honeywell | 2023-06-23 | redacted
Low Income - Power to Save | Outdoor Coil Cleaning | 0 | 0.1 | 0 | 275 | 1 | Honeywell | 2023-06-23 | redacted
Low Income - Power to Save | HVAC Inspection | 0 | 0.17 | 0 | 268.73 | 1 | Honeywell | 2023-06-23 | redacted
Low Income - Power to Save | Faucet Aerators | 0 | 0 | 0.02 | 110.58 | 1 | Honeywell | 2023-06-23 | redacted
Low Income - Power to Save | Low Flow Showerhead | 0 | 0.04 | 0.1 | 504.08 | 1 | Honeywell | 2023-06-23 | redacted
Low Income - Power to Save | LI - DUCT | 0 | 0.4 | 0.12 | 775.77 | 1 | Honeywell | 2023-06-23 | redacted
Low Income - Power to Save | LED Lights | 0 | 0 | 0 | 47.6 | 1 | Honeywell | 2023-06-23 | redacted
Low Income - Power to Save | Weather Strip/Caulk | 0 | 0.25 | 0.09 | 503.3 | 1 | Honeywell | 2023-06-20 | redacted
Low Income - Power to Save | Faucet Aerators | 0 | 0 | 0.02 | 110.58 | 1 | Honeywell | 2023-06-20 | redacted
Low Income - Power to Save | Low Flow Showerhead | 0 | 0.04 | 0.1 | 504.08 | 1 | Honeywell | 2023-06-20 | redacted
Low Income - Power to Save | LED Lights | 0 | 0 | 0 | 47.6 | 1 | Honeywell | 2023-06-20 | redacted
Low Income - Power to Save | Outdoor Coil Cleaning | 0 | 0.1 | 0 | 275 | 1 | Honeywell | 2023-06-20 | redacted
Low Income - Power to Save | Faucet Aerators | 0 | 0 | 0.02 | 110.58 | 1 | Honeywell | 2023-06-20 | redacted
Low Income - Power to Save | Low Flow Showerhead | 0 | 0.04 | 0.1 | 504.08 | 1 | Honeywell | 2023-06-20 | redacted
Low Income - Power to Save | LED Lights | 0 | 0 | 0 | 47.6 | 1 | Honeywell | 2023-06-20 | redacted
Low Income - Power to Save | Weather Strip/Caulk | 0 | 0.25 | 0.09 | 503.3 | 1 | Honeywell | 2023-06-20 | redacted
Low Income - Power to Save | Outdoor Coil Cleaning | 0 | 0.1 | 0 | 275 | 1 | Honeywell | 2023-06-20 | redacted
Low Income - Power to Save | HVAC Inspection | 0 | 0.17 | 0 | 268.73 | 1 | Honeywell | 2023-06-20 | redacted
Low Income - Power to Save | Faucet Aerators | 0 | 0 | 0.02 | 110.58 | 1 | Honeywell | 2023-06-20 | redacted
Low Income - Power to Save | LI - DUCT | 0 | 0.4 | 0.12 | 775.77 | 1 | Honeywell | 2023-06-20 | redacted
Low Income - Power to Save | LED Lights | 0 | 0 | 0 | 47.6 | 1 | Honeywell | 2023-06-20 | redacted
Low Income - Power to Save | Weather Strip/Caulk | 0 | 0.25 | 0.09 | 503.3 | 1 | Honeywell | 2023-06-20 | redacted
Low Income - Power to Save | Outdoor Coil Cleaning | 0 | 0.1 | 0 | 275 | 1 | Honeywell | 2023-06-20 | redacted
Low Income - Power to Save | Faucet Aerators | 0 | 0 | 0.02 | 110.58 | 1 | Honeywell | 2023-06-20 | redacted
Low Income - Power to Save | Low Flow Showerhead | 0 | 0.04 | 0.1 | 504.08 | 1 | Honeywell | 2023-06-20 | redacted
Low Income - Power to Save | LED Lights | 0 | 0 | 0 | 47.6 | 1 | Honeywell | 2023-06-20 | redacted
Low Income - Power to Save | Weather Strip/Caulk | 0 | 0.25 | 0.09 | 503.3 | 1 | Honeywell | 2023-06-23 | redacted
Low Income - Power to Save | Faucet Aerators | 0 | 0 | 0.02 | 110.58 | 1 | Honeywell | 2023-06-23 | redacted
Low Income - Power to Save | Low Flow Showerhead | 0 | 0.04 | 0.1 | 504.08 | 1 | Honeywell | 2023-06-23 | redacted
Low Income - Power to Save | LED Lights | 0 | 0 | 0 | 47.6 | 1 | Honeywell | 2023-06-23 | redacted
Low Income - Power to Save | Weather Strip/Caulk | 0 | 0.25 | 0.09 | 503.3 | 1 | Honeywell | 2023-06-20 | redacted
Low Income - Power to Save | Faucet Aerators | 0 | 0 | 0.02 | 110.58 | 1 | Honeywell | 2023-06-20 | redacted
Low Income - Power to Save | Low Flow Showerhead | 0 | 0.04 | 0.1 | 504.08 | 1 | Honeywell | 2023-06-20 | redacted
Low Income - Power to Save | LED Lights | 0 | 0 | 0 | 47.6 | 1 | Honeywell | 2023-06-20 | redacted
Low Income - Power to Save | Weather Strip/Caulk | 0 | 0.25 | 0.09 | 503.3 | 1 | Honeywell | 2023-06-19 | redacted
Low Income - Power to Save | Outdoor Coil Cleaning | 0 | 0.1 | 0 | 275 | 1 | Honeywell | 2023-06-19 | redacted
Low Income - Power to Save | HVAC Inspection | 0 | 0.17 | 0 | 268.73 | 1 | Honeywell | 2023-06-19 | redacted
Low Income - Power to Save | LI - DUCT | 0 | 0.4 | 0.12 | 775.77 | 1 | Honeywell | 2023-06-19 | redacted
Low Income - Power to Save | LED Lights | 0 | 0 | 0 | 47.6 | 1 | Honeywell | 2023-06-19 | redacted
Low Income - Power to Save | Weather Strip/Caulk | 0 | 0.25 | 0.09 | 503.3 | 1 | Honeywell | 2023-06-20 | redacted
Low Income - Power to Save | Outdoor Coil Cleaning | 0 | 0.1 | 0 | 275 | 1 | Honeywell | 2023-06-20 | redacted
Low Income - Power to Save | Faucet Aerators | 0 | 0 | 0.02 | 110.58 | 1 | Honeywell | 2023-06-20 | redacted
Low Income - Power to Save | Low Flow Showerhead | 0 | 0.04 | 0.1 | 504.08 | 1 | Honeywell | 2023-06-20 | redacted
Low Income - Power to Save | LED Lights | 0 | 0 | 0 | 47.6 | 1 | Honeywell | 2023-06-20 | redacted
Low Income - Power to Save | Weather Strip/Caulk | 0 | 0.25 | 0.09 | 503.3 | 1 | Honeywell | 2023-06-20 | redacted
Low Income - Power to Save | Pipe Wrap | 0 | 0.01 | 0.03 | 143.65 | 1 | Honeywell | 2023-06-20 | redacted
Low Income - Power to Save | Faucet Aerators | 0 | 0 | 0.02 | 110.58 | 1 | Honeywell | 2023-06-20 | redacted
Low Income - Power to Save | Low Flow Showerhead | 0 | 0.04 | 0.1 | 504.08 | 1 | Honeywell | 2023-06-20 | redacted
Low Income - Power to Save | LED Lights | 0 | 0 | 0 | 47.6 | 1 | Honeywell | 2023-06-20 | redacted
Low Income - Power to Save | Weather Strip/Caulk | 0 | 0.25 | 0.09 | 503.3 | 1 | Honeywell | 2023-06-20 | redacted
Low Income - Power to Save | Pipe Wrap | 0 | 0.01 | 0.03 | 143.65 | 1 | Honeywell | 2023-06-20 | redacted
Low Income - Power to Save | Outdoor Coil Cleaning | 0 | 0.1 | 0 | 275 | 1 | Honeywell | 2023-06-20 | redacted
Low Income - Power to Save | HVAC Inspection | 0 | 0.17 | 0 | 268.73 | 1 | Honeywell | 2023-06-20 | redacted
Low Income - Power to Save | Faucet Aerators | 0 | 0 | 0.02 | 110.58 | 1 | Honeywell | 2023-06-20 | redacted
Low Income - Power to Save | Low Flow Showerhead | 0 | 0.04 | 0.1 | 504.08 | 1 | Honeywell | 2023-06-20 | redacted
Low Income - Power to Save | LI - DUCT | 0 | 0.4 | 0.12 | 775.77 | 1 | Honeywell | 2023-06-20 | redacted
Low Income - Power to Save | LED Lights | 0 | 0 | 0 | 47.6 | 1 | Honeywell | 2023-06-20 | redacted
Low Income - Power to Save | Weather Strip/Caulk | 0 | 0.25 | 0.09 | 503.3 | 1 | Honeywell | 2023-06-19 | redacted
Low Income - Power to Save | Outdoor Coil Cleaning | 0 | 0.1 | 0 | 275 | 1 | Honeywell | 2023-06-19 | redacted
Low Income - Power to Save | HVAC Inspection | 0 | 0.17 | 0 | 268.73 | 1 | Honeywell | 2023-06-19 | redacted
Low Income - Power to Save | Faucet Aerators | 0 | 0 | 0.02 | 110.58 | 1 | Honeywell | 2023-06-19 | redacted
Low Income - Power to Save | Low Flow Showerhead | 0 | 0.04 | 0.1 | 504.08 | 1 | Honeywell | 2023-06-19 | redacted
Low Income - Power to Save | LI - DUCT | 0 | 0.4 | 0.12 | 775.77 | 1 | Honeywell | 2023-06-19 | redacted
Low Income - Power to Save | LED Lights | 0 | 0 | 0 | 47.6 | 1 | Honeywell | 2023-06-19 | redacted
Low Income - Power to Save | Faucet Aerators | 0 | 0 | 0.02 | 110.58 | 1 | Honeywell | 2023-06-19 | redacted
Low Income - Power to Save | LED Lights | 0 | 0 | 0 | 47.6 | 1 | Honeywell | 2023-06-19 | redacted
Low Income - Power to Save | Weather Strip/Caulk | 0 | 0.25 | 0.09 | 503.3 | 1 | Honeywell | 2023-06-22 | redacted
Low Income - Power to Save | Pipe Wrap | 0 | 0.01 | 0.03 | 143.65 | 1 | Honeywell | 2023-06-22 | redacted
Low Income - Power to Save | Outdoor Coil Cleaning | 0 | 0.1 | 0 | 275 | 1 | Honeywell | 2023-06-22 | redacted
Low Income - Power to Save | HVAC Inspection | 0 | 0.17 | 0 | 268.73 | 1 | Honeywell | 2023-06-22 | redacted
Low Income - Power to Save | Faucet Aerators | 0 | 0 | 0.02 | 110.58 | 1 | Honeywell | 2023-06-22 | redacted
Low Income - Power to Save | Low Flow Showerhead | 0 | 0.04 | 0.1 | 504.08 | 1 | Honeywell | 2023-06-22 | redacted
Low Income - Power to Save | LI - DUCT | 0 | 0.4 | 0.12 | 775.77 | 1 | Honeywell | 2023-06-22 | redacted
Low Income - Power to Save | LED Lights | 0 | 0 | 0 | 47.6 | 1 | Honeywell | 2023-06-22 | redacted
Low Income - Power to Save | Weather Strip/Caulk | 0 | 0.25 | 0.09 | 503.3 | 1 | Honeywell | 2023-06-20 | redacted
Low Income - Power to Save | Outdoor Coil Cleaning | 0 | 0.1 | 0 | 275 | 1 | Honeywell | 2023-06-20 | redacted
Low Income - Power to Save | HVAC Inspection | 0 | 0.17 | 0 | 268.73 | 1 | Honeywell | 2023-06-20 | redacted
Low Income - Power to Save | Faucet Aerators | 0 | 0 | 0.02 | 110.58 | 1 | Honeywell | 2023-06-20 | redacted
Low Income - Power to Save | LI - DUCT | 0 | 0.4 | 0.12 | 775.77 | 1 | Honeywell | 2023-06-20 | redacted
Low Income - Power to Save | LED Lights | 0 | 0 | 0 | 47.6 | 1 | Honeywell | 2023-06-20 | redacted
Low Income - Power to Save | Outdoor Coil Cleaning | 0 | 0.1 | 0 | 275 | 1 | Honeywell | 2023-06-19 | redacted
Low Income - Power to Save | Faucet Aerators | 0 | 0 | 0.02 | 110.58 | 1 | Honeywell | 2023-06-19 | redacted
Low Income - Power to Save | Low Flow Showerhead | 0 | 0.04 | 0.1 | 504.08 | 1 | Honeywell | 2023-06-19 | redacted
Low Income - Power to Save | LED Lights | 0 | 0 | 0 | 47.6 | 1 | Honeywell | 2023-06-19 | redacted
Low Income - Power to Save | Weather Strip/Caulk | 0 | 0.25 | 0.09 | 503.3 | 1 | Honeywell | 2023-06-23 | redacted
Low Income - Power to Save | Faucet Aerators | 0 | 0 | 0.02 | 110.58 | 1 | Honeywell | 2023-06-23 | redacted
Low Income - Power to Save | Low Flow Showerhead | 0 | 0.04 | 0.1 | 504.08 | 1 | Honeywell | 2023-06-23 | redacted
Low Income - Power to Save | LED Lights | 0 | 0 | 0 | 47.6 | 1 | Honeywell | 2023-06-23 | redacted
Low Income - Power to Save | Weather Strip/Caulk | 0 | 0.25 | 0.09 | 503.3 | 1 | Honeywell | 2023-06-19 | redacted
Low Income - Power to Save | Outdoor Coil Cleaning | 0 | 0.1 | 0 | 275 | 1 | Honeywell | 2023-06-19 | redacted
Low Income - Power to Save | HVAC Inspection | 0 | 0.17 | 0 | 268.73 | 1 | Honeywell | 2023-06-19 | redacted
Low Income - Power to Save | LI - DUCT | 0 | 0.4 | 0.12 | 775.77 | 1 | Honeywell | 2023-06-19 | redacted
Low Income - Power to Save | LED Lights | 0 | 0 | 0 | 47.6 | 1 | Honeywell | 2023-06-19 | redacted
Low Income - Power to Save | Faucet Aerators | 0 | 0 | 0.02 | 110.58 | 1 | Honeywell | 2023-06-20 | redacted
Low Income - Power to Save | Low Flow Showerhead | 0 | 0.04 | 0.1 | 504.08 | 1 | Honeywell | 2023-06-20 | redacted
Low Income - Power to Save | LED Lights | 0 | 0 | 0 | 47.6 | 1 | Honeywell | 2023-06-20 | redacted
Low Income - Power to Save | Weather Strip/Caulk | 0 | 0.25 | 0.09 | 503.3 | 1 | Honeywell | 2023-06-23 | redacted
Low Income - Power to Save | Outdoor Coil Cleaning | 0 | 0.1 | 0 | 275 | 1 | Honeywell | 2023-06-23 | redacted
Low Income - Power to Save | HVAC Inspection | 0 | 0.17 | 0 | 268.73 | 1 | Honeywell | 2023-06-23 | redacted
Low Income - Power to Save | Low Flow Showerhead | 0 | 0.04 | 0.1 | 504.08 | 1 | Honeywell | 2023-06-23 | redacted
Low Income - Power to Save | LI - DUCT | 0 | 0.4 | 0.12 | 775.77 | 1 | Honeywell | 2023-06-23 | redacted
Low Income - Power to Save | LED Lights | 0 | 0 | 0 | 47.6 | 1 | Honeywell | 2023-06-23 | redacted
Low Income - Power to Save | Weather Strip/Caulk | 0 | 0.25 | 0.09 | 503.3 | 1 | Honeywell | 2023-06-22 | redacted
Low Income - Power to Save | Faucet Aerators | 0 | 0 | 0.02 | 110.58 | 1 | Honeywell | 2023-06-22 | redacted
Low Income - Power to Save | Low Flow Showerhead | 0 | 0.04 | 0.1 | 504.08 | 1 | Honeywell | 2023-06-22 | redacted
Low Income - Power to Save | LED Lights | 0 | 0 | 0 | 47.6 | 1 | Honeywell | 2023-06-22 | redacted
Low Income - Power to Save | Weather Strip/Caulk | 0 | 0.25 | 0.09 | 503.3 | 1 | Honeywell | 2023-06-23 | redacted
Low Income - Power to Save | Faucet Aerators | 0 | 0 | 0.02 | 110.58 | 1 | Honeywell | 2023-06-23 | redacted
Low Income - Power to Save | Low Flow Showerhead | 0 | 0.04 | 0.1 | 504.08 | 1 | Honeywell | 2023-06-23 | redacted
Low Income - Power to Save | LED Lights | 0 | 0 | 0 | 47.6 | 1 | Honeywell | 2023-06-23 | redacted
Low Income - Power to Save | Weather Strip/Caulk | 0 | 0.25 | 0.09 | 503.3 | 1 | Honeywell | 2023-06-20 | redacted
Low Income - Power to Save | Pipe Wrap | 0 | 0.01 | 0.03 | 143.65 | 1 | Honeywell | 2023-06-20 | redacted
Low Income - Power to Save | Outdoor Coil Cleaning | 0 | 0.1 | 0 | 275 | 1 | Honeywell | 2023-06-20 | redacted
Low Income - Power to Save | HVAC Inspection | 0 | 0.17 | 0 | 268.73 | 1 | Honeywell | 2023-06-20 | redacted
Low Income - Power to Save | Low Flow Showerhead | 0 | 0.04 | 0.1 | 504.08 | 1 | Honeywell | 2023-06-20 | redacted
Low Income - Power to Save | LI - DUCT | 0 | 0.4 | 0.12 | 775.77 | 1 | Honeywell | 2023-06-20 | redacted
Low Income - Power to Save | LED Lights | 0 | 0 | 0 | 47.6 | 1 | Honeywell | 2023-06-20 | redacted
Low Income - Power to Save | Weather Strip/Caulk | 0 | 0.25 | 0.09 | 503.3 | 1 | Honeywell | 2023-06-19 | redacted
Low Income - Power to Save | Pipe Wrap | 0 | 0.01 | 0.03 | 143.65 | 1 | Honeywell | 2023-06-19 | redacted
Low Income - Power to Save | Faucet Aerators | 0 | 0 | 0.02 | 110.58 | 1 | Honeywell | 2023-06-19 | redacted
Low Income - Power to Save | Low Flow Showerhead | 0 | 0.04 | 0.1 | 504.08 | 1 | Honeywell | 2023-06-19 | redacted
Low Income - Power to Save | LED Lights | 0 | 0 | 0 | 47.6 | 1 | Honeywell | 2023-06-19 | redacted
Low Income - Power to Save | Weather Strip/Caulk | 0 | 0.25 | 0.09 | 503.3 | 1 | Honeywell | 2023-06-20 | redacted
Low Income - Power to Save | Outdoor Coil Cleaning | 0 | 0.1 | 0 | 275 | 1 | Honeywell | 2023-06-20 | redacted
Low Income - Power to Save | HVAC Inspection | 0 | 0.17 | 0 | 268.73 | 1 | Honeywell | 2023-06-20 | redacted
Low Income - Power to Save | Faucet Aerators | 0 | 0 | 0.02 | 110.58 | 1 | Honeywell | 2023-06-20 | redacted
Low Income - Power to Save | Low Flow Showerhead | 0 | 0.04 | 0.1 | 504.08 | 1 | Honeywell | 2023-06-20 | redacted
Low Income - Power to Save | LI - DUCT | 0 | 0.4 | 0.12 | 775.77 | 1 | Honeywell | 2023-06-20 | redacted
Low Income - Power to Save | LED Lights | 0 | 0 | 0 | 47.6 | 1 | Honeywell | 2023-06-20 | redacted
Low Income - Power to Save | Faucet Aerators | 0 | 0 | 0.02 | 110.58 | 1 | Honeywell | 2023-06-20 | redacted
Low Income - Power to Save | Low Flow Showerhead | 0 | 0.04 | 0.1 | 504.08 | 1 | Honeywell | 2023-06-20 | redacted
Low Income - Power to Save | LED Lights | 0 | 0 | 0 | 47.6 | 1 | Honeywell | 2023-06-20 | redacted
Low Income - Power to Save | Faucet Aerators | 0 | 0 | 0.02 | 110.58 | 1 | Honeywell | 2023-06-20 | redacted
Low Income - Power to Save | Low Flow Showerhead | 0 | 0.04 | 0.1 | 504.08 | 1 | Honeywell | 2023-06-20 | redacted
Low Income - Power to Save | LED Lights | 0 | 0 | 0 | 47.6 | 1 | Honeywell | 2023-06-20 | redacted
Low Income - Power to Save | Faucet Aerators | 0 | 0 | 0.02 | 110.58 | 1 | Honeywell | 2023-06-23 | redacted
Low Income - Power to Save | Low Flow Showerhead | 0 | 0.04 | 0.1 | 504.08 | 1 | Honeywell | 2023-06-23 | redacted
Low Income - Power to Save | LED Lights | 0 | 0 | 0 | 47.6 | 1 | Honeywell | 2023-06-23 | redacted
Low Income - Power to Save | Faucet Aerators | 0 | 0 | 0.02 | 110.58 | 1 | Honeywell | 2023-06-19 | redacted
Low Income - Power to Save | Low Flow Showerhead | 0 | 0.04 | 0.1 | 504.08 | 1 | Honeywell | 2023-06-19 | redacted
Low Income - Power to Save | LED Lights | 0 | 0 | 0 | 47.6 | 1 | Honeywell | 2023-06-19 | redacted
Low Income - Power to Save | Outdoor Coil Cleaning | 0 | 0.1 | 0 | 275 | 1 | Honeywell | 2023-06-19 | redacted
Low Income - Power to Save | Faucet Aerators | 0 | 0 | 0.02 | 110.58 | 1 | Honeywell | 2023-06-19 | redacted
Low Income - Power to Save | Low Flow Showerhead | 0 | 0.04 | 0.1 | 504.08 | 1 | Honeywell | 2023-06-19 | redacted
Low Income - Power to Save | LED Lights | 0 | 0 | 0 | 47.6 | 1 | Honeywell | 2023-06-19 | redacted
Low Income - Power to Save | Weather Strip/Caulk | 0 | 0.25 | 0.09 | 503.3 | 1 | Honeywell | 2023-06-23 | redacted
Low Income - Power to Save | Outdoor Coil Cleaning | 0 | 0.1 | 0 | 275 | 1 | Honeywell | 2023-06-23 | redacted
Low Income - Power to Save | HVAC Inspection | 0 | 0.17 | 0 | 268.73 | 1 | Honeywell | 2023-06-23 | redacted
Low Income - Power to Save | Faucet Aerators | 0 | 0 | 0.02 | 110.58 | 1 | Honeywell | 2023-06-23 | redacted
Low Income - Power to Save | Low Flow Showerhead | 0 | 0.04 | 0.1 | 504.08 | 1 | Honeywell | 2023-06-23 | redacted
Low Income - Power to Save | LI - DUCT | 0 | 0.4 | 0.12 | 775.77 | 1 | Honeywell | 2023-06-23 | redacted
Low Income - Power to Save | LED Lights | 0 | 0 | 0 | 47.6 | 1 | Honeywell | 2023-06-23 | redacted
Low Income - Power to Save | Weather Strip/Caulk | 0 | 0.25 | 0.09 | 503.3 | 1 | Honeywell | 2023-06-20 | redacted
Low Income - Power to Save | Pipe Wrap | 0 | 0.01 | 0.03 | 143.65 | 1 | Honeywell | 2023-06-20 | redacted
Low Income - Power to Save | Outdoor Coil Cleaning | 0 | 0.1 | 0 | 275 | 1 | Honeywell | 2023-06-20 | redacted
Low Income - Power to Save | HVAC Inspection | 0 | 0.17 | 0 | 268.73 | 1 | Honeywell | 2023-06-20 | redacted
Low Income - Power to Save | Low Flow Showerhead | 0 | 0.04 | 0.1 | 504.08 | 1 | Honeywell | 2023-06-20 | redacted
Low Income - Power to Save | LI - DUCT | 0 | 0.4 | 0.12 | 775.77 | 1 | Honeywell | 2023-06-20 | redacted
Low Income - Power to Save | LED Lights | 0 | 0 | 0 | 47.6 | 1 | Honeywell | 2023-06-20 | redacted
Low Income - Power to Save | Weather Strip/Caulk | 0 | 0.25 | 0.09 | 503.3 | 1 | Honeywell | 2023-06-19 | redacted
Low Income - Power to Save | Faucet Aerators | 0 | 0 | 0.02 | 110.58 | 1 | Honeywell | 2023-06-19 | redacted
Low Income - Power to Save | Low Flow Showerhead | 0 | 0.04 | 0.1 | 504.08 | 1 | Honeywell | 2023-06-19 | redacted
Low Income - Power to Save | LED Lights | 0 | 0 | 0 | 47.6 | 1 | Honeywell | 2023-06-19 | redacted
Low Income - Power to Save | Weather Strip/Caulk | 0 | 0.25 | 0.09 | 503.3 | 1 | Honeywell | 2023-06-22 | redacted
Low Income - Power to Save | Pipe Wrap | 0 | 0.01 | 0.03 | 143.65 | 1 | Honeywell | 2023-06-22 | redacted
Low Income - Power to Save | Outdoor Coil Cleaning | 0 | 0.1 | 0 | 275 | 1 | Honeywell | 2023-06-22 | redacted
Low Income - Power to Save | HVAC Inspection | 0 | 0.17 | 0 | 268.73 | 1 | Honeywell | 2023-06-22 | redacted
Low Income - Power to Save | Faucet Aerators | 0 | 0 | 0.02 | 110.58 | 1 | Honeywell | 2023-06-22 | redacted
Low Income - Power to Save | LI - DUCT | 0 | 0.4 | 0.12 | 775.77 | 1 | Honeywell | 2023-06-22 | redacted
Low Income - Power to Save | LED Lights | 0 | 0 | 0 | 47.6 | 1 | Honeywell | 2023-06-22 | redacted
Low Income - Power to Save | Weather Strip/Caulk | 0 | 0.25 | 0.09 | 503.3 | 1 | Honeywell | 2023-06-19 | redacted
Low Income - Power to Save | Outdoor Coil Cleaning | 0 | 0.1 | 0 | 275 | 1 | Honeywell | 2023-06-19 | redacted
Low Income - Power to Save | HVAC Inspection | 0 | 0.17 | 0 | 268.73 | 1 | Honeywell | 2023-06-19 | redacted
Low Income - Power to Save | Faucet Aerators | 0 | 0 | 0.02 | 110.58 | 1 | Honeywell | 2023-06-19 | redacted
Low Income - Power to Save | Low Flow Showerhead | 0 | 0.04 | 0.1 | 504.08 | 1 | Honeywell | 2023-06-19 | redacted
Low Income - Power to Save | LI - DUCT | 0 | 0.4 | 0.12 | 775.77 | 1 | Honeywell | 2023-06-19 | redacted
Low Income - Power to Save | Weather Strip/Caulk | 0 | 0.25 | 0.09 | 503.3 | 1 | Honeywell | 2023-06-22 | redacted
Low Income - Power to Save | Faucet Aerators | 0 | 0 | 0.02 | 110.58 | 1 | Honeywell | 2023-06-22 | redacted
Low Income - Power to Save | Low Flow Showerhead | 0 | 0.04 | 0.1 | 504.08 | 1 | Honeywell | 2023-06-22 | redacted
Low Income - Power to Save | LED Lights | 0 | 0 | 0 | 47.6 | 1 | Honeywell | 2023-06-22 | redacted
Low Income - Power to Save | Weather Strip/Caulk | 0 | 0.25 | 0.09 | 503.3 | 1 | Honeywell | 2023-06-20 | redacted
Low Income - Power to Save | Pipe Wrap | 0 | 0.01 | 0.03 | 143.65 | 1 | Honeywell | 2023-06-20 | redacted
Low Income - Power to Save | Outdoor Coil Cleaning | 0 | 0.1 | 0 | 275 | 1 | Honeywell | 2023-06-20 | redacted
Low Income - Power to Save | HVAC Inspection | 0 | 0.17 | 0 | 268.73 | 1 | Honeywell | 2023-06-20 | redacted
Low Income - Power to Save | Faucet Aerators | 0 | 0 | 0.02 | 110.58 | 1 | Honeywell | 2023-06-20 | redacted
Low Income - Power to Save | Low Flow Showerhead | 0 | 0.04 | 0.1 | 504.08 | 1 | Honeywell | 2023-06-20 | redacted
Low Income - Power to Save | LI - DUCT | 0 | 0.4 | 0.12 | 775.77 | 1 | Honeywell | 2023-06-20 | redacted
Low Income - Power to Save | LED Lights | 0 | 0 | 0 | 47.6 | 1 | Honeywell | 2023-06-20 | redacted
Low Income - Power to Save | Outdoor Coil Cleaning | 0 | 0.1 | 0 | 275 | 1 | Honeywell | 2023-06-19 | redacted
Low Income - Power to Save | Faucet Aerators | 0 | 0 | 0.02 | 110.58 | 1 | Honeywell | 2023-06-19 | redacted
Low Income - Power to Save | LED Lights | 0 | 0 | 0 | 47.6 | 1 | Honeywell | 2023-06-19 | redacted
Low Income - Power to Save | Weather Strip/Caulk | 0 | 0.25 | 0.09 | 503.3 | 1 | Honeywell | 2023-06-20 | redacted
Low Income - Power to Save | Outdoor Coil Cleaning | 0 | 0.1 | 0 | 275 | 1 | Honeywell | 2023-06-20 | redacted
Low Income - Power to Save | Faucet Aerators | 0 | 0 | 0.02 | 110.58 | 1 | Honeywell | 2023-06-20 | redacted
Low Income - Power to Save | Low Flow Showerhead | 0 | 0.04 | 0.1 | 504.08 | 1 | Honeywell | 2023-06-20 | redacted
Low Income - Power to Save | LED Lights | 0 | 0 | 0 | 47.6 | 1 | Honeywell | 2023-06-20 | redacted
Low Income - Power to Save | Weather Strip/Caulk | 0 | 0.25 | 0.09 | 503.3 | 1 | Honeywell | 2023-06-20 | redacted
Low Income - Power to Save | Outdoor Coil Cleaning | 0 | 0.1 | 0 | 275 | 1 | Honeywell | 2023-06-20 | redacted
Low Income - Power to Save | HVAC Inspection | 0 | 0.17 | 0 | 268.73 | 1 | Honeywell | 2023-06-20 | redacted
Low Income - Power to Save | Low Flow Showerhead | 0 | 0.04 | 0.1 | 504.08 | 1 | Honeywell | 2023-06-20 | redacted
Low Income - Power to Save | LI - DUCT | 0 | 0.4 | 0.12 | 775.77 | 1 | Honeywell | 2023-06-20 | redacted
Low Income - Power to Save | LED Lights | 0 | 0 | 0 | 47.6 | 1 | Honeywell | 2023-06-20 | redacted
Low Income - Power to Save | Weather Strip/Caulk | 0 | 0.25 | 0.09 | 503.3 | 1 | Honeywell | 2023-06-20 | redacted
Low Income - Power to Save | Pipe Wrap | 0 | 0.01 | 0.03 | 143.65 | 1 | Honeywell | 2023-06-20 | redacted
Low Income - Power to Save | Outdoor Coil Cleaning | 0 | 0.1 | 0 | 275 | 1 | Honeywell | 2023-06-20 | redacted
Low Income - Power to Save | HVAC Inspection | 0 | 0.17 | 0 | 268.73 | 1 | Honeywell | 2023-06-20 | redacted
Low Income - Power to Save | LI - DUCT | 0 | 0.4 | 0.12 | 775.77 | 1 | Honeywell | 2023-06-20 | redacted
Low Income - Power to Save | LED Lights | 0 | 0 | 0 | 47.6 | 1 | Honeywell | 2023-06-20 | redacted
Low Income - Power to Save | Weather Strip/Caulk | 0 | 0.25 | 0.09 | 503.3 | 1 | Honeywell | 2023-06-20 | redacted
Low Income - Power to Save | Outdoor Coil Cleaning | 0 | 0.1 | 0 | 275 | 1 | Honeywell | 2023-06-20 | redacted
Low Income - Power to Save | HVAC Inspection | 0 | 0.17 | 0 | 268.73 | 1 | Honeywell | 2023-06-20 | redacted
Low Income - Power to Save | Faucet Aerators | 0 | 0 | 0.02 | 110.58 | 1 | Honeywell | 2023-06-20 | redacted
Low Income - Power to Save | Low Flow Showerhead | 0 | 0.04 | 0.1 | 504.08 | 1 | Honeywell | 2023-06-20 | redacted
Low Income - Power to Save | LI - DUCT | 0 | 0.4 | 0.12 | 775.77 | 1 | Honeywell | 2023-06-20 | redacted
Low Income - Power to Save | LED Lights | 0 | 0 | 0 | 47.6 | 1 | Honeywell | 2023-06-20 | redacted
Low Income - Power to Save | Weather Strip/Caulk | 0 | 0.25 | 0.09 | 503.3 | 1 | Honeywell | 2023-06-19 | redacted
Low Income - Power to Save | Outdoor Coil Cleaning | 0 | 0.1 | 0 | 275 | 1 | Honeywell | 2023-06-19 | redacted
Low Income - Power to Save | HVAC Inspection | 0 | 0.17 | 0 | 268.73 | 1 | Honeywell | 2023-06-19 | redacted
Low Income - Power to Save | Faucet Aerators | 0 | 0 | 0.02 | 110.58 | 1 | Honeywell | 2023-06-19 | redacted
Low Income - Power to Save | Low Flow Showerhead | 0 | 0.04 | 0.1 | 504.08 | 1 | Honeywell | 2023-06-19 | redacted
Low Income - Power to Save | LI - DUCT | 0 | 0.4 | 0.12 | 775.77 | 1 | Honeywell | 2023-06-19 | redacted
Low Income - Power to Save | LED Lights | 0 | 0 | 0 | 47.6 | 1 | Honeywell | 2023-06-19 | redacted
Low Income - Power to Save | Outdoor Coil Cleaning | 0 | 0.1 | 0 | 275 | 1 | Honeywell | 2023-06-20 | redacted
Low Income - Power to Save | LED Lights | 0 | 0 | 0 | 47.6 | 1 | Honeywell | 2023-06-20 | redacted
Low Income - Power to Save | Weather Strip/Caulk | 0 | 0.25 | 0.09 | 503.3 | 1 | Honeywell | 2023-06-23 | redacted
Low Income - Power to Save | Outdoor Coil Cleaning | 0 | 0.1 | 0 | 275 | 1 | Honeywell | 2023-06-23 | redacted
Low Income - Power to Save | HVAC Inspection | 0 | 0.17 | 0 | 268.73 | 1 | Honeywell | 2023-06-23 | redacted
Low Income - Power to Save | LI - DUCT | 0 | 0.4 | 0.12 | 775.77 | 1 | Honeywell | 2023-06-23 | redacted
Low Income - Power to Save | LED Lights | 0 | 0 | 0 | 47.6 | 1 | Honeywell | 2023-06-23 | redacted
Low Income - Power to Save | Faucet Aerators | 0 | 0 | 0.02 | 110.58 | 1 | Honeywell | 2023-06-23 | redacted
Low Income - Power to Save | Low Flow Showerhead | 0 | 0.04 | 0.1 | 504.08 | 1 | Honeywell | 2023-06-23 | redacted
Low Income - Power to Save | LED Lights | 0 | 0 | 0 | 47.6 | 1 | Honeywell | 2023-06-23 | redacted
Low Income - Power to Save | Faucet Aerators | 0 | 0 | 0.02 | 110.58 | 1 | Honeywell | 2023-06-20 | redacted
Low Income - Power to Save | Low Flow Showerhead | 0 | 0.04 | 0.1 | 504.08 | 1 | Honeywell | 2023-06-20 | redacted
Low Income - Power to Save | LED Lights | 0 | 0 | 0 | 47.6 | 1 | Honeywell | 2023-06-20 | redacted
Low Income - Power to Save | Faucet Aerators | 0 | 0 | 0.02 | 110.58 | 1 | Honeywell | 2023-06-22 | redacted
Low Income - Power to Save | Low Flow Showerhead | 0 | 0.04 | 0.1 | 504.08 | 1 | Honeywell | 2023-06-22 | redacted
Low Income - Power to Save | LED Lights | 0 | 0 | 0 | 47.6 | 1 | Honeywell | 2023-06-22 | redacted
Low Income - Power to Save | Outdoor Coil Cleaning | 0 | 0.1 | 0 | 275 | 1 | Honeywell | 2023-06-20 | redacted
Low Income - Power to Save | Low Flow Showerhead | 0 | 0.04 | 0.1 | 504.08 | 1 | Honeywell | 2023-06-20 | redacted
Low Income - Power to Save | LED Lights | 0 | 0 | 0 | 47.6 | 1 | Honeywell | 2023-06-20 | redacted
Low Income - Power to Save | Weather Strip/Caulk | 0 | 0.25 | 0.09 | 503.3 | 1 | Honeywell | 2023-06-19 | redacted
Low Income - Power to Save | Pipe Wrap | 0 | 0.01 | 0.03 | 143.65 | 1 | Honeywell | 2023-06-19 | redacted
Low Income - Power to Save | Faucet Aerators | 0 | 0 | 0.02 | 110.58 | 1 | Honeywell | 2023-06-19 | redacted
Low Income - Power to Save | Low Flow Showerhead | 0 | 0.04 | 0.1 | 504.08 | 1 | Honeywell | 2023-06-19 | redacted
Low Income - Power to Save | LED Lights | 0 | 0 | 0 | 47.6 | 1 | Honeywell | 2023-06-19 | redacted
Low Income - Power to Save | Outdoor Coil Cleaning | 0 | 0.1 | 0 | 275 | 1 | Honeywell | 2023-06-22 | redacted
Low Income - Power to Save | Faucet Aerators | 0 | 0 | 0.02 | 110.58 | 1 | Honeywell | 2023-06-22 | redacted
Low Income - Power to Save | Low Flow Showerhead | 0 | 0.04 | 0.1 | 504.08 | 1 | Honeywell | 2023-06-22 | redacted
Low Income - Power to Save | LED Lights | 0 | 0 | 0 | 47.6 | 1 | Honeywell | 2023-06-22 | redacted
Low Income - Power to Save | Weather Strip/Caulk | 0 | 0.25 | 0.09 | 503.3 | 1 | Honeywell | 2023-06-23 | redacted
Low Income - Power to Save | Faucet Aerators | 0 | 0 | 0.02 | 110.58 | 1 | Honeywell | 2023-06-23 | redacted
Low Income - Power to Save | Low Flow Showerhead | 0 | 0.04 | 0.1 | 504.08 | 1 | Honeywell | 2023-06-23 | redacted
Low Income - Power to Save | LED Lights | 0 | 0 | 0 | 47.6 | 1 | Honeywell | 2023-06-23 | redacted
Low Income - Power to Save | Outdoor Coil Cleaning | 0 | 0.1 | 0 | 275 | 1 | Honeywell | 2023-06-23 | redacted
Low Income - Power to Save | Faucet Aerators | 0 | 0 | 0.02 | 110.58 | 1 | Honeywell | 2023-06-23 | redacted
Low Income - Power to Save | Low Flow Showerhead | 0 | 0.04 | 0.1 | 504.08 | 1 | Honeywell | 2023-06-23 | redacted
Low Income - Power to Save | LED Lights | 0 | 0 | 0 | 47.6 | 1 | Honeywell | 2023-06-23 | redacted
Low Income - Power to Save | Weather Strip/Caulk | 0 | 0.25 | 0.09 | 503.3 | 1 | Honeywell | 2023-06-19 | redacted
Low Income - Power to Save | Low Flow Showerhead | 0 | 0.04 | 0.1 | 504.08 | 1 | Honeywell | 2023-06-19 | redacted
Low Income - Power to Save | LED Lights | 0 | 0 | 0 | 47.6 | 1 | Honeywell | 2023-06-19 | redacted
Low Income - Power to Save | Weather Strip/Caulk | 0 | 0.25 | 0.09 | 503.3 | 1 | Honeywell | 2023-06-19 | redacted
Low Income - Power to Save | Outdoor Coil Cleaning | 0 | 0.1 | 0 | 275 | 1 | Honeywell | 2023-06-19 | redacted
Low Income - Power to Save | HVAC Inspection | 0 | 0.17 | 0 | 268.73 | 1 | Honeywell | 2023-06-19 | redacted
Low Income - Power to Save | Faucet Aerators | 0 | 0 | 0.02 | 110.58 | 1 | Honeywell | 2023-06-19 | redacted
Low Income - Power to Save | LI - DUCT | 0 | 0.4 | 0.12 | 775.77 | 1 | Honeywell | 2023-06-19 | redacted
Low Income - Power to Save | LED Lights | 0 | 0 | 0 | 47.6 | 1 | Honeywell | 2023-06-19 | redacted
Low Income - Power to Save | Weather Strip/Caulk | 0 | 0.25 | 0.09 | 503.3 | 1 | Honeywell | 2023-06-22 | redacted
Low Income - Power to Save | Faucet Aerators | 0 | 0 | 0.02 | 110.58 | 1 | Honeywell | 2023-06-22 | redacted
Low Income - Power to Save | Low Flow Showerhead | 0 | 0.04 | 0.1 | 504.08 | 1 | Honeywell | 2023-06-22 | redacted
Low Income - Power to Save | LED Lights | 0 | 0 | 0 | 47.6 | 1 | Honeywell | 2023-06-22 | redacted
Low Income - Power to Save | Weather Strip/Caulk | 0 | 0.25 | 0.09 | 503.3 | 1 | Honeywell | 2023-06-23 | redacted
Low Income - Power to Save | Faucet Aerators | 0 | 0 | 0.02 | 110.58 | 1 | Honeywell | 2023-06-23 | redacted
Low Income - Power to Save | Low Flow Showerhead | 0 | 0.04 | 0.1 | 504.08 | 1 | Honeywell | 2023-06-23 | redacted
Low Income - Power to Save | LED Lights | 0 | 0 | 0 | 47.6 | 1 | Honeywell | 2023-06-23 | redacted
Low Income - Power to Save | Weather Strip/Caulk | 0 | 0.25 | 0.09 | 503.3 | 1 | Honeywell | 2023-06-23 | redacted
Low Income - Power to Save | Outdoor Coil Cleaning | 0 | 0.1 | 0 | 275 | 1 | Honeywell | 2023-06-23 | redacted
Low Income - Power to Save | HVAC Inspection | 0 | 0.17 | 0 | 268.73 | 1 | Honeywell | 2023-06-23 | redacted
Low Income - Power to Save | Faucet Aerators | 0 | 0 | 0.02 | 110.58 | 1 | Honeywell | 2023-06-23 | redacted
Low Income - Power to Save | Low Flow Showerhead | 0 | 0.04 | 0.1 | 504.08 | 1 | Honeywell | 2023-06-23 | redacted
Low Income - Power to Save | LI - DUCT | 0 | 0.4 | 0.12 | 775.77 | 1 | Honeywell | 2023-06-23 | redacted
Low Income - Power to Save | LED Lights | 0 | 0 | 0 | 47.6 | 1 | Honeywell | 2023-06-23 | redacted
Low Income - Power to Save | Faucet Aerators | 0 | 0 | 0.02 | 110.58 | 1 | Honeywell | 2023-06-20 | redacted
Low Income - Power to Save | Low Flow Showerhead | 0 | 0.04 | 0.1 | 504.08 | 1 | Honeywell | 2023-06-20 | redacted
Low Income - Power to Save | LED Lights | 0 | 0 | 0 | 47.6 | 1 | Honeywell | 2023-06-20 | redacted
Low Income - Power to Save | Outdoor Coil Cleaning | 0 | 0.1 | 0 | 275 | 1 | Honeywell | 2023-06-23 | redacted
Low Income - Power to Save | Faucet Aerators | 0 | 0 | 0.02 | 110.58 | 1 | Honeywell | 2023-06-23 | redacted
Low Income - Power to Save | Low Flow Showerhead | 0 | 0.04 | 0.1 | 504.08 | 1 | Honeywell | 2023-06-23 | redacted
Low Income - Power to Save | LED Lights | 0 | 0 | 0 | 47.6 | 1 | Honeywell | 2023-06-23 | redacted
Low Income - Power to Save | Weather Strip/Caulk | 0 | 0.25 | 0.09 | 503.3 | 1 | Honeywell | 2023-06-22 | redacted
Low Income - Power to Save | Faucet Aerators | 0 | 0 | 0.02 | 110.58 | 1 | Honeywell | 2023-06-22 | redacted
Low Income - Power to Save | Low Flow Showerhead | 0 | 0.04 | 0.1 | 504.08 | 1 | Honeywell | 2023-06-22 | redacted
Low Income - Power to Save | LED Lights | 0 | 0 | 0 | 47.6 | 1 | Honeywell | 2023-06-22 | redacted
Low Income - Power to Save | Faucet Aerators | 0 | 0 | 0.02 | 110.58 | 1 | Honeywell | 2023-06-20 | redacted
Low Income - Power to Save | Low Flow Showerhead | 0 | 0.04 | 0.1 | 504.08 | 1 | Honeywell | 2023-06-20 | redacted
Low Income - Power to Save | LED Lights | 0 | 0 | 0 | 47.6 | 1 | Honeywell | 2023-06-20 | redacted
Low Income - Power to Save | Weather Strip/Caulk | 0 | 0.25 | 0.09 | 503.3 | 1 | Honeywell | 2023-06-20 | redacted
Low Income - Power to Save | Pipe Wrap | 0 | 0.01 | 0.03 | 143.65 | 1 | Honeywell | 2023-06-20 | redacted
Low Income - Power to Save | Outdoor Coil Cleaning | 0 | 0.1 | 0 | 275 | 1 | Honeywell | 2023-06-20 | redacted
Low Income - Power to Save | HVAC Inspection | 0 | 0.17 | 0 | 268.73 | 1 | Honeywell | 2023-06-20 | redacted
Low Income - Power to Save | Faucet Aerators | 0 | 0 | 0.02 | 110.58 | 1 | Honeywell | 2023-06-20 | redacted
Low Income - Power to Save | Low Flow Showerhead | 0 | 0.04 | 0.1 | 504.08 | 1 | Honeywell | 2023-06-20 | redacted
Low Income - Power to Save | LI - DUCT | 0 | 0.4 | 0.12 | 775.77 | 1 | Honeywell | 2023-06-20 | redacted
Low Income - Power to Save | LED Lights | 0 | 0 | 0 | 47.6 | 1 | Honeywell | 2023-06-20 | redacted
Low Income - Power to Save | Outdoor Coil Cleaning | 0 | 0.1 | 0 | 275 | 1 | Honeywell | 2023-06-20 | redacted
Low Income - Power to Save | HVAC Inspection | 0 | 0.17 | 0 | 268.73 | 1 | Honeywell | 2023-06-20 | redacted
Low Income - Power to Save | Faucet Aerators | 0 | 0 | 0.02 | 110.58 | 1 | Honeywell | 2023-06-20 | redacted
Low Income - Power to Save | Low Flow Showerhead | 0 | 0.04 | 0.1 | 504.08 | 1 | Honeywell | 2023-06-20 | redacted
Low Income - Power to Save | LI - DUCT | 0 | 0.4 | 0.12 | 775.77 | 1 | Honeywell | 2023-06-20 | redacted
Low Income - Power to Save | LED Lights | 0 | 0 | 0 | 47.6 | 1 | Honeywell | 2023-06-20 | redacted
Low Income - Power to Save | Weather Strip/Caulk | 0 | 0.25 | 0.09 | 503.3 | 1 | Honeywell | 2023-06-19 | redacted
Low Income - Power to Save | Outdoor Coil Cleaning | 0 | 0.1 | 0 | 275 | 1 | Honeywell | 2023-06-19 | redacted
Low Income - Power to Save | HVAC Inspection | 0 | 0.17 | 0 | 268.73 | 1 | Honeywell | 2023-06-19 | redacted
Low Income - Power to Save | Low Flow Showerhead | 0 | 0.04 | 0.1 | 504.08 | 1 | Honeywell | 2023-06-19 | redacted
Low Income - Power to Save | LI - DUCT | 0 | 0.4 | 0.12 | 775.77 | 1 | Honeywell | 2023-06-19 | redacted
Low Income - Power to Save | LED Lights | 0 | 0 | 0 | 47.6 | 1 | Honeywell | 2023-06-19 | redacted
Low Income - Power to Save | Weather Strip/Caulk | 0 | 0.25 | 0.09 | 503.3 | 1 | Honeywell | 2023-06-23 | redacted
Low Income - Power to Save | Faucet Aerators | 0 | 0 | 0.02 | 110.58 | 1 | Honeywell | 2023-06-23 | redacted
Low Income - Power to Save | LED Lights | 0 | 0 | 0 | 47.6 | 1 | Honeywell | 2023-06-23 | redacted
Low Income - Power to Save | Weather Strip/Caulk | 0 | 0.25 | 0.09 | 503.3 | 1 | Honeywell | 2023-06-23 | redacted
Low Income - Power to Save | Outdoor Coil Cleaning | 0 | 0.1 | 0 | 275 | 1 | Honeywell | 2023-06-23 | redacted
Low Income - Power to Save | HVAC Inspection | 0 | 0.17 | 0 | 268.73 | 1 | Honeywell | 2023-06-23 | redacted
Low Income - Power to Save | LI - DUCT | 0 | 0.4 | 0.12 | 775.77 | 1 | Honeywell | 2023-06-23 | redacted
Low Income - Power to Save | LED Lights | 0 | 0 | 0 | 47.6 | 1 | Honeywell | 2023-06-23 | redacted
Low Income - Power to Save | Outdoor Coil Cleaning | 0 | 0.1 | 0 | 275 | 1 | Honeywell | 2023-06-19 | redacted
Low Income - Power to Save | Faucet Aerators | 0 | 0 | 0.02 | 110.58 | 1 | Honeywell | 2023-06-19 | redacted
Low Income - Power to Save | Low Flow Showerhead | 0 | 0.04 | 0.1 | 504.08 | 1 | Honeywell | 2023-06-19 | redacted
Low Income - Power to Save | LED Lights | 0 | 0 | 0 | 47.6 | 1 | Honeywell | 2023-06-19 | redacted
Low Income - Power to Save | Faucet Aerators | 0 | 0 | 0.02 | 110.58 | 1 | Honeywell | 2023-06-22 | redacted
Low Income - Power to Save | Low Flow Showerhead | 0 | 0.04 | 0.1 | 504.08 | 1 | Honeywell | 2023-06-22 | redacted
Low Income - Power to Save | LED Lights | 0 | 0 | 0 | 47.6 | 1 | Honeywell | 2023-06-22 | redacted
Low Income - Power to Save | Outdoor Coil Cleaning | 0 | 0.1 | 0 | 275 | 1 | Honeywell | 2023-06-20 | redacted
Low Income - Power to Save | Faucet Aerators | 0 | 0 | 0.02 | 110.58 | 1 | Honeywell | 2023-06-20 | redacted
Low Income - Power to Save | Low Flow Showerhead | 0 | 0.04 | 0.1 | 504.08 | 1 | Honeywell | 2023-06-20 | redacted
Low Income - Power to Save | LED Lights | 0 | 0 | 0 | 47.6 | 1 | Honeywell | 2023-06-20 | redacted
Low Income - Power to Save | Weather Strip/Caulk | 0 | 0.25 | 0.09 | 503.3 | 1 | Honeywell | 2023-06-19 | redacted
Low Income - Power to Save | Pipe Wrap | 0 | 0.01 | 0.03 | 143.65 | 1 | Honeywell | 2023-06-19 | redacted
Low Income - Power to Save | Outdoor Coil Cleaning | 0 | 0.1 | 0 | 275 | 1 | Honeywell | 2023-06-19 | redacted
Low Income - Power to Save | HVAC Inspection | 0 | 0.17 | 0 | 268.73 | 1 | Honeywell | 2023-06-19 | redacted
Low Income - Power to Save | Faucet Aerators | 0 | 0 | 0.02 | 110.58 | 1 | Honeywell | 2023-06-19 | redacted
Low Income - Power to Save | Low Flow Showerhead | 0 | 0.04 | 0.1 | 504.08 | 1 | Honeywell | 2023-06-19 | redacted
Low Income - Power to Save | LI - DUCT | 0 | 0.4 | 0.12 | 775.77 | 1 | Honeywell | 2023-06-19 | redacted
Low Income - Power to Save | LED Lights | 0 | 0 | 0 | 47.6 | 1 | Honeywell | 2023-06-19 | redacted
Low Income - Power to Save | Weather Strip/Caulk | 0 | 0.25 | 0.09 | 503.3 | 1 | Honeywell | 2023-06-22 | redacted
Low Income - Power to Save | Pipe Wrap | 0 | 0.01 | 0.03 | 143.65 | 1 | Honeywell | 2023-06-22 | redacted
Low Income - Power to Save | Outdoor Coil Cleaning | 0 | 0.1 | 0 | 275 | 1 | Honeywell | 2023-06-22 | redacted
Low Income - Power to Save | HVAC Inspection | 0 | 0.17 | 0 | 268.73 | 1 | Honeywell | 2023-06-22 | redacted
Low Income - Power to Save | LI - DUCT | 0 | 0.4 | 0.12 | 775.77 | 1 | Honeywell | 2023-06-22 | redacted
Low Income - Power to Save | LED Lights | 0 | 0 | 0 | 47.6 | 1 | Honeywell | 2023-06-22 | redacted
Low Income - Power to Save | Faucet Aerators | 0 | 0 | 0.02 | 110.58 | 1 | Honeywell | 2023-06-20 | redacted
Low Income - Power to Save | Low Flow Showerhead | 0 | 0.04 | 0.1 | 504.08 | 1 | Honeywell | 2023-06-20 | redacted
Low Income - Power to Save | LED Lights | 0 | 0 | 0 | 47.6 | 1 | Honeywell | 2023-06-20 | redacted
Low Income - Power to Save | Outdoor Coil Cleaning | 0 | 0.1 | 0 | 275 | 1 | Honeywell | 2023-06-20 | redacted
Low Income - Power to Save | Faucet Aerators | 0 | 0 | 0.02 | 110.58 | 1 | Honeywell | 2023-06-20 | redacted
Low Income - Power to Save | Low Flow Showerhead | 0 | 0.04 | 0.1 | 504.08 | 1 | Honeywell | 2023-06-20 | redacted
Low Income - Power to Save | LED Lights | 0 | 0 | 0 | 47.6 | 1 | Honeywell | 2023-06-20 | redacted
Low Income - Power to Save | Outdoor Coil Cleaning | 0 | 0.1 | 0 | 275 | 1 | Honeywell | 2023-06-20 | redacted
Low Income - Power to Save | Faucet Aerators | 0 | 0 | 0.02 | 110.58 | 1 | Honeywell | 2023-06-20 | redacted
Low Income - Power to Save | Low Flow Showerhead | 0 | 0.04 | 0.1 | 504.08 | 1 | Honeywell | 2023-06-20 | redacted
Low Income - Power to Save | LED Lights | 0 | 0 | 0 | 47.6 | 1 | Honeywell | 2023-06-20 | redacted
Low Income - Power to Save | Faucet Aerators | 0 | 0 | 0.02 | 110.58 | 1 | Honeywell | 2023-06-22 | redacted
Low Income - Power to Save | Low Flow Showerhead | 0 | 0.04 | 0.1 | 504.08 | 1 | Honeywell | 2023-06-22 | redacted
Low Income - Power to Save | LED Lights | 0 | 0 | 0 | 47.6 | 1 | Honeywell | 2023-06-22 | redacted
Low Income - Power to Save | LED Lights | 0 | 0 | 0 | 47.6 | 1 | Honeywell | 2023-05-01 | redacted
Low Income - Power to Save | Faucet Aerators | 0 | 0 | 0.02 | 110.58 | 1 | Honeywell | 2023-05-01 | redacted
Low Income - Power to Save | Low Flow Showerhead | 0 | 0.04 | 0.1 | 504.08 | 1 | Honeywell | 2023-05-01 | redacted
Low Income - Power to Save | Outdoor Coil Cleaning | 0 | 0.1 | 0 | 275 | 1 | Honeywell | 2023-05-01 | redacted
Low Income - Power to Save | HVAC Inspection | 0 | 0.17 | 0 | 268.73 | 1 | Honeywell | 2023-05-01 | redacted
Low Income - Power to Save | LED Lights | 0 | 0 | 0 | 47.6 | 1 | Honeywell | 2023-05-01 | redacted
Low Income - Power to Save | Faucet Aerators | 0 | 0 | 0.02 | 110.58 | 1 | Honeywell | 2023-05-01 | redacted
Low Income - Power to Save | Low Flow Showerhead | 0 | 0.04 | 0.1 | 504.08 | 1 | Honeywell | 2023-05-01 | redacted
Low Income - Power to Save | Weather Strip/Caulk | 0 | 0.25 | 0.09 | 503.3 | 1 | Honeywell | 2023-05-01 | redacted
Low Income - Power to Save | Outdoor Coil Cleaning | 0 | 0.1 | 0 | 275 | 1 | Honeywell | 2023-05-01 | redacted
Low Income - Power to Save | LI - DUCT | 0 | 0.4 | 0.12 | 775.77 | 1 | Honeywell | 2023-05-01 | redacted
Low Income - Power to Save | HVAC Inspection | 0 | 0.17 | 0 | 268.73 | 1 | Honeywell | 2023-05-01 | redacted
Low Income - Power to Save | LED Lights | 0 | 0 | 0 | 47.6 | 1 | Honeywell | 2023-05-01 | redacted
Low Income - Power to Save | Low Flow Showerhead | 0 | 0.04 | 0.1 | 504.08 | 1 | Honeywell | 2023-05-01 | redacted
Low Income - Power to Save | Weather Strip/Caulk | 0 | 0.25 | 0.09 | 503.3 | 1 | Honeywell | 2023-05-01 | redacted
Low Income - Power to Save | Outdoor Coil Cleaning | 0 | 0.1 | 0 | 275 | 1 | Honeywell | 2023-05-01 | redacted
Low Income - Power to Save | LI - DUCT | 0 | 0.4 | 0.12 | 775.77 | 1 | Honeywell | 2023-05-01 | redacted
Low Income - Power to Save | HVAC Inspection | 0 | 0.17 | 0 | 268.73 | 1 | Honeywell | 2023-05-01 | redacted
Low Income - Power to Save | LED Lights | 0 | 0 | 0 | 47.6 | 1 | Honeywell | 2023-05-01 | redacted
Low Income - Power to Save | Faucet Aerators | 0 | 0 | 0.02 | 110.58 | 1 | Honeywell | 2023-05-01 | redacted
Low Income - Power to Save | Low Flow Showerhead | 0 | 0.04 | 0.1 | 504.08 | 1 | Honeywell | 2023-05-01 | redacted
Low Income - Power to Save | LED Lights | 0 | 0 | 0 | 47.6 | 1 | Honeywell | 2023-05-01 | redacted
Low Income - Power to Save | Faucet Aerators | 0 | 0 | 0.02 | 110.58 | 1 | Honeywell | 2023-05-01 | redacted
Low Income - Power to Save | Low Flow Showerhead | 0 | 0.04 | 0.1 | 504.08 | 1 | Honeywell | 2023-05-01 | redacted
Low Income - Power to Save | LED Lights | 0 | 0 | 0 | 47.6 | 1 | Honeywell | 2023-05-01 | redacted
Low Income - Power to Save | Low Flow Showerhead | 0 | 0.04 | 0.1 | 504.08 | 1 | Honeywell | 2023-05-01 | redacted
Low Income - Power to Save | Weather Strip/Caulk | 0 | 0.25 | 0.09 | 503.3 | 1 | Honeywell | 2023-05-01 | redacted
Low Income - Power to Save | LED Lights | 0 | 0 | 0 | 47.6 | 1 | Honeywell | 2023-05-01 | redacted
Low Income - Power to Save | Faucet Aerators | 0 | 0 | 0.02 | 110.58 | 1 | Honeywell | 2023-05-01 | redacted
Low Income - Power to Save | Low Flow Showerhead | 0 | 0.04 | 0.1 | 504.08 | 1 | Honeywell | 2023-05-01 | redacted
Low Income - Power to Save | Outdoor Coil Cleaning | 0 | 0.1 | 0 | 275 | 1 | Honeywell | 2023-05-01 | redacted
Low Income - Power to Save | LED Lights | 0 | 0 | 0 | 47.6 | 1 | Honeywell | 2023-05-01 | redacted
Low Income - Power to Save | Faucet Aerators | 0 | 0 | 0.02 | 110.58 | 1 | Honeywell | 2023-05-01 | redacted
Low Income - Power to Save | Low Flow Showerhead | 0 | 0.04 | 0.1 | 504.08 | 1 | Honeywell | 2023-05-01 | redacted
Low Income - Power to Save | Pipe Wrap | 0 | 0.01 | 0.03 | 143.65 | 1 | Honeywell | 2023-05-01 | redacted
Low Income - Power to Save | Weather Strip/Caulk | 0 | 0.25 | 0.09 | 503.3 | 1 | Honeywell | 2023-05-01 | redacted
Low Income - Power to Save | Outdoor Coil Cleaning | 0 | 0.1 | 0 | 275 | 1 | Honeywell | 2023-05-01 | redacted
Low Income - Power to Save | LI - DUCT | 0 | 0.4 | 0.12 | 775.77 | 1 | Honeywell | 2023-05-01 | redacted
Low Income - Power to Save | HVAC Inspection | 0 | 0.17 | 0 | 268.73 | 1 | Honeywell | 2023-05-01 | redacted
Low Income - Power to Save | LED Lights | 0 | 0 | 0 | 47.6 | 1 | Honeywell | 2023-05-01 | redacted
Low Income - Power to Save | Faucet Aerators | 0 | 0 | 0.02 | 110.58 | 1 | Honeywell | 2023-05-01 | redacted
Low Income - Power to Save | Low Flow Showerhead | 0 | 0.04 | 0.1 | 504.08 | 1 | Honeywell | 2023-05-01 | redacted
Low Income - Power to Save | Weather Strip/Caulk | 0 | 0.25 | 0.09 | 503.3 | 1 | Honeywell | 2023-05-01 | redacted
Low Income - Power to Save | Outdoor Coil Cleaning | 0 | 0.1 | 0 | 275 | 1 | Honeywell | 2023-05-01 | redacted
Low Income - Power to Save | LI - DUCT | 0 | 0.4 | 0.12 | 775.77 | 1 | Honeywell | 2023-05-01 | redacted
Low Income - Power to Save | HVAC Inspection | 0 | 0.17 | 0 | 268.73 | 1 | Honeywell | 2023-05-01 | redacted
Low Income - Power to Save | LED Lights | 0 | 0 | 0 | 47.6 | 1 | Honeywell | 2023-05-01 | redacted
Low Income - Power to Save | Faucet Aerators | 0 | 0 | 0.02 | 110.58 | 1 | Honeywell | 2023-05-01 | redacted
Low Income - Power to Save | Low Flow Showerhead | 0 | 0.04 | 0.1 | 504.08 | 1 | Honeywell | 2023-05-01 | redacted
Low Income - Power to Save | LED Lights | 0 | 0 | 0 | 47.6 | 1 | Honeywell | 2023-05-01 | redacted
Low Income - Power to Save | Low Flow Showerhead | 0 | 0.04 | 0.1 | 504.08 | 1 | Honeywell | 2023-05-01 | redacted
Low Income - Power to Save | Weather Strip/Caulk | 0 | 0.25 | 0.09 | 503.3 | 1 | Honeywell | 2023-05-01 | redacted
Low Income - Power to Save | Outdoor Coil Cleaning | 0 | 0.1 | 0 | 275 | 1 | Honeywell | 2023-05-01 | redacted
Low Income - Power to Save | LI - DUCT | 0 | 0.4 | 0.12 | 775.77 | 1 | Honeywell | 2023-05-01 | redacted
Low Income - Power to Save | HVAC Inspection | 0 | 0.17 | 0 | 268.73 | 1 | Honeywell | 2023-05-01 | redacted
Low Income - Power to Save | LED Lights | 0 | 0 | 0 | 47.6 | 1 | Honeywell | 2023-05-01 | redacted
Low Income - Power to Save | Low Flow Showerhead | 0 | 0.04 | 0.1 | 504.08 | 1 | Honeywell | 2023-05-01 | redacted
Low Income - Power to Save | Outdoor Coil Cleaning | 0 | 0.1 | 0 | 275 | 1 | Honeywell | 2023-05-01 | redacted
Low Income - Power to Save | LI - DUCT | 0 | 0.4 | 0.12 | 775.77 | 1 | Honeywell | 2023-05-01 | redacted
Low Income - Power to Save | HVAC Inspection | 0 | 0.17 | 0 | 268.73 | 1 | Honeywell | 2023-05-01 | redacted
Low Income - Power to Save | LED Lights | 0 | 0 | 0 | 47.6 | 1 | Honeywell | 2023-05-01 | redacted
Low Income - Power to Save | Faucet Aerators | 0 | 0 | 0.02 | 110.58 | 1 | Honeywell | 2023-05-01 | redacted
Low Income - Power to Save | Low Flow Showerhead | 0 | 0.04 | 0.1 | 504.08 | 1 | Honeywell | 2023-05-01 | redacted
Low Income - Power to Save | Weather Strip/Caulk | 0 | 0.25 | 0.09 | 503.3 | 1 | Honeywell | 2023-05-01 | redacted
Low Income - Power to Save | Outdoor Coil Cleaning | 0 | 0.1 | 0 | 275 | 1 | Honeywell | 2023-05-01 | redacted
Low Income - Power to Save | LI - DUCT | 0 | 0.4 | 0.12 | 775.77 | 1 | Honeywell | 2023-05-01 | redacted
Low Income - Power to Save | HVAC Inspection | 0 | 0.17 | 0 | 268.73 | 1 | Honeywell | 2023-05-01 | redacted
Low Income - Power to Save | LED Lights | 0 | 0 | 0 | 47.6 | 1 | Honeywell | 2023-05-01 | redacted
Low Income - Power to Save | Faucet Aerators | 0 | 0 | 0.02 | 110.58 | 1 | Honeywell | 2023-05-01 | redacted
Low Income - Power to Save | Low Flow Showerhead | 0 | 0.04 | 0.1 | 504.08 | 1 | Honeywell | 2023-05-01 | redacted
Low Income - Power to Save | Weather Strip/Caulk | 0 | 0.25 | 0.09 | 503.3 | 1 | Honeywell | 2023-05-01 | redacted
Low Income - Power to Save | Outdoor Coil Cleaning | 0 | 0.1 | 0 | 275 | 1 | Honeywell | 2023-05-01 | redacted
Low Income - Power to Save | LI - DUCT | 0 | 0.4 | 0.12 | 775.77 | 1 | Honeywell | 2023-05-01 | redacted
Low Income - Power to Save | HVAC Inspection | 0 | 0.17 | 0 | 268.73 | 1 | Honeywell | 2023-05-01 | redacted
Low Income - Power to Save | LED Lights | 0 | 0 | 0 | 47.6 | 1 | Honeywell | 2023-05-01 | redacted
Low Income - Power to Save | Low Flow Showerhead | 0 | 0.04 | 0.1 | 504.08 | 1 | Honeywell | 2023-05-01 | redacted
Low Income - Power to Save | Pipe Wrap | 0 | 0.01 | 0.03 | 143.65 | 1 | Honeywell | 2023-05-01 | redacted
Low Income - Power to Save | Weather Strip/Caulk | 0 | 0.25 | 0.09 | 503.3 | 1 | Honeywell | 2023-05-01 | redacted
Low Income - Power to Save | Outdoor Coil Cleaning | 0 | 0.1 | 0 | 275 | 1 | Honeywell | 2023-05-01 | redacted
Low Income - Power to Save | LED Lights | 0 | 0 | 0 | 47.6 | 1 | Honeywell | 2023-05-01 | redacted
Low Income - Power to Save | Faucet Aerators | 0 | 0 | 0.02 | 110.58 | 1 | Honeywell | 2023-05-01 | redacted
Low Income - Power to Save | Low Flow Showerhead | 0 | 0.04 | 0.1 | 504.08 | 1 | Honeywell | 2023-05-01 | redacted
Low Income - Power to Save | Weather Strip/Caulk | 0 | 0.25 | 0.09 | 503.3 | 1 | Honeywell | 2023-05-01 | redacted
Low Income - Power to Save | Outdoor Coil Cleaning | 0 | 0.1 | 0 | 275 | 1 | Honeywell | 2023-05-01 | redacted
Low Income - Power to Save | LI - DUCT | 0 | 0.4 | 0.12 | 775.77 | 1 | Honeywell | 2023-05-01 | redacted
Low Income - Power to Save | HVAC Inspection | 0 | 0.17 | 0 | 268.73 | 1 | Honeywell | 2023-05-01 | redacted
Low Income - Power to Save | LED Lights | 0 | 0 | 0 | 47.6 | 1 | Honeywell | 2023-05-01 | redacted
Low Income - Power to Save | Faucet Aerators | 0 | 0 | 0.02 | 110.58 | 1 | Honeywell | 2023-05-01 | redacted
Low Income - Power to Save | Low Flow Showerhead | 0 | 0.04 | 0.1 | 504.08 | 1 | Honeywell | 2023-05-01 | redacted
Low Income - Power to Save | Weather Strip/Caulk | 0 | 0.25 | 0.09 | 503.3 | 1 | Honeywell | 2023-05-01 | redacted
Low Income - Power to Save | Outdoor Coil Cleaning | 0 | 0.1 | 0 | 275 | 1 | Honeywell | 2023-05-01 | redacted
Low Income - Power to Save | LI - DUCT | 0 | 0.4 | 0.12 | 775.77 | 1 | Honeywell | 2023-05-01 | redacted
Low Income - Power to Save | HVAC Inspection | 0 | 0.17 | 0 | 268.73 | 1 | Honeywell | 2023-05-01 | redacted
Low Income - Power to Save | LED Lights | 0 | 0 | 0 | 47.6 | 1 | Honeywell | 2023-05-01 | redacted
Low Income - Power to Save | Faucet Aerators | 0 | 0 | 0.02 | 110.58 | 1 | Honeywell | 2023-05-01 | redacted
Low Income - Power to Save | Low Flow Showerhead | 0 | 0.04 | 0.1 | 504.08 | 1 | Honeywell | 2023-05-01 | redacted
Low Income - Power to Save | Weather Strip/Caulk | 0 | 0.25 | 0.09 | 503.3 | 1 | Honeywell | 2023-05-01 | redacted
Low Income - Power to Save | Outdoor Coil Cleaning | 0 | 0.1 | 0 | 275 | 1 | Honeywell | 2023-05-01 | redacted
Low Income - Power to Save | LI - DUCT | 0 | 0.4 | 0.12 | 775.77 | 1 | Honeywell | 2023-05-01 | redacted
Low Income - Power to Save | HVAC Inspection | 0 | 0.17 | 0 | 268.73 | 1 | Honeywell | 2023-05-01 | redacted
Low Income - Power to Save | LED Lights | 0 | 0 | 0 | 47.6 | 1 | Honeywell | 2023-05-01 | redacted
Low Income - Power to Save | Faucet Aerators | 0 | 0 | 0.02 | 110.58 | 1 | Honeywell | 2023-05-01 | redacted
Low Income - Power to Save | Low Flow Showerhead | 0 | 0.04 | 0.1 | 504.08 | 1 | Honeywell | 2023-05-01 | redacted
Low Income - Power to Save | Weather Strip/Caulk | 0 | 0.25 | 0.09 | 503.3 | 1 | Honeywell | 2023-05-01 | redacted
Low Income - Power to Save | LED Lights | 0 | 0 | 0 | 47.6 | 1 | Honeywell | 2023-05-01 | redacted
Low Income - Power to Save | Weather Strip/Caulk | 0 | 0.25 | 0.09 | 503.3 | 1 | Honeywell | 2023-05-01 | redacted
Low Income - Power to Save | Outdoor Coil Cleaning | 0 | 0.1 | 0 | 275 | 1 | Honeywell | 2023-05-01 | redacted
Low Income - Power to Save | HVAC Inspection | 0 | 0.17 | 0 | 268.73 | 1 | Honeywell | 2023-05-01 | redacted
Low Income - Power to Save | LED Lights | 0 | 0 | 0 | 47.6 | 1 | Honeywell | 2023-05-01 | redacted
Low Income - Power to Save | Faucet Aerators | 0 | 0 | 0.02 | 110.58 | 1 | Honeywell | 2023-05-01 | redacted
Low Income - Power to Save | Low Flow Showerhead | 0 | 0.04 | 0.1 | 504.08 | 1 | Honeywell | 2023-05-01 | redacted
Low Income - Power to Save | Weather Strip/Caulk | 0 | 0.25 | 0.09 | 503.3 | 1 | Honeywell | 2023-05-01 | redacted
Low Income - Power to Save | Outdoor Coil Cleaning | 0 | 0.1 | 0 | 275 | 1 | Honeywell | 2023-05-01 | redacted
Low Income - Power to Save | LI - DUCT | 0 | 0.4 | 0.12 | 775.77 | 1 | Honeywell | 2023-05-01 | redacted
Low Income - Power to Save | HVAC Inspection | 0 | 0.17 | 0 | 268.73 | 1 | Honeywell | 2023-05-01 | redacted
Low Income - Power to Save | LED Lights | 0 | 0 | 0 | 47.6 | 1 | Honeywell | 2023-05-01 | redacted
Low Income - Power to Save | Faucet Aerators | 0 | 0 | 0.02 | 110.58 | 1 | Honeywell | 2023-05-01 | redacted
Low Income - Power to Save | Low Flow Showerhead | 0 | 0.04 | 0.1 | 504.08 | 1 | Honeywell | 2023-05-01 | redacted
Low Income - Power to Save | Weather Strip/Caulk | 0 | 0.25 | 0.09 | 503.3 | 1 | Honeywell | 2023-05-01 | redacted
Low Income - Power to Save | Outdoor Coil Cleaning | 0 | 0.1 | 0 | 275 | 1 | Honeywell | 2023-05-01 | redacted
Low Income - Power to Save | LI - DUCT | 0 | 0.4 | 0.12 | 775.77 | 1 | Honeywell | 2023-05-01 | redacted
Low Income - Power to Save | LED Lights | 0 | 0 | 0 | 47.6 | 1 | Honeywell | 2023-05-01 | redacted
Low Income - Power to Save | Faucet Aerators | 0 | 0 | 0.02 | 110.58 | 1 | Honeywell | 2023-05-01 | redacted
Low Income - Power to Save | Low Flow Showerhead | 0 | 0.04 | 0.1 | 504.08 | 1 | Honeywell | 2023-05-01 | redacted
Low Income - Power to Save | Pipe Wrap | 0 | 0.01 | 0.03 | 143.65 | 1 | Honeywell | 2023-05-01 | redacted
Low Income - Power to Save | Weather Strip/Caulk | 0 | 0.25 | 0.09 | 503.3 | 1 | Honeywell | 2023-05-01 | redacted
Low Income - Power to Save | Outdoor Coil Cleaning | 0 | 0.1 | 0 | 275 | 1 | Honeywell | 2023-05-01 | redacted
Low Income - Power to Save | HVAC Inspection | 0 | 0.17 | 0 | 268.73 | 1 | Honeywell | 2023-05-01 | redacted
Low Income - Power to Save | LED Lights | 0 | 0 | 0 | 47.6 | 1 | Honeywell | 2023-05-01 | redacted
Low Income - Power to Save | Faucet Aerators | 0 | 0 | 0.02 | 110.58 | 1 | Honeywell | 2023-05-01 | redacted
Low Income - Power to Save | Low Flow Showerhead | 0 | 0.04 | 0.1 | 504.08 | 1 | Honeywell | 2023-05-01 | redacted
Low Income - Power to Save | Pipe Wrap | 0 | 0.01 | 0.03 | 143.65 | 1 | Honeywell | 2023-05-01 | redacted
Low Income - Power to Save | Weather Strip/Caulk | 0 | 0.25 | 0.09 | 503.3 | 1 | Honeywell | 2023-05-01 | redacted
Low Income - Power to Save | Outdoor Coil Cleaning | 0 | 0.1 | 0 | 275 | 1 | Honeywell | 2023-05-01 | redacted
Low Income - Power to Save | LI - DUCT | 0 | 0.4 | 0.12 | 775.77 | 1 | Honeywell | 2023-05-01 | redacted
Low Income - Power to Save | HVAC Inspection | 0 | 0.17 | 0 | 268.73 | 1 | Honeywell | 2023-05-01 | redacted
Low Income - Power to Save | LED Lights | 0 | 0 | 0 | 47.6 | 1 | Honeywell | 2023-05-01 | redacted
Low Income - Power to Save | Faucet Aerators | 0 | 0 | 0.02 | 110.58 | 1 | Honeywell | 2023-05-01 | redacted
Low Income - Power to Save | Low Flow Showerhead | 0 | 0.04 | 0.1 | 504.08 | 1 | Honeywell | 2023-05-01 | redacted
Low Income - Power to Save | Outdoor Coil Cleaning | 0 | 0.1 | 0 | 275 | 1 | Honeywell | 2023-05-01 | redacted
Low Income - Power to Save | LED Lights | 0 | 0 | 0 | 47.6 | 1 | Honeywell | 2023-05-01 | redacted
Low Income - Power to Save | Faucet Aerators | 0 | 0 | 0.02 | 110.58 | 1 | Honeywell | 2023-05-01 | redacted
Low Income - Power to Save | Low Flow Showerhead | 0 | 0.04 | 0.1 | 504.08 | 1 | Honeywell | 2023-05-01 | redacted
Low Income - Power to Save | Weather Strip/Caulk | 0 | 0.25 | 0.09 | 503.3 | 1 | Honeywell | 2023-05-01 | redacted
Low Income - Power to Save | Outdoor Coil Cleaning | 0 | 0.1 | 0 | 275 | 1 | Honeywell | 2023-05-01 | redacted
Low Income - Power to Save | LI - DUCT | 0 | 0.4 | 0.12 | 775.77 | 1 | Honeywell | 2023-05-01 | redacted
Low Income - Power to Save | HVAC Inspection | 0 | 0.17 | 0 | 268.73 | 1 | Honeywell | 2023-05-01 | redacted
Low Income - Power to Save | LED Lights | 0 | 0 | 0 | 47.6 | 1 | Honeywell | 2023-05-01 | redacted
Low Income - Power to Save | Faucet Aerators | 0 | 0 | 0.02 | 110.58 | 1 | Honeywell | 2023-05-01 | redacted
Low Income - Power to Save | Low Flow Showerhead | 0 | 0.04 | 0.1 | 504.08 | 1 | Honeywell | 2023-05-01 | redacted
Low Income - Power to Save | Weather Strip/Caulk | 0 | 0.25 | 0.09 | 503.3 | 1 | Honeywell | 2023-05-01 | redacted
Low Income - Power to Save | Outdoor Coil Cleaning | 0 | 0.1 | 0 | 275 | 1 | Honeywell | 2023-05-01 | redacted
Low Income - Power to Save | LI - DUCT | 0 | 0.4 | 0.12 | 775.77 | 1 | Honeywell | 2023-05-01 | redacted
Low Income - Power to Save | HVAC Inspection | 0 | 0.17 | 0 | 268.73 | 1 | Honeywell | 2023-05-01 | redacted
Low Income - Power to Save | LED Lights | 0 | 0 | 0 | 47.6 | 1 | Honeywell | 2023-05-01 | redacted
Low Income - Power to Save | Faucet Aerators | 0 | 0 | 0.02 | 110.58 | 1 | Honeywell | 2023-05-01 | redacted
Low Income - Power to Save | Low Flow Showerhead | 0 | 0.04 | 0.1 | 504.08 | 1 | Honeywell | 2023-05-01 | redacted
Low Income - Power to Save | Pipe Wrap | 0 | 0.01 | 0.03 | 143.65 | 1 | Honeywell | 2023-05-01 | redacted
Low Income - Power to Save | Weather Strip/Caulk | 0 | 0.25 | 0.09 | 503.3 | 1 | Honeywell | 2023-05-01 | redacted
Low Income - Power to Save | Outdoor Coil Cleaning | 0 | 0.1 | 0 | 275 | 1 | Honeywell | 2023-05-01 | redacted
Low Income - Power to Save | LI - DUCT | 0 | 0.4 | 0.12 | 775.77 | 1 | Honeywell | 2023-05-01 | redacted
Low Income - Power to Save | HVAC Inspection | 0 | 0.17 | 0 | 268.73 | 1 | Honeywell | 2023-05-01 | redacted
Low Income - Power to Save | LED Lights | 0 | 0 | 0 | 47.6 | 1 | Honeywell | 2023-05-01 | redacted
Low Income - Power to Save | Low Flow Showerhead | 0 | 0.04 | 0.1 | 504.08 | 1 | Honeywell | 2023-05-01 | redacted
Low Income - Power to Save | Pipe Wrap | 0 | 0.01 | 0.03 | 143.65 | 1 | Honeywell | 2023-05-01 | redacted
Low Income - Power to Save | Outdoor Coil Cleaning | 0 | 0.1 | 0 | 275 | 1 | Honeywell | 2023-05-01 | redacted
Low Income - Power to Save | LI - DUCT | 0 | 0.4 | 0.12 | 775.77 | 1 | Honeywell | 2023-05-01 | redacted
Low Income - Power to Save | HVAC Inspection | 0 | 0.17 | 0 | 268.73 | 1 | Honeywell | 2023-05-01 | redacted
Low Income - Power to Save | LED Lights | 0 | 0 | 0 | 47.6 | 1 | Honeywell | 2023-05-01 | redacted
Low Income - Power to Save | Weather Strip/Caulk | 0 | 0.25 | 0.09 | 503.3 | 1 | Honeywell | 2023-05-01 | redacted
Low Income - Power to Save | Outdoor Coil Cleaning | 0 | 0.1 | 0 | 275 | 1 | Honeywell | 2023-05-01 | redacted
Low Income - Power to Save | LI - DUCT | 0 | 0.4 | 0.12 | 775.77 | 1 | Honeywell | 2023-05-01 | redacted
Low Income - Power to Save | HVAC Inspection | 0 | 0.17 | 0 | 268.73 | 1 | Honeywell | 2023-05-01 | redacted
Low Income - Power to Save | LED Lights | 0 | 0 | 0 | 47.6 | 1 | Honeywell | 2023-05-01 | redacted
Low Income - Power to Save | Faucet Aerators | 0 | 0 | 0.02 | 110.58 | 1 | Honeywell | 2023-05-01 | redacted
Low Income - Power to Save | Weather Strip/Caulk | 0 | 0.25 | 0.09 | 503.3 | 1 | Honeywell | 2023-05-01 | redacted
Low Income - Power to Save | LED Lights | 0 | 0 | 0 | 47.6 | 1 | Honeywell | 2023-05-01 | redacted
Low Income - Power to Save | Pipe Wrap | 0 | 0.01 | 0.03 | 143.65 | 1 | Honeywell | 2023-05-01 | redacted
Low Income - Power to Save | Weather Strip/Caulk | 0 | 0.25 | 0.09 | 503.3 | 1 | Honeywell | 2023-05-01 | redacted
Low Income - Power to Save | Outdoor Coil Cleaning | 0 | 0.1 | 0 | 275 | 1 | Honeywell | 2023-05-01 | redacted
Low Income - Power to Save | LI - DUCT | 0 | 0.4 | 0.12 | 775.77 | 1 | Honeywell | 2023-05-01 | redacted
Low Income - Power to Save | HVAC Inspection | 0 | 0.17 | 0 | 268.73 | 1 | Honeywell | 2023-05-01 | redacted
Low Income - Power to Save | LED Lights | 0 | 0 | 0 | 47.6 | 1 | Honeywell | 2023-05-01 | redacted
Low Income - Power to Save | Faucet Aerators | 0 | 0 | 0.02 | 110.58 | 1 | Honeywell | 2023-05-01 | redacted
Low Income - Power to Save | Low Flow Showerhead | 0 | 0.04 | 0.1 | 504.08 | 1 | Honeywell | 2023-05-01 | redacted
Low Income - Power to Save | Weather Strip/Caulk | 0 | 0.25 | 0.09 | 503.3 | 1 | Honeywell | 2023-05-01 | redacted
Low Income - Power to Save | Outdoor Coil Cleaning | 0 | 0.1 | 0 | 275 | 1 | Honeywell | 2023-05-01 | redacted
Low Income - Power to Save | LI - DUCT | 0 | 0.4 | 0.12 | 775.77 | 1 | Honeywell | 2023-05-01 | redacted
Low Income - Power to Save | HVAC Inspection | 0 | 0.17 | 0 | 268.73 | 1 | Honeywell | 2023-05-01 | redacted
Low Income - Power to Save | LED Lights | 0 | 0 | 0 | 47.6 | 1 | Honeywell | 2023-05-01 | redacted
Low Income - Power to Save | Faucet Aerators | 0 | 0 | 0.02 | 110.58 | 1 | Honeywell | 2023-05-01 | redacted
Low Income - Power to Save | Low Flow Showerhead | 0 | 0.04 | 0.1 | 504.08 | 1 | Honeywell | 2023-05-01 | redacted
Low Income - Power to Save | Weather Strip/Caulk | 0 | 0.25 | 0.09 | 503.3 | 1 | Honeywell | 2023-05-01 | redacted
Low Income - Power to Save | LED Lights | 0 | 0 | 0 | 47.6 | 1 | Honeywell | 2023-05-01 | redacted
Low Income - Power to Save | Faucet Aerators | 0 | 0 | 0.02 | 110.58 | 1 | Honeywell | 2023-05-01 | redacted
Low Income - Power to Save | Low Flow Showerhead | 0 | 0.04 | 0.1 | 504.08 | 1 | Honeywell | 2023-05-01 | redacted
Low Income - Power to Save | Outdoor Coil Cleaning | 0 | 0.1 | 0 | 275 | 1 | Honeywell | 2023-05-01 | redacted
Low Income - Power to Save | LED Lights | 0 | 0 | 0 | 47.6 | 1 | Honeywell | 2023-05-01 | redacted
Low Income - Power to Save | Faucet Aerators | 0 | 0 | 0.02 | 110.58 | 1 | Honeywell | 2023-05-01 | redacted
Low Income - Power to Save | Low Flow Showerhead | 0 | 0.04 | 0.1 | 504.08 | 1 | Honeywell | 2023-05-01 | redacted
Low Income - Power to Save | Outdoor Coil Cleaning | 0 | 0.1 | 0 | 275 | 1 | Honeywell | 2023-05-01 | redacted
Low Income - Power to Save | LED Lights | 0 | 0 | 0 | 47.6 | 1 | Honeywell | 2023-05-01 | redacted
Low Income - Power to Save | Faucet Aerators | 0 | 0 | 0.02 | 110.58 | 1 | Honeywell | 2023-05-01 | redacted
Low Income - Power to Save | Pipe Wrap | 0 | 0.01 | 0.03 | 143.65 | 1 | Honeywell | 2023-05-01 | redacted
Low Income - Power to Save | Weather Strip/Caulk | 0 | 0.25 | 0.09 | 503.3 | 1 | Honeywell | 2023-05-01 | redacted
Low Income - Power to Save | Outdoor Coil Cleaning | 0 | 0.1 | 0 | 275 | 1 | Honeywell | 2023-05-01 | redacted
Low Income - Power to Save | LI - DUCT | 0 | 0.4 | 0.12 | 775.77 | 1 | Honeywell | 2023-05-01 | redacted
Low Income - Power to Save | HVAC Inspection | 0 | 0.17 | 0 | 268.73 | 1 | Honeywell | 2023-05-01 | redacted
Low Income - Power to Save | LED Lights | 0 | 0 | 0 | 47.6 | 1 | Honeywell | 2023-05-01 | redacted
Low Income - Power to Save | Faucet Aerators | 0 | 0 | 0.02 | 110.58 | 1 | Honeywell | 2023-05-01 | redacted
Low Income - Power to Save | LED Lights | 0 | 0 | 0 | 47.6 | 1 | Honeywell | 2023-05-01 | redacted
Low Income - Power to Save | Faucet Aerators | 0 | 0 | 0.02 | 110.58 | 1 | Honeywell | 2023-05-01 | redacted
Low Income - Power to Save | Low Flow Showerhead | 0 | 0.04 | 0.1 | 504.08 | 1 | Honeywell | 2023-05-01 | redacted
Low Income - Power to Save | Outdoor Coil Cleaning | 0 | 0.1 | 0 | 275 | 1 | Honeywell | 2023-05-01 | redacted
Low Income - Power to Save | LED Lights | 0 | 0 | 0 | 47.6 | 1 | Honeywell | 2023-05-01 | redacted
Low Income - Power to Save | Low Flow Showerhead | 0 | 0.04 | 0.1 | 504.08 | 1 | Honeywell | 2023-05-01 | redacted
Low Income - Power to Save | Weather Strip/Caulk | 0 | 0.25 | 0.09 | 503.3 | 1 | Honeywell | 2023-05-01 | redacted
Low Income - Power to Save | Outdoor Coil Cleaning | 0 | 0.1 | 0 | 275 | 1 | Honeywell | 2023-05-01 | redacted
Low Income - Power to Save | LI - DUCT | 0 | 0.4 | 0.12 | 775.77 | 1 | Honeywell | 2023-05-01 | redacted
Low Income - Power to Save | HVAC Inspection | 0 | 0.17 | 0 | 268.73 | 1 | Honeywell | 2023-05-01 | redacted
Low Income - Power to Save | LED Lights | 0 | 0 | 0 | 47.6 | 1 | Honeywell | 2023-05-01 | redacted
Low Income - Power to Save | Faucet Aerators | 0 | 0 | 0.02 | 110.58 | 1 | Honeywell | 2023-05-01 | redacted
Low Income - Power to Save | Low Flow Showerhead | 0 | 0.04 | 0.1 | 504.08 | 1 | Honeywell | 2023-05-01 | redacted
Low Income - Power to Save | Weather Strip/Caulk | 0 | 0.25 | 0.09 | 503.3 | 1 | Honeywell | 2023-05-01 | redacted
Low Income - Power to Save | Outdoor Coil Cleaning | 0 | 0.1 | 0 | 275 | 1 | Honeywell | 2023-05-01 | redacted
Low Income - Power to Save | LI - DUCT | 0 | 0.4 | 0.12 | 775.77 | 1 | Honeywell | 2023-05-01 | redacted
Low Income - Power to Save | HVAC Inspection | 0 | 0.17 | 0 | 268.73 | 1 | Honeywell | 2023-05-01 | redacted
Low Income - Power to Save | LED Lights | 0 | 0 | 0 | 47.6 | 1 | Honeywell | 2023-05-01 | redacted
Low Income - Power to Save | Faucet Aerators | 0 | 0 | 0.02 | 110.58 | 1 | Honeywell | 2023-05-01 | redacted
Low Income - Power to Save | Low Flow Showerhead | 0 | 0.04 | 0.1 | 504.08 | 1 | Honeywell | 2023-05-01 | redacted
Low Income - Power to Save | Outdoor Coil Cleaning | 0 | 0.1 | 0 | 275 | 1 | Honeywell | 2023-05-01 | redacted
Low Income - Power to Save | LI - DUCT | 0 | 0.4 | 0.12 | 775.77 | 1 | Honeywell | 2023-05-01 | redacted
Low Income - Power to Save | HVAC Inspection | 0 | 0.17 | 0 | 268.73 | 1 | Honeywell | 2023-05-01 | redacted
Low Income - Power to Save | LED Lights | 0 | 0 | 0 | 47.6 | 1 | Honeywell | 2023-05-01 | redacted
Low Income - Power to Save | Faucet Aerators | 0 | 0 | 0.02 | 110.58 | 1 | Honeywell | 2023-05-01 | redacted
Low Income - Power to Save | Low Flow Showerhead | 0 | 0.04 | 0.1 | 504.08 | 1 | Honeywell | 2023-05-01 | redacted
Low Income - Power to Save | Weather Strip/Caulk | 0 | 0.25 | 0.09 | 503.3 | 1 | Honeywell | 2023-05-01 | redacted
Low Income - Power to Save | Outdoor Coil Cleaning | 0 | 0.1 | 0 | 275 | 1 | Honeywell | 2023-05-01 | redacted
Low Income - Power to Save | LI - DUCT | 0 | 0.4 | 0.12 | 775.77 | 1 | Honeywell | 2023-05-01 | redacted
Low Income - Power to Save | HVAC Inspection | 0 | 0.17 | 0 | 268.73 | 1 | Honeywell | 2023-05-01 | redacted
Low Income - Power to Save | LED Lights | 0 | 0 | 0 | 47.6 | 1 | Honeywell | 2023-05-01 | redacted
Low Income - Power to Save | Weather Strip/Caulk | 0 | 0.25 | 0.09 | 503.3 | 1 | Honeywell | 2023-05-01 | redacted
Low Income - Power to Save | Outdoor Coil Cleaning | 0 | 0.1 | 0 | 275 | 1 | Honeywell | 2023-05-01 | redacted
Low Income - Power to Save | LI - DUCT | 0 | 0.4 | 0.12 | 775.77 | 1 | Honeywell | 2023-05-01 | redacted
Low Income - Power to Save | HVAC Inspection | 0 | 0.17 | 0 | 268.73 | 1 | Honeywell | 2023-05-01 | redacted
Low Income - Power to Save | LED Lights | 0 | 0 | 0 | 47.6 | 1 | Honeywell | 2023-05-01 | redacted
Low Income - Power to Save | Faucet Aerators | 0 | 0 | 0.02 | 110.58 | 1 | Honeywell | 2023-05-01 | redacted
Low Income - Power to Save | Low Flow Showerhead | 0 | 0.04 | 0.1 | 504.08 | 1 | Honeywell | 2023-05-01 | redacted
Low Income - Power to Save | Weather Strip/Caulk | 0 | 0.25 | 0.09 | 503.3 | 1 | Honeywell | 2023-05-01 | redacted
Low Income - Power to Save | Outdoor Coil Cleaning | 0 | 0.1 | 0 | 275 | 1 | Honeywell | 2023-05-01 | redacted
Low Income - Power to Save | LI - DUCT | 0 | 0.4 | 0.12 | 775.77 | 1 | Honeywell | 2023-05-01 | redacted
Low Income - Power to Save | HVAC Inspection | 0 | 0.17 | 0 | 268.73 | 1 | Honeywell | 2023-05-01 | redacted
Low Income - Power to Save | LED Lights | 0 | 0 | 0 | 47.6 | 1 | Honeywell | 2023-05-01 | redacted
Low Income - Power to Save | Faucet Aerators | 0 | 0 | 0.02 | 110.58 | 1 | Honeywell | 2023-05-01 | redacted
Low Income - Power to Save | Low Flow Showerhead | 0 | 0.04 | 0.1 | 504.08 | 1 | Honeywell | 2023-05-01 | redacted
Low Income - Power to Save | Pipe Wrap | 0 | 0.01 | 0.03 | 143.65 | 1 | Honeywell | 2023-05-01 | redacted
Low Income - Power to Save | Weather Strip/Caulk | 0 | 0.25 | 0.09 | 503.3 | 1 | Honeywell | 2023-05-01 | redacted
Low Income - Power to Save | Outdoor Coil Cleaning | 0 | 0.1 | 0 | 275 | 1 | Honeywell | 2023-05-01 | redacted
Low Income - Power to Save | LI - DUCT | 0 | 0.4 | 0.12 | 775.77 | 1 | Honeywell | 2023-05-01 | redacted
Low Income - Power to Save | HVAC Inspection | 0 | 0.17 | 0 | 268.73 | 1 | Honeywell | 2023-05-01 | redacted
Low Income - Power to Save | LED Lights | 0 | 0 | 0 | 47.6 | 1 | Honeywell | 2023-05-01 | redacted
Low Income - Power to Save | Weather Strip/Caulk | 0 | 0.25 | 0.09 | 503.3 | 1 | Honeywell | 2023-05-01 | redacted
Low Income - Power to Save | Outdoor Coil Cleaning | 0 | 0.1 | 0 | 275 | 1 | Honeywell | 2023-05-01 | redacted
Low Income - Power to Save | HVAC Inspection | 0 | 0.17 | 0 | 268.73 | 1 | Honeywell | 2023-05-01 | redacted
Low Income - Power to Save | LED Lights | 0 | 0 | 0 | 47.6 | 1 | Honeywell | 2023-05-01 | redacted
Low Income - Power to Save | Faucet Aerators | 0 | 0 | 0.02 | 110.58 | 1 | Honeywell | 2023-05-01 | redacted
Low Income - Power to Save | Weather Strip/Caulk | 0 | 0.25 | 0.09 | 503.3 | 1 | Honeywell | 2023-05-01 | redacted
Low Income - Power to Save | Outdoor Coil Cleaning | 0 | 0.1 | 0 | 275 | 1 | Honeywell | 2023-05-01 | redacted
Low Income - Power to Save | LI - DUCT | 0 | 0.4 | 0.12 | 775.77 | 1 | Honeywell | 2023-05-01 | redacted
Low Income - Power to Save | HVAC Inspection | 0 | 0.17 | 0 | 268.73 | 1 | Honeywell | 2023-05-01 | redacted
Low Income - Power to Save | LED Lights | 0 | 0 | 0 | 47.6 | 1 | Honeywell | 2023-05-01 | redacted
Low Income - Power to Save | Faucet Aerators | 0 | 0 | 0.02 | 110.58 | 1 | Honeywell | 2023-05-01 | redacted
Low Income - Power to Save | Low Flow Showerhead | 0 | 0.04 | 0.1 | 504.08 | 1 | Honeywell | 2023-05-01 | redacted
Low Income - Power to Save | Weather Strip/Caulk | 0 | 0.25 | 0.09 | 503.3 | 1 | Honeywell | 2023-05-01 | redacted
Low Income - Power to Save | Outdoor Coil Cleaning | 0 | 0.1 | 0 | 275 | 1 | Honeywell | 2023-05-01 | redacted
Low Income - Power to Save | LED Lights | 0 | 0 | 0 | 47.6 | 1 | Honeywell | 2023-05-01 | redacted
Low Income - Power to Save | Faucet Aerators | 0 | 0 | 0.02 | 110.58 | 1 | Honeywell | 2023-05-01 | redacted
Low Income - Power to Save | Low Flow Showerhead | 0 | 0.04 | 0.1 | 504.08 | 1 | Honeywell | 2023-05-01 | redacted
Low Income - Power to Save | LED Lights | 0 | 0 | 0 | 47.6 | 1 | Honeywell | 2023-05-01 | redacted
Low Income - Power to Save | Faucet Aerators | 0 | 0 | 0.02 | 110.58 | 1 | Honeywell | 2023-05-01 | redacted
Low Income - Power to Save | Low Flow Showerhead | 0 | 0.04 | 0.1 | 504.08 | 1 | Honeywell | 2023-05-01 | redacted
Low Income - Power to Save | Weather Strip/Caulk | 0 | 0.25 | 0.09 | 503.3 | 1 | Honeywell | 2023-05-01 | redacted
Low Income - Power to Save | Outdoor Coil Cleaning | 0 | 0.1 | 0 | 275 | 1 | Honeywell | 2023-05-01 | redacted
Low Income - Power to Save | LI - DUCT | 0 | 0.4 | 0.12 | 775.77 | 1 | Honeywell | 2023-05-01 | redacted
Low Income - Power to Save | HVAC Inspection | 0 | 0.17 | 0 | 268.73 | 1 | Honeywell | 2023-05-01 | redacted
Low Income - Power to Save | LED Lights | 0 | 0 | 0 | 47.6 | 1 | Honeywell | 2023-05-01 | redacted
Low Income - Power to Save | Faucet Aerators | 0 | 0 | 0.02 | 110.58 | 1 | Honeywell | 2023-05-01 | redacted
Low Income - Power to Save | Low Flow Showerhead | 0 | 0.04 | 0.1 | 504.08 | 1 | Honeywell | 2023-05-01 | redacted
Low Income - Power to Save | Outdoor Coil Cleaning | 0 | 0.1 | 0 | 275 | 1 | Honeywell | 2023-05-01 | redacted
Low Income - Power to Save | LED Lights | 0 | 0 | 0 | 47.6 | 1 | Honeywell | 2023-05-01 | redacted
Low Income - Power to Save | Low Flow Showerhead | 0 | 0.04 | 0.1 | 504.08 | 1 | Honeywell | 2023-05-01 | redacted
Low Income - Power to Save | Weather Strip/Caulk | 0 | 0.25 | 0.09 | 503.3 | 1 | Honeywell | 2023-05-01 | redacted
Low Income - Power to Save | Outdoor Coil Cleaning | 0 | 0.1 | 0 | 275 | 1 | Honeywell | 2023-05-01 | redacted
Low Income - Power to Save | LI - DUCT | 0 | 0.4 | 0.12 | 775.77 | 1 | Honeywell | 2023-05-01 | redacted
Low Income - Power to Save | HVAC Inspection | 0 | 0.17 | 0 | 268.73 | 1 | Honeywell | 2023-05-01 | redacted
Low Income - Power to Save | LED Lights | 0 | 0 | 0 | 47.6 | 1 | Honeywell | 2023-05-01 | redacted
Low Income - Power to Save | Faucet Aerators | 0 | 0 | 0.02 | 110.58 | 1 | Honeywell | 2023-05-01 | redacted
Low Income - Power to Save | Low Flow Showerhead | 0 | 0.04 | 0.1 | 504.08 | 1 | Honeywell | 2023-05-01 | redacted
Low Income - Power to Save | LED Lights | 0 | 0 | 0 | 47.6 | 1 | Honeywell | 2023-05-01 | redacted
Low Income - Power to Save | Low Flow Showerhead | 0 | 0.04 | 0.1 | 504.08 | 1 | Honeywell | 2023-05-01 | redacted
Low Income - Power to Save | Pipe Wrap | 0 | 0.01 | 0.03 | 143.65 | 1 | Honeywell | 2023-05-01 | redacted
Low Income - Power to Save | Weather Strip/Caulk | 0 | 0.25 | 0.09 | 503.3 | 1 | Honeywell | 2023-05-01 | redacted
Low Income - Power to Save | Outdoor Coil Cleaning | 0 | 0.1 | 0 | 275 | 1 | Honeywell | 2023-05-01 | redacted
Low Income - Power to Save | LI - DUCT | 0 | 0.4 | 0.12 | 775.77 | 1 | Honeywell | 2023-05-01 | redacted
Low Income - Power to Save | HVAC Inspection | 0 | 0.17 | 0 | 268.73 | 1 | Honeywell | 2023-05-01 | redacted
Low Income - Power to Save | LED Lights | 0 | 0 | 0 | 47.6 | 1 | Honeywell | 2023-05-01 | redacted
Low Income - Power to Save | Faucet Aerators | 0 | 0 | 0.02 | 110.58 | 1 | Honeywell | 2023-05-01 | redacted
Low Income - Power to Save | Low Flow Showerhead | 0 | 0.04 | 0.1 | 504.08 | 1 | Honeywell | 2023-05-01 | redacted
Low Income - Power to Save | LED Lights | 0 | 0 | 0 | 47.6 | 1 | Honeywell | 2023-05-01 | redacted
Low Income - Power to Save | Weather Strip/Caulk | 0 | 0.25 | 0.09 | 503.3 | 1 | Honeywell | 2023-05-01 | redacted
Low Income - Power to Save | Outdoor Coil Cleaning | 0 | 0.1 | 0 | 275 | 1 | Honeywell | 2023-05-01 | redacted
Low Income - Power to Save | HVAC Inspection | 0 | 0.17 | 0 | 268.73 | 1 | Honeywell | 2023-05-01 | redacted
Low Income - Power to Save | LED Lights | 0 | 0 | 0 | 47.6 | 1 | Honeywell | 2023-05-01 | redacted
Low Income - Power to Save | Weather Strip/Caulk | 0 | 0.25 | 0.09 | 503.3 | 1 | Honeywell | 2023-05-01 | redacted
Low Income - Power to Save | Outdoor Coil Cleaning | 0 | 0.1 | 0 | 275 | 1 | Honeywell | 2023-05-01 | redacted
Low Income - Power to Save | HVAC Inspection | 0 | 0.17 | 0 | 268.73 | 1 | Honeywell | 2023-05-01 | redacted
Low Income - Power to Save | LED Lights | 0 | 0 | 0 | 47.6 | 1 | Honeywell | 2023-05-01 | redacted
Low Income - Power to Save | Faucet Aerators | 0 | 0 | 0.02 | 110.58 | 1 | Honeywell | 2023-05-01 | redacted
Low Income - Power to Save | Low Flow Showerhead | 0 | 0.04 | 0.1 | 504.08 | 1 | Honeywell | 2023-05-01 | redacted
Low Income - Power to Save | Weather Strip/Caulk | 0 | 0.25 | 0.09 | 503.3 | 1 | Honeywell | 2023-05-01 | redacted
Low Income - Power to Save | Outdoor Coil Cleaning | 0 | 0.1 | 0 | 275 | 1 | Honeywell | 2023-05-01 | redacted
Low Income - Power to Save | LI - DUCT | 0 | 0.4 | 0.12 | 775.77 | 1 | Honeywell | 2023-05-01 | redacted
Low Income - Power to Save | HVAC Inspection | 0 | 0.17 | 0 | 268.73 | 1 | Honeywell | 2023-05-01 | redacted
Low Income - Power to Save | LED Lights | 0 | 0 | 0 | 47.6 | 1 | Honeywell | 2023-05-01 | redacted
Low Income - Power to Save | Faucet Aerators | 0 | 0 | 0.02 | 110.58 | 1 | Honeywell | 2023-05-01 | redacted
Low Income - Power to Save | Low Flow Showerhead | 0 | 0.04 | 0.1 | 504.08 | 1 | Honeywell | 2023-05-01 | redacted
Low Income - Power to Save | Weather Strip/Caulk | 0 | 0.25 | 0.09 | 503.3 | 1 | Honeywell | 2023-05-01 | redacted
Low Income - Power to Save | Outdoor Coil Cleaning | 0 | 0.1 | 0 | 275 | 1 | Honeywell | 2023-05-01 | redacted
Low Income - Power to Save | LI - DUCT | 0 | 0.4 | 0.12 | 775.77 | 1 | Honeywell | 2023-05-01 | redacted
Low Income - Power to Save | HVAC Inspection | 0 | 0.17 | 0 | 268.73 | 1 | Honeywell | 2023-05-01 | redacted
Low Income - Power to Save | LED Lights | 0 | 0 | 0 | 47.6 | 1 | Honeywell | 2023-05-01 | redacted
Low Income - Power to Save | Faucet Aerators | 0 | 0 | 0.02 | 110.58 | 1 | Honeywell | 2023-05-01 | redacted
Low Income - Power to Save | Low Flow Showerhead | 0 | 0.04 | 0.1 | 504.08 | 1 | Honeywell | 2023-05-01 | redacted
Low Income - Power to Save | Weather Strip/Caulk | 0 | 0.25 | 0.09 | 503.3 | 1 | Honeywell | 2023-05-01 | redacted
Low Income - Power to Save | Outdoor Coil Cleaning | 0 | 0.1 | 0 | 275 | 1 | Honeywell | 2023-05-01 | redacted
Low Income - Power to Save | LI - DUCT | 0 | 0.4 | 0.12 | 775.77 | 1 | Honeywell | 2023-05-01 | redacted
Low Income - Power to Save | HVAC Inspection | 0 | 0.17 | 0 | 268.73 | 1 | Honeywell | 2023-05-01 | redacted
Low Income - Power to Save | LED Lights | 0 | 0 | 0 | 47.6 | 1 | Honeywell | 2023-05-01 | redacted
Low Income - Power to Save | Faucet Aerators | 0 | 0 | 0.02 | 110.58 | 1 | Honeywell | 2023-05-01 | redacted
Low Income - Power to Save | Low Flow Showerhead | 0 | 0.04 | 0.1 | 504.08 | 1 | Honeywell | 2023-05-01 | redacted
Low Income - Power to Save | Pipe Wrap | 0 | 0.01 | 0.03 | 143.65 | 1 | Honeywell | 2023-05-01 | redacted
Low Income - Power to Save | Weather Strip/Caulk | 0 | 0.25 | 0.09 | 503.3 | 1 | Honeywell | 2023-05-01 | redacted
Low Income - Power to Save | LED Lights | 0 | 0 | 0 | 47.6 | 1 | Honeywell | 2023-05-01 | redacted
Low Income - Power to Save | Low Flow Showerhead | 0 | 0.04 | 0.1 | 504.08 | 1 | Honeywell | 2023-05-01 | redacted
Low Income - Power to Save | Weather Strip/Caulk | 0 | 0.25 | 0.09 | 503.3 | 1 | Honeywell | 2023-05-01 | redacted
Low Income - Power to Save | Outdoor Coil Cleaning | 0 | 0.1 | 0 | 275 | 1 | Honeywell | 2023-05-01 | redacted
Low Income - Power to Save | LI - DUCT | 0 | 0.4 | 0.12 | 775.77 | 1 | Honeywell | 2023-05-01 | redacted
Low Income - Power to Save | HVAC Inspection | 0 | 0.17 | 0 | 268.73 | 1 | Honeywell | 2023-05-01 | redacted
Low Income - Power to Save | LED Lights | 0 | 0 | 0 | 47.6 | 1 | Honeywell | 2023-05-01 | redacted
Low Income - Power to Save | Faucet Aerators | 0 | 0 | 0.02 | 110.58 | 1 | Honeywell | 2023-05-01 | redacted
Low Income - Power to Save | Low Flow Showerhead | 0 | 0.04 | 0.1 | 504.08 | 1 | Honeywell | 2023-05-01 | redacted
Low Income - Power to Save | Weather Strip/Caulk | 0 | 0.25 | 0.09 | 503.3 | 1 | Honeywell | 2023-05-01 | redacted
Low Income - Power to Save | Outdoor Coil Cleaning | 0 | 0.1 | 0 | 275 | 1 | Honeywell | 2023-05-01 | redacted
Low Income - Power to Save | LI - DUCT | 0 | 0.4 | 0.12 | 775.77 | 1 | Honeywell | 2023-05-01 | redacted
Low Income - Power to Save | LED Lights | 0 | 0 | 0 | 47.6 | 1 | Honeywell | 2023-05-01 | redacted
Low Income - Power to Save | Faucet Aerators | 0 | 0 | 0.02 | 110.58 | 1 | Honeywell | 2023-05-01 | redacted
Low Income - Power to Save | Low Flow Showerhead | 0 | 0.04 | 0.1 | 504.08 | 1 | Honeywell | 2023-05-01 | redacted
Low Income - Power to Save | Weather Strip/Caulk | 0 | 0.25 | 0.09 | 503.3 | 1 | Honeywell | 2023-05-01 | redacted
Low Income - Power to Save | Outdoor Coil Cleaning | 0 | 0.1 | 0 | 275 | 1 | Honeywell | 2023-05-01 | redacted
Low Income - Power to Save | LI - DUCT | 0 | 0.4 | 0.12 | 775.77 | 1 | Honeywell | 2023-05-01 | redacted
Low Income - Power to Save | HVAC Inspection | 0 | 0.17 | 0 | 268.73 | 1 | Honeywell | 2023-05-01 | redacted
Low Income - Power to Save | LED Lights | 0 | 0 | 0 | 47.6 | 1 | Honeywell | 2023-05-01 | redacted
Low Income - Power to Save | Faucet Aerators | 0 | 0 | 0.02 | 110.58 | 1 | Honeywell | 2023-05-01 | redacted
Low Income - Power to Save | Low Flow Showerhead | 0 | 0.04 | 0.1 | 504.08 | 1 | Honeywell | 2023-05-01 | redacted
Low Income - Power to Save | Pipe Wrap | 0 | 0.01 | 0.03 | 143.65 | 1 | Honeywell | 2023-05-01 | redacted
Low Income - Power to Save | Weather Strip/Caulk | 0 | 0.25 | 0.09 | 503.3 | 1 | Honeywell | 2023-05-01 | redacted
Low Income - Power to Save | Outdoor Coil Cleaning | 0 | 0.1 | 0 | 275 | 1 | Honeywell | 2023-05-01 | redacted
Low Income - Power to Save | LI - DUCT | 0 | 0.4 | 0.12 | 775.77 | 1 | Honeywell | 2023-05-01 | redacted
Low Income - Power to Save | HVAC Inspection | 0 | 0.17 | 0 | 268.73 | 1 | Honeywell | 2023-05-01 | redacted
Low Income - Power to Save | LED Lights | 0 | 0 | 0 | 47.6 | 1 | Honeywell | 2023-05-01 | redacted
Low Income - Power to Save | Low Flow Showerhead | 0 | 0.04 | 0.1 | 504.08 | 1 | Honeywell | 2023-05-01 | redacted
Low Income - Power to Save | Weather Strip/Caulk | 0 | 0.25 | 0.09 | 503.3 | 1 | Honeywell | 2023-05-01 | redacted
Low Income - Power to Save | Outdoor Coil Cleaning | 0 | 0.1 | 0 | 275 | 1 | Honeywell | 2023-05-01 | redacted
Low Income - Power to Save | LI - DUCT | 0 | 0.4 | 0.12 | 775.77 | 1 | Honeywell | 2023-05-01 | redacted
Low Income - Power to Save | HVAC Inspection | 0 | 0.17 | 0 | 268.73 | 1 | Honeywell | 2023-05-01 | redacted
Low Income - Power to Save | LED Lights | 0 | 0 | 0 | 47.6 | 1 | Honeywell | 2023-05-01 | redacted
Low Income - Power to Save | Weather Strip/Caulk | 0 | 0.25 | 0.09 | 503.3 | 1 | Honeywell | 2023-05-01 | redacted
Low Income - Power to Save | Outdoor Coil Cleaning | 0 | 0.1 | 0 | 275 | 1 | Honeywell | 2023-05-01 | redacted
Low Income - Power to Save | LI - DUCT | 0 | 0.4 | 0.12 | 775.77 | 1 | Honeywell | 2023-05-01 | redacted
Low Income - Power to Save | HVAC Inspection | 0 | 0.17 | 0 | 268.73 | 1 | Honeywell | 2023-05-01 | redacted
Low Income - Power to Save | LED Lights | 0 | 0 | 0 | 47.6 | 1 | Honeywell | 2023-05-01 | redacted
Low Income - Power to Save | Faucet Aerators | 0 | 0 | 0.02 | 110.58 | 1 | Honeywell | 2023-05-01 | redacted
Low Income - Power to Save | Low Flow Showerhead | 0 | 0.04 | 0.1 | 504.08 | 1 | Honeywell | 2023-05-01 | redacted
Low Income - Power to Save | LED Lights | 0 | 0 | 0 | 47.6 | 1 | Honeywell | 2023-05-01 | redacted
Low Income - Power to Save | Faucet Aerators | 0 | 0 | 0.02 | 110.58 | 1 | Honeywell | 2023-05-01 | redacted
Low Income - Power to Save | Low Flow Showerhead | 0 | 0.04 | 0.1 | 504.08 | 1 | Honeywell | 2023-05-01 | redacted
Low Income - Power to Save | Outdoor Coil Cleaning | 0 | 0.1 | 0 | 275 | 1 | Honeywell | 2023-05-01 | redacted
Low Income - Power to Save | LED Lights | 0 | 0 | 0 | 47.6 | 1 | Honeywell | 2023-05-01 | redacted
Low Income - Power to Save | Low Flow Showerhead | 0 | 0.04 | 0.1 | 504.08 | 1 | Honeywell | 2023-05-01 | redacted
Low Income - Power to Save | Weather Strip/Caulk | 0 | 0.25 | 0.09 | 503.3 | 1 | Honeywell | 2023-05-01 | redacted
Low Income - Power to Save | Outdoor Coil Cleaning | 0 | 0.1 | 0 | 275 | 1 | Honeywell | 2023-05-01 | redacted
Low Income - Power to Save | LI - DUCT | 0 | 0.4 | 0.12 | 775.77 | 1 | Honeywell | 2023-05-01 | redacted
Low Income - Power to Save | HVAC Inspection | 0 | 0.17 | 0 | 268.73 | 1 | Honeywell | 2023-05-01 | redacted
Low Income - Power to Save | LED Lights | 0 | 0 | 0 | 47.6 | 1 | Honeywell | 2023-05-01 | redacted
Low Income - Power to Save | Faucet Aerators | 0 | 0 | 0.02 | 110.58 | 1 | Honeywell | 2023-05-01 | redacted
Low Income - Power to Save | Pipe Wrap | 0 | 0.01 | 0.03 | 143.65 | 1 | Honeywell | 2023-05-01 | redacted
Low Income - Power to Save | Weather Strip/Caulk | 0 | 0.25 | 0.09 | 503.3 | 1 | Honeywell | 2023-05-01 | redacted
Low Income - Power to Save | Outdoor Coil Cleaning | 0 | 0.1 | 0 | 275 | 1 | Honeywell | 2023-05-01 | redacted
Low Income - Power to Save | LI - DUCT | 0 | 0.4 | 0.12 | 775.77 | 1 | Honeywell | 2023-05-01 | redacted
Low Income - Power to Save | HVAC Inspection | 0 | 0.17 | 0 | 268.73 | 1 | Honeywell | 2023-05-01 | redacted
Low Income - Power to Save | LED Lights | 0 | 0 | 0 | 47.6 | 1 | Honeywell | 2023-05-01 | redacted
Low Income - Power to Save | Faucet Aerators | 0 | 0 | 0.02 | 110.58 | 1 | Honeywell | 2023-05-01 | redacted
Low Income - Power to Save | Low Flow Showerhead | 0 | 0.04 | 0.1 | 504.08 | 1 | Honeywell | 2023-05-01 | redacted
Low Income - Power to Save | LED Lights | 0 | 0 | 0 | 47.6 | 1 | Honeywell | 2023-05-01 | redacted
Low Income - Power to Save | Faucet Aerators | 0 | 0 | 0.02 | 110.58 | 1 | Honeywell | 2023-05-01 | redacted
Low Income - Power to Save | Low Flow Showerhead | 0 | 0.04 | 0.1 | 504.08 | 1 | Honeywell | 2023-05-01 | redacted
Low Income - Power to Save | LED Lights | 0 | 0 | 0 | 47.6 | 1 | Honeywell | 2023-05-01 | redacted
Low Income - Power to Save | Faucet Aerators | 0 | 0 | 0.02 | 110.58 | 1 | Honeywell | 2023-05-01 | redacted
Low Income - Power to Save | Low Flow Showerhead | 0 | 0.04 | 0.1 | 504.08 | 1 | Honeywell | 2023-05-01 | redacted
Low Income - Power to Save | Pipe Wrap | 0 | 0.01 | 0.03 | 143.65 | 1 | Honeywell | 2023-05-01 | redacted
Low Income - Power to Save | Weather Strip/Caulk | 0 | 0.25 | 0.09 | 503.3 | 1 | Honeywell | 2023-05-01 | redacted
Low Income - Power to Save | Outdoor Coil Cleaning | 0 | 0.1 | 0 | 275 | 1 | Honeywell | 2023-05-01 | redacted
Low Income - Power to Save | LI - DUCT | 0 | 0.4 | 0.12 | 775.77 | 1 | Honeywell | 2023-05-01 | redacted
Low Income - Power to Save | HVAC Inspection | 0 | 0.17 | 0 | 268.73 | 1 | Honeywell | 2023-05-01 | redacted
Low Income - Power to Save | LED Lights | 0 | 0 | 0 | 47.6 | 1 | Honeywell | 2023-05-01 | redacted
Low Income - Power to Save | Faucet Aerators | 0 | 0 | 0.02 | 110.58 | 1 | Honeywell | 2023-05-01 | redacted
Low Income - Power to Save | Low Flow Showerhead | 0 | 0.04 | 0.1 | 504.08 | 1 | Honeywell | 2023-05-01 | redacted
Low Income - Power to Save | Outdoor Coil Cleaning | 0 | 0.1 | 0 | 275 | 1 | Honeywell | 2023-05-01 | redacted
Low Income - Power to Save | LED Lights | 0 | 0 | 0 | 47.6 | 1 | Honeywell | 2023-05-01 | redacted
Low Income - Power to Save | Faucet Aerators | 0 | 0 | 0.02 | 110.58 | 1 | Honeywell | 2023-05-01 | redacted
Low Income - Power to Save | Low Flow Showerhead | 0 | 0.04 | 0.1 | 504.08 | 1 | Honeywell | 2023-05-01 | redacted
Low Income - Power to Save | Weather Strip/Caulk | 0 | 0.25 | 0.09 | 503.3 | 1 | Honeywell | 2023-05-01 | redacted
Low Income - Power to Save | Outdoor Coil Cleaning | 0 | 0.1 | 0 | 275 | 1 | Honeywell | 2023-05-01 | redacted
Low Income - Power to Save | LI - DUCT | 0 | 0.4 | 0.12 | 775.77 | 1 | Honeywell | 2023-05-01 | redacted
Low Income - Power to Save | HVAC Inspection | 0 | 0.17 | 0 | 268.73 | 1 | Honeywell | 2023-05-01 | redacted
Low Income - Power to Save | LED Lights | 0 | 0 | 0 | 47.6 | 1 | Honeywell | 2023-05-01 | redacted
Low Income - Power to Save | Low Flow Showerhead | 0 | 0.04 | 0.1 | 504.08 | 1 | Honeywell | 2023-05-01 | redacted
Low Income - Power to Save | Pipe Wrap | 0 | 0.01 | 0.03 | 143.65 | 1 | Honeywell | 2023-05-01 | redacted
Low Income - Power to Save | Weather Strip/Caulk | 0 | 0.25 | 0.09 | 503.3 | 1 | Honeywell | 2023-05-01 | redacted
Low Income - Power to Save | Outdoor Coil Cleaning | 0 | 0.1 | 0 | 275 | 1 | Honeywell | 2023-05-01 | redacted
Low Income - Power to Save | LI - DUCT | 0 | 0.4 | 0.12 | 775.77 | 1 | Honeywell | 2023-05-01 | redacted
Low Income - Power to Save | HVAC Inspection | 0 | 0.17 | 0 | 268.73 | 1 | Honeywell | 2023-05-01 | redacted
Low Income - Power to Save | LED Lights | 0 | 0 | 0 | 47.6 | 1 | Honeywell | 2023-05-01 | redacted
Low Income - Power to Save | Faucet Aerators | 0 | 0 | 0.02 | 110.58 | 1 | Honeywell | 2023-05-01 | redacted
Low Income - Power to Save | Low Flow Showerhead | 0 | 0.04 | 0.1 | 504.08 | 1 | Honeywell | 2023-05-01 | redacted
Low Income - Power to Save | Weather Strip/Caulk | 0 | 0.25 | 0.09 | 503.3 | 1 | Honeywell | 2023-05-01 | redacted
Low Income - Power to Save | Outdoor Coil Cleaning | 0 | 0.1 | 0 | 275 | 1 | Honeywell | 2023-05-01 | redacted
Low Income - Power to Save | LI - DUCT | 0 | 0.4 | 0.12 | 775.77 | 1 | Honeywell | 2023-05-01 | redacted
Low Income - Power to Save | HVAC Inspection | 0 | 0.17 | 0 | 268.73 | 1 | Honeywell | 2023-05-01 | redacted
Low Income - Power to Save | LED Lights | 0 | 0 | 0 | 47.6 | 1 | Honeywell | 2023-05-01 | redacted
Low Income - Power to Save | Faucet Aerators | 0 | 0 | 0.02 | 110.58 | 1 | Honeywell | 2023-05-01 | redacted
Low Income - Power to Save | Low Flow Showerhead | 0 | 0.04 | 0.1 | 504.08 | 1 | Honeywell | 2023-05-01 | redacted
Low Income - Power to Save | Outdoor Coil Cleaning | 0 | 0.1 | 0 | 275 | 1 | Honeywell | 2023-05-01 | redacted
Low Income - Power to Save | LED Lights | 0 | 0 | 0 | 47.6 | 1 | Honeywell | 2023-05-01 | redacted
Low Income - Power to Save | Faucet Aerators | 0 | 0 | 0.02 | 110.58 | 1 | Honeywell | 2023-05-01 | redacted
Low Income - Power to Save | Low Flow Showerhead | 0 | 0.04 | 0.1 | 504.08 | 1 | Honeywell | 2023-05-01 | redacted
Low Income - Power to Save | Pipe Wrap | 0 | 0.01 | 0.03 | 143.65 | 1 | Honeywell | 2023-05-01 | redacted
Low Income - Power to Save | Weather Strip/Caulk | 0 | 0.25 | 0.09 | 503.3 | 1 | Honeywell | 2023-05-01 | redacted
Low Income - Power to Save | Outdoor Coil Cleaning | 0 | 0.1 | 0 | 275 | 1 | Honeywell | 2023-05-01 | redacted
Low Income - Power to Save | LI - DUCT | 0 | 0.4 | 0.12 | 775.77 | 1 | Honeywell | 2023-05-01 | redacted
Low Income - Power to Save | HVAC Inspection | 0 | 0.17 | 0 | 268.73 | 1 | Honeywell | 2023-05-01 | redacted
Low Income - Power to Save | LED Lights | 0 | 0 | 0 | 47.6 | 1 | Honeywell | 2023-05-01 | redacted
Low Income - Power to Save | Faucet Aerators | 0 | 0 | 0.02 | 110.58 | 1 | Honeywell | 2023-05-01 | redacted
Low Income - Power to Save | Low Flow Showerhead | 0 | 0.04 | 0.1 | 504.08 | 1 | Honeywell | 2023-05-01 | redacted
Low Income - Power to Save | Weather Strip/Caulk | 0 | 0.25 | 0.09 | 503.3 | 1 | Honeywell | 2023-05-01 | redacted
Low Income - Power to Save | Outdoor Coil Cleaning | 0 | 0.1 | 0 | 275 | 1 | Honeywell | 2023-05-01 | redacted
Low Income - Power to Save | LED Lights | 0 | 0 | 0 | 47.6 | 1 | Honeywell | 2023-05-01 | redacted
Low Income - Power to Save | Faucet Aerators | 0 | 0 | 0.02 | 110.58 | 1 | Honeywell | 2023-05-01 | redacted
Low Income - Power to Save | Low Flow Showerhead | 0 | 0.04 | 0.1 | 504.08 | 1 | Honeywell | 2023-05-01 | redacted
Low Income - Power to Save | Outdoor Coil Cleaning | 0 | 0.1 | 0 | 275 | 1 | Honeywell | 2023-05-01 | redacted
Low Income - Power to Save | HVAC Inspection | 0 | 0.17 | 0 | 268.73 | 1 | Honeywell | 2023-05-01 | redacted
Low Income - Power to Save | LED Lights | 0 | 0 | 0 | 47.6 | 1 | Honeywell | 2023-05-01 | redacted
Low Income - Power to Save | Faucet Aerators | 0 | 0 | 0.02 | 110.58 | 1 | Honeywell | 2023-05-01 | redacted
Low Income - Power to Save | Weather Strip/Caulk | 0 | 0.25 | 0.09 | 503.3 | 1 | Honeywell | 2023-05-01 | redacted
Low Income - Power to Save | Outdoor Coil Cleaning | 0 | 0.1 | 0 | 275 | 1 | Honeywell | 2023-05-01 | redacted
Low Income - Power to Save | LI - DUCT | 0 | 0.4 | 0.12 | 775.77 | 1 | Honeywell | 2023-05-01 | redacted
Low Income - Power to Save | HVAC Inspection | 0 | 0.17 | 0 | 268.73 | 1 | Honeywell | 2023-05-01 | redacted
Low Income - Power to Save | LED Lights | 0 | 0 | 0 | 47.6 | 1 | Honeywell | 2023-05-01 | redacted
Low Income - Power to Save | Faucet Aerators | 0 | 0 | 0.02 | 110.58 | 1 | Honeywell | 2023-05-01 | redacted
Low Income - Power to Save | Low Flow Showerhead | 0 | 0.04 | 0.1 | 504.08 | 1 | Honeywell | 2023-05-01 | redacted
Low Income - Power to Save | Weather Strip/Caulk | 0 | 0.25 | 0.09 | 503.3 | 1 | Honeywell | 2023-05-01 | redacted
Low Income - Power to Save | Outdoor Coil Cleaning | 0 | 0.1 | 0 | 275 | 1 | Honeywell | 2023-05-01 | redacted
Low Income - Power to Save | LI - DUCT | 0 | 0.4 | 0.12 | 775.77 | 1 | Honeywell | 2023-05-01 | redacted
Low Income - Power to Save | HVAC Inspection | 0 | 0.17 | 0 | 268.73 | 1 | Honeywell | 2023-05-01 | redacted
Low Income - Power to Save | LED Lights | 0 | 0 | 0 | 47.6 | 1 | Honeywell | 2023-05-01 | redacted
Low Income - Power to Save | Faucet Aerators | 0 | 0 | 0.02 | 110.58 | 1 | Honeywell | 2023-05-01 | redacted
Low Income - Power to Save | Low Flow Showerhead | 0 | 0.04 | 0.1 | 504.08 | 1 | Honeywell | 2023-05-01 | redacted
Low Income - Power to Save | Weather Strip/Caulk | 0 | 0.25 | 0.09 | 503.3 | 1 | Honeywell | 2023-05-01 | redacted
Low Income - Power to Save | Outdoor Coil Cleaning | 0 | 0.1 | 0 | 275 | 1 | Honeywell | 2023-05-01 | redacted
Low Income - Power to Save | LI - DUCT | 0 | 0.4 | 0.12 | 775.77 | 1 | Honeywell | 2023-05-01 | redacted
Low Income - Power to Save | HVAC Inspection | 0 | 0.17 | 0 | 268.73 | 1 | Honeywell | 2023-05-01 | redacted
Low Income - Power to Save | LED Lights | 0 | 0 | 0 | 47.6 | 1 | Honeywell | 2023-05-01 | redacted
Low Income - Power to Save | Faucet Aerators | 0 | 0 | 0.02 | 110.58 | 1 | Honeywell | 2023-05-01 | redacted
Low Income - Power to Save | Low Flow Showerhead | 0 | 0.04 | 0.1 | 504.08 | 1 | Honeywell | 2023-05-01 | redacted
Low Income - Power to Save | Weather Strip/Caulk | 0 | 0.25 | 0.09 | 503.3 | 1 | Honeywell | 2023-05-01 | redacted
Low Income - Power to Save | Outdoor Coil Cleaning | 0 | 0.1 | 0 | 275 | 1 | Honeywell | 2023-05-01 | redacted
Low Income - Power to Save | LI - DUCT | 0 | 0.4 | 0.12 | 775.77 | 1 | Honeywell | 2023-05-01 | redacted
Low Income - Power to Save | HVAC Inspection | 0 | 0.17 | 0 | 268.73 | 1 | Honeywell | 2023-05-01 | redacted
Low Income - Power to Save | LED Lights | 0 | 0 | 0 | 47.6 | 1 | Honeywell | 2023-05-01 | redacted
Low Income - Power to Save | Faucet Aerators | 0 | 0 | 0.02 | 110.58 | 1 | Honeywell | 2023-05-01 | redacted
Low Income - Power to Save | Low Flow Showerhead | 0 | 0.04 | 0.1 | 504.08 | 1 | Honeywell | 2023-05-01 | redacted
Low Income - Power to Save | Weather Strip/Caulk | 0 | 0.25 | 0.09 | 503.3 | 1 | Honeywell | 2023-05-01 | redacted
Low Income - Power to Save | Outdoor Coil Cleaning | 0 | 0.1 | 0 | 275 | 1 | Honeywell | 2023-05-01 | redacted
Low Income - Power to Save | LI - DUCT | 0 | 0.4 | 0.12 | 775.77 | 1 | Honeywell | 2023-05-01 | redacted
Low Income - Power to Save | HVAC Inspection | 0 | 0.17 | 0 | 268.73 | 1 | Honeywell | 2023-05-01 | redacted
Low Income - Power to Save | LED Lights | 0 | 0 | 0 | 47.6 | 1 | Honeywell | 2023-05-01 | redacted
Low Income - Power to Save | Low Flow Showerhead | 0 | 0.04 | 0.1 | 504.08 | 1 | Honeywell | 2023-05-01 | redacted
Low Income - Power to Save | Weather Strip/Caulk | 0 | 0.25 | 0.09 | 503.3 | 1 | Honeywell | 2023-05-01 | redacted
Low Income - Power to Save | LED Lights | 0 | 0 | 0 | 47.6 | 1 | Honeywell | 2023-05-01 | redacted
Low Income - Power to Save | Low Flow Showerhead | 0 | 0.04 | 0.1 | 504.08 | 1 | Honeywell | 2023-05-01 | redacted
Low Income - Power to Save | Weather Strip/Caulk | 0 | 0.25 | 0.09 | 503.3 | 1 | Honeywell | 2023-05-01 | redacted
Low Income - Power to Save | LED Lights | 0 | 0 | 0 | 47.6 | 1 | Honeywell | 2023-05-01 | redacted
Low Income - Power to Save | Low Flow Showerhead | 0 | 0.04 | 0.1 | 504.08 | 1 | Honeywell | 2023-05-01 | redacted
Low Income - Power to Save | Pipe Wrap | 0 | 0.01 | 0.03 | 143.65 | 1 | Honeywell | 2023-05-01 | redacted
Low Income - Power to Save | Outdoor Coil Cleaning | 0 | 0.1 | 0 | 275 | 1 | Honeywell | 2023-05-01 | redacted
Low Income - Power to Save | LI - DUCT | 0 | 0.4 | 0.12 | 775.77 | 1 | Honeywell | 2023-05-01 | redacted
Low Income - Power to Save | HVAC Inspection | 0 | 0.17 | 0 | 268.73 | 1 | Honeywell | 2023-05-01 | redacted
Low Income - Power to Save | LED Lights | 0 | 0 | 0 | 47.6 | 1 | Honeywell | 2023-05-01 | redacted
Low Income - Power to Save | Low Flow Showerhead | 0 | 0.04 | 0.1 | 504.08 | 1 | Honeywell | 2023-05-01 | redacted
Low Income - Power to Save | Weather Strip/Caulk | 0 | 0.25 | 0.09 | 503.3 | 1 | Honeywell | 2023-05-01 | redacted
Low Income - Power to Save | Outdoor Coil Cleaning | 0 | 0.1 | 0 | 275 | 1 | Honeywell | 2023-05-01 | redacted
Low Income - Power to Save | LI - DUCT | 0 | 0.4 | 0.12 | 775.77 | 1 | Honeywell | 2023-05-01 | redacted
Low Income - Power to Save | HVAC Inspection | 0 | 0.17 | 0 | 268.73 | 1 | Honeywell | 2023-05-01 | redacted
Low Income - Power to Save | LED Lights | 0 | 0 | 0 | 47.6 | 1 | Honeywell | 2023-05-01 | redacted
Low Income - Power to Save | Faucet Aerators | 0 | 0 | 0.02 | 110.58 | 1 | Honeywell | 2023-05-01 | redacted
Low Income - Power to Save | Low Flow Showerhead | 0 | 0.04 | 0.1 | 504.08 | 1 | Honeywell | 2023-05-01 | redacted
Low Income - Power to Save | Weather Strip/Caulk | 0 | 0.25 | 0.09 | 503.3 | 1 | Honeywell | 2023-05-01 | redacted
Low Income - Power to Save | Outdoor Coil Cleaning | 0 | 0.1 | 0 | 275 | 1 | Honeywell | 2023-05-01 | redacted
Low Income - Power to Save | LI - DUCT | 0 | 0.4 | 0.12 | 775.77 | 1 | Honeywell | 2023-05-01 | redacted
Low Income - Power to Save | HVAC Inspection | 0 | 0.17 | 0 | 268.73 | 1 | Honeywell | 2023-05-01 | redacted
Low Income - Power to Save | LED Lights | 0 | 0 | 0 | 47.6 | 1 | Honeywell | 2023-05-01 | redacted
Low Income - Power to Save | Faucet Aerators | 0 | 0 | 0.02 | 110.58 | 1 | Honeywell | 2023-05-01 | redacted
Low Income - Power to Save | Low Flow Showerhead | 0 | 0.04 | 0.1 | 504.08 | 1 | Honeywell | 2023-05-01 | redacted
Low Income - Power to Save | Weather Strip/Caulk | 0 | 0.25 | 0.09 | 503.3 | 1 | Honeywell | 2023-05-01 | redacted
Low Income - Power to Save | Outdoor Coil Cleaning | 0 | 0.1 | 0 | 275 | 1 | Honeywell | 2023-05-01 | redacted
Low Income - Power to Save | LI - DUCT | 0 | 0.4 | 0.12 | 775.77 | 1 | Honeywell | 2023-05-01 | redacted
Low Income - Power to Save | HVAC Inspection | 0 | 0.17 | 0 | 268.73 | 1 | Honeywell | 2023-05-01 | redacted
Low Income - Power to Save | LED Lights | 0 | 0 | 0 | 47.6 | 1 | Honeywell | 2023-05-01 | redacted
Low Income - Power to Save | Low Flow Showerhead | 0 | 0.04 | 0.1 | 504.08 | 1 | Honeywell | 2023-05-01 | redacted
Low Income - Power to Save | Pipe Wrap | 0 | 0.01 | 0.03 | 143.65 | 1 | Honeywell | 2023-05-01 | redacted
Low Income - Power to Save | Weather Strip/Caulk | 0 | 0.25 | 0.09 | 503.3 | 1 | Honeywell | 2023-05-01 | redacted
Low Income - Power to Save | Outdoor Coil Cleaning | 0 | 0.1 | 0 | 275 | 1 | Honeywell | 2023-05-01 | redacted
Low Income - Power to Save | LI - DUCT | 0 | 0.4 | 0.12 | 775.77 | 1 | Honeywell | 2023-05-01 | redacted
Low Income - Power to Save | HVAC Inspection | 0 | 0.17 | 0 | 268.73 | 1 | Honeywell | 2023-05-01 | redacted
Low Income - Power to Save | LED Lights | 0 | 0 | 0 | 47.6 | 1 | Honeywell | 2023-05-01 | redacted
Low Income - Power to Save | Low Flow Showerhead | 0 | 0.04 | 0.1 | 504.08 | 1 | Honeywell | 2023-05-01 | redacted
Low Income - Power to Save | Weather Strip/Caulk | 0 | 0.25 | 0.09 | 503.3 | 1 | Honeywell | 2023-05-01 | redacted
Low Income - Power to Save | Outdoor Coil Cleaning | 0 | 0.1 | 0 | 275 | 1 | Honeywell | 2023-05-01 | redacted
Low Income - Power to Save | LI - DUCT | 0 | 0.4 | 0.12 | 775.77 | 1 | Honeywell | 2023-05-01 | redacted
Low Income - Power to Save | HVAC Inspection | 0 | 0.17 | 0 | 268.73 | 1 | Honeywell | 2023-05-01 | redacted
Low Income - Power to Save | LED Lights | 0 | 0 | 0 | 47.6 | 1 | Honeywell | 2023-05-01 | redacted
Low Income - Power to Save | Faucet Aerators | 0 | 0 | 0.02 | 110.58 | 1 | Honeywell | 2023-05-01 | redacted
Low Income - Power to Save | Low Flow Showerhead | 0 | 0.04 | 0.1 | 504.08 | 1 | Honeywell | 2023-05-01 | redacted
Low Income - Power to Save | Pipe Wrap | 0 | 0.01 | 0.03 | 143.65 | 1 | Honeywell | 2023-05-01 | redacted
Low Income - Power to Save | Weather Strip/Caulk | 0 | 0.25 | 0.09 | 503.3 | 1 | Honeywell | 2023-05-01 | redacted
Low Income - Power to Save | Outdoor Coil Cleaning | 0 | 0.1 | 0 | 275 | 1 | Honeywell | 2023-05-01 | redacted
Low Income - Power to Save | LI - DUCT | 0 | 0.4 | 0.12 | 775.77 | 1 | Honeywell | 2023-05-01 | redacted
Low Income - Power to Save | HVAC Inspection | 0 | 0.17 | 0 | 268.73 | 1 | Honeywell | 2023-05-01 | redacted
Low Income - Power to Save | LED Lights | 0 | 0 | 0 | 47.6 | 1 | Honeywell | 2023-05-01 | redacted
Low Income - Power to Save | Low Flow Showerhead | 0 | 0.04 | 0.1 | 504.08 | 1 | Honeywell | 2023-05-01 | redacted
Low Income - Power to Save | Pipe Wrap | 0 | 0.01 | 0.03 | 143.65 | 1 | Honeywell | 2023-05-01 | redacted
Low Income - Power to Save | Weather Strip/Caulk | 0 | 0.25 | 0.09 | 503.3 | 1 | Honeywell | 2023-05-01 | redacted
Low Income - Power to Save | Outdoor Coil Cleaning | 0 | 0.1 | 0 | 275 | 1 | Honeywell | 2023-05-01 | redacted
Low Income - Power to Save | LI - DUCT | 0 | 0.4 | 0.12 | 775.77 | 1 | Honeywell | 2023-05-01 | redacted
Low Income - Power to Save | HVAC Inspection | 0 | 0.17 | 0 | 268.73 | 1 | Honeywell | 2023-05-01 | redacted
Low Income - Power to Save | LED Lights | 0 | 0 | 0 | 47.6 | 1 | Honeywell | 2023-05-01 | redacted
Low Income - Power to Save | Low Flow Showerhead | 0 | 0.04 | 0.1 | 504.08 | 1 | Honeywell | 2023-05-01 | redacted
Low Income - Power to Save | Weather Strip/Caulk | 0 | 0.25 | 0.09 | 503.3 | 1 | Honeywell | 2023-05-01 | redacted
Low Income - Power to Save | LED Lights | 0 | 0 | 0 | 47.6 | 1 | Honeywell | 2023-05-01 | redacted
Low Income - Power to Save | Faucet Aerators | 0 | 0 | 0.02 | 110.58 | 1 | Honeywell | 2023-05-01 | redacted
Low Income - Power to Save | Low Flow Showerhead | 0 | 0.04 | 0.1 | 504.08 | 1 | Honeywell | 2023-05-01 | redacted
Low Income - Power to Save | Weather Strip/Caulk | 0 | 0.25 | 0.09 | 503.3 | 1 | Honeywell | 2023-05-01 | redacted
Low Income - Power to Save | Outdoor Coil Cleaning | 0 | 0.1 | 0 | 275 | 1 | Honeywell | 2023-05-01 | redacted
Low Income - Power to Save | LI - DUCT | 0 | 0.4 | 0.12 | 775.77 | 1 | Honeywell | 2023-05-01 | redacted
Low Income - Power to Save | HVAC Inspection | 0 | 0.17 | 0 | 268.73 | 1 | Honeywell | 2023-05-01 | redacted
Low Income - Power to Save | LED Lights | 0 | 0 | 0 | 47.6 | 1 | Honeywell | 2023-05-01 | redacted
Low Income - Power to Save | Faucet Aerators | 0 | 0 | 0.02 | 110.58 | 1 | Honeywell | 2023-05-01 | redacted
Low Income - Power to Save | Low Flow Showerhead | 0 | 0.04 | 0.1 | 504.08 | 1 | Honeywell | 2023-05-01 | redacted
Low Income - Power to Save | Pipe Wrap | 0 | 0.01 | 0.03 | 143.65 | 1 | Honeywell | 2023-05-01 | redacted
Low Income - Power to Save | Weather Strip/Caulk | 0 | 0.25 | 0.09 | 503.3 | 1 | Honeywell | 2023-05-01 | redacted
Low Income - Power to Save | LED Lights | 0 | 0 | 0 | 47.6 | 1 | Honeywell | 2023-05-01 | redacted
Low Income - Power to Save | Faucet Aerators | 0 | 0 | 0.02 | 110.58 | 1 | Honeywell | 2023-05-01 | redacted
Low Income - Power to Save | Low Flow Showerhead | 0 | 0.04 | 0.1 | 504.08 | 1 | Honeywell | 2023-05-01 | redacted
Low Income - Power to Save | Weather Strip/Caulk | 0 | 0.25 | 0.09 | 503.3 | 1 | Honeywell | 2023-05-01 | redacted
Low Income - Power to Save | Outdoor Coil Cleaning | 0 | 0.1 | 0 | 275 | 1 | Honeywell | 2023-05-01 | redacted
Low Income - Power to Save | LI - DUCT | 0 | 0.4 | 0.12 | 775.77 | 1 | Honeywell | 2023-05-01 | redacted
Low Income - Power to Save | HVAC Inspection | 0 | 0.17 | 0 | 268.73 | 1 | Honeywell | 2023-05-01 | redacted
Low Income - Power to Save | LED Lights | 0 | 0 | 0 | 47.6 | 1 | Honeywell | 2023-05-01 | redacted
Low Income - Power to Save | Low Flow Showerhead | 0 | 0.04 | 0.1 | 504.08 | 1 | Honeywell | 2023-05-01 | redacted
Low Income - Power to Save | Pipe Wrap | 0 | 0.01 | 0.03 | 143.65 | 1 | Honeywell | 2023-05-01 | redacted
Low Income - Power to Save | Weather Strip/Caulk | 0 | 0.25 | 0.09 | 503.3 | 1 | Honeywell | 2023-05-01 | redacted
Low Income - Power to Save | Outdoor Coil Cleaning | 0 | 0.1 | 0 | 275 | 1 | Honeywell | 2023-05-01 | redacted
Low Income - Power to Save | LI - DUCT | 0 | 0.4 | 0.12 | 775.77 | 1 | Honeywell | 2023-05-01 | redacted
Low Income - Power to Save | HVAC Inspection | 0 | 0.17 | 0 | 268.73 | 1 | Honeywell | 2023-05-01 | redacted
Low Income - Power to Save | LED Lights | 0 | 0 | 0 | 47.6 | 1 | Honeywell | 2023-05-01 | redacted
Low Income - Power to Save | Faucet Aerators | 0 | 0 | 0.02 | 110.58 | 1 | Honeywell | 2023-05-01 | redacted
Low Income - Power to Save | Low Flow Showerhead | 0 | 0.04 | 0.1 | 504.08 | 1 | Honeywell | 2023-05-01 | redacted
Low Income - Power to Save | Pipe Wrap | 0 | 0.01 | 0.03 | 143.65 | 1 | Honeywell | 2023-05-01 | redacted
Low Income - Power to Save | Weather Strip/Caulk | 0 | 0.25 | 0.09 | 503.3 | 1 | Honeywell | 2023-05-01 | redacted
Low Income - Power to Save | Outdoor Coil Cleaning | 0 | 0.1 | 0 | 275 | 1 | Honeywell | 2023-05-01 | redacted
Low Income - Power to Save | LI - DUCT | 0 | 0.4 | 0.12 | 775.77 | 1 | Honeywell | 2023-05-01 | redacted
Low Income - Power to Save | HVAC Inspection | 0 | 0.17 | 0 | 268.73 | 1 | Honeywell | 2023-05-01 | redacted
Low Income - Power to Save | LED Lights | 0 | 0 | 0 | 47.6 | 1 | Honeywell | 2023-05-01 | redacted
Low Income - Power to Save | Low Flow Showerhead | 0 | 0.04 | 0.1 | 504.08 | 1 | Honeywell | 2023-05-01 | redacted
Low Income - Power to Save | Pipe Wrap | 0 | 0.01 | 0.03 | 143.65 | 1 | Honeywell | 2023-05-01 | redacted
Low Income - Power to Save | Weather Strip/Caulk | 0 | 0.25 | 0.09 | 503.3 | 1 | Honeywell | 2023-05-01 | redacted
Low Income - Power to Save | Outdoor Coil Cleaning | 0 | 0.1 | 0 | 275 | 1 | Honeywell | 2023-05-01 | redacted
Low Income - Power to Save | LI - DUCT | 0 | 0.4 | 0.12 | 775.77 | 1 | Honeywell | 2023-05-01 | redacted
Low Income - Power to Save | HVAC Inspection | 0 | 0.17 | 0 | 268.73 | 1 | Honeywell | 2023-05-01 | redacted
Low Income - Power to Save | LED Lights | 0 | 0 | 0 | 47.6 | 1 | Honeywell | 2023-05-01 | redacted
Low Income - Power to Save | Faucet Aerators | 0 | 0 | 0.02 | 110.58 | 1 | Honeywell | 2023-05-01 | redacted
Low Income - Power to Save | Low Flow Showerhead | 0 | 0.04 | 0.1 | 504.08 | 1 | Honeywell | 2023-05-01 | redacted
Low Income - Power to Save | Pipe Wrap | 0 | 0.01 | 0.03 | 143.65 | 1 | Honeywell | 2023-05-01 | redacted
Low Income - Power to Save | Weather Strip/Caulk | 0 | 0.25 | 0.09 | 503.3 | 1 | Honeywell | 2023-05-01 | redacted
Low Income - Power to Save | Outdoor Coil Cleaning | 0 | 0.1 | 0 | 275 | 1 | Honeywell | 2023-05-01 | redacted
Low Income - Power to Save | LI - DUCT | 0 | 0.4 | 0.12 | 775.77 | 1 | Honeywell | 2023-05-01 | redacted
Low Income - Power to Save | HVAC Inspection | 0 | 0.17 | 0 | 268.73 | 1 | Honeywell | 2023-05-01 | redacted
Low Income - Power to Save | LED Lights | 0 | 0 | 0 | 47.6 | 1 | Honeywell | 2023-05-01 | redacted
Low Income - Power to Save | Faucet Aerators | 0 | 0 | 0.02 | 110.58 | 1 | Honeywell | 2023-05-01 | redacted
Low Income - Power to Save | Low Flow Showerhead | 0 | 0.04 | 0.1 | 504.08 | 1 | Honeywell | 2023-05-01 | redacted
Low Income - Power to Save | Weather Strip/Caulk | 0 | 0.25 | 0.09 | 503.3 | 1 | Honeywell | 2023-05-01 | redacted
Low Income - Power to Save | Outdoor Coil Cleaning | 0 | 0.1 | 0 | 275 | 1 | Honeywell | 2023-05-01 | redacted
Low Income - Power to Save | LI - DUCT | 0 | 0.4 | 0.12 | 775.77 | 1 | Honeywell | 2023-05-01 | redacted
Low Income - Power to Save | HVAC Inspection | 0 | 0.17 | 0 | 268.73 | 1 | Honeywell | 2023-05-01 | redacted
Low Income - Power to Save | LED Lights | 0 | 0 | 0 | 47.6 | 1 | Honeywell | 2023-05-01 | redacted
Low Income - Power to Save | Faucet Aerators | 0 | 0 | 0.02 | 110.58 | 1 | Honeywell | 2023-05-01 | redacted
Low Income - Power to Save | Low Flow Showerhead | 0 | 0.04 | 0.1 | 504.08 | 1 | Honeywell | 2023-05-01 | redacted
Low Income - Power to Save | Outdoor Coil Cleaning | 0 | 0.1 | 0 | 275 | 1 | Honeywell | 2023-05-01 | redacted
Low Income - Power to Save | LED Lights | 0 | 0 | 0 | 47.6 | 1 | Honeywell | 2023-05-01 | redacted
Low Income - Power to Save | Faucet Aerators | 0 | 0 | 0.02 | 110.58 | 1 | Honeywell | 2023-05-01 | redacted
Low Income - Power to Save | Low Flow Showerhead | 0 | 0.04 | 0.1 | 504.08 | 1 | Honeywell | 2023-05-01 | redacted
Low Income - Power to Save | Weather Strip/Caulk | 0 | 0.25 | 0.09 | 503.3 | 1 | Honeywell | 2023-05-01 | redacted
Low Income - Power to Save | Outdoor Coil Cleaning | 0 | 0.1 | 0 | 275 | 1 | Honeywell | 2023-05-01 | redacted
Low Income - Power to Save | LI - DUCT | 0 | 0.4 | 0.12 | 775.77 | 1 | Honeywell | 2023-05-01 | redacted
Low Income - Power to Save | HVAC Inspection | 0 | 0.17 | 0 | 268.73 | 1 | Honeywell | 2023-05-01 | redacted
Low Income - Power to Save | LED Lights | 0 | 0 | 0 | 47.6 | 1 | Honeywell | 2023-05-01 | redacted
Low Income - Power to Save | Faucet Aerators | 0 | 0 | 0.02 | 110.58 | 1 | Honeywell | 2023-05-01 | redacted
Low Income - Power to Save | Low Flow Showerhead | 0 | 0.04 | 0.1 | 504.08 | 1 | Honeywell | 2023-05-01 | redacted
Low Income - Power to Save | Pipe Wrap | 0 | 0.01 | 0.03 | 143.65 | 1 | Honeywell | 2023-05-01 | redacted
Low Income - Power to Save | Weather Strip/Caulk | 0 | 0.25 | 0.09 | 503.3 | 1 | Honeywell | 2023-05-01 | redacted
Low Income - Power to Save | Outdoor Coil Cleaning | 0 | 0.1 | 0 | 275 | 1 | Honeywell | 2023-05-01 | redacted
Low Income - Power to Save | LI - DUCT | 0 | 0.4 | 0.12 | 775.77 | 1 | Honeywell | 2023-05-01 | redacted
Low Income - Power to Save | HVAC Inspection | 0 | 0.17 | 0 | 268.73 | 1 | Honeywell | 2023-05-01 | redacted
Low Income - Power to Save | LED Lights | 0 | 0 | 0 | 47.6 | 1 | Honeywell | 2023-05-01 | redacted
Low Income - Power to Save | Faucet Aerators | 0 | 0 | 0.02 | 110.58 | 1 | Honeywell | 2023-05-01 | redacted
Low Income - Power to Save | Low Flow Showerhead | 0 | 0.04 | 0.1 | 504.08 | 1 | Honeywell | 2023-05-01 | redacted
Low Income - Power to Save | Weather Strip/Caulk | 0 | 0.25 | 0.09 | 503.3 | 1 | Honeywell | 2023-05-01 | redacted
Low Income - Power to Save | Outdoor Coil Cleaning | 0 | 0.1 | 0 | 275 | 1 | Honeywell | 2023-05-01 | redacted
Low Income - Power to Save | LI - DUCT | 0 | 0.4 | 0.12 | 775.77 | 1 | Honeywell | 2023-05-01 | redacted
Low Income - Power to Save | HVAC Inspection | 0 | 0.17 | 0 | 268.73 | 1 | Honeywell | 2023-05-01 | redacted
Low Income - Power to Save | LED Lights | 0 | 0 | 0 | 47.6 | 1 | Honeywell | 2023-05-01 | redacted
Low Income - Power to Save | Faucet Aerators | 0 | 0 | 0.02 | 110.58 | 1 | Honeywell | 2023-05-01 | redacted
Low Income - Power to Save | Weather Strip/Caulk | 0 | 0.25 | 0.09 | 503.3 | 1 | Honeywell | 2023-05-01 | redacted
Low Income - Power to Save | LED Lights | 0 | 0 | 0 | 47.6 | 1 | Honeywell | 2023-05-01 | redacted
Low Income - Power to Save | Faucet Aerators | 0 | 0 | 0.02 | 110.58 | 1 | Honeywell | 2023-05-01 | redacted
Low Income - Power to Save | Low Flow Showerhead | 0 | 0.04 | 0.1 | 504.08 | 1 | Honeywell | 2023-05-01 | redacted
Low Income - Power to Save | Pipe Wrap | 0 | 0.01 | 0.03 | 143.65 | 1 | Honeywell | 2023-05-01 | redacted
Low Income - Power to Save | Weather Strip/Caulk | 0 | 0.25 | 0.09 | 503.3 | 1 | Honeywell | 2023-05-01 | redacted
Low Income - Power to Save | Outdoor Coil Cleaning | 0 | 0.1 | 0 | 275 | 1 | Honeywell | 2023-05-01 | redacted
Low Income - Power to Save | LI - DUCT | 0 | 0.4 | 0.12 | 775.77 | 1 | Honeywell | 2023-05-01 | redacted
Low Income - Power to Save | HVAC Inspection | 0 | 0.17 | 0 | 268.73 | 1 | Honeywell | 2023-05-01 | redacted
Low Income - Power to Save | LED Lights | 0 | 0 | 0 | 47.6 | 1 | Honeywell | 2023-05-01 | redacted
Low Income - Power to Save | Low Flow Showerhead | 0 | 0.04 | 0.1 | 504.08 | 1 | Honeywell | 2023-05-01 | redacted
Low Income - Power to Save | Weather Strip/Caulk | 0 | 0.25 | 0.09 | 503.3 | 1 | Honeywell | 2023-05-01 | redacted
Low Income - Power to Save | Outdoor Coil Cleaning | 0 | 0.1 | 0 | 275 | 1 | Honeywell | 2023-05-01 | redacted
Low Income - Power to Save | LI - DUCT | 0 | 0.4 | 0.12 | 775.77 | 1 | Honeywell | 2023-05-01 | redacted
Low Income - Power to Save | HVAC Inspection | 0 | 0.17 | 0 | 268.73 | 1 | Honeywell | 2023-05-01 | redacted
Low Income - Power to Save | LED Lights | 0 | 0 | 0 | 47.6 | 1 | Honeywell | 2023-05-01 | redacted
Low Income - Power to Save | Faucet Aerators | 0 | 0 | 0.02 | 110.58 | 1 | Honeywell | 2023-05-01 | redacted
Low Income - Power to Save | Low Flow Showerhead | 0 | 0.04 | 0.1 | 504.08 | 1 | Honeywell | 2023-05-01 | redacted
Low Income - Power to Save | Pipe Wrap | 0 | 0.01 | 0.03 | 143.65 | 1 | Honeywell | 2023-05-01 | redacted
Low Income - Power to Save | Weather Strip/Caulk | 0 | 0.25 | 0.09 | 503.3 | 1 | Honeywell | 2023-05-01 | redacted
Low Income - Power to Save | Outdoor Coil Cleaning | 0 | 0.1 | 0 | 275 | 1 | Honeywell | 2023-05-01 | redacted
Low Income - Power to Save | LI - DUCT | 0 | 0.4 | 0.12 | 775.77 | 1 | Honeywell | 2023-05-01 | redacted
Low Income - Power to Save | HVAC Inspection | 0 | 0.17 | 0 | 268.73 | 1 | Honeywell | 2023-05-01 | redacted
Low Income - Power to Save | LED Lights | 0 | 0 | 0 | 47.6 | 1 | Honeywell | 2023-05-01 | redacted
Low Income - Power to Save | Weather Strip/Caulk | 0 | 0.25 | 0.09 | 503.3 | 1 | Honeywell | 2023-05-01 | redacted
Low Income - Power to Save | Outdoor Coil Cleaning | 0 | 0.1 | 0 | 275 | 1 | Honeywell | 2023-05-01 | redacted
Low Income - Power to Save | HVAC Inspection | 0 | 0.17 | 0 | 268.73 | 1 | Honeywell | 2023-05-01 | redacted
Low Income - Power to Save | LED Lights | 0 | 0 | 0 | 47.6 | 1 | Honeywell | 2023-05-01 | redacted
Low Income - Power to Save | Faucet Aerators | 0 | 0 | 0.02 | 110.58 | 1 | Honeywell | 2023-05-01 | redacted
Low Income - Power to Save | Low Flow Showerhead | 0 | 0.04 | 0.1 | 504.08 | 1 | Honeywell | 2023-05-01 | redacted
Low Income - Power to Save | LED Lights | 0 | 0 | 0 | 47.6 | 1 | Honeywell | 2023-05-01 | redacted
Low Income - Power to Save | Faucet Aerators | 0 | 0 | 0.02 | 110.58 | 1 | Honeywell | 2023-05-01 | redacted
Low Income - Power to Save | Low Flow Showerhead | 0 | 0.04 | 0.1 | 504.08 | 1 | Honeywell | 2023-05-01 | redacted
Low Income - Power to Save | LED Lights | 0 | 0 | 0 | 47.6 | 1 | Honeywell | 2023-05-01 | redacted
Low Income - Power to Save | Faucet Aerators | 0 | 0 | 0.02 | 110.58 | 1 | Honeywell | 2023-05-01 | redacted
Low Income - Power to Save | Low Flow Showerhead | 0 | 0.04 | 0.1 | 504.08 | 1 | Honeywell | 2023-05-01 | redacted
Low Income - Power to Save | Pipe Wrap | 0 | 0.01 | 0.03 | 143.65 | 1 | Honeywell | 2023-05-01 | redacted
Low Income - Power to Save | Weather Strip/Caulk | 0 | 0.25 | 0.09 | 503.3 | 1 | Honeywell | 2023-05-01 | redacted
Low Income - Power to Save | Outdoor Coil Cleaning | 0 | 0.1 | 0 | 275 | 1 | Honeywell | 2023-05-01 | redacted
Low Income - Power to Save | LI - DUCT | 0 | 0.4 | 0.12 | 775.77 | 1 | Honeywell | 2023-05-01 | redacted
Low Income - Power to Save | HVAC Inspection | 0 | 0.17 | 0 | 268.73 | 1 | Honeywell | 2023-05-01 | redacted
Low Income - Power to Save | LED Lights | 0 | 0 | 0 | 47.6 | 1 | Honeywell | 2023-05-01 | redacted
Low Income - Power to Save | Faucet Aerators | 0 | 0 | 0.02 | 110.58 | 1 | Honeywell | 2023-05-01 | redacted
Low Income - Power to Save | Low Flow Showerhead | 0 | 0.04 | 0.1 | 504.08 | 1 | Honeywell | 2023-05-01 | redacted
Low Income - Power to Save | Weather Strip/Caulk | 0 | 0.25 | 0.09 | 503.3 | 1 | Honeywell | 2023-05-01 | redacted
Low Income - Power to Save | Outdoor Coil Cleaning | 0 | 0.1 | 0 | 275 | 1 | Honeywell | 2023-05-01 | redacted
Low Income - Power to Save | LI - DUCT | 0 | 0.4 | 0.12 | 775.77 | 1 | Honeywell | 2023-05-01 | redacted
Low Income - Power to Save | HVAC Inspection | 0 | 0.17 | 0 | 268.73 | 1 | Honeywell | 2023-05-01 | redacted
Low Income - Power to Save | LED Lights | 0 | 0 | 0 | 47.6 | 1 | Honeywell | 2023-05-01 | redacted
Low Income - Power to Save | Faucet Aerators | 0 | 0 | 0.02 | 110.58 | 1 | Honeywell | 2023-05-01 | redacted
Low Income - Power to Save | Low Flow Showerhead | 0 | 0.04 | 0.1 | 504.08 | 1 | Honeywell | 2023-05-01 | redacted
Low Income - Power to Save | Pipe Wrap | 0 | 0.01 | 0.03 | 143.65 | 1 | Honeywell | 2023-05-01 | redacted
Low Income - Power to Save | Weather Strip/Caulk | 0 | 0.25 | 0.09 | 503.3 | 1 | Honeywell | 2023-05-01 | redacted
Low Income - Power to Save | Outdoor Coil Cleaning | 0 | 0.1 | 0 | 275 | 1 | Honeywell | 2023-05-01 | redacted
Low Income - Power to Save | LI - DUCT | 0 | 0.4 | 0.12 | 775.77 | 1 | Honeywell | 2023-05-01 | redacted
Low Income - Power to Save | HVAC Inspection | 0 | 0.17 | 0 | 268.73 | 1 | Honeywell | 2023-05-01 | redacted
Low Income - Power to Save | LED Lights | 0 | 0 | 0 | 47.6 | 1 | Honeywell | 2023-05-01 | redacted
Low Income - Power to Save | Faucet Aerators | 0 | 0 | 0.02 | 110.58 | 1 | Honeywell | 2023-05-01 | redacted
Low Income - Power to Save | Low Flow Showerhead | 0 | 0.04 | 0.1 | 504.08 | 1 | Honeywell | 2023-05-01 | redacted
Low Income - Power to Save | Outdoor Coil Cleaning | 0 | 0.1 | 0 | 275 | 1 | Honeywell | 2023-05-01 | redacted
Low Income - Power to Save | LED Lights | 0 | 0 | 0 | 47.6 | 1 | Honeywell | 2023-05-01 | redacted
Low Income - Power to Save | Low Flow Showerhead | 0 | 0.04 | 0.1 | 504.08 | 1 | Honeywell | 2023-05-01 | redacted
Low Income - Power to Save | Weather Strip/Caulk | 0 | 0.25 | 0.09 | 503.3 | 1 | Honeywell | 2023-05-01 | redacted
Low Income - Power to Save | Outdoor Coil Cleaning | 0 | 0.1 | 0 | 275 | 1 | Honeywell | 2023-05-01 | redacted
Low Income - Power to Save | LI - DUCT | 0 | 0.4 | 0.12 | 775.77 | 1 | Honeywell | 2023-05-01 | redacted
Low Income - Power to Save | HVAC Inspection | 0 | 0.17 | 0 | 268.73 | 1 | Honeywell | 2023-05-01 | redacted
Low Income - Power to Save | LED Lights | 0 | 0 | 0 | 47.6 | 1 | Honeywell | 2023-05-01 | redacted
Low Income - Power to Save | Faucet Aerators | 0 | 0 | 0.02 | 110.58 | 1 | Honeywell | 2023-05-01 | redacted
Low Income - Power to Save | Low Flow Showerhead | 0 | 0.04 | 0.1 | 504.08 | 1 | Honeywell | 2023-05-01 | redacted
Low Income - Power to Save | Weather Strip/Caulk | 0 | 0.25 | 0.09 | 503.3 | 1 | Honeywell | 2023-05-01 | redacted
Low Income - Power to Save | LED Lights | 0 | 0 | 0 | 47.6 | 1 | Honeywell | 2023-05-01 | redacted
Low Income - Power to Save | Faucet Aerators | 0 | 0 | 0.02 | 110.58 | 1 | Honeywell | 2023-05-01 | redacted
Low Income - Power to Save | Low Flow Showerhead | 0 | 0.04 | 0.1 | 504.08 | 1 | Honeywell | 2023-05-01 | redacted
Low Income - Power to Save | Outdoor Coil Cleaning | 0 | 0.1 | 0 | 275 | 1 | Honeywell | 2023-05-01 | redacted
Low Income - Power to Save | LI - DUCT | 0 | 0.4 | 0.12 | 775.77 | 1 | Honeywell | 2023-05-01 | redacted
Low Income - Power to Save | HVAC Inspection | 0 | 0.17 | 0 | 268.73 | 1 | Honeywell | 2023-05-01 | redacted
Low Income - Power to Save | LED Lights | 0 | 0 | 0 | 47.6 | 1 | Honeywell | 2023-05-01 | redacted
Low Income - Power to Save | Low Flow Showerhead | 0 | 0.04 | 0.1 | 504.08 | 1 | Honeywell | 2023-05-01 | redacted
Low Income - Power to Save | Pipe Wrap | 0 | 0.01 | 0.03 | 143.65 | 1 | Honeywell | 2023-05-01 | redacted
Low Income - Power to Save | Weather Strip/Caulk | 0 | 0.25 | 0.09 | 503.3 | 1 | Honeywell | 2023-05-01 | redacted
Low Income - Power to Save | Outdoor Coil Cleaning | 0 | 0.1 | 0 | 275 | 1 | Honeywell | 2023-05-01 | redacted
Low Income - Power to Save | LI - DUCT | 0 | 0.4 | 0.12 | 775.77 | 1 | Honeywell | 2023-05-01 | redacted
Low Income - Power to Save | HVAC Inspection | 0 | 0.17 | 0 | 268.73 | 1 | Honeywell | 2023-05-01 | redacted
Low Income - Power to Save | LED Lights | 0 | 0 | 0 | 47.6 | 1 | Honeywell | 2023-05-01 | redacted
Low Income - Power to Save | Faucet Aerators | 0 | 0 | 0.02 | 110.58 | 1 | Honeywell | 2023-05-01 | redacted
Low Income - Power to Save | Low Flow Showerhead | 0 | 0.04 | 0.1 | 504.08 | 1 | Honeywell | 2023-05-01 | redacted
Low Income - Power to Save | Pipe Wrap | 0 | 0.01 | 0.03 | 143.65 | 1 | Honeywell | 2023-05-01 | redacted
Low Income - Power to Save | Weather Strip/Caulk | 0 | 0.25 | 0.09 | 503.3 | 1 | Honeywell | 2023-05-01 | redacted
Low Income - Power to Save | Outdoor Coil Cleaning | 0 | 0.1 | 0 | 275 | 1 | Honeywell | 2023-05-01 | redacted
Low Income - Power to Save | LI - DUCT | 0 | 0.4 | 0.12 | 775.77 | 1 | Honeywell | 2023-05-01 | redacted
Low Income - Power to Save | HVAC Inspection | 0 | 0.17 | 0 | 268.73 | 1 | Honeywell | 2023-05-01 | redacted
Low Income - Power to Save | LED Lights | 0 | 0 | 0 | 47.6 | 1 | Honeywell | 2023-05-01 | redacted
Low Income - Power to Save | Faucet Aerators | 0 | 0 | 0.02 | 110.58 | 1 | Honeywell | 2023-05-01 | redacted
Low Income - Power to Save | Low Flow Showerhead | 0 | 0.04 | 0.1 | 504.08 | 1 | Honeywell | 2023-05-01 | redacted
Low Income - Power to Save | Weather Strip/Caulk | 0 | 0.25 | 0.09 | 503.3 | 1 | Honeywell | 2023-05-01 | redacted
Low Income - Power to Save | Outdoor Coil Cleaning | 0 | 0.1 | 0 | 275 | 1 | Honeywell | 2023-05-01 | redacted
Low Income - Power to Save | LI - DUCT | 0 | 0.4 | 0.12 | 775.77 | 1 | Honeywell | 2023-05-01 | redacted
Low Income - Power to Save | HVAC Inspection | 0 | 0.17 | 0 | 268.73 | 1 | Honeywell | 2023-05-01 | redacted
Low Income - Power to Save | LED Lights | 0 | 0 | 0 | 47.6 | 1 | Honeywell | 2023-05-01 | redacted
Low Income - Power to Save | Faucet Aerators | 0 | 0 | 0.02 | 110.58 | 1 | Honeywell | 2023-05-01 | redacted
Low Income - Power to Save | Weather Strip/Caulk | 0 | 0.25 | 0.09 | 503.3 | 1 | Honeywell | 2023-05-01 | redacted
Low Income - Power to Save | Outdoor Coil Cleaning | 0 | 0.1 | 0 | 275 | 1 | Honeywell | 2023-05-01 | redacted
Low Income - Power to Save | LI - DUCT | 0 | 0.4 | 0.12 | 775.77 | 1 | Honeywell | 2023-05-01 | redacted
Low Income - Power to Save | HVAC Inspection | 0 | 0.17 | 0 | 268.73 | 1 | Honeywell | 2023-05-01 | redacted
Low Income - Power to Save | LED Lights | 0 | 0 | 0 | 47.6 | 1 | Honeywell | 2023-05-01 | redacted
Low Income - Power to Save | Faucet Aerators | 0 | 0 | 0.02 | 110.58 | 1 | Honeywell | 2023-05-01 | redacted
Low Income - Power to Save | Low Flow Showerhead | 0 | 0.04 | 0.1 | 504.08 | 1 | Honeywell | 2023-05-01 | redacted
Low Income - Power to Save | Pipe Wrap | 0 | 0.01 | 0.03 | 143.65 | 1 | Honeywell | 2023-05-01 | redacted
Low Income - Power to Save | Weather Strip/Caulk | 0 | 0.25 | 0.09 | 503.3 | 1 | Honeywell | 2023-05-01 | redacted
Low Income - Power to Save | Outdoor Coil Cleaning | 0 | 0.1 | 0 | 275 | 1 | Honeywell | 2023-05-01 | redacted
Low Income - Power to Save | LI - DUCT | 0 | 0.4 | 0.12 | 775.77 | 1 | Honeywell | 2023-05-01 | redacted
Low Income - Power to Save | HVAC Inspection | 0 | 0.17 | 0 | 268.73 | 1 | Honeywell | 2023-05-01 | redacted
Low Income - Power to Save | LED Lights | 0 | 0 | 0 | 47.6 | 1 | Honeywell | 2023-05-01 | redacted
Low Income - Power to Save | Low Flow Showerhead | 0 | 0.04 | 0.1 | 504.08 | 1 | Honeywell | 2023-05-01 | redacted
Low Income - Power to Save | Weather Strip/Caulk | 0 | 0.25 | 0.09 | 503.3 | 1 | Honeywell | 2023-05-01 | redacted
Low Income - Power to Save | Outdoor Coil Cleaning | 0 | 0.1 | 0 | 275 | 1 | Honeywell | 2023-05-01 | redacted
Low Income - Power to Save | LI - DUCT | 0 | 0.4 | 0.12 | 775.77 | 1 | Honeywell | 2023-05-01 | redacted
Low Income - Power to Save | HVAC Inspection | 0 | 0.17 | 0 | 268.73 | 1 | Honeywell | 2023-05-01 | redacted
Low Income - Power to Save | LED Lights | 0 | 0 | 0 | 47.6 | 1 | Honeywell | 2023-05-01 | redacted
Low Income - Power to Save | Faucet Aerators | 0 | 0 | 0.02 | 110.58 | 1 | Honeywell | 2023-05-01 | redacted
Low Income - Power to Save | Low Flow Showerhead | 0 | 0.04 | 0.1 | 504.08 | 1 | Honeywell | 2023-05-01 | redacted
Low Income - Power to Save | Weather Strip/Caulk | 0 | 0.25 | 0.09 | 503.3 | 1 | Honeywell | 2023-05-01 | redacted
Low Income - Power to Save | Outdoor Coil Cleaning | 0 | 0.1 | 0 | 275 | 1 | Honeywell | 2023-05-01 | redacted
Low Income - Power to Save | LI - DUCT | 0 | 0.4 | 0.12 | 775.77 | 1 | Honeywell | 2023-05-01 | redacted
Low Income - Power to Save | HVAC Inspection | 0 | 0.17 | 0 | 268.73 | 1 | Honeywell | 2023-05-01 | redacted
Low Income - Power to Save | LED Lights | 0 | 0 | 0 | 47.6 | 1 | Honeywell | 2023-05-01 | redacted
Low Income - Power to Save | Faucet Aerators | 0 | 0 | 0.02 | 110.58 | 1 | Honeywell | 2023-05-01 | redacted
Low Income - Power to Save | Low Flow Showerhead | 0 | 0.04 | 0.1 | 504.08 | 1 | Honeywell | 2023-05-01 | redacted
Low Income - Power to Save | LED Lights | 0 | 0 | 0 | 47.6 | 1 | Honeywell | 2023-05-01 | redacted
Low Income - Power to Save | Faucet Aerators | 0 | 0 | 0.02 | 110.58 | 1 | Honeywell | 2023-05-01 | redacted
Low Income - Power to Save | Low Flow Showerhead | 0 | 0.04 | 0.1 | 504.08 | 1 | Honeywell | 2023-05-01 | redacted
Low Income - Power to Save | Pipe Wrap | 0 | 0.01 | 0.03 | 143.65 | 1 | Honeywell | 2023-05-01 | redacted
Low Income - Power to Save | Weather Strip/Caulk | 0 | 0.25 | 0.09 | 503.3 | 1 | Honeywell | 2023-05-01 | redacted
Low Income - Power to Save | Outdoor Coil Cleaning | 0 | 0.1 | 0 | 275 | 1 | Honeywell | 2023-05-01 | redacted
Low Income - Power to Save | LI - DUCT | 0 | 0.4 | 0.12 | 775.77 | 1 | Honeywell | 2023-05-01 | redacted
Low Income - Power to Save | HVAC Inspection | 0 | 0.17 | 0 | 268.73 | 1 | Honeywell | 2023-05-01 | redacted
Low Income - Power to Save | LED Lights | 0 | 0 | 0 | 47.6 | 1 | Honeywell | 2023-05-01 | redacted
Low Income - Power to Save | Faucet Aerators | 0 | 0 | 0.02 | 110.58 | 1 | Honeywell | 2023-05-01 | redacted
Low Income - Power to Save | Weather Strip/Caulk | 0 | 0.25 | 0.09 | 503.3 | 1 | Honeywell | 2023-05-01 | redacted
Low Income - Power to Save | Outdoor Coil Cleaning | 0 | 0.1 | 0 | 275 | 1 | Honeywell | 2023-05-01 | redacted
Low Income - Power to Save | LI - DUCT | 0 | 0.4 | 0.12 | 775.77 | 1 | Honeywell | 2023-05-01 | redacted
Low Income - Power to Save | HVAC Inspection | 0 | 0.17 | 0 | 268.73 | 1 | Honeywell | 2023-05-01 | redacted
Low Income - Power to Save | LED Lights | 0 | 0 | 0 | 47.6 | 1 | Honeywell | 2023-05-01 | redacted
Low Income - Power to Save | Faucet Aerators | 0 | 0 | 0.02 | 110.58 | 1 | Honeywell | 2023-05-01 | redacted
Low Income - Power to Save | Low Flow Showerhead | 0 | 0.04 | 0.1 | 504.08 | 1 | Honeywell | 2023-05-01 | redacted
Low Income - Power to Save | Outdoor Coil Cleaning | 0 | 0.1 | 0 | 275 | 1 | Honeywell | 2023-05-01 | redacted
Low Income - Power to Save | LED Lights | 0 | 0 | 0 | 47.6 | 1 | Honeywell | 2023-05-01 | redacted
Low Income - Power to Save | Faucet Aerators | 0 | 0 | 0.02 | 110.58 | 1 | Honeywell | 2023-05-01 | redacted
Low Income - Power to Save | Low Flow Showerhead | 0 | 0.04 | 0.1 | 504.08 | 1 | Honeywell | 2023-05-01 | redacted
Low Income - Power to Save | LED Lights | 0 | 0 | 0 | 47.6 | 1 | Honeywell | 2023-05-01 | redacted
Low Income - Power to Save | Faucet Aerators | 0 | 0 | 0.02 | 110.58 | 1 | Honeywell | 2023-05-01 | redacted
Low Income - Power to Save | Low Flow Showerhead | 0 | 0.04 | 0.1 | 504.08 | 1 | Honeywell | 2023-05-01 | redacted
Low Income - Power to Save | LED Lights | 0 | 0 | 0 | 47.6 | 1 | Honeywell | 2023-05-01 | redacted
Low Income - Power to Save | Faucet Aerators | 0 | 0 | 0.02 | 110.58 | 1 | Honeywell | 2023-05-01 | redacted
Low Income - Power to Save | Low Flow Showerhead | 0 | 0.04 | 0.1 | 504.08 | 1 | Honeywell | 2023-05-01 | redacted
Low Income - Power to Save | LED Lights | 0 | 0 | 0 | 47.6 | 1 | Honeywell | 2023-05-01 | redacted
Low Income - Power to Save | Faucet Aerators | 0 | 0 | 0.02 | 110.58 | 1 | Honeywell | 2023-05-01 | redacted
Low Income - Power to Save | Low Flow Showerhead | 0 | 0.04 | 0.1 | 504.08 | 1 | Honeywell | 2023-05-01 | redacted
Low Income - Power to Save | Outdoor Coil Cleaning | 0 | 0.1 | 0 | 275 | 1 | Honeywell | 2023-05-01 | redacted
Low Income - Power to Save | LI - DUCT | 0 | 0.4 | 0.12 | 775.77 | 1 | Honeywell | 2023-05-01 | redacted
Low Income - Power to Save | HVAC Inspection | 0 | 0.17 | 0 | 268.73 | 1 | Honeywell | 2023-05-01 | redacted
Low Income - Power to Save | LED Lights | 0 | 0 | 0 | 47.6 | 1 | Honeywell | 2023-05-01 | redacted
Low Income - Power to Save | Faucet Aerators | 0 | 0 | 0.02 | 110.58 | 1 | Honeywell | 2023-05-01 | redacted
Low Income - Power to Save | Low Flow Showerhead | 0 | 0.04 | 0.1 | 504.08 | 1 | Honeywell | 2023-05-01 | redacted
Low Income - Power to Save | Pipe Wrap | 0 | 0.01 | 0.03 | 143.65 | 1 | Honeywell | 2023-05-01 | redacted
Low Income - Power to Save | Weather Strip/Caulk | 0 | 0.25 | 0.09 | 503.3 | 1 | Honeywell | 2023-05-01 | redacted
Low Income - Power to Save | Outdoor Coil Cleaning | 0 | 0.1 | 0 | 275 | 1 | Honeywell | 2023-05-01 | redacted
Low Income - Power to Save | LI - DUCT | 0 | 0.4 | 0.12 | 775.77 | 1 | Honeywell | 2023-05-01 | redacted
Low Income - Power to Save | HVAC Inspection | 0 | 0.17 | 0 | 268.73 | 1 | Honeywell | 2023-05-01 | redacted
Low Income - Power to Save | LED Lights | 0 | 0 | 0 | 47.6 | 1 | Honeywell | 2023-05-01 | redacted
Low Income - Power to Save | Pipe Wrap | 0 | 0.01 | 0.03 | 143.65 | 1 | Honeywell | 2023-05-01 | redacted
Low Income - Power to Save | Weather Strip/Caulk | 0 | 0.25 | 0.09 | 503.3 | 1 | Honeywell | 2023-05-01 | redacted
Low Income - Power to Save | Outdoor Coil Cleaning | 0 | 0.1 | 0 | 275 | 1 | Honeywell | 2023-05-01 | redacted
Low Income - Power to Save | LED Lights | 0 | 0 | 0 | 47.6 | 1 | Honeywell | 2023-05-01 | redacted
Low Income - Power to Save | Low Flow Showerhead | 0 | 0.04 | 0.1 | 504.08 | 1 | Honeywell | 2023-05-01 | redacted
Low Income - Power to Save | Weather Strip/Caulk | 0 | 0.25 | 0.09 | 503.3 | 1 | Honeywell | 2023-05-01 | redacted
Low Income - Power to Save | Outdoor Coil Cleaning | 0 | 0.1 | 0 | 275 | 1 | Honeywell | 2023-05-01 | redacted
Low Income - Power to Save | LI - DUCT | 0 | 0.4 | 0.12 | 775.77 | 1 | Honeywell | 2023-05-01 | redacted
Low Income - Power to Save | HVAC Inspection | 0 | 0.17 | 0 | 268.73 | 1 | Honeywell | 2023-05-01 | redacted
Low Income - Power to Save | LED Lights | 0 | 0 | 0 | 47.6 | 1 | Honeywell | 2023-05-01 | redacted
Low Income - Power to Save | Faucet Aerators | 0 | 0 | 0.02 | 110.58 | 1 | Honeywell | 2023-05-01 | redacted
Low Income - Power to Save | Low Flow Showerhead | 0 | 0.04 | 0.1 | 504.08 | 1 | Honeywell | 2023-05-01 | redacted
Low Income - Power to Save | Outdoor Coil Cleaning | 0 | 0.1 | 0 | 275 | 1 | Honeywell | 2023-05-01 | redacted
Low Income - Power to Save | LI - DUCT | 0 | 0.4 | 0.12 | 775.77 | 1 | Honeywell | 2023-05-01 | redacted
Low Income - Power to Save | HVAC Inspection | 0 | 0.17 | 0 | 268.73 | 1 | Honeywell | 2023-05-01 | redacted
Low Income - Power to Save | LED Lights | 0 | 0 | 0 | 47.6 | 1 | Honeywell | 2023-05-01 | redacted
Low Income - Power to Save | Faucet Aerators | 0 | 0 | 0.02 | 110.58 | 1 | Honeywell | 2023-05-01 | redacted
Low Income - Power to Save | Low Flow Showerhead | 0 | 0.04 | 0.1 | 504.08 | 1 | Honeywell | 2023-05-01 | redacted
Low Income - Power to Save | Pipe Wrap | 0 | 0.01 | 0.03 | 143.65 | 1 | Honeywell | 2023-05-01 | redacted
Low Income - Power to Save | Weather Strip/Caulk | 0 | 0.25 | 0.09 | 503.3 | 1 | Honeywell | 2023-05-01 | redacted
Low Income - Power to Save | Outdoor Coil Cleaning | 0 | 0.1 | 0 | 275 | 1 | Honeywell | 2023-05-01 | redacted
Low Income - Power to Save | LI - DUCT | 0 | 0.4 | 0.12 | 775.77 | 1 | Honeywell | 2023-05-01 | redacted
Low Income - Power to Save | HVAC Inspection | 0 | 0.17 | 0 | 268.73 | 1 | Honeywell | 2023-05-01 | redacted
Low Income - Power to Save | LED Lights | 0 | 0 | 0 | 47.6 | 1 | Honeywell | 2023-05-01 | redacted
Low Income - Power to Save | Faucet Aerators | 0 | 0 | 0.02 | 110.58 | 1 | Honeywell | 2023-05-01 | redacted
Low Income - Power to Save | Low Flow Showerhead | 0 | 0.04 | 0.1 | 504.08 | 1 | Honeywell | 2023-05-01 | redacted
Low Income - Power to Save | LED Lights | 0 | 0 | 0 | 47.6 | 1 | Honeywell | 2023-05-01 | redacted
Low Income - Power to Save | Faucet Aerators | 0 | 0 | 0.02 | 110.58 | 1 | Honeywell | 2023-05-01 | redacted
Low Income - Power to Save | Pipe Wrap | 0 | 0.01 | 0.03 | 143.65 | 1 | Honeywell | 2023-05-01 | redacted
Low Income - Power to Save | Outdoor Coil Cleaning | 0 | 0.1 | 0 | 275 | 1 | Honeywell | 2023-05-01 | redacted
Low Income - Power to Save | LI - DUCT | 0 | 0.4 | 0.12 | 775.77 | 1 | Honeywell | 2023-05-01 | redacted
Low Income - Power to Save | HVAC Inspection | 0 | 0.17 | 0 | 268.73 | 1 | Honeywell | 2023-05-01 | redacted
Low Income - Power to Save | LED Lights | 0 | 0 | 0 | 47.6 | 1 | Honeywell | 2023-05-01 | redacted
Low Income - Power to Save | Faucet Aerators | 0 | 0 | 0.02 | 110.58 | 1 | Honeywell | 2023-05-01 | redacted
Low Income - Power to Save | Low Flow Showerhead | 0 | 0.04 | 0.1 | 504.08 | 1 | Honeywell | 2023-05-01 | redacted
Low Income - Power to Save | Weather Strip/Caulk | 0 | 0.25 | 0.09 | 503.3 | 1 | Honeywell | 2023-05-01 | redacted
Low Income - Power to Save | LED Lights | 0 | 0 | 0 | 47.6 | 1 | Honeywell | 2023-05-01 | redacted
Low Income - Power to Save | Faucet Aerators | 0 | 0 | 0.02 | 110.58 | 1 | Honeywell | 2023-05-01 | redacted
Low Income - Power to Save | Low Flow Showerhead | 0 | 0.04 | 0.1 | 504.08 | 1 | Honeywell | 2023-05-01 | redacted
Low Income - Power to Save | Weather Strip/Caulk | 0 | 0.25 | 0.09 | 503.3 | 1 | Honeywell | 2023-05-01 | redacted
Low Income - Power to Save | Outdoor Coil Cleaning | 0 | 0.1 | 0 | 275 | 1 | Honeywell | 2023-05-01 | redacted
Low Income - Power to Save | LI - DUCT | 0 | 0.4 | 0.12 | 775.77 | 1 | Honeywell | 2023-05-01 | redacted
Low Income - Power to Save | HVAC Inspection | 0 | 0.17 | 0 | 268.73 | 1 | Honeywell | 2023-05-01 | redacted
Low Income - Power to Save | LED Lights | 0 | 0 | 0 | 47.6 | 1 | Honeywell | 2023-05-01 | redacted
Low Income - Power to Save | Low Flow Showerhead | 0 | 0.04 | 0.1 | 504.08 | 1 | Honeywell | 2023-05-01 | redacted
Low Income - Power to Save | Pipe Wrap | 0 | 0.01 | 0.03 | 143.65 | 1 | Honeywell | 2023-05-01 | redacted
Low Income - Power to Save | Weather Strip/Caulk | 0 | 0.25 | 0.09 | 503.3 | 1 | Honeywell | 2023-05-01 | redacted
Low Income - Power to Save | Outdoor Coil Cleaning | 0 | 0.1 | 0 | 275 | 1 | Honeywell | 2023-05-01 | redacted
Low Income - Power to Save | LI - DUCT | 0 | 0.4 | 0.12 | 775.77 | 1 | Honeywell | 2023-05-01 | redacted
Low Income - Power to Save | HVAC Inspection | 0 | 0.17 | 0 | 268.73 | 1 | Honeywell | 2023-05-01 | redacted
Low Income - Power to Save | LED Lights | 0 | 0 | 0 | 47.6 | 1 | Honeywell | 2023-05-01 | redacted
Low Income - Power to Save | Faucet Aerators | 0 | 0 | 0.02 | 110.58 | 1 | Honeywell | 2023-05-01 | redacted
Low Income - Power to Save | Low Flow Showerhead | 0 | 0.04 | 0.1 | 504.08 | 1 | Honeywell | 2023-05-01 | redacted
Low Income - Power to Save | Outdoor Coil Cleaning | 0 | 0.1 | 0 | 275 | 1 | Honeywell | 2023-05-01 | redacted
Low Income - Power to Save | LI - DUCT | 0 | 0.4 | 0.12 | 775.77 | 1 | Honeywell | 2023-05-01 | redacted
Low Income - Power to Save | HVAC Inspection | 0 | 0.17 | 0 | 268.73 | 1 | Honeywell | 2023-05-01 | redacted
Low Income - Power to Save | LED Lights | 0 | 0 | 0 | 47.6 | 1 | Honeywell | 2023-05-01 | redacted
Low Income - Power to Save | Faucet Aerators | 0 | 0 | 0.02 | 110.58 | 1 | Honeywell | 2023-05-01 | redacted
Low Income - Power to Save | Low Flow Showerhead | 0 | 0.04 | 0.1 | 504.08 | 1 | Honeywell | 2023-05-01 | redacted
Low Income - Power to Save | Weather Strip/Caulk | 0 | 0.25 | 0.09 | 503.3 | 1 | Honeywell | 2023-05-01 | redacted
Low Income - Power to Save | Outdoor Coil Cleaning | 0 | 0.1 | 0 | 275 | 1 | Honeywell | 2023-05-01 | redacted
Low Income - Power to Save | LI - DUCT | 0 | 0.4 | 0.12 | 775.77 | 1 | Honeywell | 2023-05-01 | redacted
Low Income - Power to Save | HVAC Inspection | 0 | 0.17 | 0 | 268.73 | 1 | Honeywell | 2023-05-01 | redacted
Low Income - Power to Save | LED Lights | 0 | 0 | 0 | 47.6 | 1 | Honeywell | 2023-05-01 | redacted
Low Income - Power to Save | Faucet Aerators | 0 | 0 | 0.02 | 110.58 | 1 | Honeywell | 2023-05-01 | redacted
Low Income - Power to Save | Low Flow Showerhead | 0 | 0.04 | 0.1 | 504.08 | 1 | Honeywell | 2023-05-01 | redacted
Low Income - Power to Save | Pipe Wrap | 0 | 0.01 | 0.03 | 143.65 | 1 | Honeywell | 2023-05-01 | redacted
Low Income - Power to Save | Weather Strip/Caulk | 0 | 0.25 | 0.09 | 503.3 | 1 | Honeywell | 2023-05-01 | redacted
Low Income - Power to Save | Outdoor Coil Cleaning | 0 | 0.1 | 0 | 275 | 1 | Honeywell | 2023-05-01 | redacted
Low Income - Power to Save | LI - DUCT | 0 | 0.4 | 0.12 | 775.77 | 1 | Honeywell | 2023-05-01 | redacted
Low Income - Power to Save | HVAC Inspection | 0 | 0.17 | 0 | 268.73 | 1 | Honeywell | 2023-05-01 | redacted
Low Income - Power to Save | LED Lights | 0 | 0 | 0 | 47.6 | 1 | Honeywell | 2023-05-01 | redacted
Low Income - Power to Save | Low Flow Showerhead | 0 | 0.04 | 0.1 | 504.08 | 1 | Honeywell | 2023-05-01 | redacted
Low Income - Power to Save | Weather Strip/Caulk | 0 | 0.25 | 0.09 | 503.3 | 1 | Honeywell | 2023-05-01 | redacted
Low Income - Power to Save | Outdoor Coil Cleaning | 0 | 0.1 | 0 | 275 | 1 | Honeywell | 2023-05-01 | redacted
Low Income - Power to Save | LI - DUCT | 0 | 0.4 | 0.12 | 775.77 | 1 | Honeywell | 2023-05-01 | redacted
Low Income - Power to Save | HVAC Inspection | 0 | 0.17 | 0 | 268.73 | 1 | Honeywell | 2023-05-01 | redacted
Low Income - Power to Save | LED Lights | 0 | 0 | 0 | 47.6 | 1 | Honeywell | 2023-05-01 | redacted
Low Income - Power to Save | Faucet Aerators | 0 | 0 | 0.02 | 110.58 | 1 | Honeywell | 2023-05-01 | redacted
Low Income - Power to Save | Low Flow Showerhead | 0 | 0.04 | 0.1 | 504.08 | 1 | Honeywell | 2023-05-01 | redacted
Low Income - Power to Save | Outdoor Coil Cleaning | 0 | 0.1 | 0 | 275 | 1 | Honeywell | 2023-05-01 | redacted
Low Income - Power to Save | LED Lights | 0 | 0 | 0 | 47.6 | 1 | Honeywell | 2023-05-01 | redacted
Low Income - Power to Save | Faucet Aerators | 0 | 0 | 0.02 | 110.58 | 1 | Honeywell | 2023-05-01 | redacted
Low Income - Power to Save | Weather Strip/Caulk | 0 | 0.25 | 0.09 | 503.3 | 1 | Honeywell | 2023-05-01 | redacted
Low Income - Power to Save | Outdoor Coil Cleaning | 0 | 0.1 | 0 | 275 | 1 | Honeywell | 2023-05-01 | redacted
Low Income - Power to Save | LI - DUCT | 0 | 0.4 | 0.12 | 775.77 | 1 | Honeywell | 2023-05-01 | redacted
Low Income - Power to Save | HVAC Inspection | 0 | 0.17 | 0 | 268.73 | 1 | Honeywell | 2023-05-01 | redacted
Low Income - Power to Save | LED Lights | 0 | 0 | 0 | 47.6 | 1 | Honeywell | 2023-05-01 | redacted
Low Income - Power to Save | Faucet Aerators | 0 | 0 | 0.02 | 110.58 | 1 | Honeywell | 2023-05-01 | redacted
Low Income - Power to Save | Weather Strip/Caulk | 0 | 0.25 | 0.09 | 503.3 | 1 | Honeywell | 2023-05-01 | redacted
Low Income - Power to Save | LED Lights | 0 | 0 | 0 | 47.6 | 1 | Honeywell | 2023-05-01 | redacted
Low Income - Power to Save | Faucet Aerators | 0 | 0 | 0.02 | 110.58 | 1 | Honeywell | 2023-05-01 | redacted
Low Income - Power to Save | Low Flow Showerhead | 0 | 0.04 | 0.1 | 504.08 | 1 | Honeywell | 2023-05-01 | redacted
Low Income - Power to Save | Weather Strip/Caulk | 0 | 0.25 | 0.09 | 503.3 | 1 | Honeywell | 2023-05-01 | redacted
Low Income - Power to Save | Outdoor Coil Cleaning | 0 | 0.1 | 0 | 275 | 1 | Honeywell | 2023-05-01 | redacted
Low Income - Power to Save | HVAC Inspection | 0 | 0.17 | 0 | 268.73 | 1 | Honeywell | 2023-05-01 | redacted
Low Income - Power to Save | LED Lights | 0 | 0 | 0 | 47.6 | 1 | Honeywell | 2023-05-01 | redacted
Low Income - Power to Save | Low Flow Showerhead | 0 | 0.04 | 0.1 | 504.08 | 1 | Honeywell | 2023-05-01 | redacted
Low Income - Power to Save | Weather Strip/Caulk | 0 | 0.25 | 0.09 | 503.3 | 1 | Honeywell | 2023-05-01 | redacted
Low Income - Power to Save | Outdoor Coil Cleaning | 0 | 0.1 | 0 | 275 | 1 | Honeywell | 2023-05-01 | redacted
Low Income - Power to Save | LI - DUCT | 0 | 0.4 | 0.12 | 775.77 | 1 | Honeywell | 2023-05-01 | redacted
Low Income - Power to Save | LED Lights | 0 | 0 | 0 | 47.6 | 1 | Honeywell | 2023-05-01 | redacted
Low Income - Power to Save | Weather Strip/Caulk | 0 | 0.25 | 0.09 | 503.3 | 1 | Honeywell | 2023-05-01 | redacted
Low Income - Power to Save | Outdoor Coil Cleaning | 0 | 0.1 | 0 | 275 | 1 | Honeywell | 2023-05-01 | redacted
Low Income - Power to Save | LI - DUCT | 0 | 0.4 | 0.12 | 775.77 | 1 | Honeywell | 2023-05-01 | redacted
Low Income - Power to Save | HVAC Inspection | 0 | 0.17 | 0 | 268.73 | 1 | Honeywell | 2023-05-01 | redacted
Low Income - Power to Save | LED Lights | 0 | 0 | 0 | 47.6 | 1 | Honeywell | 2023-05-01 | redacted
Low Income - Power to Save | Faucet Aerators | 0 | 0 | 0.02 | 110.58 | 1 | Honeywell | 2023-05-01 | redacted
Low Income - Power to Save | Weather Strip/Caulk | 0 | 0.25 | 0.09 | 503.3 | 1 | Honeywell | 2023-05-01 | redacted
Low Income - Power to Save | Outdoor Coil Cleaning | 0 | 0.1 | 0 | 275 | 1 | Honeywell | 2023-05-01 | redacted
Low Income - Power to Save | LI - DUCT | 0 | 0.4 | 0.12 | 775.77 | 1 | Honeywell | 2023-05-01 | redacted
Low Income - Power to Save | HVAC Inspection | 0 | 0.17 | 0 | 268.73 | 1 | Honeywell | 2023-05-01 | redacted
Low Income - Power to Save | LED Lights | 0 | 0 | 0 | 47.6 | 1 | Honeywell | 2023-05-01 | redacted
Low Income - Power to Save | Faucet Aerators | 0 | 0 | 0.02 | 110.58 | 1 | Honeywell | 2023-05-01 | redacted
Low Income - Power to Save | Low Flow Showerhead | 0 | 0.04 | 0.1 | 504.08 | 1 | Honeywell | 2023-05-01 | redacted
Low Income - Power to Save | Weather Strip/Caulk | 0 | 0.25 | 0.09 | 503.3 | 1 | Honeywell | 2023-05-01 | redacted
Low Income - Power to Save | Outdoor Coil Cleaning | 0 | 0.1 | 0 | 275 | 1 | Honeywell | 2023-05-01 | redacted
Low Income - Power to Save | LI - DUCT | 0 | 0.4 | 0.12 | 775.77 | 1 | Honeywell | 2023-05-01 | redacted
Low Income - Power to Save | HVAC Inspection | 0 | 0.17 | 0 | 268.73 | 1 | Honeywell | 2023-05-01 | redacted
Low Income - Power to Save | LED Lights | 0 | 0 | 0 | 47.6 | 1 | Honeywell | 2023-05-01 | redacted
Low Income - Power to Save | Faucet Aerators | 0 | 0 | 0.02 | 110.58 | 1 | Honeywell | 2023-05-01 | redacted
Low Income - Power to Save | Low Flow Showerhead | 0 | 0.04 | 0.1 | 504.08 | 1 | Honeywell | 2023-05-01 | redacted
Low Income - Power to Save | LED Lights | 0 | 0 | 0 | 47.6 | 1 | Honeywell | 2023-05-01 | redacted
Low Income - Power to Save | Faucet Aerators | 0 | 0 | 0.02 | 110.58 | 1 | Honeywell | 2023-05-01 | redacted
Low Income - Power to Save | Low Flow Showerhead | 0 | 0.04 | 0.1 | 504.08 | 1 | Honeywell | 2023-05-01 | redacted
Low Income - Power to Save | Pipe Wrap | 0 | 0.01 | 0.03 | 143.65 | 1 | Honeywell | 2023-05-01 | redacted
Low Income - Power to Save | Weather Strip/Caulk | 0 | 0.25 | 0.09 | 503.3 | 1 | Honeywell | 2023-05-01 | redacted
Low Income - Power to Save | Outdoor Coil Cleaning | 0 | 0.1 | 0 | 275 | 1 | Honeywell | 2023-05-01 | redacted
Low Income - Power to Save | LI - DUCT | 0 | 0.4 | 0.12 | 775.77 | 1 | Honeywell | 2023-05-01 | redacted
Low Income - Power to Save | HVAC Inspection | 0 | 0.17 | 0 | 268.73 | 1 | Honeywell | 2023-05-01 | redacted
Low Income - Power to Save | LED Lights | 0 | 0 | 0 | 47.6 | 1 | Honeywell | 2023-05-01 | redacted
Low Income - Power to Save | Weather Strip/Caulk | 0 | 0.25 | 0.09 | 503.3 | 1 | Honeywell | 2023-05-01 | redacted
Low Income - Power to Save | Outdoor Coil Cleaning | 0 | 0.1 | 0 | 275 | 1 | Honeywell | 2023-05-01 | redacted
Low Income - Power to Save | HVAC Inspection | 0 | 0.17 | 0 | 268.73 | 1 | Honeywell | 2023-05-01 | redacted
Low Income - Power to Save | LED Lights | 0 | 0 | 0 | 47.6 | 1 | Honeywell | 2023-05-01 | redacted
Low Income - Power to Save | Faucet Aerators | 0 | 0 | 0.02 | 110.58 | 1 | Honeywell | 2023-05-01 | redacted
Low Income - Power to Save | Low Flow Showerhead | 0 | 0.04 | 0.1 | 504.08 | 1 | Honeywell | 2023-05-01 | redacted
Low Income - Power to Save | LED Lights | 0 | 0 | 0 | 47.6 | 1 | Honeywell | 2023-05-01 | redacted
Low Income - Power to Save | Low Flow Showerhead | 0 | 0.04 | 0.1 | 504.08 | 1 | Honeywell | 2023-05-01 | redacted
Low Income - Power to Save | Pipe Wrap | 0 | 0.01 | 0.03 | 143.65 | 1 | Honeywell | 2023-05-01 | redacted
Low Income - Power to Save | Weather Strip/Caulk | 0 | 0.25 | 0.09 | 503.3 | 1 | Honeywell | 2023-05-01 | redacted
Low Income - Power to Save | Outdoor Coil Cleaning | 0 | 0.1 | 0 | 275 | 1 | Honeywell | 2023-05-01 | redacted
Low Income - Power to Save | LI - DUCT | 0 | 0.4 | 0.12 | 775.77 | 1 | Honeywell | 2023-05-01 | redacted
Low Income - Power to Save | HVAC Inspection | 0 | 0.17 | 0 | 268.73 | 1 | Honeywell | 2023-05-01 | redacted
Low Income - Power to Save | LED Lights | 0 | 0 | 0 | 47.6 | 1 | Honeywell | 2023-05-01 | redacted
Low Income - Power to Save | Faucet Aerators | 0 | 0 | 0.02 | 110.58 | 1 | Honeywell | 2023-05-01 | redacted
Low Income - Power to Save | Low Flow Showerhead | 0 | 0.04 | 0.1 | 504.08 | 1 | Honeywell | 2023-05-01 | redacted
Low Income - Power to Save | Outdoor Coil Cleaning | 0 | 0.1 | 0 | 275 | 1 | Honeywell | 2023-05-01 | redacted
Low Income - Power to Save | LI - DUCT | 0 | 0.4 | 0.12 | 775.77 | 1 | Honeywell | 2023-05-01 | redacted
Low Income - Power to Save | HVAC Inspection | 0 | 0.17 | 0 | 268.73 | 1 | Honeywell | 2023-05-01 | redacted
Low Income - Power to Save | LED Lights | 0 | 0 | 0 | 47.6 | 1 | Honeywell | 2023-05-01 | redacted
Low Income - Power to Save | Faucet Aerators | 0 | 0 | 0.02 | 110.58 | 1 | Honeywell | 2023-05-01 | redacted
Low Income - Power to Save | Low Flow Showerhead | 0 | 0.04 | 0.1 | 504.08 | 1 | Honeywell | 2023-05-01 | redacted
Low Income - Power to Save | LED Lights | 0 | 0 | 0 | 47.6 | 1 | Honeywell | 2023-05-01 | redacted
Low Income - Power to Save | Weather Strip/Caulk | 0 | 0.25 | 0.09 | 503.3 | 1 | Honeywell | 2023-05-01 | redacted
Low Income - Power to Save | LED Lights | 0 | 0 | 0 | 47.6 | 1 | Honeywell | 2023-05-01 | redacted
Low Income - Power to Save | Low Flow Showerhead | 0 | 0.04 | 0.1 | 504.08 | 1 | Honeywell | 2023-05-01 | redacted
Low Income - Power to Save | Outdoor Coil Cleaning | 0 | 0.1 | 0 | 275 | 1 | Honeywell | 2023-05-01 | redacted
Low Income - Power to Save | LI - DUCT | 0 | 0.4 | 0.12 | 775.77 | 1 | Honeywell | 2023-05-01 | redacted
Low Income - Power to Save | HVAC Inspection | 0 | 0.17 | 0 | 268.73 | 1 | Honeywell | 2023-05-01 | redacted
Low Income - Power to Save | LED Lights | 0 | 0 | 0 | 47.6 | 1 | Honeywell | 2023-05-01 | redacted
Low Income - Power to Save | Faucet Aerators | 0 | 0 | 0.02 | 110.58 | 1 | Honeywell | 2023-05-01 | redacted
Low Income - Power to Save | Low Flow Showerhead | 0 | 0.04 | 0.1 | 504.08 | 1 | Honeywell | 2023-05-01 | redacted
Low Income - Power to Save | Weather Strip/Caulk | 0 | 0.25 | 0.09 | 503.3 | 1 | Honeywell | 2023-05-01 | redacted
Low Income - Power to Save | Outdoor Coil Cleaning | 0 | 0.1 | 0 | 275 | 1 | Honeywell | 2023-05-01 | redacted
Low Income - Power to Save | LI - DUCT | 0 | 0.4 | 0.12 | 775.77 | 1 | Honeywell | 2023-05-01 | redacted
Low Income - Power to Save | HVAC Inspection | 0 | 0.17 | 0 | 268.73 | 1 | Honeywell | 2023-05-01 | redacted
Low Income - Power to Save | LED Lights | 0 | 0 | 0 | 47.6 | 1 | Honeywell | 2023-05-01 | redacted
Low Income - Power to Save | Low Flow Showerhead | 0 | 0.04 | 0.1 | 504.08 | 1 | Honeywell | 2023-05-01 | redacted
Low Income - Power to Save | Pipe Wrap | 0 | 0.01 | 0.03 | 143.65 | 1 | Honeywell | 2023-05-01 | redacted
Low Income - Power to Save | Weather Strip/Caulk | 0 | 0.25 | 0.09 | 503.3 | 1 | Honeywell | 2023-05-01 | redacted
Low Income - Power to Save | Outdoor Coil Cleaning | 0 | 0.1 | 0 | 275 | 1 | Honeywell | 2023-05-01 | redacted
Low Income - Power to Save | LI - DUCT | 0 | 0.4 | 0.12 | 775.77 | 1 | Honeywell | 2023-05-01 | redacted
Low Income - Power to Save | HVAC Inspection | 0 | 0.17 | 0 | 268.73 | 1 | Honeywell | 2023-05-01 | redacted
Low Income - Power to Save | LED Lights | 0 | 0 | 0 | 47.6 | 1 | Honeywell | 2023-05-01 | redacted
Low Income - Power to Save | Faucet Aerators | 0 | 0 | 0.02 | 110.58 | 1 | Honeywell | 2023-05-01 | redacted
Low Income - Power to Save | Low Flow Showerhead | 0 | 0.04 | 0.1 | 504.08 | 1 | Honeywell | 2023-05-01 | redacted
Low Income - Power to Save | Weather Strip/Caulk | 0 | 0.25 | 0.09 | 503.3 | 1 | Honeywell | 2023-05-01 | redacted
Low Income - Power to Save | Outdoor Coil Cleaning | 0 | 0.1 | 0 | 275 | 1 | Honeywell | 2023-05-01 | redacted
Low Income - Power to Save | LI - DUCT | 0 | 0.4 | 0.12 | 775.77 | 1 | Honeywell | 2023-05-01 | redacted
Low Income - Power to Save | HVAC Inspection | 0 | 0.17 | 0 | 268.73 | 1 | Honeywell | 2023-05-01 | redacted
Low Income - Power to Save | LED Lights | 0 | 0 | 0 | 47.6 | 1 | Honeywell | 2023-05-01 | redacted
Low Income - Power to Save | Faucet Aerators | 0 | 0 | 0.02 | 110.58 | 1 | Honeywell | 2023-05-01 | redacted
Low Income - Power to Save | Low Flow Showerhead | 0 | 0.04 | 0.1 | 504.08 | 1 | Honeywell | 2023-05-01 | redacted
Low Income - Power to Save | Weather Strip/Caulk | 0 | 0.25 | 0.09 | 503.3 | 1 | Honeywell | 2023-05-01 | redacted
Low Income - Power to Save | Outdoor Coil Cleaning | 0 | 0.1 | 0 | 275 | 1 | Honeywell | 2023-05-01 | redacted
Low Income - Power to Save | LI - DUCT | 0 | 0.4 | 0.12 | 775.77 | 1 | Honeywell | 2023-05-01 | redacted
Low Income - Power to Save | HVAC Inspection | 0 | 0.17 | 0 | 268.73 | 1 | Honeywell | 2023-05-01 | redacted
Low Income - Power to Save | LED Lights | 0 | 0 | 0 | 47.6 | 1 | Honeywell | 2023-05-01 | redacted
Low Income - Power to Save | Faucet Aerators | 0 | 0 | 0.02 | 110.58 | 1 | Honeywell | 2023-05-01 | redacted
Low Income - Power to Save | Low Flow Showerhead | 0 | 0.04 | 0.1 | 504.08 | 1 | Honeywell | 2023-05-01 | redacted
Low Income - Power to Save | Outdoor Coil Cleaning | 0 | 0.1 | 0 | 275 | 1 | Honeywell | 2023-05-01 | redacted
Low Income - Power to Save | LED Lights | 0 | 0 | 0 | 47.6 | 1 | Honeywell | 2023-05-01 | redacted
Low Income - Power to Save | Faucet Aerators | 0 | 0 | 0.02 | 110.58 | 1 | Honeywell | 2023-05-01 | redacted
Low Income - Power to Save | Low Flow Showerhead | 0 | 0.04 | 0.1 | 504.08 | 1 | Honeywell | 2023-05-01 | redacted
Low Income - Power to Save | Weather Strip/Caulk | 0 | 0.25 | 0.09 | 503.3 | 1 | Honeywell | 2023-05-01 | redacted
Low Income - Power to Save | Outdoor Coil Cleaning | 0 | 0.1 | 0 | 275 | 1 | Honeywell | 2023-05-01 | redacted
Low Income - Power to Save | LI - DUCT | 0 | 0.4 | 0.12 | 775.77 | 1 | Honeywell | 2023-05-01 | redacted
Low Income - Power to Save | HVAC Inspection | 0 | 0.17 | 0 | 268.73 | 1 | Honeywell | 2023-05-01 | redacted
Low Income - Power to Save | LED Lights | 0 | 0 | 0 | 47.6 | 1 | Honeywell | 2023-05-01 | redacted
Low Income - Power to Save | Faucet Aerators | 0 | 0 | 0.02 | 110.58 | 1 | Honeywell | 2023-05-01 | redacted
Low Income - Power to Save | Low Flow Showerhead | 0 | 0.04 | 0.1 | 504.08 | 1 | Honeywell | 2023-05-01 | redacted
Low Income - Power to Save | Weather Strip/Caulk | 0 | 0.25 | 0.09 | 503.3 | 1 | Honeywell | 2023-05-01 | redacted
Low Income - Power to Save | LED Lights | 0 | 0 | 0 | 47.6 | 1 | Honeywell | 2023-05-01 | redacted
Low Income - Power to Save | Faucet Aerators | 0 | 0 | 0.02 | 110.58 | 1 | Honeywell | 2023-05-01 | redacted
Low Income - Power to Save | Low Flow Showerhead | 0 | 0.04 | 0.1 | 504.08 | 1 | Honeywell | 2023-05-01 | redacted
Low Income - Power to Save | Weather Strip/Caulk | 0 | 0.25 | 0.09 | 503.3 | 1 | Honeywell | 2023-05-01 | redacted
Low Income - Power to Save | Outdoor Coil Cleaning | 0 | 0.1 | 0 | 275 | 1 | Honeywell | 2023-05-01 | redacted
Low Income - Power to Save | LI - DUCT | 0 | 0.4 | 0.12 | 775.77 | 1 | Honeywell | 2023-05-01 | redacted
Low Income - Power to Save | HVAC Inspection | 0 | 0.17 | 0 | 268.73 | 1 | Honeywell | 2023-05-01 | redacted
Low Income - Power to Save | LED Lights | 0 | 0 | 0 | 47.6 | 1 | Honeywell | 2023-05-01 | redacted
Low Income - Power to Save | Faucet Aerators | 0 | 0 | 0.02 | 110.58 | 1 | Honeywell | 2023-05-01 | redacted
Low Income - Power to Save | Low Flow Showerhead | 0 | 0.04 | 0.1 | 504.08 | 1 | Honeywell | 2023-05-01 | redacted
Low Income - Power to Save | Weather Strip/Caulk | 0 | 0.25 | 0.09 | 503.3 | 1 | Honeywell | 2023-05-01 | redacted
Low Income - Power to Save | Outdoor Coil Cleaning | 0 | 0.1 | 0 | 275 | 1 | Honeywell | 2023-05-01 | redacted
Low Income - Power to Save | LI - DUCT | 0 | 0.4 | 0.12 | 775.77 | 1 | Honeywell | 2023-05-01 | redacted
Low Income - Power to Save | HVAC Inspection | 0 | 0.17 | 0 | 268.73 | 1 | Honeywell | 2023-05-01 | redacted
Low Income - Power to Save | LED Lights | 0 | 0 | 0 | 47.6 | 1 | Honeywell | 2023-05-01 | redacted
Low Income - Power to Save | Faucet Aerators | 0 | 0 | 0.02 | 110.58 | 1 | Honeywell | 2023-05-01 | redacted
Low Income - Power to Save | Low Flow Showerhead | 0 | 0.04 | 0.1 | 504.08 | 1 | Honeywell | 2023-05-01 | redacted
Low Income - Power to Save | Outdoor Coil Cleaning | 0 | 0.1 | 0 | 275 | 1 | Honeywell | 2023-05-01 | redacted
Low Income - Power to Save | LI - DUCT | 0 | 0.4 | 0.12 | 775.77 | 1 | Honeywell | 2023-05-01 | redacted
Low Income - Power to Save | HVAC Inspection | 0 | 0.17 | 0 | 268.73 | 1 | Honeywell | 2023-05-01 | redacted
Low Income - Power to Save | LED Lights | 0 | 0 | 0 | 47.6 | 1 | Honeywell | 2023-05-01 | redacted
Low Income - Power to Save | Low Flow Showerhead | 0 | 0.04 | 0.1 | 504.08 | 1 | Honeywell | 2023-05-01 | redacted
Low Income - Power to Save | Pipe Wrap | 0 | 0.01 | 0.03 | 143.65 | 1 | Honeywell | 2023-05-01 | redacted
Low Income - Power to Save | Weather Strip/Caulk | 0 | 0.25 | 0.09 | 503.3 | 1 | Honeywell | 2023-05-01 | redacted
Low Income - Power to Save | Outdoor Coil Cleaning | 0 | 0.1 | 0 | 275 | 1 | Honeywell | 2023-05-01 | redacted
Low Income - Power to Save | LI - DUCT | 0 | 0.4 | 0.12 | 775.77 | 1 | Honeywell | 2023-05-01 | redacted
Low Income - Power to Save | HVAC Inspection | 0 | 0.17 | 0 | 268.73 | 1 | Honeywell | 2023-05-01 | redacted
Low Income - Power to Save | LED Lights | 0 | 0 | 0 | 47.6 | 1 | Honeywell | 2023-05-01 | redacted
Low Income - Power to Save | Low Flow Showerhead | 0 | 0.04 | 0.1 | 504.08 | 1 | Honeywell | 2023-05-01 | redacted
Low Income - Power to Save | Weather Strip/Caulk | 0 | 0.25 | 0.09 | 503.3 | 1 | Honeywell | 2023-05-01 | redacted
Low Income - Power to Save | Outdoor Coil Cleaning | 0 | 0.1 | 0 | 275 | 1 | Honeywell | 2023-05-01 | redacted
Low Income - Power to Save | LI - DUCT | 0 | 0.4 | 0.12 | 775.77 | 1 | Honeywell | 2023-05-01 | redacted
Low Income - Power to Save | HVAC Inspection | 0 | 0.17 | 0 | 268.73 | 1 | Honeywell | 2023-05-01 | redacted
Low Income - Power to Save | LED Lights | 0 | 0 | 0 | 47.6 | 1 | Honeywell | 2023-05-01 | redacted
Low Income - Power to Save | Low Flow Showerhead | 0 | 0.04 | 0.1 | 504.08 | 1 | Honeywell | 2023-05-01 | redacted
Low Income - Power to Save | Weather Strip/Caulk | 0 | 0.25 | 0.09 | 503.3 | 1 | Honeywell | 2023-05-01 | redacted
Low Income - Power to Save | Outdoor Coil Cleaning | 0 | 0.1 | 0 | 275 | 1 | Honeywell | 2023-05-01 | redacted
Low Income - Power to Save | LI - DUCT | 0 | 0.4 | 0.12 | 775.77 | 1 | Honeywell | 2023-05-01 | redacted
Low Income - Power to Save | HVAC Inspection | 0 | 0.17 | 0 | 268.73 | 1 | Honeywell | 2023-05-01 | redacted
Low Income - Power to Save | LED Lights | 0 | 0 | 0 | 47.6 | 1 | Honeywell | 2023-05-01 | redacted
Low Income - Power to Save | Faucet Aerators | 0 | 0 | 0.02 | 110.58 | 1 | Honeywell | 2023-05-01 | redacted
Low Income - Power to Save | Low Flow Showerhead | 0 | 0.04 | 0.1 | 504.08 | 1 | Honeywell | 2023-05-01 | redacted
Low Income - Power to Save | Weather Strip/Caulk | 0 | 0.25 | 0.09 | 503.3 | 1 | Honeywell | 2023-05-01 | redacted
Low Income - Power to Save | Outdoor Coil Cleaning | 0 | 0.1 | 0 | 275 | 1 | Honeywell | 2023-05-01 | redacted
Low Income - Power to Save | LI - DUCT | 0 | 0.4 | 0.12 | 775.77 | 1 | Honeywell | 2023-05-01 | redacted
Low Income - Power to Save | HVAC Inspection | 0 | 0.17 | 0 | 268.73 | 1 | Honeywell | 2023-05-01 | redacted
Low Income - Power to Save | LED Lights | 0 | 0 | 0 | 47.6 | 1 | Honeywell | 2023-05-01 | redacted
Low Income - Power to Save | Faucet Aerators | 0 | 0 | 0.02 | 110.58 | 1 | Honeywell | 2023-05-01 | redacted
Low Income - Power to Save | Low Flow Showerhead | 0 | 0.04 | 0.1 | 504.08 | 1 | Honeywell | 2023-05-01 | redacted
Low Income - Power to Save | Weather Strip/Caulk | 0 | 0.25 | 0.09 | 503.3 | 1 | Honeywell | 2023-05-01 | redacted
Low Income - Power to Save | Outdoor Coil Cleaning | 0 | 0.1 | 0 | 275 | 1 | Honeywell | 2023-05-01 | redacted
Low Income - Power to Save | LI - DUCT | 0 | 0.4 | 0.12 | 775.77 | 1 | Honeywell | 2023-05-01 | redacted
Low Income - Power to Save | HVAC Inspection | 0 | 0.17 | 0 | 268.73 | 1 | Honeywell | 2023-05-01 | redacted
Low Income - Power to Save | LED Lights | 0 | 0 | 0 | 47.6 | 1 | Honeywell | 2023-05-01 | redacted
Low Income - Power to Save | Faucet Aerators | 0 | 0 | 0.02 | 110.58 | 1 | Honeywell | 2023-05-01 | redacted
Low Income - Power to Save | Low Flow Showerhead | 0 | 0.04 | 0.1 | 504.08 | 1 | Honeywell | 2023-05-01 | redacted
Low Income - Power to Save | Pipe Wrap | 0 | 0.01 | 0.03 | 143.65 | 1 | Honeywell | 2023-05-01 | redacted
Low Income - Power to Save | Weather Strip/Caulk | 0 | 0.25 | 0.09 | 503.3 | 1 | Honeywell | 2023-05-01 | redacted
Low Income - Power to Save | LED Lights | 0 | 0 | 0 | 47.6 | 1 | Honeywell | 2023-05-01 | redacted
Low Income - Power to Save | Faucet Aerators | 0 | 0 | 0.02 | 110.58 | 1 | Honeywell | 2023-05-01 | redacted
Low Income - Power to Save | Weather Strip/Caulk | 0 | 0.25 | 0.09 | 503.3 | 1 | Honeywell | 2023-05-01 | redacted
Low Income - Power to Save | Outdoor Coil Cleaning | 0 | 0.1 | 0 | 275 | 1 | Honeywell | 2023-05-01 | redacted
Low Income - Power to Save | HVAC Inspection | 0 | 0.17 | 0 | 268.73 | 1 | Honeywell | 2023-05-01 | redacted
Low Income - Power to Save | LED Lights | 0 | 0 | 0 | 47.6 | 1 | Honeywell | 2023-05-01 | redacted
Low Income - Power to Save | Faucet Aerators | 0 | 0 | 0.02 | 110.58 | 1 | Honeywell | 2023-05-01 | redacted
Low Income - Power to Save | Low Flow Showerhead | 0 | 0.04 | 0.1 | 504.08 | 1 | Honeywell | 2023-05-01 | redacted
Low Income - Power to Save | Pipe Wrap | 0 | 0.01 | 0.03 | 143.65 | 1 | Honeywell | 2023-05-01 | redacted
Low Income - Power to Save | Weather Strip/Caulk | 0 | 0.25 | 0.09 | 503.3 | 1 | Honeywell | 2023-05-01 | redacted
Low Income - Power to Save | Outdoor Coil Cleaning | 0 | 0.1 | 0 | 275 | 1 | Honeywell | 2023-05-01 | redacted
Low Income - Power to Save | LI - DUCT | 0 | 0.4 | 0.12 | 775.77 | 1 | Honeywell | 2023-05-01 | redacted
Low Income - Power to Save | HVAC Inspection | 0 | 0.17 | 0 | 268.73 | 1 | Honeywell | 2023-05-01 | redacted
Low Income - Power to Save | LED Lights | 0 | 0 | 0 | 47.6 | 1 | Honeywell | 2023-05-01 | redacted
Low Income - Power to Save | Faucet Aerators | 0 | 0 | 0.02 | 110.58 | 1 | Honeywell | 2023-05-01 | redacted
Low Income - Power to Save | Low Flow Showerhead | 0 | 0.04 | 0.1 | 504.08 | 1 | Honeywell | 2023-05-01 | redacted
Low Income - Power to Save | Weather Strip/Caulk | 0 | 0.25 | 0.09 | 503.3 | 1 | Honeywell | 2023-05-01 | redacted
Low Income - Power to Save | Outdoor Coil Cleaning | 0 | 0.1 | 0 | 275 | 1 | Honeywell | 2023-05-01 | redacted
Low Income - Power to Save | LI - DUCT | 0 | 0.4 | 0.12 | 775.77 | 1 | Honeywell | 2023-05-01 | redacted
Low Income - Power to Save | HVAC Inspection | 0 | 0.17 | 0 | 268.73 | 1 | Honeywell | 2023-05-01 | redacted
Low Income - Power to Save | LED Lights | 0 | 0 | 0 | 47.6 | 1 | Honeywell | 2023-05-01 | redacted
Low Income - Power to Save | Faucet Aerators | 0 | 0 | 0.02 | 110.58 | 1 | Honeywell | 2023-05-01 | redacted
Low Income - Power to Save | Low Flow Showerhead | 0 | 0.04 | 0.1 | 504.08 | 1 | Honeywell | 2023-05-01 | redacted
Low Income - Power to Save | Weather Strip/Caulk | 0 | 0.25 | 0.09 | 503.3 | 1 | Honeywell | 2023-05-01 | redacted
Low Income - Power to Save | Outdoor Coil Cleaning | 0 | 0.1 | 0 | 275 | 1 | Honeywell | 2023-05-01 | redacted
Low Income - Power to Save | LI - DUCT | 0 | 0.4 | 0.12 | 775.77 | 1 | Honeywell | 2023-05-01 | redacted
Low Income - Power to Save | HVAC Inspection | 0 | 0.17 | 0 | 268.73 | 1 | Honeywell | 2023-05-01 | redacted
Low Income - Power to Save | LED Lights | 0 | 0 | 0 | 47.6 | 1 | Honeywell | 2023-05-01 | redacted
Low Income - Power to Save | Faucet Aerators | 0 | 0 | 0.02 | 110.58 | 1 | Honeywell | 2023-05-01 | redacted
Low Income - Power to Save | Low Flow Showerhead | 0 | 0.04 | 0.1 | 504.08 | 1 | Honeywell | 2023-05-01 | redacted
Low Income - Power to Save | Pipe Wrap | 0 | 0.01 | 0.03 | 143.65 | 1 | Honeywell | 2023-05-01 | redacted
Low Income - Power to Save | Weather Strip/Caulk | 0 | 0.25 | 0.09 | 503.3 | 1 | Honeywell | 2023-05-01 | redacted
Low Income - Power to Save | Outdoor Coil Cleaning | 0 | 0.1 | 0 | 275 | 1 | Honeywell | 2023-05-01 | redacted
Low Income - Power to Save | LI - DUCT | 0 | 0.4 | 0.12 | 775.77 | 1 | Honeywell | 2023-05-01 | redacted
Low Income - Power to Save | HVAC Inspection | 0 | 0.17 | 0 | 268.73 | 1 | Honeywell | 2023-05-01 | redacted
Low Income - Power to Save | LED Lights | 0 | 0 | 0 | 47.6 | 1 | Honeywell | 2023-05-01 | redacted
Low Income - Power to Save | Faucet Aerators | 0 | 0 | 0.02 | 110.58 | 1 | Honeywell | 2023-05-01 | redacted
Low Income - Power to Save | Low Flow Showerhead | 0 | 0.04 | 0.1 | 504.08 | 1 | Honeywell | 2023-05-01 | redacted
Low Income - Power to Save | Weather Strip/Caulk | 0 | 0.25 | 0.09 | 503.3 | 1 | Honeywell | 2023-05-01 | redacted
Low Income - Power to Save | Outdoor Coil Cleaning | 0 | 0.1 | 0 | 275 | 1 | Honeywell | 2023-05-01 | redacted
Low Income - Power to Save | LED Lights | 0 | 0 | 0 | 47.6 | 1 | Honeywell | 2023-05-01 | redacted
Low Income - Power to Save | Faucet Aerators | 0 | 0 | 0.02 | 110.58 | 1 | Honeywell | 2023-05-01 | redacted
Low Income - Power to Save | Low Flow Showerhead | 0 | 0.04 | 0.1 | 504.08 | 1 | Honeywell | 2023-05-01 | redacted
Low Income - Power to Save | Weather Strip/Caulk | 0 | 0.25 | 0.09 | 503.3 | 1 | Honeywell | 2023-05-01 | redacted
Low Income - Power to Save | Outdoor Coil Cleaning | 0 | 0.1 | 0 | 275 | 1 | Honeywell | 2023-05-01 | redacted
Low Income - Power to Save | LI - DUCT | 0 | 0.4 | 0.12 | 775.77 | 1 | Honeywell | 2023-05-01 | redacted
Low Income - Power to Save | HVAC Inspection | 0 | 0.17 | 0 | 268.73 | 1 | Honeywell | 2023-05-01 | redacted
Low Income - Power to Save | LED Lights | 0 | 0 | 0 | 47.6 | 1 | Honeywell | 2023-05-01 | redacted
Low Income - Power to Save | Faucet Aerators | 0 | 0 | 0.02 | 110.58 | 1 | Honeywell | 2023-05-01 | redacted
Low Income - Power to Save | Low Flow Showerhead | 0 | 0.04 | 0.1 | 504.08 | 1 | Honeywell | 2023-05-01 | redacted
Low Income - Power to Save | Weather Strip/Caulk | 0 | 0.25 | 0.09 | 503.3 | 1 | Honeywell | 2023-05-01 | redacted
Low Income - Power to Save | Outdoor Coil Cleaning | 0 | 0.1 | 0 | 275 | 1 | Honeywell | 2023-05-01 | redacted
Low Income - Power to Save | LI - DUCT | 0 | 0.4 | 0.12 | 775.77 | 1 | Honeywell | 2023-05-01 | redacted
Low Income - Power to Save | HVAC Inspection | 0 | 0.17 | 0 | 268.73 | 1 | Honeywell | 2023-05-01 | redacted
Low Income - Power to Save | LED Lights | 0 | 0 | 0 | 47.6 | 1 | Honeywell | 2023-05-01 | redacted
Low Income - Power to Save | Faucet Aerators | 0 | 0 | 0.02 | 110.58 | 1 | Honeywell | 2023-05-01 | redacted
Low Income - Power to Save | Low Flow Showerhead | 0 | 0.04 | 0.1 | 504.08 | 1 | Honeywell | 2023-05-01 | redacted
Low Income - Power to Save | Outdoor Coil Cleaning | 0 | 0.1 | 0 | 275 | 1 | Honeywell | 2023-05-01 | redacted
Low Income - Power to Save | HVAC Inspection | 0 | 0.17 | 0 | 268.73 | 1 | Honeywell | 2023-05-01 | redacted
Low Income - Power to Save | LED Lights | 0 | 0 | 0 | 47.6 | 1 | Honeywell | 2023-05-01 | redacted
Low Income - Power to Save | Faucet Aerators | 0 | 0 | 0.02 | 110.58 | 1 | Honeywell | 2023-05-01 | redacted
Low Income - Power to Save | Low Flow Showerhead | 0 | 0.04 | 0.1 | 504.08 | 1 | Honeywell | 2023-05-01 | redacted
Low Income - Power to Save | Weather Strip/Caulk | 0 | 0.25 | 0.09 | 503.3 | 1 | Honeywell | 2023-05-01 | redacted
Low Income - Power to Save | Outdoor Coil Cleaning | 0 | 0.1 | 0 | 275 | 1 | Honeywell | 2023-05-01 | redacted
Low Income - Power to Save | LI - DUCT | 0 | 0.4 | 0.12 | 775.77 | 1 | Honeywell | 2023-05-01 | redacted
Low Income - Power to Save | HVAC Inspection | 0 | 0.17 | 0 | 268.73 | 1 | Honeywell | 2023-05-01 | redacted
Low Income - Power to Save | LED Lights | 0 | 0 | 0 | 47.6 | 1 | Honeywell | 2023-05-01 | redacted
Low Income - Power to Save | Faucet Aerators | 0 | 0 | 0.02 | 110.58 | 1 | Honeywell | 2023-05-01 | redacted
Low Income - Power to Save | Low Flow Showerhead | 0 | 0.04 | 0.1 | 504.08 | 1 | Honeywell | 2023-05-01 | redacted
Low Income - Power to Save | Pipe Wrap | 0 | 0.01 | 0.03 | 143.65 | 1 | Honeywell | 2023-05-01 | redacted
Low Income - Power to Save | Weather Strip/Caulk | 0 | 0.25 | 0.09 | 503.3 | 1 | Honeywell | 2023-05-01 | redacted
Low Income - Power to Save | Outdoor Coil Cleaning | 0 | 0.1 | 0 | 275 | 1 | Honeywell | 2023-05-01 | redacted
Low Income - Power to Save | LI - DUCT | 0 | 0.4 | 0.12 | 775.77 | 1 | Honeywell | 2023-05-01 | redacted
Low Income - Power to Save | HVAC Inspection | 0 | 0.17 | 0 | 268.73 | 1 | Honeywell | 2023-05-01 | redacted
Low Income - Power to Save | LED Lights | 0 | 0 | 0 | 47.6 | 1 | Honeywell | 2023-05-01 | redacted
Low Income - Power to Save | Faucet Aerators | 0 | 0 | 0.02 | 110.58 | 1 | Honeywell | 2023-05-01 | redacted
Low Income - Power to Save | Low Flow Showerhead | 0 | 0.04 | 0.1 | 504.08 | 1 | Honeywell | 2023-05-01 | redacted
Low Income - Power to Save | Pipe Wrap | 0 | 0.01 | 0.03 | 143.65 | 1 | Honeywell | 2023-05-01 | redacted
Low Income - Power to Save | Weather Strip/Caulk | 0 | 0.25 | 0.09 | 503.3 | 1 | Honeywell | 2023-05-01 | redacted
Low Income - Power to Save | Outdoor Coil Cleaning | 0 | 0.1 | 0 | 275 | 1 | Honeywell | 2023-05-01 | redacted
Low Income - Power to Save | LI - DUCT | 0 | 0.4 | 0.12 | 775.77 | 1 | Honeywell | 2023-05-01 | redacted
Low Income - Power to Save | HVAC Inspection | 0 | 0.17 | 0 | 268.73 | 1 | Honeywell | 2023-05-01 | redacted
Low Income - Power to Save | LED Lights | 0 | 0 | 0 | 47.6 | 1 | Honeywell | 2023-05-01 | redacted
Low Income - Power to Save | Faucet Aerators | 0 | 0 | 0.02 | 110.58 | 1 | Honeywell | 2023-05-01 | redacted
Low Income - Power to Save | Low Flow Showerhead | 0 | 0.04 | 0.1 | 504.08 | 1 | Honeywell | 2023-05-01 | redacted
Low Income - Power to Save | Weather Strip/Caulk | 0 | 0.25 | 0.09 | 503.3 | 1 | Honeywell | 2023-05-01 | redacted
Low Income - Power to Save | Outdoor Coil Cleaning | 0 | 0.1 | 0 | 275 | 1 | Honeywell | 2023-05-01 | redacted
Low Income - Power to Save | LI - DUCT | 0 | 0.4 | 0.12 | 775.77 | 1 | Honeywell | 2023-05-01 | redacted
Low Income - Power to Save | HVAC Inspection | 0 | 0.17 | 0 | 268.73 | 1 | Honeywell | 2023-05-01 | redacted
Low Income - Power to Save | LED Lights | 0 | 0 | 0 | 47.6 | 1 | Honeywell | 2023-05-01 | redacted
Low Income - Power to Save | Faucet Aerators | 0 | 0 | 0.02 | 110.58 | 1 | Honeywell | 2023-05-01 | redacted
Low Income - Power to Save | Low Flow Showerhead | 0 | 0.04 | 0.1 | 504.08 | 1 | Honeywell | 2023-05-01 | redacted
Low Income - Power to Save | Outdoor Coil Cleaning | 0 | 0.1 | 0 | 275 | 1 | Honeywell | 2023-05-01 | redacted
Low Income - Power to Save | LI - DUCT | 0 | 0.4 | 0.12 | 775.77 | 1 | Honeywell | 2023-05-01 | redacted
Low Income - Power to Save | HVAC Inspection | 0 | 0.17 | 0 | 268.73 | 1 | Honeywell | 2023-05-01 | redacted
Low Income - Power to Save | LED Lights | 0 | 0 | 0 | 47.6 | 1 | Honeywell | 2023-05-01 | redacted
Low Income - Power to Save | Faucet Aerators | 0 | 0 | 0.02 | 110.58 | 1 | Honeywell | 2023-05-01 | redacted
Low Income - Power to Save | Low Flow Showerhead | 0 | 0.04 | 0.1 | 504.08 | 1 | Honeywell | 2023-05-01 | redacted
Low Income - Power to Save | LED Lights | 0 | 0 | 0 | 47.6 | 1 | Honeywell | 2023-05-01 | redacted
Low Income - Power to Save | Faucet Aerators | 0 | 0 | 0.02 | 110.58 | 1 | Honeywell | 2023-05-01 | redacted
Low Income - Power to Save | Low Flow Showerhead | 0 | 0.04 | 0.1 | 504.08 | 1 | Honeywell | 2023-05-01 | redacted
Low Income - Power to Save | Pipe Wrap | 0 | 0.01 | 0.03 | 143.65 | 1 | Honeywell | 2023-05-01 | redacted
Low Income - Power to Save | Weather Strip/Caulk | 0 | 0.25 | 0.09 | 503.3 | 1 | Honeywell | 2023-05-01 | redacted
Low Income - Power to Save | Outdoor Coil Cleaning | 0 | 0.1 | 0 | 275 | 1 | Honeywell | 2023-05-01 | redacted
Low Income - Power to Save | LI - DUCT | 0 | 0.4 | 0.12 | 775.77 | 1 | Honeywell | 2023-05-01 | redacted
Low Income - Power to Save | HVAC Inspection | 0 | 0.17 | 0 | 268.73 | 1 | Honeywell | 2023-05-01 | redacted
Low Income - Power to Save | LED Lights | 0 | 0 | 0 | 47.6 | 1 | Honeywell | 2023-05-01 | redacted
Low Income - Power to Save | Weather Strip/Caulk | 0 | 0.25 | 0.09 | 503.3 | 1 | Honeywell | 2023-05-01 | redacted
Low Income - Power to Save | LED Lights | 0 | 0 | 0 | 47.6 | 1 | Honeywell | 2023-05-01 | redacted
Low Income - Power to Save | Low Flow Showerhead | 0 | 0.04 | 0.1 | 504.08 | 1 | Honeywell | 2023-05-01 | redacted
Low Income - Power to Save | Weather Strip/Caulk | 0 | 0.25 | 0.09 | 503.3 | 1 | Honeywell | 2023-05-01 | redacted
Low Income - Power to Save | Outdoor Coil Cleaning | 0 | 0.1 | 0 | 275 | 1 | Honeywell | 2023-05-01 | redacted
Low Income - Power to Save | LI - DUCT | 0 | 0.4 | 0.12 | 775.77 | 1 | Honeywell | 2023-05-01 | redacted
Low Income - Power to Save | HVAC Inspection | 0 | 0.17 | 0 | 268.73 | 1 | Honeywell | 2023-05-01 | redacted
Low Income - Power to Save | LED Lights | 0 | 0 | 0 | 47.6 | 1 | Honeywell | 2023-05-01 | redacted
Low Income - Power to Save | Faucet Aerators | 0 | 0 | 0.02 | 110.58 | 1 | Honeywell | 2023-05-01 | redacted
Low Income - Power to Save | Low Flow Showerhead | 0 | 0.04 | 0.1 | 504.08 | 1 | Honeywell | 2023-05-01 | redacted
Low Income - Power to Save | Pipe Wrap | 0 | 0.01 | 0.03 | 143.65 | 1 | Honeywell | 2023-05-01 | redacted
Low Income - Power to Save | Weather Strip/Caulk | 0 | 0.25 | 0.09 | 503.3 | 1 | Honeywell | 2023-05-01 | redacted
Low Income - Power to Save | Outdoor Coil Cleaning | 0 | 0.1 | 0 | 275 | 1 | Honeywell | 2023-05-01 | redacted
Low Income - Power to Save | LI - DUCT | 0 | 0.4 | 0.12 | 775.77 | 1 | Honeywell | 2023-05-01 | redacted
Low Income - Power to Save | HVAC Inspection | 0 | 0.17 | 0 | 268.73 | 1 | Honeywell | 2023-05-01 | redacted
Low Income - Power to Save | LED Lights | 0 | 0 | 0 | 47.6 | 1 | Honeywell | 2023-05-01 | redacted
Low Income - Power to Save | Faucet Aerators | 0 | 0 | 0.02 | 110.58 | 1 | Honeywell | 2023-05-01 | redacted
Low Income - Power to Save | Low Flow Showerhead | 0 | 0.04 | 0.1 | 504.08 | 1 | Honeywell | 2023-05-01 | redacted
Low Income - Power to Save | Pipe Wrap | 0 | 0.01 | 0.03 | 143.65 | 1 | Honeywell | 2023-05-01 | redacted
Low Income - Power to Save | Weather Strip/Caulk | 0 | 0.25 | 0.09 | 503.3 | 1 | Honeywell | 2023-05-01 | redacted
Low Income - Power to Save | Outdoor Coil Cleaning | 0 | 0.1 | 0 | 275 | 1 | Honeywell | 2023-05-01 | redacted
Low Income - Power to Save | LI - DUCT | 0 | 0.4 | 0.12 | 775.77 | 1 | Honeywell | 2023-05-01 | redacted
Low Income - Power to Save | HVAC Inspection | 0 | 0.17 | 0 | 268.73 | 1 | Honeywell | 2023-05-01 | redacted
Low Income - Power to Save | LED Lights | 0 | 0 | 0 | 47.6 | 1 | Honeywell | 2023-05-01 | redacted
Low Income - Power to Save | Faucet Aerators | 0 | 0 | 0.02 | 110.58 | 1 | Honeywell | 2023-05-01 | redacted
Low Income - Power to Save | Low Flow Showerhead | 0 | 0.04 | 0.1 | 504.08 | 1 | Honeywell | 2023-05-01 | redacted
Low Income - Power to Save | Weather Strip/Caulk | 0 | 0.25 | 0.09 | 503.3 | 1 | Honeywell | 2023-05-01 | redacted
Low Income - Power to Save | Outdoor Coil Cleaning | 0 | 0.1 | 0 | 275 | 1 | Honeywell | 2023-05-01 | redacted
Low Income - Power to Save | LED Lights | 0 | 0 | 0 | 47.6 | 1 | Honeywell | 2023-05-01 | redacted
Low Income - Power to Save | Low Flow Showerhead | 0 | 0.04 | 0.1 | 504.08 | 1 | Honeywell | 2023-05-01 | redacted
Low Income - Power to Save | Pipe Wrap | 0 | 0.01 | 0.03 | 143.65 | 1 | Honeywell | 2023-05-01 | redacted
Low Income - Power to Save | Weather Strip/Caulk | 0 | 0.25 | 0.09 | 503.3 | 1 | Honeywell | 2023-05-01 | redacted
Low Income - Power to Save | Outdoor Coil Cleaning | 0 | 0.1 | 0 | 275 | 1 | Honeywell | 2023-05-01 | redacted
Low Income - Power to Save | LI - DUCT | 0 | 0.4 | 0.12 | 775.77 | 1 | Honeywell | 2023-05-01 | redacted
Low Income - Power to Save | HVAC Inspection | 0 | 0.17 | 0 | 268.73 | 1 | Honeywell | 2023-05-01 | redacted
Low Income - Power to Save | LED Lights | 0 | 0 | 0 | 47.6 | 1 | Honeywell | 2023-05-01 | redacted
Low Income - Power to Save | Pipe Wrap | 0 | 0.01 | 0.03 | 143.65 | 1 | Honeywell | 2023-05-01 | redacted
Low Income - Power to Save | Weather Strip/Caulk | 0 | 0.25 | 0.09 | 503.3 | 1 | Honeywell | 2023-05-01 | redacted
Low Income - Power to Save | Outdoor Coil Cleaning | 0 | 0.1 | 0 | 275 | 1 | Honeywell | 2023-05-01 | redacted
Low Income - Power to Save | LI - DUCT | 0 | 0.4 | 0.12 | 775.77 | 1 | Honeywell | 2023-05-01 | redacted
Low Income - Power to Save | HVAC Inspection | 0 | 0.17 | 0 | 268.73 | 1 | Honeywell | 2023-05-01 | redacted
Low Income - Power to Save | LED Lights | 0 | 0 | 0 | 47.6 | 1 | Honeywell | 2023-05-01 | redacted
Low Income - Power to Save | Faucet Aerators | 0 | 0 | 0.02 | 110.58 | 1 | Honeywell | 2023-05-01 | redacted
Low Income - Power to Save | Low Flow Showerhead | 0 | 0.04 | 0.1 | 504.08 | 1 | Honeywell | 2023-05-01 | redacted
Low Income - Power to Save | Pipe Wrap | 0 | 0.01 | 0.03 | 143.65 | 1 | Honeywell | 2023-05-01 | redacted
Low Income - Power to Save | Weather Strip/Caulk | 0 | 0.25 | 0.09 | 503.3 | 1 | Honeywell | 2023-05-01 | redacted
Low Income - Power to Save | Outdoor Coil Cleaning | 0 | 0.1 | 0 | 275 | 1 | Honeywell | 2023-05-01 | redacted
Low Income - Power to Save | HVAC Inspection | 0 | 0.17 | 0 | 268.73 | 1 | Honeywell | 2023-05-01 | redacted
Low Income - Power to Save | LED Lights | 0 | 0 | 0 | 47.6 | 1 | Honeywell | 2023-05-01 | redacted
Low Income - Power to Save | Faucet Aerators | 0 | 0 | 0.02 | 110.58 | 1 | Honeywell | 2023-05-01 | redacted
Low Income - Power to Save | Low Flow Showerhead | 0 | 0.04 | 0.1 | 504.08 | 1 | Honeywell | 2023-05-01 | redacted
Low Income - Power to Save | Weather Strip/Caulk | 0 | 0.25 | 0.09 | 503.3 | 1 | Honeywell | 2023-05-01 | redacted
Low Income - Power to Save | Outdoor Coil Cleaning | 0 | 0.1 | 0 | 275 | 1 | Honeywell | 2023-05-01 | redacted
Low Income - Power to Save | LI - DUCT | 0 | 0.4 | 0.12 | 775.77 | 1 | Honeywell | 2023-05-01 | redacted
Low Income - Power to Save | HVAC Inspection | 0 | 0.17 | 0 | 268.73 | 1 | Honeywell | 2023-05-01 | redacted
Low Income - Power to Save | LED Lights | 0 | 0 | 0 | 47.6 | 1 | Honeywell | 2023-05-01 | redacted
Low Income - Power to Save | Faucet Aerators | 0 | 0 | 0.02 | 110.58 | 1 | Honeywell | 2023-05-01 | redacted
Low Income - Power to Save | Low Flow Showerhead | 0 | 0.04 | 0.1 | 504.08 | 1 | Honeywell | 2023-05-01 | redacted
Low Income - Power to Save | Pipe Wrap | 0 | 0.01 | 0.03 | 143.65 | 1 | Honeywell | 2023-05-01 | redacted
Low Income - Power to Save | Weather Strip/Caulk | 0 | 0.25 | 0.09 | 503.3 | 1 | Honeywell | 2023-05-01 | redacted
Low Income - Power to Save | Outdoor Coil Cleaning | 0 | 0.1 | 0 | 275 | 1 | Honeywell | 2023-05-01 | redacted
Low Income - Power to Save | LED Lights | 0 | 0 | 0 | 47.6 | 1 | Honeywell | 2023-05-01 | redacted
Low Income - Power to Save | Faucet Aerators | 0 | 0 | 0.02 | 110.58 | 1 | Honeywell | 2023-05-01 | redacted
Low Income - Power to Save | Low Flow Showerhead | 0 | 0.04 | 0.1 | 504.08 | 1 | Honeywell | 2023-05-01 | redacted
Low Income - Power to Save | Weather Strip/Caulk | 0 | 0.25 | 0.09 | 503.3 | 1 | Honeywell | 2023-05-01 | redacted
Low Income - Power to Save | LED Lights | 0 | 0 | 0 | 47.6 | 1 | Honeywell | 2023-05-01 | redacted
Low Income - Power to Save | Faucet Aerators | 0 | 0 | 0.02 | 110.58 | 1 | Honeywell | 2023-05-01 | redacted
Low Income - Power to Save | Low Flow Showerhead | 0 | 0.04 | 0.1 | 504.08 | 1 | Honeywell | 2023-05-01 | redacted
Low Income - Power to Save | Weather Strip/Caulk | 0 | 0.25 | 0.09 | 503.3 | 1 | Honeywell | 2023-05-01 | redacted
Low Income - Power to Save | Outdoor Coil Cleaning | 0 | 0.1 | 0 | 275 | 1 | Honeywell | 2023-05-01 | redacted
Low Income - Power to Save | LED Lights | 0 | 0 | 0 | 47.6 | 1 | Honeywell | 2023-05-01 | redacted
Low Income - Power to Save | Faucet Aerators | 0 | 0 | 0.02 | 110.58 | 1 | Honeywell | 2023-05-01 | redacted
Low Income - Power to Save | Low Flow Showerhead | 0 | 0.04 | 0.1 | 504.08 | 1 | Honeywell | 2023-05-01 | redacted
Low Income - Power to Save | Outdoor Coil Cleaning | 0 | 0.1 | 0 | 275 | 1 | Honeywell | 2023-05-01 | redacted
Low Income - Power to Save | LI - DUCT | 0 | 0.4 | 0.12 | 775.77 | 1 | Honeywell | 2023-05-01 | redacted
Low Income - Power to Save | HVAC Inspection | 0 | 0.17 | 0 | 268.73 | 1 | Honeywell | 2023-05-01 | redacted
Low Income - Power to Save | LED Lights | 0 | 0 | 0 | 47.6 | 1 | Honeywell | 2023-05-01 | redacted
Low Income - Power to Save | Faucet Aerators | 0 | 0 | 0.02 | 110.58 | 1 | Honeywell | 2023-05-01 | redacted
Low Income - Power to Save | Low Flow Showerhead | 0 | 0.04 | 0.1 | 504.08 | 1 | Honeywell | 2023-05-01 | redacted
Low Income - Power to Save | Pipe Wrap | 0 | 0.01 | 0.03 | 143.65 | 1 | Honeywell | 2023-05-01 | redacted
Low Income - Power to Save | Weather Strip/Caulk | 0 | 0.25 | 0.09 | 503.3 | 1 | Honeywell | 2023-05-01 | redacted
Low Income - Power to Save | LED Lights | 0 | 0 | 0 | 47.6 | 1 | Honeywell | 2023-05-01 | redacted
Low Income - Power to Save | Faucet Aerators | 0 | 0 | 0.02 | 110.58 | 1 | Honeywell | 2023-05-01 | redacted
Low Income - Power to Save | Low Flow Showerhead | 0 | 0.04 | 0.1 | 504.08 | 1 | Honeywell | 2023-05-01 | redacted
Low Income - Power to Save | Weather Strip/Caulk | 0 | 0.25 | 0.09 | 503.3 | 1 | Honeywell | 2023-05-01 | redacted
Low Income - Power to Save | Outdoor Coil Cleaning | 0 | 0.1 | 0 | 275 | 1 | Honeywell | 2023-05-01 | redacted
Low Income - Power to Save | LI - DUCT | 0 | 0.4 | 0.12 | 775.77 | 1 | Honeywell | 2023-05-01 | redacted
Low Income - Power to Save | HVAC Inspection | 0 | 0.17 | 0 | 268.73 | 1 | Honeywell | 2023-05-01 | redacted
Low Income - Power to Save | LED Lights | 0 | 0 | 0 | 47.6 | 1 | Honeywell | 2023-05-01 | redacted
Low Income - Power to Save | Low Flow Showerhead | 0 | 0.04 | 0.1 | 504.08 | 1 | Honeywell | 2023-05-01 | redacted
Low Income - Power to Save | Pipe Wrap | 0 | 0.01 | 0.03 | 143.65 | 1 | Honeywell | 2023-05-01 | redacted
Low Income - Power to Save | Weather Strip/Caulk | 0 | 0.25 | 0.09 | 503.3 | 1 | Honeywell | 2023-05-01 | redacted
Low Income - Power to Save | Outdoor Coil Cleaning | 0 | 0.1 | 0 | 275 | 1 | Honeywell | 2023-05-01 | redacted
Low Income - Power to Save | LI - DUCT | 0 | 0.4 | 0.12 | 775.77 | 1 | Honeywell | 2023-05-01 | redacted
Low Income - Power to Save | HVAC Inspection | 0 | 0.17 | 0 | 268.73 | 1 | Honeywell | 2023-05-01 | redacted
Low Income - Power to Save | LED Lights | 0 | 0 | 0 | 47.6 | 1 | Honeywell | 2023-05-01 | redacted
Low Income - Power to Save | Low Flow Showerhead | 0 | 0.04 | 0.1 | 504.08 | 1 | Honeywell | 2023-05-01 | redacted
Low Income - Power to Save | Weather Strip/Caulk | 0 | 0.25 | 0.09 | 503.3 | 1 | Honeywell | 2023-05-01 | redacted
Low Income - Power to Save | Outdoor Coil Cleaning | 0 | 0.1 | 0 | 275 | 1 | Honeywell | 2023-05-01 | redacted
Low Income - Power to Save | LI - DUCT | 0 | 0.4 | 0.12 | 775.77 | 1 | Honeywell | 2023-05-01 | redacted
Low Income - Power to Save | HVAC Inspection | 0 | 0.17 | 0 | 268.73 | 1 | Honeywell | 2023-05-01 | redacted
Low Income - Power to Save | LED Lights | 0 | 0 | 0 | 47.6 | 1 | Honeywell | 2023-05-01 | redacted
Low Income - Power to Save | Faucet Aerators | 0 | 0 | 0.02 | 110.58 | 1 | Honeywell | 2023-05-01 | redacted
Low Income - Power to Save | Low Flow Showerhead | 0 | 0.04 | 0.1 | 504.08 | 1 | Honeywell | 2023-05-01 | redacted
Low Income - Power to Save | Weather Strip/Caulk | 0 | 0.25 | 0.09 | 503.3 | 1 | Honeywell | 2023-05-01 | redacted
Low Income - Power to Save | Outdoor Coil Cleaning | 0 | 0.1 | 0 | 275 | 1 | Honeywell | 2023-05-01 | redacted
Low Income - Power to Save | LI - DUCT | 0 | 0.4 | 0.12 | 775.77 | 1 | Honeywell | 2023-05-01 | redacted
Low Income - Power to Save | HVAC Inspection | 0 | 0.17 | 0 | 268.73 | 1 | Honeywell | 2023-05-01 | redacted
Low Income - Power to Save | LED Lights | 0 | 0 | 0 | 47.6 | 1 | Honeywell | 2023-05-01 | redacted
Low Income - Power to Save | Weather Strip/Caulk | 0 | 0.25 | 0.09 | 503.3 | 1 | Honeywell | 2023-05-01 | redacted
Low Income - Power to Save | HVAC Inspection | 0 | 0.17 | 0 | 268.73 | 1 | Honeywell | 2023-05-01 | redacted
Low Income - Power to Save | LED Lights | 0 | 0 | 0 | 47.6 | 1 | Honeywell | 2023-05-01 | redacted
Low Income - Power to Save | Faucet Aerators | 0 | 0 | 0.02 | 110.58 | 1 | Honeywell | 2023-05-01 | redacted
Low Income - Power to Save | Low Flow Showerhead | 0 | 0.04 | 0.1 | 504.08 | 1 | Honeywell | 2023-05-01 | redacted
Low Income - Power to Save | Pipe Wrap | 0 | 0.01 | 0.03 | 143.65 | 1 | Honeywell | 2023-05-01 | redacted
Low Income - Power to Save | Weather Strip/Caulk | 0 | 0.25 | 0.09 | 503.3 | 1 | Honeywell | 2023-05-01 | redacted
Low Income - Power to Save | Outdoor Coil Cleaning | 0 | 0.1 | 0 | 275 | 1 | Honeywell | 2023-05-01 | redacted
Low Income - Power to Save | LI - DUCT | 0 | 0.4 | 0.12 | 775.77 | 1 | Honeywell | 2023-05-01 | redacted
Low Income - Power to Save | HVAC Inspection | 0 | 0.17 | 0 | 268.73 | 1 | Honeywell | 2023-05-01 | redacted
Low Income - Power to Save | LED Lights | 0 | 0 | 0 | 47.6 | 1 | Honeywell | 2023-05-01 | redacted
Low Income - Power to Save | Faucet Aerators | 0 | 0 | 0.02 | 110.58 | 1 | Honeywell | 2023-05-01 | redacted
Low Income - Power to Save | Low Flow Showerhead | 0 | 0.04 | 0.1 | 504.08 | 1 | Honeywell | 2023-05-01 | redacted
Low Income - Power to Save | Pipe Wrap | 0 | 0.01 | 0.03 | 143.65 | 1 | Honeywell | 2023-05-01 | redacted
Low Income - Power to Save | Weather Strip/Caulk | 0 | 0.25 | 0.09 | 503.3 | 1 | Honeywell | 2023-05-01 | redacted
Low Income - Power to Save | Outdoor Coil Cleaning | 0 | 0.1 | 0 | 275 | 1 | Honeywell | 2023-05-01 | redacted
Low Income - Power to Save | LI - DUCT | 0 | 0.4 | 0.12 | 775.77 | 1 | Honeywell | 2023-05-01 | redacted
Low Income - Power to Save | HVAC Inspection | 0 | 0.17 | 0 | 268.73 | 1 | Honeywell | 2023-05-01 | redacted
Low Income - Power to Save | LED Lights | 0 | 0 | 0 | 47.6 | 1 | Honeywell | 2023-05-01 | redacted
Low Income - Power to Save | Faucet Aerators | 0 | 0 | 0.02 | 110.58 | 1 | Honeywell | 2023-05-01 | redacted
Low Income - Power to Save | Low Flow Showerhead | 0 | 0.04 | 0.1 | 504.08 | 1 | Honeywell | 2023-05-01 | redacted
Low Income - Power to Save | Weather Strip/Caulk | 0 | 0.25 | 0.09 | 503.3 | 1 | Honeywell | 2023-05-01 | redacted
Low Income - Power to Save | LED Lights | 0 | 0 | 0 | 47.6 | 1 | Honeywell | 2023-05-01 | redacted
Low Income - Power to Save | Faucet Aerators | 0 | 0 | 0.02 | 110.58 | 1 | Honeywell | 2023-05-01 | redacted
Low Income - Power to Save | Low Flow Showerhead | 0 | 0.04 | 0.1 | 504.08 | 1 | Honeywell | 2023-05-01 | redacted
Low Income - Power to Save | Outdoor Coil Cleaning | 0 | 0.1 | 0 | 275 | 1 | Honeywell | 2023-05-01 | redacted
Low Income - Power to Save | LED Lights | 0 | 0 | 0 | 47.6 | 1 | Honeywell | 2023-05-01 | redacted
Low Income - Power to Save | Faucet Aerators | 0 | 0 | 0.02 | 110.58 | 1 | Honeywell | 2023-05-01 | redacted
Low Income - Power to Save | Pipe Wrap | 0 | 0.01 | 0.03 | 143.65 | 1 | Honeywell | 2023-05-01 | redacted
Low Income - Power to Save | Weather Strip/Caulk | 0 | 0.25 | 0.09 | 503.3 | 1 | Honeywell | 2023-05-01 | redacted
Low Income - Power to Save | Outdoor Coil Cleaning | 0 | 0.1 | 0 | 275 | 1 | Honeywell | 2023-05-01 | redacted
Low Income - Power to Save | LI - DUCT | 0 | 0.4 | 0.12 | 775.77 | 1 | Honeywell | 2023-05-01 | redacted
Low Income - Power to Save | HVAC Inspection | 0 | 0.17 | 0 | 268.73 | 1 | Honeywell | 2023-05-01 | redacted
Low Income - Power to Save | LED Lights | 0 | 0 | 0 | 47.6 | 1 | Honeywell | 2023-05-01 | redacted
Low Income - Power to Save | Faucet Aerators | 0 | 0 | 0.02 | 110.58 | 1 | Honeywell | 2023-05-01 | redacted
Low Income - Power to Save | Low Flow Showerhead | 0 | 0.04 | 0.1 | 504.08 | 1 | Honeywell | 2023-05-01 | redacted
Low Income - Power to Save | Outdoor Coil Cleaning | 0 | 0.1 | 0 | 275 | 1 | Honeywell | 2023-05-01 | redacted
Low Income - Power to Save | LED Lights | 0 | 0 | 0 | 47.6 | 1 | Honeywell | 2023-05-01 | redacted
Low Income - Power to Save | Weather Strip/Caulk | 0 | 0.25 | 0.09 | 503.3 | 1 | Honeywell | 2023-05-01 | redacted
Low Income - Power to Save | Outdoor Coil Cleaning | 0 | 0.1 | 0 | 275 | 1 | Honeywell | 2023-05-01 | redacted
Low Income - Power to Save | LI - DUCT | 0 | 0.4 | 0.12 | 775.77 | 1 | Honeywell | 2023-05-01 | redacted
Low Income - Power to Save | HVAC Inspection | 0 | 0.17 | 0 | 268.73 | 1 | Honeywell | 2023-05-01 | redacted
Low Income - Power to Save | LED Lights | 0 | 0 | 0 | 47.6 | 1 | Honeywell | 2023-05-01 | redacted
Low Income - Power to Save | Faucet Aerators | 0 | 0 | 0.02 | 110.58 | 1 | Honeywell | 2023-05-01 | redacted
Low Income - Power to Save | Low Flow Showerhead | 0 | 0.04 | 0.1 | 504.08 | 1 | Honeywell | 2023-05-01 | redacted
Low Income - Power to Save | Weather Strip/Caulk | 0 | 0.25 | 0.09 | 503.3 | 1 | Honeywell | 2023-05-01 | redacted
Low Income - Power to Save | Outdoor Coil Cleaning | 0 | 0.1 | 0 | 275 | 1 | Honeywell | 2023-05-01 | redacted
Low Income - Power to Save | LI - DUCT | 0 | 0.4 | 0.12 | 775.77 | 1 | Honeywell | 2023-05-01 | redacted
Low Income - Power to Save | HVAC Inspection | 0 | 0.17 | 0 | 268.73 | 1 | Honeywell | 2023-05-01 | redacted
Low Income - Power to Save | LED Lights | 0 | 0 | 0 | 47.6 | 1 | Honeywell | 2023-05-01 | redacted
Low Income - Power to Save | Low Flow Showerhead | 0 | 0.04 | 0.1 | 504.08 | 1 | Honeywell | 2023-05-01 | redacted
Low Income - Power to Save | Pipe Wrap | 0 | 0.01 | 0.03 | 143.65 | 1 | Honeywell | 2023-05-01 | redacted
Low Income - Power to Save | Weather Strip/Caulk | 0 | 0.25 | 0.09 | 503.3 | 1 | Honeywell | 2023-05-01 | redacted
Low Income - Power to Save | Outdoor Coil Cleaning | 0 | 0.1 | 0 | 275 | 1 | Honeywell | 2023-05-01 | redacted
Low Income - Power to Save | LI - DUCT | 0 | 0.4 | 0.12 | 775.77 | 1 | Honeywell | 2023-05-01 | redacted
Low Income - Power to Save | HVAC Inspection | 0 | 0.17 | 0 | 268.73 | 1 | Honeywell | 2023-05-01 | redacted
Low Income - Power to Save | LED Lights | 0 | 0 | 0 | 47.6 | 1 | Honeywell | 2023-05-01 | redacted
Low Income - Power to Save | Faucet Aerators | 0 | 0 | 0.02 | 110.58 | 1 | Honeywell | 2023-05-01 | redacted
Low Income - Power to Save | Low Flow Showerhead | 0 | 0.04 | 0.1 | 504.08 | 1 | Honeywell | 2023-05-01 | redacted
Low Income - Power to Save | Pipe Wrap | 0 | 0.01 | 0.03 | 143.65 | 1 | Honeywell | 2023-05-01 | redacted
Low Income - Power to Save | Weather Strip/Caulk | 0 | 0.25 | 0.09 | 503.3 | 1 | Honeywell | 2023-05-01 | redacted
Low Income - Power to Save | Outdoor Coil Cleaning | 0 | 0.1 | 0 | 275 | 1 | Honeywell | 2023-05-01 | redacted
Low Income - Power to Save | HVAC Inspection | 0 | 0.17 | 0 | 268.73 | 1 | Honeywell | 2023-05-01 | redacted
Low Income - Power to Save | LED Lights | 0 | 0 | 0 | 47.6 | 1 | Honeywell | 2023-05-01 | redacted
Low Income - Power to Save | Faucet Aerators | 0 | 0 | 0.02 | 110.58 | 1 | Honeywell | 2023-05-01 | redacted
Low Income - Power to Save | Low Flow Showerhead | 0 | 0.04 | 0.1 | 504.08 | 1 | Honeywell | 2023-05-01 | redacted
Low Income - Power to Save | Pipe Wrap | 0 | 0.01 | 0.03 | 143.65 | 1 | Honeywell | 2023-05-01 | redacted
Low Income - Power to Save | Weather Strip/Caulk | 0 | 0.25 | 0.09 | 503.3 | 1 | Honeywell | 2023-05-01 | redacted
Low Income - Power to Save | Outdoor Coil Cleaning | 0 | 0.1 | 0 | 275 | 1 | Honeywell | 2023-05-01 | redacted
Low Income - Power to Save | LI - DUCT | 0 | 0.4 | 0.12 | 775.77 | 1 | Honeywell | 2023-05-01 | redacted
Low Income - Power to Save | HVAC Inspection | 0 | 0.17 | 0 | 268.73 | 1 | Honeywell | 2023-05-01 | redacted
Low Income - Power to Save | LED Lights | 0 | 0 | 0 | 47.6 | 1 | Honeywell | 2023-05-01 | redacted
Low Income - Power to Save | Faucet Aerators | 0 | 0 | 0.02 | 110.58 | 1 | Honeywell | 2023-05-01 | redacted
Low Income - Power to Save | Low Flow Showerhead | 0 | 0.04 | 0.1 | 504.08 | 1 | Honeywell | 2023-05-01 | redacted
Low Income - Power to Save | Weather Strip/Caulk | 0 | 0.25 | 0.09 | 503.3 | 1 | Honeywell | 2023-05-01 | redacted
Low Income - Power to Save | Outdoor Coil Cleaning | 0 | 0.1 | 0 | 275 | 1 | Honeywell | 2023-05-01 | redacted
Low Income - Power to Save | LI - DUCT | 0 | 0.4 | 0.12 | 775.77 | 1 | Honeywell | 2023-05-01 | redacted
Low Income - Power to Save | HVAC Inspection | 0 | 0.17 | 0 | 268.73 | 1 | Honeywell | 2023-05-01 | redacted
Low Income - Power to Save | LED Lights | 0 | 0 | 0 | 47.6 | 1 | Honeywell | 2023-05-01 | redacted
Low Income - Power to Save | Faucet Aerators | 0 | 0 | 0.02 | 110.58 | 1 | Honeywell | 2023-05-01 | redacted
Low Income - Power to Save | Low Flow Showerhead | 0 | 0.04 | 0.1 | 504.08 | 1 | Honeywell | 2023-05-01 | redacted
Low Income - Power to Save | Weather Strip/Caulk | 0 | 0.25 | 0.09 | 503.3 | 1 | Honeywell | 2023-05-01 | redacted
Low Income - Power to Save | LED Lights | 0 | 0 | 0 | 47.6 | 1 | Honeywell | 2023-05-01 | redacted
Low Income - Power to Save | Faucet Aerators | 0 | 0 | 0.02 | 110.58 | 1 | Honeywell | 2023-05-01 | redacted
Low Income - Power to Save | Low Flow Showerhead | 0 | 0.04 | 0.1 | 504.08 | 1 | Honeywell | 2023-05-01 | redacted
Low Income - Power to Save | Weather Strip/Caulk | 0 | 0.25 | 0.09 | 503.3 | 1 | Honeywell | 2023-05-01 | redacted
Low Income - Power to Save | Outdoor Coil Cleaning | 0 | 0.1 | 0 | 275 | 1 | Honeywell | 2023-05-01 | redacted
Low Income - Power to Save | LI - DUCT | 0 | 0.4 | 0.12 | 775.77 | 1 | Honeywell | 2023-05-01 | redacted
Low Income - Power to Save | HVAC Inspection | 0 | 0.17 | 0 | 268.73 | 1 | Honeywell | 2023-05-01 | redacted
Low Income - Power to Save | LED Lights | 0 | 0 | 0 | 47.6 | 1 | Honeywell | 2023-05-01 | redacted
Low Income - Power to Save | Faucet Aerators | 0 | 0 | 0.02 | 110.58 | 1 | Honeywell | 2023-05-01 | redacted
Low Income - Power to Save | Low Flow Showerhead | 0 | 0.04 | 0.1 | 504.08 | 1 | Honeywell | 2023-05-01 | redacted
Low Income - Power to Save | Outdoor Coil Cleaning | 0 | 0.1 | 0 | 275 | 1 | Honeywell | 2023-05-01 | redacted
Low Income - Power to Save | LED Lights | 0 | 0 | 0 | 47.6 | 1 | Honeywell | 2023-05-01 | redacted
Low Income - Power to Save | Low Flow Showerhead | 0 | 0.04 | 0.1 | 504.08 | 1 | Honeywell | 2023-05-01 | redacted
Low Income - Power to Save | Pipe Wrap | 0 | 0.01 | 0.03 | 143.65 | 1 | Honeywell | 2023-05-01 | redacted
Low Income - Power to Save | Weather Strip/Caulk | 0 | 0.25 | 0.09 | 503.3 | 1 | Honeywell | 2023-05-01 | redacted
Low Income - Power to Save | Outdoor Coil Cleaning | 0 | 0.1 | 0 | 275 | 1 | Honeywell | 2023-05-01 | redacted
Low Income - Power to Save | LI - DUCT | 0 | 0.4 | 0.12 | 775.77 | 1 | Honeywell | 2023-05-01 | redacted
Low Income - Power to Save | HVAC Inspection | 0 | 0.17 | 0 | 268.73 | 1 | Honeywell | 2023-05-01 | redacted
Low Income - Power to Save | LED Lights | 0 | 0 | 0 | 47.6 | 1 | Honeywell | 2023-05-01 | redacted
Low Income - Power to Save | Pipe Wrap | 0 | 0.01 | 0.03 | 143.65 | 1 | Honeywell | 2023-05-01 | redacted
Low Income - Power to Save | Weather Strip/Caulk | 0 | 0.25 | 0.09 | 503.3 | 1 | Honeywell | 2023-05-01 | redacted
Low Income - Power to Save | Outdoor Coil Cleaning | 0 | 0.1 | 0 | 275 | 1 | Honeywell | 2023-05-01 | redacted
Low Income - Power to Save | LI - DUCT | 0 | 0.4 | 0.12 | 775.77 | 1 | Honeywell | 2023-05-01 | redacted
Low Income - Power to Save | HVAC Inspection | 0 | 0.17 | 0 | 268.73 | 1 | Honeywell | 2023-05-01 | redacted
Low Income - Power to Save | LED Lights | 0 | 0 | 0 | 47.6 | 1 | Honeywell | 2023-05-01 | redacted
Low Income - Power to Save | Faucet Aerators | 0 | 0 | 0.02 | 110.58 | 1 | Honeywell | 2023-05-01 | redacted
Low Income - Power to Save | Low Flow Showerhead | 0 | 0.04 | 0.1 | 504.08 | 1 | Honeywell | 2023-05-01 | redacted
Low Income - Power to Save | Outdoor Coil Cleaning | 0 | 0.1 | 0 | 275 | 1 | Honeywell | 2023-05-01 | redacted
Low Income - Power to Save | LED Lights | 0 | 0 | 0 | 47.6 | 1 | Honeywell | 2023-05-01 | redacted
Low Income - Power to Save | Pipe Wrap | 0 | 0.01 | 0.03 | 143.65 | 1 | Honeywell | 2023-05-01 | redacted
Low Income - Power to Save | Weather Strip/Caulk | 0 | 0.25 | 0.09 | 503.3 | 1 | Honeywell | 2023-05-01 | redacted
Low Income - Power to Save | LED Lights | 0 | 0 | 0 | 47.6 | 1 | Honeywell | 2023-05-01 | redacted
Low Income - Power to Save | Faucet Aerators | 0 | 0 | 0.02 | 110.58 | 1 | Honeywell | 2023-05-01 | redacted
Low Income - Power to Save | Low Flow Showerhead | 0 | 0.04 | 0.1 | 504.08 | 1 | Honeywell | 2023-05-01 | redacted
Low Income - Power to Save | Weather Strip/Caulk | 0 | 0.25 | 0.09 | 503.3 | 1 | Honeywell | 2023-05-01 | redacted
Low Income - Power to Save | Outdoor Coil Cleaning | 0 | 0.1 | 0 | 275 | 1 | Honeywell | 2023-05-01 | redacted
Low Income - Power to Save | LED Lights | 0 | 0 | 0 | 47.6 | 1 | Honeywell | 2023-05-01 | redacted
Low Income - Power to Save | Faucet Aerators | 0 | 0 | 0.02 | 110.58 | 1 | Honeywell | 2023-05-01 | redacted
Low Income - Power to Save | Low Flow Showerhead | 0 | 0.04 | 0.1 | 504.08 | 1 | Honeywell | 2023-05-01 | redacted
Low Income - Power to Save | Outdoor Coil Cleaning | 0 | 0.1 | 0 | 275 | 1 | Honeywell | 2023-05-01 | redacted
Low Income - Power to Save | LI - DUCT | 0 | 0.4 | 0.12 | 775.77 | 1 | Honeywell | 2023-05-01 | redacted
Low Income - Power to Save | HVAC Inspection | 0 | 0.17 | 0 | 268.73 | 1 | Honeywell | 2023-05-01 | redacted
Low Income - Power to Save | LED Lights | 0 | 0 | 0 | 47.6 | 1 | Honeywell | 2023-05-01 | redacted
Low Income - Power to Save | Faucet Aerators | 0 | 0 | 0.02 | 110.58 | 1 | Honeywell | 2023-05-01 | redacted
Low Income - Power to Save | Low Flow Showerhead | 0 | 0.04 | 0.1 | 504.08 | 1 | Honeywell | 2023-05-01 | redacted
Low Income - Power to Save | Weather Strip/Caulk | 0 | 0.25 | 0.09 | 503.3 | 1 | Honeywell | 2023-05-01 | redacted
Low Income - Power to Save | Outdoor Coil Cleaning | 0 | 0.1 | 0 | 275 | 1 | Honeywell | 2023-05-01 | redacted
Low Income - Power to Save | LI - DUCT | 0 | 0.4 | 0.12 | 775.77 | 1 | Honeywell | 2023-05-01 | redacted
Low Income - Power to Save | HVAC Inspection | 0 | 0.17 | 0 | 268.73 | 1 | Honeywell | 2023-05-01 | redacted
Low Income - Power to Save | LED Lights | 0 | 0 | 0 | 47.6 | 1 | Honeywell | 2023-05-01 | redacted
Low Income - Power to Save | Weather Strip/Caulk | 0 | 0.25 | 0.09 | 503.3 | 1 | Honeywell | 2023-05-01 | redacted
Low Income - Power to Save | Outdoor Coil Cleaning | 0 | 0.1 | 0 | 275 | 1 | Honeywell | 2023-05-01 | redacted
Low Income - Power to Save | HVAC Inspection | 0 | 0.17 | 0 | 268.73 | 1 | Honeywell | 2023-05-01 | redacted
Low Income - Power to Save | LED Lights | 0 | 0 | 0 | 47.6 | 1 | Honeywell | 2023-05-01 | redacted
Low Income - Power to Save | Low Flow Showerhead | 0 | 0.04 | 0.1 | 504.08 | 1 | Honeywell | 2023-05-01 | redacted
Low Income - Power to Save | Weather Strip/Caulk | 0 | 0.25 | 0.09 | 503.3 | 1 | Honeywell | 2023-05-01 | redacted
Low Income - Power to Save | Outdoor Coil Cleaning | 0 | 0.1 | 0 | 275 | 1 | Honeywell | 2023-05-01 | redacted
Low Income - Power to Save | LI - DUCT | 0 | 0.4 | 0.12 | 775.77 | 1 | Honeywell | 2023-05-01 | redacted
Low Income - Power to Save | HVAC Inspection | 0 | 0.17 | 0 | 268.73 | 1 | Honeywell | 2023-05-01 | redacted
Low Income - Power to Save | LED Lights | 0 | 0 | 0 | 47.6 | 1 | Honeywell | 2023-05-01 | redacted
Low Income - Power to Save | Faucet Aerators | 0 | 0 | 0.02 | 110.58 | 1 | Honeywell | 2023-05-01 | redacted
Low Income - Power to Save | Low Flow Showerhead | 0 | 0.04 | 0.1 | 504.08 | 1 | Honeywell | 2023-05-01 | redacted
Low Income - Power to Save | Weather Strip/Caulk | 0 | 0.25 | 0.09 | 503.3 | 1 | Honeywell | 2023-05-01 | redacted
Low Income - Power to Save | Outdoor Coil Cleaning | 0 | 0.1 | 0 | 275 | 1 | Honeywell | 2023-05-01 | redacted
Low Income - Power to Save | LI - DUCT | 0 | 0.4 | 0.12 | 775.77 | 1 | Honeywell | 2023-05-01 | redacted
Low Income - Power to Save | HVAC Inspection | 0 | 0.17 | 0 | 268.73 | 1 | Honeywell | 2023-05-01 | redacted
Low Income - Power to Save | LED Lights | 0 | 0 | 0 | 47.6 | 1 | Honeywell | 2023-05-01 | redacted
Low Income - Power to Save | Faucet Aerators | 0 | 0 | 0.02 | 110.58 | 1 | Honeywell | 2023-05-01 | redacted
Low Income - Power to Save | Low Flow Showerhead | 0 | 0.04 | 0.1 | 504.08 | 1 | Honeywell | 2023-05-01 | redacted
Low Income - Power to Save | LED Lights | 0 | 0 | 0 | 47.6 | 1 | Honeywell | 2023-05-01 | redacted
Low Income - Power to Save | Faucet Aerators | 0 | 0 | 0.02 | 110.58 | 1 | Honeywell | 2023-05-01 | redacted
Low Income - Power to Save | Outdoor Coil Cleaning | 0 | 0.1 | 0 | 275 | 1 | Honeywell | 2023-05-01 | redacted
Low Income - Power to Save | LI - DUCT | 0 | 0.4 | 0.12 | 775.77 | 1 | Honeywell | 2023-05-01 | redacted
Low Income - Power to Save | HVAC Inspection | 0 | 0.17 | 0 | 268.73 | 1 | Honeywell | 2023-05-01 | redacted
Low Income - Power to Save | LED Lights | 0 | 0 | 0 | 47.6 | 1 | Honeywell | 2023-05-01 | redacted
Low Income - Power to Save | Low Flow Showerhead | 0 | 0.04 | 0.1 | 504.08 | 1 | Honeywell | 2023-05-01 | redacted
Low Income - Power to Save | Weather Strip/Caulk | 0 | 0.25 | 0.09 | 503.3 | 1 | Honeywell | 2023-05-01 | redacted
Low Income - Power to Save | Outdoor Coil Cleaning | 0 | 0.1 | 0 | 275 | 1 | Honeywell | 2023-05-01 | redacted
Low Income - Power to Save | LI - DUCT | 0 | 0.4 | 0.12 | 775.77 | 1 | Honeywell | 2023-05-01 | redacted
Low Income - Power to Save | HVAC Inspection | 0 | 0.17 | 0 | 268.73 | 1 | Honeywell | 2023-05-01 | redacted
Low Income - Power to Save | LED Lights | 0 | 0 | 0 | 47.6 | 1 | Honeywell | 2023-05-01 | redacted
Low Income - Power to Save | Low Flow Showerhead | 0 | 0.04 | 0.1 | 504.08 | 1 | Honeywell | 2023-05-01 | redacted
Low Income - Power to Save | Pipe Wrap | 0 | 0.01 | 0.03 | 143.65 | 1 | Honeywell | 2023-05-01 | redacted
Low Income - Power to Save | Weather Strip/Caulk | 0 | 0.25 | 0.09 | 503.3 | 1 | Honeywell | 2023-05-01 | redacted
Low Income - Power to Save | Outdoor Coil Cleaning | 0 | 0.1 | 0 | 275 | 1 | Honeywell | 2023-05-01 | redacted
Low Income - Power to Save | LI - DUCT | 0 | 0.4 | 0.12 | 775.77 | 1 | Honeywell | 2023-05-01 | redacted
Low Income - Power to Save | HVAC Inspection | 0 | 0.17 | 0 | 268.73 | 1 | Honeywell | 2023-05-01 | redacted
Low Income - Power to Save | LED Lights | 0 | 0 | 0 | 47.6 | 1 | Honeywell | 2023-05-01 | redacted
Low Income - Power to Save | Faucet Aerators | 0 | 0 | 0.02 | 110.58 | 1 | Honeywell | 2023-05-01 | redacted
Low Income - Power to Save | Low Flow Showerhead | 0 | 0.04 | 0.1 | 504.08 | 1 | Honeywell | 2023-05-01 | redacted
Low Income - Power to Save | LED Lights | 0 | 0 | 0 | 47.6 | 1 | Honeywell | 2023-05-01 | redacted
Low Income - Power to Save | Weather Strip/Caulk | 0 | 0.25 | 0.09 | 503.3 | 1 | Honeywell | 2023-05-01 | redacted
Low Income - Power to Save | Outdoor Coil Cleaning | 0 | 0.1 | 0 | 275 | 1 | Honeywell | 2023-05-01 | redacted
Low Income - Power to Save | HVAC Inspection | 0 | 0.17 | 0 | 268.73 | 1 | Honeywell | 2023-05-01 | redacted
Low Income - Power to Save | LED Lights | 0 | 0 | 0 | 47.6 | 1 | Honeywell | 2023-05-01 | redacted
Low Income - Power to Save | Low Flow Showerhead | 0 | 0.04 | 0.1 | 504.08 | 1 | Honeywell | 2023-05-01 | redacted
Low Income - Power to Save | Weather Strip/Caulk | 0 | 0.25 | 0.09 | 503.3 | 1 | Honeywell | 2023-05-01 | redacted
Low Income - Power to Save | Outdoor Coil Cleaning | 0 | 0.1 | 0 | 275 | 1 | Honeywell | 2023-05-01 | redacted
Low Income - Power to Save | LI - DUCT | 0 | 0.4 | 0.12 | 775.77 | 1 | Honeywell | 2023-05-01 | redacted
Low Income - Power to Save | HVAC Inspection | 0 | 0.17 | 0 | 268.73 | 1 | Honeywell | 2023-05-01 | redacted
Low Income - Power to Save | LED Lights | 0 | 0 | 0 | 47.6 | 1 | Honeywell | 2023-05-01 | redacted
Low Income - Power to Save | Faucet Aerators | 0 | 0 | 0.02 | 110.58 | 1 | Honeywell | 2023-05-01 | redacted
Low Income - Power to Save | Low Flow Showerhead | 0 | 0.04 | 0.1 | 504.08 | 1 | Honeywell | 2023-05-01 | redacted
Low Income - Power to Save | Weather Strip/Caulk | 0 | 0.25 | 0.09 | 503.3 | 1 | Honeywell | 2023-05-01 | redacted
Low Income - Power to Save | LED Lights | 0 | 0 | 0 | 47.6 | 1 | Honeywell | 2023-05-01 | redacted
Low Income - Power to Save | Weather Strip/Caulk | 0 | 0.25 | 0.09 | 503.3 | 1 | Honeywell | 2023-05-01 | redacted
Low Income - Power to Save | Outdoor Coil Cleaning | 0 | 0.1 | 0 | 275 | 1 | Honeywell | 2023-05-01 | redacted
Low Income - Power to Save | LI - DUCT | 0 | 0.4 | 0.12 | 775.77 | 1 | Honeywell | 2023-05-01 | redacted
Low Income - Power to Save | HVAC Inspection | 0 | 0.17 | 0 | 268.73 | 1 | Honeywell | 2023-05-01 | redacted
Low Income - Power to Save | LED Lights | 0 | 0 | 0 | 47.6 | 1 | Honeywell | 2023-05-01 | redacted
Low Income - Power to Save | Faucet Aerators | 0 | 0 | 0.02 | 110.58 | 1 | Honeywell | 2023-05-01 | redacted
Low Income - Power to Save | Low Flow Showerhead | 0 | 0.04 | 0.1 | 504.08 | 1 | Honeywell | 2023-05-01 | redacted
Low Income - Power to Save | Weather Strip/Caulk | 0 | 0.25 | 0.09 | 503.3 | 1 | Honeywell | 2023-05-01 | redacted
Low Income - Power to Save | LED Lights | 0 | 0 | 0 | 47.6 | 1 | Honeywell | 2023-05-01 | redacted
Low Income - Power to Save | Faucet Aerators | 0 | 0 | 0.02 | 110.58 | 1 | Honeywell | 2023-05-01 | redacted
Low Income - Power to Save | Low Flow Showerhead | 0 | 0.04 | 0.1 | 504.08 | 1 | Honeywell | 2023-05-01 | redacted
Low Income - Power to Save | Pipe Wrap | 0 | 0.01 | 0.03 | 143.65 | 1 | Honeywell | 2023-05-01 | redacted
Low Income - Power to Save | Weather Strip/Caulk | 0 | 0.25 | 0.09 | 503.3 | 1 | Honeywell | 2023-05-01 | redacted
Low Income - Power to Save | Outdoor Coil Cleaning | 0 | 0.1 | 0 | 275 | 1 | Honeywell | 2023-05-01 | redacted
Low Income - Power to Save | LI - DUCT | 0 | 0.4 | 0.12 | 775.77 | 1 | Honeywell | 2023-05-01 | redacted
Low Income - Power to Save | HVAC Inspection | 0 | 0.17 | 0 | 268.73 | 1 | Honeywell | 2023-05-01 | redacted
Low Income - Power to Save | LED Lights | 0 | 0 | 0 | 47.6 | 1 | Honeywell | 2023-05-01 | redacted
Low Income - Power to Save | Faucet Aerators | 0 | 0 | 0.02 | 110.58 | 1 | Honeywell | 2023-05-01 | redacted
Low Income - Power to Save | Low Flow Showerhead | 0 | 0.04 | 0.1 | 504.08 | 1 | Honeywell | 2023-05-01 | redacted
Low Income - Power to Save | Outdoor Coil Cleaning | 0 | 0.1 | 0 | 275 | 1 | Honeywell | 2023-05-01 | redacted
Low Income - Power to Save | LED Lights | 0 | 0 | 0 | 47.6 | 1 | Honeywell | 2023-05-01 | redacted
Low Income - Power to Save | Faucet Aerators | 0 | 0 | 0.02 | 110.58 | 1 | Honeywell | 2023-05-01 | redacted
Low Income - Power to Save | Low Flow Showerhead | 0 | 0.04 | 0.1 | 504.08 | 1 | Honeywell | 2023-05-01 | redacted
Low Income - Power to Save | Pipe Wrap | 0 | 0.01 | 0.03 | 143.65 | 1 | Honeywell | 2023-05-01 | redacted
Low Income - Power to Save | Weather Strip/Caulk | 0 | 0.25 | 0.09 | 503.3 | 1 | Honeywell | 2023-05-01 | redacted
Low Income - Power to Save | Outdoor Coil Cleaning | 0 | 0.1 | 0 | 275 | 1 | Honeywell | 2023-05-01 | redacted
Low Income - Power to Save | LI - DUCT | 0 | 0.4 | 0.12 | 775.77 | 1 | Honeywell | 2023-05-01 | redacted
Low Income - Power to Save | HVAC Inspection | 0 | 0.17 | 0 | 268.73 | 1 | Honeywell | 2023-05-01 | redacted
Low Income - Power to Save | LED Lights | 0 | 0 | 0 | 47.6 | 1 | Honeywell | 2023-05-01 | redacted
Low Income - Power to Save | Faucet Aerators | 0 | 0 | 0.02 | 110.58 | 1 | Honeywell | 2023-05-01 | redacted
Low Income - Power to Save | Low Flow Showerhead | 0 | 0.04 | 0.1 | 504.08 | 1 | Honeywell | 2023-05-01 | redacted
Low Income - Power to Save | Pipe Wrap | 0 | 0.01 | 0.03 | 143.65 | 1 | Honeywell | 2023-05-01 | redacted
Low Income - Power to Save | Weather Strip/Caulk | 0 | 0.25 | 0.09 | 503.3 | 1 | Honeywell | 2023-05-01 | redacted
Low Income - Power to Save | Outdoor Coil Cleaning | 0 | 0.1 | 0 | 275 | 1 | Honeywell | 2023-05-01 | redacted
Low Income - Power to Save | LI - DUCT | 0 | 0.4 | 0.12 | 775.77 | 1 | Honeywell | 2023-05-01 | redacted
Low Income - Power to Save | HVAC Inspection | 0 | 0.17 | 0 | 268.73 | 1 | Honeywell | 2023-05-01 | redacted
Low Income - Power to Save | LED Lights | 0 | 0 | 0 | 47.6 | 1 | Honeywell | 2023-05-01 | redacted
Low Income - Power to Save | Faucet Aerators | 0 | 0 | 0.02 | 110.58 | 1 | Honeywell | 2023-05-01 | redacted
Low Income - Power to Save | Low Flow Showerhead | 0 | 0.04 | 0.1 | 504.08 | 1 | Honeywell | 2023-05-01 | redacted
Low Income - Power to Save | Weather Strip/Caulk | 0 | 0.25 | 0.09 | 503.3 | 1 | Honeywell | 2023-05-01 | redacted
Low Income - Power to Save | Outdoor Coil Cleaning | 0 | 0.1 | 0 | 275 | 1 | Honeywell | 2023-05-01 | redacted
Low Income - Power to Save | LI - DUCT | 0 | 0.4 | 0.12 | 775.77 | 1 | Honeywell | 2023-05-01 | redacted
Low Income - Power to Save | HVAC Inspection | 0 | 0.17 | 0 | 268.73 | 1 | Honeywell | 2023-05-01 | redacted
Low Income - Power to Save | LED Lights | 0 | 0 | 0 | 47.6 | 1 | Honeywell | 2023-05-01 | redacted
Low Income - Power to Save | Low Flow Showerhead | 0 | 0.04 | 0.1 | 504.08 | 1 | Honeywell | 2023-05-01 | redacted
Low Income - Power to Save | Pipe Wrap | 0 | 0.01 | 0.03 | 143.65 | 1 | Honeywell | 2023-05-01 | redacted
Low Income - Power to Save | Weather Strip/Caulk | 0 | 0.25 | 0.09 | 503.3 | 1 | Honeywell | 2023-05-01 | redacted
Low Income - Power to Save | Outdoor Coil Cleaning | 0 | 0.1 | 0 | 275 | 1 | Honeywell | 2023-05-01 | redacted
Low Income - Power to Save | LI - DUCT | 0 | 0.4 | 0.12 | 775.77 | 1 | Honeywell | 2023-05-01 | redacted
Low Income - Power to Save | HVAC Inspection | 0 | 0.17 | 0 | 268.73 | 1 | Honeywell | 2023-05-01 | redacted
Low Income - Power to Save | LED Lights | 0 | 0 | 0 | 47.6 | 1 | Honeywell | 2023-05-01 | redacted
Low Income - Power to Save | Faucet Aerators | 0 | 0 | 0.02 | 110.58 | 1 | Honeywell | 2023-05-01 | redacted
Low Income - Power to Save | Low Flow Showerhead | 0 | 0.04 | 0.1 | 504.08 | 1 | Honeywell | 2023-05-01 | redacted
Low Income - Power to Save | LED Lights | 0 | 0 | 0 | 47.6 | 1 | Honeywell | 2023-05-01 | redacted
Low Income - Power to Save | Faucet Aerators | 0 | 0 | 0.02 | 110.58 | 1 | Honeywell | 2023-05-01 | redacted
Low Income - Power to Save | Low Flow Showerhead | 0 | 0.04 | 0.1 | 504.08 | 1 | Honeywell | 2023-05-01 | redacted
Low Income - Power to Save | Weather Strip/Caulk | 0 | 0.25 | 0.09 | 503.3 | 1 | Honeywell | 2023-05-01 | redacted
Low Income - Power to Save | LED Lights | 0 | 0 | 0 | 47.6 | 1 | Honeywell | 2023-05-01 | redacted
Low Income - Power to Save | Faucet Aerators | 0 | 0 | 0.02 | 110.58 | 1 | Honeywell | 2023-05-01 | redacted
Low Income - Power to Save | Low Flow Showerhead | 0 | 0.04 | 0.1 | 504.08 | 1 | Honeywell | 2023-05-01 | redacted
Low Income - Power to Save | Pipe Wrap | 0 | 0.01 | 0.03 | 143.65 | 1 | Honeywell | 2023-05-01 | redacted
Low Income - Power to Save | Weather Strip/Caulk | 0 | 0.25 | 0.09 | 503.3 | 1 | Honeywell | 2023-05-01 | redacted
Low Income - Power to Save | Outdoor Coil Cleaning | 0 | 0.1 | 0 | 275 | 1 | Honeywell | 2023-05-01 | redacted
Low Income - Power to Save | LI - DUCT | 0 | 0.4 | 0.12 | 775.77 | 1 | Honeywell | 2023-05-01 | redacted
Low Income - Power to Save | HVAC Inspection | 0 | 0.17 | 0 | 268.73 | 1 | Honeywell | 2023-05-01 | redacted
Low Income - Power to Save | LED Lights | 0 | 0 | 0 | 47.6 | 1 | Honeywell | 2023-05-01 | redacted
Low Income - Power to Save | Low Flow Showerhead | 0 | 0.04 | 0.1 | 504.08 | 1 | Honeywell | 2023-05-01 | redacted
Low Income - Power to Save | Weather Strip/Caulk | 0 | 0.25 | 0.09 | 503.3 | 1 | Honeywell | 2023-05-01 | redacted
Low Income - Power to Save | Outdoor Coil Cleaning | 0 | 0.1 | 0 | 275 | 1 | Honeywell | 2023-05-01 | redacted
Low Income - Power to Save | LI - DUCT | 0 | 0.4 | 0.12 | 775.77 | 1 | Honeywell | 2023-05-01 | redacted
Low Income - Power to Save | HVAC Inspection | 0 | 0.17 | 0 | 268.73 | 1 | Honeywell | 2023-05-01 | redacted
Low Income - Power to Save | LED Lights | 0 | 0 | 0 | 47.6 | 1 | Honeywell | 2023-05-01 | redacted
Low Income - Power to Save | Low Flow Showerhead | 0 | 0.04 | 0.1 | 504.08 | 1 | Honeywell | 2023-05-01 | redacted
Low Income - Power to Save | Weather Strip/Caulk | 0 | 0.25 | 0.09 | 503.3 | 1 | Honeywell | 2023-05-01 | redacted
Low Income - Power to Save | Outdoor Coil Cleaning | 0 | 0.1 | 0 | 275 | 1 | Honeywell | 2023-05-01 | redacted
Low Income - Power to Save | LI - DUCT | 0 | 0.4 | 0.12 | 775.77 | 1 | Honeywell | 2023-05-01 | redacted
Low Income - Power to Save | HVAC Inspection | 0 | 0.17 | 0 | 268.73 | 1 | Honeywell | 2023-05-01 | redacted
Low Income - Power to Save | LED Lights | 0 | 0 | 0 | 47.6 | 1 | Honeywell | 2023-05-01 | redacted
Low Income - Power to Save | Low Flow Showerhead | 0 | 0.04 | 0.1 | 504.08 | 1 | Honeywell | 2023-05-01 | redacted
Low Income - Power to Save | Weather Strip/Caulk | 0 | 0.25 | 0.09 | 503.3 | 1 | Honeywell | 2023-05-01 | redacted
Low Income - Power to Save | Outdoor Coil Cleaning | 0 | 0.1 | 0 | 275 | 1 | Honeywell | 2023-05-01 | redacted
Low Income - Power to Save | HVAC Inspection | 0 | 0.17 | 0 | 268.73 | 1 | Honeywell | 2023-05-01 | redacted
Low Income - Power to Save | LED Lights | 0 | 0 | 0 | 47.6 | 1 | Honeywell | 2023-05-01 | redacted
Low Income - Power to Save | Faucet Aerators | 0 | 0 | 0.02 | 110.58 | 1 | Honeywell | 2023-05-01 | redacted
Low Income - Power to Save | Low Flow Showerhead | 0 | 0.04 | 0.1 | 504.08 | 1 | Honeywell | 2023-05-01 | redacted
Low Income - Power to Save | Weather Strip/Caulk | 0 | 0.25 | 0.09 | 503.3 | 1 | Honeywell | 2023-05-01 | redacted
Low Income - Power to Save | Outdoor Coil Cleaning | 0 | 0.1 | 0 | 275 | 1 | Honeywell | 2023-05-01 | redacted
Low Income - Power to Save | LED Lights | 0 | 0 | 0 | 47.6 | 1 | Honeywell | 2023-05-01 | redacted
Low Income - Power to Save | Faucet Aerators | 0 | 0 | 0.02 | 110.58 | 1 | Honeywell | 2023-05-01 | redacted
Low Income - Power to Save | Low Flow Showerhead | 0 | 0.04 | 0.1 | 504.08 | 1 | Honeywell | 2023-05-01 | redacted
Low Income - Power to Save | Outdoor Coil Cleaning | 0 | 0.1 | 0 | 275 | 1 | Honeywell | 2023-05-01 | redacted
Low Income - Power to Save | LI - DUCT | 0 | 0.4 | 0.12 | 775.77 | 1 | Honeywell | 2023-05-01 | redacted
Low Income - Power to Save | HVAC Inspection | 0 | 0.17 | 0 | 268.73 | 1 | Honeywell | 2023-05-01 | redacted
Low Income - Power to Save | LED Lights | 0 | 0 | 0 | 47.6 | 1 | Honeywell | 2023-05-01 | redacted
Low Income - Power to Save | Faucet Aerators | 0 | 0 | 0.02 | 110.58 | 1 | Honeywell | 2023-05-01 | redacted
Low Income - Power to Save | Low Flow Showerhead | 0 | 0.04 | 0.1 | 504.08 | 1 | Honeywell | 2023-05-01 | redacted
Low Income - Power to Save | Weather Strip/Caulk | 0 | 0.25 | 0.09 | 503.3 | 1 | Honeywell | 2023-05-01 | redacted
Low Income - Power to Save | Outdoor Coil Cleaning | 0 | 0.1 | 0 | 275 | 1 | Honeywell | 2023-05-01 | redacted
Low Income - Power to Save | LED Lights | 0 | 0 | 0 | 47.6 | 1 | Honeywell | 2023-05-01 | redacted
Low Income - Power to Save | Faucet Aerators | 0 | 0 | 0.02 | 110.58 | 1 | Honeywell | 2023-05-01 | redacted
Low Income - Power to Save | Low Flow Showerhead | 0 | 0.04 | 0.1 | 504.08 | 1 | Honeywell | 2023-05-01 | redacted
Low Income - Power to Save | Pipe Wrap | 0 | 0.01 | 0.03 | 143.65 | 1 | Honeywell | 2023-05-01 | redacted
Low Income - Power to Save | Weather Strip/Caulk | 0 | 0.25 | 0.09 | 503.3 | 1 | Honeywell | 2023-05-01 | redacted
Low Income - Power to Save | Outdoor Coil Cleaning | 0 | 0.1 | 0 | 275 | 1 | Honeywell | 2023-05-01 | redacted
Low Income - Power to Save | LI - DUCT | 0 | 0.4 | 0.12 | 775.77 | 1 | Honeywell | 2023-05-01 | redacted
Low Income - Power to Save | HVAC Inspection | 0 | 0.17 | 0 | 268.73 | 1 | Honeywell | 2023-05-01 | redacted
Low Income - Power to Save | LED Lights | 0 | 0 | 0 | 47.6 | 1 | Honeywell | 2023-05-01 | redacted
Low Income - Power to Save | Faucet Aerators | 0 | 0 | 0.02 | 110.58 | 1 | Honeywell | 2023-05-01 | redacted
Low Income - Power to Save | Low Flow Showerhead | 0 | 0.04 | 0.1 | 504.08 | 1 | Honeywell | 2023-05-01 | redacted
Low Income - Power to Save | Weather Strip/Caulk | 0 | 0.25 | 0.09 | 503.3 | 1 | Honeywell | 2023-05-01 | redacted
Low Income - Power to Save | Outdoor Coil Cleaning | 0 | 0.1 | 0 | 275 | 1 | Honeywell | 2023-05-01 | redacted
Low Income - Power to Save | LI - DUCT | 0 | 0.4 | 0.12 | 775.77 | 1 | Honeywell | 2023-05-01 | redacted
Low Income - Power to Save | HVAC Inspection | 0 | 0.17 | 0 | 268.73 | 1 | Honeywell | 2023-05-01 | redacted
Low Income - Power to Save | LED Lights | 0 | 0 | 0 | 47.6 | 1 | Honeywell | 2023-05-01 | redacted
Low Income - Power to Save | Faucet Aerators | 0 | 0 | 0.02 | 110.58 | 1 | Honeywell | 2023-05-01 | redacted
Low Income - Power to Save | Weather Strip/Caulk | 0 | 0.25 | 0.09 | 503.3 | 1 | Honeywell | 2023-05-01 | redacted
Low Income - Power to Save | Outdoor Coil Cleaning | 0 | 0.1 | 0 | 275 | 1 | Honeywell | 2023-05-01 | redacted
Low Income - Power to Save | LI - DUCT | 0 | 0.4 | 0.12 | 775.77 | 1 | Honeywell | 2023-05-01 | redacted
Low Income - Power to Save | HVAC Inspection | 0 | 0.17 | 0 | 268.73 | 1 | Honeywell | 2023-05-01 | redacted
Low Income - Power to Save | LED Lights | 0 | 0 | 0 | 47.6 | 1 | Honeywell | 2023-05-01 | redacted
Low Income - Power to Save | Faucet Aerators | 0 | 0 | 0.02 | 110.58 | 1 | Honeywell | 2023-05-01 | redacted
Low Income - Power to Save | Low Flow Showerhead | 0 | 0.04 | 0.1 | 504.08 | 1 | Honeywell | 2023-05-01 | redacted
Low Income - Power to Save | Weather Strip/Caulk | 0 | 0.25 | 0.09 | 503.3 | 1 | Honeywell | 2023-05-01 | redacted
Low Income - Power to Save | Outdoor Coil Cleaning | 0 | 0.1 | 0 | 275 | 1 | Honeywell | 2023-05-01 | redacted
Low Income - Power to Save | LED Lights | 0 | 0 | 0 | 47.6 | 1 | Honeywell | 2023-05-01 | redacted
Low Income - Power to Save | Faucet Aerators | 0 | 0 | 0.02 | 110.58 | 1 | Honeywell | 2023-05-01 | redacted
Low Income - Power to Save | Low Flow Showerhead | 0 | 0.04 | 0.1 | 504.08 | 1 | Honeywell | 2023-05-01 | redacted
Low Income - Power to Save | Weather Strip/Caulk | 0 | 0.25 | 0.09 | 503.3 | 1 | Honeywell | 2023-05-01 | redacted
Low Income - Power to Save | Outdoor Coil Cleaning | 0 | 0.1 | 0 | 275 | 1 | Honeywell | 2023-05-01 | redacted
Low Income - Power to Save | LI - DUCT | 0 | 0.4 | 0.12 | 775.77 | 1 | Honeywell | 2023-05-01 | redacted
Low Income - Power to Save | HVAC Inspection | 0 | 0.17 | 0 | 268.73 | 1 | Honeywell | 2023-05-01 | redacted
Low Income - Power to Save | LED Lights | 0 | 0 | 0 | 47.6 | 1 | Honeywell | 2023-05-01 | redacted
Low Income - Power to Save | Faucet Aerators | 0 | 0 | 0.02 | 110.58 | 1 | Honeywell | 2023-05-01 | redacted
Low Income - Power to Save | Low Flow Showerhead | 0 | 0.04 | 0.1 | 504.08 | 1 | Honeywell | 2023-05-01 | redacted
Low Income - Power to Save | Weather Strip/Caulk | 0 | 0.25 | 0.09 | 503.3 | 1 | Honeywell | 2023-05-01 | redacted
Low Income - Power to Save | Outdoor Coil Cleaning | 0 | 0.1 | 0 | 275 | 1 | Honeywell | 2023-05-01 | redacted
Low Income - Power to Save | LI - DUCT | 0 | 0.4 | 0.12 | 775.77 | 1 | Honeywell | 2023-05-01 | redacted
Low Income - Power to Save | HVAC Inspection | 0 | 0.17 | 0 | 268.73 | 1 | Honeywell | 2023-05-01 | redacted
Low Income - Power to Save | LED Lights | 0 | 0 | 0 | 47.6 | 1 | Honeywell | 2023-05-01 | redacted
Low Income - Power to Save | Faucet Aerators | 0 | 0 | 0.02 | 110.58 | 1 | Honeywell | 2023-05-01 | redacted
Low Income - Power to Save | Low Flow Showerhead | 0 | 0.04 | 0.1 | 504.08 | 1 | Honeywell | 2023-05-01 | redacted
Low Income - Power to Save | Weather Strip/Caulk | 0 | 0.25 | 0.09 | 503.3 | 1 | Honeywell | 2023-05-01 | redacted
Low Income - Power to Save | LED Lights | 0 | 0 | 0 | 47.6 | 1 | Honeywell | 2023-05-01 | redacted
Low Income - Power to Save | Faucet Aerators | 0 | 0 | 0.02 | 110.58 | 1 | Honeywell | 2023-05-01 | redacted
Low Income - Power to Save | Low Flow Showerhead | 0 | 0.04 | 0.1 | 504.08 | 1 | Honeywell | 2023-05-01 | redacted
Low Income - Power to Save | Weather Strip/Caulk | 0 | 0.25 | 0.09 | 503.3 | 1 | Honeywell | 2023-05-01 | redacted
Low Income - Power to Save | Outdoor Coil Cleaning | 0 | 0.1 | 0 | 275 | 1 | Honeywell | 2023-05-01 | redacted
Low Income - Power to Save | HVAC Inspection | 0 | 0.17 | 0 | 268.73 | 1 | Honeywell | 2023-05-01 | redacted
Low Income - Power to Save | LED Lights | 0 | 0 | 0 | 47.6 | 1 | Honeywell | 2023-05-01 | redacted
Low Income - Power to Save | Faucet Aerators | 0 | 0 | 0.02 | 110.58 | 1 | Honeywell | 2023-05-01 | redacted
Low Income - Power to Save | Low Flow Showerhead | 0 | 0.04 | 0.1 | 504.08 | 1 | Honeywell | 2023-05-01 | redacted
Low Income - Power to Save | Pipe Wrap | 0 | 0.01 | 0.03 | 143.65 | 1 | Honeywell | 2023-05-01 | redacted
Low Income - Power to Save | Weather Strip/Caulk | 0 | 0.25 | 0.09 | 503.3 | 1 | Honeywell | 2023-05-01 | redacted
Low Income - Power to Save | Outdoor Coil Cleaning | 0 | 0.1 | 0 | 275 | 1 | Honeywell | 2023-05-01 | redacted
Low Income - Power to Save | LI - DUCT | 0 | 0.4 | 0.12 | 775.77 | 1 | Honeywell | 2023-05-01 | redacted
Low Income - Power to Save | HVAC Inspection | 0 | 0.17 | 0 | 268.73 | 1 | Honeywell | 2023-05-01 | redacted
Low Income - Power to Save | LED Lights | 0 | 0 | 0 | 47.6 | 1 | Honeywell | 2023-05-01 | redacted
Low Income - Power to Save | Faucet Aerators | 0 | 0 | 0.02 | 110.58 | 1 | Honeywell | 2023-05-01 | redacted
Low Income - Power to Save | Low Flow Showerhead | 0 | 0.04 | 0.1 | 504.08 | 1 | Honeywell | 2023-05-01 | redacted
Low Income - Power to Save | Outdoor Coil Cleaning | 0 | 0.1 | 0 | 275 | 1 | Honeywell | 2023-05-01 | redacted
Low Income - Power to Save | LED Lights | 0 | 0 | 0 | 47.6 | 1 | Honeywell | 2023-05-01 | redacted
Low Income - Power to Save | Faucet Aerators | 0 | 0 | 0.02 | 110.58 | 1 | Honeywell | 2023-05-01 | redacted
Low Income - Power to Save | Low Flow Showerhead | 0 | 0.04 | 0.1 | 504.08 | 1 | Honeywell | 2023-05-01 | redacted
Low Income - Power to Save | Outdoor Coil Cleaning | 0 | 0.1 | 0 | 275 | 1 | Honeywell | 2023-05-01 | redacted
Low Income - Power to Save | LI - DUCT | 0 | 0.4 | 0.12 | 775.77 | 1 | Honeywell | 2023-05-01 | redacted
Low Income - Power to Save | HVAC Inspection | 0 | 0.17 | 0 | 268.73 | 1 | Honeywell | 2023-05-01 | redacted
Low Income - Power to Save | LED Lights | 0 | 0 | 0 | 47.6 | 1 | Honeywell | 2023-05-01 | redacted
Low Income - Power to Save | Faucet Aerators | 0 | 0 | 0.02 | 110.58 | 1 | Honeywell | 2023-05-01 | redacted
Low Income - Power to Save | Low Flow Showerhead | 0 | 0.04 | 0.1 | 504.08 | 1 | Honeywell | 2023-05-01 | redacted
Low Income - Power to Save | Weather Strip/Caulk | 0 | 0.25 | 0.09 | 503.3 | 1 | Honeywell | 2023-05-01 | redacted
Low Income - Power to Save | Outdoor Coil Cleaning | 0 | 0.1 | 0 | 275 | 1 | Honeywell | 2023-05-01 | redacted
Low Income - Power to Save | LI - DUCT | 0 | 0.4 | 0.12 | 775.77 | 1 | Honeywell | 2023-05-01 | redacted
Low Income - Power to Save | HVAC Inspection | 0 | 0.17 | 0 | 268.73 | 1 | Honeywell | 2023-05-01 | redacted
Low Income - Power to Save | LED Lights | 0 | 0 | 0 | 47.6 | 1 | Honeywell | 2023-05-01 | redacted
Low Income - Power to Save | Faucet Aerators | 0 | 0 | 0.02 | 110.58 | 1 | Honeywell | 2023-05-01 | redacted
Low Income - Power to Save | Weather Strip/Caulk | 0 | 0.25 | 0.09 | 503.3 | 1 | Honeywell | 2023-05-01 | redacted
Low Income - Power to Save | LED Lights | 0 | 0 | 0 | 47.6 | 1 | Honeywell | 2023-05-01 | redacted
Low Income - Power to Save | Faucet Aerators | 0 | 0 | 0.02 | 110.58 | 1 | Honeywell | 2023-05-01 | redacted
Low Income - Power to Save | Low Flow Showerhead | 0 | 0.04 | 0.1 | 504.08 | 1 | Honeywell | 2023-05-01 | redacted