Low Income - Power to Save | Weather Strip/Caulk | 0 | 0.25 | 0.09 | 503.3 | 1 | Honeywell | 2023-05-01 | redacted
Low Income - Power to Save | Outdoor Coil Cleaning | 0 | 0.1 | 0 | 275 | 1 | Honeywell | 2023-05-01 | redacted
Low Income - Power to Save | LED Lights | 0 | 0 | 0 | 47.6 | 1 | Honeywell | 2023-05-01 | redacted
Low Income - Power to Save | Faucet Aerators | 0 | 0 | 0.02 | 110.58 | 1 | Honeywell | 2023-05-01 | redacted
Low Income - Power to Save | Low Flow Showerhead | 0 | 0.04 | 0.1 | 504.08 | 1 | Honeywell | 2023-05-01 | redacted
Low Income - Power to Save | Weather Strip/Caulk | 0 | 0.25 | 0.09 | 503.3 | 1 | Honeywell | 2023-05-01 | redacted
Low Income - Power to Save | Outdoor Coil Cleaning | 0 | 0.1 | 0 | 275 | 1 | Honeywell | 2023-05-01 | redacted
Low Income - Power to Save | LI - DUCT | 0 | 0.4 | 0.12 | 775.77 | 1 | Honeywell | 2023-05-01 | redacted
Low Income - Power to Save | HVAC Inspection | 0 | 0.17 | 0 | 268.73 | 1 | Honeywell | 2023-05-01 | redacted
Low Income - Power to Save | LED Lights | 0 | 0 | 0 | 47.6 | 1 | Honeywell | 2023-05-01 | redacted
Low Income - Power to Save | Faucet Aerators | 0 | 0 | 0.02 | 110.58 | 1 | Honeywell | 2023-05-01 | redacted
Low Income - Power to Save | Low Flow Showerhead | 0 | 0.04 | 0.1 | 504.08 | 1 | Honeywell | 2023-05-01 | redacted
Low Income - Power to Save | Pipe Wrap | 0 | 0.01 | 0.03 | 143.65 | 1 | Honeywell | 2023-05-01 | redacted
Low Income - Power to Save | Weather Strip/Caulk | 0 | 0.25 | 0.09 | 503.3 | 1 | Honeywell | 2023-05-01 | redacted
Low Income - Power to Save | Outdoor Coil Cleaning | 0 | 0.1 | 0 | 275 | 1 | Honeywell | 2023-05-01 | redacted
Low Income - Power to Save | LI - DUCT | 0 | 0.4 | 0.12 | 775.77 | 1 | Honeywell | 2023-05-01 | redacted
Low Income - Power to Save | HVAC Inspection | 0 | 0.17 | 0 | 268.73 | 1 | Honeywell | 2023-05-01 | redacted
Low Income - Power to Save | LED Lights | 0 | 0 | 0 | 47.6 | 1 | Honeywell | 2023-05-01 | redacted
Low Income - Power to Save | Faucet Aerators | 0 | 0 | 0.02 | 110.58 | 1 | Honeywell | 2023-05-01 | redacted
Low Income - Power to Save | Low Flow Showerhead | 0 | 0.04 | 0.1 | 504.08 | 1 | Honeywell | 2023-05-01 | redacted
Low Income - Power to Save | Pipe Wrap | 0 | 0.01 | 0.03 | 143.65 | 1 | Honeywell | 2023-05-01 | redacted
Low Income - Power to Save | Weather Strip/Caulk | 0 | 0.25 | 0.09 | 503.3 | 1 | Honeywell | 2023-05-01 | redacted
Low Income - Power to Save | Outdoor Coil Cleaning | 0 | 0.1 | 0 | 275 | 1 | Honeywell | 2023-05-01 | redacted
Low Income - Power to Save | LI - DUCT | 0 | 0.4 | 0.12 | 775.77 | 1 | Honeywell | 2023-05-01 | redacted
Low Income - Power to Save | HVAC Inspection | 0 | 0.17 | 0 | 268.73 | 1 | Honeywell | 2023-05-01 | redacted
Low Income - Power to Save | LED Lights | 0 | 0 | 0 | 47.6 | 1 | Honeywell | 2023-05-01 | redacted
Low Income - Power to Save | Faucet Aerators | 0 | 0 | 0.02 | 110.58 | 1 | Honeywell | 2023-05-01 | redacted
Low Income - Power to Save | Low Flow Showerhead | 0 | 0.04 | 0.1 | 504.08 | 1 | Honeywell | 2023-05-01 | redacted
Low Income - Power to Save | Weather Strip/Caulk | 0 | 0.25 | 0.09 | 503.3 | 1 | Honeywell | 2023-05-01 | redacted
Low Income - Power to Save | Outdoor Coil Cleaning | 0 | 0.1 | 0 | 275 | 1 | Honeywell | 2023-05-01 | redacted
Low Income - Power to Save | LED Lights | 0 | 0 | 0 | 47.6 | 1 | Honeywell | 2023-05-01 | redacted
Low Income - Power to Save | Low Flow Showerhead | 0 | 0.04 | 0.1 | 504.08 | 1 | Honeywell | 2023-05-01 | redacted
Low Income - Power to Save | Weather Strip/Caulk | 0 | 0.25 | 0.09 | 503.3 | 1 | Honeywell | 2023-05-01 | redacted
Low Income - Power to Save | Outdoor Coil Cleaning | 0 | 0.1 | 0 | 275 | 1 | Honeywell | 2023-05-01 | redacted
Low Income - Power to Save | LED Lights | 0 | 0 | 0 | 47.6 | 1 | Honeywell | 2023-05-01 | redacted
Low Income - Power to Save | Faucet Aerators | 0 | 0 | 0.02 | 110.58 | 1 | Honeywell | 2023-05-01 | redacted
Low Income - Power to Save | Low Flow Showerhead | 0 | 0.04 | 0.1 | 504.08 | 1 | Honeywell | 2023-05-01 | redacted
Low Income - Power to Save | LED Lights | 0 | 0 | 0 | 47.6 | 1 | Honeywell | 2023-05-01 | redacted
Low Income - Power to Save | Faucet Aerators | 0 | 0 | 0.02 | 110.58 | 1 | Honeywell | 2023-05-01 | redacted
Low Income - Power to Save | Low Flow Showerhead | 0 | 0.04 | 0.1 | 504.08 | 1 | Honeywell | 2023-05-01 | redacted
Low Income - Power to Save | Weather Strip/Caulk | 0 | 0.25 | 0.09 | 503.3 | 1 | Honeywell | 2023-05-01 | redacted
Low Income - Power to Save | Outdoor Coil Cleaning | 0 | 0.1 | 0 | 275 | 1 | Honeywell | 2023-05-01 | redacted
Low Income - Power to Save | LI - DUCT | 0 | 0.4 | 0.12 | 775.77 | 1 | Honeywell | 2023-05-01 | redacted
Low Income - Power to Save | HVAC Inspection | 0 | 0.17 | 0 | 268.73 | 1 | Honeywell | 2023-05-01 | redacted
Low Income - Power to Save | LED Lights | 0 | 0 | 0 | 47.6 | 1 | Honeywell | 2023-05-01 | redacted
Low Income - Power to Save | Faucet Aerators | 0 | 0 | 0.02 | 110.58 | 1 | Honeywell | 2023-05-01 | redacted
Low Income - Power to Save | Weather Strip/Caulk | 0 | 0.25 | 0.09 | 503.3 | 1 | Honeywell | 2023-05-01 | redacted
Low Income - Power to Save | Outdoor Coil Cleaning | 0 | 0.1 | 0 | 275 | 1 | Honeywell | 2023-05-01 | redacted
Low Income - Power to Save | LED Lights | 0 | 0 | 0 | 47.6 | 1 | Honeywell | 2023-05-01 | redacted
Low Income - Power to Save | Weather Strip/Caulk | 0 | 0.25 | 0.09 | 503.3 | 1 | Honeywell | 2023-05-01 | redacted
Low Income - Power to Save | Outdoor Coil Cleaning | 0 | 0.1 | 0 | 275 | 1 | Honeywell | 2023-05-01 | redacted
Low Income - Power to Save | HVAC Inspection | 0 | 0.17 | 0 | 268.73 | 1 | Honeywell | 2023-05-01 | redacted
Low Income - Power to Save | LED Lights | 0 | 0 | 0 | 47.6 | 1 | Honeywell | 2023-05-01 | redacted
Low Income - Power to Save | Low Flow Showerhead | 0 | 0.04 | 0.1 | 504.08 | 1 | Honeywell | 2023-05-01 | redacted
Low Income - Power to Save | Weather Strip/Caulk | 0 | 0.25 | 0.09 | 503.3 | 1 | Honeywell | 2023-05-01 | redacted
Low Income - Power to Save | Outdoor Coil Cleaning | 0 | 0.1 | 0 | 275 | 1 | Honeywell | 2023-05-01 | redacted
Low Income - Power to Save | LI - DUCT | 0 | 0.4 | 0.12 | 775.77 | 1 | Honeywell | 2023-05-01 | redacted
Low Income - Power to Save | HVAC Inspection | 0 | 0.17 | 0 | 268.73 | 1 | Honeywell | 2023-05-01 | redacted
Low Income - Power to Save | LED Lights | 0 | 0 | 0 | 47.6 | 1 | Honeywell | 2023-05-01 | redacted
Low Income - Power to Save | Low Flow Showerhead | 0 | 0.04 | 0.1 | 504.08 | 1 | Honeywell | 2023-05-01 | redacted
Low Income - Power to Save | Pipe Wrap | 0 | 0.01 | 0.03 | 143.65 | 1 | Honeywell | 2023-05-01 | redacted
Low Income - Power to Save | Weather Strip/Caulk | 0 | 0.25 | 0.09 | 503.3 | 1 | Honeywell | 2023-05-01 | redacted
Low Income - Power to Save | LI - DUCT | 0 | 0.4 | 0.12 | 775.77 | 1 | Honeywell | 2023-05-01 | redacted
Low Income - Power to Save | HVAC Inspection | 0 | 0.17 | 0 | 268.73 | 1 | Honeywell | 2023-05-01 | redacted
Low Income - Power to Save | LED Lights | 0 | 0 | 0 | 47.6 | 1 | Honeywell | 2023-05-01 | redacted
Low Income - Power to Save | Faucet Aerators | 0 | 0 | 0.02 | 110.58 | 1 | Honeywell | 2023-05-01 | redacted
Low Income - Power to Save | Weather Strip/Caulk | 0 | 0.25 | 0.09 | 503.3 | 1 | Honeywell | 2023-05-01 | redacted
Low Income - Power to Save | HVAC Inspection | 0 | 0.17 | 0 | 268.73 | 1 | Honeywell | 2023-05-01 | redacted
Low Income - Power to Save | LED Lights | 0 | 0 | 0 | 47.6 | 1 | Honeywell | 2023-05-01 | redacted
Low Income - Power to Save | Low Flow Showerhead | 0 | 0.04 | 0.1 | 504.08 | 1 | Honeywell | 2023-05-01 | redacted
Low Income - Power to Save | Pipe Wrap | 0 | 0.01 | 0.03 | 143.65 | 1 | Honeywell | 2023-05-01 | redacted
Low Income - Power to Save | Weather Strip/Caulk | 0 | 0.25 | 0.09 | 503.3 | 1 | Honeywell | 2023-05-01 | redacted
Low Income - Power to Save | Outdoor Coil Cleaning | 0 | 0.1 | 0 | 275 | 1 | Honeywell | 2023-05-01 | redacted
Low Income - Power to Save | LI - DUCT | 0 | 0.4 | 0.12 | 775.77 | 1 | Honeywell | 2023-05-01 | redacted
Low Income - Power to Save | LED Lights | 0 | 0 | 0 | 47.6 | 1 | Honeywell | 2023-05-01 | redacted
Low Income - Power to Save | Low Flow Showerhead | 0 | 0.04 | 0.1 | 504.08 | 1 | Honeywell | 2023-05-01 | redacted
Low Income - Power to Save | Weather Strip/Caulk | 0 | 0.25 | 0.09 | 503.3 | 1 | Honeywell | 2023-05-01 | redacted
Low Income - Power to Save | Outdoor Coil Cleaning | 0 | 0.1 | 0 | 275 | 1 | Honeywell | 2023-05-01 | redacted
Low Income - Power to Save | LI - DUCT | 0 | 0.4 | 0.12 | 775.77 | 1 | Honeywell | 2023-05-01 | redacted
Low Income - Power to Save | HVAC Inspection | 0 | 0.17 | 0 | 268.73 | 1 | Honeywell | 2023-05-01 | redacted
Low Income - Power to Save | LED Lights | 0 | 0 | 0 | 47.6 | 1 | Honeywell | 2023-05-01 | redacted
Low Income - Power to Save | Faucet Aerators | 0 | 0 | 0.02 | 110.58 | 1 | Honeywell | 2023-05-01 | redacted
Low Income - Power to Save | Low Flow Showerhead | 0 | 0.04 | 0.1 | 504.08 | 1 | Honeywell | 2023-05-01 | redacted
Low Income - Power to Save | Pipe Wrap | 0 | 0.01 | 0.03 | 143.65 | 1 | Honeywell | 2023-05-01 | redacted
Low Income - Power to Save | Weather Strip/Caulk | 0 | 0.25 | 0.09 | 503.3 | 1 | Honeywell | 2023-05-01 | redacted
Low Income - Power to Save | Outdoor Coil Cleaning | 0 | 0.1 | 0 | 275 | 1 | Honeywell | 2023-05-01 | redacted
Low Income - Power to Save | LI - DUCT | 0 | 0.4 | 0.12 | 775.77 | 1 | Honeywell | 2023-05-01 | redacted
Low Income - Power to Save | HVAC Inspection | 0 | 0.17 | 0 | 268.73 | 1 | Honeywell | 2023-05-01 | redacted
Low Income - Power to Save | LED Lights | 0 | 0 | 0 | 47.6 | 1 | Honeywell | 2023-05-01 | redacted
Low Income - Power to Save | Faucet Aerators | 0 | 0 | 0.02 | 110.58 | 1 | Honeywell | 2023-05-01 | redacted
Low Income - Power to Save | Low Flow Showerhead | 0 | 0.04 | 0.1 | 504.08 | 1 | Honeywell | 2023-05-01 | redacted
Low Income - Power to Save | Weather Strip/Caulk | 0 | 0.25 | 0.09 | 503.3 | 1 | Honeywell | 2023-05-01 | redacted
Low Income - Power to Save | LED Lights | 0 | 0 | 0 | 47.6 | 1 | Honeywell | 2023-05-01 | redacted
Low Income - Power to Save | Faucet Aerators | 0 | 0 | 0.02 | 110.58 | 1 | Honeywell | 2023-05-01 | redacted
Low Income - Power to Save | Low Flow Showerhead | 0 | 0.04 | 0.1 | 504.08 | 1 | Honeywell | 2023-05-01 | redacted
Low Income - Power to Save | Weather Strip/Caulk | 0 | 0.25 | 0.09 | 503.3 | 1 | Honeywell | 2023-05-01 | redacted
Low Income - Power to Save | Outdoor Coil Cleaning | 0 | 0.1 | 0 | 275 | 1 | Honeywell | 2023-05-01 | redacted
Low Income - Power to Save | LI - DUCT | 0 | 0.4 | 0.12 | 775.77 | 1 | Honeywell | 2023-05-01 | redacted
Low Income - Power to Save | HVAC Inspection | 0 | 0.17 | 0 | 268.73 | 1 | Honeywell | 2023-05-01 | redacted
Low Income - Power to Save | LED Lights | 0 | 0 | 0 | 47.6 | 1 | Honeywell | 2023-05-01 | redacted
Low Income - Power to Save | Faucet Aerators | 0 | 0 | 0.02 | 110.58 | 1 | Honeywell | 2023-05-01 | redacted
Low Income - Power to Save | Low Flow Showerhead | 0 | 0.04 | 0.1 | 504.08 | 1 | Honeywell | 2023-05-01 | redacted
Low Income - Power to Save | Outdoor Coil Cleaning | 0 | 0.1 | 0 | 275 | 1 | Honeywell | 2023-05-01 | redacted
Low Income - Power to Save | LED Lights | 0 | 0 | 0 | 47.6 | 1 | Honeywell | 2023-05-01 | redacted
Low Income - Power to Save | Faucet Aerators | 0 | 0 | 0.02 | 110.58 | 1 | Honeywell | 2023-05-01 | redacted
Low Income - Power to Save | Low Flow Showerhead | 0 | 0.04 | 0.1 | 504.08 | 1 | Honeywell | 2023-05-01 | redacted
Low Income - Power to Save | Weather Strip/Caulk | 0 | 0.25 | 0.09 | 503.3 | 1 | Honeywell | 2023-05-01 | redacted
Low Income - Power to Save | Outdoor Coil Cleaning | 0 | 0.1 | 0 | 275 | 1 | Honeywell | 2023-05-01 | redacted
Low Income - Power to Save | LED Lights | 0 | 0 | 0 | 47.6 | 1 | Honeywell | 2023-05-01 | redacted
Low Income - Power to Save | Faucet Aerators | 0 | 0 | 0.02 | 110.58 | 1 | Honeywell | 2023-05-01 | redacted
Low Income - Power to Save | Low Flow Showerhead | 0 | 0.04 | 0.1 | 504.08 | 1 | Honeywell | 2023-05-01 | redacted
Low Income - Power to Save | Pipe Wrap | 0 | 0.01 | 0.03 | 143.65 | 1 | Honeywell | 2023-05-01 | redacted
Low Income - Power to Save | Weather Strip/Caulk | 0 | 0.25 | 0.09 | 503.3 | 1 | Honeywell | 2023-05-01 | redacted
Low Income - Power to Save | Outdoor Coil Cleaning | 0 | 0.1 | 0 | 275 | 1 | Honeywell | 2023-05-01 | redacted
Low Income - Power to Save | LED Lights | 0 | 0 | 0 | 47.6 | 1 | Honeywell | 2023-05-01 | redacted
Low Income - Power to Save | Faucet Aerators | 0 | 0 | 0.02 | 110.58 | 1 | Honeywell | 2023-05-01 | redacted
Low Income - Power to Save | Low Flow Showerhead | 0 | 0.04 | 0.1 | 504.08 | 1 | Honeywell | 2023-05-01 | redacted
Low Income - Power to Save | LED Lights | 0 | 0 | 0 | 47.6 | 1 | Honeywell | 2023-05-01 | redacted
Low Income - Power to Save | Weather Strip/Caulk | 0 | 0.25 | 0.09 | 503.3 | 1 | Honeywell | 2023-05-01 | redacted
Low Income - Power to Save | Outdoor Coil Cleaning | 0 | 0.1 | 0 | 275 | 1 | Honeywell | 2023-05-01 | redacted
Low Income - Power to Save | LI - DUCT | 0 | 0.4 | 0.12 | 775.77 | 1 | Honeywell | 2023-05-01 | redacted
Low Income - Power to Save | HVAC Inspection | 0 | 0.17 | 0 | 268.73 | 1 | Honeywell | 2023-05-01 | redacted
Low Income - Power to Save | LED Lights | 0 | 0 | 0 | 47.6 | 1 | Honeywell | 2023-05-01 | redacted
Low Income - Power to Save | Low Flow Showerhead | 0 | 0.04 | 0.1 | 504.08 | 1 | Honeywell | 2023-05-01 | redacted
Low Income - Power to Save | Weather Strip/Caulk | 0 | 0.25 | 0.09 | 503.3 | 1 | Honeywell | 2023-05-01 | redacted
Low Income - Power to Save | Outdoor Coil Cleaning | 0 | 0.1 | 0 | 275 | 1 | Honeywell | 2023-05-01 | redacted
Low Income - Power to Save | LI - DUCT | 0 | 0.4 | 0.12 | 775.77 | 1 | Honeywell | 2023-05-01 | redacted
Low Income - Power to Save | HVAC Inspection | 0 | 0.17 | 0 | 268.73 | 1 | Honeywell | 2023-05-01 | redacted
Low Income - Power to Save | LED Lights | 0 | 0 | 0 | 47.6 | 1 | Honeywell | 2023-05-01 | redacted
Low Income - Power to Save | Low Flow Showerhead | 0 | 0.04 | 0.1 | 504.08 | 1 | Honeywell | 2023-05-01 | redacted
Low Income - Power to Save | Weather Strip/Caulk | 0 | 0.25 | 0.09 | 503.3 | 1 | Honeywell | 2023-05-01 | redacted
Low Income - Power to Save | Outdoor Coil Cleaning | 0 | 0.1 | 0 | 275 | 1 | Honeywell | 2023-05-01 | redacted
Low Income - Power to Save | HVAC Inspection | 0 | 0.17 | 0 | 268.73 | 1 | Honeywell | 2023-05-01 | redacted
Low Income - Power to Save | LED Lights | 0 | 0 | 0 | 47.6 | 1 | Honeywell | 2023-05-01 | redacted
Low Income - Power to Save | Faucet Aerators | 0 | 0 | 0.02 | 110.58 | 1 | Honeywell | 2023-05-01 | redacted
Low Income - Power to Save | Low Flow Showerhead | 0 | 0.04 | 0.1 | 504.08 | 1 | Honeywell | 2023-05-01 | redacted
Low Income - Power to Save | Pipe Wrap | 0 | 0.01 | 0.03 | 143.65 | 1 | Honeywell | 2023-05-01 | redacted
Low Income - Power to Save | Weather Strip/Caulk | 0 | 0.25 | 0.09 | 503.3 | 1 | Honeywell | 2023-05-01 | redacted
Low Income - Power to Save | Outdoor Coil Cleaning | 0 | 0.1 | 0 | 275 | 1 | Honeywell | 2023-05-01 | redacted
Low Income - Power to Save | LED Lights | 0 | 0 | 0 | 47.6 | 1 | Honeywell | 2023-05-01 | redacted
Low Income - Power to Save | Faucet Aerators | 0 | 0 | 0.02 | 110.58 | 1 | Honeywell | 2023-05-01 | redacted
Low Income - Power to Save | Low Flow Showerhead | 0 | 0.04 | 0.1 | 504.08 | 1 | Honeywell | 2023-05-01 | redacted
Low Income - Power to Save | Pipe Wrap | 0 | 0.01 | 0.03 | 143.65 | 1 | Honeywell | 2023-05-01 | redacted
Low Income - Power to Save | Weather Strip/Caulk | 0 | 0.25 | 0.09 | 503.3 | 1 | Honeywell | 2023-05-01 | redacted
Low Income - Power to Save | Outdoor Coil Cleaning | 0 | 0.1 | 0 | 275 | 1 | Honeywell | 2023-05-01 | redacted
Low Income - Power to Save | LI - DUCT | 0 | 0.4 | 0.12 | 775.77 | 1 | Honeywell | 2023-05-01 | redacted
Low Income - Power to Save | HVAC Inspection | 0 | 0.17 | 0 | 268.73 | 1 | Honeywell | 2023-05-01 | redacted
Low Income - Power to Save | LED Lights | 0 | 0 | 0 | 47.6 | 1 | Honeywell | 2023-05-01 | redacted
Low Income - Power to Save | Faucet Aerators | 0 | 0 | 0.02 | 110.58 | 1 | Honeywell | 2023-05-01 | redacted
Low Income - Power to Save | Low Flow Showerhead | 0 | 0.04 | 0.1 | 504.08 | 1 | Honeywell | 2023-05-01 | redacted
Low Income - Power to Save | Weather Strip/Caulk | 0 | 0.25 | 0.09 | 503.3 | 1 | Honeywell | 2023-05-01 | redacted
Low Income - Power to Save | Outdoor Coil Cleaning | 0 | 0.1 | 0 | 275 | 1 | Honeywell | 2023-05-01 | redacted
Low Income - Power to Save | LED Lights | 0 | 0 | 0 | 47.6 | 1 | Honeywell | 2023-05-01 | redacted
Low Income - Power to Save | Faucet Aerators | 0 | 0 | 0.02 | 110.58 | 1 | Honeywell | 2023-05-01 | redacted
Low Income - Power to Save | Low Flow Showerhead | 0 | 0.04 | 0.1 | 504.08 | 1 | Honeywell | 2023-05-01 | redacted
Low Income - Power to Save | Outdoor Coil Cleaning | 0 | 0.1 | 0 | 275 | 1 | Honeywell | 2023-05-01 | redacted
Low Income - Power to Save | LI - DUCT | 0 | 0.4 | 0.12 | 775.77 | 1 | Honeywell | 2023-05-01 | redacted
Low Income - Power to Save | HVAC Inspection | 0 | 0.17 | 0 | 268.73 | 1 | Honeywell | 2023-05-01 | redacted
Low Income - Power to Save | LED Lights | 0 | 0 | 0 | 47.6 | 1 | Honeywell | 2023-05-01 | redacted
Low Income - Power to Save | Faucet Aerators | 0 | 0 | 0.02 | 110.58 | 1 | Honeywell | 2023-05-01 | redacted
Low Income - Power to Save | Low Flow Showerhead | 0 | 0.04 | 0.1 | 504.08 | 1 | Honeywell | 2023-05-01 | redacted
Low Income - Power to Save | Pipe Wrap | 0 | 0.01 | 0.03 | 143.65 | 1 | Honeywell | 2023-05-01 | redacted
Low Income - Power to Save | Weather Strip/Caulk | 0 | 0.25 | 0.09 | 503.3 | 1 | Honeywell | 2023-05-01 | redacted
Low Income - Power to Save | Outdoor Coil Cleaning | 0 | 0.1 | 0 | 275 | 1 | Honeywell | 2023-05-01 | redacted
Low Income - Power to Save | LI - DUCT | 0 | 0.4 | 0.12 | 775.77 | 1 | Honeywell | 2023-05-01 | redacted
Low Income - Power to Save | HVAC Inspection | 0 | 0.17 | 0 | 268.73 | 1 | Honeywell | 2023-05-01 | redacted
Low Income - Power to Save | LED Lights | 0 | 0 | 0 | 47.6 | 1 | Honeywell | 2023-05-01 | redacted
Low Income - Power to Save | Low Flow Showerhead | 0 | 0.04 | 0.1 | 504.08 | 1 | Honeywell | 2023-05-01 | redacted
Low Income - Power to Save | Weather Strip/Caulk | 0 | 0.25 | 0.09 | 503.3 | 1 | Honeywell | 2023-05-01 | redacted
Low Income - Power to Save | Outdoor Coil Cleaning | 0 | 0.1 | 0 | 275 | 1 | Honeywell | 2023-05-01 | redacted
Low Income - Power to Save | LI - DUCT | 0 | 0.4 | 0.12 | 775.77 | 1 | Honeywell | 2023-05-01 | redacted
Low Income - Power to Save | HVAC Inspection | 0 | 0.17 | 0 | 268.73 | 1 | Honeywell | 2023-05-01 | redacted
Low Income - Power to Save | LED Lights | 0 | 0 | 0 | 47.6 | 1 | Honeywell | 2023-05-01 | redacted
Low Income - Power to Save | Faucet Aerators | 0 | 0 | 0.02 | 110.58 | 1 | Honeywell | 2023-05-01 | redacted
Low Income - Power to Save | Low Flow Showerhead | 0 | 0.04 | 0.1 | 504.08 | 1 | Honeywell | 2023-05-01 | redacted
Low Income - Power to Save | Pipe Wrap | 0 | 0.01 | 0.03 | 143.65 | 1 | Honeywell | 2023-05-01 | redacted
Low Income - Power to Save | Weather Strip/Caulk | 0 | 0.25 | 0.09 | 503.3 | 1 | Honeywell | 2023-05-01 | redacted
Low Income - Power to Save | LED Lights | 0 | 0 | 0 | 47.6 | 1 | Honeywell | 2023-05-01 | redacted
Low Income - Power to Save | Low Flow Showerhead | 0 | 0.04 | 0.1 | 504.08 | 1 | Honeywell | 2023-05-01 | redacted
Low Income - Power to Save | Weather Strip/Caulk | 0 | 0.25 | 0.09 | 503.3 | 1 | Honeywell | 2023-05-01 | redacted
Low Income - Power to Save | Outdoor Coil Cleaning | 0 | 0.1 | 0 | 275 | 1 | Honeywell | 2023-05-01 | redacted
Low Income - Power to Save | LI - DUCT | 0 | 0.4 | 0.12 | 775.77 | 1 | Honeywell | 2023-05-01 | redacted
Low Income - Power to Save | HVAC Inspection | 0 | 0.17 | 0 | 268.73 | 1 | Honeywell | 2023-05-01 | redacted
Low Income - Power to Save | LED Lights | 0 | 0 | 0 | 47.6 | 1 | Honeywell | 2023-05-01 | redacted
Low Income - Power to Save | Faucet Aerators | 0 | 0 | 0.02 | 110.58 | 1 | Honeywell | 2023-05-01 | redacted
Low Income - Power to Save | Low Flow Showerhead | 0 | 0.04 | 0.1 | 504.08 | 1 | Honeywell | 2023-05-01 | redacted
Low Income - Power to Save | Weather Strip/Caulk | 0 | 0.25 | 0.09 | 503.3 | 1 | Honeywell | 2023-05-01 | redacted
Low Income - Power to Save | LED Lights | 0 | 0 | 0 | 47.6 | 1 | Honeywell | 2023-05-01 | redacted
Low Income - Power to Save | Faucet Aerators | 0 | 0 | 0.02 | 110.58 | 1 | Honeywell | 2023-05-01 | redacted
Low Income - Power to Save | Low Flow Showerhead | 0 | 0.04 | 0.1 | 504.08 | 1 | Honeywell | 2023-05-01 | redacted
Low Income - Power to Save | Pipe Wrap | 0 | 0.01 | 0.03 | 143.65 | 1 | Honeywell | 2023-05-01 | redacted
Low Income - Power to Save | Weather Strip/Caulk | 0 | 0.25 | 0.09 | 503.3 | 1 | Honeywell | 2023-05-01 | redacted
Low Income - Power to Save | Outdoor Coil Cleaning | 0 | 0.1 | 0 | 275 | 1 | Honeywell | 2023-05-01 | redacted
Low Income - Power to Save | LI - DUCT | 0 | 0.4 | 0.12 | 775.77 | 1 | Honeywell | 2023-05-01 | redacted
Low Income - Power to Save | HVAC Inspection | 0 | 0.17 | 0 | 268.73 | 1 | Honeywell | 2023-05-01 | redacted
Low Income - Power to Save | LED Lights | 0 | 0 | 0 | 47.6 | 1 | Honeywell | 2023-05-01 | redacted
Low Income - Power to Save | Faucet Aerators | 0 | 0 | 0.02 | 110.58 | 1 | Honeywell | 2023-05-01 | redacted
Low Income - Power to Save | Low Flow Showerhead | 0 | 0.04 | 0.1 | 504.08 | 1 | Honeywell | 2023-05-01 | redacted
Low Income - Power to Save | LED Lights | 0 | 0 | 0 | 47.6 | 1 | Honeywell | 2023-05-01 | redacted
Low Income - Power to Save | Faucet Aerators | 0 | 0 | 0.02 | 110.58 | 1 | Honeywell | 2023-05-01 | redacted
Low Income - Power to Save | Low Flow Showerhead | 0 | 0.04 | 0.1 | 504.08 | 1 | Honeywell | 2023-05-01 | redacted
Low Income - Power to Save | Weather Strip/Caulk | 0 | 0.25 | 0.09 | 503.3 | 1 | Honeywell | 2023-05-01 | redacted
Low Income - Power to Save | Outdoor Coil Cleaning | 0 | 0.1 | 0 | 275 | 1 | Honeywell | 2023-05-01 | redacted
Low Income - Power to Save | LI - DUCT | 0 | 0.4 | 0.12 | 775.77 | 1 | Honeywell | 2023-05-01 | redacted
Low Income - Power to Save | HVAC Inspection | 0 | 0.17 | 0 | 268.73 | 1 | Honeywell | 2023-05-01 | redacted
Low Income - Power to Save | LED Lights | 0 | 0 | 0 | 47.6 | 1 | Honeywell | 2023-05-01 | redacted
Low Income - Power to Save | Faucet Aerators | 0 | 0 | 0.02 | 110.58 | 1 | Honeywell | 2023-05-01 | redacted
Low Income - Power to Save | Low Flow Showerhead | 0 | 0.04 | 0.1 | 504.08 | 1 | Honeywell | 2023-05-01 | redacted
Low Income - Power to Save | Weather Strip/Caulk | 0 | 0.25 | 0.09 | 503.3 | 1 | Honeywell | 2023-05-01 | redacted
Low Income - Power to Save | Outdoor Coil Cleaning | 0 | 0.1 | 0 | 275 | 1 | Honeywell | 2023-05-01 | redacted
Low Income - Power to Save | LI - DUCT | 0 | 0.4 | 0.12 | 775.77 | 1 | Honeywell | 2023-05-01 | redacted
Low Income - Power to Save | HVAC Inspection | 0 | 0.17 | 0 | 268.73 | 1 | Honeywell | 2023-05-01 | redacted
Low Income - Power to Save | LED Lights | 0 | 0 | 0 | 47.6 | 1 | Honeywell | 2023-05-01 | redacted
Low Income - Power to Save | Faucet Aerators | 0 | 0 | 0.02 | 110.58 | 1 | Honeywell | 2023-05-01 | redacted
Low Income - Power to Save | Low Flow Showerhead | 0 | 0.04 | 0.1 | 504.08 | 1 | Honeywell | 2023-05-01 | redacted
Low Income - Power to Save | LED Lights | 0 | 0 | 0 | 47.6 | 1 | Honeywell | 2023-05-01 | redacted
Low Income - Power to Save | Faucet Aerators | 0 | 0 | 0.02 | 110.58 | 1 | Honeywell | 2023-05-01 | redacted
Low Income - Power to Save | Weather Strip/Caulk | 0 | 0.25 | 0.09 | 503.3 | 1 | Honeywell | 2023-05-01 | redacted
Low Income - Power to Save | Outdoor Coil Cleaning | 0 | 0.1 | 0 | 275 | 1 | Honeywell | 2023-05-01 | redacted
Low Income - Power to Save | LI - DUCT | 0 | 0.4 | 0.12 | 775.77 | 1 | Honeywell | 2023-05-01 | redacted
Low Income - Power to Save | HVAC Inspection | 0 | 0.17 | 0 | 268.73 | 1 | Honeywell | 2023-05-01 | redacted
Low Income - Power to Save | LED Lights | 0 | 0 | 0 | 47.6 | 1 | Honeywell | 2023-05-01 | redacted
Low Income - Power to Save | Faucet Aerators | 0 | 0 | 0.02 | 110.58 | 1 | Honeywell | 2023-05-01 | redacted
Low Income - Power to Save | Low Flow Showerhead | 0 | 0.04 | 0.1 | 504.08 | 1 | Honeywell | 2023-05-01 | redacted
Low Income - Power to Save | Outdoor Coil Cleaning | 0 | 0.1 | 0 | 275 | 1 | Honeywell | 2023-05-01 | redacted
Low Income - Power to Save | LED Lights | 0 | 0 | 0 | 47.6 | 1 | Honeywell | 2023-05-01 | redacted
Low Income - Power to Save | Faucet Aerators | 0 | 0 | 0.02 | 110.58 | 1 | Honeywell | 2023-05-01 | redacted
Low Income - Power to Save | Low Flow Showerhead | 0 | 0.04 | 0.1 | 504.08 | 1 | Honeywell | 2023-05-01 | redacted
Low Income - Power to Save | LED Lights | 0 | 0 | 0 | 47.6 | 1 | Honeywell | 2023-05-01 | redacted
Low Income - Power to Save | Low Flow Showerhead | 0 | 0.04 | 0.1 | 504.08 | 1 | Honeywell | 2023-05-01 | redacted
Low Income - Power to Save | Pipe Wrap | 0 | 0.01 | 0.03 | 143.65 | 1 | Honeywell | 2023-05-01 | redacted
Low Income - Power to Save | Weather Strip/Caulk | 0 | 0.25 | 0.09 | 503.3 | 1 | Honeywell | 2023-05-01 | redacted
Low Income - Power to Save | Outdoor Coil Cleaning | 0 | 0.1 | 0 | 275 | 1 | Honeywell | 2023-05-01 | redacted
Low Income - Power to Save | LI - DUCT | 0 | 0.4 | 0.12 | 775.77 | 1 | Honeywell | 2023-05-01 | redacted
Low Income - Power to Save | HVAC Inspection | 0 | 0.17 | 0 | 268.73 | 1 | Honeywell | 2023-05-01 | redacted
Low Income - Power to Save | LED Lights | 0 | 0 | 0 | 47.6 | 1 | Honeywell | 2023-05-01 | redacted
Low Income - Power to Save | Faucet Aerators | 0 | 0 | 0.02 | 110.58 | 1 | Honeywell | 2023-05-01 | redacted
Low Income - Power to Save | Low Flow Showerhead | 0 | 0.04 | 0.1 | 504.08 | 1 | Honeywell | 2023-05-01 | redacted
Low Income - Power to Save | Weather Strip/Caulk | 0 | 0.25 | 0.09 | 503.3 | 1 | Honeywell | 2023-05-01 | redacted
Low Income - Power to Save | Outdoor Coil Cleaning | 0 | 0.1 | 0 | 275 | 1 | Honeywell | 2023-05-01 | redacted
Low Income - Power to Save | LI - DUCT | 0 | 0.4 | 0.12 | 775.77 | 1 | Honeywell | 2023-05-01 | redacted
Low Income - Power to Save | HVAC Inspection | 0 | 0.17 | 0 | 268.73 | 1 | Honeywell | 2023-05-01 | redacted
Low Income - Power to Save | LED Lights | 0 | 0 | 0 | 47.6 | 1 | Honeywell | 2023-05-01 | redacted
Low Income - Power to Save | Low Flow Showerhead | 0 | 0.04 | 0.1 | 504.08 | 1 | Honeywell | 2023-05-01 | redacted
Low Income - Power to Save | Pipe Wrap | 0 | 0.01 | 0.03 | 143.65 | 1 | Honeywell | 2023-05-01 | redacted
Low Income - Power to Save | Weather Strip/Caulk | 0 | 0.25 | 0.09 | 503.3 | 1 | Honeywell | 2023-05-01 | redacted
Low Income - Power to Save | Outdoor Coil Cleaning | 0 | 0.1 | 0 | 275 | 1 | Honeywell | 2023-05-01 | redacted
Low Income - Power to Save | LI - DUCT | 0 | 0.4 | 0.12 | 775.77 | 1 | Honeywell | 2023-05-01 | redacted
Low Income - Power to Save | HVAC Inspection | 0 | 0.17 | 0 | 268.73 | 1 | Honeywell | 2023-05-01 | redacted
Low Income - Power to Save | LED Lights | 0 | 0 | 0 | 47.6 | 1 | Honeywell | 2023-05-01 | redacted
Low Income - Power to Save | Faucet Aerators | 0 | 0 | 0.02 | 110.58 | 1 | Honeywell | 2023-05-01 | redacted
Low Income - Power to Save | Low Flow Showerhead | 0 | 0.04 | 0.1 | 504.08 | 1 | Honeywell | 2023-05-01 | redacted
Low Income - Power to Save | Weather Strip/Caulk | 0 | 0.25 | 0.09 | 503.3 | 1 | Honeywell | 2023-05-01 | redacted
Low Income - Power to Save | LED Lights | 0 | 0 | 0 | 47.6 | 1 | Honeywell | 2023-05-01 | redacted
Low Income - Power to Save | Faucet Aerators | 0 | 0 | 0.02 | 110.58 | 1 | Honeywell | 2023-05-01 | redacted
Low Income - Power to Save | Low Flow Showerhead | 0 | 0.04 | 0.1 | 504.08 | 1 | Honeywell | 2023-05-01 | redacted
Low Income - Power to Save | Weather Strip/Caulk | 0 | 0.25 | 0.09 | 503.3 | 1 | Honeywell | 2023-05-01 | redacted
Low Income - Power to Save | Outdoor Coil Cleaning | 0 | 0.1 | 0 | 275 | 1 | Honeywell | 2023-05-01 | redacted
Low Income - Power to Save | HVAC Inspection | 0 | 0.17 | 0 | 268.73 | 1 | Honeywell | 2023-05-01 | redacted
Low Income - Power to Save | LED Lights | 0 | 0 | 0 | 47.6 | 1 | Honeywell | 2023-05-01 | redacted
Low Income - Power to Save | Faucet Aerators | 0 | 0 | 0.02 | 110.58 | 1 | Honeywell | 2023-05-01 | redacted
Low Income - Power to Save | Low Flow Showerhead | 0 | 0.04 | 0.1 | 504.08 | 1 | Honeywell | 2023-05-01 | redacted
Low Income - Power to Save | Weather Strip/Caulk | 0 | 0.25 | 0.09 | 503.3 | 1 | Honeywell | 2023-05-01 | redacted
Low Income - Power to Save | Outdoor Coil Cleaning | 0 | 0.1 | 0 | 275 | 1 | Honeywell | 2023-05-01 | redacted
Low Income - Power to Save | LI - DUCT | 0 | 0.4 | 0.12 | 775.77 | 1 | Honeywell | 2023-05-01 | redacted
Low Income - Power to Save | HVAC Inspection | 0 | 0.17 | 0 | 268.73 | 1 | Honeywell | 2023-05-01 | redacted
Low Income - Power to Save | LED Lights | 0 | 0 | 0 | 47.6 | 1 | Honeywell | 2023-05-01 | redacted
Low Income - Power to Save | Faucet Aerators | 0 | 0 | 0.02 | 110.58 | 1 | Honeywell | 2023-05-01 | redacted
Low Income - Power to Save | Low Flow Showerhead | 0 | 0.04 | 0.1 | 504.08 | 1 | Honeywell | 2023-05-01 | redacted
Low Income - Power to Save | LED Lights | 0 | 0 | 0 | 47.6 | 1 | Honeywell | 2023-05-01 | redacted
Low Income - Power to Save | Low Flow Showerhead | 0 | 0.04 | 0.1 | 504.08 | 1 | Honeywell | 2023-05-01 | redacted
Low Income - Power to Save | Pipe Wrap | 0 | 0.01 | 0.03 | 143.65 | 1 | Honeywell | 2023-05-01 | redacted
Low Income - Power to Save | Weather Strip/Caulk | 0 | 0.25 | 0.09 | 503.3 | 1 | Honeywell | 2023-05-01 | redacted
Low Income - Power to Save | LI - DUCT | 0 | 0.4 | 0.12 | 775.77 | 1 | Honeywell | 2023-05-01 | redacted
Low Income - Power to Save | HVAC Inspection | 0 | 0.17 | 0 | 268.73 | 1 | Honeywell | 2023-05-01 | redacted
Low Income - Power to Save | LED Lights | 0 | 0 | 0 | 47.6 | 1 | Honeywell | 2023-05-01 | redacted
Low Income - Power to Save | Low Flow Showerhead | 0 | 0.04 | 0.1 | 504.08 | 1 | Honeywell | 2023-05-01 | redacted
Low Income - Power to Save | Pipe Wrap | 0 | 0.01 | 0.03 | 143.65 | 1 | Honeywell | 2023-05-01 | redacted
Low Income - Power to Save | Weather Strip/Caulk | 0 | 0.25 | 0.09 | 503.3 | 1 | Honeywell | 2023-05-01 | redacted
Low Income - Power to Save | Outdoor Coil Cleaning | 0 | 0.1 | 0 | 275 | 1 | Honeywell | 2023-05-01 | redacted
Low Income - Power to Save | LI - DUCT | 0 | 0.4 | 0.12 | 775.77 | 1 | Honeywell | 2023-05-01 | redacted
Low Income - Power to Save | HVAC Inspection | 0 | 0.17 | 0 | 268.73 | 1 | Honeywell | 2023-05-01 | redacted
Low Income - Power to Save | LED Lights | 0 | 0 | 0 | 47.6 | 1 | Honeywell | 2023-05-01 | redacted
Low Income - Power to Save | Low Flow Showerhead | 0 | 0.04 | 0.1 | 504.08 | 1 | Honeywell | 2023-05-01 | redacted
Low Income - Power to Save | Weather Strip/Caulk | 0 | 0.25 | 0.09 | 503.3 | 1 | Honeywell | 2023-05-01 | redacted
Low Income - Power to Save | Outdoor Coil Cleaning | 0 | 0.1 | 0 | 275 | 1 | Honeywell | 2023-05-01 | redacted
Low Income - Power to Save | LI - DUCT | 0 | 0.4 | 0.12 | 775.77 | 1 | Honeywell | 2023-05-01 | redacted
Low Income - Power to Save | HVAC Inspection | 0 | 0.17 | 0 | 268.73 | 1 | Honeywell | 2023-05-01 | redacted
Low Income - Power to Save | LED Lights | 0 | 0 | 0 | 47.6 | 1 | Honeywell | 2023-05-01 | redacted
Low Income - Power to Save | Faucet Aerators | 0 | 0 | 0.02 | 110.58 | 1 | Honeywell | 2023-05-01 | redacted
Low Income - Power to Save | Low Flow Showerhead | 0 | 0.04 | 0.1 | 504.08 | 1 | Honeywell | 2023-05-01 | redacted
Low Income - Power to Save | Weather Strip/Caulk | 0 | 0.25 | 0.09 | 503.3 | 1 | Honeywell | 2023-05-01 | redacted
Low Income - Power to Save | Outdoor Coil Cleaning | 0 | 0.1 | 0 | 275 | 1 | Honeywell | 2023-05-01 | redacted
Low Income - Power to Save | LI - DUCT | 0 | 0.4 | 0.12 | 775.77 | 1 | Honeywell | 2023-05-01 | redacted
Low Income - Power to Save | HVAC Inspection | 0 | 0.17 | 0 | 268.73 | 1 | Honeywell | 2023-05-01 | redacted
Low Income - Power to Save | LED Lights | 0 | 0 | 0 | 47.6 | 1 | Honeywell | 2023-05-01 | redacted
Low Income - Power to Save | Faucet Aerators | 0 | 0 | 0.02 | 110.58 | 1 | Honeywell | 2023-05-01 | redacted
Low Income - Power to Save | LED Lights | 0 | 0 | 0 | 47.6 | 1 | Honeywell | 2023-05-01 | redacted
Low Income - Power to Save | Faucet Aerators | 0 | 0 | 0.02 | 110.58 | 1 | Honeywell | 2023-05-01 | redacted
Low Income - Power to Save | Low Flow Showerhead | 0 | 0.04 | 0.1 | 504.08 | 1 | Honeywell | 2023-05-01 | redacted
Low Income - Power to Save | Weather Strip/Caulk | 0 | 0.25 | 0.09 | 503.3 | 1 | Honeywell | 2023-05-01 | redacted
Low Income - Power to Save | Outdoor Coil Cleaning | 0 | 0.1 | 0 | 275 | 1 | Honeywell | 2023-05-01 | redacted
Low Income - Power to Save | LI - DUCT | 0 | 0.4 | 0.12 | 775.77 | 1 | Honeywell | 2023-05-01 | redacted
Low Income - Power to Save | HVAC Inspection | 0 | 0.17 | 0 | 268.73 | 1 | Honeywell | 2023-05-01 | redacted
Low Income - Power to Save | LED Lights | 0 | 0 | 0 | 47.6 | 1 | Honeywell | 2023-05-01 | redacted
Low Income - Power to Save | Faucet Aerators | 0 | 0 | 0.02 | 110.58 | 1 | Honeywell | 2023-05-01 | redacted
Low Income - Power to Save | Low Flow Showerhead | 0 | 0.04 | 0.1 | 504.08 | 1 | Honeywell | 2023-05-01 | redacted
Low Income - Power to Save | Outdoor Coil Cleaning | 0 | 0.1 | 0 | 275 | 1 | Honeywell | 2023-05-01 | redacted
Low Income - Power to Save | HVAC Inspection | 0 | 0.17 | 0 | 268.73 | 1 | Honeywell | 2023-05-01 | redacted
Low Income - Power to Save | LED Lights | 0 | 0 | 0 | 47.6 | 1 | Honeywell | 2023-05-01 | redacted
Low Income - Power to Save | Faucet Aerators | 0 | 0 | 0.02 | 110.58 | 1 | Honeywell | 2023-05-01 | redacted
Low Income - Power to Save | Low Flow Showerhead | 0 | 0.04 | 0.1 | 504.08 | 1 | Honeywell | 2023-05-01 | redacted
Low Income - Power to Save | Outdoor Coil Cleaning | 0 | 0.1 | 0 | 275 | 1 | Honeywell | 2023-05-01 | redacted
Low Income - Power to Save | LED Lights | 0 | 0 | 0 | 47.6 | 1 | Honeywell | 2023-05-01 | redacted
Low Income - Power to Save | Faucet Aerators | 0 | 0 | 0.02 | 110.58 | 1 | Honeywell | 2023-05-01 | redacted
Low Income - Power to Save | Low Flow Showerhead | 0 | 0.04 | 0.1 | 504.08 | 1 | Honeywell | 2023-05-01 | redacted
Low Income - Power to Save | Weather Strip/Caulk | 0 | 0.25 | 0.09 | 503.3 | 1 | Honeywell | 2023-05-01 | redacted
Low Income - Power to Save | LED Lights | 0 | 0 | 0 | 47.6 | 1 | Honeywell | 2023-05-01 | redacted
Low Income - Power to Save | Faucet Aerators | 0 | 0 | 0.02 | 110.58 | 1 | Honeywell | 2023-05-01 | redacted
Low Income - Power to Save | Low Flow Showerhead | 0 | 0.04 | 0.1 | 504.08 | 1 | Honeywell | 2023-05-01 | redacted
Low Income - Power to Save | LED Lights | 0 | 0 | 0 | 47.6 | 1 | Honeywell | 2023-05-01 | redacted
Low Income - Power to Save | Faucet Aerators | 0 | 0 | 0.02 | 110.58 | 1 | Honeywell | 2023-05-01 | redacted
Low Income - Power to Save | Low Flow Showerhead | 0 | 0.04 | 0.1 | 504.08 | 1 | Honeywell | 2023-05-01 | redacted
Low Income - Power to Save | Pipe Wrap | 0 | 0.01 | 0.03 | 143.65 | 1 | Honeywell | 2023-05-01 | redacted
Low Income - Power to Save | Outdoor Coil Cleaning | 0 | 0.1 | 0 | 275 | 1 | Honeywell | 2023-05-01 | redacted
Low Income - Power to Save | LI - DUCT | 0 | 0.4 | 0.12 | 775.77 | 1 | Honeywell | 2023-05-01 | redacted
Low Income - Power to Save | HVAC Inspection | 0 | 0.17 | 0 | 268.73 | 1 | Honeywell | 2023-05-01 | redacted
Low Income - Power to Save | LED Lights | 0 | 0 | 0 | 47.6 | 1 | Honeywell | 2023-05-01 | redacted
Low Income - Power to Save | Faucet Aerators | 0 | 0 | 0.02 | 110.58 | 1 | Honeywell | 2023-05-01 | redacted
Low Income - Power to Save | Low Flow Showerhead | 0 | 0.04 | 0.1 | 504.08 | 1 | Honeywell | 2023-05-01 | redacted
Low Income - Power to Save | LED Lights | 0 | 0 | 0 | 47.6 | 1 | Honeywell | 2023-05-01 | redacted
Low Income - Power to Save | Faucet Aerators | 0 | 0 | 0.02 | 110.58 | 1 | Honeywell | 2023-05-01 | redacted
Low Income - Power to Save | Weather Strip/Caulk | 0 | 0.25 | 0.09 | 503.3 | 1 | Honeywell | 2023-05-01 | redacted
Low Income - Power to Save | Outdoor Coil Cleaning | 0 | 0.1 | 0 | 275 | 1 | Honeywell | 2023-05-01 | redacted
Low Income - Power to Save | LI - DUCT | 0 | 0.4 | 0.12 | 775.77 | 1 | Honeywell | 2023-05-01 | redacted
Low Income - Power to Save | HVAC Inspection | 0 | 0.17 | 0 | 268.73 | 1 | Honeywell | 2023-05-01 | redacted
Low Income - Power to Save | LED Lights | 0 | 0 | 0 | 47.6 | 1 | Honeywell | 2023-05-01 | redacted
Low Income - Power to Save | Faucet Aerators | 0 | 0 | 0.02 | 110.58 | 1 | Honeywell | 2023-05-01 | redacted
Low Income - Power to Save | Low Flow Showerhead | 0 | 0.04 | 0.1 | 504.08 | 1 | Honeywell | 2023-05-01 | redacted
Low Income - Power to Save | Weather Strip/Caulk | 0 | 0.25 | 0.09 | 503.3 | 1 | Honeywell | 2023-05-01 | redacted
Low Income - Power to Save | Outdoor Coil Cleaning | 0 | 0.1 | 0 | 275 | 1 | Honeywell | 2023-05-01 | redacted
Low Income - Power to Save | LI - DUCT | 0 | 0.4 | 0.12 | 775.77 | 1 | Honeywell | 2023-05-01 | redacted
Low Income - Power to Save | HVAC Inspection | 0 | 0.17 | 0 | 268.73 | 1 | Honeywell | 2023-05-01 | redacted
Low Income - Power to Save | LED Lights | 0 | 0 | 0 | 47.6 | 1 | Honeywell | 2023-05-01 | redacted
Low Income - Power to Save | Faucet Aerators | 0 | 0 | 0.02 | 110.58 | 1 | Honeywell | 2023-05-01 | redacted
Low Income - Power to Save | Pipe Wrap | 0 | 0.01 | 0.03 | 143.65 | 1 | Honeywell | 2023-05-01 | redacted
Low Income - Power to Save | Weather Strip/Caulk | 0 | 0.25 | 0.09 | 503.3 | 1 | Honeywell | 2023-05-01 | redacted
Low Income - Power to Save | Outdoor Coil Cleaning | 0 | 0.1 | 0 | 275 | 1 | Honeywell | 2023-05-01 | redacted
Low Income - Power to Save | LI - DUCT | 0 | 0.4 | 0.12 | 775.77 | 1 | Honeywell | 2023-05-01 | redacted
Low Income - Power to Save | HVAC Inspection | 0 | 0.17 | 0 | 268.73 | 1 | Honeywell | 2023-05-01 | redacted
Low Income - Power to Save | LED Lights | 0 | 0 | 0 | 47.6 | 1 | Honeywell | 2023-05-01 | redacted
Low Income - Power to Save | Faucet Aerators | 0 | 0 | 0.02 | 110.58 | 1 | Honeywell | 2023-05-01 | redacted
Low Income - Power to Save | Weather Strip/Caulk | 0 | 0.25 | 0.09 | 503.3 | 1 | Honeywell | 2023-05-01 | redacted
Low Income - Power to Save | Outdoor Coil Cleaning | 0 | 0.1 | 0 | 275 | 1 | Honeywell | 2023-05-01 | redacted
Low Income - Power to Save | LI - DUCT | 0 | 0.4 | 0.12 | 775.77 | 1 | Honeywell | 2023-05-01 | redacted
Low Income - Power to Save | HVAC Inspection | 0 | 0.17 | 0 | 268.73 | 1 | Honeywell | 2023-05-01 | redacted
Low Income - Power to Save | LED Lights | 0 | 0 | 0 | 47.6 | 1 | Honeywell | 2023-05-01 | redacted
Low Income - Power to Save | Low Flow Showerhead | 0 | 0.04 | 0.1 | 504.08 | 1 | Honeywell | 2023-05-01 | redacted
Low Income - Power to Save | Pipe Wrap | 0 | 0.01 | 0.03 | 143.65 | 1 | Honeywell | 2023-05-01 | redacted
Low Income - Power to Save | Weather Strip/Caulk | 0 | 0.25 | 0.09 | 503.3 | 1 | Honeywell | 2023-05-01 | redacted
Low Income - Power to Save | Outdoor Coil Cleaning | 0 | 0.1 | 0 | 275 | 1 | Honeywell | 2023-05-01 | redacted
Low Income - Power to Save | LI - DUCT | 0 | 0.4 | 0.12 | 775.77 | 1 | Honeywell | 2023-05-01 | redacted
Low Income - Power to Save | HVAC Inspection | 0 | 0.17 | 0 | 268.73 | 1 | Honeywell | 2023-05-01 | redacted
Low Income - Power to Save | LED Lights | 0 | 0 | 0 | 47.6 | 1 | Honeywell | 2023-05-01 | redacted
Low Income - Power to Save | Faucet Aerators | 0 | 0 | 0.02 | 110.58 | 1 | Honeywell | 2023-05-01 | redacted
Low Income - Power to Save | Low Flow Showerhead | 0 | 0.04 | 0.1 | 504.08 | 1 | Honeywell | 2023-05-01 | redacted
Low Income - Power to Save | Weather Strip/Caulk | 0 | 0.25 | 0.09 | 503.3 | 1 | Honeywell | 2023-05-01 | redacted
Low Income - Power to Save | Outdoor Coil Cleaning | 0 | 0.1 | 0 | 275 | 1 | Honeywell | 2023-05-01 | redacted
Low Income - Power to Save | HVAC Inspection | 0 | 0.17 | 0 | 268.73 | 1 | Honeywell | 2023-05-01 | redacted
Low Income - Power to Save | LED Lights | 0 | 0 | 0 | 47.6 | 1 | Honeywell | 2023-05-01 | redacted
Low Income - Power to Save | Faucet Aerators | 0 | 0 | 0.02 | 110.58 | 1 | Honeywell | 2023-05-01 | redacted
Low Income - Power to Save | Low Flow Showerhead | 0 | 0.04 | 0.1 | 504.08 | 1 | Honeywell | 2023-05-01 | redacted
Low Income - Power to Save | Weather Strip/Caulk | 0 | 0.25 | 0.09 | 503.3 | 1 | Honeywell | 2023-05-01 | redacted
Low Income - Power to Save | Outdoor Coil Cleaning | 0 | 0.1 | 0 | 275 | 1 | Honeywell | 2023-05-01 | redacted
Low Income - Power to Save | LI - DUCT | 0 | 0.4 | 0.12 | 775.77 | 1 | Honeywell | 2023-05-01 | redacted
Low Income - Power to Save | HVAC Inspection | 0 | 0.17 | 0 | 268.73 | 1 | Honeywell | 2023-05-01 | redacted
Low Income - Power to Save | LED Lights | 0 | 0 | 0 | 47.6 | 1 | Honeywell | 2023-05-01 | redacted
Low Income - Power to Save | Faucet Aerators | 0 | 0 | 0.02 | 110.58 | 1 | Honeywell | 2023-05-01 | redacted
Low Income - Power to Save | Low Flow Showerhead | 0 | 0.04 | 0.1 | 504.08 | 1 | Honeywell | 2023-05-01 | redacted
Low Income - Power to Save | Weather Strip/Caulk | 0 | 0.25 | 0.09 | 503.3 | 1 | Honeywell | 2023-05-01 | redacted
Low Income - Power to Save | Outdoor Coil Cleaning | 0 | 0.1 | 0 | 275 | 1 | Honeywell | 2023-05-01 | redacted
Low Income - Power to Save | LI - DUCT | 0 | 0.4 | 0.12 | 775.77 | 1 | Honeywell | 2023-05-01 | redacted
Low Income - Power to Save | HVAC Inspection | 0 | 0.17 | 0 | 268.73 | 1 | Honeywell | 2023-05-01 | redacted
Low Income - Power to Save | LED Lights | 0 | 0 | 0 | 47.6 | 1 | Honeywell | 2023-05-01 | redacted
Low Income - Power to Save | Faucet Aerators | 0 | 0 | 0.02 | 110.58 | 1 | Honeywell | 2023-05-01 | redacted
Low Income - Power to Save | Low Flow Showerhead | 0 | 0.04 | 0.1 | 504.08 | 1 | Honeywell | 2023-05-01 | redacted
Low Income - Power to Save | Weather Strip/Caulk | 0 | 0.25 | 0.09 | 503.3 | 1 | Honeywell | 2023-05-01 | redacted
Low Income - Power to Save | Outdoor Coil Cleaning | 0 | 0.1 | 0 | 275 | 1 | Honeywell | 2023-05-01 | redacted
Low Income - Power to Save | LI - DUCT | 0 | 0.4 | 0.12 | 775.77 | 1 | Honeywell | 2023-05-01 | redacted
Low Income - Power to Save | HVAC Inspection | 0 | 0.17 | 0 | 268.73 | 1 | Honeywell | 2023-05-01 | redacted
Low Income - Power to Save | LED Lights | 0 | 0 | 0 | 47.6 | 1 | Honeywell | 2023-05-01 | redacted
Low Income - Power to Save | Faucet Aerators | 0 | 0 | 0.02 | 110.58 | 1 | Honeywell | 2023-05-01 | redacted
Low Income - Power to Save | Low Flow Showerhead | 0 | 0.04 | 0.1 | 504.08 | 1 | Honeywell | 2023-05-01 | redacted
Low Income - Power to Save | Weather Strip/Caulk | 0 | 0.25 | 0.09 | 503.3 | 1 | Honeywell | 2023-05-01 | redacted
Low Income - Power to Save | Outdoor Coil Cleaning | 0 | 0.1 | 0 | 275 | 1 | Honeywell | 2023-05-01 | redacted
Low Income - Power to Save | LI - DUCT | 0 | 0.4 | 0.12 | 775.77 | 1 | Honeywell | 2023-05-01 | redacted
Low Income - Power to Save | HVAC Inspection | 0 | 0.17 | 0 | 268.73 | 1 | Honeywell | 2023-05-01 | redacted
Low Income - Power to Save | LED Lights | 0 | 0 | 0 | 47.6 | 1 | Honeywell | 2023-05-01 | redacted
Low Income - Power to Save | Faucet Aerators | 0 | 0 | 0.02 | 110.58 | 1 | Honeywell | 2023-05-01 | redacted
Low Income - Power to Save | Low Flow Showerhead | 0 | 0.04 | 0.1 | 504.08 | 1 | Honeywell | 2023-05-01 | redacted
Low Income - Power to Save | Weather Strip/Caulk | 0 | 0.25 | 0.09 | 503.3 | 1 | Honeywell | 2023-05-01 | redacted
Low Income - Power to Save | Outdoor Coil Cleaning | 0 | 0.1 | 0 | 275 | 1 | Honeywell | 2023-05-01 | redacted
Low Income - Power to Save | LI - DUCT | 0 | 0.4 | 0.12 | 775.77 | 1 | Honeywell | 2023-05-01 | redacted
Low Income - Power to Save | HVAC Inspection | 0 | 0.17 | 0 | 268.73 | 1 | Honeywell | 2023-05-01 | redacted
Low Income - Power to Save | LED Lights | 0 | 0 | 0 | 47.6 | 1 | Honeywell | 2023-05-01 | redacted
Low Income - Power to Save | Faucet Aerators | 0 | 0 | 0.02 | 110.58 | 1 | Honeywell | 2023-05-01 | redacted
Low Income - Power to Save | Low Flow Showerhead | 0 | 0.04 | 0.1 | 504.08 | 1 | Honeywell | 2023-05-01 | redacted
Low Income - Power to Save | Outdoor Coil Cleaning | 0 | 0.1 | 0 | 275 | 1 | Honeywell | 2023-05-01 | redacted
Low Income - Power to Save | LED Lights | 0 | 0 | 0 | 47.6 | 1 | Honeywell | 2023-05-01 | redacted
Low Income - Power to Save | Faucet Aerators | 0 | 0 | 0.02 | 110.58 | 1 | Honeywell | 2023-05-01 | redacted
Low Income - Power to Save | Outdoor Coil Cleaning | 0 | 0.1 | 0 | 275 | 1 | Honeywell | 2023-05-01 | redacted
Low Income - Power to Save | LI - DUCT | 0 | 0.4 | 0.12 | 775.77 | 1 | Honeywell | 2023-05-01 | redacted
Low Income - Power to Save | HVAC Inspection | 0 | 0.17 | 0 | 268.73 | 1 | Honeywell | 2023-05-01 | redacted
Low Income - Power to Save | LED Lights | 0 | 0 | 0 | 47.6 | 1 | Honeywell | 2023-05-01 | redacted
Low Income - Power to Save | Faucet Aerators | 0 | 0 | 0.02 | 110.58 | 1 | Honeywell | 2023-05-01 | redacted
Low Income - Power to Save | Low Flow Showerhead | 0 | 0.04 | 0.1 | 504.08 | 1 | Honeywell | 2023-05-01 | redacted
Low Income - Power to Save | Pipe Wrap | 0 | 0.01 | 0.03 | 143.65 | 1 | Honeywell | 2023-05-01 | redacted
Low Income - Power to Save | Weather Strip/Caulk | 0 | 0.25 | 0.09 | 503.3 | 1 | Honeywell | 2023-05-01 | redacted
Low Income - Power to Save | Outdoor Coil Cleaning | 0 | 0.1 | 0 | 275 | 1 | Honeywell | 2023-05-01 | redacted
Low Income - Power to Save | LED Lights | 0 | 0 | 0 | 47.6 | 1 | Honeywell | 2023-05-01 | redacted
Low Income - Power to Save | Faucet Aerators | 0 | 0 | 0.02 | 110.58 | 1 | Honeywell | 2023-05-01 | redacted
Low Income - Power to Save | Weather Strip/Caulk | 0 | 0.25 | 0.09 | 503.3 | 1 | Honeywell | 2023-05-01 | redacted
Low Income - Power to Save | Outdoor Coil Cleaning | 0 | 0.1 | 0 | 275 | 1 | Honeywell | 2023-05-01 | redacted
Low Income - Power to Save | LI - DUCT | 0 | 0.4 | 0.12 | 775.77 | 1 | Honeywell | 2023-05-01 | redacted
Low Income - Power to Save | HVAC Inspection | 0 | 0.17 | 0 | 268.73 | 1 | Honeywell | 2023-05-01 | redacted
Low Income - Power to Save | LED Lights | 0 | 0 | 0 | 47.6 | 1 | Honeywell | 2023-05-01 | redacted
Low Income - Power to Save | Faucet Aerators | 0 | 0 | 0.02 | 110.58 | 1 | Honeywell | 2023-05-01 | redacted
Low Income - Power to Save | Low Flow Showerhead | 0 | 0.04 | 0.1 | 504.08 | 1 | Honeywell | 2023-05-01 | redacted
Low Income - Power to Save | Weather Strip/Caulk | 0 | 0.25 | 0.09 | 503.3 | 1 | Honeywell | 2023-05-01 | redacted
Low Income - Power to Save | Outdoor Coil Cleaning | 0 | 0.1 | 0 | 275 | 1 | Honeywell | 2023-05-01 | redacted
Low Income - Power to Save | LED Lights | 0 | 0 | 0 | 47.6 | 1 | Honeywell | 2023-05-01 | redacted
Low Income - Power to Save | Faucet Aerators | 0 | 0 | 0.02 | 110.58 | 1 | Honeywell | 2023-05-01 | redacted
Low Income - Power to Save | Low Flow Showerhead | 0 | 0.04 | 0.1 | 504.08 | 1 | Honeywell | 2023-05-01 | redacted
Low Income - Power to Save | LED Lights | 0 | 0 | 0 | 47.6 | 1 | Honeywell | 2023-05-01 | redacted
Low Income - Power to Save | Faucet Aerators | 0 | 0 | 0.02 | 110.58 | 1 | Honeywell | 2023-05-01 | redacted
Low Income - Power to Save | Low Flow Showerhead | 0 | 0.04 | 0.1 | 504.08 | 1 | Honeywell | 2023-05-01 | redacted
Low Income - Power to Save | Pipe Wrap | 0 | 0.01 | 0.03 | 143.65 | 1 | Honeywell | 2023-05-01 | redacted
Low Income - Power to Save | Weather Strip/Caulk | 0 | 0.25 | 0.09 | 503.3 | 1 | Honeywell | 2023-05-01 | redacted
Low Income - Power to Save | Outdoor Coil Cleaning | 0 | 0.1 | 0 | 275 | 1 | Honeywell | 2023-05-01 | redacted
Low Income - Power to Save | LI - DUCT | 0 | 0.4 | 0.12 | 775.77 | 1 | Honeywell | 2023-05-01 | redacted
Low Income - Power to Save | HVAC Inspection | 0 | 0.17 | 0 | 268.73 | 1 | Honeywell | 2023-05-01 | redacted
Low Income - Power to Save | LED Lights | 0 | 0 | 0 | 47.6 | 1 | Honeywell | 2023-05-01 | redacted
Low Income - Power to Save | Faucet Aerators | 0 | 0 | 0.02 | 110.58 | 1 | Honeywell | 2023-05-01 | redacted
Low Income - Power to Save | Low Flow Showerhead | 0 | 0.04 | 0.1 | 504.08 | 1 | Honeywell | 2023-05-01 | redacted
Low Income - Power to Save | Weather Strip/Caulk | 0 | 0.25 | 0.09 | 503.3 | 1 | Honeywell | 2023-05-01 | redacted
Low Income - Power to Save | LED Lights | 0 | 0 | 0 | 47.6 | 1 | Honeywell | 2023-05-01 | redacted
Low Income - Power to Save | Faucet Aerators | 0 | 0 | 0.02 | 110.58 | 1 | Honeywell | 2023-05-01 | redacted
Low Income - Power to Save | Pipe Wrap | 0 | 0.01 | 0.03 | 143.65 | 1 | Honeywell | 2023-05-01 | redacted
Low Income - Power to Save | Weather Strip/Caulk | 0 | 0.25 | 0.09 | 503.3 | 1 | Honeywell | 2023-05-01 | redacted
Low Income - Power to Save | Outdoor Coil Cleaning | 0 | 0.1 | 0 | 275 | 1 | Honeywell | 2023-05-01 | redacted
Low Income - Power to Save | LI - DUCT | 0 | 0.4 | 0.12 | 775.77 | 1 | Honeywell | 2023-05-01 | redacted
Low Income - Power to Save | HVAC Inspection | 0 | 0.17 | 0 | 268.73 | 1 | Honeywell | 2023-05-01 | redacted
Low Income - Power to Save | LED Lights | 0 | 0 | 0 | 47.6 | 1 | Honeywell | 2023-05-01 | redacted
Low Income - Power to Save | Low Flow Showerhead | 0 | 0.04 | 0.1 | 504.08 | 1 | Honeywell | 2023-05-01 | redacted
Low Income - Power to Save | Weather Strip/Caulk | 0 | 0.25 | 0.09 | 503.3 | 1 | Honeywell | 2023-05-01 | redacted
Low Income - Power to Save | Outdoor Coil Cleaning | 0 | 0.1 | 0 | 275 | 1 | Honeywell | 2023-05-01 | redacted
Low Income - Power to Save | LI - DUCT | 0 | 0.4 | 0.12 | 775.77 | 1 | Honeywell | 2023-05-01 | redacted
Low Income - Power to Save | HVAC Inspection | 0 | 0.17 | 0 | 268.73 | 1 | Honeywell | 2023-05-01 | redacted
Low Income - Power to Save | LED Lights | 0 | 0 | 0 | 47.6 | 1 | Honeywell | 2023-05-01 | redacted
Low Income - Power to Save | Faucet Aerators | 0 | 0 | 0.02 | 110.58 | 1 | Honeywell | 2023-05-01 | redacted
Low Income - Power to Save | Low Flow Showerhead | 0 | 0.04 | 0.1 | 504.08 | 1 | Honeywell | 2023-05-01 | redacted
Low Income - Power to Save | Weather Strip/Caulk | 0 | 0.25 | 0.09 | 503.3 | 1 | Honeywell | 2023-05-01 | redacted
Low Income - Power to Save | Outdoor Coil Cleaning | 0 | 0.1 | 0 | 275 | 1 | Honeywell | 2023-05-01 | redacted
Low Income - Power to Save | LI - DUCT | 0 | 0.4 | 0.12 | 775.77 | 1 | Honeywell | 2023-05-01 | redacted
Low Income - Power to Save | HVAC Inspection | 0 | 0.17 | 0 | 268.73 | 1 | Honeywell | 2023-05-01 | redacted
Low Income - Power to Save | LED Lights | 0 | 0 | 0 | 47.6 | 1 | Honeywell | 2023-05-01 | redacted
Low Income - Power to Save | Faucet Aerators | 0 | 0 | 0.02 | 110.58 | 1 | Honeywell | 2023-05-01 | redacted
Low Income - Power to Save | Low Flow Showerhead | 0 | 0.04 | 0.1 | 504.08 | 1 | Honeywell | 2023-05-01 | redacted
Low Income - Power to Save | Weather Strip/Caulk | 0 | 0.25 | 0.09 | 503.3 | 1 | Honeywell | 2023-05-01 | redacted
Low Income - Power to Save | Outdoor Coil Cleaning | 0 | 0.1 | 0 | 275 | 1 | Honeywell | 2023-05-01 | redacted
Low Income - Power to Save | LI - DUCT | 0 | 0.4 | 0.12 | 775.77 | 1 | Honeywell | 2023-05-01 | redacted
Low Income - Power to Save | HVAC Inspection | 0 | 0.17 | 0 | 268.73 | 1 | Honeywell | 2023-05-01 | redacted
Low Income - Power to Save | LED Lights | 0 | 0 | 0 | 47.6 | 1 | Honeywell | 2023-05-01 | redacted
Low Income - Power to Save | Faucet Aerators | 0 | 0 | 0.02 | 110.58 | 1 | Honeywell | 2023-05-01 | redacted
Low Income - Power to Save | Low Flow Showerhead | 0 | 0.04 | 0.1 | 504.08 | 1 | Honeywell | 2023-05-01 | redacted
Low Income - Power to Save | LED Lights | 0 | 0 | 0 | 47.6 | 1 | Honeywell | 2023-05-01 | redacted
Low Income - Power to Save | Faucet Aerators | 0 | 0 | 0.02 | 110.58 | 1 | Honeywell | 2023-05-01 | redacted
Low Income - Power to Save | Pipe Wrap | 0 | 0.01 | 0.03 | 143.65 | 1 | Honeywell | 2023-05-01 | redacted
Low Income - Power to Save | Weather Strip/Caulk | 0 | 0.25 | 0.09 | 503.3 | 1 | Honeywell | 2023-05-01 | redacted
Low Income - Power to Save | Outdoor Coil Cleaning | 0 | 0.1 | 0 | 275 | 1 | Honeywell | 2023-05-01 | redacted
Low Income - Power to Save | LI - DUCT | 0 | 0.4 | 0.12 | 775.77 | 1 | Honeywell | 2023-05-01 | redacted
Low Income - Power to Save | HVAC Inspection | 0 | 0.17 | 0 | 268.73 | 1 | Honeywell | 2023-05-01 | redacted
Low Income - Power to Save | LED Lights | 0 | 0 | 0 | 47.6 | 1 | Honeywell | 2023-05-01 | redacted
Low Income - Power to Save | Faucet Aerators | 0 | 0 | 0.02 | 110.58 | 1 | Honeywell | 2023-05-01 | redacted
Low Income - Power to Save | Low Flow Showerhead | 0 | 0.04 | 0.1 | 504.08 | 1 | Honeywell | 2023-05-01 | redacted
Low Income - Power to Save | Weather Strip/Caulk | 0 | 0.25 | 0.09 | 503.3 | 1 | Honeywell | 2023-05-01 | redacted
Low Income - Power to Save | Outdoor Coil Cleaning | 0 | 0.1 | 0 | 275 | 1 | Honeywell | 2023-05-01 | redacted
Low Income - Power to Save | LI - DUCT | 0 | 0.4 | 0.12 | 775.77 | 1 | Honeywell | 2023-05-01 | redacted
Low Income - Power to Save | HVAC Inspection | 0 | 0.17 | 0 | 268.73 | 1 | Honeywell | 2023-05-01 | redacted
Low Income - Power to Save | LED Lights | 0 | 0 | 0 | 47.6 | 1 | Honeywell | 2023-05-01 | redacted
Low Income - Power to Save | Faucet Aerators | 0 | 0 | 0.02 | 110.58 | 1 | Honeywell | 2023-05-01 | redacted
Low Income - Power to Save | Low Flow Showerhead | 0 | 0.04 | 0.1 | 504.08 | 1 | Honeywell | 2023-05-01 | redacted
Low Income - Power to Save | Outdoor Coil Cleaning | 0 | 0.1 | 0 | 275 | 1 | Honeywell | 2023-05-01 | redacted
Low Income - Power to Save | LI - DUCT | 0 | 0.4 | 0.12 | 775.77 | 1 | Honeywell | 2023-05-01 | redacted
Low Income - Power to Save | HVAC Inspection | 0 | 0.17 | 0 | 268.73 | 1 | Honeywell | 2023-05-01 | redacted
Low Income - Power to Save | LED Lights | 0 | 0 | 0 | 47.6 | 1 | Honeywell | 2023-05-01 | redacted
Low Income - Power to Save | Faucet Aerators | 0 | 0 | 0.02 | 110.58 | 1 | Honeywell | 2023-05-01 | redacted
Low Income - Power to Save | Low Flow Showerhead | 0 | 0.04 | 0.1 | 504.08 | 1 | Honeywell | 2023-05-01 | redacted
Low Income - Power to Save | Weather Strip/Caulk | 0 | 0.25 | 0.09 | 503.3 | 1 | Honeywell | 2023-05-01 | redacted
Low Income - Power to Save | Outdoor Coil Cleaning | 0 | 0.1 | 0 | 275 | 1 | Honeywell | 2023-05-01 | redacted
Low Income - Power to Save | LI - DUCT | 0 | 0.4 | 0.12 | 775.77 | 1 | Honeywell | 2023-05-01 | redacted
Low Income - Power to Save | HVAC Inspection | 0 | 0.17 | 0 | 268.73 | 1 | Honeywell | 2023-05-01 | redacted
Low Income - Power to Save | LED Lights | 0 | 0 | 0 | 47.6 | 1 | Honeywell | 2023-05-01 | redacted
Low Income - Power to Save | Weather Strip/Caulk | 0 | 0.25 | 0.09 | 503.3 | 1 | Honeywell | 2023-05-01 | redacted
Low Income - Power to Save | Outdoor Coil Cleaning | 0 | 0.1 | 0 | 275 | 1 | Honeywell | 2023-05-01 | redacted
Low Income - Power to Save | LI - DUCT | 0 | 0.4 | 0.12 | 775.77 | 1 | Honeywell | 2023-05-01 | redacted
Low Income - Power to Save | HVAC Inspection | 0 | 0.17 | 0 | 268.73 | 1 | Honeywell | 2023-05-01 | redacted
Low Income - Power to Save | LED Lights | 0 | 0 | 0 | 47.6 | 1 | Honeywell | 2023-05-01 | redacted
Low Income - Power to Save | Weather Strip/Caulk | 0 | 0.25 | 0.09 | 503.3 | 1 | Honeywell | 2023-05-01 | redacted
Low Income - Power to Save | Outdoor Coil Cleaning | 0 | 0.1 | 0 | 275 | 1 | Honeywell | 2023-05-01 | redacted
Low Income - Power to Save | HVAC Inspection | 0 | 0.17 | 0 | 268.73 | 1 | Honeywell | 2023-05-01 | redacted
Low Income - Power to Save | LED Lights | 0 | 0 | 0 | 47.6 | 1 | Honeywell | 2023-05-01 | redacted
Low Income - Power to Save | Faucet Aerators | 0 | 0 | 0.02 | 110.58 | 1 | Honeywell | 2023-05-01 | redacted
Low Income - Power to Save | Low Flow Showerhead | 0 | 0.04 | 0.1 | 504.08 | 1 | Honeywell | 2023-05-01 | redacted
Low Income - Power to Save | Pipe Wrap | 0 | 0.01 | 0.03 | 143.65 | 1 | Honeywell | 2023-05-01 | redacted
Low Income - Power to Save | Weather Strip/Caulk | 0 | 0.25 | 0.09 | 503.3 | 1 | Honeywell | 2023-05-01 | redacted
Low Income - Power to Save | LED Lights | 0 | 0 | 0 | 47.6 | 1 | Honeywell | 2023-05-01 | redacted
Low Income - Power to Save | Low Flow Showerhead | 0 | 0.04 | 0.1 | 504.08 | 1 | Honeywell | 2023-05-01 | redacted
Low Income - Power to Save | Pipe Wrap | 0 | 0.01 | 0.03 | 143.65 | 1 | Honeywell | 2023-05-01 | redacted
Low Income - Power to Save | Weather Strip/Caulk | 0 | 0.25 | 0.09 | 503.3 | 1 | Honeywell | 2023-05-01 | redacted
Low Income - Power to Save | Outdoor Coil Cleaning | 0 | 0.1 | 0 | 275 | 1 | Honeywell | 2023-05-01 | redacted
Low Income - Power to Save | LI - DUCT | 0 | 0.4 | 0.12 | 775.77 | 1 | Honeywell | 2023-05-01 | redacted
Low Income - Power to Save | HVAC Inspection | 0 | 0.17 | 0 | 268.73 | 1 | Honeywell | 2023-05-01 | redacted
Low Income - Power to Save | LED Lights | 0 | 0 | 0 | 47.6 | 1 | Honeywell | 2023-05-01 | redacted
Low Income - Power to Save | Faucet Aerators | 0 | 0 | 0.02 | 110.58 | 1 | Honeywell | 2023-05-01 | redacted
Low Income - Power to Save | Low Flow Showerhead | 0 | 0.04 | 0.1 | 504.08 | 1 | Honeywell | 2023-05-01 | redacted
Low Income - Power to Save | Weather Strip/Caulk | 0 | 0.25 | 0.09 | 503.3 | 1 | Honeywell | 2023-05-01 | redacted
Low Income - Power to Save | Outdoor Coil Cleaning | 0 | 0.1 | 0 | 275 | 1 | Honeywell | 2023-05-01 | redacted
Low Income - Power to Save | LI - DUCT | 0 | 0.4 | 0.12 | 775.77 | 1 | Honeywell | 2023-05-01 | redacted
Low Income - Power to Save | HVAC Inspection | 0 | 0.17 | 0 | 268.73 | 1 | Honeywell | 2023-05-01 | redacted
Low Income - Power to Save | LED Lights | 0 | 0 | 0 | 47.6 | 1 | Honeywell | 2023-05-01 | redacted
Low Income - Power to Save | Faucet Aerators | 0 | 0 | 0.02 | 110.58 | 1 | Honeywell | 2023-05-01 | redacted
Low Income - Power to Save | Weather Strip/Caulk | 0 | 0.25 | 0.09 | 503.3 | 1 | Honeywell | 2023-05-01 | redacted
Low Income - Power to Save | Outdoor Coil Cleaning | 0 | 0.1 | 0 | 275 | 1 | Honeywell | 2023-05-01 | redacted
Low Income - Power to Save | LI - DUCT | 0 | 0.4 | 0.12 | 775.77 | 1 | Honeywell | 2023-05-01 | redacted
Low Income - Power to Save | HVAC Inspection | 0 | 0.17 | 0 | 268.73 | 1 | Honeywell | 2023-05-01 | redacted
Low Income - Power to Save | LED Lights | 0 | 0 | 0 | 47.6 | 1 | Honeywell | 2023-05-01 | redacted
Low Income - Power to Save | Faucet Aerators | 0 | 0 | 0.02 | 110.58 | 1 | Honeywell | 2023-05-01 | redacted
Low Income - Power to Save | Low Flow Showerhead | 0 | 0.04 | 0.1 | 504.08 | 1 | Honeywell | 2023-05-01 | redacted
Low Income - Power to Save | Weather Strip/Caulk | 0 | 0.25 | 0.09 | 503.3 | 1 | Honeywell | 2023-05-01 | redacted
Low Income - Power to Save | Outdoor Coil Cleaning | 0 | 0.1 | 0 | 275 | 1 | Honeywell | 2023-05-01 | redacted
Low Income - Power to Save | LI - DUCT | 0 | 0.4 | 0.12 | 775.77 | 1 | Honeywell | 2023-05-01 | redacted
Low Income - Power to Save | HVAC Inspection | 0 | 0.17 | 0 | 268.73 | 1 | Honeywell | 2023-05-01 | redacted
Low Income - Power to Save | LED Lights | 0 | 0 | 0 | 47.6 | 1 | Honeywell | 2023-05-01 | redacted
Low Income - Power to Save | Faucet Aerators | 0 | 0 | 0.02 | 110.58 | 1 | Honeywell | 2023-05-01 | redacted
Low Income - Power to Save | Weather Strip/Caulk | 0 | 0.25 | 0.09 | 503.3 | 1 | Honeywell | 2023-05-01 | redacted
Low Income - Power to Save | Outdoor Coil Cleaning | 0 | 0.1 | 0 | 275 | 1 | Honeywell | 2023-05-01 | redacted
Low Income - Power to Save | LI - DUCT | 0 | 0.4 | 0.12 | 775.77 | 1 | Honeywell | 2023-05-01 | redacted
Low Income - Power to Save | HVAC Inspection | 0 | 0.17 | 0 | 268.73 | 1 | Honeywell | 2023-05-01 | redacted
Low Income - Power to Save | LED Lights | 0 | 0 | 0 | 47.6 | 1 | Honeywell | 2023-05-01 | redacted
Low Income - Power to Save | Low Flow Showerhead | 0 | 0.04 | 0.1 | 504.08 | 1 | Honeywell | 2023-05-01 | redacted
Low Income - Power to Save | Weather Strip/Caulk | 0 | 0.25 | 0.09 | 503.3 | 1 | Honeywell | 2023-05-01 | redacted
Low Income - Power to Save | Outdoor Coil Cleaning | 0 | 0.1 | 0 | 275 | 1 | Honeywell | 2023-05-01 | redacted
Low Income - Power to Save | LI - DUCT | 0 | 0.4 | 0.12 | 775.77 | 1 | Honeywell | 2023-05-01 | redacted
Low Income - Power to Save | HVAC Inspection | 0 | 0.17 | 0 | 268.73 | 1 | Honeywell | 2023-05-01 | redacted
Low Income - Power to Save | LED Lights | 0 | 0 | 0 | 47.6 | 1 | Honeywell | 2023-05-01 | redacted
Low Income - Power to Save | Faucet Aerators | 0 | 0 | 0.02 | 110.58 | 1 | Honeywell | 2023-05-01 | redacted
Low Income - Power to Save | Low Flow Showerhead | 0 | 0.04 | 0.1 | 504.08 | 1 | Honeywell | 2023-05-01 | redacted
Low Income - Power to Save | Pipe Wrap | 0 | 0.01 | 0.03 | 143.65 | 1 | Honeywell | 2023-05-01 | redacted
Low Income - Power to Save | Weather Strip/Caulk | 0 | 0.25 | 0.09 | 503.3 | 1 | Honeywell | 2023-05-01 | redacted
Low Income - Power to Save | Outdoor Coil Cleaning | 0 | 0.1 | 0 | 275 | 1 | Honeywell | 2023-05-01 | redacted
Low Income - Power to Save | LI - DUCT | 0 | 0.4 | 0.12 | 775.77 | 1 | Honeywell | 2023-05-01 | redacted
Low Income - Power to Save | HVAC Inspection | 0 | 0.17 | 0 | 268.73 | 1 | Honeywell | 2023-05-01 | redacted
Low Income - Power to Save | LED Lights | 0 | 0 | 0 | 47.6 | 1 | Honeywell | 2023-05-01 | redacted
Low Income - Power to Save | Faucet Aerators | 0 | 0 | 0.02 | 110.58 | 1 | Honeywell | 2023-05-01 | redacted
Low Income - Power to Save | Low Flow Showerhead | 0 | 0.04 | 0.1 | 504.08 | 1 | Honeywell | 2023-05-01 | redacted
Low Income - Power to Save | Outdoor Coil Cleaning | 0 | 0.1 | 0 | 275 | 1 | Honeywell | 2023-05-01 | redacted
Low Income - Power to Save | LI - DUCT | 0 | 0.4 | 0.12 | 775.77 | 1 | Honeywell | 2023-05-01 | redacted
Low Income - Power to Save | HVAC Inspection | 0 | 0.17 | 0 | 268.73 | 1 | Honeywell | 2023-05-01 | redacted
Low Income - Power to Save | LED Lights | 0 | 0 | 0 | 47.6 | 1 | Honeywell | 2023-05-01 | redacted
Low Income - Power to Save | Faucet Aerators | 0 | 0 | 0.02 | 110.58 | 1 | Honeywell | 2023-05-01 | redacted
Low Income - Power to Save | Low Flow Showerhead | 0 | 0.04 | 0.1 | 504.08 | 1 | Honeywell | 2023-05-01 | redacted
Low Income - Power to Save | Weather Strip/Caulk | 0 | 0.25 | 0.09 | 503.3 | 1 | Honeywell | 2023-05-01 | redacted
Low Income - Power to Save | Outdoor Coil Cleaning | 0 | 0.1 | 0 | 275 | 1 | Honeywell | 2023-05-01 | redacted
Low Income - Power to Save | LI - DUCT | 0 | 0.4 | 0.12 | 775.77 | 1 | Honeywell | 2023-05-01 | redacted
Low Income - Power to Save | HVAC Inspection | 0 | 0.17 | 0 | 268.73 | 1 | Honeywell | 2023-05-01 | redacted
Low Income - Power to Save | LED Lights | 0 | 0 | 0 | 47.6 | 1 | Honeywell | 2023-05-01 | redacted
Low Income - Power to Save | Faucet Aerators | 0 | 0 | 0.02 | 110.58 | 1 | Honeywell | 2023-05-01 | redacted
Low Income - Power to Save | Low Flow Showerhead | 0 | 0.04 | 0.1 | 504.08 | 1 | Honeywell | 2023-05-01 | redacted
Low Income - Power to Save | LED Lights | 0 | 0 | 0 | 47.6 | 1 | Honeywell | 2023-05-01 | redacted
Low Income - Power to Save | Faucet Aerators | 0 | 0 | 0.02 | 110.58 | 1 | Honeywell | 2023-05-01 | redacted
Low Income - Power to Save | Low Flow Showerhead | 0 | 0.04 | 0.1 | 504.08 | 1 | Honeywell | 2023-05-01 | redacted
Low Income - Power to Save | Weather Strip/Caulk | 0 | 0.25 | 0.09 | 503.3 | 1 | Honeywell | 2023-05-01 | redacted
Low Income - Power to Save | LED Lights | 0 | 0 | 0 | 47.6 | 1 | Honeywell | 2023-05-01 | redacted
Low Income - Power to Save | Faucet Aerators | 0 | 0 | 0.02 | 110.58 | 1 | Honeywell | 2023-05-01 | redacted
Low Income - Power to Save | Low Flow Showerhead | 0 | 0.04 | 0.1 | 504.08 | 1 | Honeywell | 2023-05-01 | redacted
Low Income - Power to Save | Outdoor Coil Cleaning | 0 | 0.1 | 0 | 275 | 1 | Honeywell | 2023-05-01 | redacted
Low Income - Power to Save | LED Lights | 0 | 0 | 0 | 47.6 | 1 | Honeywell | 2023-05-01 | redacted
Low Income - Power to Save | Faucet Aerators | 0 | 0 | 0.02 | 110.58 | 1 | Honeywell | 2023-05-01 | redacted
Low Income - Power to Save | Low Flow Showerhead | 0 | 0.04 | 0.1 | 504.08 | 1 | Honeywell | 2023-05-01 | redacted
Low Income - Power to Save | Weather Strip/Caulk | 0 | 0.25 | 0.09 | 503.3 | 1 | Honeywell | 2023-05-01 | redacted
Low Income - Power to Save | LED Lights | 0 | 0 | 0 | 47.6 | 1 | Honeywell | 2023-05-01 | redacted
Low Income - Power to Save | Low Flow Showerhead | 0 | 0.04 | 0.1 | 504.08 | 1 | Honeywell | 2023-05-01 | redacted
Low Income - Power to Save | Weather Strip/Caulk | 0 | 0.25 | 0.09 | 503.3 | 1 | Honeywell | 2023-05-01 | redacted
Low Income - Power to Save | Outdoor Coil Cleaning | 0 | 0.1 | 0 | 275 | 1 | Honeywell | 2023-05-01 | redacted
Low Income - Power to Save | LI - DUCT | 0 | 0.4 | 0.12 | 775.77 | 1 | Honeywell | 2023-05-01 | redacted
Low Income - Power to Save | HVAC Inspection | 0 | 0.17 | 0 | 268.73 | 1 | Honeywell | 2023-05-01 | redacted
Low Income - Power to Save | LED Lights | 0 | 0 | 0 | 47.6 | 1 | Honeywell | 2023-05-01 | redacted
Low Income - Power to Save | Faucet Aerators | 0 | 0 | 0.02 | 110.58 | 1 | Honeywell | 2023-05-01 | redacted
Low Income - Power to Save | Low Flow Showerhead | 0 | 0.04 | 0.1 | 504.08 | 1 | Honeywell | 2023-05-01 | redacted
Low Income - Power to Save | Outdoor Coil Cleaning | 0 | 0.1 | 0 | 275 | 1 | Honeywell | 2023-05-01 | redacted
Low Income - Power to Save | LED Lights | 0 | 0 | 0 | 47.6 | 1 | Honeywell | 2023-05-01 | redacted
Low Income - Power to Save | Faucet Aerators | 0 | 0 | 0.02 | 110.58 | 1 | Honeywell | 2023-05-01 | redacted
Low Income - Power to Save | Low Flow Showerhead | 0 | 0.04 | 0.1 | 504.08 | 1 | Honeywell | 2023-05-01 | redacted
Low Income - Power to Save | Outdoor Coil Cleaning | 0 | 0.1 | 0 | 275 | 1 | Honeywell | 2023-05-01 | redacted
Low Income - Power to Save | LED Lights | 0 | 0 | 0 | 47.6 | 1 | Honeywell | 2023-05-01 | redacted
Low Income - Power to Save | Faucet Aerators | 0 | 0 | 0.02 | 110.58 | 1 | Honeywell | 2023-05-01 | redacted
Low Income - Power to Save | Low Flow Showerhead | 0 | 0.04 | 0.1 | 504.08 | 1 | Honeywell | 2023-05-01 | redacted
Low Income - Power to Save | Weather Strip/Caulk | 0 | 0.25 | 0.09 | 503.3 | 1 | Honeywell | 2023-05-01 | redacted
Low Income - Power to Save | Outdoor Coil Cleaning | 0 | 0.1 | 0 | 275 | 1 | Honeywell | 2023-05-01 | redacted
Low Income - Power to Save | LI - DUCT | 0 | 0.4 | 0.12 | 775.77 | 1 | Honeywell | 2023-05-01 | redacted
Low Income - Power to Save | HVAC Inspection | 0 | 0.17 | 0 | 268.73 | 1 | Honeywell | 2023-05-01 | redacted
Low Income - Power to Save | LED Lights | 0 | 0 | 0 | 47.6 | 1 | Honeywell | 2023-05-01 | redacted
Low Income - Power to Save | Faucet Aerators | 0 | 0 | 0.02 | 110.58 | 1 | Honeywell | 2023-05-01 | redacted
Low Income - Power to Save | Low Flow Showerhead | 0 | 0.04 | 0.1 | 504.08 | 1 | Honeywell | 2023-05-01 | redacted
Low Income - Power to Save | Outdoor Coil Cleaning | 0 | 0.1 | 0 | 275 | 1 | Honeywell | 2023-05-01 | redacted
Low Income - Power to Save | LED Lights | 0 | 0 | 0 | 47.6 | 1 | Honeywell | 2023-05-01 | redacted
Low Income - Power to Save | Faucet Aerators | 0 | 0 | 0.02 | 110.58 | 1 | Honeywell | 2023-05-01 | redacted
Low Income - Power to Save | Low Flow Showerhead | 0 | 0.04 | 0.1 | 504.08 | 1 | Honeywell | 2023-05-01 | redacted
Low Income - Power to Save | Pipe Wrap | 0 | 0.01 | 0.03 | 143.65 | 1 | Honeywell | 2023-05-01 | redacted
Low Income - Power to Save | Weather Strip/Caulk | 0 | 0.25 | 0.09 | 503.3 | 1 | Honeywell | 2023-05-01 | redacted
Low Income - Power to Save | Outdoor Coil Cleaning | 0 | 0.1 | 0 | 275 | 1 | Honeywell | 2023-05-01 | redacted
Low Income - Power to Save | LI - DUCT | 0 | 0.4 | 0.12 | 775.77 | 1 | Honeywell | 2023-05-01 | redacted
Low Income - Power to Save | HVAC Inspection | 0 | 0.17 | 0 | 268.73 | 1 | Honeywell | 2023-05-01 | redacted
Low Income - Power to Save | LED Lights | 0 | 0 | 0 | 47.6 | 1 | Honeywell | 2023-05-01 | redacted
Low Income - Power to Save | Faucet Aerators | 0 | 0 | 0.02 | 110.58 | 1 | Honeywell | 2023-05-01 | redacted
Low Income - Power to Save | Low Flow Showerhead | 0 | 0.04 | 0.1 | 504.08 | 1 | Honeywell | 2023-05-01 | redacted
Low Income - Power to Save | Weather Strip/Caulk | 0 | 0.25 | 0.09 | 503.3 | 1 | Honeywell | 2023-05-01 | redacted
Low Income - Power to Save | Outdoor Coil Cleaning | 0 | 0.1 | 0 | 275 | 1 | Honeywell | 2023-05-01 | redacted
Low Income - Power to Save | LI - DUCT | 0 | 0.4 | 0.12 | 775.77 | 1 | Honeywell | 2023-05-01 | redacted
Low Income - Power to Save | HVAC Inspection | 0 | 0.17 | 0 | 268.73 | 1 | Honeywell | 2023-05-01 | redacted
Low Income - Power to Save | LED Lights | 0 | 0 | 0 | 47.6 | 1 | Honeywell | 2023-05-01 | redacted
Low Income - Power to Save | Weather Strip/Caulk | 0 | 0.25 | 0.09 | 503.3 | 1 | Honeywell | 2023-05-01 | redacted
Low Income - Power to Save | Outdoor Coil Cleaning | 0 | 0.1 | 0 | 275 | 1 | Honeywell | 2023-05-01 | redacted
Low Income - Power to Save | LED Lights | 0 | 0 | 0 | 47.6 | 1 | Honeywell | 2023-05-01 | redacted
Low Income - Power to Save | Faucet Aerators | 0 | 0 | 0.02 | 110.58 | 1 | Honeywell | 2023-05-01 | redacted
Low Income - Power to Save | Low Flow Showerhead | 0 | 0.04 | 0.1 | 504.08 | 1 | Honeywell | 2023-05-01 | redacted
Low Income - Power to Save | Weather Strip/Caulk | 0 | 0.25 | 0.09 | 503.3 | 1 | Honeywell | 2023-05-01 | redacted
Low Income - Power to Save | Outdoor Coil Cleaning | 0 | 0.1 | 0 | 275 | 1 | Honeywell | 2023-05-01 | redacted
Low Income - Power to Save | LI - DUCT | 0 | 0.4 | 0.12 | 775.77 | 1 | Honeywell | 2023-05-01 | redacted
Low Income - Power to Save | HVAC Inspection | 0 | 0.17 | 0 | 268.73 | 1 | Honeywell | 2023-05-01 | redacted
Low Income - Power to Save | LED Lights | 0 | 0 | 0 | 47.6 | 1 | Honeywell | 2023-05-01 | redacted
Low Income - Power to Save | Low Flow Showerhead | 0 | 0.04 | 0.1 | 504.08 | 1 | Honeywell | 2023-05-01 | redacted
Low Income - Power to Save | Outdoor Coil Cleaning | 0 | 0.1 | 0 | 275 | 1 | Honeywell | 2023-05-01 | redacted
Low Income - Power to Save | LI - DUCT | 0 | 0.4 | 0.12 | 775.77 | 1 | Honeywell | 2023-05-01 | redacted
Low Income - Power to Save | HVAC Inspection | 0 | 0.17 | 0 | 268.73 | 1 | Honeywell | 2023-05-01 | redacted
Low Income - Power to Save | LED Lights | 0 | 0 | 0 | 47.6 | 1 | Honeywell | 2023-05-01 | redacted
Low Income - Power to Save | Faucet Aerators | 0 | 0 | 0.02 | 110.58 | 1 | Honeywell | 2023-05-01 | redacted
Low Income - Power to Save | Low Flow Showerhead | 0 | 0.04 | 0.1 | 504.08 | 1 | Honeywell | 2023-05-01 | redacted
Low Income - Power to Save | Weather Strip/Caulk | 0 | 0.25 | 0.09 | 503.3 | 1 | Honeywell | 2023-05-01 | redacted
Low Income - Power to Save | Outdoor Coil Cleaning | 0 | 0.1 | 0 | 275 | 1 | Honeywell | 2023-05-01 | redacted
Low Income - Power to Save | LED Lights | 0 | 0 | 0 | 47.6 | 1 | Honeywell | 2023-05-01 | redacted
Low Income - Power to Save | Faucet Aerators | 0 | 0 | 0.02 | 110.58 | 1 | Honeywell | 2023-05-01 | redacted
Low Income - Power to Save | Low Flow Showerhead | 0 | 0.04 | 0.1 | 504.08 | 1 | Honeywell | 2023-05-01 | redacted
Low Income - Power to Save | Weather Strip/Caulk | 0 | 0.25 | 0.09 | 503.3 | 1 | Honeywell | 2023-05-01 | redacted
Low Income - Power to Save | Outdoor Coil Cleaning | 0 | 0.1 | 0 | 275 | 1 | Honeywell | 2023-05-01 | redacted
Low Income - Power to Save | LI - DUCT | 0 | 0.4 | 0.12 | 775.77 | 1 | Honeywell | 2023-05-01 | redacted
Low Income - Power to Save | HVAC Inspection | 0 | 0.17 | 0 | 268.73 | 1 | Honeywell | 2023-05-01 | redacted
Low Income - Power to Save | LED Lights | 0 | 0 | 0 | 47.6 | 1 | Honeywell | 2023-05-01 | redacted
Low Income - Power to Save | Weather Strip/Caulk | 0 | 0.25 | 0.09 | 503.3 | 1 | Honeywell | 2023-05-01 | redacted
Low Income - Power to Save | LI - DUCT | 0 | 0.4 | 0.12 | 775.77 | 1 | Honeywell | 2023-05-01 | redacted
Low Income - Power to Save | HVAC Inspection | 0 | 0.17 | 0 | 268.73 | 1 | Honeywell | 2023-05-01 | redacted
Low Income - Power to Save | LED Lights | 0 | 0 | 0 | 47.6 | 1 | Honeywell | 2023-05-01 | redacted
Low Income - Power to Save | Low Flow Showerhead | 0 | 0.04 | 0.1 | 504.08 | 1 | Honeywell | 2023-05-01 | redacted
Low Income - Power to Save | Weather Strip/Caulk | 0 | 0.25 | 0.09 | 503.3 | 1 | Honeywell | 2023-05-01 | redacted
Low Income - Power to Save | Outdoor Coil Cleaning | 0 | 0.1 | 0 | 275 | 1 | Honeywell | 2023-05-01 | redacted
Low Income - Power to Save | LI - DUCT | 0 | 0.4 | 0.12 | 775.77 | 1 | Honeywell | 2023-05-01 | redacted
Low Income - Power to Save | HVAC Inspection | 0 | 0.17 | 0 | 268.73 | 1 | Honeywell | 2023-05-01 | redacted
Low Income - Power to Save | LED Lights | 0 | 0 | 0 | 47.6 | 1 | Honeywell | 2023-05-01 | redacted
Low Income - Power to Save | Faucet Aerators | 0 | 0 | 0.02 | 110.58 | 1 | Honeywell | 2023-05-01 | redacted
Low Income - Power to Save | Low Flow Showerhead | 0 | 0.04 | 0.1 | 504.08 | 1 | Honeywell | 2023-05-01 | redacted
Low Income - Power to Save | Weather Strip/Caulk | 0 | 0.25 | 0.09 | 503.3 | 1 | Honeywell | 2023-05-01 | redacted
Low Income - Power to Save | LED Lights | 0 | 0 | 0 | 47.6 | 1 | Honeywell | 2023-05-01 | redacted
Low Income - Power to Save | Faucet Aerators | 0 | 0 | 0.02 | 110.58 | 1 | Honeywell | 2023-05-01 | redacted
Low Income - Power to Save | Low Flow Showerhead | 0 | 0.04 | 0.1 | 504.08 | 1 | Honeywell | 2023-05-01 | redacted
Low Income - Power to Save | Outdoor Coil Cleaning | 0 | 0.1 | 0 | 275 | 1 | Honeywell | 2023-05-01 | redacted
Low Income - Power to Save | LED Lights | 0 | 0 | 0 | 47.6 | 1 | Honeywell | 2023-05-01 | redacted
Low Income - Power to Save | Faucet Aerators | 0 | 0 | 0.02 | 110.58 | 1 | Honeywell | 2023-05-01 | redacted
Low Income - Power to Save | Low Flow Showerhead | 0 | 0.04 | 0.1 | 504.08 | 1 | Honeywell | 2023-05-01 | redacted
Low Income - Power to Save | LED Lights | 0 | 0 | 0 | 47.6 | 1 | Honeywell | 2023-05-01 | redacted
Low Income - Power to Save | Faucet Aerators | 0 | 0 | 0.02 | 110.58 | 1 | Honeywell | 2023-05-01 | redacted
Low Income - Power to Save | Low Flow Showerhead | 0 | 0.04 | 0.1 | 504.08 | 1 | Honeywell | 2023-05-01 | redacted
Low Income - Power to Save | Weather Strip/Caulk | 0 | 0.25 | 0.09 | 503.3 | 1 | Honeywell | 2023-05-01 | redacted
Low Income - Power to Save | Outdoor Coil Cleaning | 0 | 0.1 | 0 | 275 | 1 | Honeywell | 2023-05-01 | redacted
Low Income - Power to Save | LI - DUCT | 0 | 0.4 | 0.12 | 775.77 | 1 | Honeywell | 2023-05-01 | redacted
Low Income - Power to Save | HVAC Inspection | 0 | 0.17 | 0 | 268.73 | 1 | Honeywell | 2023-05-01 | redacted
Low Income - Power to Save | LED Lights | 0 | 0 | 0 | 47.6 | 1 | Honeywell | 2023-05-01 | redacted
Low Income - Power to Save | Faucet Aerators | 0 | 0 | 0.02 | 110.58 | 1 | Honeywell | 2023-05-01 | redacted
Low Income - Power to Save | Low Flow Showerhead | 0 | 0.04 | 0.1 | 504.08 | 1 | Honeywell | 2023-05-01 | redacted
Low Income - Power to Save | Pipe Wrap | 0 | 0.01 | 0.03 | 143.65 | 1 | Honeywell | 2023-05-01 | redacted
Low Income - Power to Save | Weather Strip/Caulk | 0 | 0.25 | 0.09 | 503.3 | 1 | Honeywell | 2023-05-01 | redacted
Low Income - Power to Save | Outdoor Coil Cleaning | 0 | 0.1 | 0 | 275 | 1 | Honeywell | 2023-05-01 | redacted
Low Income - Power to Save | LI - DUCT | 0 | 0.4 | 0.12 | 775.77 | 1 | Honeywell | 2023-05-01 | redacted
Low Income - Power to Save | HVAC Inspection | 0 | 0.17 | 0 | 268.73 | 1 | Honeywell | 2023-05-01 | redacted
Low Income - Power to Save | LED Lights | 0 | 0 | 0 | 47.6 | 1 | Honeywell | 2023-05-01 | redacted
Low Income - Power to Save | Faucet Aerators | 0 | 0 | 0.02 | 110.58 | 1 | Honeywell | 2023-05-01 | redacted
Low Income - Power to Save | Low Flow Showerhead | 0 | 0.04 | 0.1 | 504.08 | 1 | Honeywell | 2023-05-01 | redacted
Low Income - Power to Save | Pipe Wrap | 0 | 0.01 | 0.03 | 143.65 | 1 | Honeywell | 2023-05-01 | redacted
Low Income - Power to Save | Weather Strip/Caulk | 0 | 0.25 | 0.09 | 503.3 | 1 | Honeywell | 2023-05-01 | redacted
Low Income - Power to Save | LED Lights | 0 | 0 | 0 | 47.6 | 1 | Honeywell | 2023-05-01 | redacted
Low Income - Power to Save | Pipe Wrap | 0 | 0.01 | 0.03 | 143.65 | 1 | Honeywell | 2023-05-01 | redacted
Low Income - Power to Save | Weather Strip/Caulk | 0 | 0.25 | 0.09 | 503.3 | 1 | Honeywell | 2023-05-01 | redacted
Low Income - Power to Save | Outdoor Coil Cleaning | 0 | 0.1 | 0 | 275 | 1 | Honeywell | 2023-05-01 | redacted
Low Income - Power to Save | LI - DUCT | 0 | 0.4 | 0.12 | 775.77 | 1 | Honeywell | 2023-05-01 | redacted
Low Income - Power to Save | HVAC Inspection | 0 | 0.17 | 0 | 268.73 | 1 | Honeywell | 2023-05-01 | redacted
Low Income - Power to Save | LED Lights | 0 | 0 | 0 | 47.6 | 1 | Honeywell | 2023-05-01 | redacted
Low Income - Power to Save | Weather Strip/Caulk | 0 | 0.25 | 0.09 | 503.3 | 1 | Honeywell | 2023-05-01 | redacted
Low Income - Power to Save | Outdoor Coil Cleaning | 0 | 0.1 | 0 | 275 | 1 | Honeywell | 2023-05-01 | redacted
Low Income - Power to Save | LI - DUCT | 0 | 0.4 | 0.12 | 775.77 | 1 | Honeywell | 2023-05-01 | redacted
Low Income - Power to Save | HVAC Inspection | 0 | 0.17 | 0 | 268.73 | 1 | Honeywell | 2023-05-01 | redacted
Low Income - Power to Save | LED Lights | 0 | 0 | 0 | 47.6 | 1 | Honeywell | 2023-05-01 | redacted
Low Income - Power to Save | Faucet Aerators | 0 | 0 | 0.02 | 110.58 | 1 | Honeywell | 2023-05-01 | redacted
Low Income - Power to Save | Weather Strip/Caulk | 0 | 0.25 | 0.09 | 503.3 | 1 | Honeywell | 2023-05-01 | redacted
Low Income - Power to Save | Outdoor Coil Cleaning | 0 | 0.1 | 0 | 275 | 1 | Honeywell | 2023-05-01 | redacted
Low Income - Power to Save | LI - DUCT | 0 | 0.4 | 0.12 | 775.77 | 1 | Honeywell | 2023-05-01 | redacted
Low Income - Power to Save | HVAC Inspection | 0 | 0.17 | 0 | 268.73 | 1 | Honeywell | 2023-05-01 | redacted
Low Income - Power to Save | LED Lights | 0 | 0 | 0 | 47.6 | 1 | Honeywell | 2023-05-01 | redacted
Low Income - Power to Save | Faucet Aerators | 0 | 0 | 0.02 | 110.58 | 1 | Honeywell | 2023-05-01 | redacted
Low Income - Power to Save | Weather Strip/Caulk | 0 | 0.25 | 0.09 | 503.3 | 1 | Honeywell | 2023-05-01 | redacted
Low Income - Power to Save | Outdoor Coil Cleaning | 0 | 0.1 | 0 | 275 | 1 | Honeywell | 2023-05-01 | redacted
Low Income - Power to Save | LI - DUCT | 0 | 0.4 | 0.12 | 775.77 | 1 | Honeywell | 2023-05-01 | redacted
Low Income - Power to Save | HVAC Inspection | 0 | 0.17 | 0 | 268.73 | 1 | Honeywell | 2023-05-01 | redacted
Low Income - Power to Save | LED Lights | 0 | 0 | 0 | 47.6 | 1 | Honeywell | 2023-05-01 | redacted
Low Income - Power to Save | Faucet Aerators | 0 | 0 | 0.02 | 110.58 | 1 | Honeywell | 2023-05-01 | redacted
Low Income - Power to Save | Low Flow Showerhead | 0 | 0.04 | 0.1 | 504.08 | 1 | Honeywell | 2023-05-01 | redacted
Low Income - Power to Save | LED Lights | 0 | 0 | 0 | 47.6 | 1 | Honeywell | 2023-05-01 | redacted
Low Income - Power to Save | Low Flow Showerhead | 0 | 0.04 | 0.1 | 504.08 | 1 | Honeywell | 2023-05-01 | redacted
Low Income - Power to Save | Outdoor Coil Cleaning | 0 | 0.1 | 0 | 275 | 1 | Honeywell | 2023-05-01 | redacted
Low Income - Power to Save | LED Lights | 0 | 0 | 0 | 47.6 | 1 | Honeywell | 2023-05-01 | redacted
Low Income - Power to Save | Faucet Aerators | 0 | 0 | 0.02 | 110.58 | 1 | Honeywell | 2023-05-01 | redacted
Low Income - Power to Save | Low Flow Showerhead | 0 | 0.04 | 0.1 | 504.08 | 1 | Honeywell | 2023-05-01 | redacted
Low Income - Power to Save | Weather Strip/Caulk | 0 | 0.25 | 0.09 | 503.3 | 1 | Honeywell | 2023-05-01 | redacted
Low Income - Power to Save | Outdoor Coil Cleaning | 0 | 0.1 | 0 | 275 | 1 | Honeywell | 2023-05-01 | redacted
Low Income - Power to Save | LI - DUCT | 0 | 0.4 | 0.12 | 775.77 | 1 | Honeywell | 2023-05-01 | redacted
Low Income - Power to Save | HVAC Inspection | 0 | 0.17 | 0 | 268.73 | 1 | Honeywell | 2023-05-01 | redacted
Low Income - Power to Save | LED Lights | 0 | 0 | 0 | 47.6 | 1 | Honeywell | 2023-05-01 | redacted
Low Income - Power to Save | Faucet Aerators | 0 | 0 | 0.02 | 110.58 | 1 | Honeywell | 2023-05-01 | redacted
Low Income - Power to Save | Low Flow Showerhead | 0 | 0.04 | 0.1 | 504.08 | 1 | Honeywell | 2023-05-01 | redacted
Low Income - Power to Save | Weather Strip/Caulk | 0 | 0.25 | 0.09 | 503.3 | 1 | Honeywell | 2023-05-01 | redacted
Low Income - Power to Save | Outdoor Coil Cleaning | 0 | 0.1 | 0 | 275 | 1 | Honeywell | 2023-05-01 | redacted
Low Income - Power to Save | LI - DUCT | 0 | 0.4 | 0.12 | 775.77 | 1 | Honeywell | 2023-05-01 | redacted
Low Income - Power to Save | HVAC Inspection | 0 | 0.17 | 0 | 268.73 | 1 | Honeywell | 2023-05-01 | redacted
Low Income - Power to Save | LED Lights | 0 | 0 | 0 | 47.6 | 1 | Honeywell | 2023-05-01 | redacted
Low Income - Power to Save | Faucet Aerators | 0 | 0 | 0.02 | 110.58 | 1 | Honeywell | 2023-05-01 | redacted
Low Income - Power to Save | Pipe Wrap | 0 | 0.01 | 0.03 | 143.65 | 1 | Honeywell | 2023-05-01 | redacted
Low Income - Power to Save | Weather Strip/Caulk | 0 | 0.25 | 0.09 | 503.3 | 1 | Honeywell | 2023-05-01 | redacted
Low Income - Power to Save | Outdoor Coil Cleaning | 0 | 0.1 | 0 | 275 | 1 | Honeywell | 2023-05-01 | redacted
Low Income - Power to Save | LI - DUCT | 0 | 0.4 | 0.12 | 775.77 | 1 | Honeywell | 2023-05-01 | redacted
Low Income - Power to Save | HVAC Inspection | 0 | 0.17 | 0 | 268.73 | 1 | Honeywell | 2023-05-01 | redacted
Low Income - Power to Save | LED Lights | 0 | 0 | 0 | 47.6 | 1 | Honeywell | 2023-05-01 | redacted
Low Income - Power to Save | Faucet Aerators | 0 | 0 | 0.02 | 110.58 | 1 | Honeywell | 2023-05-01 | redacted
Low Income - Power to Save | Low Flow Showerhead | 0 | 0.04 | 0.1 | 504.08 | 1 | Honeywell | 2023-05-01 | redacted
Low Income - Power to Save | Outdoor Coil Cleaning | 0 | 0.1 | 0 | 275 | 1 | Honeywell | 2023-05-01 | redacted
Low Income - Power to Save | LI - DUCT | 0 | 0.4 | 0.12 | 775.77 | 1 | Honeywell | 2023-05-01 | redacted
Low Income - Power to Save | HVAC Inspection | 0 | 0.17 | 0 | 268.73 | 1 | Honeywell | 2023-05-01 | redacted
Low Income - Power to Save | LED Lights | 0 | 0 | 0 | 47.6 | 1 | Honeywell | 2023-05-01 | redacted
Low Income - Power to Save | Faucet Aerators | 0 | 0 | 0.02 | 110.58 | 1 | Honeywell | 2023-05-01 | redacted
Low Income - Power to Save | Low Flow Showerhead | 0 | 0.04 | 0.1 | 504.08 | 1 | Honeywell | 2023-05-01 | redacted
Low Income - Power to Save | Pipe Wrap | 0 | 0.01 | 0.03 | 143.65 | 1 | Honeywell | 2023-05-01 | redacted
Low Income - Power to Save | Weather Strip/Caulk | 0 | 0.25 | 0.09 | 503.3 | 1 | Honeywell | 2023-05-01 | redacted
Low Income - Power to Save | Outdoor Coil Cleaning | 0 | 0.1 | 0 | 275 | 1 | Honeywell | 2023-05-01 | redacted
Low Income - Power to Save | LI - DUCT | 0 | 0.4 | 0.12 | 775.77 | 1 | Honeywell | 2023-05-01 | redacted
Low Income - Power to Save | HVAC Inspection | 0 | 0.17 | 0 | 268.73 | 1 | Honeywell | 2023-05-01 | redacted
Low Income - Power to Save | LED Lights | 0 | 0 | 0 | 47.6 | 1 | Honeywell | 2023-05-01 | redacted
Low Income - Power to Save | Faucet Aerators | 0 | 0 | 0.02 | 110.58 | 1 | Honeywell | 2023-05-01 | redacted
Low Income - Power to Save | Low Flow Showerhead | 0 | 0.04 | 0.1 | 504.08 | 1 | Honeywell | 2023-05-01 | redacted
Low Income - Power to Save | Weather Strip/Caulk | 0 | 0.25 | 0.09 | 503.3 | 1 | Honeywell | 2023-05-01 | redacted
Low Income - Power to Save | Outdoor Coil Cleaning | 0 | 0.1 | 0 | 275 | 1 | Honeywell | 2023-05-01 | redacted
Low Income - Power to Save | LI - DUCT | 0 | 0.4 | 0.12 | 775.77 | 1 | Honeywell | 2023-05-01 | redacted
Low Income - Power to Save | HVAC Inspection | 0 | 0.17 | 0 | 268.73 | 1 | Honeywell | 2023-05-01 | redacted
Low Income - Power to Save | LED Lights | 0 | 0 | 0 | 47.6 | 1 | Honeywell | 2023-05-01 | redacted
Low Income - Power to Save | Faucet Aerators | 0 | 0 | 0.02 | 110.58 | 1 | Honeywell | 2023-05-01 | redacted
Low Income - Power to Save | Low Flow Showerhead | 0 | 0.04 | 0.1 | 504.08 | 1 | Honeywell | 2023-05-01 | redacted
Low Income - Power to Save | Weather Strip/Caulk | 0 | 0.25 | 0.09 | 503.3 | 1 | Honeywell | 2023-05-01 | redacted
Low Income - Power to Save | Outdoor Coil Cleaning | 0 | 0.1 | 0 | 275 | 1 | Honeywell | 2023-05-01 | redacted
Low Income - Power to Save | LI - DUCT | 0 | 0.4 | 0.12 | 775.77 | 1 | Honeywell | 2023-05-01 | redacted
Low Income - Power to Save | HVAC Inspection | 0 | 0.17 | 0 | 268.73 | 1 | Honeywell | 2023-05-01 | redacted
Low Income - Power to Save | LED Lights | 0 | 0 | 0 | 47.6 | 1 | Honeywell | 2023-05-01 | redacted
Low Income - Power to Save | Faucet Aerators | 0 | 0 | 0.02 | 110.58 | 1 | Honeywell | 2023-05-01 | redacted
Low Income - Power to Save | Low Flow Showerhead | 0 | 0.04 | 0.1 | 504.08 | 1 | Honeywell | 2023-05-01 | redacted
Low Income - Power to Save | Pipe Wrap | 0 | 0.01 | 0.03 | 143.65 | 1 | Honeywell | 2023-05-01 | redacted
Low Income - Power to Save | Weather Strip/Caulk | 0 | 0.25 | 0.09 | 503.3 | 1 | Honeywell | 2023-05-01 | redacted
Low Income - Power to Save | Outdoor Coil Cleaning | 0 | 0.1 | 0 | 275 | 1 | Honeywell | 2023-05-01 | redacted
Low Income - Power to Save | LI - DUCT | 0 | 0.4 | 0.12 | 775.77 | 1 | Honeywell | 2023-05-01 | redacted
Low Income - Power to Save | HVAC Inspection | 0 | 0.17 | 0 | 268.73 | 1 | Honeywell | 2023-05-01 | redacted
Low Income - Power to Save | LED Lights | 0 | 0 | 0 | 47.6 | 1 | Honeywell | 2023-05-01 | redacted
Low Income - Power to Save | Faucet Aerators | 0 | 0 | 0.02 | 110.58 | 1 | Honeywell | 2023-05-01 | redacted
Low Income - Power to Save | Low Flow Showerhead | 0 | 0.04 | 0.1 | 504.08 | 1 | Honeywell | 2023-05-01 | redacted
Low Income - Power to Save | Pipe Wrap | 0 | 0.01 | 0.03 | 143.65 | 1 | Honeywell | 2023-05-01 | redacted
Low Income - Power to Save | Weather Strip/Caulk | 0 | 0.25 | 0.09 | 503.3 | 1 | Honeywell | 2023-05-01 | redacted
Low Income - Power to Save | Outdoor Coil Cleaning | 0 | 0.1 | 0 | 275 | 1 | Honeywell | 2023-05-01 | redacted
Low Income - Power to Save | HVAC Inspection | 0 | 0.17 | 0 | 268.73 | 1 | Honeywell | 2023-05-01 | redacted
Low Income - Power to Save | LED Lights | 0 | 0 | 0 | 47.6 | 1 | Honeywell | 2023-05-01 | redacted
Low Income - Power to Save | Faucet Aerators | 0 | 0 | 0.02 | 110.58 | 1 | Honeywell | 2023-05-01 | redacted
Low Income - Power to Save | Low Flow Showerhead | 0 | 0.04 | 0.1 | 504.08 | 1 | Honeywell | 2023-05-01 | redacted
Low Income - Power to Save | Pipe Wrap | 0 | 0.01 | 0.03 | 143.65 | 1 | Honeywell | 2023-05-01 | redacted
Low Income - Power to Save | Weather Strip/Caulk | 0 | 0.25 | 0.09 | 503.3 | 1 | Honeywell | 2023-05-01 | redacted
Low Income - Power to Save | Outdoor Coil Cleaning | 0 | 0.1 | 0 | 275 | 1 | Honeywell | 2023-05-01 | redacted
Low Income - Power to Save | LI - DUCT | 0 | 0.4 | 0.12 | 775.77 | 1 | Honeywell | 2023-05-01 | redacted
Low Income - Power to Save | HVAC Inspection | 0 | 0.17 | 0 | 268.73 | 1 | Honeywell | 2023-05-01 | redacted
Low Income - Power to Save | LED Lights | 0 | 0 | 0 | 47.6 | 1 | Honeywell | 2023-05-01 | redacted
Low Income - Power to Save | Low Flow Showerhead | 0 | 0.04 | 0.1 | 504.08 | 1 | Honeywell | 2023-05-01 | redacted
Low Income - Power to Save | LED Lights | 0 | 0 | 0 | 47.6 | 1 | Honeywell | 2023-05-01 | redacted
Low Income - Power to Save | Low Flow Showerhead | 0 | 0.04 | 0.1 | 504.08 | 1 | Honeywell | 2023-05-01 | redacted
Low Income - Power to Save | Outdoor Coil Cleaning | 0 | 0.1 | 0 | 275 | 1 | Honeywell | 2023-05-01 | redacted
Low Income - Power to Save | LI - DUCT | 0 | 0.4 | 0.12 | 775.77 | 1 | Honeywell | 2023-05-01 | redacted
Low Income - Power to Save | LED Lights | 0 | 0 | 0 | 47.6 | 1 | Honeywell | 2023-05-01 | redacted
Low Income - Power to Save | Faucet Aerators | 0 | 0 | 0.02 | 110.58 | 1 | Honeywell | 2023-05-01 | redacted
Low Income - Power to Save | Low Flow Showerhead | 0 | 0.04 | 0.1 | 504.08 | 1 | Honeywell | 2023-05-01 | redacted
Low Income - Power to Save | Pipe Wrap | 0 | 0.01 | 0.03 | 143.65 | 1 | Honeywell | 2023-05-01 | redacted
Low Income - Power to Save | Weather Strip/Caulk | 0 | 0.25 | 0.09 | 503.3 | 1 | Honeywell | 2023-05-01 | redacted
Low Income - Power to Save | Outdoor Coil Cleaning | 0 | 0.1 | 0 | 275 | 1 | Honeywell | 2023-05-01 | redacted
Low Income - Power to Save | LI - DUCT | 0 | 0.4 | 0.12 | 775.77 | 1 | Honeywell | 2023-05-01 | redacted
Low Income - Power to Save | HVAC Inspection | 0 | 0.17 | 0 | 268.73 | 1 | Honeywell | 2023-05-01 | redacted
Low Income - Power to Save | LED Lights | 0 | 0 | 0 | 47.6 | 1 | Honeywell | 2023-05-01 | redacted
Low Income - Power to Save | Faucet Aerators | 0 | 0 | 0.02 | 110.58 | 1 | Honeywell | 2023-05-01 | redacted
Low Income - Power to Save | Pipe Wrap | 0 | 0.01 | 0.03 | 143.65 | 1 | Honeywell | 2023-05-01 | redacted
Low Income - Power to Save | Weather Strip/Caulk | 0 | 0.25 | 0.09 | 503.3 | 1 | Honeywell | 2023-05-01 | redacted
Low Income - Power to Save | Outdoor Coil Cleaning | 0 | 0.1 | 0 | 275 | 1 | Honeywell | 2023-05-01 | redacted
Low Income - Power to Save | LI - DUCT | 0 | 0.4 | 0.12 | 775.77 | 1 | Honeywell | 2023-05-01 | redacted
Low Income - Power to Save | HVAC Inspection | 0 | 0.17 | 0 | 268.73 | 1 | Honeywell | 2023-05-01 | redacted
Low Income - Power to Save | LED Lights | 0 | 0 | 0 | 47.6 | 1 | Honeywell | 2023-05-01 | redacted
Low Income - Power to Save | Faucet Aerators | 0 | 0 | 0.02 | 110.58 | 1 | Honeywell | 2023-05-01 | redacted
Low Income - Power to Save | Low Flow Showerhead | 0 | 0.04 | 0.1 | 504.08 | 1 | Honeywell | 2023-05-01 | redacted
Low Income - Power to Save | Weather Strip/Caulk | 0 | 0.25 | 0.09 | 503.3 | 1 | Honeywell | 2023-05-01 | redacted
Low Income - Power to Save | Outdoor Coil Cleaning | 0 | 0.1 | 0 | 275 | 1 | Honeywell | 2023-05-01 | redacted
Low Income - Power to Save | LI - DUCT | 0 | 0.4 | 0.12 | 775.77 | 1 | Honeywell | 2023-05-01 | redacted
Low Income - Power to Save | HVAC Inspection | 0 | 0.17 | 0 | 268.73 | 1 | Honeywell | 2023-05-01 | redacted
Low Income - Power to Save | LED Lights | 0 | 0 | 0 | 47.6 | 1 | Honeywell | 2023-05-01 | redacted
Low Income - Power to Save | Low Flow Showerhead | 0 | 0.04 | 0.1 | 504.08 | 1 | Honeywell | 2023-05-01 | redacted
Low Income - Power to Save | Weather Strip/Caulk | 0 | 0.25 | 0.09 | 503.3 | 1 | Honeywell | 2023-05-01 | redacted
Low Income - Power to Save | Outdoor Coil Cleaning | 0 | 0.1 | 0 | 275 | 1 | Honeywell | 2023-05-01 | redacted
Low Income - Power to Save | LI - DUCT | 0 | 0.4 | 0.12 | 775.77 | 1 | Honeywell | 2023-05-01 | redacted
Low Income - Power to Save | HVAC Inspection | 0 | 0.17 | 0 | 268.73 | 1 | Honeywell | 2023-05-01 | redacted
Low Income - Power to Save | LED Lights | 0 | 0 | 0 | 47.6 | 1 | Honeywell | 2023-05-01 | redacted
Low Income - Power to Save | Faucet Aerators | 0 | 0 | 0.02 | 110.58 | 1 | Honeywell | 2023-05-01 | redacted
Low Income - Power to Save | Low Flow Showerhead | 0 | 0.04 | 0.1 | 504.08 | 1 | Honeywell | 2023-05-01 | redacted
Low Income - Power to Save | Weather Strip/Caulk | 0 | 0.25 | 0.09 | 503.3 | 1 | Honeywell | 2023-05-01 | redacted
Low Income - Power to Save | Outdoor Coil Cleaning | 0 | 0.1 | 0 | 275 | 1 | Honeywell | 2023-05-01 | redacted
Low Income - Power to Save | LI - DUCT | 0 | 0.4 | 0.12 | 775.77 | 1 | Honeywell | 2023-05-01 | redacted
Low Income - Power to Save | LED Lights | 0 | 0 | 0 | 47.6 | 1 | Honeywell | 2023-05-01 | redacted
Low Income - Power to Save | Faucet Aerators | 0 | 0 | 0.02 | 110.58 | 1 | Honeywell | 2023-05-01 | redacted
Low Income - Power to Save | Pipe Wrap | 0 | 0.01 | 0.03 | 143.65 | 1 | Honeywell | 2023-05-01 | redacted
Low Income - Power to Save | Weather Strip/Caulk | 0 | 0.25 | 0.09 | 503.3 | 1 | Honeywell | 2023-05-01 | redacted
Low Income - Power to Save | Outdoor Coil Cleaning | 0 | 0.1 | 0 | 275 | 1 | Honeywell | 2023-05-01 | redacted
Low Income - Power to Save | LI - DUCT | 0 | 0.4 | 0.12 | 775.77 | 1 | Honeywell | 2023-05-01 | redacted
Low Income - Power to Save | HVAC Inspection | 0 | 0.17 | 0 | 268.73 | 1 | Honeywell | 2023-05-01 | redacted
Low Income - Power to Save | LED Lights | 0 | 0 | 0 | 47.6 | 1 | Honeywell | 2023-05-01 | redacted
Low Income - Power to Save | Faucet Aerators | 0 | 0 | 0.02 | 110.58 | 1 | Honeywell | 2023-05-01 | redacted
Low Income - Power to Save | Low Flow Showerhead | 0 | 0.04 | 0.1 | 504.08 | 1 | Honeywell | 2023-05-01 | redacted
Low Income - Power to Save | LED Lights | 0 | 0 | 0 | 47.6 | 1 | Honeywell | 2023-05-01 | redacted
Low Income - Power to Save | Faucet Aerators | 0 | 0 | 0.02 | 110.58 | 1 | Honeywell | 2023-05-01 | redacted
Low Income - Power to Save | Low Flow Showerhead | 0 | 0.04 | 0.1 | 504.08 | 1 | Honeywell | 2023-05-01 | redacted
Low Income - Power to Save | Weather Strip/Caulk | 0 | 0.25 | 0.09 | 503.3 | 1 | Honeywell | 2023-05-01 | redacted
Low Income - Power to Save | Outdoor Coil Cleaning | 0 | 0.1 | 0 | 275 | 1 | Honeywell | 2023-05-01 | redacted
Low Income - Power to Save | LI - DUCT | 0 | 0.4 | 0.12 | 775.77 | 1 | Honeywell | 2023-05-01 | redacted
Low Income - Power to Save | HVAC Inspection | 0 | 0.17 | 0 | 268.73 | 1 | Honeywell | 2023-05-01 | redacted
Low Income - Power to Save | LED Lights | 0 | 0 | 0 | 47.6 | 1 | Honeywell | 2023-05-01 | redacted
Low Income - Power to Save | Faucet Aerators | 0 | 0 | 0.02 | 110.58 | 1 | Honeywell | 2023-05-01 | redacted
Low Income - Power to Save | Low Flow Showerhead | 0 | 0.04 | 0.1 | 504.08 | 1 | Honeywell | 2023-05-01 | redacted
Low Income - Power to Save | Outdoor Coil Cleaning | 0 | 0.1 | 0 | 275 | 1 | Honeywell | 2023-05-01 | redacted
Low Income - Power to Save | LED Lights | 0 | 0 | 0 | 47.6 | 1 | Honeywell | 2023-05-01 | redacted
Low Income - Power to Save | Faucet Aerators | 0 | 0 | 0.02 | 110.58 | 1 | Honeywell | 2023-05-01 | redacted
Low Income - Power to Save | Low Flow Showerhead | 0 | 0.04 | 0.1 | 504.08 | 1 | Honeywell | 2023-05-01 | redacted
Low Income - Power to Save | Weather Strip/Caulk | 0 | 0.25 | 0.09 | 503.3 | 1 | Honeywell | 2023-05-01 | redacted
Low Income - Power to Save | LED Lights | 0 | 0 | 0 | 47.6 | 1 | Honeywell | 2023-05-01 | redacted
Low Income - Power to Save | Faucet Aerators | 0 | 0 | 0.02 | 110.58 | 1 | Honeywell | 2023-05-01 | redacted
Low Income - Power to Save | Low Flow Showerhead | 0 | 0.04 | 0.1 | 504.08 | 1 | Honeywell | 2023-05-01 | redacted
Low Income - Power to Save | Weather Strip/Caulk | 0 | 0.25 | 0.09 | 503.3 | 1 | Honeywell | 2023-05-01 | redacted
Low Income - Power to Save | Outdoor Coil Cleaning | 0 | 0.1 | 0 | 275 | 1 | Honeywell | 2023-05-01 | redacted
Low Income - Power to Save | LED Lights | 0 | 0 | 0 | 47.6 | 1 | Honeywell | 2023-05-01 | redacted
Low Income - Power to Save | Faucet Aerators | 0 | 0 | 0.02 | 110.58 | 1 | Honeywell | 2023-05-01 | redacted
Low Income - Power to Save | Low Flow Showerhead | 0 | 0.04 | 0.1 | 504.08 | 1 | Honeywell | 2023-05-01 | redacted
Low Income - Power to Save | Pipe Wrap | 0 | 0.01 | 0.03 | 143.65 | 1 | Honeywell | 2023-05-01 | redacted
Low Income - Power to Save | Weather Strip/Caulk | 0 | 0.25 | 0.09 | 503.3 | 1 | Honeywell | 2023-05-01 | redacted
Low Income - Power to Save | Outdoor Coil Cleaning | 0 | 0.1 | 0 | 275 | 1 | Honeywell | 2023-05-01 | redacted
Low Income - Power to Save | LI - DUCT | 0 | 0.4 | 0.12 | 775.77 | 1 | Honeywell | 2023-05-01 | redacted
Low Income - Power to Save | HVAC Inspection | 0 | 0.17 | 0 | 268.73 | 1 | Honeywell | 2023-05-01 | redacted
Low Income - Power to Save | LED Lights | 0 | 0 | 0 | 47.6 | 1 | Honeywell | 2023-05-01 | redacted
Low Income - Power to Save | Faucet Aerators | 0 | 0 | 0.02 | 110.58 | 1 | Honeywell | 2023-05-01 | redacted
Low Income - Power to Save | Low Flow Showerhead | 0 | 0.04 | 0.1 | 504.08 | 1 | Honeywell | 2023-05-01 | redacted
Low Income - Power to Save | Pipe Wrap | 0 | 0.01 | 0.03 | 143.65 | 1 | Honeywell | 2023-05-01 | redacted
Low Income - Power to Save | Weather Strip/Caulk | 0 | 0.25 | 0.09 | 503.3 | 1 | Honeywell | 2023-05-01 | redacted
Low Income - Power to Save | Outdoor Coil Cleaning | 0 | 0.1 | 0 | 275 | 1 | Honeywell | 2023-05-01 | redacted
Low Income - Power to Save | LI - DUCT | 0 | 0.4 | 0.12 | 775.77 | 1 | Honeywell | 2023-05-01 | redacted
Low Income - Power to Save | HVAC Inspection | 0 | 0.17 | 0 | 268.73 | 1 | Honeywell | 2023-05-01 | redacted
Low Income - Power to Save | LED Lights | 0 | 0 | 0 | 47.6 | 1 | Honeywell | 2023-05-01 | redacted
Low Income - Power to Save | Faucet Aerators | 0 | 0 | 0.02 | 110.58 | 1 | Honeywell | 2023-05-01 | redacted
Low Income - Power to Save | Low Flow Showerhead | 0 | 0.04 | 0.1 | 504.08 | 1 | Honeywell | 2023-05-01 | redacted
Low Income - Power to Save | Pipe Wrap | 0 | 0.01 | 0.03 | 143.65 | 1 | Honeywell | 2023-05-01 | redacted
Low Income - Power to Save | Weather Strip/Caulk | 0 | 0.25 | 0.09 | 503.3 | 1 | Honeywell | 2023-05-01 | redacted
Low Income - Power to Save | Outdoor Coil Cleaning | 0 | 0.1 | 0 | 275 | 1 | Honeywell | 2023-05-01 | redacted
Low Income - Power to Save | LI - DUCT | 0 | 0.4 | 0.12 | 775.77 | 1 | Honeywell | 2023-05-01 | redacted
Low Income - Power to Save | HVAC Inspection | 0 | 0.17 | 0 | 268.73 | 1 | Honeywell | 2023-05-01 | redacted
Low Income - Power to Save | LED Lights | 0 | 0 | 0 | 47.6 | 1 | Honeywell | 2023-05-01 | redacted
Low Income - Power to Save | Low Flow Showerhead | 0 | 0.04 | 0.1 | 504.08 | 1 | Honeywell | 2023-05-01 | redacted
Low Income - Power to Save | Pipe Wrap | 0 | 0.01 | 0.03 | 143.65 | 1 | Honeywell | 2023-05-01 | redacted
Low Income - Power to Save | Weather Strip/Caulk | 0 | 0.25 | 0.09 | 503.3 | 1 | Honeywell | 2023-05-01 | redacted
Low Income - Power to Save | Outdoor Coil Cleaning | 0 | 0.1 | 0 | 275 | 1 | Honeywell | 2023-05-01 | redacted
Low Income - Power to Save | LI - DUCT | 0 | 0.4 | 0.12 | 775.77 | 1 | Honeywell | 2023-05-01 | redacted
Low Income - Power to Save | HVAC Inspection | 0 | 0.17 | 0 | 268.73 | 1 | Honeywell | 2023-05-01 | redacted
Low Income - Power to Save | LED Lights | 0 | 0 | 0 | 47.6 | 1 | Honeywell | 2023-05-01 | redacted
Low Income - Power to Save | Low Flow Showerhead | 0 | 0.04 | 0.1 | 504.08 | 1 | Honeywell | 2023-05-01 | redacted
Low Income - Power to Save | Outdoor Coil Cleaning | 0 | 0.1 | 0 | 275 | 1 | Honeywell | 2023-05-01 | redacted
Low Income - Power to Save | LED Lights | 0 | 0 | 0 | 47.6 | 1 | Honeywell | 2023-05-01 | redacted
Low Income - Power to Save | Faucet Aerators | 0 | 0 | 0.02 | 110.58 | 1 | Honeywell | 2023-05-01 | redacted
Low Income - Power to Save | Low Flow Showerhead | 0 | 0.04 | 0.1 | 504.08 | 1 | Honeywell | 2023-05-01 | redacted
Low Income - Power to Save | Weather Strip/Caulk | 0 | 0.25 | 0.09 | 503.3 | 1 | Honeywell | 2023-05-01 | redacted
Low Income - Power to Save | Outdoor Coil Cleaning | 0 | 0.1 | 0 | 275 | 1 | Honeywell | 2023-05-01 | redacted
Low Income - Power to Save | LI - DUCT | 0 | 0.4 | 0.12 | 775.77 | 1 | Honeywell | 2023-05-01 | redacted
Low Income - Power to Save | HVAC Inspection | 0 | 0.17 | 0 | 268.73 | 1 | Honeywell | 2023-05-01 | redacted
Low Income - Power to Save | LED Lights | 0 | 0 | 0 | 47.6 | 1 | Honeywell | 2023-05-01 | redacted
Low Income - Power to Save | Faucet Aerators | 0 | 0 | 0.02 | 110.58 | 1 | Honeywell | 2023-05-01 | redacted
Low Income - Power to Save | Low Flow Showerhead | 0 | 0.04 | 0.1 | 504.08 | 1 | Honeywell | 2023-05-01 | redacted
Low Income - Power to Save | Outdoor Coil Cleaning | 0 | 0.1 | 0 | 275 | 1 | Honeywell | 2023-05-01 | redacted
Low Income - Power to Save | LED Lights | 0 | 0 | 0 | 47.6 | 1 | Honeywell | 2023-05-01 | redacted
Low Income - Power to Save | Low Flow Showerhead | 0 | 0.04 | 0.1 | 504.08 | 1 | Honeywell | 2023-05-01 | redacted
Low Income - Power to Save | Weather Strip/Caulk | 0 | 0.25 | 0.09 | 503.3 | 1 | Honeywell | 2023-05-01 | redacted
Low Income - Power to Save | Outdoor Coil Cleaning | 0 | 0.1 | 0 | 275 | 1 | Honeywell | 2023-05-01 | redacted
Low Income - Power to Save | LI - DUCT | 0 | 0.4 | 0.12 | 775.77 | 1 | Honeywell | 2023-05-01 | redacted
Low Income - Power to Save | HVAC Inspection | 0 | 0.17 | 0 | 268.73 | 1 | Honeywell | 2023-05-01 | redacted
Low Income - Power to Save | LED Lights | 0 | 0 | 0 | 47.6 | 1 | Honeywell | 2023-05-01 | redacted
Low Income - Power to Save | Low Flow Showerhead | 0 | 0.04 | 0.1 | 504.08 | 1 | Honeywell | 2023-05-01 | redacted
Low Income - Power to Save | Weather Strip/Caulk | 0 | 0.25 | 0.09 | 503.3 | 1 | Honeywell | 2023-05-01 | redacted
Low Income - Power to Save | Outdoor Coil Cleaning | 0 | 0.1 | 0 | 275 | 1 | Honeywell | 2023-05-01 | redacted
Low Income - Power to Save | LI - DUCT | 0 | 0.4 | 0.12 | 775.77 | 1 | Honeywell | 2023-05-01 | redacted
Low Income - Power to Save | HVAC Inspection | 0 | 0.17 | 0 | 268.73 | 1 | Honeywell | 2023-05-01 | redacted
Low Income - Power to Save | LED Lights | 0 | 0 | 0 | 47.6 | 1 | Honeywell | 2023-05-01 | redacted
Low Income - Power to Save | Faucet Aerators | 0 | 0 | 0.02 | 110.58 | 1 | Honeywell | 2023-05-01 | redacted
Low Income - Power to Save | Low Flow Showerhead | 0 | 0.04 | 0.1 | 504.08 | 1 | Honeywell | 2023-05-01 | redacted
Low Income - Power to Save | Outdoor Coil Cleaning | 0 | 0.1 | 0 | 275 | 1 | Honeywell | 2023-05-01 | redacted
Low Income - Power to Save | LED Lights | 0 | 0 | 0 | 47.6 | 1 | Honeywell | 2023-05-01 | redacted
Low Income - Power to Save | Faucet Aerators | 0 | 0 | 0.02 | 110.58 | 1 | Honeywell | 2023-05-01 | redacted
Low Income - Power to Save | Low Flow Showerhead | 0 | 0.04 | 0.1 | 504.08 | 1 | Honeywell | 2023-05-01 | redacted
Low Income - Power to Save | Pipe Wrap | 0 | 0.01 | 0.03 | 143.65 | 1 | Honeywell | 2023-05-01 | redacted
Low Income - Power to Save | Weather Strip/Caulk | 0 | 0.25 | 0.09 | 503.3 | 1 | Honeywell | 2023-05-01 | redacted
Low Income - Power to Save | Outdoor Coil Cleaning | 0 | 0.1 | 0 | 275 | 1 | Honeywell | 2023-05-01 | redacted
Low Income - Power to Save | LI - DUCT | 0 | 0.4 | 0.12 | 775.77 | 1 | Honeywell | 2023-05-01 | redacted
Low Income - Power to Save | HVAC Inspection | 0 | 0.17 | 0 | 268.73 | 1 | Honeywell | 2023-05-01 | redacted
Low Income - Power to Save | LED Lights | 0 | 0 | 0 | 47.6 | 1 | Honeywell | 2023-05-01 | redacted
Low Income - Power to Save | Faucet Aerators | 0 | 0 | 0.02 | 110.58 | 1 | Honeywell | 2023-05-01 | redacted
Low Income - Power to Save | Low Flow Showerhead | 0 | 0.04 | 0.1 | 504.08 | 1 | Honeywell | 2023-05-01 | redacted
Low Income - Power to Save | Outdoor Coil Cleaning | 0 | 0.1 | 0 | 275 | 1 | Honeywell | 2023-05-01 | redacted
Low Income - Power to Save | LED Lights | 0 | 0 | 0 | 47.6 | 1 | Honeywell | 2023-05-01 | redacted
Low Income - Power to Save | Faucet Aerators | 0 | 0 | 0.02 | 110.58 | 1 | Honeywell | 2023-05-01 | redacted
Low Income - Power to Save | Low Flow Showerhead | 0 | 0.04 | 0.1 | 504.08 | 1 | Honeywell | 2023-05-01 | redacted
Low Income - Power to Save | LED Lights | 0 | 0 | 0 | 47.6 | 1 | Honeywell | 2023-05-01 | redacted
Low Income - Power to Save | Faucet Aerators | 0 | 0 | 0.02 | 110.58 | 1 | Honeywell | 2023-05-01 | redacted
Low Income - Power to Save | Low Flow Showerhead | 0 | 0.04 | 0.1 | 504.08 | 1 | Honeywell | 2023-05-01 | redacted
Low Income - Power to Save | Weather Strip/Caulk | 0 | 0.25 | 0.09 | 503.3 | 1 | Honeywell | 2023-05-01 | redacted
Low Income - Power to Save | Outdoor Coil Cleaning | 0 | 0.1 | 0 | 275 | 1 | Honeywell | 2023-05-01 | redacted
Low Income - Power to Save | LI - DUCT | 0 | 0.4 | 0.12 | 775.77 | 1 | Honeywell | 2023-05-01 | redacted
Low Income - Power to Save | HVAC Inspection | 0 | 0.17 | 0 | 268.73 | 1 | Honeywell | 2023-05-01 | redacted
Low Income - Power to Save | LED Lights | 0 | 0 | 0 | 47.6 | 1 | Honeywell | 2023-05-01 | redacted
Low Income - Power to Save | Faucet Aerators | 0 | 0 | 0.02 | 110.58 | 1 | Honeywell | 2023-05-01 | redacted
Low Income - Power to Save | Low Flow Showerhead | 0 | 0.04 | 0.1 | 504.08 | 1 | Honeywell | 2023-05-01 | redacted
Low Income - Power to Save | Pipe Wrap | 0 | 0.01 | 0.03 | 143.65 | 1 | Honeywell | 2023-05-01 | redacted
Low Income - Power to Save | Weather Strip/Caulk | 0 | 0.25 | 0.09 | 503.3 | 1 | Honeywell | 2023-05-01 | redacted
Low Income - Power to Save | Outdoor Coil Cleaning | 0 | 0.1 | 0 | 275 | 1 | Honeywell | 2023-05-01 | redacted
Low Income - Power to Save | LI - DUCT | 0 | 0.4 | 0.12 | 775.77 | 1 | Honeywell | 2023-05-01 | redacted
Low Income - Power to Save | HVAC Inspection | 0 | 0.17 | 0 | 268.73 | 1 | Honeywell | 2023-05-01 | redacted
Low Income - Power to Save | LED Lights | 0 | 0 | 0 | 47.6 | 1 | Honeywell | 2023-05-01 | redacted
Low Income - Power to Save | Low Flow Showerhead | 0 | 0.04 | 0.1 | 504.08 | 1 | Honeywell | 2023-05-01 | redacted
Low Income - Power to Save | Weather Strip/Caulk | 0 | 0.25 | 0.09 | 503.3 | 1 | Honeywell | 2023-05-01 | redacted
Low Income - Power to Save | Outdoor Coil Cleaning | 0 | 0.1 | 0 | 275 | 1 | Honeywell | 2023-05-01 | redacted
Low Income - Power to Save | LED Lights | 0 | 0 | 0 | 47.6 | 1 | Honeywell | 2023-05-01 | redacted
Low Income - Power to Save | Weather Strip/Caulk | 0 | 0.25 | 0.09 | 503.3 | 1 | Honeywell | 2023-05-01 | redacted
Low Income - Power to Save | Outdoor Coil Cleaning | 0 | 0.1 | 0 | 275 | 1 | Honeywell | 2023-05-01 | redacted
Low Income - Power to Save | HVAC Inspection | 0 | 0.17 | 0 | 268.73 | 1 | Honeywell | 2023-05-01 | redacted
Low Income - Power to Save | LED Lights | 0 | 0 | 0 | 47.6 | 1 | Honeywell | 2023-05-01 | redacted
Low Income - Power to Save | Low Flow Showerhead | 0 | 0.04 | 0.1 | 504.08 | 1 | Honeywell | 2023-05-01 | redacted
Low Income - Power to Save | Pipe Wrap | 0 | 0.01 | 0.03 | 143.65 | 1 | Honeywell | 2023-05-01 | redacted
Low Income - Power to Save | Weather Strip/Caulk | 0 | 0.25 | 0.09 | 503.3 | 1 | Honeywell | 2023-05-01 | redacted
Low Income - Power to Save | Outdoor Coil Cleaning | 0 | 0.1 | 0 | 275 | 1 | Honeywell | 2023-05-01 | redacted
Low Income - Power to Save | LI - DUCT | 0 | 0.4 | 0.12 | 775.77 | 1 | Honeywell | 2023-05-01 | redacted
Low Income - Power to Save | HVAC Inspection | 0 | 0.17 | 0 | 268.73 | 1 | Honeywell | 2023-05-01 | redacted
Low Income - Power to Save | LED Lights | 0 | 0 | 0 | 47.6 | 1 | Honeywell | 2023-05-01 | redacted
Low Income - Power to Save | Faucet Aerators | 0 | 0 | 0.02 | 110.58 | 1 | Honeywell | 2023-05-01 | redacted
Low Income - Power to Save | Low Flow Showerhead | 0 | 0.04 | 0.1 | 504.08 | 1 | Honeywell | 2023-05-01 | redacted
Low Income - Power to Save | Outdoor Coil Cleaning | 0 | 0.1 | 0 | 275 | 1 | Honeywell | 2023-05-01 | redacted
Low Income - Power to Save | LED Lights | 0 | 0 | 0 | 47.6 | 1 | Honeywell | 2023-05-01 | redacted
Low Income - Power to Save | Faucet Aerators | 0 | 0 | 0.02 | 110.58 | 1 | Honeywell | 2023-05-01 | redacted
Low Income - Power to Save | Low Flow Showerhead | 0 | 0.04 | 0.1 | 504.08 | 1 | Honeywell | 2023-05-01 | redacted
Low Income - Power to Save | LED Lights | 0 | 0 | 0 | 47.6 | 1 | Honeywell | 2023-05-01 | redacted
Low Income - Power to Save | Low Flow Showerhead | 0 | 0.04 | 0.1 | 504.08 | 1 | Honeywell | 2023-05-01 | redacted
Low Income - Power to Save | Outdoor Coil Cleaning | 0 | 0.1 | 0 | 275 | 1 | Honeywell | 2023-05-01 | redacted
Low Income - Power to Save | LI - DUCT | 0 | 0.4 | 0.12 | 775.77 | 1 | Honeywell | 2023-05-01 | redacted
Low Income - Power to Save | LED Lights | 0 | 0 | 0 | 47.6 | 1 | Honeywell | 2023-05-01 | redacted
Low Income - Power to Save | Low Flow Showerhead | 0 | 0.04 | 0.1 | 504.08 | 1 | Honeywell | 2023-05-01 | redacted
Low Income - Power to Save | Outdoor Coil Cleaning | 0 | 0.1 | 0 | 275 | 1 | Honeywell | 2023-05-01 | redacted
Low Income - Power to Save | HVAC Inspection | 0 | 0.17 | 0 | 268.73 | 1 | Honeywell | 2023-05-01 | redacted
Low Income - Power to Save | LED Lights | 0 | 0 | 0 | 47.6 | 1 | Honeywell | 2023-05-01 | redacted
Low Income - Power to Save | Faucet Aerators | 0 | 0 | 0.02 | 110.58 | 1 | Honeywell | 2023-05-01 | redacted
Low Income - Power to Save | Low Flow Showerhead | 0 | 0.04 | 0.1 | 504.08 | 1 | Honeywell | 2023-05-01 | redacted
Low Income - Power to Save | Weather Strip/Caulk | 0 | 0.25 | 0.09 | 503.3 | 1 | Honeywell | 2023-05-01 | redacted
Low Income - Power to Save | Outdoor Coil Cleaning | 0 | 0.1 | 0 | 275 | 1 | Honeywell | 2023-05-01 | redacted
Low Income - Power to Save | LED Lights | 0 | 0 | 0 | 47.6 | 1 | Honeywell | 2023-05-01 | redacted
Low Income - Power to Save | Faucet Aerators | 0 | 0 | 0.02 | 110.58 | 1 | Honeywell | 2023-05-01 | redacted
Low Income - Power to Save | Low Flow Showerhead | 0 | 0.04 | 0.1 | 504.08 | 1 | Honeywell | 2023-05-01 | redacted
Low Income - Power to Save | LED Lights | 0 | 0 | 0 | 47.6 | 1 | Honeywell | 2023-05-01 | redacted
Low Income - Power to Save | Weather Strip/Caulk | 0 | 0.25 | 0.09 | 503.3 | 1 | Honeywell | 2023-05-01 | redacted
Low Income - Power to Save | Outdoor Coil Cleaning | 0 | 0.1 | 0 | 275 | 1 | Honeywell | 2023-05-01 | redacted
Low Income - Power to Save | HVAC Inspection | 0 | 0.17 | 0 | 268.73 | 1 | Honeywell | 2023-05-01 | redacted
Low Income - Power to Save | LED Lights | 0 | 0 | 0 | 47.6 | 1 | Honeywell | 2023-05-01 | redacted
Low Income - Power to Save | Low Flow Showerhead | 0 | 0.04 | 0.1 | 504.08 | 1 | Honeywell | 2023-05-01 | redacted
Low Income - Power to Save | Pipe Wrap | 0 | 0.01 | 0.03 | 143.65 | 1 | Honeywell | 2023-05-01 | redacted
Low Income - Power to Save | Weather Strip/Caulk | 0 | 0.25 | 0.09 | 503.3 | 1 | Honeywell | 2023-05-01 | redacted
Low Income - Power to Save | Outdoor Coil Cleaning | 0 | 0.1 | 0 | 275 | 1 | Honeywell | 2023-05-01 | redacted
Low Income - Power to Save | LI - DUCT | 0 | 0.4 | 0.12 | 775.77 | 1 | Honeywell | 2023-05-01 | redacted
Low Income - Power to Save | HVAC Inspection | 0 | 0.17 | 0 | 268.73 | 1 | Honeywell | 2023-05-01 | redacted
Low Income - Power to Save | LED Lights | 0 | 0 | 0 | 47.6 | 1 | Honeywell | 2023-05-01 | redacted
Low Income - Power to Save | Faucet Aerators | 0 | 0 | 0.02 | 110.58 | 1 | Honeywell | 2023-05-01 | redacted
Low Income - Power to Save | Low Flow Showerhead | 0 | 0.04 | 0.1 | 504.08 | 1 | Honeywell | 2023-05-01 | redacted
Low Income - Power to Save | Outdoor Coil Cleaning | 0 | 0.1 | 0 | 275 | 1 | Honeywell | 2023-05-01 | redacted
Low Income - Power to Save | LED Lights | 0 | 0 | 0 | 47.6 | 1 | Honeywell | 2023-05-01 | redacted
Low Income - Power to Save | Weather Strip/Caulk | 0 | 0.25 | 0.09 | 503.3 | 1 | Honeywell | 2023-05-01 | redacted
Low Income - Power to Save | Outdoor Coil Cleaning | 0 | 0.1 | 0 | 275 | 1 | Honeywell | 2023-05-01 | redacted
Low Income - Power to Save | LI - DUCT | 0 | 0.4 | 0.12 | 775.77 | 1 | Honeywell | 2023-05-01 | redacted
Low Income - Power to Save | HVAC Inspection | 0 | 0.17 | 0 | 268.73 | 1 | Honeywell | 2023-05-01 | redacted
Low Income - Power to Save | LED Lights | 0 | 0 | 0 | 47.6 | 1 | Honeywell | 2023-05-01 | redacted
Low Income - Power to Save | Low Flow Showerhead | 0 | 0.04 | 0.1 | 504.08 | 1 | Honeywell | 2023-05-01 | redacted
Low Income - Power to Save | Weather Strip/Caulk | 0 | 0.25 | 0.09 | 503.3 | 1 | Honeywell | 2023-05-01 | redacted
Low Income - Power to Save | Outdoor Coil Cleaning | 0 | 0.1 | 0 | 275 | 1 | Honeywell | 2023-05-01 | redacted
Low Income - Power to Save | LI - DUCT | 0 | 0.4 | 0.12 | 775.77 | 1 | Honeywell | 2023-05-01 | redacted
Low Income - Power to Save | HVAC Inspection | 0 | 0.17 | 0 | 268.73 | 1 | Honeywell | 2023-05-01 | redacted
Low Income - Power to Save | LED Lights | 0 | 0 | 0 | 47.6 | 1 | Honeywell | 2023-05-01 | redacted
Low Income - Power to Save | Faucet Aerators | 0 | 0 | 0.02 | 110.58 | 1 | Honeywell | 2023-05-01 | redacted
Low Income - Power to Save | Low Flow Showerhead | 0 | 0.04 | 0.1 | 504.08 | 1 | Honeywell | 2023-05-01 | redacted
Low Income - Power to Save | Outdoor Coil Cleaning | 0 | 0.1 | 0 | 275 | 1 | Honeywell | 2023-05-01 | redacted
Low Income - Power to Save | LED Lights | 0 | 0 | 0 | 47.6 | 1 | Honeywell | 2023-05-01 | redacted
Low Income - Power to Save | Faucet Aerators | 0 | 0 | 0.02 | 110.58 | 1 | Honeywell | 2023-05-01 | redacted
Low Income - Power to Save | Low Flow Showerhead | 0 | 0.04 | 0.1 | 504.08 | 1 | Honeywell | 2023-05-01 | redacted
Low Income - Power to Save | Pipe Wrap | 0 | 0.01 | 0.03 | 143.65 | 1 | Honeywell | 2023-05-01 | redacted
Low Income - Power to Save | Weather Strip/Caulk | 0 | 0.25 | 0.09 | 503.3 | 1 | Honeywell | 2023-05-01 | redacted
Low Income - Power to Save | Outdoor Coil Cleaning | 0 | 0.1 | 0 | 275 | 1 | Honeywell | 2023-05-01 | redacted
Low Income - Power to Save | LI - DUCT | 0 | 0.4 | 0.12 | 775.77 | 1 | Honeywell | 2023-05-01 | redacted
Low Income - Power to Save | HVAC Inspection | 0 | 0.17 | 0 | 268.73 | 1 | Honeywell | 2023-05-01 | redacted
Low Income - Power to Save | LED Lights | 0 | 0 | 0 | 47.6 | 1 | Honeywell | 2023-05-01 | redacted
Low Income - Power to Save | Faucet Aerators | 0 | 0 | 0.02 | 110.58 | 1 | Honeywell | 2023-05-01 | redacted
Low Income - Power to Save | Low Flow Showerhead | 0 | 0.04 | 0.1 | 504.08 | 1 | Honeywell | 2023-05-01 | redacted
Low Income - Power to Save | Outdoor Coil Cleaning | 0 | 0.1 | 0 | 275 | 1 | Honeywell | 2023-05-01 | redacted
Low Income - Power to Save | LED Lights | 0 | 0 | 0 | 47.6 | 1 | Honeywell | 2023-05-01 | redacted
Low Income - Power to Save | Low Flow Showerhead | 0 | 0.04 | 0.1 | 504.08 | 1 | Honeywell | 2023-05-01 | redacted
Low Income - Power to Save | Weather Strip/Caulk | 0 | 0.25 | 0.09 | 503.3 | 1 | Honeywell | 2023-05-01 | redacted
Low Income - Power to Save | Outdoor Coil Cleaning | 0 | 0.1 | 0 | 275 | 1 | Honeywell | 2023-05-01 | redacted
Low Income - Power to Save | LI - DUCT | 0 | 0.4 | 0.12 | 775.77 | 1 | Honeywell | 2023-05-01 | redacted
Low Income - Power to Save | HVAC Inspection | 0 | 0.17 | 0 | 268.73 | 1 | Honeywell | 2023-05-01 | redacted
Low Income - Power to Save | LED Lights | 0 | 0 | 0 | 47.6 | 1 | Honeywell | 2023-05-01 | redacted
Low Income - Power to Save | Faucet Aerators | 0 | 0 | 0.02 | 110.58 | 1 | Honeywell | 2023-05-01 | redacted
Low Income - Power to Save | Low Flow Showerhead | 0 | 0.04 | 0.1 | 504.08 | 1 | Honeywell | 2023-05-01 | redacted
Low Income - Power to Save | Outdoor Coil Cleaning | 0 | 0.1 | 0 | 275 | 1 | Honeywell | 2023-05-01 | redacted
Low Income - Power to Save | LI - DUCT | 0 | 0.4 | 0.12 | 775.77 | 1 | Honeywell | 2023-05-01 | redacted
Low Income - Power to Save | HVAC Inspection | 0 | 0.17 | 0 | 268.73 | 1 | Honeywell | 2023-05-01 | redacted
Low Income - Power to Save | LED Lights | 0 | 0 | 0 | 47.6 | 1 | Honeywell | 2023-05-01 | redacted
Low Income - Power to Save | Faucet Aerators | 0 | 0 | 0.02 | 110.58 | 1 | Honeywell | 2023-05-01 | redacted
Low Income - Power to Save | Low Flow Showerhead | 0 | 0.04 | 0.1 | 504.08 | 1 | Honeywell | 2023-05-01 | redacted
Low Income - Power to Save | Outdoor Coil Cleaning | 0 | 0.1 | 0 | 275 | 1 | Honeywell | 2023-05-01 | redacted
Low Income - Power to Save | LED Lights | 0 | 0 | 0 | 47.6 | 1 | Honeywell | 2023-05-01 | redacted
Low Income - Power to Save | Faucet Aerators | 0 | 0 | 0.02 | 110.58 | 1 | Honeywell | 2023-05-01 | redacted
Low Income - Power to Save | Low Flow Showerhead | 0 | 0.04 | 0.1 | 504.08 | 1 | Honeywell | 2023-05-01 | redacted
Low Income - Power to Save | Pipe Wrap | 0 | 0.01 | 0.03 | 143.65 | 1 | Honeywell | 2023-05-01 | redacted
Low Income - Power to Save | Weather Strip/Caulk | 0 | 0.25 | 0.09 | 503.3 | 1 | Honeywell | 2023-05-01 | redacted
Low Income - Power to Save | Outdoor Coil Cleaning | 0 | 0.1 | 0 | 275 | 1 | Honeywell | 2023-05-01 | redacted
Low Income - Power to Save | LI - DUCT | 0 | 0.4 | 0.12 | 775.77 | 1 | Honeywell | 2023-05-01 | redacted
Low Income - Power to Save | HVAC Inspection | 0 | 0.17 | 0 | 268.73 | 1 | Honeywell | 2023-05-01 | redacted
Low Income - Power to Save | LED Lights | 0 | 0 | 0 | 47.6 | 1 | Honeywell | 2023-05-01 | redacted
Low Income - Power to Save | Faucet Aerators | 0 | 0 | 0.02 | 110.58 | 1 | Honeywell | 2023-05-01 | redacted
Low Income - Power to Save | Low Flow Showerhead | 0 | 0.04 | 0.1 | 504.08 | 1 | Honeywell | 2023-05-01 | redacted
Low Income - Power to Save | Weather Strip/Caulk | 0 | 0.25 | 0.09 | 503.3 | 1 | Honeywell | 2023-05-01 | redacted
Low Income - Power to Save | LED Lights | 0 | 0 | 0 | 47.6 | 1 | Honeywell | 2023-05-01 | redacted
Low Income - Power to Save | Faucet Aerators | 0 | 0 | 0.02 | 110.58 | 1 | Honeywell | 2023-05-01 | redacted
Low Income - Power to Save | Low Flow Showerhead | 0 | 0.04 | 0.1 | 504.08 | 1 | Honeywell | 2023-05-01 | redacted
Low Income - Power to Save | Weather Strip/Caulk | 0 | 0.25 | 0.09 | 503.3 | 1 | Honeywell | 2023-05-01 | redacted
Low Income - Power to Save | Outdoor Coil Cleaning | 0 | 0.1 | 0 | 275 | 1 | Honeywell | 2023-05-01 | redacted
Low Income - Power to Save | LI - DUCT | 0 | 0.4 | 0.12 | 775.77 | 1 | Honeywell | 2023-05-01 | redacted
Low Income - Power to Save | HVAC Inspection | 0 | 0.17 | 0 | 268.73 | 1 | Honeywell | 2023-05-01 | redacted
Low Income - Power to Save | LED Lights | 0 | 0 | 0 | 47.6 | 1 | Honeywell | 2023-05-01 | redacted
Low Income - Power to Save | Faucet Aerators | 0 | 0 | 0.02 | 110.58 | 1 | Honeywell | 2023-05-01 | redacted
Low Income - Power to Save | Low Flow Showerhead | 0 | 0.04 | 0.1 | 504.08 | 1 | Honeywell | 2023-05-01 | redacted
Low Income - Power to Save | Weather Strip/Caulk | 0 | 0.25 | 0.09 | 503.3 | 1 | Honeywell | 2023-05-01 | redacted
Low Income - Power to Save | Outdoor Coil Cleaning | 0 | 0.1 | 0 | 275 | 1 | Honeywell | 2023-05-01 | redacted
Low Income - Power to Save | LI - DUCT | 0 | 0.4 | 0.12 | 775.77 | 1 | Honeywell | 2023-05-01 | redacted
Low Income - Power to Save | HVAC Inspection | 0 | 0.17 | 0 | 268.73 | 1 | Honeywell | 2023-05-01 | redacted
Low Income - Power to Save | LED Lights | 0 | 0 | 0 | 47.6 | 1 | Honeywell | 2023-05-01 | redacted
Low Income - Power to Save | Faucet Aerators | 0 | 0 | 0.02 | 110.58 | 1 | Honeywell | 2023-05-01 | redacted
Low Income - Power to Save | Low Flow Showerhead | 0 | 0.04 | 0.1 | 504.08 | 1 | Honeywell | 2023-05-01 | redacted
Low Income - Power to Save | Weather Strip/Caulk | 0 | 0.25 | 0.09 | 503.3 | 1 | Honeywell | 2023-05-01 | redacted
Low Income - Power to Save | Outdoor Coil Cleaning | 0 | 0.1 | 0 | 275 | 1 | Honeywell | 2023-05-01 | redacted
Low Income - Power to Save | LI - DUCT | 0 | 0.4 | 0.12 | 775.77 | 1 | Honeywell | 2023-05-01 | redacted
Low Income - Power to Save | HVAC Inspection | 0 | 0.17 | 0 | 268.73 | 1 | Honeywell | 2023-05-01 | redacted
Low Income - Power to Save | LED Lights | 0 | 0 | 0 | 47.6 | 1 | Honeywell | 2023-05-01 | redacted
Low Income - Power to Save | Faucet Aerators | 0 | 0 | 0.02 | 110.58 | 1 | Honeywell | 2023-05-01 | redacted
Low Income - Power to Save | Weather Strip/Caulk | 0 | 0.25 | 0.09 | 503.3 | 1 | Honeywell | 2023-05-01 | redacted
Low Income - Power to Save | LED Lights | 0 | 0 | 0 | 47.6 | 1 | Honeywell | 2023-05-01 | redacted
Low Income - Power to Save | Faucet Aerators | 0 | 0 | 0.02 | 110.58 | 1 | Honeywell | 2023-05-01 | redacted
Low Income - Power to Save | Low Flow Showerhead | 0 | 0.04 | 0.1 | 504.08 | 1 | Honeywell | 2023-05-01 | redacted
Low Income - Power to Save | LED Lights | 0 | 0 | 0 | 47.6 | 1 | Honeywell | 2023-05-01 | redacted
Low Income - Power to Save | Faucet Aerators | 0 | 0 | 0.02 | 110.58 | 1 | Honeywell | 2023-05-01 | redacted
Low Income - Power to Save | Low Flow Showerhead | 0 | 0.04 | 0.1 | 504.08 | 1 | Honeywell | 2023-05-01 | redacted
Low Income - Power to Save | Pipe Wrap | 0 | 0.01 | 0.03 | 143.65 | 1 | Honeywell | 2023-05-01 | redacted
Low Income - Power to Save | Weather Strip/Caulk | 0 | 0.25 | 0.09 | 503.3 | 1 | Honeywell | 2023-05-01 | redacted
Low Income - Power to Save | Outdoor Coil Cleaning | 0 | 0.1 | 0 | 275 | 1 | Honeywell | 2023-05-01 | redacted
Low Income - Power to Save | LI - DUCT | 0 | 0.4 | 0.12 | 775.77 | 1 | Honeywell | 2023-05-01 | redacted
Low Income - Power to Save | HVAC Inspection | 0 | 0.17 | 0 | 268.73 | 1 | Honeywell | 2023-05-01 | redacted
Low Income - Power to Save | LED Lights | 0 | 0 | 0 | 47.6 | 1 | Honeywell | 2023-05-01 | redacted
Low Income - Power to Save | Faucet Aerators | 0 | 0 | 0.02 | 110.58 | 1 | Honeywell | 2023-05-01 | redacted
Low Income - Power to Save | Low Flow Showerhead | 0 | 0.04 | 0.1 | 504.08 | 1 | Honeywell | 2023-05-01 | redacted
Low Income - Power to Save | LED Lights | 0 | 0 | 0 | 47.6 | 1 | Honeywell | 2023-05-01 | redacted
Low Income - Power to Save | Faucet Aerators | 0 | 0 | 0.02 | 110.58 | 1 | Honeywell | 2023-05-01 | redacted
Low Income - Power to Save | Low Flow Showerhead | 0 | 0.04 | 0.1 | 504.08 | 1 | Honeywell | 2023-05-01 | redacted
Low Income - Power to Save | Weather Strip/Caulk | 0 | 0.25 | 0.09 | 503.3 | 1 | Honeywell | 2023-05-01 | redacted
Low Income - Power to Save | Outdoor Coil Cleaning | 0 | 0.1 | 0 | 275 | 1 | Honeywell | 2023-05-01 | redacted
Low Income - Power to Save | LI - DUCT | 0 | 0.4 | 0.12 | 775.77 | 1 | Honeywell | 2023-05-01 | redacted
Low Income - Power to Save | HVAC Inspection | 0 | 0.17 | 0 | 268.73 | 1 | Honeywell | 2023-05-01 | redacted
Low Income - Power to Save | LED Lights | 0 | 0 | 0 | 47.6 | 1 | Honeywell | 2023-05-01 | redacted
Low Income - Power to Save | Faucet Aerators | 0 | 0 | 0.02 | 110.58 | 1 | Honeywell | 2023-05-01 | redacted
Low Income - Power to Save | Low Flow Showerhead | 0 | 0.04 | 0.1 | 504.08 | 1 | Honeywell | 2023-05-01 | redacted
Low Income - Power to Save | Pipe Wrap | 0 | 0.01 | 0.03 | 143.65 | 1 | Honeywell | 2023-05-01 | redacted
Low Income - Power to Save | Weather Strip/Caulk | 0 | 0.25 | 0.09 | 503.3 | 1 | Honeywell | 2023-05-01 | redacted
Low Income - Power to Save | Outdoor Coil Cleaning | 0 | 0.1 | 0 | 275 | 1 | Honeywell | 2023-05-01 | redacted
Low Income - Power to Save | LED Lights | 0 | 0 | 0 | 47.6 | 1 | Honeywell | 2023-05-01 | redacted
Low Income - Power to Save | Faucet Aerators | 0 | 0 | 0.02 | 110.58 | 1 | Honeywell | 2023-05-01 | redacted
Low Income - Power to Save | Weather Strip/Caulk | 0 | 0.25 | 0.09 | 503.3 | 1 | Honeywell | 2023-05-01 | redacted
Low Income - Power to Save | Outdoor Coil Cleaning | 0 | 0.1 | 0 | 275 | 1 | Honeywell | 2023-05-01 | redacted
Low Income - Power to Save | LI - DUCT | 0 | 0.4 | 0.12 | 775.77 | 1 | Honeywell | 2023-05-01 | redacted
Low Income - Power to Save | HVAC Inspection | 0 | 0.17 | 0 | 268.73 | 1 | Honeywell | 2023-05-01 | redacted
Low Income - Power to Save | LED Lights | 0 | 0 | 0 | 47.6 | 1 | Honeywell | 2023-05-01 | redacted
Low Income - Power to Save | Faucet Aerators | 0 | 0 | 0.02 | 110.58 | 1 | Honeywell | 2023-05-01 | redacted
Low Income - Power to Save | Low Flow Showerhead | 0 | 0.04 | 0.1 | 504.08 | 1 | Honeywell | 2023-05-01 | redacted
Low Income - Power to Save | LED Lights | 0 | 0 | 0 | 47.6 | 1 | Honeywell | 2023-05-01 | redacted
Low Income - Power to Save | Weather Strip/Caulk | 0 | 0.25 | 0.09 | 503.3 | 1 | Honeywell | 2023-05-01 | redacted
Low Income - Power to Save | Outdoor Coil Cleaning | 0 | 0.1 | 0 | 275 | 1 | Honeywell | 2023-05-01 | redacted
Low Income - Power to Save | LED Lights | 0 | 0 | 0 | 47.6 | 1 | Honeywell | 2023-05-01 | redacted
Low Income - Power to Save | Faucet Aerators | 0 | 0 | 0.02 | 110.58 | 1 | Honeywell | 2023-05-01 | redacted
Low Income - Power to Save | Low Flow Showerhead | 0 | 0.04 | 0.1 | 504.08 | 1 | Honeywell | 2023-05-01 | redacted
Low Income - Power to Save | Pipe Wrap | 0 | 0.01 | 0.03 | 143.65 | 1 | Honeywell | 2023-05-01 | redacted
Low Income - Power to Save | Weather Strip/Caulk | 0 | 0.25 | 0.09 | 503.3 | 1 | Honeywell | 2023-05-01 | redacted
Low Income - Power to Save | Outdoor Coil Cleaning | 0 | 0.1 | 0 | 275 | 1 | Honeywell | 2023-05-01 | redacted
Low Income - Power to Save | LI - DUCT | 0 | 0.4 | 0.12 | 775.77 | 1 | Honeywell | 2023-05-01 | redacted
Low Income - Power to Save | HVAC Inspection | 0 | 0.17 | 0 | 268.73 | 1 | Honeywell | 2023-05-01 | redacted
Low Income - Power to Save | LED Lights | 0 | 0 | 0 | 47.6 | 1 | Honeywell | 2023-05-01 | redacted
Low Income - Power to Save | Faucet Aerators | 0 | 0 | 0.02 | 110.58 | 1 | Honeywell | 2023-05-01 | redacted
Low Income - Power to Save | Low Flow Showerhead | 0 | 0.04 | 0.1 | 504.08 | 1 | Honeywell | 2023-05-01 | redacted
Low Income - Power to Save | Weather Strip/Caulk | 0 | 0.25 | 0.09 | 503.3 | 1 | Honeywell | 2023-05-01 | redacted
Low Income - Power to Save | Outdoor Coil Cleaning | 0 | 0.1 | 0 | 275 | 1 | Honeywell | 2023-05-01 | redacted
Low Income - Power to Save | LI - DUCT | 0 | 0.4 | 0.12 | 775.77 | 1 | Honeywell | 2023-05-01 | redacted
Low Income - Power to Save | HVAC Inspection | 0 | 0.17 | 0 | 268.73 | 1 | Honeywell | 2023-05-01 | redacted
Low Income - Power to Save | LED Lights | 0 | 0 | 0 | 47.6 | 1 | Honeywell | 2023-05-01 | redacted
Low Income - Power to Save | Pipe Wrap | 0 | 0.01 | 0.03 | 143.65 | 1 | Honeywell | 2023-05-01 | redacted
Low Income - Power to Save | Weather Strip/Caulk | 0 | 0.25 | 0.09 | 503.3 | 1 | Honeywell | 2023-05-01 | redacted
Low Income - Power to Save | Outdoor Coil Cleaning | 0 | 0.1 | 0 | 275 | 1 | Honeywell | 2023-05-01 | redacted
Low Income - Power to Save | HVAC Inspection | 0 | 0.17 | 0 | 268.73 | 1 | Honeywell | 2023-05-01 | redacted
Low Income - Power to Save | LED Lights | 0 | 0 | 0 | 47.6 | 1 | Honeywell | 2023-05-01 | redacted
Low Income - Power to Save | Faucet Aerators | 0 | 0 | 0.02 | 110.58 | 1 | Honeywell | 2023-05-01 | redacted
Low Income - Power to Save | Low Flow Showerhead | 0 | 0.04 | 0.1 | 504.08 | 1 | Honeywell | 2023-05-01 | redacted
Low Income - Power to Save | LED Lights | 0 | 0 | 0 | 47.6 | 1 | Honeywell | 2023-05-01 | redacted
Low Income - Power to Save | Faucet Aerators | 0 | 0 | 0.02 | 110.58 | 1 | Honeywell | 2023-05-01 | redacted
Low Income - Power to Save | Low Flow Showerhead | 0 | 0.04 | 0.1 | 504.08 | 1 | Honeywell | 2023-05-01 | redacted
Low Income - Power to Save | Outdoor Coil Cleaning | 0 | 0.1 | 0 | 275 | 1 | Honeywell | 2023-05-01 | redacted
Low Income - Power to Save | LI - DUCT | 0 | 0.4 | 0.12 | 775.77 | 1 | Honeywell | 2023-05-01 | redacted
Low Income - Power to Save | HVAC Inspection | 0 | 0.17 | 0 | 268.73 | 1 | Honeywell | 2023-05-01 | redacted
Low Income - Power to Save | LED Lights | 0 | 0 | 0 | 47.6 | 1 | Honeywell | 2023-05-01 | redacted
Low Income - Power to Save | Faucet Aerators | 0 | 0 | 0.02 | 110.58 | 1 | Honeywell | 2023-05-01 | redacted
Low Income - Power to Save | Low Flow Showerhead | 0 | 0.04 | 0.1 | 504.08 | 1 | Honeywell | 2023-05-01 | redacted
Low Income - Power to Save | Outdoor Coil Cleaning | 0 | 0.1 | 0 | 275 | 1 | Honeywell | 2023-05-01 | redacted
Low Income - Power to Save | LED Lights | 0 | 0 | 0 | 47.6 | 1 | Honeywell | 2023-05-01 | redacted
Low Income - Power to Save | Weather Strip/Caulk | 0 | 0.25 | 0.09 | 503.3 | 1 | Honeywell | 2023-05-01 | redacted
Low Income - Power to Save | Outdoor Coil Cleaning | 0 | 0.1 | 0 | 275 | 1 | Honeywell | 2023-05-01 | redacted
Low Income - Power to Save | LI - DUCT | 0 | 0.4 | 0.12 | 775.77 | 1 | Honeywell | 2023-05-01 | redacted
Low Income - Power to Save | HVAC Inspection | 0 | 0.17 | 0 | 268.73 | 1 | Honeywell | 2023-05-01 | redacted
Low Income - Power to Save | LED Lights | 0 | 0 | 0 | 47.6 | 1 | Honeywell | 2023-05-01 | redacted
Low Income - Power to Save | Low Flow Showerhead | 0 | 0.04 | 0.1 | 504.08 | 1 | Honeywell | 2023-05-01 | redacted
Low Income - Power to Save | Weather Strip/Caulk | 0 | 0.25 | 0.09 | 503.3 | 1 | Honeywell | 2023-05-01 | redacted
Low Income - Power to Save | Outdoor Coil Cleaning | 0 | 0.1 | 0 | 275 | 1 | Honeywell | 2023-05-01 | redacted
Low Income - Power to Save | LED Lights | 0 | 0 | 0 | 47.6 | 1 | Honeywell | 2023-05-01 | redacted
Low Income - Power to Save | Low Flow Showerhead | 0 | 0.04 | 0.1 | 504.08 | 1 | Honeywell | 2023-05-01 | redacted
Low Income - Power to Save | Pipe Wrap | 0 | 0.01 | 0.03 | 143.65 | 1 | Honeywell | 2023-05-01 | redacted
Low Income - Power to Save | Weather Strip/Caulk | 0 | 0.25 | 0.09 | 503.3 | 1 | Honeywell | 2023-05-01 | redacted
Low Income - Power to Save | Outdoor Coil Cleaning | 0 | 0.1 | 0 | 275 | 1 | Honeywell | 2023-05-01 | redacted
Low Income - Power to Save | LI - DUCT | 0 | 0.4 | 0.12 | 775.77 | 1 | Honeywell | 2023-05-01 | redacted
Low Income - Power to Save | HVAC Inspection | 0 | 0.17 | 0 | 268.73 | 1 | Honeywell | 2023-05-01 | redacted
Low Income - Power to Save | LED Lights | 0 | 0 | 0 | 47.6 | 1 | Honeywell | 2023-05-01 | redacted
Low Income - Power to Save | Low Flow Showerhead | 0 | 0.04 | 0.1 | 504.08 | 1 | Honeywell | 2023-05-01 | redacted
Low Income - Power to Save | Pipe Wrap | 0 | 0.01 | 0.03 | 143.65 | 1 | Honeywell | 2023-05-01 | redacted
Low Income - Power to Save | Weather Strip/Caulk | 0 | 0.25 | 0.09 | 503.3 | 1 | Honeywell | 2023-05-01 | redacted
Low Income - Power to Save | Outdoor Coil Cleaning | 0 | 0.1 | 0 | 275 | 1 | Honeywell | 2023-05-01 | redacted
Low Income - Power to Save | LI - DUCT | 0 | 0.4 | 0.12 | 775.77 | 1 | Honeywell | 2023-05-01 | redacted
Low Income - Power to Save | HVAC Inspection | 0 | 0.17 | 0 | 268.73 | 1 | Honeywell | 2023-05-01 | redacted
Low Income - Power to Save | LED Lights | 0 | 0 | 0 | 47.6 | 1 | Honeywell | 2023-05-01 | redacted
Low Income - Power to Save | Faucet Aerators | 0 | 0 | 0.02 | 110.58 | 1 | Honeywell | 2023-05-01 | redacted
Low Income - Power to Save | Low Flow Showerhead | 0 | 0.04 | 0.1 | 504.08 | 1 | Honeywell | 2023-05-01 | redacted
Low Income - Power to Save | Weather Strip/Caulk | 0 | 0.25 | 0.09 | 503.3 | 1 | Honeywell | 2023-05-01 | redacted
Low Income - Power to Save | Outdoor Coil Cleaning | 0 | 0.1 | 0 | 275 | 1 | Honeywell | 2023-05-01 | redacted
Low Income - Power to Save | LI - DUCT | 0 | 0.4 | 0.12 | 775.77 | 1 | Honeywell | 2023-05-01 | redacted
Low Income - Power to Save | HVAC Inspection | 0 | 0.17 | 0 | 268.73 | 1 | Honeywell | 2023-05-01 | redacted
Low Income - Power to Save | LED Lights | 0 | 0 | 0 | 47.6 | 1 | Honeywell | 2023-05-01 | redacted
Low Income - Power to Save | Faucet Aerators | 0 | 0 | 0.02 | 110.58 | 1 | Honeywell | 2023-05-01 | redacted
Low Income - Power to Save | Low Flow Showerhead | 0 | 0.04 | 0.1 | 504.08 | 1 | Honeywell | 2023-05-01 | redacted
Low Income - Power to Save | Weather Strip/Caulk | 0 | 0.25 | 0.09 | 503.3 | 1 | Honeywell | 2023-05-01 | redacted
Low Income - Power to Save | Outdoor Coil Cleaning | 0 | 0.1 | 0 | 275 | 1 | Honeywell | 2023-05-01 | redacted
Low Income - Power to Save | HVAC Inspection | 0 | 0.17 | 0 | 268.73 | 1 | Honeywell | 2023-05-01 | redacted
Low Income - Power to Save | LED Lights | 0 | 0 | 0 | 47.6 | 1 | Honeywell | 2023-05-01 | redacted
Low Income - Power to Save | Faucet Aerators | 0 | 0 | 0.02 | 110.58 | 1 | Honeywell | 2023-05-01 | redacted
Low Income - Power to Save | Low Flow Showerhead | 0 | 0.04 | 0.1 | 504.08 | 1 | Honeywell | 2023-05-01 | redacted
Low Income - Power to Save | Pipe Wrap | 0 | 0.01 | 0.03 | 143.65 | 1 | Honeywell | 2023-05-01 | redacted
Low Income - Power to Save | Weather Strip/Caulk | 0 | 0.25 | 0.09 | 503.3 | 1 | Honeywell | 2023-05-01 | redacted
Low Income - Power to Save | Outdoor Coil Cleaning | 0 | 0.1 | 0 | 275 | 1 | Honeywell | 2023-05-01 | redacted
Low Income - Power to Save | LI - DUCT | 0 | 0.4 | 0.12 | 775.77 | 1 | Honeywell | 2023-05-01 | redacted
Low Income - Power to Save | HVAC Inspection | 0 | 0.17 | 0 | 268.73 | 1 | Honeywell | 2023-05-01 | redacted
Low Income - Power to Save | LED Lights | 0 | 0 | 0 | 47.6 | 1 | Honeywell | 2023-05-01 | redacted
Low Income - Power to Save | Faucet Aerators | 0 | 0 | 0.02 | 110.58 | 1 | Honeywell | 2023-05-01 | redacted
Low Income - Power to Save | Low Flow Showerhead | 0 | 0.04 | 0.1 | 504.08 | 1 | Honeywell | 2023-05-01 | redacted
Low Income - Power to Save | Pipe Wrap | 0 | 0.01 | 0.03 | 143.65 | 1 | Honeywell | 2023-05-01 | redacted
Low Income - Power to Save | Weather Strip/Caulk | 0 | 0.25 | 0.09 | 503.3 | 1 | Honeywell | 2023-05-01 | redacted
Low Income - Power to Save | Outdoor Coil Cleaning | 0 | 0.1 | 0 | 275 | 1 | Honeywell | 2023-05-01 | redacted
Low Income - Power to Save | LI - DUCT | 0 | 0.4 | 0.12 | 775.77 | 1 | Honeywell | 2023-05-01 | redacted
Low Income - Power to Save | HVAC Inspection | 0 | 0.17 | 0 | 268.73 | 1 | Honeywell | 2023-05-01 | redacted
Low Income - Power to Save | LED Lights | 0 | 0 | 0 | 47.6 | 1 | Honeywell | 2023-05-01 | redacted
Low Income - Power to Save | Low Flow Showerhead | 0 | 0.04 | 0.1 | 504.08 | 1 | Honeywell | 2023-05-01 | redacted
Low Income - Power to Save | Weather Strip/Caulk | 0 | 0.25 | 0.09 | 503.3 | 1 | Honeywell | 2023-05-01 | redacted
Low Income - Power to Save | Outdoor Coil Cleaning | 0 | 0.1 | 0 | 275 | 1 | Honeywell | 2023-05-01 | redacted
Low Income - Power to Save | LI - DUCT | 0 | 0.4 | 0.12 | 775.77 | 1 | Honeywell | 2023-05-01 | redacted
Low Income - Power to Save | HVAC Inspection | 0 | 0.17 | 0 | 268.73 | 1 | Honeywell | 2023-05-01 | redacted
Low Income - Power to Save | LED Lights | 0 | 0 | 0 | 47.6 | 1 | Honeywell | 2023-05-01 | redacted
Low Income - Power to Save | Faucet Aerators | 0 | 0 | 0.02 | 110.58 | 1 | Honeywell | 2023-05-01 | redacted
Low Income - Power to Save | Low Flow Showerhead | 0 | 0.04 | 0.1 | 504.08 | 1 | Honeywell | 2023-05-01 | redacted
Low Income - Power to Save | LED Lights | 0 | 0 | 0 | 47.6 | 1 | Honeywell | 2023-05-01 | redacted
Low Income - Power to Save | Faucet Aerators | 0 | 0 | 0.02 | 110.58 | 1 | Honeywell | 2023-05-01 | redacted
Low Income - Power to Save | Low Flow Showerhead | 0 | 0.04 | 0.1 | 504.08 | 1 | Honeywell | 2023-05-01 | redacted
Low Income - Power to Save | Outdoor Coil Cleaning | 0 | 0.1 | 0 | 275 | 1 | Honeywell | 2023-05-01 | redacted
Low Income - Power to Save | LED Lights | 0 | 0 | 0 | 47.6 | 1 | Honeywell | 2023-05-01 | redacted
Low Income - Power to Save | Faucet Aerators | 0 | 0 | 0.02 | 110.58 | 1 | Honeywell | 2023-05-01 | redacted
Low Income - Power to Save | Low Flow Showerhead | 0 | 0.04 | 0.1 | 504.08 | 1 | Honeywell | 2023-05-01 | redacted
Low Income - Power to Save | Weather Strip/Caulk | 0 | 0.25 | 0.09 | 503.3 | 1 | Honeywell | 2023-05-01 | redacted
Low Income - Power to Save | LED Lights | 0 | 0 | 0 | 47.6 | 1 | Honeywell | 2023-05-01 | redacted
Low Income - Power to Save | Faucet Aerators | 0 | 0 | 0.02 | 110.58 | 1 | Honeywell | 2023-05-01 | redacted
Low Income - Power to Save | Low Flow Showerhead | 0 | 0.04 | 0.1 | 504.08 | 1 | Honeywell | 2023-05-01 | redacted
Low Income - Power to Save | Outdoor Coil Cleaning | 0 | 0.1 | 0 | 275 | 1 | Honeywell | 2023-05-01 | redacted
Low Income - Power to Save | LED Lights | 0 | 0 | 0 | 47.6 | 1 | Honeywell | 2023-05-01 | redacted
Low Income - Power to Save | Faucet Aerators | 0 | 0 | 0.02 | 110.58 | 1 | Honeywell | 2023-05-01 | redacted
Low Income - Power to Save | Low Flow Showerhead | 0 | 0.04 | 0.1 | 504.08 | 1 | Honeywell | 2023-05-01 | redacted
Low Income - Power to Save | Pipe Wrap | 0 | 0.01 | 0.03 | 143.65 | 1 | Honeywell | 2023-05-01 | redacted
Low Income - Power to Save | Weather Strip/Caulk | 0 | 0.25 | 0.09 | 503.3 | 1 | Honeywell | 2023-05-01 | redacted
Low Income - Power to Save | Outdoor Coil Cleaning | 0 | 0.1 | 0 | 275 | 1 | Honeywell | 2023-05-01 | redacted
Low Income - Power to Save | LI - DUCT | 0 | 0.4 | 0.12 | 775.77 | 1 | Honeywell | 2023-05-01 | redacted
Low Income - Power to Save | HVAC Inspection | 0 | 0.17 | 0 | 268.73 | 1 | Honeywell | 2023-05-01 | redacted
Low Income - Power to Save | LED Lights | 0 | 0 | 0 | 47.6 | 1 | Honeywell | 2023-05-01 | redacted
Low Income - Power to Save | Low Flow Showerhead | 0 | 0.04 | 0.1 | 504.08 | 1 | Honeywell | 2023-05-01 | redacted
Low Income - Power to Save | Weather Strip/Caulk | 0 | 0.25 | 0.09 | 503.3 | 1 | Honeywell | 2023-05-01 | redacted
Low Income - Power to Save | Outdoor Coil Cleaning | 0 | 0.1 | 0 | 275 | 1 | Honeywell | 2023-05-01 | redacted
Low Income - Power to Save | LI - DUCT | 0 | 0.4 | 0.12 | 775.77 | 1 | Honeywell | 2023-05-01 | redacted
Low Income - Power to Save | HVAC Inspection | 0 | 0.17 | 0 | 268.73 | 1 | Honeywell | 2023-05-01 | redacted
Low Income - Power to Save | LED Lights | 0 | 0 | 0 | 47.6 | 1 | Honeywell | 2023-05-01 | redacted
Low Income - Power to Save | Weather Strip/Caulk | 0 | 0.25 | 0.09 | 503.3 | 1 | Honeywell | 2023-05-01 | redacted
Low Income - Power to Save | Outdoor Coil Cleaning | 0 | 0.1 | 0 | 275 | 1 | Honeywell | 2023-05-01 | redacted
Low Income - Power to Save | HVAC Inspection | 0 | 0.17 | 0 | 268.73 | 1 | Honeywell | 2023-05-01 | redacted
Low Income - Power to Save | LED Lights | 0 | 0 | 0 | 47.6 | 1 | Honeywell | 2023-05-01 | redacted
Low Income - Power to Save | Faucet Aerators | 0 | 0 | 0.02 | 110.58 | 1 | Honeywell | 2023-05-01 | redacted
Low Income - Power to Save | Low Flow Showerhead | 0 | 0.04 | 0.1 | 504.08 | 1 | Honeywell | 2023-05-01 | redacted
Low Income - Power to Save | LED Lights | 0 | 0 | 0 | 47.6 | 1 | Honeywell | 2023-05-01 | redacted
Low Income - Power to Save | Weather Strip/Caulk | 0 | 0.25 | 0.09 | 503.3 | 1 | Honeywell | 2023-05-01 | redacted
Low Income - Power to Save | Outdoor Coil Cleaning | 0 | 0.1 | 0 | 275 | 1 | Honeywell | 2023-05-01 | redacted
Low Income - Power to Save | LED Lights | 0 | 0 | 0 | 47.6 | 1 | Honeywell | 2023-05-01 | redacted
Low Income - Power to Save | Faucet Aerators | 0 | 0 | 0.02 | 110.58 | 1 | Honeywell | 2023-05-01 | redacted
Low Income - Power to Save | Low Flow Showerhead | 0 | 0.04 | 0.1 | 504.08 | 1 | Honeywell | 2023-05-01 | redacted
Low Income - Power to Save | LED Lights | 0 | 0 | 0 | 47.6 | 1 | Honeywell | 2023-05-01 | redacted
Low Income - Power to Save | Faucet Aerators | 0 | 0 | 0.02 | 110.58 | 1 | Honeywell | 2023-05-01 | redacted
Low Income - Power to Save | Low Flow Showerhead | 0 | 0.04 | 0.1 | 504.08 | 1 | Honeywell | 2023-05-01 | redacted
Low Income - Power to Save | Weather Strip/Caulk | 0 | 0.25 | 0.09 | 503.3 | 1 | Honeywell | 2023-05-01 | redacted
Low Income - Power to Save | Outdoor Coil Cleaning | 0 | 0.1 | 0 | 275 | 1 | Honeywell | 2023-05-01 | redacted
Low Income - Power to Save | LI - DUCT | 0 | 0.4 | 0.12 | 775.77 | 1 | Honeywell | 2023-05-01 | redacted
Low Income - Power to Save | HVAC Inspection | 0 | 0.17 | 0 | 268.73 | 1 | Honeywell | 2023-05-01 | redacted
Low Income - Power to Save | LED Lights | 0 | 0 | 0 | 47.6 | 1 | Honeywell | 2023-05-01 | redacted
Low Income - Power to Save | Faucet Aerators | 0 | 0 | 0.02 | 110.58 | 1 | Honeywell | 2023-05-01 | redacted
Low Income - Power to Save | Low Flow Showerhead | 0 | 0.04 | 0.1 | 504.08 | 1 | Honeywell | 2023-05-01 | redacted
Low Income - Power to Save | Weather Strip/Caulk | 0 | 0.25 | 0.09 | 503.3 | 1 | Honeywell | 2023-05-01 | redacted
Low Income - Power to Save | LED Lights | 0 | 0 | 0 | 47.6 | 1 | Honeywell | 2023-05-01 | redacted
Low Income - Power to Save | Faucet Aerators | 0 | 0 | 0.02 | 110.58 | 1 | Honeywell | 2023-05-01 | redacted
Low Income - Power to Save | Low Flow Showerhead | 0 | 0.04 | 0.1 | 504.08 | 1 | Honeywell | 2023-05-01 | redacted
Low Income - Power to Save | Weather Strip/Caulk | 0 | 0.25 | 0.09 | 503.3 | 1 | Honeywell | 2023-05-01 | redacted
Low Income - Power to Save | Outdoor Coil Cleaning | 0 | 0.1 | 0 | 275 | 1 | Honeywell | 2023-05-01 | redacted
Low Income - Power to Save | LI - DUCT | 0 | 0.4 | 0.12 | 775.77 | 1 | Honeywell | 2023-05-01 | redacted
Low Income - Power to Save | HVAC Inspection | 0 | 0.17 | 0 | 268.73 | 1 | Honeywell | 2023-05-01 | redacted
Low Income - Power to Save | LED Lights | 0 | 0 | 0 | 47.6 | 1 | Honeywell | 2023-05-01 | redacted
Low Income - Power to Save | Low Flow Showerhead | 0 | 0.04 | 0.1 | 504.08 | 1 | Honeywell | 2023-05-01 | redacted
Low Income - Power to Save | Pipe Wrap | 0 | 0.01 | 0.03 | 143.65 | 1 | Honeywell | 2023-05-01 | redacted
Low Income - Power to Save | Weather Strip/Caulk | 0 | 0.25 | 0.09 | 503.3 | 1 | Honeywell | 2023-05-01 | redacted
Low Income - Power to Save | Outdoor Coil Cleaning | 0 | 0.1 | 0 | 275 | 1 | Honeywell | 2023-05-01 | redacted
Low Income - Power to Save | LI - DUCT | 0 | 0.4 | 0.12 | 775.77 | 1 | Honeywell | 2023-05-01 | redacted
Low Income - Power to Save | HVAC Inspection | 0 | 0.17 | 0 | 268.73 | 1 | Honeywell | 2023-05-01 | redacted
Low Income - Power to Save | LED Lights | 0 | 0 | 0 | 47.6 | 1 | Honeywell | 2023-05-01 | redacted
Low Income - Power to Save | Faucet Aerators | 0 | 0 | 0.02 | 110.58 | 1 | Honeywell | 2023-05-01 | redacted
Low Income - Power to Save | Low Flow Showerhead | 0 | 0.04 | 0.1 | 504.08 | 1 | Honeywell | 2023-05-01 | redacted
Low Income - Power to Save | LED Lights | 0 | 0 | 0 | 47.6 | 1 | Honeywell | 2023-05-01 | redacted
Low Income - Power to Save | Faucet Aerators | 0 | 0 | 0.02 | 110.58 | 1 | Honeywell | 2023-05-01 | redacted
Low Income - Power to Save | Pipe Wrap | 0 | 0.01 | 0.03 | 143.65 | 1 | Honeywell | 2023-05-01 | redacted
Low Income - Power to Save | Weather Strip/Caulk | 0 | 0.25 | 0.09 | 503.3 | 1 | Honeywell | 2023-05-01 | redacted
Low Income - Power to Save | Outdoor Coil Cleaning | 0 | 0.1 | 0 | 275 | 1 | Honeywell | 2023-05-01 | redacted
Low Income - Power to Save | LI - DUCT | 0 | 0.4 | 0.12 | 775.77 | 1 | Honeywell | 2023-05-01 | redacted
Low Income - Power to Save | HVAC Inspection | 0 | 0.17 | 0 | 268.73 | 1 | Honeywell | 2023-05-01 | redacted
Low Income - Power to Save | LED Lights | 0 | 0 | 0 | 47.6 | 1 | Honeywell | 2023-05-01 | redacted
Low Income - Power to Save | Faucet Aerators | 0 | 0 | 0.02 | 110.58 | 1 | Honeywell | 2023-05-01 | redacted
Low Income - Power to Save | Low Flow Showerhead | 0 | 0.04 | 0.1 | 504.08 | 1 | Honeywell | 2023-05-01 | redacted
Low Income - Power to Save | Pipe Wrap | 0 | 0.01 | 0.03 | 143.65 | 1 | Honeywell | 2023-05-01 | redacted
Low Income - Power to Save | Weather Strip/Caulk | 0 | 0.25 | 0.09 | 503.3 | 1 | Honeywell | 2023-05-01 | redacted
Low Income - Power to Save | Outdoor Coil Cleaning | 0 | 0.1 | 0 | 275 | 1 | Honeywell | 2023-05-01 | redacted
Low Income - Power to Save | LI - DUCT | 0 | 0.4 | 0.12 | 775.77 | 1 | Honeywell | 2023-05-01 | redacted
Low Income - Power to Save | HVAC Inspection | 0 | 0.17 | 0 | 268.73 | 1 | Honeywell | 2023-05-01 | redacted
Low Income - Power to Save | LED Lights | 0 | 0 | 0 | 47.6 | 1 | Honeywell | 2023-05-01 | redacted
Low Income - Power to Save | Weather Strip/Caulk | 0 | 0.25 | 0.09 | 503.3 | 1 | Honeywell | 2023-05-01 | redacted
Low Income - Power to Save | Outdoor Coil Cleaning | 0 | 0.1 | 0 | 275 | 1 | Honeywell | 2023-05-01 | redacted
Low Income - Power to Save | HVAC Inspection | 0 | 0.17 | 0 | 268.73 | 1 | Honeywell | 2023-05-01 | redacted
Low Income - Power to Save | LED Lights | 0 | 0 | 0 | 47.6 | 1 | Honeywell | 2023-05-01 | redacted
Low Income - Power to Save | Faucet Aerators | 0 | 0 | 0.02 | 110.58 | 1 | Honeywell | 2023-05-01 | redacted
Low Income - Power to Save | Low Flow Showerhead | 0 | 0.04 | 0.1 | 504.08 | 1 | Honeywell | 2023-05-01 | redacted
Low Income - Power to Save | Weather Strip/Caulk | 0 | 0.25 | 0.09 | 503.3 | 1 | Honeywell | 2023-05-01 | redacted
Low Income - Power to Save | LED Lights | 0 | 0 | 0 | 47.6 | 1 | Honeywell | 2023-05-01 | redacted
Low Income - Power to Save | Faucet Aerators | 0 | 0 | 0.02 | 110.58 | 1 | Honeywell | 2023-05-01 | redacted
Low Income - Power to Save | Low Flow Showerhead | 0 | 0.04 | 0.1 | 504.08 | 1 | Honeywell | 2023-05-01 | redacted
Low Income - Power to Save | Pipe Wrap | 0 | 0.01 | 0.03 | 143.65 | 1 | Honeywell | 2023-05-01 | redacted
Low Income - Power to Save | Weather Strip/Caulk | 0 | 0.25 | 0.09 | 503.3 | 1 | Honeywell | 2023-05-01 | redacted
Low Income - Power to Save | Outdoor Coil Cleaning | 0 | 0.1 | 0 | 275 | 1 | Honeywell | 2023-05-01 | redacted
Low Income - Power to Save | LI - DUCT | 0 | 0.4 | 0.12 | 775.77 | 1 | Honeywell | 2023-05-01 | redacted
Low Income - Power to Save | HVAC Inspection | 0 | 0.17 | 0 | 268.73 | 1 | Honeywell | 2023-05-01 | redacted
Low Income - Power to Save | LED Lights | 0 | 0 | 0 | 47.6 | 1 | Honeywell | 2023-05-01 | redacted
Low Income - Power to Save | Low Flow Showerhead | 0 | 0.04 | 0.1 | 504.08 | 1 | Honeywell | 2023-05-01 | redacted
Low Income - Power to Save | LED Lights | 0 | 0 | 0 | 47.6 | 1 | Honeywell | 2023-05-01 | redacted
Low Income - Power to Save | Faucet Aerators | 0 | 0 | 0.02 | 110.58 | 1 | Honeywell | 2023-05-01 | redacted
Low Income - Power to Save | Low Flow Showerhead | 0 | 0.04 | 0.1 | 504.08 | 1 | Honeywell | 2023-05-01 | redacted
Low Income - Power to Save | Weather Strip/Caulk | 0 | 0.25 | 0.09 | 503.3 | 1 | Honeywell | 2023-05-01 | redacted
Low Income - Power to Save | Outdoor Coil Cleaning | 0 | 0.1 | 0 | 275 | 1 | Honeywell | 2023-05-01 | redacted
Low Income - Power to Save | LI - DUCT | 0 | 0.4 | 0.12 | 775.77 | 1 | Honeywell | 2023-05-01 | redacted
Low Income - Power to Save | HVAC Inspection | 0 | 0.17 | 0 | 268.73 | 1 | Honeywell | 2023-05-01 | redacted
Low Income - Power to Save | LED Lights | 0 | 0 | 0 | 47.6 | 1 | Honeywell | 2023-05-01 | redacted
Low Income - Power to Save | Faucet Aerators | 0 | 0 | 0.02 | 110.58 | 1 | Honeywell | 2023-05-01 | redacted
Low Income - Power to Save | Low Flow Showerhead | 0 | 0.04 | 0.1 | 504.08 | 1 | Honeywell | 2023-05-01 | redacted
Low Income - Power to Save | LED Lights | 0 | 0 | 0 | 47.6 | 1 | Honeywell | 2023-05-01 | redacted
Low Income - Power to Save | Pipe Wrap | 0 | 0.01 | 0.03 | 143.65 | 1 | Honeywell | 2023-05-01 | redacted
Low Income - Power to Save | Weather Strip/Caulk | 0 | 0.25 | 0.09 | 503.3 | 1 | Honeywell | 2023-05-01 | redacted
Low Income - Power to Save | Outdoor Coil Cleaning | 0 | 0.1 | 0 | 275 | 1 | Honeywell | 2023-05-01 | redacted
Low Income - Power to Save | HVAC Inspection | 0 | 0.17 | 0 | 268.73 | 1 | Honeywell | 2023-05-01 | redacted
Low Income - Power to Save | LED Lights | 0 | 0 | 0 | 47.6 | 1 | Honeywell | 2023-05-01 | redacted
Low Income - Power to Save | Faucet Aerators | 0 | 0 | 0.02 | 110.58 | 1 | Honeywell | 2023-05-01 | redacted
Low Income - Power to Save | Low Flow Showerhead | 0 | 0.04 | 0.1 | 504.08 | 1 | Honeywell | 2023-05-01 | redacted
Low Income - Power to Save | Pipe Wrap | 0 | 0.01 | 0.03 | 143.65 | 1 | Honeywell | 2023-05-01 | redacted
Low Income - Power to Save | Weather Strip/Caulk | 0 | 0.25 | 0.09 | 503.3 | 1 | Honeywell | 2023-05-01 | redacted
Low Income - Power to Save | Outdoor Coil Cleaning | 0 | 0.1 | 0 | 275 | 1 | Honeywell | 2023-05-01 | redacted
Low Income - Power to Save | LI - DUCT | 0 | 0.4 | 0.12 | 775.77 | 1 | Honeywell | 2023-05-01 | redacted
Low Income - Power to Save | HVAC Inspection | 0 | 0.17 | 0 | 268.73 | 1 | Honeywell | 2023-05-01 | redacted
Low Income - Power to Save | LED Lights | 0 | 0 | 0 | 47.6 | 1 | Honeywell | 2023-05-01 | redacted
Low Income - Power to Save | Faucet Aerators | 0 | 0 | 0.02 | 110.58 | 1 | Honeywell | 2023-05-01 | redacted
Low Income - Power to Save | Low Flow Showerhead | 0 | 0.04 | 0.1 | 504.08 | 1 | Honeywell | 2023-05-01 | redacted
Low Income - Power to Save | Weather Strip/Caulk | 0 | 0.25 | 0.09 | 503.3 | 1 | Honeywell | 2023-05-01 | redacted
Low Income - Power to Save | Outdoor Coil Cleaning | 0 | 0.1 | 0 | 275 | 1 | Honeywell | 2023-05-01 | redacted
Low Income - Power to Save | LI - DUCT | 0 | 0.4 | 0.12 | 775.77 | 1 | Honeywell | 2023-05-01 | redacted
Low Income - Power to Save | HVAC Inspection | 0 | 0.17 | 0 | 268.73 | 1 | Honeywell | 2023-05-01 | redacted
Low Income - Power to Save | LED Lights | 0 | 0 | 0 | 47.6 | 1 | Honeywell | 2023-05-01 | redacted
Low Income - Power to Save | Low Flow Showerhead | 0 | 0.04 | 0.1 | 504.08 | 1 | Honeywell | 2023-05-01 | redacted
Low Income - Power to Save | Pipe Wrap | 0 | 0.01 | 0.03 | 143.65 | 1 | Honeywell | 2023-05-01 | redacted
Low Income - Power to Save | Weather Strip/Caulk | 0 | 0.25 | 0.09 | 503.3 | 1 | Honeywell | 2023-05-01 | redacted
Low Income - Power to Save | Outdoor Coil Cleaning | 0 | 0.1 | 0 | 275 | 1 | Honeywell | 2023-05-01 | redacted
Low Income - Power to Save | HVAC Inspection | 0 | 0.17 | 0 | 268.73 | 1 | Honeywell | 2023-05-01 | redacted
Low Income - Power to Save | LED Lights | 0 | 0 | 0 | 47.6 | 1 | Honeywell | 2023-05-01 | redacted
Low Income - Power to Save | Pipe Wrap | 0 | 0.01 | 0.03 | 143.65 | 1 | Honeywell | 2023-05-01 | redacted
Low Income - Power to Save | Weather Strip/Caulk | 0 | 0.25 | 0.09 | 503.3 | 1 | Honeywell | 2023-05-01 | redacted
Low Income - Power to Save | Outdoor Coil Cleaning | 0 | 0.1 | 0 | 275 | 1 | Honeywell | 2023-05-01 | redacted
Low Income - Power to Save | LI - DUCT | 0 | 0.4 | 0.12 | 775.77 | 1 | Honeywell | 2023-05-01 | redacted
Low Income - Power to Save | HVAC Inspection | 0 | 0.17 | 0 | 268.73 | 1 | Honeywell | 2023-05-01 | redacted
Low Income - Power to Save | LED Lights | 0 | 0 | 0 | 47.6 | 1 | Honeywell | 2023-05-01 | redacted
Low Income - Power to Save | Faucet Aerators | 0 | 0 | 0.02 | 110.58 | 1 | Honeywell | 2023-05-01 | redacted
Low Income - Power to Save | Low Flow Showerhead | 0 | 0.04 | 0.1 | 504.08 | 1 | Honeywell | 2023-05-01 | redacted
Low Income - Power to Save | Pipe Wrap | 0 | 0.01 | 0.03 | 143.65 | 1 | Honeywell | 2023-05-01 | redacted
Low Income - Power to Save | Weather Strip/Caulk | 0 | 0.25 | 0.09 | 503.3 | 1 | Honeywell | 2023-05-01 | redacted
Low Income - Power to Save | LED Lights | 0 | 0 | 0 | 47.6 | 1 | Honeywell | 2023-05-01 | redacted
Low Income - Power to Save | Faucet Aerators | 0 | 0 | 0.02 | 110.58 | 1 | Honeywell | 2023-05-01 | redacted
Low Income - Power to Save | Low Flow Showerhead | 0 | 0.04 | 0.1 | 504.08 | 1 | Honeywell | 2023-05-01 | redacted
Low Income - Power to Save | Weather Strip/Caulk | 0 | 0.25 | 0.09 | 503.3 | 1 | Honeywell | 2023-05-01 | redacted
Low Income - Power to Save | Outdoor Coil Cleaning | 0 | 0.1 | 0 | 275 | 1 | Honeywell | 2023-05-01 | redacted
Low Income - Power to Save | LI - DUCT | 0 | 0.4 | 0.12 | 775.77 | 1 | Honeywell | 2023-05-01 | redacted
Low Income - Power to Save | HVAC Inspection | 0 | 0.17 | 0 | 268.73 | 1 | Honeywell | 2023-05-01 | redacted
Low Income - Power to Save | LED Lights | 0 | 0 | 0 | 47.6 | 1 | Honeywell | 2023-05-01 | redacted
Low Income - Power to Save | Faucet Aerators | 0 | 0 | 0.02 | 110.58 | 1 | Honeywell | 2023-05-01 | redacted
Low Income - Power to Save | Low Flow Showerhead | 0 | 0.04 | 0.1 | 504.08 | 1 | Honeywell | 2023-05-01 | redacted
Low Income - Power to Save | Pipe Wrap | 0 | 0.01 | 0.03 | 143.65 | 1 | Honeywell | 2023-05-01 | redacted
Low Income - Power to Save | Weather Strip/Caulk | 0 | 0.25 | 0.09 | 503.3 | 1 | Honeywell | 2023-05-01 | redacted
Low Income - Power to Save | LED Lights | 0 | 0 | 0 | 47.6 | 1 | Honeywell | 2023-05-01 | redacted
Low Income - Power to Save | Low Flow Showerhead | 0 | 0.04 | 0.1 | 504.08 | 1 | Honeywell | 2023-05-01 | redacted
Low Income - Power to Save | Outdoor Coil Cleaning | 0 | 0.1 | 0 | 275 | 1 | Honeywell | 2023-05-01 | redacted
Low Income - Power to Save | LED Lights | 0 | 0 | 0 | 47.6 | 1 | Honeywell | 2023-05-01 | redacted
Low Income - Power to Save | Faucet Aerators | 0 | 0 | 0.02 | 110.58 | 1 | Honeywell | 2023-05-01 | redacted
Low Income - Power to Save | Low Flow Showerhead | 0 | 0.04 | 0.1 | 504.08 | 1 | Honeywell | 2023-05-01 | redacted
Low Income - Power to Save | Weather Strip/Caulk | 0 | 0.25 | 0.09 | 503.3 | 1 | Honeywell | 2023-05-01 | redacted
Low Income - Power to Save | Outdoor Coil Cleaning | 0 | 0.1 | 0 | 275 | 1 | Honeywell | 2023-05-01 | redacted
Low Income - Power to Save | LI - DUCT | 0 | 0.4 | 0.12 | 775.77 | 1 | Honeywell | 2023-05-01 | redacted
Low Income - Power to Save | HVAC Inspection | 0 | 0.17 | 0 | 268.73 | 1 | Honeywell | 2023-05-01 | redacted
Low Income - Power to Save | LED Lights | 0 | 0 | 0 | 47.6 | 1 | Honeywell | 2023-05-01 | redacted
Low Income - Power to Save | Faucet Aerators | 0 | 0 | 0.02 | 110.58 | 1 | Honeywell | 2023-05-01 | redacted
Low Income - Power to Save | Low Flow Showerhead | 0 | 0.04 | 0.1 | 504.08 | 1 | Honeywell | 2023-05-01 | redacted
Low Income - Power to Save | Outdoor Coil Cleaning | 0 | 0.1 | 0 | 275 | 1 | Honeywell | 2023-05-01 | redacted
Low Income - Power to Save | LED Lights | 0 | 0 | 0 | 47.6 | 1 | Honeywell | 2023-05-01 | redacted
Low Income - Power to Save | Faucet Aerators | 0 | 0 | 0.02 | 110.58 | 1 | Honeywell | 2023-05-01 | redacted
Low Income - Power to Save | Low Flow Showerhead | 0 | 0.04 | 0.1 | 504.08 | 1 | Honeywell | 2023-05-01 | redacted
Low Income - Power to Save | LED Lights | 0 | 0 | 0 | 47.6 | 1 | Honeywell | 2023-05-01 | redacted
Low Income - Power to Save | Faucet Aerators | 0 | 0 | 0.02 | 110.58 | 1 | Honeywell | 2023-05-01 | redacted
Low Income - Power to Save | Low Flow Showerhead | 0 | 0.04 | 0.1 | 504.08 | 1 | Honeywell | 2023-05-01 | redacted
Low Income - Power to Save | Weather Strip/Caulk | 0 | 0.25 | 0.09 | 503.3 | 1 | Honeywell | 2023-05-01 | redacted
Low Income - Power to Save | LED Lights | 0 | 0 | 0 | 47.6 | 1 | Honeywell | 2023-05-01 | redacted
Low Income - Power to Save | Low Flow Showerhead | 0 | 0.04 | 0.1 | 504.08 | 1 | Honeywell | 2023-05-01 | redacted
Low Income - Power to Save | Pipe Wrap | 0 | 0.01 | 0.03 | 143.65 | 1 | Honeywell | 2023-05-01 | redacted
Low Income - Power to Save | Weather Strip/Caulk | 0 | 0.25 | 0.09 | 503.3 | 1 | Honeywell | 2023-05-01 | redacted
Low Income - Power to Save | Outdoor Coil Cleaning | 0 | 0.1 | 0 | 275 | 1 | Honeywell | 2023-05-01 | redacted
Low Income - Power to Save | LI - DUCT | 0 | 0.4 | 0.12 | 775.77 | 1 | Honeywell | 2023-05-01 | redacted
Low Income - Power to Save | HVAC Inspection | 0 | 0.17 | 0 | 268.73 | 1 | Honeywell | 2023-05-01 | redacted
Low Income - Power to Save | LED Lights | 0 | 0 | 0 | 47.6 | 1 | Honeywell | 2023-05-01 | redacted
Low Income - Power to Save | Faucet Aerators | 0 | 0 | 0.02 | 110.58 | 1 | Honeywell | 2023-05-01 | redacted
Low Income - Power to Save | Weather Strip/Caulk | 0 | 0.25 | 0.09 | 503.3 | 1 | Honeywell | 2023-05-01 | redacted
Low Income - Power to Save | Outdoor Coil Cleaning | 0 | 0.1 | 0 | 275 | 1 | Honeywell | 2023-05-01 | redacted
Low Income - Power to Save | LI - DUCT | 0 | 0.4 | 0.12 | 775.77 | 1 | Honeywell | 2023-05-01 | redacted
Low Income - Power to Save | HVAC Inspection | 0 | 0.17 | 0 | 268.73 | 1 | Honeywell | 2023-05-01 | redacted
Low Income - Power to Save | LED Lights | 0 | 0 | 0 | 47.6 | 1 | Honeywell | 2023-05-01 | redacted
Low Income - Power to Save | Faucet Aerators | 0 | 0 | 0.02 | 110.58 | 1 | Honeywell | 2023-05-01 | redacted
Low Income - Power to Save | Low Flow Showerhead | 0 | 0.04 | 0.1 | 504.08 | 1 | Honeywell | 2023-05-01 | redacted
Low Income - Power to Save | LED Lights | 0 | 0 | 0 | 47.6 | 1 | Honeywell | 2023-05-01 | redacted
Low Income - Power to Save | Faucet Aerators | 0 | 0 | 0.02 | 110.58 | 1 | Honeywell | 2023-05-01 | redacted
Low Income - Power to Save | Low Flow Showerhead | 0 | 0.04 | 0.1 | 504.08 | 1 | Honeywell | 2023-05-01 | redacted
Low Income - Power to Save | Weather Strip/Caulk | 0 | 0.25 | 0.09 | 503.3 | 1 | Honeywell | 2023-05-01 | redacted
Low Income - Power to Save | LED Lights | 0 | 0 | 0 | 47.6 | 1 | Honeywell | 2023-05-01 | redacted
Low Income - Power to Save | Faucet Aerators | 0 | 0 | 0.02 | 110.58 | 1 | Honeywell | 2023-05-01 | redacted
Low Income - Power to Save | Low Flow Showerhead | 0 | 0.04 | 0.1 | 504.08 | 1 | Honeywell | 2023-05-01 | redacted
Low Income - Power to Save | LED Lights | 0 | 0 | 0 | 47.6 | 1 | Honeywell | 2023-05-01 | redacted
Low Income - Power to Save | Pipe Wrap | 0 | 0.01 | 0.03 | 143.65 | 1 | Honeywell | 2023-05-01 | redacted
Low Income - Power to Save | Weather Strip/Caulk | 0 | 0.25 | 0.09 | 503.3 | 1 | Honeywell | 2023-05-01 | redacted
Low Income - Power to Save | Outdoor Coil Cleaning | 0 | 0.1 | 0 | 275 | 1 | Honeywell | 2023-05-01 | redacted
Low Income - Power to Save | LI - DUCT | 0 | 0.4 | 0.12 | 775.77 | 1 | Honeywell | 2023-05-01 | redacted
Low Income - Power to Save | LED Lights | 0 | 0 | 0 | 47.6 | 1 | Honeywell | 2023-05-01 | redacted
Low Income - Power to Save | Faucet Aerators | 0 | 0 | 0.02 | 110.58 | 1 | Honeywell | 2023-05-01 | redacted
Low Income - Power to Save | Low Flow Showerhead | 0 | 0.04 | 0.1 | 504.08 | 1 | Honeywell | 2023-05-01 | redacted
Low Income - Power to Save | LED Lights | 0 | 0 | 0 | 47.6 | 1 | Honeywell | 2023-05-01 | redacted
Low Income - Power to Save | Faucet Aerators | 0 | 0 | 0.02 | 110.58 | 1 | Honeywell | 2023-05-01 | redacted
Low Income - Power to Save | Low Flow Showerhead | 0 | 0.04 | 0.1 | 504.08 | 1 | Honeywell | 2023-05-01 | redacted
Low Income - Power to Save | LED Lights | 0 | 0 | 0 | 47.6 | 1 | Honeywell | 2023-05-01 | redacted
Low Income - Power to Save | Faucet Aerators | 0 | 0 | 0.02 | 110.58 | 1 | Honeywell | 2023-05-01 | redacted
Low Income - Power to Save | Low Flow Showerhead | 0 | 0.04 | 0.1 | 504.08 | 1 | Honeywell | 2023-05-01 | redacted
Low Income - Power to Save | Weather Strip/Caulk | 0 | 0.25 | 0.09 | 503.3 | 1 | Honeywell | 2023-05-01 | redacted
Low Income - Power to Save | LED Lights | 0 | 0 | 0 | 47.6 | 1 | Honeywell | 2023-05-01 | redacted
Low Income - Power to Save | Pipe Wrap | 0 | 0.01 | 0.03 | 143.65 | 1 | Honeywell | 2023-05-01 | redacted
Low Income - Power to Save | Weather Strip/Caulk | 0 | 0.25 | 0.09 | 503.3 | 1 | Honeywell | 2023-05-01 | redacted
Low Income - Power to Save | Outdoor Coil Cleaning | 0 | 0.1 | 0 | 275 | 1 | Honeywell | 2023-05-01 | redacted
Low Income - Power to Save | LI - DUCT | 0 | 0.4 | 0.12 | 775.77 | 1 | Honeywell | 2023-05-01 | redacted
Low Income - Power to Save | HVAC Inspection | 0 | 0.17 | 0 | 268.73 | 1 | Honeywell | 2023-05-01 | redacted
Low Income - Power to Save | LED Lights | 0 | 0 | 0 | 47.6 | 1 | Honeywell | 2023-05-01 | redacted
Low Income - Power to Save | Weather Strip/Caulk | 0 | 0.25 | 0.09 | 503.3 | 1 | Honeywell | 2023-05-01 | redacted
Low Income - Power to Save | Outdoor Coil Cleaning | 0 | 0.1 | 0 | 275 | 1 | Honeywell | 2023-05-01 | redacted
Low Income - Power to Save | LI - DUCT | 0 | 0.4 | 0.12 | 775.77 | 1 | Honeywell | 2023-05-01 | redacted
Low Income - Power to Save | HVAC Inspection | 0 | 0.17 | 0 | 268.73 | 1 | Honeywell | 2023-05-01 | redacted
Low Income - Power to Save | LED Lights | 0 | 0 | 0 | 47.6 | 1 | Honeywell | 2023-05-01 | redacted
Low Income - Power to Save | Faucet Aerators | 0 | 0 | 0.02 | 110.58 | 1 | Honeywell | 2023-05-01 | redacted
Low Income - Power to Save | Low Flow Showerhead | 0 | 0.04 | 0.1 | 504.08 | 1 | Honeywell | 2023-05-01 | redacted
Low Income - Power to Save | LED Lights | 0 | 0 | 0 | 47.6 | 1 | Honeywell | 2023-05-01 | redacted
Low Income - Power to Save | Low Flow Showerhead | 0 | 0.04 | 0.1 | 504.08 | 1 | Honeywell | 2023-05-01 | redacted
Low Income - Power to Save | Weather Strip/Caulk | 0 | 0.25 | 0.09 | 503.3 | 1 | Honeywell | 2023-05-01 | redacted
Low Income - Power to Save | Outdoor Coil Cleaning | 0 | 0.1 | 0 | 275 | 1 | Honeywell | 2023-05-01 | redacted
Low Income - Power to Save | LED Lights | 0 | 0 | 0 | 47.6 | 1 | Honeywell | 2023-05-01 | redacted
Low Income - Power to Save | Faucet Aerators | 0 | 0 | 0.02 | 110.58 | 1 | Honeywell | 2023-05-01 | redacted
Low Income - Power to Save | Low Flow Showerhead | 0 | 0.04 | 0.1 | 504.08 | 1 | Honeywell | 2023-05-01 | redacted
Low Income - Power to Save | LED Lights | 0 | 0 | 0 | 47.6 | 1 | Honeywell | 2023-05-01 | redacted
Low Income - Power to Save | Faucet Aerators | 0 | 0 | 0.02 | 110.58 | 1 | Honeywell | 2023-05-01 | redacted
Low Income - Power to Save | Low Flow Showerhead | 0 | 0.04 | 0.1 | 504.08 | 1 | Honeywell | 2023-05-01 | redacted
Low Income - Power to Save | Outdoor Coil Cleaning | 0 | 0.1 | 0 | 275 | 1 | Honeywell | 2023-05-01 | redacted
Low Income - Power to Save | LI - DUCT | 0 | 0.4 | 0.12 | 775.77 | 1 | Honeywell | 2023-05-01 | redacted
Low Income - Power to Save | HVAC Inspection | 0 | 0.17 | 0 | 268.73 | 1 | Honeywell | 2023-05-01 | redacted
Low Income - Power to Save | LED Lights | 0 | 0 | 0 | 47.6 | 1 | Honeywell | 2023-05-01 | redacted
Low Income - Power to Save | Low Flow Showerhead | 0 | 0.04 | 0.1 | 504.08 | 1 | Honeywell | 2023-05-01 | redacted
Low Income - Power to Save | Pipe Wrap | 0 | 0.01 | 0.03 | 143.65 | 1 | Honeywell | 2023-05-01 | redacted
Low Income - Power to Save | Weather Strip/Caulk | 0 | 0.25 | 0.09 | 503.3 | 1 | Honeywell | 2023-05-01 | redacted
Low Income - Power to Save | Outdoor Coil Cleaning | 0 | 0.1 | 0 | 275 | 1 | Honeywell | 2023-05-01 | redacted
Low Income - Power to Save | LED Lights | 0 | 0 | 0 | 47.6 | 1 | Honeywell | 2023-05-01 | redacted
Low Income - Power to Save | Faucet Aerators | 0 | 0 | 0.02 | 110.58 | 1 | Honeywell | 2023-05-01 | redacted
Low Income - Power to Save | Low Flow Showerhead | 0 | 0.04 | 0.1 | 504.08 | 1 | Honeywell | 2023-05-01 | redacted
Low Income - Power to Save | Outdoor Coil Cleaning | 0 | 0.1 | 0 | 275 | 1 | Honeywell | 2023-05-01 | redacted
Low Income - Power to Save | LED Lights | 0 | 0 | 0 | 47.6 | 1 | Honeywell | 2023-05-01 | redacted
Low Income - Power to Save | Weather Strip/Caulk | 0 | 0.25 | 0.09 | 503.3 | 1 | Honeywell | 2023-05-01 | redacted
Low Income - Power to Save | Outdoor Coil Cleaning | 0 | 0.1 | 0 | 275 | 1 | Honeywell | 2023-05-01 | redacted
Low Income - Power to Save | LI - DUCT | 0 | 0.4 | 0.12 | 775.77 | 1 | Honeywell | 2023-05-01 | redacted
Low Income - Power to Save | HVAC Inspection | 0 | 0.17 | 0 | 268.73 | 1 | Honeywell | 2023-05-01 | redacted
Low Income - Power to Save | LED Lights | 0 | 0 | 0 | 47.6 | 1 | Honeywell | 2023-05-01 | redacted
Low Income - Power to Save | Faucet Aerators | 0 | 0 | 0.02 | 110.58 | 1 | Honeywell | 2023-05-01 | redacted
Low Income - Power to Save | Low Flow Showerhead | 0 | 0.04 | 0.1 | 504.08 | 1 | Honeywell | 2023-05-01 | redacted
Low Income - Power to Save | LED Lights | 0 | 0 | 0 | 47.6 | 1 | Honeywell | 2023-05-01 | redacted
Low Income - Power to Save | Faucet Aerators | 0 | 0 | 0.02 | 110.58 | 1 | Honeywell | 2023-05-01 | redacted
Low Income - Power to Save | Low Flow Showerhead | 0 | 0.04 | 0.1 | 504.08 | 1 | Honeywell | 2023-05-01 | redacted
Low Income - Power to Save | Weather Strip/Caulk | 0 | 0.25 | 0.09 | 503.3 | 1 | Honeywell | 2023-05-01 | redacted
Low Income - Power to Save | Outdoor Coil Cleaning | 0 | 0.1 | 0 | 275 | 1 | Honeywell | 2023-05-01 | redacted
Low Income - Power to Save | LED Lights | 0 | 0 | 0 | 47.6 | 1 | Honeywell | 2023-05-01 | redacted
Low Income - Power to Save | Faucet Aerators | 0 | 0 | 0.02 | 110.58 | 1 | Honeywell | 2023-05-01 | redacted
Low Income - Power to Save | Low Flow Showerhead | 0 | 0.04 | 0.1 | 504.08 | 1 | Honeywell | 2023-05-01 | redacted
Low Income - Power to Save | LED Lights | 0 | 0 | 0 | 47.6 | 1 | Honeywell | 2023-05-01 | redacted
Low Income - Power to Save | Faucet Aerators | 0 | 0 | 0.02 | 110.58 | 1 | Honeywell | 2023-05-01 | redacted
Low Income - Power to Save | Low Flow Showerhead | 0 | 0.04 | 0.1 | 504.08 | 1 | Honeywell | 2023-05-01 | redacted
Low Income - Power to Save | LED Lights | 0 | 0 | 0 | 47.6 | 1 | Honeywell | 2023-05-01 | redacted
Low Income - Power to Save | Faucet Aerators | 0 | 0 | 0.02 | 110.58 | 1 | Honeywell | 2023-05-01 | redacted
Low Income - Power to Save | Low Flow Showerhead | 0 | 0.04 | 0.1 | 504.08 | 1 | Honeywell | 2023-05-01 | redacted
Low Income - Power to Save | Weather Strip/Caulk | 0 | 0.25 | 0.09 | 503.3 | 1 | Honeywell | 2023-05-01 | redacted
Low Income - Power to Save | Outdoor Coil Cleaning | 0 | 0.1 | 0 | 275 | 1 | Honeywell | 2023-05-01 | redacted
Low Income - Power to Save | LED Lights | 0 | 0 | 0 | 47.6 | 1 | Honeywell | 2023-05-01 | redacted
Low Income - Power to Save | Low Flow Showerhead | 0 | 0.04 | 0.1 | 504.08 | 1 | Honeywell | 2023-05-01 | redacted
Low Income - Power to Save | Weather Strip/Caulk | 0 | 0.25 | 0.09 | 503.3 | 1 | Honeywell | 2023-05-01 | redacted
Low Income - Power to Save | Outdoor Coil Cleaning | 0 | 0.1 | 0 | 275 | 1 | Honeywell | 2023-05-01 | redacted
Low Income - Power to Save | LED Lights | 0 | 0 | 0 | 47.6 | 1 | Honeywell | 2023-05-01 | redacted
Low Income - Power to Save | Faucet Aerators | 0 | 0 | 0.02 | 110.58 | 1 | Honeywell | 2023-05-01 | redacted
Low Income - Power to Save | Low Flow Showerhead | 0 | 0.04 | 0.1 | 504.08 | 1 | Honeywell | 2023-05-01 | redacted
Low Income - Power to Save | Pipe Wrap | 0 | 0.01 | 0.03 | 143.65 | 1 | Honeywell | 2023-05-01 | redacted
Low Income - Power to Save | Weather Strip/Caulk | 0 | 0.25 | 0.09 | 503.3 | 1 | Honeywell | 2023-05-01 | redacted
Low Income - Power to Save | Outdoor Coil Cleaning | 0 | 0.1 | 0 | 275 | 1 | Honeywell | 2023-05-01 | redacted
Low Income - Power to Save | LI - DUCT | 0 | 0.4 | 0.12 | 775.77 | 1 | Honeywell | 2023-05-01 | redacted
Low Income - Power to Save | HVAC Inspection | 0 | 0.17 | 0 | 268.73 | 1 | Honeywell | 2023-05-01 | redacted
Low Income - Power to Save | LED Lights | 0 | 0 | 0 | 47.6 | 1 | Honeywell | 2023-05-01 | redacted
Low Income - Power to Save | Faucet Aerators | 0 | 0 | 0.02 | 110.58 | 1 | Honeywell | 2023-05-01 | redacted
Low Income - Power to Save | Low Flow Showerhead | 0 | 0.04 | 0.1 | 504.08 | 1 | Honeywell | 2023-05-01 | redacted
Low Income - Power to Save | Pipe Wrap | 0 | 0.01 | 0.03 | 143.65 | 1 | Honeywell | 2023-05-01 | redacted
Low Income - Power to Save | Weather Strip/Caulk | 0 | 0.25 | 0.09 | 503.3 | 1 | Honeywell | 2023-05-01 | redacted
Low Income - Power to Save | Outdoor Coil Cleaning | 0 | 0.1 | 0 | 275 | 1 | Honeywell | 2023-05-01 | redacted
Low Income - Power to Save | LI - DUCT | 0 | 0.4 | 0.12 | 775.77 | 1 | Honeywell | 2023-05-01 | redacted
Low Income - Power to Save | HVAC Inspection | 0 | 0.17 | 0 | 268.73 | 1 | Honeywell | 2023-05-01 | redacted
Low Income - Power to Save | LED Lights | 0 | 0 | 0 | 47.6 | 1 | Honeywell | 2023-05-01 | redacted
Low Income - Power to Save | Faucet Aerators | 0 | 0 | 0.02 | 110.58 | 1 | Honeywell | 2023-05-01 | redacted
Low Income - Power to Save | Low Flow Showerhead | 0 | 0.04 | 0.1 | 504.08 | 1 | Honeywell | 2023-05-01 | redacted
Low Income - Power to Save | Weather Strip/Caulk | 0 | 0.25 | 0.09 | 503.3 | 1 | Honeywell | 2023-05-01 | redacted
Low Income - Power to Save | Outdoor Coil Cleaning | 0 | 0.1 | 0 | 275 | 1 | Honeywell | 2023-05-01 | redacted
Low Income - Power to Save | LED Lights | 0 | 0 | 0 | 47.6 | 1 | Honeywell | 2023-05-01 | redacted
Low Income - Power to Save | Faucet Aerators | 0 | 0 | 0.02 | 110.58 | 1 | Honeywell | 2023-05-01 | redacted
Low Income - Power to Save | Low Flow Showerhead | 0 | 0.04 | 0.1 | 504.08 | 1 | Honeywell | 2023-05-01 | redacted
Low Income - Power to Save | Weather Strip/Caulk | 0 | 0.25 | 0.09 | 503.3 | 1 | Honeywell | 2023-05-01 | redacted
Low Income - Power to Save | Outdoor Coil Cleaning | 0 | 0.1 | 0 | 275 | 1 | Honeywell | 2023-05-01 | redacted
Low Income - Power to Save | LED Lights | 0 | 0 | 0 | 47.6 | 1 | Honeywell | 2023-05-01 | redacted
Low Income - Power to Save | Faucet Aerators | 0 | 0 | 0.02 | 110.58 | 1 | Honeywell | 2023-05-01 | redacted
Low Income - Power to Save | Low Flow Showerhead | 0 | 0.04 | 0.1 | 504.08 | 1 | Honeywell | 2023-05-01 | redacted
Low Income - Power to Save | LED Lights | 0 | 0 | 0 | 47.6 | 1 | Honeywell | 2023-05-01 | redacted
Low Income - Power to Save | Low Flow Showerhead | 0 | 0.04 | 0.1 | 504.08 | 1 | Honeywell | 2023-05-01 | redacted
Low Income - Power to Save | Pipe Wrap | 0 | 0.01 | 0.03 | 143.65 | 1 | Honeywell | 2023-05-01 | redacted
Low Income - Power to Save | Weather Strip/Caulk | 0 | 0.25 | 0.09 | 503.3 | 1 | Honeywell | 2023-05-01 | redacted
Low Income - Power to Save | Outdoor Coil Cleaning | 0 | 0.1 | 0 | 275 | 1 | Honeywell | 2023-05-01 | redacted
Low Income - Power to Save | LI - DUCT | 0 | 0.4 | 0.12 | 775.77 | 1 | Honeywell | 2023-05-01 | redacted
Low Income - Power to Save | HVAC Inspection | 0 | 0.17 | 0 | 268.73 | 1 | Honeywell | 2023-05-01 | redacted
Low Income - Power to Save | LED Lights | 0 | 0 | 0 | 47.6 | 1 | Honeywell | 2023-05-01 | redacted
Low Income - Power to Save | Faucet Aerators | 0 | 0 | 0.02 | 110.58 | 1 | Honeywell | 2023-05-01 | redacted
Low Income - Power to Save | Low Flow Showerhead | 0 | 0.04 | 0.1 | 504.08 | 1 | Honeywell | 2023-05-01 | redacted
Low Income - Power to Save | Weather Strip/Caulk | 0 | 0.25 | 0.09 | 503.3 | 1 | Honeywell | 2023-05-01 | redacted
Low Income - Power to Save | Outdoor Coil Cleaning | 0 | 0.1 | 0 | 275 | 1 | Honeywell | 2023-05-01 | redacted
Low Income - Power to Save | LED Lights | 0 | 0 | 0 | 47.6 | 1 | Honeywell | 2023-05-01 | redacted
Low Income - Power to Save | Faucet Aerators | 0 | 0 | 0.02 | 110.58 | 1 | Honeywell | 2023-05-01 | redacted
Low Income - Power to Save | Low Flow Showerhead | 0 | 0.04 | 0.1 | 504.08 | 1 | Honeywell | 2023-05-01 | redacted
Low Income - Power to Save | Weather Strip/Caulk | 0 | 0.25 | 0.09 | 503.3 | 1 | Honeywell | 2023-05-01 | redacted
Low Income - Power to Save | Outdoor Coil Cleaning | 0 | 0.1 | 0 | 275 | 1 | Honeywell | 2023-05-01 | redacted
Low Income - Power to Save | LED Lights | 0 | 0 | 0 | 47.6 | 1 | Honeywell | 2023-05-01 | redacted
Low Income - Power to Save | Faucet Aerators | 0 | 0 | 0.02 | 110.58 | 1 | Honeywell | 2023-05-01 | redacted
Low Income - Power to Save | Low Flow Showerhead | 0 | 0.04 | 0.1 | 504.08 | 1 | Honeywell | 2023-05-01 | redacted
Low Income - Power to Save | Pipe Wrap | 0 | 0.01 | 0.03 | 143.65 | 1 | Honeywell | 2023-05-01 | redacted
Low Income - Power to Save | Weather Strip/Caulk | 0 | 0.25 | 0.09 | 503.3 | 1 | Honeywell | 2023-05-01 | redacted
Low Income - Power to Save | Outdoor Coil Cleaning | 0 | 0.1 | 0 | 275 | 1 | Honeywell | 2023-05-01 | redacted
Low Income - Power to Save | HVAC Inspection | 0 | 0.17 | 0 | 268.73 | 1 | Honeywell | 2023-05-01 | redacted
Low Income - Power to Save | LED Lights | 0 | 0 | 0 | 47.6 | 1 | Honeywell | 2023-05-01 | redacted
Low Income - Power to Save | Low Flow Showerhead | 0 | 0.04 | 0.1 | 504.08 | 1 | Honeywell | 2023-05-01 | redacted
Low Income - Power to Save | Pipe Wrap | 0 | 0.01 | 0.03 | 143.65 | 1 | Honeywell | 2023-05-01 | redacted
Low Income - Power to Save | Weather Strip/Caulk | 0 | 0.25 | 0.09 | 503.3 | 1 | Honeywell | 2023-05-01 | redacted
Low Income - Power to Save | Outdoor Coil Cleaning | 0 | 0.1 | 0 | 275 | 1 | Honeywell | 2023-05-01 | redacted
Low Income - Power to Save | LI - DUCT | 0 | 0.4 | 0.12 | 775.77 | 1 | Honeywell | 2023-05-01 | redacted
Low Income - Power to Save | HVAC Inspection | 0 | 0.17 | 0 | 268.73 | 1 | Honeywell | 2023-05-01 | redacted
Low Income - Power to Save | LED Lights | 0 | 0 | 0 | 47.6 | 1 | Honeywell | 2023-05-01 | redacted
Low Income - Power to Save | Faucet Aerators | 0 | 0 | 0.02 | 110.58 | 1 | Honeywell | 2023-05-01 | redacted
Low Income - Power to Save | Low Flow Showerhead | 0 | 0.04 | 0.1 | 504.08 | 1 | Honeywell | 2023-05-01 | redacted
Low Income - Power to Save | LED Lights | 0 | 0 | 0 | 47.6 | 1 | Honeywell | 2023-05-01 | redacted
Low Income - Power to Save | Faucet Aerators | 0 | 0 | 0.02 | 110.58 | 1 | Honeywell | 2023-05-01 | redacted
Low Income - Power to Save | Low Flow Showerhead | 0 | 0.04 | 0.1 | 504.08 | 1 | Honeywell | 2023-05-01 | redacted
Low Income - Power to Save | Weather Strip/Caulk | 0 | 0.25 | 0.09 | 503.3 | 1 | Honeywell | 2023-05-01 | redacted
Low Income - Power to Save | LED Lights | 0 | 0 | 0 | 47.6 | 1 | Honeywell | 2023-05-01 | redacted
Low Income - Power to Save | Faucet Aerators | 0 | 0 | 0.02 | 110.58 | 1 | Honeywell | 2023-05-01 | redacted
Low Income - Power to Save | Low Flow Showerhead | 0 | 0.04 | 0.1 | 504.08 | 1 | Honeywell | 2023-05-01 | redacted
Low Income - Power to Save | LED Lights | 0 | 0 | 0 | 47.6 | 1 | Honeywell | 2023-05-01 | redacted
Low Income - Power to Save | Faucet Aerators | 0 | 0 | 0.02 | 110.58 | 1 | Honeywell | 2023-05-01 | redacted
Low Income - Power to Save | Low Flow Showerhead | 0 | 0.04 | 0.1 | 504.08 | 1 | Honeywell | 2023-05-01 | redacted
Low Income - Power to Save | Pipe Wrap | 0 | 0.01 | 0.03 | 143.65 | 1 | Honeywell | 2023-05-01 | redacted
Low Income - Power to Save | Weather Strip/Caulk | 0 | 0.25 | 0.09 | 503.3 | 1 | Honeywell | 2023-05-01 | redacted
Low Income - Power to Save | LED Lights | 0 | 0 | 0 | 47.6 | 1 | Honeywell | 2023-05-01 | redacted
Low Income - Power to Save | Faucet Aerators | 0 | 0 | 0.02 | 110.58 | 1 | Honeywell | 2023-05-01 | redacted
Low Income - Power to Save | Low Flow Showerhead | 0 | 0.04 | 0.1 | 504.08 | 1 | Honeywell | 2023-05-01 | redacted
Low Income - Power to Save | Weather Strip/Caulk | 0 | 0.25 | 0.09 | 503.3 | 1 | Honeywell | 2023-05-01 | redacted
Low Income - Power to Save | Outdoor Coil Cleaning | 0 | 0.1 | 0 | 275 | 1 | Honeywell | 2023-05-01 | redacted
Low Income - Power to Save | LI - DUCT | 0 | 0.4 | 0.12 | 775.77 | 1 | Honeywell | 2023-05-01 | redacted
Low Income - Power to Save | HVAC Inspection | 0 | 0.17 | 0 | 268.73 | 1 | Honeywell | 2023-05-01 | redacted
Low Income - Power to Save | LED Lights | 0 | 0 | 0 | 47.6 | 1 | Honeywell | 2023-05-01 | redacted
Low Income - Power to Save | Faucet Aerators | 0 | 0 | 0.02 | 110.58 | 1 | Honeywell | 2023-05-01 | redacted
Low Income - Power to Save | Low Flow Showerhead | 0 | 0.04 | 0.1 | 504.08 | 1 | Honeywell | 2023-05-01 | redacted
Low Income - Power to Save | Weather Strip/Caulk | 0 | 0.25 | 0.09 | 503.3 | 1 | Honeywell | 2023-05-01 | redacted
Low Income - Power to Save | LED Lights | 0 | 0 | 0 | 47.6 | 1 | Honeywell | 2023-05-01 | redacted
Low Income - Power to Save | Faucet Aerators | 0 | 0 | 0.02 | 110.58 | 1 | Honeywell | 2023-05-01 | redacted
Low Income - Power to Save | Low Flow Showerhead | 0 | 0.04 | 0.1 | 504.08 | 1 | Honeywell | 2023-05-01 | redacted
Low Income - Power to Save | Weather Strip/Caulk | 0 | 0.25 | 0.09 | 503.3 | 1 | Honeywell | 2023-05-01 | redacted
Low Income - Power to Save | Outdoor Coil Cleaning | 0 | 0.1 | 0 | 275 | 1 | Honeywell | 2023-05-01 | redacted
Low Income - Power to Save | HVAC Inspection | 0 | 0.17 | 0 | 268.73 | 1 | Honeywell | 2023-05-01 | redacted
Low Income - Power to Save | LED Lights | 0 | 0 | 0 | 47.6 | 1 | Honeywell | 2023-05-01 | redacted
Low Income - Power to Save | Weather Strip/Caulk | 0 | 0.25 | 0.09 | 503.3 | 1 | Honeywell | 2023-05-01 | redacted
Low Income - Power to Save | Outdoor Coil Cleaning | 0 | 0.1 | 0 | 275 | 1 | Honeywell | 2023-05-01 | redacted
Low Income - Power to Save | LI - DUCT | 0 | 0.4 | 0.12 | 775.77 | 1 | Honeywell | 2023-05-01 | redacted
Low Income - Power to Save | HVAC Inspection | 0 | 0.17 | 0 | 268.73 | 1 | Honeywell | 2023-05-01 | redacted
Low Income - Power to Save | LED Lights | 0 | 0 | 0 | 47.6 | 1 | Honeywell | 2023-05-01 | redacted
Low Income - Power to Save | Faucet Aerators | 0 | 0 | 0.02 | 110.58 | 1 | Honeywell | 2023-05-01 | redacted
Low Income - Power to Save | Weather Strip/Caulk | 0 | 0.25 | 0.09 | 503.3 | 1 | Honeywell | 2023-05-01 | redacted
Low Income - Power to Save | LED Lights | 0 | 0 | 0 | 47.6 | 1 | Honeywell | 2023-05-01 | redacted
Low Income - Power to Save | Faucet Aerators | 0 | 0 | 0.02 | 110.58 | 1 | Honeywell | 2023-05-01 | redacted
Low Income - Power to Save | Low Flow Showerhead | 0 | 0.04 | 0.1 | 504.08 | 1 | Honeywell | 2023-05-01 | redacted
Low Income - Power to Save | Weather Strip/Caulk | 0 | 0.25 | 0.09 | 503.3 | 1 | Honeywell | 2023-05-01 | redacted
Low Income - Power to Save | LED Lights | 0 | 0 | 0 | 47.6 | 1 | Honeywell | 2023-05-01 | redacted
Low Income - Power to Save | Faucet Aerators | 0 | 0 | 0.02 | 110.58 | 1 | Honeywell | 2023-05-01 | redacted
Low Income - Power to Save | Low Flow Showerhead | 0 | 0.04 | 0.1 | 504.08 | 1 | Honeywell | 2023-05-01 | redacted
Low Income - Power to Save | Weather Strip/Caulk | 0 | 0.25 | 0.09 | 503.3 | 1 | Honeywell | 2023-05-01 | redacted
Low Income - Power to Save | Outdoor Coil Cleaning | 0 | 0.1 | 0 | 275 | 1 | Honeywell | 2023-05-01 | redacted
Low Income - Power to Save | HVAC Inspection | 0 | 0.17 | 0 | 268.73 | 1 | Honeywell | 2023-05-01 | redacted
Low Income - Power to Save | LED Lights | 0 | 0 | 0 | 47.6 | 1 | Honeywell | 2023-05-01 | redacted
Low Income - Power to Save | Faucet Aerators | 0 | 0 | 0.02 | 110.58 | 1 | Honeywell | 2023-05-01 | redacted
Low Income - Power to Save | Low Flow Showerhead | 0 | 0.04 | 0.1 | 504.08 | 1 | Honeywell | 2023-05-01 | redacted
Low Income - Power to Save | Weather Strip/Caulk | 0 | 0.25 | 0.09 | 503.3 | 1 | Honeywell | 2023-05-01 | redacted
Low Income - Power to Save | Outdoor Coil Cleaning | 0 | 0.1 | 0 | 275 | 1 | Honeywell | 2023-05-01 | redacted
Low Income - Power to Save | LED Lights | 0 | 0 | 0 | 47.6 | 1 | Honeywell | 2023-05-01 | redacted
Low Income - Power to Save | Low Flow Showerhead | 0 | 0.04 | 0.1 | 504.08 | 1 | Honeywell | 2023-05-01 | redacted
Low Income - Power to Save | Weather Strip/Caulk | 0 | 0.25 | 0.09 | 503.3 | 1 | Honeywell | 2023-05-01 | redacted
Low Income - Power to Save | Outdoor Coil Cleaning | 0 | 0.1 | 0 | 275 | 1 | Honeywell | 2023-05-01 | redacted
Low Income - Power to Save | LED Lights | 0 | 0 | 0 | 47.6 | 1 | Honeywell | 2023-05-01 | redacted
Low Income - Power to Save | Low Flow Showerhead | 0 | 0.04 | 0.1 | 504.08 | 1 | Honeywell | 2023-05-01 | redacted
Low Income - Power to Save | Weather Strip/Caulk | 0 | 0.25 | 0.09 | 503.3 | 1 | Honeywell | 2023-05-01 | redacted
Low Income - Power to Save | Outdoor Coil Cleaning | 0 | 0.1 | 0 | 275 | 1 | Honeywell | 2023-05-01 | redacted
Low Income - Power to Save | LI - DUCT | 0 | 0.4 | 0.12 | 775.77 | 1 | Honeywell | 2023-05-01 | redacted
Low Income - Power to Save | HVAC Inspection | 0 | 0.17 | 0 | 268.73 | 1 | Honeywell | 2023-05-01 | redacted
Low Income - Power to Save | LED Lights | 0 | 0 | 0 | 47.6 | 1 | Honeywell | 2023-05-01 | redacted
Low Income - Power to Save | Pipe Wrap | 0 | 0.01 | 0.03 | 143.65 | 1 | Honeywell | 2023-05-01 | redacted
Low Income - Power to Save | Weather Strip/Caulk | 0 | 0.25 | 0.09 | 503.3 | 1 | Honeywell | 2023-05-01 | redacted
Low Income - Power to Save | Outdoor Coil Cleaning | 0 | 0.1 | 0 | 275 | 1 | Honeywell | 2023-05-01 | redacted
Low Income - Power to Save | LI - DUCT | 0 | 0.4 | 0.12 | 775.77 | 1 | Honeywell | 2023-05-01 | redacted
Low Income - Power to Save | HVAC Inspection | 0 | 0.17 | 0 | 268.73 | 1 | Honeywell | 2023-05-01 | redacted
Low Income - Power to Save | LED Lights | 0 | 0 | 0 | 47.6 | 1 | Honeywell | 2023-05-01 | redacted
Low Income - Power to Save | Faucet Aerators | 0 | 0 | 0.02 | 110.58 | 1 | Honeywell | 2023-05-01 | redacted
Low Income - Power to Save | Low Flow Showerhead | 0 | 0.04 | 0.1 | 504.08 | 1 | Honeywell | 2023-05-01 | redacted
Low Income - Power to Save | Weather Strip/Caulk | 0 | 0.25 | 0.09 | 503.3 | 1 | Honeywell | 2023-05-01 | redacted
Low Income - Power to Save | Outdoor Coil Cleaning | 0 | 0.1 | 0 | 275 | 1 | Honeywell | 2023-05-01 | redacted
Low Income - Power to Save | LED Lights | 0 | 0 | 0 | 47.6 | 1 | Honeywell | 2023-05-01 | redacted
Low Income - Power to Save | Faucet Aerators | 0 | 0 | 0.02 | 110.58 | 1 | Honeywell | 2023-05-01 | redacted
Low Income - Power to Save | Low Flow Showerhead | 0 | 0.04 | 0.1 | 504.08 | 1 | Honeywell | 2023-05-01 | redacted
Low Income - Power to Save | LED Lights | 0 | 0 | 0 | 47.6 | 1 | Honeywell | 2023-05-01 | redacted
Low Income - Power to Save | Faucet Aerators | 0 | 0 | 0.02 | 110.58 | 1 | Honeywell | 2023-05-01 | redacted
Low Income - Power to Save | Low Flow Showerhead | 0 | 0.04 | 0.1 | 504.08 | 1 | Honeywell | 2023-05-01 | redacted
Low Income - Power to Save | Weather Strip/Caulk | 0 | 0.25 | 0.09 | 503.3 | 1 | Honeywell | 2023-05-01 | redacted
Low Income - Power to Save | Outdoor Coil Cleaning | 0 | 0.1 | 0 | 275 | 1 | Honeywell | 2023-05-01 | redacted
Low Income - Power to Save | LI - DUCT | 0 | 0.4 | 0.12 | 775.77 | 1 | Honeywell | 2023-05-01 | redacted
Low Income - Power to Save | HVAC Inspection | 0 | 0.17 | 0 | 268.73 | 1 | Honeywell | 2023-05-01 | redacted
Low Income - Power to Save | LED Lights | 0 | 0 | 0 | 47.6 | 1 | Honeywell | 2023-05-01 | redacted
Low Income - Power to Save | Faucet Aerators | 0 | 0 | 0.02 | 110.58 | 1 | Honeywell | 2023-05-01 | redacted
Low Income - Power to Save | Low Flow Showerhead | 0 | 0.04 | 0.1 | 504.08 | 1 | Honeywell | 2023-05-01 | redacted
Low Income - Power to Save | Weather Strip/Caulk | 0 | 0.25 | 0.09 | 503.3 | 1 | Honeywell | 2023-05-01 | redacted
Low Income - Power to Save | Outdoor Coil Cleaning | 0 | 0.1 | 0 | 275 | 1 | Honeywell | 2023-05-01 | redacted
Low Income - Power to Save | LED Lights | 0 | 0 | 0 | 47.6 | 1 | Honeywell | 2023-05-01 | redacted
Low Income - Power to Save | Faucet Aerators | 0 | 0 | 0.02 | 110.58 | 1 | Honeywell | 2023-05-01 | redacted
Low Income - Power to Save | Low Flow Showerhead | 0 | 0.04 | 0.1 | 504.08 | 1 | Honeywell | 2023-05-01 | redacted
Low Income - Power to Save | Pipe Wrap | 0 | 0.01 | 0.03 | 143.65 | 1 | Honeywell | 2023-05-01 | redacted
Low Income - Power to Save | Weather Strip/Caulk | 0 | 0.25 | 0.09 | 503.3 | 1 | Honeywell | 2023-05-01 | redacted
Low Income - Power to Save | Outdoor Coil Cleaning | 0 | 0.1 | 0 | 275 | 1 | Honeywell | 2023-05-01 | redacted
Low Income - Power to Save | LI - DUCT | 0 | 0.4 | 0.12 | 775.77 | 1 | Honeywell | 2023-05-01 | redacted
Low Income - Power to Save | HVAC Inspection | 0 | 0.17 | 0 | 268.73 | 1 | Honeywell | 2023-05-01 | redacted
Low Income - Power to Save | LED Lights | 0 | 0 | 0 | 47.6 | 1 | Honeywell | 2023-05-01 | redacted
Low Income - Power to Save | Faucet Aerators | 0 | 0 | 0.02 | 110.58 | 1 | Honeywell | 2023-05-01 | redacted
Low Income - Power to Save | Low Flow Showerhead | 0 | 0.04 | 0.1 | 504.08 | 1 | Honeywell | 2023-05-01 | redacted
Low Income - Power to Save | Weather Strip/Caulk | 0 | 0.25 | 0.09 | 503.3 | 1 | Honeywell | 2023-05-01 | redacted
Low Income - Power to Save | Outdoor Coil Cleaning | 0 | 0.1 | 0 | 275 | 1 | Honeywell | 2023-05-01 | redacted
Low Income - Power to Save | LED Lights | 0 | 0 | 0 | 47.6 | 1 | Honeywell | 2023-05-01 | redacted
Low Income - Power to Save | Faucet Aerators | 0 | 0 | 0.02 | 110.58 | 1 | Honeywell | 2023-05-01 | redacted
Low Income - Power to Save | Weather Strip/Caulk | 0 | 0.25 | 0.09 | 503.3 | 1 | Honeywell | 2023-05-01 | redacted
Low Income - Power to Save | Outdoor Coil Cleaning | 0 | 0.1 | 0 | 275 | 1 | Honeywell | 2023-05-01 | redacted
Low Income - Power to Save | LI - DUCT | 0 | 0.4 | 0.12 | 775.77 | 1 | Honeywell | 2023-05-01 | redacted
Low Income - Power to Save | HVAC Inspection | 0 | 0.17 | 0 | 268.73 | 1 | Honeywell | 2023-05-01 | redacted
Low Income - Power to Save | LED Lights | 0 | 0 | 0 | 47.6 | 1 | Honeywell | 2023-05-01 | redacted
Low Income - Power to Save | Low Flow Showerhead | 0 | 0.04 | 0.1 | 504.08 | 1 | Honeywell | 2023-05-01 | redacted
Low Income - Power to Save | Weather Strip/Caulk | 0 | 0.25 | 0.09 | 503.3 | 1 | Honeywell | 2023-05-01 | redacted
Low Income - Power to Save | Outdoor Coil Cleaning | 0 | 0.1 | 0 | 275 | 1 | Honeywell | 2023-05-01 | redacted
Low Income - Power to Save | LED Lights | 0 | 0 | 0 | 47.6 | 1 | Honeywell | 2023-05-01 | redacted
Low Income - Power to Save | Low Flow Showerhead | 0 | 0.04 | 0.1 | 504.08 | 1 | Honeywell | 2023-05-01 | redacted
Low Income - Power to Save | Weather Strip/Caulk | 0 | 0.25 | 0.09 | 503.3 | 1 | Honeywell | 2023-05-01 | redacted
Low Income - Power to Save | Outdoor Coil Cleaning | 0 | 0.1 | 0 | 275 | 1 | Honeywell | 2023-05-01 | redacted
Low Income - Power to Save | LED Lights | 0 | 0 | 0 | 47.6 | 1 | Honeywell | 2023-05-01 | redacted
Low Income - Power to Save | Faucet Aerators | 0 | 0 | 0.02 | 110.58 | 1 | Honeywell | 2023-05-01 | redacted
Low Income - Power to Save | Weather Strip/Caulk | 0 | 0.25 | 0.09 | 503.3 | 1 | Honeywell | 2023-05-01 | redacted
Low Income - Power to Save | LED Lights | 0 | 0 | 0 | 47.6 | 1 | Honeywell | 2023-05-01 | redacted
Low Income - Power to Save | Faucet Aerators | 0 | 0 | 0.02 | 110.58 | 1 | Honeywell | 2023-05-01 | redacted
Low Income - Power to Save | Low Flow Showerhead | 0 | 0.04 | 0.1 | 504.08 | 1 | Honeywell | 2023-05-01 | redacted
Low Income - Power to Save | LED Lights | 0 | 0 | 0 | 47.6 | 1 | Honeywell | 2023-05-01 | redacted
Low Income - Power to Save | Faucet Aerators | 0 | 0 | 0.02 | 110.58 | 1 | Honeywell | 2023-05-01 | redacted
Low Income - Power to Save | Low Flow Showerhead | 0 | 0.04 | 0.1 | 504.08 | 1 | Honeywell | 2023-05-01 | redacted
Low Income - Power to Save | Outdoor Coil Cleaning | 0 | 0.1 | 0 | 275 | 1 | Honeywell | 2023-05-01 | redacted
Low Income - Power to Save | LED Lights | 0 | 0 | 0 | 47.6 | 1 | Honeywell | 2023-05-01 | redacted
Low Income - Power to Save | Low Flow Showerhead | 0 | 0.04 | 0.1 | 504.08 | 1 | Honeywell | 2023-05-01 | redacted
Low Income - Power to Save | Pipe Wrap | 0 | 0.01 | 0.03 | 143.65 | 1 | Honeywell | 2023-05-01 | redacted
Low Income - Power to Save | Weather Strip/Caulk | 0 | 0.25 | 0.09 | 503.3 | 1 | Honeywell | 2023-05-01 | redacted
Low Income - Power to Save | Outdoor Coil Cleaning | 0 | 0.1 | 0 | 275 | 1 | Honeywell | 2023-05-01 | redacted
Low Income - Power to Save | LI - DUCT | 0 | 0.4 | 0.12 | 775.77 | 1 | Honeywell | 2023-05-01 | redacted
Low Income - Power to Save | HVAC Inspection | 0 | 0.17 | 0 | 268.73 | 1 | Honeywell | 2023-05-01 | redacted
Low Income - Power to Save | LED Lights | 0 | 0 | 0 | 47.6 | 1 | Honeywell | 2023-05-01 | redacted
Low Income - Power to Save | Faucet Aerators | 0 | 0 | 0.02 | 110.58 | 1 | Honeywell | 2023-05-01 | redacted
Low Income - Power to Save | Low Flow Showerhead | 0 | 0.04 | 0.1 | 504.08 | 1 | Honeywell | 2023-05-01 | redacted
Low Income - Power to Save | Pipe Wrap | 0 | 0.01 | 0.03 | 143.65 | 1 | Honeywell | 2023-05-01 | redacted
Low Income - Power to Save | Weather Strip/Caulk | 0 | 0.25 | 0.09 | 503.3 | 1 | Honeywell | 2023-05-01 | redacted
Low Income - Power to Save | Outdoor Coil Cleaning | 0 | 0.1 | 0 | 275 | 1 | Honeywell | 2023-05-01 | redacted
Low Income - Power to Save | LI - DUCT | 0 | 0.4 | 0.12 | 775.77 | 1 | Honeywell | 2023-05-01 | redacted
Low Income - Power to Save | HVAC Inspection | 0 | 0.17 | 0 | 268.73 | 1 | Honeywell | 2023-05-01 | redacted
Low Income - Power to Save | LED Lights | 0 | 0 | 0 | 47.6 | 1 | Honeywell | 2023-05-01 | redacted
Low Income - Power to Save | Faucet Aerators | 0 | 0 | 0.02 | 110.58 | 1 | Honeywell | 2023-05-01 | redacted
Low Income - Power to Save | Weather Strip/Caulk | 0 | 0.25 | 0.09 | 503.3 | 1 | Honeywell | 2023-05-01 | redacted
Low Income - Power to Save | Outdoor Coil Cleaning | 0 | 0.1 | 0 | 275 | 1 | Honeywell | 2023-05-01 | redacted
Low Income - Power to Save | LED Lights | 0 | 0 | 0 | 47.6 | 1 | Honeywell | 2023-05-01 | redacted
Low Income - Power to Save | Faucet Aerators | 0 | 0 | 0.02 | 110.58 | 1 | Honeywell | 2023-05-01 | redacted
Low Income - Power to Save | Low Flow Showerhead | 0 | 0.04 | 0.1 | 504.08 | 1 | Honeywell | 2023-05-01 | redacted
Low Income - Power to Save | Pipe Wrap | 0 | 0.01 | 0.03 | 143.65 | 1 | Honeywell | 2023-05-01 | redacted
Low Income - Power to Save | Weather Strip/Caulk | 0 | 0.25 | 0.09 | 503.3 | 1 | Honeywell | 2023-05-01 | redacted
Low Income - Power to Save | Outdoor Coil Cleaning | 0 | 0.1 | 0 | 275 | 1 | Honeywell | 2023-05-01 | redacted
Low Income - Power to Save | LI - DUCT | 0 | 0.4 | 0.12 | 775.77 | 1 | Honeywell | 2023-05-01 | redacted
Low Income - Power to Save | HVAC Inspection | 0 | 0.17 | 0 | 268.73 | 1 | Honeywell | 2023-05-01 | redacted
Low Income - Power to Save | LED Lights | 0 | 0 | 0 | 47.6 | 1 | Honeywell | 2023-05-01 | redacted
Low Income - Power to Save | Low Flow Showerhead | 0 | 0.04 | 0.1 | 504.08 | 1 | Honeywell | 2023-05-01 | redacted
Low Income - Power to Save | Pipe Wrap | 0 | 0.01 | 0.03 | 143.65 | 1 | Honeywell | 2023-05-01 | redacted
Low Income - Power to Save | Outdoor Coil Cleaning | 0 | 0.1 | 0 | 275 | 1 | Honeywell | 2023-05-01 | redacted
Low Income - Power to Save | LI - DUCT | 0 | 0.4 | 0.12 | 775.77 | 1 | Honeywell | 2023-05-01 | redacted
Low Income - Power to Save | HVAC Inspection | 0 | 0.17 | 0 | 268.73 | 1 | Honeywell | 2023-05-01 | redacted
Low Income - Power to Save | LED Lights | 0 | 0 | 0 | 47.6 | 1 | Honeywell | 2023-05-01 | redacted
Low Income - Power to Save | Low Flow Showerhead | 0 | 0.04 | 0.1 | 504.08 | 1 | Honeywell | 2023-05-01 | redacted
Low Income - Power to Save | Pipe Wrap | 0 | 0.01 | 0.03 | 143.65 | 1 | Honeywell | 2023-05-01 | redacted
Low Income - Power to Save | Weather Strip/Caulk | 0 | 0.25 | 0.09 | 503.3 | 1 | Honeywell | 2023-05-01 | redacted
Low Income - Power to Save | Outdoor Coil Cleaning | 0 | 0.1 | 0 | 275 | 1 | Honeywell | 2023-05-01 | redacted
Low Income - Power to Save | LI - DUCT | 0 | 0.4 | 0.12 | 775.77 | 1 | Honeywell | 2023-05-01 | redacted
Low Income - Power to Save | HVAC Inspection | 0 | 0.17 | 0 | 268.73 | 1 | Honeywell | 2023-05-01 | redacted
Low Income - Power to Save | LED Lights | 0 | 0 | 0 | 47.6 | 1 | Honeywell | 2023-05-01 | redacted
Low Income - Power to Save | Weather Strip/Caulk | 0 | 0.25 | 0.09 | 503.3 | 1 | Honeywell | 2023-05-01 | redacted
Low Income - Power to Save | Outdoor Coil Cleaning | 0 | 0.1 | 0 | 275 | 1 | Honeywell | 2023-05-01 | redacted
Low Income - Power to Save | LED Lights | 0 | 0 | 0 | 47.6 | 1 | Honeywell | 2023-05-01 | redacted
Low Income - Power to Save | Faucet Aerators | 0 | 0 | 0.02 | 110.58 | 1 | Honeywell | 2023-05-01 | redacted
Low Income - Power to Save | Low Flow Showerhead | 0 | 0.04 | 0.1 | 504.08 | 1 | Honeywell | 2023-05-01 | redacted
Low Income - Power to Save | Pipe Wrap | 0 | 0.01 | 0.03 | 143.65 | 1 | Honeywell | 2023-05-01 | redacted
Low Income - Power to Save | Weather Strip/Caulk | 0 | 0.25 | 0.09 | 503.3 | 1 | Honeywell | 2023-05-01 | redacted
Low Income - Power to Save | Outdoor Coil Cleaning | 0 | 0.1 | 0 | 275 | 1 | Honeywell | 2023-05-01 | redacted
Low Income - Power to Save | LI - DUCT | 0 | 0.4 | 0.12 | 775.77 | 1 | Honeywell | 2023-05-01 | redacted
Low Income - Power to Save | HVAC Inspection | 0 | 0.17 | 0 | 268.73 | 1 | Honeywell | 2023-05-01 | redacted
Low Income - Power to Save | LED Lights | 0 | 0 | 0 | 47.6 | 1 | Honeywell | 2023-05-01 | redacted
Low Income - Power to Save | Faucet Aerators | 0 | 0 | 0.02 | 110.58 | 1 | Honeywell | 2023-05-01 | redacted
Low Income - Power to Save | Low Flow Showerhead | 0 | 0.04 | 0.1 | 504.08 | 1 | Honeywell | 2023-05-01 | redacted
Low Income - Power to Save | LED Lights | 0 | 0 | 0 | 47.6 | 1 | Honeywell | 2023-05-01 | redacted
Low Income - Power to Save | Faucet Aerators | 0 | 0 | 0.02 | 110.58 | 1 | Honeywell | 2023-05-01 | redacted
Low Income - Power to Save | Low Flow Showerhead | 0 | 0.04 | 0.1 | 504.08 | 1 | Honeywell | 2023-05-01 | redacted
Low Income - Power to Save | Pipe Wrap | 0 | 0.01 | 0.03 | 143.65 | 1 | Honeywell | 2023-05-01 | redacted
Low Income - Power to Save | Weather Strip/Caulk | 0 | 0.25 | 0.09 | 503.3 | 1 | Honeywell | 2023-05-01 | redacted
Low Income - Power to Save | LED Lights | 0 | 0 | 0 | 47.6 | 1 | Honeywell | 2023-05-01 | redacted
Low Income - Power to Save | Low Flow Showerhead | 0 | 0.04 | 0.1 | 504.08 | 1 | Honeywell | 2023-05-01 | redacted
Low Income - Power to Save | Weather Strip/Caulk | 0 | 0.25 | 0.09 | 503.3 | 1 | Honeywell | 2023-05-01 | redacted
Low Income - Power to Save | Outdoor Coil Cleaning | 0 | 0.1 | 0 | 275 | 1 | Honeywell | 2023-05-01 | redacted
Low Income - Power to Save | LI - DUCT | 0 | 0.4 | 0.12 | 775.77 | 1 | Honeywell | 2023-05-01 | redacted
Low Income - Power to Save | HVAC Inspection | 0 | 0.17 | 0 | 268.73 | 1 | Honeywell | 2023-05-01 | redacted
Low Income - Power to Save | LED Lights | 0 | 0 | 0 | 47.6 | 1 | Honeywell | 2023-05-01 | redacted
Low Income - Power to Save | Faucet Aerators | 0 | 0 | 0.02 | 110.58 | 1 | Honeywell | 2023-05-01 | redacted
Low Income - Power to Save | Low Flow Showerhead | 0 | 0.04 | 0.1 | 504.08 | 1 | Honeywell | 2023-05-01 | redacted
Low Income - Power to Save | Weather Strip/Caulk | 0 | 0.25 | 0.09 | 503.3 | 1 | Honeywell | 2023-05-01 | redacted
Low Income - Power to Save | Outdoor Coil Cleaning | 0 | 0.1 | 0 | 275 | 1 | Honeywell | 2023-05-01 | redacted
Low Income - Power to Save | LED Lights | 0 | 0 | 0 | 47.6 | 1 | Honeywell | 2023-05-01 | redacted
Low Income - Power to Save | Faucet Aerators | 0 | 0 | 0.02 | 110.58 | 1 | Honeywell | 2023-05-01 | redacted
Low Income - Power to Save | Low Flow Showerhead | 0 | 0.04 | 0.1 | 504.08 | 1 | Honeywell | 2023-05-01 | redacted
Low Income - Power to Save | Weather Strip/Caulk | 0 | 0.25 | 0.09 | 503.3 | 1 | Honeywell | 2023-05-01 | redacted
Low Income - Power to Save | LED Lights | 0 | 0 | 0 | 47.6 | 1 | Honeywell | 2023-05-01 | redacted
Low Income - Power to Save | Faucet Aerators | 0 | 0 | 0.02 | 110.58 | 1 | Honeywell | 2023-05-01 | redacted
Low Income - Power to Save | Low Flow Showerhead | 0 | 0.04 | 0.1 | 504.08 | 1 | Honeywell | 2023-05-01 | redacted
Low Income - Power to Save | LED Lights | 0 | 0 | 0 | 47.6 | 1 | Honeywell | 2023-05-01 | redacted
Low Income - Power to Save | Low Flow Showerhead | 0 | 0.04 | 0.1 | 504.08 | 1 | Honeywell | 2023-05-01 | redacted
Low Income - Power to Save | Weather Strip/Caulk | 0 | 0.25 | 0.09 | 503.3 | 1 | Honeywell | 2023-05-01 | redacted
Low Income - Power to Save | Outdoor Coil Cleaning | 0 | 0.1 | 0 | 275 | 1 | Honeywell | 2023-05-01 | redacted
Low Income - Power to Save | LED Lights | 0 | 0 | 0 | 47.6 | 1 | Honeywell | 2023-05-01 | redacted
Low Income - Power to Save | Faucet Aerators | 0 | 0 | 0.02 | 110.58 | 1 | Honeywell | 2023-05-01 | redacted
Low Income - Power to Save | Low Flow Showerhead | 0 | 0.04 | 0.1 | 504.08 | 1 | Honeywell | 2023-05-01 | redacted
Low Income - Power to Save | Weather Strip/Caulk | 0 | 0.25 | 0.09 | 503.3 | 1 | Honeywell | 2023-05-01 | redacted
Low Income - Power to Save | Outdoor Coil Cleaning | 0 | 0.1 | 0 | 275 | 1 | Honeywell | 2023-05-01 | redacted
Low Income - Power to Save | HVAC Inspection | 0 | 0.17 | 0 | 268.73 | 1 | Honeywell | 2023-05-01 | redacted
Low Income - Power to Save | LED Lights | 0 | 0 | 0 | 47.6 | 1 | Honeywell | 2023-05-01 | redacted
Low Income - Power to Save | Faucet Aerators | 0 | 0 | 0.02 | 110.58 | 1 | Honeywell | 2023-05-01 | redacted
Low Income - Power to Save | Pipe Wrap | 0 | 0.01 | 0.03 | 143.65 | 1 | Honeywell | 2023-05-01 | redacted
Low Income - Power to Save | Weather Strip/Caulk | 0 | 0.25 | 0.09 | 503.3 | 1 | Honeywell | 2023-05-01 | redacted
Low Income - Power to Save | LED Lights | 0 | 0 | 0 | 47.6 | 1 | Honeywell | 2023-05-01 | redacted
Low Income - Power to Save | Faucet Aerators | 0 | 0 | 0.02 | 110.58 | 1 | Honeywell | 2023-05-01 | redacted
Low Income - Power to Save | Low Flow Showerhead | 0 | 0.04 | 0.1 | 504.08 | 1 | Honeywell | 2023-05-01 | redacted
Low Income - Power to Save | Outdoor Coil Cleaning | 0 | 0.1 | 0 | 275 | 1 | Honeywell | 2023-05-01 | redacted
Low Income - Power to Save | LED Lights | 0 | 0 | 0 | 47.6 | 1 | Honeywell | 2023-05-01 | redacted
Low Income - Power to Save | Faucet Aerators | 0 | 0 | 0.02 | 110.58 | 1 | Honeywell | 2023-05-01 | redacted
Low Income - Power to Save | Weather Strip/Caulk | 0 | 0.25 | 0.09 | 503.3 | 1 | Honeywell | 2023-05-01 | redacted
Low Income - Power to Save | Outdoor Coil Cleaning | 0 | 0.1 | 0 | 275 | 1 | Honeywell | 2023-05-01 | redacted
Low Income - Power to Save | LI - DUCT | 0 | 0.4 | 0.12 | 775.77 | 1 | Honeywell | 2023-05-01 | redacted
Low Income - Power to Save | HVAC Inspection | 0 | 0.17 | 0 | 268.73 | 1 | Honeywell | 2023-05-01 | redacted
Low Income - Power to Save | LED Lights | 0 | 0 | 0 | 47.6 | 1 | Honeywell | 2023-05-01 | redacted
Low Income - Power to Save | Faucet Aerators | 0 | 0 | 0.02 | 110.58 | 1 | Honeywell | 2023-05-01 | redacted
Low Income - Power to Save | Weather Strip/Caulk | 0 | 0.25 | 0.09 | 503.3 | 1 | Honeywell | 2023-05-01 | redacted
Low Income - Power to Save | Outdoor Coil Cleaning | 0 | 0.1 | 0 | 275 | 1 | Honeywell | 2023-05-01 | redacted
Low Income - Power to Save | LI - DUCT | 0 | 0.4 | 0.12 | 775.77 | 1 | Honeywell | 2023-05-01 | redacted
Low Income - Power to Save | LED Lights | 0 | 0 | 0 | 47.6 | 1 | Honeywell | 2023-05-01 | redacted
Low Income - Power to Save | Weather Strip/Caulk | 0 | 0.25 | 0.09 | 503.3 | 1 | Honeywell | 2023-05-01 | redacted
Low Income - Power to Save | Outdoor Coil Cleaning | 0 | 0.1 | 0 | 275 | 1 | Honeywell | 2023-05-01 | redacted
Low Income - Power to Save | LED Lights | 0 | 0 | 0 | 47.6 | 1 | Honeywell | 2023-05-01 | redacted
Low Income - Power to Save | Faucet Aerators | 0 | 0 | 0.02 | 110.58 | 1 | Honeywell | 2023-05-01 | redacted
Low Income - Power to Save | Low Flow Showerhead | 0 | 0.04 | 0.1 | 504.08 | 1 | Honeywell | 2023-05-01 | redacted
Low Income - Power to Save | LED Lights | 0 | 0 | 0 | 47.6 | 1 | Honeywell | 2023-05-01 | redacted
Low Income - Power to Save | Faucet Aerators | 0 | 0 | 0.02 | 110.58 | 1 | Honeywell | 2023-05-01 | redacted
Low Income - Power to Save | Low Flow Showerhead | 0 | 0.04 | 0.1 | 504.08 | 1 | Honeywell | 2023-05-01 | redacted
Low Income - Power to Save | LED Lights | 0 | 0 | 0 | 47.6 | 1 | Honeywell | 2023-05-01 | redacted
Low Income - Power to Save | Faucet Aerators | 0 | 0 | 0.02 | 110.58 | 1 | Honeywell | 2023-05-01 | redacted
Low Income - Power to Save | Low Flow Showerhead | 0 | 0.04 | 0.1 | 504.08 | 1 | Honeywell | 2023-05-01 | redacted
Low Income - Power to Save | Weather Strip/Caulk | 0 | 0.25 | 0.09 | 503.3 | 1 | Honeywell | 2023-05-01 | redacted
Low Income - Power to Save | Outdoor Coil Cleaning | 0 | 0.1 | 0 | 275 | 1 | Honeywell | 2023-05-01 | redacted
Low Income - Power to Save | LI - DUCT | 0 | 0.4 | 0.12 | 775.77 | 1 | Honeywell | 2023-05-01 | redacted
Low Income - Power to Save | HVAC Inspection | 0 | 0.17 | 0 | 268.73 | 1 | Honeywell | 2023-05-01 | redacted
Low Income - Power to Save | LED Lights | 0 | 0 | 0 | 47.6 | 1 | Honeywell | 2023-05-01 | redacted
Low Income - Power to Save | Low Flow Showerhead | 0 | 0.04 | 0.1 | 504.08 | 1 | Honeywell | 2023-05-01 | redacted
Low Income - Power to Save | LED Lights | 0 | 0 | 0 | 47.6 | 1 | Honeywell | 2023-05-01 | redacted
Low Income - Power to Save | Faucet Aerators | 0 | 0 | 0.02 | 110.58 | 1 | Honeywell | 2023-05-01 | redacted
Low Income - Power to Save | Low Flow Showerhead | 0 | 0.04 | 0.1 | 504.08 | 1 | Honeywell | 2023-05-01 | redacted
Low Income - Power to Save | Weather Strip/Caulk | 0 | 0.25 | 0.09 | 503.3 | 1 | Honeywell | 2023-05-01 | redacted
Low Income - Power to Save | LED Lights | 0 | 0 | 0 | 47.6 | 1 | Honeywell | 2023-05-01 | redacted
Low Income - Power to Save | Faucet Aerators | 0 | 0 | 0.02 | 110.58 | 1 | Honeywell | 2023-05-01 | redacted
Low Income - Power to Save | Low Flow Showerhead | 0 | 0.04 | 0.1 | 504.08 | 1 | Honeywell | 2023-05-01 | redacted
Low Income - Power to Save | Weather Strip/Caulk | 0 | 0.25 | 0.09 | 503.3 | 1 | Honeywell | 2023-05-01 | redacted
Low Income - Power to Save | LED Lights | 0 | 0 | 0 | 47.6 | 1 | Honeywell | 2023-05-01 | redacted
Low Income - Power to Save | Faucet Aerators | 0 | 0 | 0.02 | 110.58 | 1 | Honeywell | 2023-05-01 | redacted
Low Income - Power to Save | Low Flow Showerhead | 0 | 0.04 | 0.1 | 504.08 | 1 | Honeywell | 2023-05-01 | redacted
Low Income - Power to Save | Weather Strip/Caulk | 0 | 0.25 | 0.09 | 503.3 | 1 | Honeywell | 2023-05-01 | redacted
Low Income - Power to Save | Outdoor Coil Cleaning | 0 | 0.1 | 0 | 275 | 1 | Honeywell | 2023-05-01 | redacted
Low Income - Power to Save | LED Lights | 0 | 0 | 0 | 47.6 | 1 | Honeywell | 2023-05-01 | redacted
Low Income - Power to Save | Faucet Aerators | 0 | 0 | 0.02 | 110.58 | 1 | Honeywell | 2023-05-01 | redacted
Low Income - Power to Save | Low Flow Showerhead | 0 | 0.04 | 0.1 | 504.08 | 1 | Honeywell | 2023-05-01 | redacted
Low Income - Power to Save | Weather Strip/Caulk | 0 | 0.25 | 0.09 | 503.3 | 1 | Honeywell | 2023-05-01 | redacted
Low Income - Power to Save | LED Lights | 0 | 0 | 0 | 47.6 | 1 | Honeywell | 2023-05-01 | redacted
Low Income - Power to Save | Faucet Aerators | 0 | 0 | 0.02 | 110.58 | 1 | Honeywell | 2023-05-01 | redacted
Low Income - Power to Save | Low Flow Showerhead | 0 | 0.04 | 0.1 | 504.08 | 1 | Honeywell | 2023-05-01 | redacted
Low Income - Power to Save | LED Lights | 0 | 0 | 0 | 47.6 | 1 | Honeywell | 2023-05-01 | redacted
Low Income - Power to Save | Faucet Aerators | 0 | 0 | 0.02 | 110.58 | 1 | Honeywell | 2023-05-01 | redacted
Low Income - Power to Save | Low Flow Showerhead | 0 | 0.04 | 0.1 | 504.08 | 1 | Honeywell | 2023-05-01 | redacted
Low Income - Power to Save | Weather Strip/Caulk | 0 | 0.25 | 0.09 | 503.3 | 1 | Honeywell | 2023-05-01 | redacted
Low Income - Power to Save | Outdoor Coil Cleaning | 0 | 0.1 | 0 | 275 | 1 | Honeywell | 2023-05-01 | redacted
Low Income - Power to Save | LI - DUCT | 0 | 0.4 | 0.12 | 775.77 | 1 | Honeywell | 2023-05-01 | redacted
Low Income - Power to Save | HVAC Inspection | 0 | 0.17 | 0 | 268.73 | 1 | Honeywell | 2023-05-01 | redacted
Low Income - Power to Save | LED Lights | 0 | 0 | 0 | 47.6 | 1 | Honeywell | 2023-05-01 | redacted
Low Income - Power to Save | Faucet Aerators | 0 | 0 | 0.02 | 110.58 | 1 | Honeywell | 2023-05-01 | redacted
Low Income - Power to Save | Low Flow Showerhead | 0 | 0.04 | 0.1 | 504.08 | 1 | Honeywell | 2023-05-01 | redacted
Low Income - Power to Save | LED Lights | 0 | 0 | 0 | 47.6 | 1 | Honeywell | 2023-05-01 | redacted
Low Income - Power to Save | Low Flow Showerhead | 0 | 0.04 | 0.1 | 504.08 | 1 | Honeywell | 2023-05-01 | redacted
Low Income - Power to Save | Weather Strip/Caulk | 0 | 0.25 | 0.09 | 503.3 | 1 | Honeywell | 2023-05-01 | redacted
Low Income - Power to Save | Outdoor Coil Cleaning | 0 | 0.1 | 0 | 275 | 1 | Honeywell | 2023-05-01 | redacted
Low Income - Power to Save | LI - DUCT | 0 | 0.4 | 0.12 | 775.77 | 1 | Honeywell | 2023-05-01 | redacted
Low Income - Power to Save | HVAC Inspection | 0 | 0.17 | 0 | 268.73 | 1 | Honeywell | 2023-05-01 | redacted
Low Income - Power to Save | LED Lights | 0 | 0 | 0 | 47.6 | 1 | Honeywell | 2023-05-01 | redacted
Low Income - Power to Save | Faucet Aerators | 0 | 0 | 0.02 | 110.58 | 1 | Honeywell | 2023-05-01 | redacted
Low Income - Power to Save | Low Flow Showerhead | 0 | 0.04 | 0.1 | 504.08 | 1 | Honeywell | 2023-05-01 | redacted
Low Income - Power to Save | Weather Strip/Caulk | 0 | 0.25 | 0.09 | 503.3 | 1 | Honeywell | 2023-05-01 | redacted
Low Income - Power to Save | Outdoor Coil Cleaning | 0 | 0.1 | 0 | 275 | 1 | Honeywell | 2023-05-01 | redacted
Low Income - Power to Save | LI - DUCT | 0 | 0.4 | 0.12 | 775.77 | 1 | Honeywell | 2023-05-01 | redacted
Low Income - Power to Save | HVAC Inspection | 0 | 0.17 | 0 | 268.73 | 1 | Honeywell | 2023-05-01 | redacted
Low Income - Power to Save | LED Lights | 0 | 0 | 0 | 47.6 | 1 | Honeywell | 2023-05-01 | redacted
Low Income - Power to Save | Faucet Aerators | 0 | 0 | 0.02 | 110.58 | 1 | Honeywell | 2023-05-01 | redacted
Low Income - Power to Save | Low Flow Showerhead | 0 | 0.04 | 0.1 | 504.08 | 1 | Honeywell | 2023-05-01 | redacted
Low Income - Power to Save | Pipe Wrap | 0 | 0.01 | 0.03 | 143.65 | 1 | Honeywell | 2023-05-01 | redacted
Low Income - Power to Save | Weather Strip/Caulk | 0 | 0.25 | 0.09 | 503.3 | 1 | Honeywell | 2023-05-01 | redacted
Low Income - Power to Save | Outdoor Coil Cleaning | 0 | 0.1 | 0 | 275 | 1 | Honeywell | 2023-05-01 | redacted
Low Income - Power to Save | LI - DUCT | 0 | 0.4 | 0.12 | 775.77 | 1 | Honeywell | 2023-05-01 | redacted
Low Income - Power to Save | HVAC Inspection | 0 | 0.17 | 0 | 268.73 | 1 | Honeywell | 2023-05-01 | redacted
Low Income - Power to Save | LED Lights | 0 | 0 | 0 | 47.6 | 1 | Honeywell | 2023-05-01 | redacted
Low Income - Power to Save | Faucet Aerators | 0 | 0 | 0.02 | 110.58 | 1 | Honeywell | 2023-05-01 | redacted
Low Income - Power to Save | Weather Strip/Caulk | 0 | 0.25 | 0.09 | 503.3 | 1 | Honeywell | 2023-05-01 | redacted
Low Income - Power to Save | Outdoor Coil Cleaning | 0 | 0.1 | 0 | 275 | 1 | Honeywell | 2023-05-01 | redacted
Low Income - Power to Save | LI - DUCT | 0 | 0.4 | 0.12 | 775.77 | 1 | Honeywell | 2023-05-01 | redacted
Low Income - Power to Save | HVAC Inspection | 0 | 0.17 | 0 | 268.73 | 1 | Honeywell | 2023-05-01 | redacted
Low Income - Power to Save | LED Lights | 0 | 0 | 0 | 47.6 | 1 | Honeywell | 2023-05-01 | redacted
Low Income - Power to Save | Faucet Aerators | 0 | 0 | 0.02 | 110.58 | 1 | Honeywell | 2023-05-01 | redacted
Low Income - Power to Save | Low Flow Showerhead | 0 | 0.04 | 0.1 | 504.08 | 1 | Honeywell | 2023-05-01 | redacted
Low Income - Power to Save | Pipe Wrap | 0 | 0.01 | 0.03 | 143.65 | 1 | Honeywell | 2023-05-01 | redacted
Low Income - Power to Save | Weather Strip/Caulk | 0 | 0.25 | 0.09 | 503.3 | 1 | Honeywell | 2023-05-01 | redacted
Low Income - Power to Save | Outdoor Coil Cleaning | 0 | 0.1 | 0 | 275 | 1 | Honeywell | 2023-05-01 | redacted
Low Income - Power to Save | LI - DUCT | 0 | 0.4 | 0.12 | 775.77 | 1 | Honeywell | 2023-05-01 | redacted
Low Income - Power to Save | LED Lights | 0 | 0 | 0 | 47.6 | 1 | Honeywell | 2023-05-01 | redacted
Low Income - Power to Save | Low Flow Showerhead | 0 | 0.04 | 0.1 | 504.08 | 1 | Honeywell | 2023-05-01 | redacted
Low Income - Power to Save | Weather Strip/Caulk | 0 | 0.25 | 0.09 | 503.3 | 1 | Honeywell | 2023-05-01 | redacted
Low Income - Power to Save | Outdoor Coil Cleaning | 0 | 0.1 | 0 | 275 | 1 | Honeywell | 2023-05-01 | redacted
Low Income - Power to Save | HVAC Inspection | 0 | 0.17 | 0 | 268.73 | 1 | Honeywell | 2023-05-01 | redacted
Low Income - Power to Save | LED Lights | 0 | 0 | 0 | 47.6 | 1 | Honeywell | 2023-05-01 | redacted
Low Income - Power to Save | Faucet Aerators | 0 | 0 | 0.02 | 110.58 | 1 | Honeywell | 2023-05-01 | redacted
Low Income - Power to Save | Low Flow Showerhead | 0 | 0.04 | 0.1 | 504.08 | 1 | Honeywell | 2023-05-01 | redacted
Low Income - Power to Save | LED Lights | 0 | 0 | 0 | 47.6 | 1 | Honeywell | 2023-05-01 | redacted
Low Income - Power to Save | Faucet Aerators | 0 | 0 | 0.02 | 110.58 | 1 | Honeywell | 2023-05-01 | redacted
Low Income - Power to Save | Low Flow Showerhead | 0 | 0.04 | 0.1 | 504.08 | 1 | Honeywell | 2023-05-01 | redacted
Low Income - Power to Save | Weather Strip/Caulk | 0 | 0.25 | 0.09 | 503.3 | 1 | Honeywell | 2023-05-01 | redacted
Low Income - Power to Save | Outdoor Coil Cleaning | 0 | 0.1 | 0 | 275 | 1 | Honeywell | 2023-05-01 | redacted
Low Income - Power to Save | LI - DUCT | 0 | 0.4 | 0.12 | 775.77 | 1 | Honeywell | 2023-05-01 | redacted
Low Income - Power to Save | HVAC Inspection | 0 | 0.17 | 0 | 268.73 | 1 | Honeywell | 2023-05-01 | redacted
Low Income - Power to Save | LED Lights | 0 | 0 | 0 | 47.6 | 1 | Honeywell | 2023-05-01 | redacted
Low Income - Power to Save | Faucet Aerators | 0 | 0 | 0.02 | 110.58 | 1 | Honeywell | 2023-05-01 | redacted
Low Income - Power to Save | Low Flow Showerhead | 0 | 0.04 | 0.1 | 504.08 | 1 | Honeywell | 2023-05-01 | redacted
Low Income - Power to Save | Pipe Wrap | 0 | 0.01 | 0.03 | 143.65 | 1 | Honeywell | 2023-05-01 | redacted
Low Income - Power to Save | Outdoor Coil Cleaning | 0 | 0.1 | 0 | 275 | 1 | Honeywell | 2023-05-01 | redacted
Low Income - Power to Save | LI - DUCT | 0 | 0.4 | 0.12 | 775.77 | 1 | Honeywell | 2023-05-01 | redacted
Low Income - Power to Save | HVAC Inspection | 0 | 0.17 | 0 | 268.73 | 1 | Honeywell | 2023-05-01 | redacted
Low Income - Power to Save | LED Lights | 0 | 0 | 0 | 47.6 | 1 | Honeywell | 2023-05-01 | redacted
Low Income - Power to Save | Faucet Aerators | 0 | 0 | 0.02 | 110.58 | 1 | Honeywell | 2023-05-01 | redacted
Low Income - Power to Save | Low Flow Showerhead | 0 | 0.04 | 0.1 | 504.08 | 1 | Honeywell | 2023-05-01 | redacted
Low Income - Power to Save | Pipe Wrap | 0 | 0.01 | 0.03 | 143.65 | 1 | Honeywell | 2023-05-01 | redacted
Low Income - Power to Save | Weather Strip/Caulk | 0 | 0.25 | 0.09 | 503.3 | 1 | Honeywell | 2023-05-01 | redacted
Low Income - Power to Save | Outdoor Coil Cleaning | 0 | 0.1 | 0 | 275 | 1 | Honeywell | 2023-05-01 | redacted
Low Income - Power to Save | LI - DUCT | 0 | 0.4 | 0.12 | 775.77 | 1 | Honeywell | 2023-05-01 | redacted
Low Income - Power to Save | HVAC Inspection | 0 | 0.17 | 0 | 268.73 | 1 | Honeywell | 2023-05-01 | redacted
Low Income - Power to Save | LED Lights | 0 | 0 | 0 | 47.6 | 1 | Honeywell | 2023-05-01 | redacted
Low Income - Power to Save | Faucet Aerators | 0 | 0 | 0.02 | 110.58 | 1 | Honeywell | 2023-05-01 | redacted
Low Income - Power to Save | Low Flow Showerhead | 0 | 0.04 | 0.1 | 504.08 | 1 | Honeywell | 2023-05-01 | redacted
Low Income - Power to Save | Outdoor Coil Cleaning | 0 | 0.1 | 0 | 275 | 1 | Honeywell | 2023-05-01 | redacted
Low Income - Power to Save | LED Lights | 0 | 0 | 0 | 47.6 | 1 | Honeywell | 2023-05-01 | redacted
Low Income - Power to Save | Faucet Aerators | 0 | 0 | 0.02 | 110.58 | 1 | Honeywell | 2023-05-01 | redacted
Low Income - Power to Save | Low Flow Showerhead | 0 | 0.04 | 0.1 | 504.08 | 1 | Honeywell | 2023-05-01 | redacted
Low Income - Power to Save | Weather Strip/Caulk | 0 | 0.25 | 0.09 | 503.3 | 1 | Honeywell | 2023-05-01 | redacted
Low Income - Power to Save | Outdoor Coil Cleaning | 0 | 0.1 | 0 | 275 | 1 | Honeywell | 2023-05-01 | redacted
Low Income - Power to Save | LI - DUCT | 0 | 0.4 | 0.12 | 775.77 | 1 | Honeywell | 2023-05-01 | redacted
Low Income - Power to Save | HVAC Inspection | 0 | 0.17 | 0 | 268.73 | 1 | Honeywell | 2023-05-01 | redacted
Low Income - Power to Save | LED Lights | 0 | 0 | 0 | 47.6 | 1 | Honeywell | 2023-05-01 | redacted
Low Income - Power to Save | Low Flow Showerhead | 0 | 0.04 | 0.1 | 504.08 | 1 | Honeywell | 2023-05-01 | redacted
Low Income - Power to Save | Pipe Wrap | 0 | 0.01 | 0.03 | 143.65 | 1 | Honeywell | 2023-05-01 | redacted
Low Income - Power to Save | Weather Strip/Caulk | 0 | 0.25 | 0.09 | 503.3 | 1 | Honeywell | 2023-05-01 | redacted
Low Income - Power to Save | Outdoor Coil Cleaning | 0 | 0.1 | 0 | 275 | 1 | Honeywell | 2023-05-01 | redacted
Low Income - Power to Save | LI - DUCT | 0 | 0.4 | 0.12 | 775.77 | 1 | Honeywell | 2023-05-01 | redacted
Low Income - Power to Save | HVAC Inspection | 0 | 0.17 | 0 | 268.73 | 1 | Honeywell | 2023-05-01 | redacted
Low Income - Power to Save | LED Lights | 0 | 0 | 0 | 47.6 | 1 | Honeywell | 2023-05-01 | redacted
Low Income - Power to Save | Faucet Aerators | 0 | 0 | 0.02 | 110.58 | 1 | Honeywell | 2023-05-01 | redacted
Low Income - Power to Save | Low Flow Showerhead | 0 | 0.04 | 0.1 | 504.08 | 1 | Honeywell | 2023-05-01 | redacted
Low Income - Power to Save | Pipe Wrap | 0 | 0.01 | 0.03 | 143.65 | 1 | Honeywell | 2023-05-01 | redacted
Low Income - Power to Save | Weather Strip/Caulk | 0 | 0.25 | 0.09 | 503.3 | 1 | Honeywell | 2023-05-01 | redacted
Low Income - Power to Save | Outdoor Coil Cleaning | 0 | 0.1 | 0 | 275 | 1 | Honeywell | 2023-05-01 | redacted
Low Income - Power to Save | LI - DUCT | 0 | 0.4 | 0.12 | 775.77 | 1 | Honeywell | 2023-05-01 | redacted
Low Income - Power to Save | HVAC Inspection | 0 | 0.17 | 0 | 268.73 | 1 | Honeywell | 2023-05-01 | redacted
Low Income - Power to Save | LED Lights | 0 | 0 | 0 | 47.6 | 1 | Honeywell | 2023-05-01 | redacted
Low Income - Power to Save | Faucet Aerators | 0 | 0 | 0.02 | 110.58 | 1 | Honeywell | 2023-05-01 | redacted
Low Income - Power to Save | Low Flow Showerhead | 0 | 0.04 | 0.1 | 504.08 | 1 | Honeywell | 2023-05-01 | redacted
Low Income - Power to Save | LED Lights | 0 | 0 | 0 | 47.6 | 1 | Honeywell | 2023-05-01 | redacted
Low Income - Power to Save | Faucet Aerators | 0 | 0 | 0.02 | 110.58 | 1 | Honeywell | 2023-05-01 | redacted
Low Income - Power to Save | Low Flow Showerhead | 0 | 0.04 | 0.1 | 504.08 | 1 | Honeywell | 2023-05-01 | redacted
Low Income - Power to Save | Pipe Wrap | 0 | 0.01 | 0.03 | 143.65 | 1 | Honeywell | 2023-05-01 | redacted
Low Income - Power to Save | Weather Strip/Caulk | 0 | 0.25 | 0.09 | 503.3 | 1 | Honeywell | 2023-05-01 | redacted
Low Income - Power to Save | Outdoor Coil Cleaning | 0 | 0.1 | 0 | 275 | 1 | Honeywell | 2023-05-01 | redacted
Low Income - Power to Save | HVAC Inspection | 0 | 0.17 | 0 | 268.73 | 1 | Honeywell | 2023-05-01 | redacted
Low Income - Power to Save | LED Lights | 0 | 0 | 0 | 47.6 | 1 | Honeywell | 2023-05-01 | redacted
Low Income - Power to Save | Faucet Aerators | 0 | 0 | 0.02 | 110.58 | 1 | Honeywell | 2023-05-01 | redacted
Low Income - Power to Save | Low Flow Showerhead | 0 | 0.04 | 0.1 | 504.08 | 1 | Honeywell | 2023-05-01 | redacted
Low Income - Power to Save | Outdoor Coil Cleaning | 0 | 0.1 | 0 | 275 | 1 | Honeywell | 2023-05-01 | redacted
Low Income - Power to Save | LED Lights | 0 | 0 | 0 | 47.6 | 1 | Honeywell | 2023-05-01 | redacted
Low Income - Power to Save | Low Flow Showerhead | 0 | 0.04 | 0.1 | 504.08 | 1 | Honeywell | 2023-05-01 | redacted
Low Income - Power to Save | Weather Strip/Caulk | 0 | 0.25 | 0.09 | 503.3 | 1 | Honeywell | 2023-05-01 | redacted
Low Income - Power to Save | Outdoor Coil Cleaning | 0 | 0.1 | 0 | 275 | 1 | Honeywell | 2023-05-01 | redacted
Low Income - Power to Save | LED Lights | 0 | 0 | 0 | 47.6 | 1 | Honeywell | 2023-05-01 | redacted
Low Income - Power to Save | Pipe Wrap | 0 | 0.01 | 0.03 | 143.65 | 1 | Honeywell | 2023-05-01 | redacted
Low Income - Power to Save | Weather Strip/Caulk | 0 | 0.25 | 0.09 | 503.3 | 1 | Honeywell | 2023-05-01 | redacted
Low Income - Power to Save | Outdoor Coil Cleaning | 0 | 0.1 | 0 | 275 | 1 | Honeywell | 2023-05-01 | redacted
Low Income - Power to Save | LI - DUCT | 0 | 0.4 | 0.12 | 775.77 | 1 | Honeywell | 2023-05-01 | redacted
Low Income - Power to Save | HVAC Inspection | 0 | 0.17 | 0 | 268.73 | 1 | Honeywell | 2023-05-01 | redacted
Low Income - Power to Save | LED Lights | 0 | 0 | 0 | 47.6 | 1 | Honeywell | 2023-05-01 | redacted
Low Income - Power to Save | Faucet Aerators | 0 | 0 | 0.02 | 110.58 | 1 | Honeywell | 2023-05-01 | redacted
Low Income - Power to Save | Low Flow Showerhead | 0 | 0.04 | 0.1 | 504.08 | 1 | Honeywell | 2023-05-01 | redacted
Low Income - Power to Save | Weather Strip/Caulk | 0 | 0.25 | 0.09 | 503.3 | 1 | Honeywell | 2023-05-01 | redacted
Low Income - Power to Save | Outdoor Coil Cleaning | 0 | 0.1 | 0 | 275 | 1 | Honeywell | 2023-05-01 | redacted
Low Income - Power to Save | LI - DUCT | 0 | 0.4 | 0.12 | 775.77 | 1 | Honeywell | 2023-05-01 | redacted
Low Income - Power to Save | HVAC Inspection | 0 | 0.17 | 0 | 268.73 | 1 | Honeywell | 2023-05-01 | redacted
Low Income - Power to Save | LED Lights | 0 | 0 | 0 | 47.6 | 1 | Honeywell | 2023-05-01 | redacted
Low Income - Power to Save | Faucet Aerators | 0 | 0 | 0.02 | 110.58 | 1 | Honeywell | 2023-05-01 | redacted
Low Income - Power to Save | Low Flow Showerhead | 0 | 0.04 | 0.1 | 504.08 | 1 | Honeywell | 2023-05-01 | redacted
Low Income - Power to Save | Weather Strip/Caulk | 0 | 0.25 | 0.09 | 503.3 | 1 | Honeywell | 2023-05-01 | redacted
Low Income - Power to Save | Outdoor Coil Cleaning | 0 | 0.1 | 0 | 275 | 1 | Honeywell | 2023-05-01 | redacted
Low Income - Power to Save | LI - DUCT | 0 | 0.4 | 0.12 | 775.77 | 1 | Honeywell | 2023-05-01 | redacted
Low Income - Power to Save | HVAC Inspection | 0 | 0.17 | 0 | 268.73 | 1 | Honeywell | 2023-05-01 | redacted
Low Income - Power to Save | LED Lights | 0 | 0 | 0 | 47.6 | 1 | Honeywell | 2023-05-01 | redacted
Low Income - Power to Save | Low Flow Showerhead | 0 | 0.04 | 0.1 | 504.08 | 1 | Honeywell | 2023-05-01 | redacted
Low Income - Power to Save | Weather Strip/Caulk | 0 | 0.25 | 0.09 | 503.3 | 1 | Honeywell | 2023-05-01 | redacted
Low Income - Power to Save | LED Lights | 0 | 0 | 0 | 47.6 | 1 | Honeywell | 2023-05-01 | redacted
Low Income - Power to Save | Low Flow Showerhead | 0 | 0.04 | 0.1 | 504.08 | 1 | Honeywell | 2023-05-01 | redacted
Low Income - Power to Save | Weather Strip/Caulk | 0 | 0.25 | 0.09 | 503.3 | 1 | Honeywell | 2023-05-01 | redacted
Low Income - Power to Save | Outdoor Coil Cleaning | 0 | 0.1 | 0 | 275 | 1 | Honeywell | 2023-05-01 | redacted
Low Income - Power to Save | LED Lights | 0 | 0 | 0 | 47.6 | 1 | Honeywell | 2023-05-01 | redacted
Low Income - Power to Save | Low Flow Showerhead | 0 | 0.04 | 0.1 | 504.08 | 1 | Honeywell | 2023-05-01 | redacted
Low Income - Power to Save | Weather Strip/Caulk | 0 | 0.25 | 0.09 | 503.3 | 1 | Honeywell | 2023-05-01 | redacted
Low Income - Power to Save | LED Lights | 0 | 0 | 0 | 47.6 | 1 | Honeywell | 2023-05-01 | redacted
Low Income - Power to Save | Faucet Aerators | 0 | 0 | 0.02 | 110.58 | 1 | Honeywell | 2023-05-01 | redacted
Low Income - Power to Save | Low Flow Showerhead | 0 | 0.04 | 0.1 | 504.08 | 1 | Honeywell | 2023-05-01 | redacted
Low Income - Power to Save | LED Lights | 0 | 0 | 0 | 47.6 | 1 | Honeywell | 2023-04-01 | redacted
Low Income - Power to Save | Low Flow Showerhead | 0 | 0.04 | 0.1 | 504.08 | 1 | Honeywell | 2023-04-01 | redacted
Low Income - Power to Save | Weather Strip/Caulk | 0 | 0.25 | 0.09 | 503.3 | 1 | Honeywell | 2023-04-01 | redacted
Low Income - Power to Save | Outdoor Coil Cleaning | 0 | 0.1 | 0 | 275 | 1 | Honeywell | 2023-04-01 | redacted
Low Income - Power to Save | LI - DUCT | 0 | 0.4 | 0.12 | 775.77 | 1 | Honeywell | 2023-04-01 | redacted
Low Income - Power to Save | HVAC Inspection | 0 | 0.17 | 0 | 268.73 | 1 | Honeywell | 2023-04-01 | redacted
Low Income - Power to Save | LED Lights | 0 | 0 | 0 | 47.6 | 1 | Honeywell | 2023-04-01 | redacted
Low Income - Power to Save | Faucet Aerators | 0 | 0 | 0.02 | 110.58 | 1 | Honeywell | 2023-04-01 | redacted
Low Income - Power to Save | Low Flow Showerhead | 0 | 0.04 | 0.1 | 504.08 | 1 | Honeywell | 2023-04-01 | redacted
Low Income - Power to Save | Weather Strip/Caulk | 0 | 0.25 | 0.09 | 503.3 | 1 | Honeywell | 2023-04-01 | redacted
Low Income - Power to Save | Outdoor Coil Cleaning | 0 | 0.1 | 0 | 275 | 1 | Honeywell | 2023-04-01 | redacted
Low Income - Power to Save | LI - DUCT | 0 | 0.4 | 0.12 | 775.77 | 1 | Honeywell | 2023-04-01 | redacted
Low Income - Power to Save | HVAC Inspection | 0 | 0.17 | 0 | 268.73 | 1 | Honeywell | 2023-04-01 | redacted
Low Income - Power to Save | LED Lights | 0 | 0 | 0 | 47.6 | 1 | Honeywell | 2023-04-01 | redacted
Low Income - Power to Save | Weather Strip/Caulk | 0 | 0.25 | 0.09 | 503.3 | 1 | Honeywell | 2023-04-01 | redacted
Low Income - Power to Save | Outdoor Coil Cleaning | 0 | 0.1 | 0 | 275 | 1 | Honeywell | 2023-04-01 | redacted
Low Income - Power to Save | LI - DUCT | 0 | 0.4 | 0.12 | 775.77 | 1 | Honeywell | 2023-04-01 | redacted
Low Income - Power to Save | HVAC Inspection | 0 | 0.17 | 0 | 268.73 | 1 | Honeywell | 2023-04-01 | redacted
Low Income - Power to Save | LED Lights | 0 | 0 | 0 | 47.6 | 1 | Honeywell | 2023-04-01 | redacted
Low Income - Power to Save | Faucet Aerators | 0 | 0 | 0.02 | 110.58 | 1 | Honeywell | 2023-04-01 | redacted
Low Income - Power to Save | Low Flow Showerhead | 0 | 0.04 | 0.1 | 504.08 | 1 | Honeywell | 2023-04-01 | redacted
Low Income - Power to Save | Weather Strip/Caulk | 0 | 0.25 | 0.09 | 503.3 | 1 | Honeywell | 2023-04-01 | redacted
Low Income - Power to Save | Outdoor Coil Cleaning | 0 | 0.1 | 0 | 275 | 1 | Honeywell | 2023-04-01 | redacted
Low Income - Power to Save | LI - DUCT | 0 | 0.4 | 0.12 | 775.77 | 1 | Honeywell | 2023-04-01 | redacted
Low Income - Power to Save | HVAC Inspection | 0 | 0.17 | 0 | 268.73 | 1 | Honeywell | 2023-04-01 | redacted
Low Income - Power to Save | LED Lights | 0 | 0 | 0 | 47.6 | 1 | Honeywell | 2023-04-01 | redacted
Low Income - Power to Save | Faucet Aerators | 0 | 0 | 0.02 | 110.58 | 1 | Honeywell | 2023-04-01 | redacted
Low Income - Power to Save | Low Flow Showerhead | 0 | 0.04 | 0.1 | 504.08 | 1 | Honeywell | 2023-04-01 | redacted
Low Income - Power to Save | Pipe Wrap | 0 | 0.01 | 0.03 | 143.65 | 1 | Honeywell | 2023-04-01 | redacted
Low Income - Power to Save | Outdoor Coil Cleaning | 0 | 0.1 | 0 | 275 | 1 | Honeywell | 2023-04-01 | redacted
Low Income - Power to Save | LI - DUCT | 0 | 0.4 | 0.12 | 775.77 | 1 | Honeywell | 2023-04-01 | redacted
Low Income - Power to Save | HVAC Inspection | 0 | 0.17 | 0 | 268.73 | 1 | Honeywell | 2023-04-01 | redacted
Low Income - Power to Save | LED Lights | 0 | 0 | 0 | 47.6 | 1 | Honeywell | 2023-04-01 | redacted
Low Income - Power to Save | Faucet Aerators | 0 | 0 | 0.02 | 110.58 | 1 | Honeywell | 2023-04-01 | redacted
Low Income - Power to Save | Low Flow Showerhead | 0 | 0.04 | 0.1 | 504.08 | 1 | Honeywell | 2023-04-01 | redacted
Low Income - Power to Save | Pipe Wrap | 0 | 0.01 | 0.03 | 143.65 | 1 | Honeywell | 2023-04-01 | redacted
Low Income - Power to Save | Weather Strip/Caulk | 0 | 0.25 | 0.09 | 503.3 | 1 | Honeywell | 2023-04-01 | redacted
Low Income - Power to Save | Outdoor Coil Cleaning | 0 | 0.1 | 0 | 275 | 1 | Honeywell | 2023-04-01 | redacted
Low Income - Power to Save | LI - DUCT | 0 | 0.4 | 0.12 | 775.77 | 1 | Honeywell | 2023-04-01 | redacted
Low Income - Power to Save | HVAC Inspection | 0 | 0.17 | 0 | 268.73 | 1 | Honeywell | 2023-04-01 | redacted
Low Income - Power to Save | LED Lights | 0 | 0 | 0 | 47.6 | 1 | Honeywell | 2023-04-01 | redacted
Low Income - Power to Save | Low Flow Showerhead | 0 | 0.04 | 0.1 | 504.08 | 1 | Honeywell | 2023-04-01 | redacted
Low Income - Power to Save | Pipe Wrap | 0 | 0.01 | 0.03 | 143.65 | 1 | Honeywell | 2023-04-01 | redacted
Low Income - Power to Save | Weather Strip/Caulk | 0 | 0.25 | 0.09 | 503.3 | 1 | Honeywell | 2023-04-01 | redacted
Low Income - Power to Save | Outdoor Coil Cleaning | 0 | 0.1 | 0 | 275 | 1 | Honeywell | 2023-04-01 | redacted
Low Income - Power to Save | LI - DUCT | 0 | 0.4 | 0.12 | 775.77 | 1 | Honeywell | 2023-04-01 | redacted
Low Income - Power to Save | HVAC Inspection | 0 | 0.17 | 0 | 268.73 | 1 | Honeywell | 2023-04-01 | redacted
Low Income - Power to Save | LED Lights | 0 | 0 | 0 | 47.6 | 1 | Honeywell | 2023-04-01 | redacted
Low Income - Power to Save | Weather Strip/Caulk | 0 | 0.25 | 0.09 | 503.3 | 1 | Honeywell | 2023-04-01 | redacted
Low Income - Power to Save | Outdoor Coil Cleaning | 0 | 0.1 | 0 | 275 | 1 | Honeywell | 2023-04-01 | redacted
Low Income - Power to Save | HVAC Inspection | 0 | 0.17 | 0 | 268.73 | 1 | Honeywell | 2023-04-01 | redacted
Low Income - Power to Save | LED Lights | 0 | 0 | 0 | 47.6 | 1 | Honeywell | 2023-04-01 | redacted
Low Income - Power to Save | Low Flow Showerhead | 0 | 0.04 | 0.1 | 504.08 | 1 | Honeywell | 2023-04-01 | redacted
Low Income - Power to Save | Pipe Wrap | 0 | 0.01 | 0.03 | 143.65 | 1 | Honeywell | 2023-04-01 | redacted
Low Income - Power to Save | Weather Strip/Caulk | 0 | 0.25 | 0.09 | 503.3 | 1 | Honeywell | 2023-04-01 | redacted
Low Income - Power to Save | Outdoor Coil Cleaning | 0 | 0.1 | 0 | 275 | 1 | Honeywell | 2023-04-01 | redacted
Low Income - Power to Save | LI - DUCT | 0 | 0.4 | 0.12 | 775.77 | 1 | Honeywell | 2023-04-01 | redacted
Low Income - Power to Save | HVAC Inspection | 0 | 0.17 | 0 | 268.73 | 1 | Honeywell | 2023-04-01 | redacted
Low Income - Power to Save | LED Lights | 0 | 0 | 0 | 47.6 | 1 | Honeywell | 2023-04-01 | redacted
Low Income - Power to Save | Faucet Aerators | 0 | 0 | 0.02 | 110.58 | 1 | Honeywell | 2023-04-01 | redacted
Low Income - Power to Save | Low Flow Showerhead | 0 | 0.04 | 0.1 | 504.08 | 1 | Honeywell | 2023-04-01 | redacted
Low Income - Power to Save | Weather Strip/Caulk | 0 | 0.25 | 0.09 | 503.3 | 1 | Honeywell | 2023-04-01 | redacted
Low Income - Power to Save | Outdoor Coil Cleaning | 0 | 0.1 | 0 | 275 | 1 | Honeywell | 2023-04-01 | redacted
Low Income - Power to Save | LED Lights | 0 | 0 | 0 | 47.6 | 1 | Honeywell | 2023-04-01 | redacted
Low Income - Power to Save | Faucet Aerators | 0 | 0 | 0.02 | 110.58 | 1 | Honeywell | 2023-04-01 | redacted
Low Income - Power to Save | Low Flow Showerhead | 0 | 0.04 | 0.1 | 504.08 | 1 | Honeywell | 2023-04-01 | redacted
Low Income - Power to Save | Weather Strip/Caulk | 0 | 0.25 | 0.09 | 503.3 | 1 | Honeywell | 2023-04-01 | redacted
Low Income - Power to Save | Outdoor Coil Cleaning | 0 | 0.1 | 0 | 275 | 1 | Honeywell | 2023-04-01 | redacted
Low Income - Power to Save | LI - DUCT | 0 | 0.4 | 0.12 | 775.77 | 1 | Honeywell | 2023-04-01 | redacted
Low Income - Power to Save | HVAC Inspection | 0 | 0.17 | 0 | 268.73 | 1 | Honeywell | 2023-04-01 | redacted
Low Income - Power to Save | LED Lights | 0 | 0 | 0 | 47.6 | 1 | Honeywell | 2023-04-01 | redacted
Low Income - Power to Save | Low Flow Showerhead | 0 | 0.04 | 0.1 | 504.08 | 1 | Honeywell | 2023-04-01 | redacted
Low Income - Power to Save | Pipe Wrap | 0 | 0.01 | 0.03 | 143.65 | 1 | Honeywell | 2023-04-01 | redacted
Low Income - Power to Save | Weather Strip/Caulk | 0 | 0.25 | 0.09 | 503.3 | 1 | Honeywell | 2023-04-01 | redacted
Low Income - Power to Save | Outdoor Coil Cleaning | 0 | 0.1 | 0 | 275 | 1 | Honeywell | 2023-04-01 | redacted
Low Income - Power to Save | LI - DUCT | 0 | 0.4 | 0.12 | 775.77 | 1 | Honeywell | 2023-04-01 | redacted
Low Income - Power to Save | HVAC Inspection | 0 | 0.17 | 0 | 268.73 | 1 | Honeywell | 2023-04-01 | redacted
Low Income - Power to Save | LED Lights | 0 | 0 | 0 | 47.6 | 1 | Honeywell | 2023-04-01 | redacted
Low Income - Power to Save | Faucet Aerators | 0 | 0 | 0.02 | 110.58 | 1 | Honeywell | 2023-04-01 | redacted
Low Income - Power to Save | Low Flow Showerhead | 0 | 0.04 | 0.1 | 504.08 | 1 | Honeywell | 2023-04-01 | redacted
Low Income - Power to Save | Weather Strip/Caulk | 0 | 0.25 | 0.09 | 503.3 | 1 | Honeywell | 2023-04-01 | redacted
Low Income - Power to Save | Outdoor Coil Cleaning | 0 | 0.1 | 0 | 275 | 1 | Honeywell | 2023-04-01 | redacted
Low Income - Power to Save | LI - DUCT | 0 | 0.4 | 0.12 | 775.77 | 1 | Honeywell | 2023-04-01 | redacted
Low Income - Power to Save | HVAC Inspection | 0 | 0.17 | 0 | 268.73 | 1 | Honeywell | 2023-04-01 | redacted
Low Income - Power to Save | LED Lights | 0 | 0 | 0 | 47.6 | 1 | Honeywell | 2023-04-01 | redacted
Low Income - Power to Save | Faucet Aerators | 0 | 0 | 0.02 | 110.58 | 1 | Honeywell | 2023-04-01 | redacted
Low Income - Power to Save | Weather Strip/Caulk | 0 | 0.25 | 0.09 | 503.3 | 1 | Honeywell | 2023-04-01 | redacted
Low Income - Power to Save | Outdoor Coil Cleaning | 0 | 0.1 | 0 | 275 | 1 | Honeywell | 2023-04-01 | redacted
Low Income - Power to Save | HVAC Inspection | 0 | 0.17 | 0 | 268.73 | 1 | Honeywell | 2023-04-01 | redacted
Low Income - Power to Save | LED Lights | 0 | 0 | 0 | 47.6 | 1 | Honeywell | 2023-04-01 | redacted
Low Income - Power to Save | Low Flow Showerhead | 0 | 0.04 | 0.1 | 504.08 | 1 | Honeywell | 2023-04-01 | redacted
Low Income - Power to Save | Weather Strip/Caulk | 0 | 0.25 | 0.09 | 503.3 | 1 | Honeywell | 2023-04-01 | redacted
Low Income - Power to Save | Outdoor Coil Cleaning | 0 | 0.1 | 0 | 275 | 1 | Honeywell | 2023-04-01 | redacted
Low Income - Power to Save | LI - DUCT | 0 | 0.4 | 0.12 | 775.77 | 1 | Honeywell | 2023-04-01 | redacted
Low Income - Power to Save | HVAC Inspection | 0 | 0.17 | 0 | 268.73 | 1 | Honeywell | 2023-04-01 | redacted
Low Income - Power to Save | LED Lights | 0 | 0 | 0 | 47.6 | 1 | Honeywell | 2023-04-01 | redacted
Low Income - Power to Save | Low Flow Showerhead | 0 | 0.04 | 0.1 | 504.08 | 1 | Honeywell | 2023-04-01 | redacted
Low Income - Power to Save | Pipe Wrap | 0 | 0.01 | 0.03 | 143.65 | 1 | Honeywell | 2023-04-01 | redacted
Low Income - Power to Save | Weather Strip/Caulk | 0 | 0.25 | 0.09 | 503.3 | 1 | Honeywell | 2023-04-01 | redacted
Low Income - Power to Save | Outdoor Coil Cleaning | 0 | 0.1 | 0 | 275 | 1 | Honeywell | 2023-04-01 | redacted
Low Income - Power to Save | LI - DUCT | 0 | 0.4 | 0.12 | 775.77 | 1 | Honeywell | 2023-04-01 | redacted
Low Income - Power to Save | HVAC Inspection | 0 | 0.17 | 0 | 268.73 | 1 | Honeywell | 2023-04-01 | redacted
Low Income - Power to Save | LED Lights | 0 | 0 | 0 | 47.6 | 1 | Honeywell | 2023-04-01 | redacted
Low Income - Power to Save | Outdoor Coil Cleaning | 0 | 0.1 | 0 | 275 | 1 | Honeywell | 2023-04-01 | redacted
Low Income - Power to Save | HVAC Inspection | 0 | 0.17 | 0 | 268.73 | 1 | Honeywell | 2023-04-01 | redacted
Low Income - Power to Save | LED Lights | 0 | 0 | 0 | 47.6 | 1 | Honeywell | 2023-04-01 | redacted
Low Income - Power to Save | Faucet Aerators | 0 | 0 | 0.02 | 110.58 | 1 | Honeywell | 2023-04-01 | redacted
Low Income - Power to Save | Low Flow Showerhead | 0 | 0.04 | 0.1 | 504.08 | 1 | Honeywell | 2023-04-01 | redacted
Low Income - Power to Save | Pipe Wrap | 0 | 0.01 | 0.03 | 143.65 | 1 | Honeywell | 2023-04-01 | redacted
Low Income - Power to Save | Weather Strip/Caulk | 0 | 0.25 | 0.09 | 503.3 | 1 | Honeywell | 2023-04-01 | redacted
Low Income - Power to Save | Outdoor Coil Cleaning | 0 | 0.1 | 0 | 275 | 1 | Honeywell | 2023-04-01 | redacted
Low Income - Power to Save | LI - DUCT | 0 | 0.4 | 0.12 | 775.77 | 1 | Honeywell | 2023-04-01 | redacted
Low Income - Power to Save | HVAC Inspection | 0 | 0.17 | 0 | 268.73 | 1 | Honeywell | 2023-04-01 | redacted
Low Income - Power to Save | LED Lights | 0 | 0 | 0 | 47.6 | 1 | Honeywell | 2023-04-01 | redacted
Low Income - Power to Save | Faucet Aerators | 0 | 0 | 0.02 | 110.58 | 1 | Honeywell | 2023-04-01 | redacted
Low Income - Power to Save | Low Flow Showerhead | 0 | 0.04 | 0.1 | 504.08 | 1 | Honeywell | 2023-04-01 | redacted
Low Income - Power to Save | Weather Strip/Caulk | 0 | 0.25 | 0.09 | 503.3 | 1 | Honeywell | 2023-04-01 | redacted
Low Income - Power to Save | LED Lights | 0 | 0 | 0 | 47.6 | 1 | Honeywell | 2023-04-01 | redacted
Low Income - Power to Save | Faucet Aerators | 0 | 0 | 0.02 | 110.58 | 1 | Honeywell | 2023-04-01 | redacted
Low Income - Power to Save | Low Flow Showerhead | 0 | 0.04 | 0.1 | 504.08 | 1 | Honeywell | 2023-04-01 | redacted
Low Income - Power to Save | Weather Strip/Caulk | 0 | 0.25 | 0.09 | 503.3 | 1 | Honeywell | 2023-04-01 | redacted
Low Income - Power to Save | Outdoor Coil Cleaning | 0 | 0.1 | 0 | 275 | 1 | Honeywell | 2023-04-01 | redacted
Low Income - Power to Save | LI - DUCT | 0 | 0.4 | 0.12 | 775.77 | 1 | Honeywell | 2023-04-01 | redacted
Low Income - Power to Save | HVAC Inspection | 0 | 0.17 | 0 | 268.73 | 1 | Honeywell | 2023-04-01 | redacted
Low Income - Power to Save | LED Lights | 0 | 0 | 0 | 47.6 | 1 | Honeywell | 2023-04-01 | redacted
Low Income - Power to Save | Faucet Aerators | 0 | 0 | 0.02 | 110.58 | 1 | Honeywell | 2023-04-01 | redacted
Low Income - Power to Save | Low Flow Showerhead | 0 | 0.04 | 0.1 | 504.08 | 1 | Honeywell | 2023-04-01 | redacted
Low Income - Power to Save | Pipe Wrap | 0 | 0.01 | 0.03 | 143.65 | 1 | Honeywell | 2023-04-01 | redacted
Low Income - Power to Save | Weather Strip/Caulk | 0 | 0.25 | 0.09 | 503.3 | 1 | Honeywell | 2023-04-01 | redacted
Low Income - Power to Save | Outdoor Coil Cleaning | 0 | 0.1 | 0 | 275 | 1 | Honeywell | 2023-04-01 | redacted
Low Income - Power to Save | LI - DUCT | 0 | 0.4 | 0.12 | 775.77 | 1 | Honeywell | 2023-04-01 | redacted
Low Income - Power to Save | HVAC Inspection | 0 | 0.17 | 0 | 268.73 | 1 | Honeywell | 2023-04-01 | redacted
Low Income - Power to Save | LED Lights | 0 | 0 | 0 | 47.6 | 1 | Honeywell | 2023-04-01 | redacted
Low Income - Power to Save | Outdoor Coil Cleaning | 0 | 0.1 | 0 | 275 | 1 | Honeywell | 2023-04-01 | redacted
Low Income - Power to Save | HVAC Inspection | 0 | 0.17 | 0 | 268.73 | 1 | Honeywell | 2023-04-01 | redacted
Low Income - Power to Save | LED Lights | 0 | 0 | 0 | 47.6 | 1 | Honeywell | 2023-04-01 | redacted
Low Income - Power to Save | Low Flow Showerhead | 0 | 0.04 | 0.1 | 504.08 | 1 | Honeywell | 2023-04-01 | redacted
Low Income - Power to Save | Weather Strip/Caulk | 0 | 0.25 | 0.09 | 503.3 | 1 | Honeywell | 2023-04-01 | redacted
Low Income - Power to Save | Outdoor Coil Cleaning | 0 | 0.1 | 0 | 275 | 1 | Honeywell | 2023-04-01 | redacted
Low Income - Power to Save | LI - DUCT | 0 | 0.4 | 0.12 | 775.77 | 1 | Honeywell | 2023-04-01 | redacted
Low Income - Power to Save | HVAC Inspection | 0 | 0.17 | 0 | 268.73 | 1 | Honeywell | 2023-04-01 | redacted
Low Income - Power to Save | LED Lights | 0 | 0 | 0 | 47.6 | 1 | Honeywell | 2023-04-01 | redacted
Low Income - Power to Save | Faucet Aerators | 0 | 0 | 0.02 | 110.58 | 1 | Honeywell | 2023-04-01 | redacted
Low Income - Power to Save | Low Flow Showerhead | 0 | 0.04 | 0.1 | 504.08 | 1 | Honeywell | 2023-04-01 | redacted
Low Income - Power to Save | Weather Strip/Caulk | 0 | 0.25 | 0.09 | 503.3 | 1 | Honeywell | 2023-04-01 | redacted
Low Income - Power to Save | Outdoor Coil Cleaning | 0 | 0.1 | 0 | 275 | 1 | Honeywell | 2023-04-01 | redacted
Low Income - Power to Save | LI - DUCT | 0 | 0.4 | 0.12 | 775.77 | 1 | Honeywell | 2023-04-01 | redacted
Low Income - Power to Save | HVAC Inspection | 0 | 0.17 | 0 | 268.73 | 1 | Honeywell | 2023-04-01 | redacted
Low Income - Power to Save | LED Lights | 0 | 0 | 0 | 47.6 | 1 | Honeywell | 2023-04-01 | redacted
Low Income - Power to Save | Faucet Aerators | 0 | 0 | 0.02 | 110.58 | 1 | Honeywell | 2023-04-01 | redacted
Low Income - Power to Save | Low Flow Showerhead | 0 | 0.04 | 0.1 | 504.08 | 1 | Honeywell | 2023-04-01 | redacted
Low Income - Power to Save | Weather Strip/Caulk | 0 | 0.25 | 0.09 | 503.3 | 1 | Honeywell | 2023-04-01 | redacted
Low Income - Power to Save | Outdoor Coil Cleaning | 0 | 0.1 | 0 | 275 | 1 | Honeywell | 2023-04-01 | redacted
Low Income - Power to Save | LI - DUCT | 0 | 0.4 | 0.12 | 775.77 | 1 | Honeywell | 2023-04-01 | redacted
Low Income - Power to Save | HVAC Inspection | 0 | 0.17 | 0 | 268.73 | 1 | Honeywell | 2023-04-01 | redacted
Low Income - Power to Save | LED Lights | 0 | 0 | 0 | 47.6 | 1 | Honeywell | 2023-04-01 | redacted
Low Income - Power to Save | Faucet Aerators | 0 | 0 | 0.02 | 110.58 | 1 | Honeywell | 2023-04-01 | redacted
Low Income - Power to Save | Low Flow Showerhead | 0 | 0.04 | 0.1 | 504.08 | 1 | Honeywell | 2023-04-01 | redacted
Low Income - Power to Save | Weather Strip/Caulk | 0 | 0.25 | 0.09 | 503.3 | 1 | Honeywell | 2023-04-01 | redacted
Low Income - Power to Save | Outdoor Coil Cleaning | 0 | 0.1 | 0 | 275 | 1 | Honeywell | 2023-04-01 | redacted
Low Income - Power to Save | LI - DUCT | 0 | 0.4 | 0.12 | 775.77 | 1 | Honeywell | 2023-04-01 | redacted
Low Income - Power to Save | HVAC Inspection | 0 | 0.17 | 0 | 268.73 | 1 | Honeywell | 2023-04-01 | redacted
Low Income - Power to Save | LED Lights | 0 | 0 | 0 | 47.6 | 1 | Honeywell | 2023-04-01 | redacted
Low Income - Power to Save | LED Lights | 0 | 0 | 0 | 47.6 | 1 | Honeywell | 2023-04-01 | redacted
Low Income - Power to Save | Faucet Aerators | 0 | 0 | 0.02 | 110.58 | 1 | Honeywell | 2023-04-01 | redacted
Low Income - Power to Save | Low Flow Showerhead | 0 | 0.04 | 0.1 | 504.08 | 1 | Honeywell | 2023-04-01 | redacted
Low Income - Power to Save | Weather Strip/Caulk | 0 | 0.25 | 0.09 | 503.3 | 1 | Honeywell | 2023-04-01 | redacted
Low Income - Power to Save | Outdoor Coil Cleaning | 0 | 0.1 | 0 | 275 | 1 | Honeywell | 2023-04-01 | redacted
Low Income - Power to Save | LI - DUCT | 0 | 0.4 | 0.12 | 775.77 | 1 | Honeywell | 2023-04-01 | redacted
Low Income - Power to Save | HVAC Inspection | 0 | 0.17 | 0 | 268.73 | 1 | Honeywell | 2023-04-01 | redacted
Low Income - Power to Save | LED Lights | 0 | 0 | 0 | 47.6 | 1 | Honeywell | 2023-04-01 | redacted
Low Income - Power to Save | Faucet Aerators | 0 | 0 | 0.02 | 110.58 | 1 | Honeywell | 2023-04-01 | redacted
Low Income - Power to Save | Low Flow Showerhead | 0 | 0.04 | 0.1 | 504.08 | 1 | Honeywell | 2023-04-01 | redacted
Low Income - Power to Save | Weather Strip/Caulk | 0 | 0.25 | 0.09 | 503.3 | 1 | Honeywell | 2023-04-01 | redacted
Low Income - Power to Save | Outdoor Coil Cleaning | 0 | 0.1 | 0 | 275 | 1 | Honeywell | 2023-04-01 | redacted
Low Income - Power to Save | LI - DUCT | 0 | 0.4 | 0.12 | 775.77 | 1 | Honeywell | 2023-04-01 | redacted
Low Income - Power to Save | HVAC Inspection | 0 | 0.17 | 0 | 268.73 | 1 | Honeywell | 2023-04-01 | redacted
Low Income - Power to Save | LED Lights | 0 | 0 | 0 | 47.6 | 1 | Honeywell | 2023-04-01 | redacted
Low Income - Power to Save | Faucet Aerators | 0 | 0 | 0.02 | 110.58 | 1 | Honeywell | 2023-04-01 | redacted
Low Income - Power to Save | Low Flow Showerhead | 0 | 0.04 | 0.1 | 504.08 | 1 | Honeywell | 2023-04-01 | redacted
Low Income - Power to Save | Pipe Wrap | 0 | 0.01 | 0.03 | 143.65 | 1 | Honeywell | 2023-04-01 | redacted
Low Income - Power to Save | Weather Strip/Caulk | 0 | 0.25 | 0.09 | 503.3 | 1 | Honeywell | 2023-04-01 | redacted
Low Income - Power to Save | Outdoor Coil Cleaning | 0 | 0.1 | 0 | 275 | 1 | Honeywell | 2023-04-01 | redacted
Low Income - Power to Save | LI - DUCT | 0 | 0.4 | 0.12 | 775.77 | 1 | Honeywell | 2023-04-01 | redacted
Low Income - Power to Save | HVAC Inspection | 0 | 0.17 | 0 | 268.73 | 1 | Honeywell | 2023-04-01 | redacted
Low Income - Power to Save | LED Lights | 0 | 0 | 0 | 47.6 | 1 | Honeywell | 2023-04-01 | redacted
Low Income - Power to Save | Pipe Wrap | 0 | 0.01 | 0.03 | 143.65 | 1 | Honeywell | 2023-04-01 | redacted
Low Income - Power to Save | Weather Strip/Caulk | 0 | 0.25 | 0.09 | 503.3 | 1 | Honeywell | 2023-04-01 | redacted
Low Income - Power to Save | Outdoor Coil Cleaning | 0 | 0.1 | 0 | 275 | 1 | Honeywell | 2023-04-01 | redacted
Low Income - Power to Save | LI - DUCT | 0 | 0.4 | 0.12 | 775.77 | 1 | Honeywell | 2023-04-01 | redacted
Low Income - Power to Save | HVAC Inspection | 0 | 0.17 | 0 | 268.73 | 1 | Honeywell | 2023-04-01 | redacted
Low Income - Power to Save | LED Lights | 0 | 0 | 0 | 47.6 | 1 | Honeywell | 2023-04-01 | redacted
Low Income - Power to Save | Weather Strip/Caulk | 0 | 0.25 | 0.09 | 503.3 | 1 | Honeywell | 2023-04-01 | redacted
Low Income - Power to Save | Outdoor Coil Cleaning | 0 | 0.1 | 0 | 275 | 1 | Honeywell | 2023-04-01 | redacted
Low Income - Power to Save | LI - DUCT | 0 | 0.4 | 0.12 | 775.77 | 1 | Honeywell | 2023-04-01 | redacted
Low Income - Power to Save | HVAC Inspection | 0 | 0.17 | 0 | 268.73 | 1 | Honeywell | 2023-04-01 | redacted
Low Income - Power to Save | LED Lights | 0 | 0 | 0 | 47.6 | 1 | Honeywell | 2023-04-01 | redacted
Low Income - Power to Save | Faucet Aerators | 0 | 0 | 0.02 | 110.58 | 1 | Honeywell | 2023-04-01 | redacted
Low Income - Power to Save | Low Flow Showerhead | 0 | 0.04 | 0.1 | 504.08 | 1 | Honeywell | 2023-04-01 | redacted
Low Income - Power to Save | Weather Strip/Caulk | 0 | 0.25 | 0.09 | 503.3 | 1 | Honeywell | 2023-04-01 | redacted
Low Income - Power to Save | Outdoor Coil Cleaning | 0 | 0.1 | 0 | 275 | 1 | Honeywell | 2023-04-01 | redacted
Low Income - Power to Save | LI - DUCT | 0 | 0.4 | 0.12 | 775.77 | 1 | Honeywell | 2023-04-01 | redacted
Low Income - Power to Save | HVAC Inspection | 0 | 0.17 | 0 | 268.73 | 1 | Honeywell | 2023-04-01 | redacted
Low Income - Power to Save | LED Lights | 0 | 0 | 0 | 47.6 | 1 | Honeywell | 2023-04-01 | redacted
Low Income - Power to Save | Faucet Aerators | 0 | 0 | 0.02 | 110.58 | 1 | Honeywell | 2023-04-01 | redacted
Low Income - Power to Save | Weather Strip/Caulk | 0 | 0.25 | 0.09 | 503.3 | 1 | Honeywell | 2023-04-01 | redacted
Low Income - Power to Save | Outdoor Coil Cleaning | 0 | 0.1 | 0 | 275 | 1 | Honeywell | 2023-04-01 | redacted
Low Income - Power to Save | LI - DUCT | 0 | 0.4 | 0.12 | 775.77 | 1 | Honeywell | 2023-04-01 | redacted
Low Income - Power to Save | HVAC Inspection | 0 | 0.17 | 0 | 268.73 | 1 | Honeywell | 2023-04-01 | redacted
Low Income - Power to Save | LED Lights | 0 | 0 | 0 | 47.6 | 1 | Honeywell | 2023-04-01 | redacted
Low Income - Power to Save | Faucet Aerators | 0 | 0 | 0.02 | 110.58 | 1 | Honeywell | 2023-04-01 | redacted
Low Income - Power to Save | Low Flow Showerhead | 0 | 0.04 | 0.1 | 504.08 | 1 | Honeywell | 2023-04-01 | redacted
Low Income - Power to Save | Pipe Wrap | 0 | 0.01 | 0.03 | 143.65 | 1 | Honeywell | 2023-04-01 | redacted
Low Income - Power to Save | Weather Strip/Caulk | 0 | 0.25 | 0.09 | 503.3 | 1 | Honeywell | 2023-04-01 | redacted
Low Income - Power to Save | Outdoor Coil Cleaning | 0 | 0.1 | 0 | 275 | 1 | Honeywell | 2023-04-01 | redacted
Low Income - Power to Save | LI - DUCT | 0 | 0.4 | 0.12 | 775.77 | 1 | Honeywell | 2023-04-01 | redacted
Low Income - Power to Save | HVAC Inspection | 0 | 0.17 | 0 | 268.73 | 1 | Honeywell | 2023-04-01 | redacted
Low Income - Power to Save | LED Lights | 0 | 0 | 0 | 47.6 | 1 | Honeywell | 2023-04-01 | redacted
Low Income - Power to Save | Outdoor Coil Cleaning | 0 | 0.1 | 0 | 275 | 1 | Honeywell | 2023-04-01 | redacted
Low Income - Power to Save | HVAC Inspection | 0 | 0.17 | 0 | 268.73 | 1 | Honeywell | 2023-04-01 | redacted
Low Income - Power to Save | LED Lights | 0 | 0 | 0 | 47.6 | 1 | Honeywell | 2023-04-01 | redacted
Low Income - Power to Save | Low Flow Showerhead | 0 | 0.04 | 0.1 | 504.08 | 1 | Honeywell | 2023-04-01 | redacted
Low Income - Power to Save | Weather Strip/Caulk | 0 | 0.25 | 0.09 | 503.3 | 1 | Honeywell | 2023-04-01 | redacted
Low Income - Power to Save | Outdoor Coil Cleaning | 0 | 0.1 | 0 | 275 | 1 | Honeywell | 2023-04-01 | redacted
Low Income - Power to Save | LI - DUCT | 0 | 0.4 | 0.12 | 775.77 | 1 | Honeywell | 2023-04-01 | redacted
Low Income - Power to Save | HVAC Inspection | 0 | 0.17 | 0 | 268.73 | 1 | Honeywell | 2023-04-01 | redacted
Low Income - Power to Save | LED Lights | 0 | 0 | 0 | 47.6 | 1 | Honeywell | 2023-04-01 | redacted
Low Income - Power to Save | Faucet Aerators | 0 | 0 | 0.02 | 110.58 | 1 | Honeywell | 2023-04-01 | redacted
Low Income - Power to Save | Low Flow Showerhead | 0 | 0.04 | 0.1 | 504.08 | 1 | Honeywell | 2023-04-01 | redacted
Low Income - Power to Save | Weather Strip/Caulk | 0 | 0.25 | 0.09 | 503.3 | 1 | Honeywell | 2023-04-01 | redacted
Low Income - Power to Save | Outdoor Coil Cleaning | 0 | 0.1 | 0 | 275 | 1 | Honeywell | 2023-04-01 | redacted
Low Income - Power to Save | LI - DUCT | 0 | 0.4 | 0.12 | 775.77 | 1 | Honeywell | 2023-04-01 | redacted
Low Income - Power to Save | HVAC Inspection | 0 | 0.17 | 0 | 268.73 | 1 | Honeywell | 2023-04-01 | redacted
Low Income - Power to Save | LED Lights | 0 | 0 | 0 | 47.6 | 1 | Honeywell | 2023-04-01 | redacted
Low Income - Power to Save | Faucet Aerators | 0 | 0 | 0.02 | 110.58 | 1 | Honeywell | 2023-04-01 | redacted
Low Income - Power to Save | Low Flow Showerhead | 0 | 0.04 | 0.1 | 504.08 | 1 | Honeywell | 2023-04-01 | redacted
Low Income - Power to Save | Weather Strip/Caulk | 0 | 0.25 | 0.09 | 503.3 | 1 | Honeywell | 2023-04-01 | redacted
Low Income - Power to Save | Outdoor Coil Cleaning | 0 | 0.1 | 0 | 275 | 1 | Honeywell | 2023-04-01 | redacted
Low Income - Power to Save | LI - DUCT | 0 | 0.4 | 0.12 | 775.77 | 1 | Honeywell | 2023-04-01 | redacted
Low Income - Power to Save | HVAC Inspection | 0 | 0.17 | 0 | 268.73 | 1 | Honeywell | 2023-04-01 | redacted
Low Income - Power to Save | LED Lights | 0 | 0 | 0 | 47.6 | 1 | Honeywell | 2023-04-01 | redacted
Low Income - Power to Save | Faucet Aerators | 0 | 0 | 0.02 | 110.58 | 1 | Honeywell | 2023-04-01 | redacted
Low Income - Power to Save | Low Flow Showerhead | 0 | 0.04 | 0.1 | 504.08 | 1 | Honeywell | 2023-04-01 | redacted
Low Income - Power to Save | Weather Strip/Caulk | 0 | 0.25 | 0.09 | 503.3 | 1 | Honeywell | 2023-04-01 | redacted
Low Income - Power to Save | Outdoor Coil Cleaning | 0 | 0.1 | 0 | 275 | 1 | Honeywell | 2023-04-01 | redacted
Low Income - Power to Save | LI - DUCT | 0 | 0.4 | 0.12 | 775.77 | 1 | Honeywell | 2023-04-01 | redacted
Low Income - Power to Save | HVAC Inspection | 0 | 0.17 | 0 | 268.73 | 1 | Honeywell | 2023-04-01 | redacted
Low Income - Power to Save | LED Lights | 0 | 0 | 0 | 47.6 | 1 | Honeywell | 2023-04-01 | redacted
Low Income - Power to Save | LED Lights | 0 | 0 | 0 | 47.6 | 1 | Honeywell | 2023-04-01 | redacted
Low Income - Power to Save | Faucet Aerators | 0 | 0 | 0.02 | 110.58 | 1 | Honeywell | 2023-04-01 | redacted
Low Income - Power to Save | Low Flow Showerhead | 0 | 0.04 | 0.1 | 504.08 | 1 | Honeywell | 2023-04-01 | redacted
Low Income - Power to Save | LED Lights | 0 | 0 | 0 | 47.6 | 1 | Honeywell | 2023-04-01 | redacted
Low Income - Power to Save | Outdoor Coil Cleaning | 0 | 0.1 | 0 | 275 | 1 | Honeywell | 2023-04-01 | redacted
Low Income - Power to Save | HVAC Inspection | 0 | 0.17 | 0 | 268.73 | 1 | Honeywell | 2023-04-01 | redacted
Low Income - Power to Save | LED Lights | 0 | 0 | 0 | 47.6 | 1 | Honeywell | 2023-04-01 | redacted
Low Income - Power to Save | Low Flow Showerhead | 0 | 0.04 | 0.1 | 504.08 | 1 | Honeywell | 2023-04-01 | redacted
Low Income - Power to Save | Weather Strip/Caulk | 0 | 0.25 | 0.09 | 503.3 | 1 | Honeywell | 2023-04-01 | redacted
Low Income - Power to Save | Outdoor Coil Cleaning | 0 | 0.1 | 0 | 275 | 1 | Honeywell | 2023-04-01 | redacted
Low Income - Power to Save | LI - DUCT | 0 | 0.4 | 0.12 | 775.77 | 1 | Honeywell | 2023-04-01 | redacted
Low Income - Power to Save | HVAC Inspection | 0 | 0.17 | 0 | 268.73 | 1 | Honeywell | 2023-04-01 | redacted
Low Income - Power to Save | LED Lights | 0 | 0 | 0 | 47.6 | 1 | Honeywell | 2023-04-01 | redacted
Low Income - Power to Save | Faucet Aerators | 0 | 0 | 0.02 | 110.58 | 1 | Honeywell | 2023-04-01 | redacted
Low Income - Power to Save | Low Flow Showerhead | 0 | 0.04 | 0.1 | 504.08 | 1 | Honeywell | 2023-04-01 | redacted
Low Income - Power to Save | Weather Strip/Caulk | 0 | 0.25 | 0.09 | 503.3 | 1 | Honeywell | 2023-04-01 | redacted
Low Income - Power to Save | Outdoor Coil Cleaning | 0 | 0.1 | 0 | 275 | 1 | Honeywell | 2023-04-01 | redacted
Low Income - Power to Save | LI - DUCT | 0 | 0.4 | 0.12 | 775.77 | 1 | Honeywell | 2023-04-01 | redacted
Low Income - Power to Save | HVAC Inspection | 0 | 0.17 | 0 | 268.73 | 1 | Honeywell | 2023-04-01 | redacted
Low Income - Power to Save | LED Lights | 0 | 0 | 0 | 47.6 | 1 | Honeywell | 2023-04-01 | redacted
Low Income - Power to Save | Outdoor Coil Cleaning | 0 | 0.1 | 0 | 275 | 1 | Honeywell | 2023-04-01 | redacted
Low Income - Power to Save | HVAC Inspection | 0 | 0.17 | 0 | 268.73 | 1 | Honeywell | 2023-04-01 | redacted
Low Income - Power to Save | LED Lights | 0 | 0 | 0 | 47.6 | 1 | Honeywell | 2023-04-01 | redacted
Low Income - Power to Save | Faucet Aerators | 0 | 0 | 0.02 | 110.58 | 1 | Honeywell | 2023-04-01 | redacted
Low Income - Power to Save | Low Flow Showerhead | 0 | 0.04 | 0.1 | 504.08 | 1 | Honeywell | 2023-04-01 | redacted
Low Income - Power to Save | Weather Strip/Caulk | 0 | 0.25 | 0.09 | 503.3 | 1 | Honeywell | 2023-04-01 | redacted
Low Income - Power to Save | Outdoor Coil Cleaning | 0 | 0.1 | 0 | 275 | 1 | Honeywell | 2023-04-01 | redacted
Low Income - Power to Save | LI - DUCT | 0 | 0.4 | 0.12 | 775.77 | 1 | Honeywell | 2023-04-01 | redacted
Low Income - Power to Save | HVAC Inspection | 0 | 0.17 | 0 | 268.73 | 1 | Honeywell | 2023-04-01 | redacted
Low Income - Power to Save | LED Lights | 0 | 0 | 0 | 47.6 | 1 | Honeywell | 2023-04-01 | redacted
Low Income - Power to Save | Low Flow Showerhead | 0 | 0.04 | 0.1 | 504.08 | 1 | Honeywell | 2023-04-01 | redacted
Low Income - Power to Save | Pipe Wrap | 0 | 0.01 | 0.03 | 143.65 | 1 | Honeywell | 2023-04-01 | redacted
Low Income - Power to Save | Weather Strip/Caulk | 0 | 0.25 | 0.09 | 503.3 | 1 | Honeywell | 2023-04-01 | redacted
Low Income - Power to Save | Outdoor Coil Cleaning | 0 | 0.1 | 0 | 275 | 1 | Honeywell | 2023-04-01 | redacted
Low Income - Power to Save | LI - DUCT | 0 | 0.4 | 0.12 | 775.77 | 1 | Honeywell | 2023-04-01 | redacted
Low Income - Power to Save | HVAC Inspection | 0 | 0.17 | 0 | 268.73 | 1 | Honeywell | 2023-04-01 | redacted
Low Income - Power to Save | LED Lights | 0 | 0 | 0 | 47.6 | 1 | Honeywell | 2023-04-01 | redacted
Low Income - Power to Save | Faucet Aerators | 0 | 0 | 0.02 | 110.58 | 1 | Honeywell | 2023-04-01 | redacted
Low Income - Power to Save | Low Flow Showerhead | 0 | 0.04 | 0.1 | 504.08 | 1 | Honeywell | 2023-04-01 | redacted
Low Income - Power to Save | Pipe Wrap | 0 | 0.01 | 0.03 | 143.65 | 1 | Honeywell | 2023-04-01 | redacted
Low Income - Power to Save | Weather Strip/Caulk | 0 | 0.25 | 0.09 | 503.3 | 1 | Honeywell | 2023-04-01 | redacted
Low Income - Power to Save | Outdoor Coil Cleaning | 0 | 0.1 | 0 | 275 | 1 | Honeywell | 2023-04-01 | redacted
Low Income - Power to Save | LI - DUCT | 0 | 0.4 | 0.12 | 775.77 | 1 | Honeywell | 2023-04-01 | redacted
Low Income - Power to Save | HVAC Inspection | 0 | 0.17 | 0 | 268.73 | 1 | Honeywell | 2023-04-01 | redacted
Low Income - Power to Save | LED Lights | 0 | 0 | 0 | 47.6 | 1 | Honeywell | 2023-04-01 | redacted
Low Income - Power to Save | Outdoor Coil Cleaning | 0 | 0.1 | 0 | 275 | 1 | Honeywell | 2023-04-01 | redacted
Low Income - Power to Save | HVAC Inspection | 0 | 0.17 | 0 | 268.73 | 1 | Honeywell | 2023-04-01 | redacted
Low Income - Power to Save | LED Lights | 0 | 0 | 0 | 47.6 | 1 | Honeywell | 2023-04-01 | redacted
Low Income - Power to Save | Pipe Wrap | 0 | 0.01 | 0.03 | 143.65 | 1 | Honeywell | 2023-04-01 | redacted
Low Income - Power to Save | Weather Strip/Caulk | 0 | 0.25 | 0.09 | 503.3 | 1 | Honeywell | 2023-04-01 | redacted
Low Income - Power to Save | Outdoor Coil Cleaning | 0 | 0.1 | 0 | 275 | 1 | Honeywell | 2023-04-01 | redacted
Low Income - Power to Save | LED Lights | 0 | 0 | 0 | 47.6 | 1 | Honeywell | 2023-04-01 | redacted
Low Income - Power to Save | Low Flow Showerhead | 0 | 0.04 | 0.1 | 504.08 | 1 | Honeywell | 2023-04-01 | redacted
Low Income - Power to Save | Weather Strip/Caulk | 0 | 0.25 | 0.09 | 503.3 | 1 | Honeywell | 2023-04-01 | redacted
Low Income - Power to Save | Outdoor Coil Cleaning | 0 | 0.1 | 0 | 275 | 1 | Honeywell | 2023-04-01 | redacted
Low Income - Power to Save | LI - DUCT | 0 | 0.4 | 0.12 | 775.77 | 1 | Honeywell | 2023-04-01 | redacted
Low Income - Power to Save | HVAC Inspection | 0 | 0.17 | 0 | 268.73 | 1 | Honeywell | 2023-04-01 | redacted
Low Income - Power to Save | LED Lights | 0 | 0 | 0 | 47.6 | 1 | Honeywell | 2023-04-01 | redacted
Low Income - Power to Save | Faucet Aerators | 0 | 0 | 0.02 | 110.58 | 1 | Honeywell | 2023-04-01 | redacted
Low Income - Power to Save | Low Flow Showerhead | 0 | 0.04 | 0.1 | 504.08 | 1 | Honeywell | 2023-04-01 | redacted
Low Income - Power to Save | Weather Strip/Caulk | 0 | 0.25 | 0.09 | 503.3 | 1 | Honeywell | 2023-04-01 | redacted
Low Income - Power to Save | Outdoor Coil Cleaning | 0 | 0.1 | 0 | 275 | 1 | Honeywell | 2023-04-01 | redacted
Low Income - Power to Save | LI - DUCT | 0 | 0.4 | 0.12 | 775.77 | 1 | Honeywell | 2023-04-01 | redacted
Low Income - Power to Save | HVAC Inspection | 0 | 0.17 | 0 | 268.73 | 1 | Honeywell | 2023-04-01 | redacted
Low Income - Power to Save | LED Lights | 0 | 0 | 0 | 47.6 | 1 | Honeywell | 2023-04-01 | redacted
Low Income - Power to Save | Faucet Aerators | 0 | 0 | 0.02 | 110.58 | 1 | Honeywell | 2023-04-01 | redacted
Low Income - Power to Save | Weather Strip/Caulk | 0 | 0.25 | 0.09 | 503.3 | 1 | Honeywell | 2023-04-01 | redacted
Low Income - Power to Save | Outdoor Coil Cleaning | 0 | 0.1 | 0 | 275 | 1 | Honeywell | 2023-04-01 | redacted
Low Income - Power to Save | LI - DUCT | 0 | 0.4 | 0.12 | 775.77 | 1 | Honeywell | 2023-04-01 | redacted
Low Income - Power to Save | HVAC Inspection | 0 | 0.17 | 0 | 268.73 | 1 | Honeywell | 2023-04-01 | redacted
Low Income - Power to Save | LED Lights | 0 | 0 | 0 | 47.6 | 1 | Honeywell | 2023-04-01 | redacted
Low Income - Power to Save | Faucet Aerators | 0 | 0 | 0.02 | 110.58 | 1 | Honeywell | 2023-04-01 | redacted
Low Income - Power to Save | Low Flow Showerhead | 0 | 0.04 | 0.1 | 504.08 | 1 | Honeywell | 2023-04-01 | redacted
Low Income - Power to Save | Weather Strip/Caulk | 0 | 0.25 | 0.09 | 503.3 | 1 | Honeywell | 2023-04-01 | redacted
Low Income - Power to Save | LED Lights | 0 | 0 | 0 | 47.6 | 1 | Honeywell | 2023-04-01 | redacted
Low Income - Power to Save | Faucet Aerators | 0 | 0 | 0.02 | 110.58 | 1 | Honeywell | 2023-04-01 | redacted
Low Income - Power to Save | Low Flow Showerhead | 0 | 0.04 | 0.1 | 504.08 | 1 | Honeywell | 2023-04-01 | redacted
Low Income - Power to Save | Weather Strip/Caulk | 0 | 0.25 | 0.09 | 503.3 | 1 | Honeywell | 2023-04-01 | redacted
Low Income - Power to Save | Outdoor Coil Cleaning | 0 | 0.1 | 0 | 275 | 1 | Honeywell | 2023-04-01 | redacted
Low Income - Power to Save | LI - DUCT | 0 | 0.4 | 0.12 | 775.77 | 1 | Honeywell | 2023-04-01 | redacted
Low Income - Power to Save | HVAC Inspection | 0 | 0.17 | 0 | 268.73 | 1 | Honeywell | 2023-04-01 | redacted
Low Income - Power to Save | LED Lights | 0 | 0 | 0 | 47.6 | 1 | Honeywell | 2023-04-01 | redacted
Low Income - Power to Save | Outdoor Coil Cleaning | 0 | 0.1 | 0 | 275 | 1 | Honeywell | 2023-04-01 | redacted
Low Income - Power to Save | HVAC Inspection | 0 | 0.17 | 0 | 268.73 | 1 | Honeywell | 2023-04-01 | redacted
Low Income - Power to Save | LED Lights | 0 | 0 | 0 | 47.6 | 1 | Honeywell | 2023-04-01 | redacted
Low Income - Power to Save | Faucet Aerators | 0 | 0 | 0.02 | 110.58 | 1 | Honeywell | 2023-04-01 | redacted
Low Income - Power to Save | Low Flow Showerhead | 0 | 0.04 | 0.1 | 504.08 | 1 | Honeywell | 2023-04-01 | redacted
Low Income - Power to Save | Weather Strip/Caulk | 0 | 0.25 | 0.09 | 503.3 | 1 | Honeywell | 2023-04-01 | redacted
Low Income - Power to Save | Outdoor Coil Cleaning | 0 | 0.1 | 0 | 275 | 1 | Honeywell | 2023-04-01 | redacted
Low Income - Power to Save | LI - DUCT | 0 | 0.4 | 0.12 | 775.77 | 1 | Honeywell | 2023-04-01 | redacted
Low Income - Power to Save | HVAC Inspection | 0 | 0.17 | 0 | 268.73 | 1 | Honeywell | 2023-04-01 | redacted
Low Income - Power to Save | LED Lights | 0 | 0 | 0 | 47.6 | 1 | Honeywell | 2023-04-01 | redacted
Low Income - Power to Save | Low Flow Showerhead | 0 | 0.04 | 0.1 | 504.08 | 1 | Honeywell | 2023-04-01 | redacted
Low Income - Power to Save | LED Lights | 0 | 0 | 0 | 47.6 | 1 | Honeywell | 2023-04-01 | redacted
Low Income - Power to Save | Faucet Aerators | 0 | 0 | 0.02 | 110.58 | 1 | Honeywell | 2023-04-01 | redacted
Low Income - Power to Save | Low Flow Showerhead | 0 | 0.04 | 0.1 | 504.08 | 1 | Honeywell | 2023-04-01 | redacted
Low Income - Power to Save | Weather Strip/Caulk | 0 | 0.25 | 0.09 | 503.3 | 1 | Honeywell | 2023-04-01 | redacted
Low Income - Power to Save | Outdoor Coil Cleaning | 0 | 0.1 | 0 | 275 | 1 | Honeywell | 2023-04-01 | redacted
Low Income - Power to Save | LI - DUCT | 0 | 0.4 | 0.12 | 775.77 | 1 | Honeywell | 2023-04-01 | redacted
Low Income - Power to Save | HVAC Inspection | 0 | 0.17 | 0 | 268.73 | 1 | Honeywell | 2023-04-01 | redacted
Low Income - Power to Save | LED Lights | 0 | 0 | 0 | 47.6 | 1 | Honeywell | 2023-04-01 | redacted
Low Income - Power to Save | Low Flow Showerhead | 0 | 0.04 | 0.1 | 504.08 | 1 | Honeywell | 2023-04-01 | redacted
Low Income - Power to Save | Weather Strip/Caulk | 0 | 0.25 | 0.09 | 503.3 | 1 | Honeywell | 2023-04-01 | redacted
Low Income - Power to Save | Outdoor Coil Cleaning | 0 | 0.1 | 0 | 275 | 1 | Honeywell | 2023-04-01 | redacted
Low Income - Power to Save | LI - DUCT | 0 | 0.4 | 0.12 | 775.77 | 1 | Honeywell | 2023-04-01 | redacted
Low Income - Power to Save | HVAC Inspection | 0 | 0.17 | 0 | 268.73 | 1 | Honeywell | 2023-04-01 | redacted
Low Income - Power to Save | LED Lights | 0 | 0 | 0 | 47.6 | 1 | Honeywell | 2023-04-01 | redacted
Low Income - Power to Save | Faucet Aerators | 0 | 0 | 0.02 | 110.58 | 1 | Honeywell | 2023-04-01 | redacted
Low Income - Power to Save | Low Flow Showerhead | 0 | 0.04 | 0.1 | 504.08 | 1 | Honeywell | 2023-04-01 | redacted
Low Income - Power to Save | Weather Strip/Caulk | 0 | 0.25 | 0.09 | 503.3 | 1 | Honeywell | 2023-04-01 | redacted
Low Income - Power to Save | Outdoor Coil Cleaning | 0 | 0.1 | 0 | 275 | 1 | Honeywell | 2023-04-01 | redacted
Low Income - Power to Save | LI - DUCT | 0 | 0.4 | 0.12 | 775.77 | 1 | Honeywell | 2023-04-01 | redacted
Low Income - Power to Save | HVAC Inspection | 0 | 0.17 | 0 | 268.73 | 1 | Honeywell | 2023-04-01 | redacted
Low Income - Power to Save | LED Lights | 0 | 0 | 0 | 47.6 | 1 | Honeywell | 2023-04-01 | redacted
Low Income - Power to Save | Outdoor Coil Cleaning | 0 | 0.1 | 0 | 275 | 1 | Honeywell | 2023-04-01 | redacted
Low Income - Power to Save | HVAC Inspection | 0 | 0.17 | 0 | 268.73 | 1 | Honeywell | 2023-04-01 | redacted
Low Income - Power to Save | LED Lights | 0 | 0 | 0 | 47.6 | 1 | Honeywell | 2023-04-01 | redacted
Low Income - Power to Save | Faucet Aerators | 0 | 0 | 0.02 | 110.58 | 1 | Honeywell | 2023-04-01 | redacted
Low Income - Power to Save | Low Flow Showerhead | 0 | 0.04 | 0.1 | 504.08 | 1 | Honeywell | 2023-04-01 | redacted
Low Income - Power to Save | Weather Strip/Caulk | 0 | 0.25 | 0.09 | 503.3 | 1 | Honeywell | 2023-04-01 | redacted
Low Income - Power to Save | Outdoor Coil Cleaning | 0 | 0.1 | 0 | 275 | 1 | Honeywell | 2023-04-01 | redacted
Low Income - Power to Save | LI - DUCT | 0 | 0.4 | 0.12 | 775.77 | 1 | Honeywell | 2023-04-01 | redacted
Low Income - Power to Save | HVAC Inspection | 0 | 0.17 | 0 | 268.73 | 1 | Honeywell | 2023-04-01 | redacted
Low Income - Power to Save | LED Lights | 0 | 0 | 0 | 47.6 | 1 | Honeywell | 2023-04-01 | redacted
Low Income - Power to Save | Low Flow Showerhead | 0 | 0.04 | 0.1 | 504.08 | 1 | Honeywell | 2023-04-01 | redacted
Low Income - Power to Save | Weather Strip/Caulk | 0 | 0.25 | 0.09 | 503.3 | 1 | Honeywell | 2023-04-01 | redacted
Low Income - Power to Save | LED Lights | 0 | 0 | 0 | 47.6 | 1 | Honeywell | 2023-04-01 | redacted
Low Income - Power to Save | Outdoor Coil Cleaning | 0 | 0.1 | 0 | 275 | 1 | Honeywell | 2023-04-01 | redacted
Low Income - Power to Save | HVAC Inspection | 0 | 0.17 | 0 | 268.73 | 1 | Honeywell | 2023-04-01 | redacted
Low Income - Power to Save | LED Lights | 0 | 0 | 0 | 47.6 | 1 | Honeywell | 2023-04-01 | redacted
Low Income - Power to Save | Faucet Aerators | 0 | 0 | 0.02 | 110.58 | 1 | Honeywell | 2023-04-01 | redacted
Low Income - Power to Save | Low Flow Showerhead | 0 | 0.04 | 0.1 | 504.08 | 1 | Honeywell | 2023-04-01 | redacted
Low Income - Power to Save | Weather Strip/Caulk | 0 | 0.25 | 0.09 | 503.3 | 1 | Honeywell | 2023-04-01 | redacted
Low Income - Power to Save | Outdoor Coil Cleaning | 0 | 0.1 | 0 | 275 | 1 | Honeywell | 2023-04-01 | redacted
Low Income - Power to Save | LI - DUCT | 0 | 0.4 | 0.12 | 775.77 | 1 | Honeywell | 2023-04-01 | redacted
Low Income - Power to Save | HVAC Inspection | 0 | 0.17 | 0 | 268.73 | 1 | Honeywell | 2023-04-01 | redacted
Low Income - Power to Save | LED Lights | 0 | 0 | 0 | 47.6 | 1 | Honeywell | 2023-04-01 | redacted
Low Income - Power to Save | Low Flow Showerhead | 0 | 0.04 | 0.1 | 504.08 | 1 | Honeywell | 2023-04-01 | redacted
Low Income - Power to Save | Weather Strip/Caulk | 0 | 0.25 | 0.09 | 503.3 | 1 | Honeywell | 2023-04-01 | redacted
Low Income - Power to Save | Outdoor Coil Cleaning | 0 | 0.1 | 0 | 275 | 1 | Honeywell | 2023-04-01 | redacted
Low Income - Power to Save | LI - DUCT | 0 | 0.4 | 0.12 | 775.77 | 1 | Honeywell | 2023-04-01 | redacted
Low Income - Power to Save | HVAC Inspection | 0 | 0.17 | 0 | 268.73 | 1 | Honeywell | 2023-04-01 | redacted
Low Income - Power to Save | LED Lights | 0 | 0 | 0 | 47.6 | 1 | Honeywell | 2023-04-01 | redacted
Low Income - Power to Save | Faucet Aerators | 0 | 0 | 0.02 | 110.58 | 1 | Honeywell | 2023-04-01 | redacted
Low Income - Power to Save | Low Flow Showerhead | 0 | 0.04 | 0.1 | 504.08 | 1 | Honeywell | 2023-04-01 | redacted
Low Income - Power to Save | Weather Strip/Caulk | 0 | 0.25 | 0.09 | 503.3 | 1 | Honeywell | 2023-04-01 | redacted
Low Income - Power to Save | Outdoor Coil Cleaning | 0 | 0.1 | 0 | 275 | 1 | Honeywell | 2023-04-01 | redacted
Low Income - Power to Save | LI - DUCT | 0 | 0.4 | 0.12 | 775.77 | 1 | Honeywell | 2023-04-01 | redacted
Low Income - Power to Save | HVAC Inspection | 0 | 0.17 | 0 | 268.73 | 1 | Honeywell | 2023-04-01 | redacted
Low Income - Power to Save | LED Lights | 0 | 0 | 0 | 47.6 | 1 | Honeywell | 2023-04-01 | redacted
Low Income - Power to Save | Faucet Aerators | 0 | 0 | 0.02 | 110.58 | 1 | Honeywell | 2023-04-01 | redacted
Low Income - Power to Save | Low Flow Showerhead | 0 | 0.04 | 0.1 | 504.08 | 1 | Honeywell | 2023-04-01 | redacted
Low Income - Power to Save | Weather Strip/Caulk | 0 | 0.25 | 0.09 | 503.3 | 1 | Honeywell | 2023-04-01 | redacted
Low Income - Power to Save | Outdoor Coil Cleaning | 0 | 0.1 | 0 | 275 | 1 | Honeywell | 2023-04-01 | redacted
Low Income - Power to Save | LI - DUCT | 0 | 0.4 | 0.12 | 775.77 | 1 | Honeywell | 2023-04-01 | redacted
Low Income - Power to Save | HVAC Inspection | 0 | 0.17 | 0 | 268.73 | 1 | Honeywell | 2023-04-01 | redacted
Low Income - Power to Save | LED Lights | 0 | 0 | 0 | 47.6 | 1 | Honeywell | 2023-04-01 | redacted
Low Income - Power to Save | Weather Strip/Caulk | 0 | 0.25 | 0.09 | 503.3 | 1 | Honeywell | 2023-04-01 | redacted
Low Income - Power to Save | Outdoor Coil Cleaning | 0 | 0.1 | 0 | 275 | 1 | Honeywell | 2023-04-01 | redacted
Low Income - Power to Save | LI - DUCT | 0 | 0.4 | 0.12 | 775.77 | 1 | Honeywell | 2023-04-01 | redacted
Low Income - Power to Save | HVAC Inspection | 0 | 0.17 | 0 | 268.73 | 1 | Honeywell | 2023-04-01 | redacted
Low Income - Power to Save | LED Lights | 0 | 0 | 0 | 47.6 | 1 | Honeywell | 2023-04-01 | redacted
Low Income - Power to Save | Low Flow Showerhead | 0 | 0.04 | 0.1 | 504.08 | 1 | Honeywell | 2023-04-01 | redacted
Low Income - Power to Save | Weather Strip/Caulk | 0 | 0.25 | 0.09 | 503.3 | 1 | Honeywell | 2023-04-01 | redacted
Low Income - Power to Save | Outdoor Coil Cleaning | 0 | 0.1 | 0 | 275 | 1 | Honeywell | 2023-04-01 | redacted
Low Income - Power to Save | LI - DUCT | 0 | 0.4 | 0.12 | 775.77 | 1 | Honeywell | 2023-04-01 | redacted
Low Income - Power to Save | HVAC Inspection | 0 | 0.17 | 0 | 268.73 | 1 | Honeywell | 2023-04-01 | redacted
Low Income - Power to Save | LED Lights | 0 | 0 | 0 | 47.6 | 1 | Honeywell | 2023-04-01 | redacted
Low Income - Power to Save | Low Flow Showerhead | 0 | 0.04 | 0.1 | 504.08 | 1 | Honeywell | 2023-04-01 | redacted
Low Income - Power to Save | Weather Strip/Caulk | 0 | 0.25 | 0.09 | 503.3 | 1 | Honeywell | 2023-04-01 | redacted
Low Income - Power to Save | Outdoor Coil Cleaning | 0 | 0.1 | 0 | 275 | 1 | Honeywell | 2023-04-01 | redacted
Low Income - Power to Save | LI - DUCT | 0 | 0.4 | 0.12 | 775.77 | 1 | Honeywell | 2023-04-01 | redacted
Low Income - Power to Save | HVAC Inspection | 0 | 0.17 | 0 | 268.73 | 1 | Honeywell | 2023-04-01 | redacted
Low Income - Power to Save | LED Lights | 0 | 0 | 0 | 47.6 | 1 | Honeywell | 2023-04-01 | redacted
Low Income - Power to Save | Faucet Aerators | 0 | 0 | 0.02 | 110.58 | 1 | Honeywell | 2023-04-01 | redacted
Low Income - Power to Save | Low Flow Showerhead | 0 | 0.04 | 0.1 | 504.08 | 1 | Honeywell | 2023-04-01 | redacted
Low Income - Power to Save | Weather Strip/Caulk | 0 | 0.25 | 0.09 | 503.3 | 1 | Honeywell | 2023-04-01 | redacted
Low Income - Power to Save | LED Lights | 0 | 0 | 0 | 47.6 | 1 | Honeywell | 2023-04-01 | redacted
Low Income - Power to Save | Faucet Aerators | 0 | 0 | 0.02 | 110.58 | 1 | Honeywell | 2023-04-01 | redacted
Low Income - Power to Save | Low Flow Showerhead | 0 | 0.04 | 0.1 | 504.08 | 1 | Honeywell | 2023-04-01 | redacted
Low Income - Power to Save | Weather Strip/Caulk | 0 | 0.25 | 0.09 | 503.3 | 1 | Honeywell | 2023-04-01 | redacted
Low Income - Power to Save | Outdoor Coil Cleaning | 0 | 0.1 | 0 | 275 | 1 | Honeywell | 2023-04-01 | redacted
Low Income - Power to Save | LI - DUCT | 0 | 0.4 | 0.12 | 775.77 | 1 | Honeywell | 2023-04-01 | redacted
Low Income - Power to Save | HVAC Inspection | 0 | 0.17 | 0 | 268.73 | 1 | Honeywell | 2023-04-01 | redacted
Low Income - Power to Save | LED Lights | 0 | 0 | 0 | 47.6 | 1 | Honeywell | 2023-04-01 | redacted
Low Income - Power to Save | Faucet Aerators | 0 | 0 | 0.02 | 110.58 | 1 | Honeywell | 2023-04-01 | redacted
Low Income - Power to Save | Low Flow Showerhead | 0 | 0.04 | 0.1 | 504.08 | 1 | Honeywell | 2023-04-01 | redacted
Low Income - Power to Save | Pipe Wrap | 0 | 0.01 | 0.03 | 143.65 | 1 | Honeywell | 2023-04-01 | redacted
Low Income - Power to Save | Weather Strip/Caulk | 0 | 0.25 | 0.09 | 503.3 | 1 | Honeywell | 2023-04-01 | redacted
Low Income - Power to Save | Outdoor Coil Cleaning | 0 | 0.1 | 0 | 275 | 1 | Honeywell | 2023-04-01 | redacted
Low Income - Power to Save | LI - DUCT | 0 | 0.4 | 0.12 | 775.77 | 1 | Honeywell | 2023-04-01 | redacted
Low Income - Power to Save | HVAC Inspection | 0 | 0.17 | 0 | 268.73 | 1 | Honeywell | 2023-04-01 | redacted
Low Income - Power to Save | LED Lights | 0 | 0 | 0 | 47.6 | 1 | Honeywell | 2023-04-01 | redacted
Low Income - Power to Save | Pipe Wrap | 0 | 0.01 | 0.03 | 143.65 | 1 | Honeywell | 2023-04-01 | redacted
Low Income - Power to Save | Weather Strip/Caulk | 0 | 0.25 | 0.09 | 503.3 | 1 | Honeywell | 2023-04-01 | redacted
Low Income - Power to Save | Outdoor Coil Cleaning | 0 | 0.1 | 0 | 275 | 1 | Honeywell | 2023-04-01 | redacted
Low Income - Power to Save | LI - DUCT | 0 | 0.4 | 0.12 | 775.77 | 1 | Honeywell | 2023-04-01 | redacted
Low Income - Power to Save | HVAC Inspection | 0 | 0.17 | 0 | 268.73 | 1 | Honeywell | 2023-04-01 | redacted
Low Income - Power to Save | LED Lights | 0 | 0 | 0 | 47.6 | 1 | Honeywell | 2023-04-01 | redacted
Low Income - Power to Save | Weather Strip/Caulk | 0 | 0.25 | 0.09 | 503.3 | 1 | Honeywell | 2023-04-01 | redacted
Low Income - Power to Save | Outdoor Coil Cleaning | 0 | 0.1 | 0 | 275 | 1 | Honeywell | 2023-04-01 | redacted
Low Income - Power to Save | HVAC Inspection | 0 | 0.17 | 0 | 268.73 | 1 | Honeywell | 2023-04-01 | redacted
Low Income - Power to Save | LED Lights | 0 | 0 | 0 | 47.6 | 1 | Honeywell | 2023-04-01 | redacted
Low Income - Power to Save | Faucet Aerators | 0 | 0 | 0.02 | 110.58 | 1 | Honeywell | 2023-04-01 | redacted
Low Income - Power to Save | Weather Strip/Caulk | 0 | 0.25 | 0.09 | 503.3 | 1 | Honeywell | 2023-04-01 | redacted
Low Income - Power to Save | Outdoor Coil Cleaning | 0 | 0.1 | 0 | 275 | 1 | Honeywell | 2023-04-01 | redacted
Low Income - Power to Save | LI - DUCT | 0 | 0.4 | 0.12 | 775.77 | 1 | Honeywell | 2023-04-01 | redacted
Low Income - Power to Save | HVAC Inspection | 0 | 0.17 | 0 | 268.73 | 1 | Honeywell | 2023-04-01 | redacted
Low Income - Power to Save | LED Lights | 0 | 0 | 0 | 47.6 | 1 | Honeywell | 2023-04-01 | redacted
Low Income - Power to Save | Faucet Aerators | 0 | 0 | 0.02 | 110.58 | 1 | Honeywell | 2023-04-01 | redacted
Low Income - Power to Save | Low Flow Showerhead | 0 | 0.04 | 0.1 | 504.08 | 1 | Honeywell | 2023-04-01 | redacted
Low Income - Power to Save | Pipe Wrap | 0 | 0.01 | 0.03 | 143.65 | 1 | Honeywell | 2023-04-01 | redacted
Low Income - Power to Save | Weather Strip/Caulk | 0 | 0.25 | 0.09 | 503.3 | 1 | Honeywell | 2023-04-01 | redacted
Low Income - Power to Save | LED Lights | 0 | 0 | 0 | 47.6 | 1 | Honeywell | 2023-04-01 | redacted
Low Income - Power to Save | Low Flow Showerhead | 0 | 0.04 | 0.1 | 504.08 | 1 | Honeywell | 2023-04-01 | redacted
Low Income - Power to Save | Pipe Wrap | 0 | 0.01 | 0.03 | 143.65 | 1 | Honeywell | 2023-04-01 | redacted
Low Income - Power to Save | Weather Strip/Caulk | 0 | 0.25 | 0.09 | 503.3 | 1 | Honeywell | 2023-04-01 | redacted
Low Income - Power to Save | Outdoor Coil Cleaning | 0 | 0.1 | 0 | 275 | 1 | Honeywell | 2023-04-01 | redacted
Low Income - Power to Save | LI - DUCT | 0 | 0.4 | 0.12 | 775.77 | 1 | Honeywell | 2023-04-01 | redacted
Low Income - Power to Save | HVAC Inspection | 0 | 0.17 | 0 | 268.73 | 1 | Honeywell | 2023-04-01 | redacted
Low Income - Power to Save | LED Lights | 0 | 0 | 0 | 47.6 | 1 | Honeywell | 2023-04-01 | redacted
Low Income - Power to Save | Faucet Aerators | 0 | 0 | 0.02 | 110.58 | 1 | Honeywell | 2023-04-01 | redacted
Low Income - Power to Save | Low Flow Showerhead | 0 | 0.04 | 0.1 | 504.08 | 1 | Honeywell | 2023-04-01 | redacted
Low Income - Power to Save | Weather Strip/Caulk | 0 | 0.25 | 0.09 | 503.3 | 1 | Honeywell | 2023-04-01 | redacted
Low Income - Power to Save | LED Lights | 0 | 0 | 0 | 47.6 | 1 | Honeywell | 2023-04-01 | redacted
Low Income - Power to Save | Faucet Aerators | 0 | 0 | 0.02 | 110.58 | 1 | Honeywell | 2023-04-01 | redacted
Low Income - Power to Save | Weather Strip/Caulk | 0 | 0.25 | 0.09 | 503.3 | 1 | Honeywell | 2023-04-01 | redacted
Low Income - Power to Save | Outdoor Coil Cleaning | 0 | 0.1 | 0 | 275 | 1 | Honeywell | 2023-04-01 | redacted
Low Income - Power to Save | LI - DUCT | 0 | 0.4 | 0.12 | 775.77 | 1 | Honeywell | 2023-04-01 | redacted
Low Income - Power to Save | HVAC Inspection | 0 | 0.17 | 0 | 268.73 | 1 | Honeywell | 2023-04-01 | redacted
Low Income - Power to Save | LED Lights | 0 | 0 | 0 | 47.6 | 1 | Honeywell | 2023-04-01 | redacted
Low Income - Power to Save | Outdoor Coil Cleaning | 0 | 0.1 | 0 | 275 | 1 | Honeywell | 2023-04-01 | redacted
Low Income - Power to Save | HVAC Inspection | 0 | 0.17 | 0 | 268.73 | 1 | Honeywell | 2023-04-01 | redacted
Low Income - Power to Save | LED Lights | 0 | 0 | 0 | 47.6 | 1 | Honeywell | 2023-04-01 | redacted
Low Income - Power to Save | Faucet Aerators | 0 | 0 | 0.02 | 110.58 | 1 | Honeywell | 2023-04-01 | redacted
Low Income - Power to Save | Low Flow Showerhead | 0 | 0.04 | 0.1 | 504.08 | 1 | Honeywell | 2023-04-01 | redacted
Low Income - Power to Save | Weather Strip/Caulk | 0 | 0.25 | 0.09 | 503.3 | 1 | Honeywell | 2023-04-01 | redacted
Low Income - Power to Save | Outdoor Coil Cleaning | 0 | 0.1 | 0 | 275 | 1 | Honeywell | 2023-04-01 | redacted
Low Income - Power to Save | LI - DUCT | 0 | 0.4 | 0.12 | 775.77 | 1 | Honeywell | 2023-04-01 | redacted
Low Income - Power to Save | HVAC Inspection | 0 | 0.17 | 0 | 268.73 | 1 | Honeywell | 2023-04-01 | redacted
Low Income - Power to Save | LED Lights | 0 | 0 | 0 | 47.6 | 1 | Honeywell | 2023-04-01 | redacted
Low Income - Power to Save | Low Flow Showerhead | 0 | 0.04 | 0.1 | 504.08 | 1 | Honeywell | 2023-04-01 | redacted
Low Income - Power to Save | Weather Strip/Caulk | 0 | 0.25 | 0.09 | 503.3 | 1 | Honeywell | 2023-04-01 | redacted
Low Income - Power to Save | Outdoor Coil Cleaning | 0 | 0.1 | 0 | 275 | 1 | Honeywell | 2023-04-01 | redacted
Low Income - Power to Save | LI - DUCT | 0 | 0.4 | 0.12 | 775.77 | 1 | Honeywell | 2023-04-01 | redacted
Low Income - Power to Save | HVAC Inspection | 0 | 0.17 | 0 | 268.73 | 1 | Honeywell | 2023-04-01 | redacted
Low Income - Power to Save | LED Lights | 0 | 0 | 0 | 47.6 | 1 | Honeywell | 2023-04-01 | redacted
Low Income - Power to Save | Faucet Aerators | 0 | 0 | 0.02 | 110.58 | 1 | Honeywell | 2023-04-01 | redacted
Low Income - Power to Save | Low Flow Showerhead | 0 | 0.04 | 0.1 | 504.08 | 1 | Honeywell | 2023-04-01 | redacted
Low Income - Power to Save | Weather Strip/Caulk | 0 | 0.25 | 0.09 | 503.3 | 1 | Honeywell | 2023-04-01 | redacted
Low Income - Power to Save | Outdoor Coil Cleaning | 0 | 0.1 | 0 | 275 | 1 | Honeywell | 2023-04-01 | redacted
Low Income - Power to Save | LI - DUCT | 0 | 0.4 | 0.12 | 775.77 | 1 | Honeywell | 2023-04-01 | redacted
Low Income - Power to Save | HVAC Inspection | 0 | 0.17 | 0 | 268.73 | 1 | Honeywell | 2023-04-01 | redacted
Low Income - Power to Save | LED Lights | 0 | 0 | 0 | 47.6 | 1 | Honeywell | 2023-04-01 | redacted
Low Income - Power to Save | Faucet Aerators | 0 | 0 | 0.02 | 110.58 | 1 | Honeywell | 2023-04-01 | redacted
Low Income - Power to Save | Low Flow Showerhead | 0 | 0.04 | 0.1 | 504.08 | 1 | Honeywell | 2023-04-01 | redacted
Low Income - Power to Save | Pipe Wrap | 0 | 0.01 | 0.03 | 143.65 | 1 | Honeywell | 2023-04-01 | redacted
Low Income - Power to Save | Weather Strip/Caulk | 0 | 0.25 | 0.09 | 503.3 | 1 | Honeywell | 2023-04-01 | redacted
Low Income - Power to Save | Outdoor Coil Cleaning | 0 | 0.1 | 0 | 275 | 1 | Honeywell | 2023-04-01 | redacted
Low Income - Power to Save | LI - DUCT | 0 | 0.4 | 0.12 | 775.77 | 1 | Honeywell | 2023-04-01 | redacted
Low Income - Power to Save | HVAC Inspection | 0 | 0.17 | 0 | 268.73 | 1 | Honeywell | 2023-04-01 | redacted
Low Income - Power to Save | LED Lights | 0 | 0 | 0 | 47.6 | 1 | Honeywell | 2023-04-01 | redacted
Low Income - Power to Save | Faucet Aerators | 0 | 0 | 0.02 | 110.58 | 1 | Honeywell | 2023-04-01 | redacted
Low Income - Power to Save | Low Flow Showerhead | 0 | 0.04 | 0.1 | 504.08 | 1 | Honeywell | 2023-04-01 | redacted
Low Income - Power to Save | Weather Strip/Caulk | 0 | 0.25 | 0.09 | 503.3 | 1 | Honeywell | 2023-04-01 | redacted
Low Income - Power to Save | LED Lights | 0 | 0 | 0 | 47.6 | 1 | Honeywell | 2023-04-01 | redacted
Low Income - Power to Save | Faucet Aerators | 0 | 0 | 0.02 | 110.58 | 1 | Honeywell | 2023-04-01 | redacted
Low Income - Power to Save | Low Flow Showerhead | 0 | 0.04 | 0.1 | 504.08 | 1 | Honeywell | 2023-04-01 | redacted
Low Income - Power to Save | Weather Strip/Caulk | 0 | 0.25 | 0.09 | 503.3 | 1 | Honeywell | 2023-04-01 | redacted
Low Income - Power to Save | Outdoor Coil Cleaning | 0 | 0.1 | 0 | 275 | 1 | Honeywell | 2023-04-01 | redacted
Low Income - Power to Save | LI - DUCT | 0 | 0.4 | 0.12 | 775.77 | 1 | Honeywell | 2023-04-01 | redacted
Low Income - Power to Save | HVAC Inspection | 0 | 0.17 | 0 | 268.73 | 1 | Honeywell | 2023-04-01 | redacted
Low Income - Power to Save | LED Lights | 0 | 0 | 0 | 47.6 | 1 | Honeywell | 2023-04-01 | redacted
Low Income - Power to Save | Faucet Aerators | 0 | 0 | 0.02 | 110.58 | 1 | Honeywell | 2023-04-01 | redacted
Low Income - Power to Save | Low Flow Showerhead | 0 | 0.04 | 0.1 | 504.08 | 1 | Honeywell | 2023-04-01 | redacted
Low Income - Power to Save | Weather Strip/Caulk | 0 | 0.25 | 0.09 | 503.3 | 1 | Honeywell | 2023-04-01 | redacted
Low Income - Power to Save | Outdoor Coil Cleaning | 0 | 0.1 | 0 | 275 | 1 | Honeywell | 2023-04-01 | redacted
Low Income - Power to Save | LI - DUCT | 0 | 0.4 | 0.12 | 775.77 | 1 | Honeywell | 2023-04-01 | redacted
Low Income - Power to Save | HVAC Inspection | 0 | 0.17 | 0 | 268.73 | 1 | Honeywell | 2023-04-01 | redacted
Low Income - Power to Save | LED Lights | 0 | 0 | 0 | 47.6 | 1 | Honeywell | 2023-04-01 | redacted
Low Income - Power to Save | Pipe Wrap | 0 | 0.01 | 0.03 | 143.65 | 1 | Honeywell | 2023-04-01 | redacted
Low Income - Power to Save | Weather Strip/Caulk | 0 | 0.25 | 0.09 | 503.3 | 1 | Honeywell | 2023-04-01 | redacted
Low Income - Power to Save | Outdoor Coil Cleaning | 0 | 0.1 | 0 | 275 | 1 | Honeywell | 2023-04-01 | redacted
Low Income - Power to Save | LI - DUCT | 0 | 0.4 | 0.12 | 775.77 | 1 | Honeywell | 2023-04-01 | redacted
Low Income - Power to Save | HVAC Inspection | 0 | 0.17 | 0 | 268.73 | 1 | Honeywell | 2023-04-01 | redacted
Low Income - Power to Save | LED Lights | 0 | 0 | 0 | 47.6 | 1 | Honeywell | 2023-04-01 | redacted
Low Income - Power to Save | LED Lights | 0 | 0 | 0 | 47.6 | 1 | Honeywell | 2023-04-01 | redacted
Low Income - Power to Save | Outdoor Coil Cleaning | 0 | 0.1 | 0 | 275 | 1 | Honeywell | 2023-04-01 | redacted
Low Income - Power to Save | HVAC Inspection | 0 | 0.17 | 0 | 268.73 | 1 | Honeywell | 2023-04-01 | redacted
Low Income - Power to Save | LED Lights | 0 | 0 | 0 | 47.6 | 1 | Honeywell | 2023-04-01 | redacted
Low Income - Power to Save | Faucet Aerators | 0 | 0 | 0.02 | 110.58 | 1 | Honeywell | 2023-04-01 | redacted
Low Income - Power to Save | Low Flow Showerhead | 0 | 0.04 | 0.1 | 504.08 | 1 | Honeywell | 2023-04-01 | redacted
Low Income - Power to Save | Pipe Wrap | 0 | 0.01 | 0.03 | 143.65 | 1 | Honeywell | 2023-04-01 | redacted
Low Income - Power to Save | Weather Strip/Caulk | 0 | 0.25 | 0.09 | 503.3 | 1 | Honeywell | 2023-04-01 | redacted
Low Income - Power to Save | Outdoor Coil Cleaning | 0 | 0.1 | 0 | 275 | 1 | Honeywell | 2023-04-01 | redacted
Low Income - Power to Save | LI - DUCT | 0 | 0.4 | 0.12 | 775.77 | 1 | Honeywell | 2023-04-01 | redacted
Low Income - Power to Save | HVAC Inspection | 0 | 0.17 | 0 | 268.73 | 1 | Honeywell | 2023-04-01 | redacted
Low Income - Power to Save | LED Lights | 0 | 0 | 0 | 47.6 | 1 | Honeywell | 2023-04-01 | redacted
Low Income - Power to Save | HVAC Inspection | 0 | 0.17 | 0 | 268.73 | 1 | Honeywell | 2023-04-01 | redacted
Low Income - Power to Save | LED Lights | 0 | 0 | 0 | 47.6 | 1 | Honeywell | 2023-04-01 | redacted
Low Income - Power to Save | Faucet Aerators | 0 | 0 | 0.02 | 110.58 | 1 | Honeywell | 2023-04-01 | redacted
Low Income - Power to Save | Low Flow Showerhead | 0 | 0.04 | 0.1 | 504.08 | 1 | Honeywell | 2023-04-01 | redacted
Low Income - Power to Save | Pipe Wrap | 0 | 0.01 | 0.03 | 143.65 | 1 | Honeywell | 2023-04-01 | redacted
Low Income - Power to Save | Weather Strip/Caulk | 0 | 0.25 | 0.09 | 503.3 | 1 | Honeywell | 2023-04-01 | redacted
Low Income - Power to Save | Outdoor Coil Cleaning | 0 | 0.1 | 0 | 275 | 1 | Honeywell | 2023-04-01 | redacted
Low Income - Power to Save | LI - DUCT | 0 | 0.4 | 0.12 | 775.77 | 1 | Honeywell | 2023-04-01 | redacted
Low Income - Power to Save | HVAC Inspection | 0 | 0.17 | 0 | 268.73 | 1 | Honeywell | 2023-04-01 | redacted
Low Income - Power to Save | LED Lights | 0 | 0 | 0 | 47.6 | 1 | Honeywell | 2023-04-01 | redacted
Low Income - Power to Save | Faucet Aerators | 0 | 0 | 0.02 | 110.58 | 1 | Honeywell | 2023-04-01 | redacted
Low Income - Power to Save | Low Flow Showerhead | 0 | 0.04 | 0.1 | 504.08 | 1 | Honeywell | 2023-04-01 | redacted
Low Income - Power to Save | Pipe Wrap | 0 | 0.01 | 0.03 | 143.65 | 1 | Honeywell | 2023-04-01 | redacted
Low Income - Power to Save | Weather Strip/Caulk | 0 | 0.25 | 0.09 | 503.3 | 1 | Honeywell | 2023-04-01 | redacted
Low Income - Power to Save | Outdoor Coil Cleaning | 0 | 0.1 | 0 | 275 | 1 | Honeywell | 2023-04-01 | redacted
Low Income - Power to Save | LI - DUCT | 0 | 0.4 | 0.12 | 775.77 | 1 | Honeywell | 2023-04-01 | redacted
Low Income - Power to Save | HVAC Inspection | 0 | 0.17 | 0 | 268.73 | 1 | Honeywell | 2023-04-01 | redacted
Low Income - Power to Save | LED Lights | 0 | 0 | 0 | 47.6 | 1 | Honeywell | 2023-04-01 | redacted
Low Income - Power to Save | Faucet Aerators | 0 | 0 | 0.02 | 110.58 | 1 | Honeywell | 2023-04-01 | redacted
Low Income - Power to Save | Low Flow Showerhead | 0 | 0.04 | 0.1 | 504.08 | 1 | Honeywell | 2023-04-01 | redacted
Low Income - Power to Save | LED Lights | 0 | 0 | 0 | 47.6 | 1 | Honeywell | 2023-04-01 | redacted
Low Income - Power to Save | Faucet Aerators | 0 | 0 | 0.02 | 110.58 | 1 | Honeywell | 2023-04-01 | redacted
Low Income - Power to Save | Low Flow Showerhead | 0 | 0.04 | 0.1 | 504.08 | 1 | Honeywell | 2023-04-01 | redacted
Low Income - Power to Save | LED Lights | 0 | 0 | 0 | 47.6 | 1 | Honeywell | 2023-04-01 | redacted
Low Income - Power to Save | Faucet Aerators | 0 | 0 | 0.02 | 110.58 | 1 | Honeywell | 2023-04-01 | redacted
Low Income - Power to Save | Low Flow Showerhead | 0 | 0.04 | 0.1 | 504.08 | 1 | Honeywell | 2023-04-01 | redacted
Low Income - Power to Save | Weather Strip/Caulk | 0 | 0.25 | 0.09 | 503.3 | 1 | Honeywell | 2023-04-01 | redacted
Low Income - Power to Save | Outdoor Coil Cleaning | 0 | 0.1 | 0 | 275 | 1 | Honeywell | 2023-04-01 | redacted
Low Income - Power to Save | LI - DUCT | 0 | 0.4 | 0.12 | 775.77 | 1 | Honeywell | 2023-04-01 | redacted
Low Income - Power to Save | LED Lights | 0 | 0 | 0 | 47.6 | 1 | Honeywell | 2023-04-01 | redacted
Low Income - Power to Save | Faucet Aerators | 0 | 0 | 0.02 | 110.58 | 1 | Honeywell | 2023-04-01 | redacted
Low Income - Power to Save | Low Flow Showerhead | 0 | 0.04 | 0.1 | 504.08 | 1 | Honeywell | 2023-04-01 | redacted
Low Income - Power to Save | Pipe Wrap | 0 | 0.01 | 0.03 | 143.65 | 1 | Honeywell | 2023-04-01 | redacted
Low Income - Power to Save | Weather Strip/Caulk | 0 | 0.25 | 0.09 | 503.3 | 1 | Honeywell | 2023-04-01 | redacted
Low Income - Power to Save | Outdoor Coil Cleaning | 0 | 0.1 | 0 | 275 | 1 | Honeywell | 2023-04-01 | redacted
Low Income - Power to Save | LI - DUCT | 0 | 0.4 | 0.12 | 775.77 | 1 | Honeywell | 2023-04-01 | redacted
Low Income - Power to Save | HVAC Inspection | 0 | 0.17 | 0 | 268.73 | 1 | Honeywell | 2023-04-01 | redacted
Low Income - Power to Save | LED Lights | 0 | 0 | 0 | 47.6 | 1 | Honeywell | 2023-04-01 | redacted
Low Income - Power to Save | Low Flow Showerhead | 0 | 0.04 | 0.1 | 504.08 | 1 | Honeywell | 2023-04-01 | redacted
Low Income - Power to Save | Weather Strip/Caulk | 0 | 0.25 | 0.09 | 503.3 | 1 | Honeywell | 2023-04-01 | redacted
Low Income - Power to Save | Outdoor Coil Cleaning | 0 | 0.1 | 0 | 275 | 1 | Honeywell | 2023-04-01 | redacted
Low Income - Power to Save | LI - DUCT | 0 | 0.4 | 0.12 | 775.77 | 1 | Honeywell | 2023-04-01 | redacted
Low Income - Power to Save | HVAC Inspection | 0 | 0.17 | 0 | 268.73 | 1 | Honeywell | 2023-04-01 | redacted
Low Income - Power to Save | LED Lights | 0 | 0 | 0 | 47.6 | 1 | Honeywell | 2023-04-01 | redacted
Low Income - Power to Save | Faucet Aerators | 0 | 0 | 0.02 | 110.58 | 1 | Honeywell | 2023-04-01 | redacted
Low Income - Power to Save | Low Flow Showerhead | 0 | 0.04 | 0.1 | 504.08 | 1 | Honeywell | 2023-04-01 | redacted
Low Income - Power to Save | Weather Strip/Caulk | 0 | 0.25 | 0.09 | 503.3 | 1 | Honeywell | 2023-04-01 | redacted
Low Income - Power to Save | Outdoor Coil Cleaning | 0 | 0.1 | 0 | 275 | 1 | Honeywell | 2023-04-01 | redacted
Low Income - Power to Save | LI - DUCT | 0 | 0.4 | 0.12 | 775.77 | 1 | Honeywell | 2023-04-01 | redacted
Low Income - Power to Save | HVAC Inspection | 0 | 0.17 | 0 | 268.73 | 1 | Honeywell | 2023-04-01 | redacted
Low Income - Power to Save | LED Lights | 0 | 0 | 0 | 47.6 | 1 | Honeywell | 2023-04-01 | redacted
Low Income - Power to Save | Faucet Aerators | 0 | 0 | 0.02 | 110.58 | 1 | Honeywell | 2023-04-01 | redacted
Low Income - Power to Save | Low Flow Showerhead | 0 | 0.04 | 0.1 | 504.08 | 1 | Honeywell | 2023-04-01 | redacted
Low Income - Power to Save | LED Lights | 0 | 0 | 0 | 47.6 | 1 | Honeywell | 2023-04-01 | redacted
Low Income - Power to Save | Outdoor Coil Cleaning | 0 | 0.1 | 0 | 275 | 1 | Honeywell | 2023-04-01 | redacted
Low Income - Power to Save | HVAC Inspection | 0 | 0.17 | 0 | 268.73 | 1 | Honeywell | 2023-04-01 | redacted
Low Income - Power to Save | LED Lights | 0 | 0 | 0 | 47.6 | 1 | Honeywell | 2023-04-01 | redacted
Low Income - Power to Save | Faucet Aerators | 0 | 0 | 0.02 | 110.58 | 1 | Honeywell | 2023-04-01 | redacted
Low Income - Power to Save | Low Flow Showerhead | 0 | 0.04 | 0.1 | 504.08 | 1 | Honeywell | 2023-04-01 | redacted
Low Income - Power to Save | Weather Strip/Caulk | 0 | 0.25 | 0.09 | 503.3 | 1 | Honeywell | 2023-04-01 | redacted
Low Income - Power to Save | Outdoor Coil Cleaning | 0 | 0.1 | 0 | 275 | 1 | Honeywell | 2023-04-01 | redacted
Low Income - Power to Save | LI - DUCT | 0 | 0.4 | 0.12 | 775.77 | 1 | Honeywell | 2023-04-01 | redacted
Low Income - Power to Save | HVAC Inspection | 0 | 0.17 | 0 | 268.73 | 1 | Honeywell | 2023-04-01 | redacted
Low Income - Power to Save | LED Lights | 0 | 0 | 0 | 47.6 | 1 | Honeywell | 2023-04-01 | redacted
Low Income - Power to Save | Faucet Aerators | 0 | 0 | 0.02 | 110.58 | 1 | Honeywell | 2023-04-01 | redacted
Low Income - Power to Save | Low Flow Showerhead | 0 | 0.04 | 0.1 | 504.08 | 1 | Honeywell | 2023-04-01 | redacted
Low Income - Power to Save | Pipe Wrap | 0 | 0.01 | 0.03 | 143.65 | 1 | Honeywell | 2023-04-01 | redacted
Low Income - Power to Save | Weather Strip/Caulk | 0 | 0.25 | 0.09 | 503.3 | 1 | Honeywell | 2023-04-01 | redacted
Low Income - Power to Save | Outdoor Coil Cleaning | 0 | 0.1 | 0 | 275 | 1 | Honeywell | 2023-04-01 | redacted
Low Income - Power to Save | LI - DUCT | 0 | 0.4 | 0.12 | 775.77 | 1 | Honeywell | 2023-04-01 | redacted
Low Income - Power to Save | HVAC Inspection | 0 | 0.17 | 0 | 268.73 | 1 | Honeywell | 2023-04-01 | redacted
Low Income - Power to Save | LED Lights | 0 | 0 | 0 | 47.6 | 1 | Honeywell | 2023-04-01 | redacted
Low Income - Power to Save | Faucet Aerators | 0 | 0 | 0.02 | 110.58 | 1 | Honeywell | 2023-04-01 | redacted
Low Income - Power to Save | Low Flow Showerhead | 0 | 0.04 | 0.1 | 504.08 | 1 | Honeywell | 2023-04-01 | redacted
Low Income - Power to Save | Pipe Wrap | 0 | 0.01 | 0.03 | 143.65 | 1 | Honeywell | 2023-04-01 | redacted
Low Income - Power to Save | Weather Strip/Caulk | 0 | 0.25 | 0.09 | 503.3 | 1 | Honeywell | 2023-04-01 | redacted
Low Income - Power to Save | Outdoor Coil Cleaning | 0 | 0.1 | 0 | 275 | 1 | Honeywell | 2023-04-01 | redacted
Low Income - Power to Save | LI - DUCT | 0 | 0.4 | 0.12 | 775.77 | 1 | Honeywell | 2023-04-01 | redacted
Low Income - Power to Save | HVAC Inspection | 0 | 0.17 | 0 | 268.73 | 1 | Honeywell | 2023-04-01 | redacted
Low Income - Power to Save | LED Lights | 0 | 0 | 0 | 47.6 | 1 | Honeywell | 2023-04-01 | redacted
Low Income - Power to Save | Faucet Aerators | 0 | 0 | 0.02 | 110.58 | 1 | Honeywell | 2023-04-01 | redacted
Low Income - Power to Save | Low Flow Showerhead | 0 | 0.04 | 0.1 | 504.08 | 1 | Honeywell | 2023-04-01 | redacted
Low Income - Power to Save | Weather Strip/Caulk | 0 | 0.25 | 0.09 | 503.3 | 1 | Honeywell | 2023-04-01 | redacted
Low Income - Power to Save | Outdoor Coil Cleaning | 0 | 0.1 | 0 | 275 | 1 | Honeywell | 2023-04-01 | redacted
Low Income - Power to Save | LI - DUCT | 0 | 0.4 | 0.12 | 775.77 | 1 | Honeywell | 2023-04-01 | redacted
Low Income - Power to Save | HVAC Inspection | 0 | 0.17 | 0 | 268.73 | 1 | Honeywell | 2023-04-01 | redacted
Low Income - Power to Save | LED Lights | 0 | 0 | 0 | 47.6 | 1 | Honeywell | 2023-04-01 | redacted
Low Income - Power to Save | Faucet Aerators | 0 | 0 | 0.02 | 110.58 | 1 | Honeywell | 2023-04-01 | redacted
Low Income - Power to Save | Low Flow Showerhead | 0 | 0.04 | 0.1 | 504.08 | 1 | Honeywell | 2023-04-01 | redacted
Low Income - Power to Save | Weather Strip/Caulk | 0 | 0.25 | 0.09 | 503.3 | 1 | Honeywell | 2023-04-01 | redacted
Low Income - Power to Save | Outdoor Coil Cleaning | 0 | 0.1 | 0 | 275 | 1 | Honeywell | 2023-04-01 | redacted
Low Income - Power to Save | LI - DUCT | 0 | 0.4 | 0.12 | 775.77 | 1 | Honeywell | 2023-04-01 | redacted
Low Income - Power to Save | HVAC Inspection | 0 | 0.17 | 0 | 268.73 | 1 | Honeywell | 2023-04-01 | redacted
Low Income - Power to Save | LED Lights | 0 | 0 | 0 | 47.6 | 1 | Honeywell | 2023-04-01 | redacted
Low Income - Power to Save | Faucet Aerators | 0 | 0 | 0.02 | 110.58 | 1 | Honeywell | 2023-04-01 | redacted
Low Income - Power to Save | Low Flow Showerhead | 0 | 0.04 | 0.1 | 504.08 | 1 | Honeywell | 2023-04-01 | redacted
Low Income - Power to Save | Pipe Wrap | 0 | 0.01 | 0.03 | 143.65 | 1 | Honeywell | 2023-04-01 | redacted
Low Income - Power to Save | Weather Strip/Caulk | 0 | 0.25 | 0.09 | 503.3 | 1 | Honeywell | 2023-04-01 | redacted
Low Income - Power to Save | Outdoor Coil Cleaning | 0 | 0.1 | 0 | 275 | 1 | Honeywell | 2023-04-01 | redacted
Low Income - Power to Save | LI - DUCT | 0 | 0.4 | 0.12 | 775.77 | 1 | Honeywell | 2023-04-01 | redacted
Low Income - Power to Save | HVAC Inspection | 0 | 0.17 | 0 | 268.73 | 1 | Honeywell | 2023-04-01 | redacted
Low Income - Power to Save | LED Lights | 0 | 0 | 0 | 47.6 | 1 | Honeywell | 2023-04-01 | redacted
Low Income - Power to Save | Outdoor Coil Cleaning | 0 | 0.1 | 0 | 275 | 1 | Honeywell | 2023-04-01 | redacted
Low Income - Power to Save | HVAC Inspection | 0 | 0.17 | 0 | 268.73 | 1 | Honeywell | 2023-04-01 | redacted
Low Income - Power to Save | LED Lights | 0 | 0 | 0 | 47.6 | 1 | Honeywell | 2023-04-01 | redacted
Low Income - Power to Save | Outdoor Coil Cleaning | 0 | 0.1 | 0 | 275 | 1 | Honeywell | 2023-04-01 | redacted
Low Income - Power to Save | HVAC Inspection | 0 | 0.17 | 0 | 268.73 | 1 | Honeywell | 2023-04-01 | redacted
Low Income - Power to Save | LED Lights | 0 | 0 | 0 | 47.6 | 1 | Honeywell | 2023-04-01 | redacted
Low Income - Power to Save | Faucet Aerators | 0 | 0 | 0.02 | 110.58 | 1 | Honeywell | 2023-04-01 | redacted
Low Income - Power to Save | Low Flow Showerhead | 0 | 0.04 | 0.1 | 504.08 | 1 | Honeywell | 2023-04-01 | redacted
Low Income - Power to Save | Outdoor Coil Cleaning | 0 | 0.1 | 0 | 275 | 1 | Honeywell | 2023-04-01 | redacted
Low Income - Power to Save | LI - DUCT | 0 | 0.4 | 0.12 | 775.77 | 1 | Honeywell | 2023-04-01 | redacted
Low Income - Power to Save | HVAC Inspection | 0 | 0.17 | 0 | 268.73 | 1 | Honeywell | 2023-04-01 | redacted
Low Income - Power to Save | LED Lights | 0 | 0 | 0 | 47.6 | 1 | Honeywell | 2023-04-01 | redacted
Low Income - Power to Save | Low Flow Showerhead | 0 | 0.04 | 0.1 | 504.08 | 1 | Honeywell | 2023-04-01 | redacted
Low Income - Power to Save | Pipe Wrap | 0 | 0.01 | 0.03 | 143.65 | 1 | Honeywell | 2023-04-01 | redacted
Low Income - Power to Save | Weather Strip/Caulk | 0 | 0.25 | 0.09 | 503.3 | 1 | Honeywell | 2023-04-01 | redacted
Low Income - Power to Save | Outdoor Coil Cleaning | 0 | 0.1 | 0 | 275 | 1 | Honeywell | 2023-04-01 | redacted
Low Income - Power to Save | LI - DUCT | 0 | 0.4 | 0.12 | 775.77 | 1 | Honeywell | 2023-04-01 | redacted
Low Income - Power to Save | HVAC Inspection | 0 | 0.17 | 0 | 268.73 | 1 | Honeywell | 2023-04-01 | redacted
Low Income - Power to Save | LED Lights | 0 | 0 | 0 | 47.6 | 1 | Honeywell | 2023-04-01 | redacted
Low Income - Power to Save | Faucet Aerators | 0 | 0 | 0.02 | 110.58 | 1 | Honeywell | 2023-04-01 | redacted
Low Income - Power to Save | Low Flow Showerhead | 0 | 0.04 | 0.1 | 504.08 | 1 | Honeywell | 2023-04-01 | redacted
Low Income - Power to Save | Weather Strip/Caulk | 0 | 0.25 | 0.09 | 503.3 | 1 | Honeywell | 2023-04-01 | redacted
Low Income - Power to Save | Outdoor Coil Cleaning | 0 | 0.1 | 0 | 275 | 1 | Honeywell | 2023-04-01 | redacted
Low Income - Power to Save | LI - DUCT | 0 | 0.4 | 0.12 | 775.77 | 1 | Honeywell | 2023-04-01 | redacted
Low Income - Power to Save | HVAC Inspection | 0 | 0.17 | 0 | 268.73 | 1 | Honeywell | 2023-04-01 | redacted
Low Income - Power to Save | LED Lights | 0 | 0 | 0 | 47.6 | 1 | Honeywell | 2023-04-01 | redacted
Low Income - Power to Save | Faucet Aerators | 0 | 0 | 0.02 | 110.58 | 1 | Honeywell | 2023-04-01 | redacted
Low Income - Power to Save | Low Flow Showerhead | 0 | 0.04 | 0.1 | 504.08 | 1 | Honeywell | 2023-04-01 | redacted
Low Income - Power to Save | Weather Strip/Caulk | 0 | 0.25 | 0.09 | 503.3 | 1 | Honeywell | 2023-04-01 | redacted
Low Income - Power to Save | Outdoor Coil Cleaning | 0 | 0.1 | 0 | 275 | 1 | Honeywell | 2023-04-01 | redacted
Low Income - Power to Save | LI - DUCT | 0 | 0.4 | 0.12 | 775.77 | 1 | Honeywell | 2023-04-01 | redacted
Low Income - Power to Save | HVAC Inspection | 0 | 0.17 | 0 | 268.73 | 1 | Honeywell | 2023-04-01 | redacted
Low Income - Power to Save | LED Lights | 0 | 0 | 0 | 47.6 | 1 | Honeywell | 2023-04-01 | redacted
Low Income - Power to Save | Faucet Aerators | 0 | 0 | 0.02 | 110.58 | 1 | Honeywell | 2023-04-01 | redacted
Low Income - Power to Save | Low Flow Showerhead | 0 | 0.04 | 0.1 | 504.08 | 1 | Honeywell | 2023-04-01 | redacted
Low Income - Power to Save | Weather Strip/Caulk | 0 | 0.25 | 0.09 | 503.3 | 1 | Honeywell | 2023-04-01 | redacted
Low Income - Power to Save | LED Lights | 0 | 0 | 0 | 47.6 | 1 | Honeywell | 2023-04-01 | redacted
Low Income - Power to Save | Low Flow Showerhead | 0 | 0.04 | 0.1 | 504.08 | 1 | Honeywell | 2023-04-01 | redacted
Low Income - Power to Save | Pipe Wrap | 0 | 0.01 | 0.03 | 143.65 | 1 | Honeywell | 2023-04-01 | redacted
Low Income - Power to Save | Weather Strip/Caulk | 0 | 0.25 | 0.09 | 503.3 | 1 | Honeywell | 2023-04-01 | redacted
Low Income - Power to Save | Outdoor Coil Cleaning | 0 | 0.1 | 0 | 275 | 1 | Honeywell | 2023-04-01 | redacted
Low Income - Power to Save | LI - DUCT | 0 | 0.4 | 0.12 | 775.77 | 1 | Honeywell | 2023-04-01 | redacted
Low Income - Power to Save | HVAC Inspection | 0 | 0.17 | 0 | 268.73 | 1 | Honeywell | 2023-04-01 | redacted
Low Income - Power to Save | LED Lights | 0 | 0 | 0 | 47.6 | 1 | Honeywell | 2023-04-01 | redacted
Low Income - Power to Save | Faucet Aerators | 0 | 0 | 0.02 | 110.58 | 1 | Honeywell | 2023-04-01 | redacted
Low Income - Power to Save | Low Flow Showerhead | 0 | 0.04 | 0.1 | 504.08 | 1 | Honeywell | 2023-04-01 | redacted
Low Income - Power to Save | LED Lights | 0 | 0 | 0 | 47.6 | 1 | Honeywell | 2023-04-01 | redacted
Low Income - Power to Save | Faucet Aerators | 0 | 0 | 0.02 | 110.58 | 1 | Honeywell | 2023-04-01 | redacted
Low Income - Power to Save | Low Flow Showerhead | 0 | 0.04 | 0.1 | 504.08 | 1 | Honeywell | 2023-04-01 | redacted
Low Income - Power to Save | Pipe Wrap | 0 | 0.01 | 0.03 | 143.65 | 1 | Honeywell | 2023-04-01 | redacted
Low Income - Power to Save | Weather Strip/Caulk | 0 | 0.25 | 0.09 | 503.3 | 1 | Honeywell | 2023-04-01 | redacted
Low Income - Power to Save | Outdoor Coil Cleaning | 0 | 0.1 | 0 | 275 | 1 | Honeywell | 2023-04-01 | redacted
Low Income - Power to Save | LI - DUCT | 0 | 0.4 | 0.12 | 775.77 | 1 | Honeywell | 2023-04-01 | redacted
Low Income - Power to Save | HVAC Inspection | 0 | 0.17 | 0 | 268.73 | 1 | Honeywell | 2023-04-01 | redacted
Low Income - Power to Save | LED Lights | 0 | 0 | 0 | 47.6 | 1 | Honeywell | 2023-04-01 | redacted
Low Income - Power to Save | Faucet Aerators | 0 | 0 | 0.02 | 110.58 | 1 | Honeywell | 2023-04-01 | redacted
Low Income - Power to Save | Low Flow Showerhead | 0 | 0.04 | 0.1 | 504.08 | 1 | Honeywell | 2023-04-01 | redacted
Low Income - Power to Save | Outdoor Coil Cleaning | 0 | 0.1 | 0 | 275 | 1 | Honeywell | 2023-04-01 | redacted
Low Income - Power to Save | LED Lights | 0 | 0 | 0 | 47.6 | 1 | Honeywell | 2023-04-01 | redacted
Low Income - Power to Save | Low Flow Showerhead | 0 | 0.04 | 0.1 | 504.08 | 1 | Honeywell | 2023-04-01 | redacted
Low Income - Power to Save | Pipe Wrap | 0 | 0.01 | 0.03 | 143.65 | 1 | Honeywell | 2023-04-01 | redacted
Low Income - Power to Save | Outdoor Coil Cleaning | 0 | 0.1 | 0 | 275 | 1 | Honeywell | 2023-04-01 | redacted
Low Income - Power to Save | HVAC Inspection | 0 | 0.17 | 0 | 268.73 | 1 | Honeywell | 2023-04-01 | redacted
Low Income - Power to Save | LED Lights | 0 | 0 | 0 | 47.6 | 1 | Honeywell | 2023-04-01 | redacted
Low Income - Power to Save | Faucet Aerators | 0 | 0 | 0.02 | 110.58 | 1 | Honeywell | 2023-04-01 | redacted
Low Income - Power to Save | Low Flow Showerhead | 0 | 0.04 | 0.1 | 504.08 | 1 | Honeywell | 2023-04-01 | redacted
Low Income - Power to Save | Weather Strip/Caulk | 0 | 0.25 | 0.09 | 503.3 | 1 | Honeywell | 2023-04-01 | redacted
Low Income - Power to Save | Outdoor Coil Cleaning | 0 | 0.1 | 0 | 275 | 1 | Honeywell | 2023-04-01 | redacted
Low Income - Power to Save | LI - DUCT | 0 | 0.4 | 0.12 | 775.77 | 1 | Honeywell | 2023-04-01 | redacted
Low Income - Power to Save | HVAC Inspection | 0 | 0.17 | 0 | 268.73 | 1 | Honeywell | 2023-04-01 | redacted
Low Income - Power to Save | LED Lights | 0 | 0 | 0 | 47.6 | 1 | Honeywell | 2023-04-01 | redacted
Low Income - Power to Save | Faucet Aerators | 0 | 0 | 0.02 | 110.58 | 1 | Honeywell | 2023-04-01 | redacted
Low Income - Power to Save | Low Flow Showerhead | 0 | 0.04 | 0.1 | 504.08 | 1 | Honeywell | 2023-04-01 | redacted
Low Income - Power to Save | Outdoor Coil Cleaning | 0 | 0.1 | 0 | 275 | 1 | Honeywell | 2023-04-01 | redacted
Low Income - Power to Save | LI - DUCT | 0 | 0.4 | 0.12 | 775.77 | 1 | Honeywell | 2023-04-01 | redacted
Low Income - Power to Save | HVAC Inspection | 0 | 0.17 | 0 | 268.73 | 1 | Honeywell | 2023-04-01 | redacted
Low Income - Power to Save | LED Lights | 0 | 0 | 0 | 47.6 | 1 | Honeywell | 2023-04-01 | redacted
Low Income - Power to Save | Faucet Aerators | 0 | 0 | 0.02 | 110.58 | 1 | Honeywell | 2023-04-01 | redacted
Low Income - Power to Save | Low Flow Showerhead | 0 | 0.04 | 0.1 | 504.08 | 1 | Honeywell | 2023-04-01 | redacted
Low Income - Power to Save | Outdoor Coil Cleaning | 0 | 0.1 | 0 | 275 | 1 | Honeywell | 2023-04-01 | redacted
Low Income - Power to Save | LI - DUCT | 0 | 0.4 | 0.12 | 775.77 | 1 | Honeywell | 2023-04-01 | redacted
Low Income - Power to Save | HVAC Inspection | 0 | 0.17 | 0 | 268.73 | 1 | Honeywell | 2023-04-01 | redacted
Low Income - Power to Save | LED Lights | 0 | 0 | 0 | 47.6 | 1 | Honeywell | 2023-04-01 | redacted
Low Income - Power to Save | Outdoor Coil Cleaning | 0 | 0.1 | 0 | 275 | 1 | Honeywell | 2023-04-01 | redacted
Low Income - Power to Save | HVAC Inspection | 0 | 0.17 | 0 | 268.73 | 1 | Honeywell | 2023-04-01 | redacted
Low Income - Power to Save | LED Lights | 0 | 0 | 0 | 47.6 | 1 | Honeywell | 2023-04-01 | redacted
Low Income - Power to Save | Weather Strip/Caulk | 0 | 0.25 | 0.09 | 503.3 | 1 | Honeywell | 2023-04-01 | redacted
Low Income - Power to Save | Outdoor Coil Cleaning | 0 | 0.1 | 0 | 275 | 1 | Honeywell | 2023-04-01 | redacted
Low Income - Power to Save | LI - DUCT | 0 | 0.4 | 0.12 | 775.77 | 1 | Honeywell | 2023-04-01 | redacted
Low Income - Power to Save | HVAC Inspection | 0 | 0.17 | 0 | 268.73 | 1 | Honeywell | 2023-04-01 | redacted
Low Income - Power to Save | LED Lights | 0 | 0 | 0 | 47.6 | 1 | Honeywell | 2023-04-01 | redacted
Low Income - Power to Save | Low Flow Showerhead | 0 | 0.04 | 0.1 | 504.08 | 1 | Honeywell | 2023-04-01 | redacted
Low Income - Power to Save | Weather Strip/Caulk | 0 | 0.25 | 0.09 | 503.3 | 1 | Honeywell | 2023-04-01 | redacted
Low Income - Power to Save | Outdoor Coil Cleaning | 0 | 0.1 | 0 | 275 | 1 | Honeywell | 2023-04-01 | redacted
Low Income - Power to Save | LI - DUCT | 0 | 0.4 | 0.12 | 775.77 | 1 | Honeywell | 2023-04-01 | redacted
Low Income - Power to Save | HVAC Inspection | 0 | 0.17 | 0 | 268.73 | 1 | Honeywell | 2023-04-01 | redacted
Low Income - Power to Save | LED Lights | 0 | 0 | 0 | 47.6 | 1 | Honeywell | 2023-04-01 | redacted
Low Income - Power to Save | Faucet Aerators | 0 | 0 | 0.02 | 110.58 | 1 | Honeywell | 2023-04-01 | redacted
Low Income - Power to Save | Low Flow Showerhead | 0 | 0.04 | 0.1 | 504.08 | 1 | Honeywell | 2023-04-01 | redacted
Low Income - Power to Save | Weather Strip/Caulk | 0 | 0.25 | 0.09 | 503.3 | 1 | Honeywell | 2023-04-01 | redacted
Low Income - Power to Save | Outdoor Coil Cleaning | 0 | 0.1 | 0 | 275 | 1 | Honeywell | 2023-04-01 | redacted
Low Income - Power to Save | LED Lights | 0 | 0 | 0 | 47.6 | 1 | Honeywell | 2023-04-01 | redacted
Low Income - Power to Save | Faucet Aerators | 0 | 0 | 0.02 | 110.58 | 1 | Honeywell | 2023-04-01 | redacted
Low Income - Power to Save | Low Flow Showerhead | 0 | 0.04 | 0.1 | 504.08 | 1 | Honeywell | 2023-04-01 | redacted
Low Income - Power to Save | Weather Strip/Caulk | 0 | 0.25 | 0.09 | 503.3 | 1 | Honeywell | 2023-04-01 | redacted
Low Income - Power to Save | Outdoor Coil Cleaning | 0 | 0.1 | 0 | 275 | 1 | Honeywell | 2023-04-01 | redacted
Low Income - Power to Save | LI - DUCT | 0 | 0.4 | 0.12 | 775.77 | 1 | Honeywell | 2023-04-01 | redacted
Low Income - Power to Save | HVAC Inspection | 0 | 0.17 | 0 | 268.73 | 1 | Honeywell | 2023-04-01 | redacted
Low Income - Power to Save | LED Lights | 0 | 0 | 0 | 47.6 | 1 | Honeywell | 2023-04-01 | redacted
Low Income - Power to Save | Faucet Aerators | 0 | 0 | 0.02 | 110.58 | 1 | Honeywell | 2023-04-01 | redacted
Low Income - Power to Save | Low Flow Showerhead | 0 | 0.04 | 0.1 | 504.08 | 1 | Honeywell | 2023-04-01 | redacted
Low Income - Power to Save | Weather Strip/Caulk | 0 | 0.25 | 0.09 | 503.3 | 1 | Honeywell | 2023-04-01 | redacted
Low Income - Power to Save | LED Lights | 0 | 0 | 0 | 47.6 | 1 | Honeywell | 2023-04-01 | redacted
Low Income - Power to Save | Faucet Aerators | 0 | 0 | 0.02 | 110.58 | 1 | Honeywell | 2023-04-01 | redacted
Low Income - Power to Save | Low Flow Showerhead | 0 | 0.04 | 0.1 | 504.08 | 1 | Honeywell | 2023-04-01 | redacted
Low Income - Power to Save | Weather Strip/Caulk | 0 | 0.25 | 0.09 | 503.3 | 1 | Honeywell | 2023-04-01 | redacted
Low Income - Power to Save | LED Lights | 0 | 0 | 0 | 47.6 | 1 | Honeywell | 2023-04-01 | redacted
Low Income - Power to Save | Weather Strip/Caulk | 0 | 0.25 | 0.09 | 503.3 | 1 | Honeywell | 2023-04-01 | redacted
Low Income - Power to Save | LED Lights | 0 | 0 | 0 | 47.6 | 1 | Honeywell | 2023-04-01 | redacted
Low Income - Power to Save | Faucet Aerators | 0 | 0 | 0.02 | 110.58 | 1 | Honeywell | 2023-04-01 | redacted
Low Income - Power to Save | Low Flow Showerhead | 0 | 0.04 | 0.1 | 504.08 | 1 | Honeywell | 2023-04-01 | redacted
Low Income - Power to Save | Weather Strip/Caulk | 0 | 0.25 | 0.09 | 503.3 | 1 | Honeywell | 2023-04-01 | redacted
Low Income - Power to Save | Outdoor Coil Cleaning | 0 | 0.1 | 0 | 275 | 1 | Honeywell | 2023-04-01 | redacted
Low Income - Power to Save | LI - DUCT | 0 | 0.4 | 0.12 | 775.77 | 1 | Honeywell | 2023-04-01 | redacted
Low Income - Power to Save | HVAC Inspection | 0 | 0.17 | 0 | 268.73 | 1 | Honeywell | 2023-04-01 | redacted
Low Income - Power to Save | LED Lights | 0 | 0 | 0 | 47.6 | 1 | Honeywell | 2023-04-01 | redacted
Low Income - Power to Save | Faucet Aerators | 0 | 0 | 0.02 | 110.58 | 1 | Honeywell | 2023-04-01 | redacted
Low Income - Power to Save | Low Flow Showerhead | 0 | 0.04 | 0.1 | 504.08 | 1 | Honeywell | 2023-04-01 | redacted
Low Income - Power to Save | Outdoor Coil Cleaning | 0 | 0.1 | 0 | 275 | 1 | Honeywell | 2023-04-01 | redacted
Low Income - Power to Save | LED Lights | 0 | 0 | 0 | 47.6 | 1 | Honeywell | 2023-04-01 | redacted
Low Income - Power to Save | Faucet Aerators | 0 | 0 | 0.02 | 110.58 | 1 | Honeywell | 2023-04-01 | redacted
Low Income - Power to Save | Low Flow Showerhead | 0 | 0.04 | 0.1 | 504.08 | 1 | Honeywell | 2023-04-01 | redacted
Low Income - Power to Save | Weather Strip/Caulk | 0 | 0.25 | 0.09 | 503.3 | 1 | Honeywell | 2023-04-01 | redacted
Low Income - Power to Save | Outdoor Coil Cleaning | 0 | 0.1 | 0 | 275 | 1 | Honeywell | 2023-04-01 | redacted
Low Income - Power to Save | LI - DUCT | 0 | 0.4 | 0.12 | 775.77 | 1 | Honeywell | 2023-04-01 | redacted
Low Income - Power to Save | HVAC Inspection | 0 | 0.17 | 0 | 268.73 | 1 | Honeywell | 2023-04-01 | redacted
Low Income - Power to Save | LED Lights | 0 | 0 | 0 | 47.6 | 1 | Honeywell | 2023-04-01 | redacted
Low Income - Power to Save | Faucet Aerators | 0 | 0 | 0.02 | 110.58 | 1 | Honeywell | 2023-04-01 | redacted
Low Income - Power to Save | Low Flow Showerhead | 0 | 0.04 | 0.1 | 504.08 | 1 | Honeywell | 2023-04-01 | redacted
Low Income - Power to Save | Outdoor Coil Cleaning | 0 | 0.1 | 0 | 275 | 1 | Honeywell | 2023-04-01 | redacted
Low Income - Power to Save | LED Lights | 0 | 0 | 0 | 47.6 | 1 | Honeywell | 2023-04-01 | redacted
Low Income - Power to Save | Low Flow Showerhead | 0 | 0.04 | 0.1 | 504.08 | 1 | Honeywell | 2023-04-01 | redacted
Low Income - Power to Save | Weather Strip/Caulk | 0 | 0.25 | 0.09 | 503.3 | 1 | Honeywell | 2023-04-01 | redacted
Low Income - Power to Save | Outdoor Coil Cleaning | 0 | 0.1 | 0 | 275 | 1 | Honeywell | 2023-04-01 | redacted
Low Income - Power to Save | LI - DUCT | 0 | 0.4 | 0.12 | 775.77 | 1 | Honeywell | 2023-04-01 | redacted
Low Income - Power to Save | HVAC Inspection | 0 | 0.17 | 0 | 268.73 | 1 | Honeywell | 2023-04-01 | redacted
Low Income - Power to Save | LED Lights | 0 | 0 | 0 | 47.6 | 1 | Honeywell | 2023-04-01 | redacted
Low Income - Power to Save | Faucet Aerators | 0 | 0 | 0.02 | 110.58 | 1 | Honeywell | 2023-04-01 | redacted
Low Income - Power to Save | Low Flow Showerhead | 0 | 0.04 | 0.1 | 504.08 | 1 | Honeywell | 2023-04-01 | redacted
Low Income - Power to Save | Weather Strip/Caulk | 0 | 0.25 | 0.09 | 503.3 | 1 | Honeywell | 2023-04-01 | redacted
Low Income - Power to Save | Outdoor Coil Cleaning | 0 | 0.1 | 0 | 275 | 1 | Honeywell | 2023-04-01 | redacted
Low Income - Power to Save | LI - DUCT | 0 | 0.4 | 0.12 | 775.77 | 1 | Honeywell | 2023-04-01 | redacted
Low Income - Power to Save | HVAC Inspection | 0 | 0.17 | 0 | 268.73 | 1 | Honeywell | 2023-04-01 | redacted
Low Income - Power to Save | LED Lights | 0 | 0 | 0 | 47.6 | 1 | Honeywell | 2023-04-01 | redacted
Low Income - Power to Save | Faucet Aerators | 0 | 0 | 0.02 | 110.58 | 1 | Honeywell | 2023-04-01 | redacted
Low Income - Power to Save | Low Flow Showerhead | 0 | 0.04 | 0.1 | 504.08 | 1 | Honeywell | 2023-04-01 | redacted
Low Income - Power to Save | Weather Strip/Caulk | 0 | 0.25 | 0.09 | 503.3 | 1 | Honeywell | 2023-04-01 | redacted
Low Income - Power to Save | Outdoor Coil Cleaning | 0 | 0.1 | 0 | 275 | 1 | Honeywell | 2023-04-01 | redacted
Low Income - Power to Save | LI - DUCT | 0 | 0.4 | 0.12 | 775.77 | 1 | Honeywell | 2023-04-01 | redacted
Low Income - Power to Save | HVAC Inspection | 0 | 0.17 | 0 | 268.73 | 1 | Honeywell | 2023-04-01 | redacted
Low Income - Power to Save | LED Lights | 0 | 0 | 0 | 47.6 | 1 | Honeywell | 2023-04-01 | redacted
Low Income - Power to Save | Faucet Aerators | 0 | 0 | 0.02 | 110.58 | 1 | Honeywell | 2023-04-01 | redacted
Low Income - Power to Save | Low Flow Showerhead | 0 | 0.04 | 0.1 | 504.08 | 1 | Honeywell | 2023-04-01 | redacted
Low Income - Power to Save | Weather Strip/Caulk | 0 | 0.25 | 0.09 | 503.3 | 1 | Honeywell | 2023-04-01 | redacted
Low Income - Power to Save | LED Lights | 0 | 0 | 0 | 47.6 | 1 | Honeywell | 2023-04-01 | redacted
Low Income - Power to Save | Low Flow Showerhead | 0 | 0.04 | 0.1 | 504.08 | 1 | Honeywell | 2023-04-01 | redacted
Low Income - Power to Save | Weather Strip/Caulk | 0 | 0.25 | 0.09 | 503.3 | 1 | Honeywell | 2023-04-01 | redacted
Low Income - Power to Save | Outdoor Coil Cleaning | 0 | 0.1 | 0 | 275 | 1 | Honeywell | 2023-04-01 | redacted
Low Income - Power to Save | LI - DUCT | 0 | 0.4 | 0.12 | 775.77 | 1 | Honeywell | 2023-04-01 | redacted
Low Income - Power to Save | HVAC Inspection | 0 | 0.17 | 0 | 268.73 | 1 | Honeywell | 2023-04-01 | redacted
Low Income - Power to Save | LED Lights | 0 | 0 | 0 | 47.6 | 1 | Honeywell | 2023-04-01 | redacted
Low Income - Power to Save | Faucet Aerators | 0 | 0 | 0.02 | 110.58 | 1 | Honeywell | 2023-04-01 | redacted
Low Income - Power to Save | Low Flow Showerhead | 0 | 0.04 | 0.1 | 504.08 | 1 | Honeywell | 2023-04-01 | redacted
Low Income - Power to Save | Weather Strip/Caulk | 0 | 0.25 | 0.09 | 503.3 | 1 | Honeywell | 2023-04-01 | redacted
Low Income - Power to Save | Outdoor Coil Cleaning | 0 | 0.1 | 0 | 275 | 1 | Honeywell | 2023-04-01 | redacted
Low Income - Power to Save | LI - DUCT | 0 | 0.4 | 0.12 | 775.77 | 1 | Honeywell | 2023-04-01 | redacted
Low Income - Power to Save | HVAC Inspection | 0 | 0.17 | 0 | 268.73 | 1 | Honeywell | 2023-04-01 | redacted
Low Income - Power to Save | LED Lights | 0 | 0 | 0 | 47.6 | 1 | Honeywell | 2023-04-01 | redacted
Low Income - Power to Save | Faucet Aerators | 0 | 0 | 0.02 | 110.58 | 1 | Honeywell | 2023-04-01 | redacted
Low Income - Power to Save | Low Flow Showerhead | 0 | 0.04 | 0.1 | 504.08 | 1 | Honeywell | 2023-04-01 | redacted
Low Income - Power to Save | Weather Strip/Caulk | 0 | 0.25 | 0.09 | 503.3 | 1 | Honeywell | 2023-04-01 | redacted
Low Income - Power to Save | Outdoor Coil Cleaning | 0 | 0.1 | 0 | 275 | 1 | Honeywell | 2023-04-01 | redacted
Low Income - Power to Save | HVAC Inspection | 0 | 0.17 | 0 | 268.73 | 1 | Honeywell | 2023-04-01 | redacted
Low Income - Power to Save | LED Lights | 0 | 0 | 0 | 47.6 | 1 | Honeywell | 2023-04-01 | redacted
Low Income - Power to Save | Faucet Aerators | 0 | 0 | 0.02 | 110.58 | 1 | Honeywell | 2023-04-01 | redacted
Low Income - Power to Save | Low Flow Showerhead | 0 | 0.04 | 0.1 | 504.08 | 1 | Honeywell | 2023-04-01 | redacted
Low Income - Power to Save | LED Lights | 0 | 0 | 0 | 47.6 | 1 | Honeywell | 2023-04-01 | redacted
Low Income - Power to Save | Faucet Aerators | 0 | 0 | 0.02 | 110.58 | 1 | Honeywell | 2023-04-01 | redacted
Low Income - Power to Save | Low Flow Showerhead | 0 | 0.04 | 0.1 | 504.08 | 1 | Honeywell | 2023-04-01 | redacted
Low Income - Power to Save | Weather Strip/Caulk | 0 | 0.25 | 0.09 | 503.3 | 1 | Honeywell | 2023-04-01 | redacted
Low Income - Power to Save | Outdoor Coil Cleaning | 0 | 0.1 | 0 | 275 | 1 | Honeywell | 2023-04-01 | redacted
Low Income - Power to Save | LI - DUCT | 0 | 0.4 | 0.12 | 775.77 | 1 | Honeywell | 2023-04-01 | redacted
Low Income - Power to Save | HVAC Inspection | 0 | 0.17 | 0 | 268.73 | 1 | Honeywell | 2023-04-01 | redacted
Low Income - Power to Save | LED Lights | 0 | 0 | 0 | 47.6 | 1 | Honeywell | 2023-04-01 | redacted
Low Income - Power to Save | Faucet Aerators | 0 | 0 | 0.02 | 110.58 | 1 | Honeywell | 2023-04-01 | redacted
Low Income - Power to Save | Low Flow Showerhead | 0 | 0.04 | 0.1 | 504.08 | 1 | Honeywell | 2023-04-01 | redacted
Low Income - Power to Save | Pipe Wrap | 0 | 0.01 | 0.03 | 143.65 | 1 | Honeywell | 2023-04-01 | redacted
Low Income - Power to Save | Weather Strip/Caulk | 0 | 0.25 | 0.09 | 503.3 | 1 | Honeywell | 2023-04-01 | redacted
Low Income - Power to Save | Outdoor Coil Cleaning | 0 | 0.1 | 0 | 275 | 1 | Honeywell | 2023-04-01 | redacted
Low Income - Power to Save | HVAC Inspection | 0 | 0.17 | 0 | 268.73 | 1 | Honeywell | 2023-04-01 | redacted
Low Income - Power to Save | LED Lights | 0 | 0 | 0 | 47.6 | 1 | Honeywell | 2023-04-01 | redacted
Low Income - Power to Save | Low Flow Showerhead | 0 | 0.04 | 0.1 | 504.08 | 1 | Honeywell | 2023-04-01 | redacted
Low Income - Power to Save | Outdoor Coil Cleaning | 0 | 0.1 | 0 | 275 | 1 | Honeywell | 2023-04-01 | redacted
Low Income - Power to Save | LI - DUCT | 0 | 0.4 | 0.12 | 775.77 | 1 | Honeywell | 2023-04-01 | redacted
Low Income - Power to Save | HVAC Inspection | 0 | 0.17 | 0 | 268.73 | 1 | Honeywell | 2023-04-01 | redacted
Low Income - Power to Save | LED Lights | 0 | 0 | 0 | 47.6 | 1 | Honeywell | 2023-04-01 | redacted
Low Income - Power to Save | Faucet Aerators | 0 | 0 | 0.02 | 110.58 | 1 | Honeywell | 2023-04-01 | redacted
Low Income - Power to Save | Low Flow Showerhead | 0 | 0.04 | 0.1 | 504.08 | 1 | Honeywell | 2023-04-01 | redacted
Low Income - Power to Save | Pipe Wrap | 0 | 0.01 | 0.03 | 143.65 | 1 | Honeywell | 2023-04-01 | redacted
Low Income - Power to Save | Weather Strip/Caulk | 0 | 0.25 | 0.09 | 503.3 | 1 | Honeywell | 2023-04-01 | redacted
Low Income - Power to Save | Outdoor Coil Cleaning | 0 | 0.1 | 0 | 275 | 1 | Honeywell | 2023-04-01 | redacted
Low Income - Power to Save | LI - DUCT | 0 | 0.4 | 0.12 | 775.77 | 1 | Honeywell | 2023-04-01 | redacted
Low Income - Power to Save | HVAC Inspection | 0 | 0.17 | 0 | 268.73 | 1 | Honeywell | 2023-04-01 | redacted
Low Income - Power to Save | LED Lights | 0 | 0 | 0 | 47.6 | 1 | Honeywell | 2023-04-01 | redacted
Low Income - Power to Save | Low Flow Showerhead | 0 | 0.04 | 0.1 | 504.08 | 1 | Honeywell | 2023-04-01 | redacted
Low Income - Power to Save | Pipe Wrap | 0 | 0.01 | 0.03 | 143.65 | 1 | Honeywell | 2023-04-01 | redacted
Low Income - Power to Save | Weather Strip/Caulk | 0 | 0.25 | 0.09 | 503.3 | 1 | Honeywell | 2023-04-01 | redacted
Low Income - Power to Save | Outdoor Coil Cleaning | 0 | 0.1 | 0 | 275 | 1 | Honeywell | 2023-04-01 | redacted
Low Income - Power to Save | LI - DUCT | 0 | 0.4 | 0.12 | 775.77 | 1 | Honeywell | 2023-04-01 | redacted
Low Income - Power to Save | HVAC Inspection | 0 | 0.17 | 0 | 268.73 | 1 | Honeywell | 2023-04-01 | redacted
Low Income - Power to Save | LED Lights | 0 | 0 | 0 | 47.6 | 1 | Honeywell | 2023-04-01 | redacted
Low Income - Power to Save | Faucet Aerators | 0 | 0 | 0.02 | 110.58 | 1 | Honeywell | 2023-04-01 | redacted
Low Income - Power to Save | Low Flow Showerhead | 0 | 0.04 | 0.1 | 504.08 | 1 | Honeywell | 2023-04-01 | redacted
Low Income - Power to Save | Weather Strip/Caulk | 0 | 0.25 | 0.09 | 503.3 | 1 | Honeywell | 2023-04-01 | redacted
Low Income - Power to Save | LED Lights | 0 | 0 | 0 | 47.6 | 1 | Honeywell | 2023-04-01 | redacted
Low Income - Power to Save | Weather Strip/Caulk | 0 | 0.25 | 0.09 | 503.3 | 1 | Honeywell | 2023-04-01 | redacted
Low Income - Power to Save | Outdoor Coil Cleaning | 0 | 0.1 | 0 | 275 | 1 | Honeywell | 2023-04-01 | redacted
Low Income - Power to Save | LI - DUCT | 0 | 0.4 | 0.12 | 775.77 | 1 | Honeywell | 2023-04-01 | redacted
Low Income - Power to Save | HVAC Inspection | 0 | 0.17 | 0 | 268.73 | 1 | Honeywell | 2023-04-01 | redacted
Low Income - Power to Save | LED Lights | 0 | 0 | 0 | 47.6 | 1 | Honeywell | 2023-04-01 | redacted
Low Income - Power to Save | Low Flow Showerhead | 0 | 0.04 | 0.1 | 504.08 | 1 | Honeywell | 2023-04-01 | redacted
Low Income - Power to Save | Weather Strip/Caulk | 0 | 0.25 | 0.09 | 503.3 | 1 | Honeywell | 2023-04-01 | redacted
Low Income - Power to Save | Outdoor Coil Cleaning | 0 | 0.1 | 0 | 275 | 1 | Honeywell | 2023-04-01 | redacted
Low Income - Power to Save | LI - DUCT | 0 | 0.4 | 0.12 | 775.77 | 1 | Honeywell | 2023-04-01 | redacted
Low Income - Power to Save | HVAC Inspection | 0 | 0.17 | 0 | 268.73 | 1 | Honeywell | 2023-04-01 | redacted
Low Income - Power to Save | LED Lights | 0 | 0 | 0 | 47.6 | 1 | Honeywell | 2023-04-01 | redacted
Low Income - Power to Save | Faucet Aerators | 0 | 0 | 0.02 | 110.58 | 1 | Honeywell | 2023-04-01 | redacted
Low Income - Power to Save | Low Flow Showerhead | 0 | 0.04 | 0.1 | 504.08 | 1 | Honeywell | 2023-04-01 | redacted
Low Income - Power to Save | Weather Strip/Caulk | 0 | 0.25 | 0.09 | 503.3 | 1 | Honeywell | 2023-04-01 | redacted
Low Income - Power to Save | Outdoor Coil Cleaning | 0 | 0.1 | 0 | 275 | 1 | Honeywell | 2023-04-01 | redacted
Low Income - Power to Save | LI - DUCT | 0 | 0.4 | 0.12 | 775.77 | 1 | Honeywell | 2023-04-01 | redacted
Low Income - Power to Save | HVAC Inspection | 0 | 0.17 | 0 | 268.73 | 1 | Honeywell | 2023-04-01 | redacted
Low Income - Power to Save | LED Lights | 0 | 0 | 0 | 47.6 | 1 | Honeywell | 2023-04-01 | redacted
Low Income - Power to Save | Faucet Aerators | 0 | 0 | 0.02 | 110.58 | 1 | Honeywell | 2023-04-01 | redacted
Low Income - Power to Save | Low Flow Showerhead | 0 | 0.04 | 0.1 | 504.08 | 1 | Honeywell | 2023-04-01 | redacted
Low Income - Power to Save | Weather Strip/Caulk | 0 | 0.25 | 0.09 | 503.3 | 1 | Honeywell | 2023-04-01 | redacted
Low Income - Power to Save | Outdoor Coil Cleaning | 0 | 0.1 | 0 | 275 | 1 | Honeywell | 2023-04-01 | redacted
Low Income - Power to Save | LI - DUCT | 0 | 0.4 | 0.12 | 775.77 | 1 | Honeywell | 2023-04-01 | redacted
Low Income - Power to Save | HVAC Inspection | 0 | 0.17 | 0 | 268.73 | 1 | Honeywell | 2023-04-01 | redacted
Low Income - Power to Save | LED Lights | 0 | 0 | 0 | 47.6 | 1 | Honeywell | 2023-04-01 | redacted
Low Income - Power to Save | Faucet Aerators | 0 | 0 | 0.02 | 110.58 | 1 | Honeywell | 2023-04-01 | redacted
Low Income - Power to Save | Low Flow Showerhead | 0 | 0.04 | 0.1 | 504.08 | 1 | Honeywell | 2023-04-01 | redacted
Low Income - Power to Save | Outdoor Coil Cleaning | 0 | 0.1 | 0 | 275 | 1 | Honeywell | 2023-04-01 | redacted
Low Income - Power to Save | HVAC Inspection | 0 | 0.17 | 0 | 268.73 | 1 | Honeywell | 2023-04-01 | redacted
Low Income - Power to Save | LED Lights | 0 | 0 | 0 | 47.6 | 1 | Honeywell | 2023-04-01 | redacted
Low Income - Power to Save | Low Flow Showerhead | 0 | 0.04 | 0.1 | 504.08 | 1 | Honeywell | 2023-04-01 | redacted
Low Income - Power to Save | Weather Strip/Caulk | 0 | 0.25 | 0.09 | 503.3 | 1 | Honeywell | 2023-04-01 | redacted
Low Income - Power to Save | Outdoor Coil Cleaning | 0 | 0.1 | 0 | 275 | 1 | Honeywell | 2023-04-01 | redacted
Low Income - Power to Save | LI - DUCT | 0 | 0.4 | 0.12 | 775.77 | 1 | Honeywell | 2023-04-01 | redacted
Low Income - Power to Save | HVAC Inspection | 0 | 0.17 | 0 | 268.73 | 1 | Honeywell | 2023-04-01 | redacted
Low Income - Power to Save | LED Lights | 0 | 0 | 0 | 47.6 | 1 | Honeywell | 2023-04-01 | redacted
Low Income - Power to Save | Faucet Aerators | 0 | 0 | 0.02 | 110.58 | 1 | Honeywell | 2023-04-01 | redacted
Low Income - Power to Save | Low Flow Showerhead | 0 | 0.04 | 0.1 | 504.08 | 1 | Honeywell | 2023-04-01 | redacted
Low Income - Power to Save | Outdoor Coil Cleaning | 0 | 0.1 | 0 | 275 | 1 | Honeywell | 2023-04-01 | redacted
Low Income - Power to Save | LED Lights | 0 | 0 | 0 | 47.6 | 1 | Honeywell | 2023-04-01 | redacted
Low Income - Power to Save | Faucet Aerators | 0 | 0 | 0.02 | 110.58 | 1 | Honeywell | 2023-04-01 | redacted
Low Income - Power to Save | Weather Strip/Caulk | 0 | 0.25 | 0.09 | 503.3 | 1 | Honeywell | 2023-04-01 | redacted
Low Income - Power to Save | Outdoor Coil Cleaning | 0 | 0.1 | 0 | 275 | 1 | Honeywell | 2023-04-01 | redacted
Low Income - Power to Save | LI - DUCT | 0 | 0.4 | 0.12 | 775.77 | 1 | Honeywell | 2023-04-01 | redacted
Low Income - Power to Save | HVAC Inspection | 0 | 0.17 | 0 | 268.73 | 1 | Honeywell | 2023-04-01 | redacted
Low Income - Power to Save | LED Lights | 0 | 0 | 0 | 47.6 | 1 | Honeywell | 2023-04-01 | redacted
Low Income - Power to Save | Faucet Aerators | 0 | 0 | 0.02 | 110.58 | 1 | Honeywell | 2023-04-01 | redacted
Low Income - Power to Save | Low Flow Showerhead | 0 | 0.04 | 0.1 | 504.08 | 1 | Honeywell | 2023-04-01 | redacted
Low Income - Power to Save | Weather Strip/Caulk | 0 | 0.25 | 0.09 | 503.3 | 1 | Honeywell | 2023-04-01 | redacted
Low Income - Power to Save | Outdoor Coil Cleaning | 0 | 0.1 | 0 | 275 | 1 | Honeywell | 2023-04-01 | redacted
Low Income - Power to Save | LI - DUCT | 0 | 0.4 | 0.12 | 775.77 | 1 | Honeywell | 2023-04-01 | redacted
Low Income - Power to Save | HVAC Inspection | 0 | 0.17 | 0 | 268.73 | 1 | Honeywell | 2023-04-01 | redacted
Low Income - Power to Save | LED Lights | 0 | 0 | 0 | 47.6 | 1 | Honeywell | 2023-04-01 | redacted
Low Income - Power to Save | Weather Strip/Caulk | 0 | 0.25 | 0.09 | 503.3 | 1 | Honeywell | 2023-04-01 | redacted
Low Income - Power to Save | Outdoor Coil Cleaning | 0 | 0.1 | 0 | 275 | 1 | Honeywell | 2023-04-01 | redacted
Low Income - Power to Save | HVAC Inspection | 0 | 0.17 | 0 | 268.73 | 1 | Honeywell | 2023-04-01 | redacted
Low Income - Power to Save | LED Lights | 0 | 0 | 0 | 47.6 | 1 | Honeywell | 2023-04-01 | redacted
Low Income - Power to Save | Faucet Aerators | 0 | 0 | 0.02 | 110.58 | 1 | Honeywell | 2023-04-01 | redacted
Low Income - Power to Save | Low Flow Showerhead | 0 | 0.04 | 0.1 | 504.08 | 1 | Honeywell | 2023-04-01 | redacted
Low Income - Power to Save | Pipe Wrap | 0 | 0.01 | 0.03 | 143.65 | 1 | Honeywell | 2023-04-01 | redacted
Low Income - Power to Save | Weather Strip/Caulk | 0 | 0.25 | 0.09 | 503.3 | 1 | Honeywell | 2023-04-01 | redacted
Low Income - Power to Save | Outdoor Coil Cleaning | 0 | 0.1 | 0 | 275 | 1 | Honeywell | 2023-04-01 | redacted
Low Income - Power to Save | LI - DUCT | 0 | 0.4 | 0.12 | 775.77 | 1 | Honeywell | 2023-04-01 | redacted
Low Income - Power to Save | HVAC Inspection | 0 | 0.17 | 0 | 268.73 | 1 | Honeywell | 2023-04-01 | redacted
Low Income - Power to Save | LED Lights | 0 | 0 | 0 | 47.6 | 1 | Honeywell | 2023-04-01 | redacted
Low Income - Power to Save | Low Flow Showerhead | 0 | 0.04 | 0.1 | 504.08 | 1 | Honeywell | 2023-04-01 | redacted
Low Income - Power to Save | Outdoor Coil Cleaning | 0 | 0.1 | 0 | 275 | 1 | Honeywell | 2023-04-01 | redacted
Low Income - Power to Save | LED Lights | 0 | 0 | 0 | 47.6 | 1 | Honeywell | 2023-04-01 | redacted
Low Income - Power to Save | Low Flow Showerhead | 0 | 0.04 | 0.1 | 504.08 | 1 | Honeywell | 2023-04-01 | redacted
Low Income - Power to Save | Weather Strip/Caulk | 0 | 0.25 | 0.09 | 503.3 | 1 | Honeywell | 2023-04-01 | redacted
Low Income - Power to Save | Outdoor Coil Cleaning | 0 | 0.1 | 0 | 275 | 1 | Honeywell | 2023-04-01 | redacted
Low Income - Power to Save | LI - DUCT | 0 | 0.4 | 0.12 | 775.77 | 1 | Honeywell | 2023-04-01 | redacted
Low Income - Power to Save | HVAC Inspection | 0 | 0.17 | 0 | 268.73 | 1 | Honeywell | 2023-04-01 | redacted
Low Income - Power to Save | LED Lights | 0 | 0 | 0 | 47.6 | 1 | Honeywell | 2023-04-01 | redacted
Low Income - Power to Save | Faucet Aerators | 0 | 0 | 0.02 | 110.58 | 1 | Honeywell | 2023-04-01 | redacted
Low Income - Power to Save | Low Flow Showerhead | 0 | 0.04 | 0.1 | 504.08 | 1 | Honeywell | 2023-04-01 | redacted
Low Income - Power to Save | Weather Strip/Caulk | 0 | 0.25 | 0.09 | 503.3 | 1 | Honeywell | 2023-04-01 | redacted
Low Income - Power to Save | Outdoor Coil Cleaning | 0 | 0.1 | 0 | 275 | 1 | Honeywell | 2023-04-01 | redacted
Low Income - Power to Save | LI - DUCT | 0 | 0.4 | 0.12 | 775.77 | 1 | Honeywell | 2023-04-01 | redacted
Low Income - Power to Save | HVAC Inspection | 0 | 0.17 | 0 | 268.73 | 1 | Honeywell | 2023-04-01 | redacted
Low Income - Power to Save | LED Lights | 0 | 0 | 0 | 47.6 | 1 | Honeywell | 2023-04-01 | redacted
Low Income - Power to Save | Faucet Aerators | 0 | 0 | 0.02 | 110.58 | 1 | Honeywell | 2023-04-01 | redacted
Low Income - Power to Save | Low Flow Showerhead | 0 | 0.04 | 0.1 | 504.08 | 1 | Honeywell | 2023-04-01 | redacted
Low Income - Power to Save | Weather Strip/Caulk | 0 | 0.25 | 0.09 | 503.3 | 1 | Honeywell | 2023-04-01 | redacted
Low Income - Power to Save | Outdoor Coil Cleaning | 0 | 0.1 | 0 | 275 | 1 | Honeywell | 2023-04-01 | redacted
Low Income - Power to Save | LI - DUCT | 0 | 0.4 | 0.12 | 775.77 | 1 | Honeywell | 2023-04-01 | redacted
Low Income - Power to Save | HVAC Inspection | 0 | 0.17 | 0 | 268.73 | 1 | Honeywell | 2023-04-01 | redacted
Low Income - Power to Save | LED Lights | 0 | 0 | 0 | 47.6 | 1 | Honeywell | 2023-04-01 | redacted
Low Income - Power to Save | Low Flow Showerhead | 0 | 0.04 | 0.1 | 504.08 | 1 | Honeywell | 2023-04-01 | redacted
Low Income - Power to Save | Weather Strip/Caulk | 0 | 0.25 | 0.09 | 503.3 | 1 | Honeywell | 2023-04-01 | redacted
Low Income - Power to Save | Outdoor Coil Cleaning | 0 | 0.1 | 0 | 275 | 1 | Honeywell | 2023-04-01 | redacted
Low Income - Power to Save | LI - DUCT | 0 | 0.4 | 0.12 | 775.77 | 1 | Honeywell | 2023-04-01 | redacted
Low Income - Power to Save | HVAC Inspection | 0 | 0.17 | 0 | 268.73 | 1 | Honeywell | 2023-04-01 | redacted
Low Income - Power to Save | LED Lights | 0 | 0 | 0 | 47.6 | 1 | Honeywell | 2023-04-01 | redacted
Low Income - Power to Save | Weather Strip/Caulk | 0 | 0.25 | 0.09 | 503.3 | 1 | Honeywell | 2023-04-01 | redacted
Low Income - Power to Save | Outdoor Coil Cleaning | 0 | 0.1 | 0 | 275 | 1 | Honeywell | 2023-04-01 | redacted
Low Income - Power to Save | HVAC Inspection | 0 | 0.17 | 0 | 268.73 | 1 | Honeywell | 2023-04-01 | redacted
Low Income - Power to Save | LED Lights | 0 | 0 | 0 | 47.6 | 1 | Honeywell | 2023-04-01 | redacted
Low Income - Power to Save | Faucet Aerators | 0 | 0 | 0.02 | 110.58 | 1 | Honeywell | 2023-04-01 | redacted
Low Income - Power to Save | Low Flow Showerhead | 0 | 0.04 | 0.1 | 504.08 | 1 | Honeywell | 2023-04-01 | redacted
Low Income - Power to Save | Weather Strip/Caulk | 0 | 0.25 | 0.09 | 503.3 | 1 | Honeywell | 2023-04-01 | redacted
Low Income - Power to Save | Outdoor Coil Cleaning | 0 | 0.1 | 0 | 275 | 1 | Honeywell | 2023-04-01 | redacted
Low Income - Power to Save | LI - DUCT | 0 | 0.4 | 0.12 | 775.77 | 1 | Honeywell | 2023-04-01 | redacted
Low Income - Power to Save | HVAC Inspection | 0 | 0.17 | 0 | 268.73 | 1 | Honeywell | 2023-04-01 | redacted
Low Income - Power to Save | LED Lights | 0 | 0 | 0 | 47.6 | 1 | Honeywell | 2023-04-01 | redacted
Low Income - Power to Save | Faucet Aerators | 0 | 0 | 0.02 | 110.58 | 1 | Honeywell | 2023-04-01 | redacted
Low Income - Power to Save | Pipe Wrap | 0 | 0.01 | 0.03 | 143.65 | 1 | Honeywell | 2023-04-01 | redacted
Low Income - Power to Save | Weather Strip/Caulk | 0 | 0.25 | 0.09 | 503.3 | 1 | Honeywell | 2023-04-01 | redacted
Low Income - Power to Save | Outdoor Coil Cleaning | 0 | 0.1 | 0 | 275 | 1 | Honeywell | 2023-04-01 | redacted
Low Income - Power to Save | LI - DUCT | 0 | 0.4 | 0.12 | 775.77 | 1 | Honeywell | 2023-04-01 | redacted
Low Income - Power to Save | HVAC Inspection | 0 | 0.17 | 0 | 268.73 | 1 | Honeywell | 2023-04-01 | redacted
Low Income - Power to Save | LED Lights | 0 | 0 | 0 | 47.6 | 1 | Honeywell | 2023-04-01 | redacted
Low Income - Power to Save | Faucet Aerators | 0 | 0 | 0.02 | 110.58 | 1 | Honeywell | 2023-04-01 | redacted
Low Income - Power to Save | Low Flow Showerhead | 0 | 0.04 | 0.1 | 504.08 | 1 | Honeywell | 2023-04-01 | redacted
Low Income - Power to Save | Weather Strip/Caulk | 0 | 0.25 | 0.09 | 503.3 | 1 | Honeywell | 2023-04-01 | redacted
Low Income - Power to Save | Outdoor Coil Cleaning | 0 | 0.1 | 0 | 275 | 1 | Honeywell | 2023-04-01 | redacted
Low Income - Power to Save | LI - DUCT | 0 | 0.4 | 0.12 | 775.77 | 1 | Honeywell | 2023-04-01 | redacted
Low Income - Power to Save | HVAC Inspection | 0 | 0.17 | 0 | 268.73 | 1 | Honeywell | 2023-04-01 | redacted
Low Income - Power to Save | LED Lights | 0 | 0 | 0 | 47.6 | 1 | Honeywell | 2023-04-01 | redacted
Low Income - Power to Save | Low Flow Showerhead | 0 | 0.04 | 0.1 | 504.08 | 1 | Honeywell | 2023-04-01 | redacted
Low Income - Power to Save | Outdoor Coil Cleaning | 0 | 0.1 | 0 | 275 | 1 | Honeywell | 2023-04-01 | redacted
Low Income - Power to Save | HVAC Inspection | 0 | 0.17 | 0 | 268.73 | 1 | Honeywell | 2023-04-01 | redacted
Low Income - Power to Save | LED Lights | 0 | 0 | 0 | 47.6 | 1 | Honeywell | 2023-04-01 | redacted
Low Income - Power to Save | Low Flow Showerhead | 0 | 0.04 | 0.1 | 504.08 | 1 | Honeywell | 2023-04-01 | redacted
Low Income - Power to Save | Pipe Wrap | 0 | 0.01 | 0.03 | 143.65 | 1 | Honeywell | 2023-04-01 | redacted
Low Income - Power to Save | Weather Strip/Caulk | 0 | 0.25 | 0.09 | 503.3 | 1 | Honeywell | 2023-04-01 | redacted
Low Income - Power to Save | Outdoor Coil Cleaning | 0 | 0.1 | 0 | 275 | 1 | Honeywell | 2023-04-01 | redacted
Low Income - Power to Save | LI - DUCT | 0 | 0.4 | 0.12 | 775.77 | 1 | Honeywell | 2023-04-01 | redacted
Low Income - Power to Save | HVAC Inspection | 0 | 0.17 | 0 | 268.73 | 1 | Honeywell | 2023-04-01 | redacted
Low Income - Power to Save | LED Lights | 0 | 0 | 0 | 47.6 | 1 | Honeywell | 2023-04-01 | redacted
Low Income - Power to Save | Faucet Aerators | 0 | 0 | 0.02 | 110.58 | 1 | Honeywell | 2023-04-01 | redacted
Low Income - Power to Save | Low Flow Showerhead | 0 | 0.04 | 0.1 | 504.08 | 1 | Honeywell | 2023-04-01 | redacted
Low Income - Power to Save | LED Lights | 0 | 0 | 0 | 47.6 | 1 | Honeywell | 2023-04-01 | redacted
Low Income - Power to Save | Weather Strip/Caulk | 0 | 0.25 | 0.09 | 503.3 | 1 | Honeywell | 2023-04-01 | redacted
Low Income - Power to Save | Outdoor Coil Cleaning | 0 | 0.1 | 0 | 275 | 1 | Honeywell | 2023-04-01 | redacted
Low Income - Power to Save | LI - DUCT | 0 | 0.4 | 0.12 | 775.77 | 1 | Honeywell | 2023-04-01 | redacted
Low Income - Power to Save | HVAC Inspection | 0 | 0.17 | 0 | 268.73 | 1 | Honeywell | 2023-04-01 | redacted
Low Income - Power to Save | LED Lights | 0 | 0 | 0 | 47.6 | 1 | Honeywell | 2023-04-01 | redacted
Low Income - Power to Save | Faucet Aerators | 0 | 0 | 0.02 | 110.58 | 1 | Honeywell | 2023-04-01 | redacted
Low Income - Power to Save | Pipe Wrap | 0 | 0.01 | 0.03 | 143.65 | 1 | Honeywell | 2023-04-01 | redacted
Low Income - Power to Save | Weather Strip/Caulk | 0 | 0.25 | 0.09 | 503.3 | 1 | Honeywell | 2023-04-01 | redacted
Low Income - Power to Save | Outdoor Coil Cleaning | 0 | 0.1 | 0 | 275 | 1 | Honeywell | 2023-04-01 | redacted
Low Income - Power to Save | LI - DUCT | 0 | 0.4 | 0.12 | 775.77 | 1 | Honeywell | 2023-04-01 | redacted
Low Income - Power to Save | HVAC Inspection | 0 | 0.17 | 0 | 268.73 | 1 | Honeywell | 2023-04-01 | redacted
Low Income - Power to Save | LED Lights | 0 | 0 | 0 | 47.6 | 1 | Honeywell | 2023-04-01 | redacted
Low Income - Power to Save | Low Flow Showerhead | 0 | 0.04 | 0.1 | 504.08 | 1 | Honeywell | 2023-04-01 | redacted
Low Income - Power to Save | Weather Strip/Caulk | 0 | 0.25 | 0.09 | 503.3 | 1 | Honeywell | 2023-04-01 | redacted
Low Income - Power to Save | Outdoor Coil Cleaning | 0 | 0.1 | 0 | 275 | 1 | Honeywell | 2023-04-01 | redacted
Low Income - Power to Save | LI - DUCT | 0 | 0.4 | 0.12 | 775.77 | 1 | Honeywell | 2023-04-01 | redacted
Low Income - Power to Save | HVAC Inspection | 0 | 0.17 | 0 | 268.73 | 1 | Honeywell | 2023-04-01 | redacted
Low Income - Power to Save | LED Lights | 0 | 0 | 0 | 47.6 | 1 | Honeywell | 2023-04-01 | redacted
Low Income - Power to Save | Outdoor Coil Cleaning | 0 | 0.1 | 0 | 275 | 1 | Honeywell | 2023-04-01 | redacted
Low Income - Power to Save | HVAC Inspection | 0 | 0.17 | 0 | 268.73 | 1 | Honeywell | 2023-04-01 | redacted
Low Income - Power to Save | LED Lights | 0 | 0 | 0 | 47.6 | 1 | Honeywell | 2023-04-01 | redacted
Low Income - Power to Save | Faucet Aerators | 0 | 0 | 0.02 | 110.58 | 1 | Honeywell | 2023-04-01 | redacted
Low Income - Power to Save | Low Flow Showerhead | 0 | 0.04 | 0.1 | 504.08 | 1 | Honeywell | 2023-04-01 | redacted
Low Income - Power to Save | Weather Strip/Caulk | 0 | 0.25 | 0.09 | 503.3 | 1 | Honeywell | 2023-04-01 | redacted
Low Income - Power to Save | Outdoor Coil Cleaning | 0 | 0.1 | 0 | 275 | 1 | Honeywell | 2023-04-01 | redacted
Low Income - Power to Save | LI - DUCT | 0 | 0.4 | 0.12 | 775.77 | 1 | Honeywell | 2023-04-01 | redacted
Low Income - Power to Save | HVAC Inspection | 0 | 0.17 | 0 | 268.73 | 1 | Honeywell | 2023-04-01 | redacted
Low Income - Power to Save | LED Lights | 0 | 0 | 0 | 47.6 | 1 | Honeywell | 2023-04-01 | redacted
Low Income - Power to Save | Faucet Aerators | 0 | 0 | 0.02 | 110.58 | 1 | Honeywell | 2023-04-01 | redacted
Low Income - Power to Save | Low Flow Showerhead | 0 | 0.04 | 0.1 | 504.08 | 1 | Honeywell | 2023-04-01 | redacted
Low Income - Power to Save | Outdoor Coil Cleaning | 0 | 0.1 | 0 | 275 | 1 | Honeywell | 2023-04-01 | redacted
Low Income - Power to Save | LED Lights | 0 | 0 | 0 | 47.6 | 1 | Honeywell | 2023-04-01 | redacted
Low Income - Power to Save | Outdoor Coil Cleaning | 0 | 0.1 | 0 | 275 | 1 | Honeywell | 2023-04-01 | redacted
Low Income - Power to Save | LED Lights | 0 | 0 | 0 | 47.6 | 1 | Honeywell | 2023-04-01 | redacted
Low Income - Power to Save | Outdoor Coil Cleaning | 0 | 0.1 | 0 | 275 | 1 | Honeywell | 2023-04-01 | redacted
Low Income - Power to Save | HVAC Inspection | 0 | 0.17 | 0 | 268.73 | 1 | Honeywell | 2023-04-01 | redacted
Low Income - Power to Save | LED Lights | 0 | 0 | 0 | 47.6 | 1 | Honeywell | 2023-04-01 | redacted
Low Income - Power to Save | Low Flow Showerhead | 0 | 0.04 | 0.1 | 504.08 | 1 | Honeywell | 2023-04-01 | redacted
Low Income - Power to Save | Pipe Wrap | 0 | 0.01 | 0.03 | 143.65 | 1 | Honeywell | 2023-04-01 | redacted
Low Income - Power to Save | Weather Strip/Caulk | 0 | 0.25 | 0.09 | 503.3 | 1 | Honeywell | 2023-04-01 | redacted
Low Income - Power to Save | Outdoor Coil Cleaning | 0 | 0.1 | 0 | 275 | 1 | Honeywell | 2023-04-01 | redacted
Low Income - Power to Save | LI - DUCT | 0 | 0.4 | 0.12 | 775.77 | 1 | Honeywell | 2023-04-01 | redacted
Low Income - Power to Save | HVAC Inspection | 0 | 0.17 | 0 | 268.73 | 1 | Honeywell | 2023-04-01 | redacted
Low Income - Power to Save | LED Lights | 0 | 0 | 0 | 47.6 | 1 | Honeywell | 2023-04-01 | redacted
Low Income - Power to Save | Outdoor Coil Cleaning | 0 | 0.1 | 0 | 275 | 1 | Honeywell | 2023-04-01 | redacted
Low Income - Power to Save | HVAC Inspection | 0 | 0.17 | 0 | 268.73 | 1 | Honeywell | 2023-04-01 | redacted
Low Income - Power to Save | LED Lights | 0 | 0 | 0 | 47.6 | 1 | Honeywell | 2023-04-01 | redacted
Low Income - Power to Save | Faucet Aerators | 0 | 0 | 0.02 | 110.58 | 1 | Honeywell | 2023-04-01 | redacted
Low Income - Power to Save | Low Flow Showerhead | 0 | 0.04 | 0.1 | 504.08 | 1 | Honeywell | 2023-04-01 | redacted
Low Income - Power to Save | Weather Strip/Caulk | 0 | 0.25 | 0.09 | 503.3 | 1 | Honeywell | 2023-04-01 | redacted
Low Income - Power to Save | Outdoor Coil Cleaning | 0 | 0.1 | 0 | 275 | 1 | Honeywell | 2023-04-01 | redacted
Low Income - Power to Save | LI - DUCT | 0 | 0.4 | 0.12 | 775.77 | 1 | Honeywell | 2023-04-01 | redacted
Low Income - Power to Save | HVAC Inspection | 0 | 0.17 | 0 | 268.73 | 1 | Honeywell | 2023-04-01 | redacted
Low Income - Power to Save | LED Lights | 0 | 0 | 0 | 47.6 | 1 | Honeywell | 2023-04-01 | redacted
Low Income - Power to Save | Low Flow Showerhead | 0 | 0.04 | 0.1 | 504.08 | 1 | Honeywell | 2023-04-01 | redacted
Low Income - Power to Save | Weather Strip/Caulk | 0 | 0.25 | 0.09 | 503.3 | 1 | Honeywell | 2023-04-01 | redacted
Low Income - Power to Save | Outdoor Coil Cleaning | 0 | 0.1 | 0 | 275 | 1 | Honeywell | 2023-04-01 | redacted
Low Income - Power to Save | LI - DUCT | 0 | 0.4 | 0.12 | 775.77 | 1 | Honeywell | 2023-04-01 | redacted
Low Income - Power to Save | HVAC Inspection | 0 | 0.17 | 0 | 268.73 | 1 | Honeywell | 2023-04-01 | redacted
Low Income - Power to Save | LED Lights | 0 | 0 | 0 | 47.6 | 1 | Honeywell | 2023-04-01 | redacted
Low Income - Power to Save | Faucet Aerators | 0 | 0 | 0.02 | 110.58 | 1 | Honeywell | 2023-04-01 | redacted
Low Income - Power to Save | Low Flow Showerhead | 0 | 0.04 | 0.1 | 504.08 | 1 | Honeywell | 2023-04-01 | redacted
Low Income - Power to Save | Weather Strip/Caulk | 0 | 0.25 | 0.09 | 503.3 | 1 | Honeywell | 2023-04-01 | redacted
Low Income - Power to Save | Outdoor Coil Cleaning | 0 | 0.1 | 0 | 275 | 1 | Honeywell | 2023-04-01 | redacted
Low Income - Power to Save | LI - DUCT | 0 | 0.4 | 0.12 | 775.77 | 1 | Honeywell | 2023-04-01 | redacted
Low Income - Power to Save | HVAC Inspection | 0 | 0.17 | 0 | 268.73 | 1 | Honeywell | 2023-04-01 | redacted
Low Income - Power to Save | LED Lights | 0 | 0 | 0 | 47.6 | 1 | Honeywell | 2023-04-01 | redacted
Low Income - Power to Save | Low Flow Showerhead | 0 | 0.04 | 0.1 | 504.08 | 1 | Honeywell | 2023-04-01 | redacted
Low Income - Power to Save | Weather Strip/Caulk | 0 | 0.25 | 0.09 | 503.3 | 1 | Honeywell | 2023-04-01 | redacted
Low Income - Power to Save | Outdoor Coil Cleaning | 0 | 0.1 | 0 | 275 | 1 | Honeywell | 2023-04-01 | redacted
Low Income - Power to Save | LI - DUCT | 0 | 0.4 | 0.12 | 775.77 | 1 | Honeywell | 2023-04-01 | redacted
Low Income - Power to Save | HVAC Inspection | 0 | 0.17 | 0 | 268.73 | 1 | Honeywell | 2023-04-01 | redacted
Low Income - Power to Save | LED Lights | 0 | 0 | 0 | 47.6 | 1 | Honeywell | 2023-04-01 | redacted
Low Income - Power to Save | Faucet Aerators | 0 | 0 | 0.02 | 110.58 | 1 | Honeywell | 2023-04-01 | redacted
Low Income - Power to Save | Low Flow Showerhead | 0 | 0.04 | 0.1 | 504.08 | 1 | Honeywell | 2023-04-01 | redacted
Low Income - Power to Save | Weather Strip/Caulk | 0 | 0.25 | 0.09 | 503.3 | 1 | Honeywell | 2023-04-01 | redacted
Low Income - Power to Save | LED Lights | 0 | 0 | 0 | 47.6 | 1 | Honeywell | 2023-04-01 | redacted
Low Income - Power to Save | Faucet Aerators | 0 | 0 | 0.02 | 110.58 | 1 | Honeywell | 2023-04-01 | redacted
Low Income - Power to Save | Low Flow Showerhead | 0 | 0.04 | 0.1 | 504.08 | 1 | Honeywell | 2023-04-01 | redacted
Low Income - Power to Save | Weather Strip/Caulk | 0 | 0.25 | 0.09 | 503.3 | 1 | Honeywell | 2023-04-01 | redacted
Low Income - Power to Save | Outdoor Coil Cleaning | 0 | 0.1 | 0 | 275 | 1 | Honeywell | 2023-04-01 | redacted
Low Income - Power to Save | LI - DUCT | 0 | 0.4 | 0.12 | 775.77 | 1 | Honeywell | 2023-04-01 | redacted
Low Income - Power to Save | HVAC Inspection | 0 | 0.17 | 0 | 268.73 | 1 | Honeywell | 2023-04-01 | redacted
Low Income - Power to Save | LED Lights | 0 | 0 | 0 | 47.6 | 1 | Honeywell | 2023-04-01 | redacted
Low Income - Power to Save | Faucet Aerators | 0 | 0 | 0.02 | 110.58 | 1 | Honeywell | 2023-04-01 | redacted
Low Income - Power to Save | Low Flow Showerhead | 0 | 0.04 | 0.1 | 504.08 | 1 | Honeywell | 2023-04-01 | redacted
Low Income - Power to Save | Weather Strip/Caulk | 0 | 0.25 | 0.09 | 503.3 | 1 | Honeywell | 2023-04-01 | redacted
Low Income - Power to Save | Outdoor Coil Cleaning | 0 | 0.1 | 0 | 275 | 1 | Honeywell | 2023-04-01 | redacted
Low Income - Power to Save | LI - DUCT | 0 | 0.4 | 0.12 | 775.77 | 1 | Honeywell | 2023-04-01 | redacted
Low Income - Power to Save | HVAC Inspection | 0 | 0.17 | 0 | 268.73 | 1 | Honeywell | 2023-04-01 | redacted
Low Income - Power to Save | LED Lights | 0 | 0 | 0 | 47.6 | 1 | Honeywell | 2023-04-01 | redacted
Low Income - Power to Save | Weather Strip/Caulk | 0 | 0.25 | 0.09 | 503.3 | 1 | Honeywell | 2023-04-01 | redacted
Low Income - Power to Save | Outdoor Coil Cleaning | 0 | 0.1 | 0 | 275 | 1 | Honeywell | 2023-04-01 | redacted
Low Income - Power to Save | HVAC Inspection | 0 | 0.17 | 0 | 268.73 | 1 | Honeywell | 2023-04-01 | redacted
Low Income - Power to Save | LED Lights | 0 | 0 | 0 | 47.6 | 1 | Honeywell | 2023-04-01 | redacted
Low Income - Power to Save | Faucet Aerators | 0 | 0 | 0.02 | 110.58 | 1 | Honeywell | 2023-04-01 | redacted
Low Income - Power to Save | Low Flow Showerhead | 0 | 0.04 | 0.1 | 504.08 | 1 | Honeywell | 2023-04-01 | redacted
Low Income - Power to Save | Pipe Wrap | 0 | 0.01 | 0.03 | 143.65 | 1 | Honeywell | 2023-04-01 | redacted
Low Income - Power to Save | Weather Strip/Caulk | 0 | 0.25 | 0.09 | 503.3 | 1 | Honeywell | 2023-04-01 | redacted
Low Income - Power to Save | Outdoor Coil Cleaning | 0 | 0.1 | 0 | 275 | 1 | Honeywell | 2023-04-01 | redacted
Low Income - Power to Save | LI - DUCT | 0 | 0.4 | 0.12 | 775.77 | 1 | Honeywell | 2023-04-01 | redacted
Low Income - Power to Save | HVAC Inspection | 0 | 0.17 | 0 | 268.73 | 1 | Honeywell | 2023-04-01 | redacted
Low Income - Power to Save | LED Lights | 0 | 0 | 0 | 47.6 | 1 | Honeywell | 2023-04-01 | redacted
Low Income - Power to Save | Low Flow Showerhead | 0 | 0.04 | 0.1 | 504.08 | 1 | Honeywell | 2023-04-01 | redacted
Low Income - Power to Save | Weather Strip/Caulk | 0 | 0.25 | 0.09 | 503.3 | 1 | Honeywell | 2023-04-01 | redacted
Low Income - Power to Save | Outdoor Coil Cleaning | 0 | 0.1 | 0 | 275 | 1 | Honeywell | 2023-04-01 | redacted
Low Income - Power to Save | LI - DUCT | 0 | 0.4 | 0.12 | 775.77 | 1 | Honeywell | 2023-04-01 | redacted
Low Income - Power to Save | HVAC Inspection | 0 | 0.17 | 0 | 268.73 | 1 | Honeywell | 2023-04-01 | redacted
Low Income - Power to Save | LED Lights | 0 | 0 | 0 | 47.6 | 1 | Honeywell | 2023-04-01 | redacted
Low Income - Power to Save | Low Flow Showerhead | 0 | 0.04 | 0.1 | 504.08 | 1 | Honeywell | 2023-04-01 | redacted
Low Income - Power to Save | Pipe Wrap | 0 | 0.01 | 0.03 | 143.65 | 1 | Honeywell | 2023-04-01 | redacted
Low Income - Power to Save | Weather Strip/Caulk | 0 | 0.25 | 0.09 | 503.3 | 1 | Honeywell | 2023-04-01 | redacted
Low Income - Power to Save | Outdoor Coil Cleaning | 0 | 0.1 | 0 | 275 | 1 | Honeywell | 2023-04-01 | redacted
Low Income - Power to Save | LI - DUCT | 0 | 0.4 | 0.12 | 775.77 | 1 | Honeywell | 2023-04-01 | redacted
Low Income - Power to Save | HVAC Inspection | 0 | 0.17 | 0 | 268.73 | 1 | Honeywell | 2023-04-01 | redacted
Low Income - Power to Save | LED Lights | 0 | 0 | 0 | 47.6 | 1 | Honeywell | 2023-04-01 | redacted
Low Income - Power to Save | Outdoor Coil Cleaning | 0 | 0.1 | 0 | 275 | 1 | Honeywell | 2023-04-01 | redacted
Low Income - Power to Save | HVAC Inspection | 0 | 0.17 | 0 | 268.73 | 1 | Honeywell | 2023-04-01 | redacted
Low Income - Power to Save | LED Lights | 0 | 0 | 0 | 47.6 | 1 | Honeywell | 2023-04-01 | redacted
Low Income - Power to Save | Faucet Aerators | 0 | 0 | 0.02 | 110.58 | 1 | Honeywell | 2023-04-01 | redacted
Low Income - Power to Save | Low Flow Showerhead | 0 | 0.04 | 0.1 | 504.08 | 1 | Honeywell | 2023-04-01 | redacted
Low Income - Power to Save | Weather Strip/Caulk | 0 | 0.25 | 0.09 | 503.3 | 1 | Honeywell | 2023-04-01 | redacted
Low Income - Power to Save | Outdoor Coil Cleaning | 0 | 0.1 | 0 | 275 | 1 | Honeywell | 2023-04-01 | redacted
Low Income - Power to Save | LI - DUCT | 0 | 0.4 | 0.12 | 775.77 | 1 | Honeywell | 2023-04-01 | redacted
Low Income - Power to Save | HVAC Inspection | 0 | 0.17 | 0 | 268.73 | 1 | Honeywell | 2023-04-01 | redacted
Low Income - Power to Save | LED Lights | 0 | 0 | 0 | 47.6 | 1 | Honeywell | 2023-04-01 | redacted
Low Income - Power to Save | Faucet Aerators | 0 | 0 | 0.02 | 110.58 | 1 | Honeywell | 2023-04-01 | redacted
Low Income - Power to Save | Low Flow Showerhead | 0 | 0.04 | 0.1 | 504.08 | 1 | Honeywell | 2023-04-01 | redacted
Low Income - Power to Save | Weather Strip/Caulk | 0 | 0.25 | 0.09 | 503.3 | 1 | Honeywell | 2023-04-01 | redacted
Low Income - Power to Save | Outdoor Coil Cleaning | 0 | 0.1 | 0 | 275 | 1 | Honeywell | 2023-04-01 | redacted
Low Income - Power to Save | LI - DUCT | 0 | 0.4 | 0.12 | 775.77 | 1 | Honeywell | 2023-04-01 | redacted
Low Income - Power to Save | HVAC Inspection | 0 | 0.17 | 0 | 268.73 | 1 | Honeywell | 2023-04-01 | redacted
Low Income - Power to Save | LED Lights | 0 | 0 | 0 | 47.6 | 1 | Honeywell | 2023-04-01 | redacted
Low Income - Power to Save | Faucet Aerators | 0 | 0 | 0.02 | 110.58 | 1 | Honeywell | 2023-04-01 | redacted
Low Income - Power to Save | Low Flow Showerhead | 0 | 0.04 | 0.1 | 504.08 | 1 | Honeywell | 2023-04-01 | redacted
Low Income - Power to Save | Weather Strip/Caulk | 0 | 0.25 | 0.09 | 503.3 | 1 | Honeywell | 2023-04-01 | redacted
Low Income - Power to Save | Outdoor Coil Cleaning | 0 | 0.1 | 0 | 275 | 1 | Honeywell | 2023-04-01 | redacted
Low Income - Power to Save | LI - DUCT | 0 | 0.4 | 0.12 | 775.77 | 1 | Honeywell | 2023-04-01 | redacted
Low Income - Power to Save | HVAC Inspection | 0 | 0.17 | 0 | 268.73 | 1 | Honeywell | 2023-04-01 | redacted
Low Income - Power to Save | LED Lights | 0 | 0 | 0 | 47.6 | 1 | Honeywell | 2023-04-01 | redacted
Low Income - Power to Save | Faucet Aerators | 0 | 0 | 0.02 | 110.58 | 1 | Honeywell | 2023-04-01 | redacted
Low Income - Power to Save | Low Flow Showerhead | 0 | 0.04 | 0.1 | 504.08 | 1 | Honeywell | 2023-04-01 | redacted
Low Income - Power to Save | Pipe Wrap | 0 | 0.01 | 0.03 | 143.65 | 1 | Honeywell | 2023-04-01 | redacted
Low Income - Power to Save | Outdoor Coil Cleaning | 0 | 0.1 | 0 | 275 | 1 | Honeywell | 2023-04-01 | redacted
Low Income - Power to Save | LI - DUCT | 0 | 0.4 | 0.12 | 775.77 | 1 | Honeywell | 2023-04-01 | redacted
Low Income - Power to Save | HVAC Inspection | 0 | 0.17 | 0 | 268.73 | 1 | Honeywell | 2023-04-01 | redacted
Low Income - Power to Save | LED Lights | 0 | 0 | 0 | 47.6 | 1 | Honeywell | 2023-04-01 | redacted
Low Income - Power to Save | Faucet Aerators | 0 | 0 | 0.02 | 110.58 | 1 | Honeywell | 2023-04-01 | redacted
Low Income - Power to Save | Low Flow Showerhead | 0 | 0.04 | 0.1 | 504.08 | 1 | Honeywell | 2023-04-01 | redacted
Low Income - Power to Save | Weather Strip/Caulk | 0 | 0.25 | 0.09 | 503.3 | 1 | Honeywell | 2023-04-01 | redacted
Low Income - Power to Save | Outdoor Coil Cleaning | 0 | 0.1 | 0 | 275 | 1 | Honeywell | 2023-04-01 | redacted
Low Income - Power to Save | HVAC Inspection | 0 | 0.17 | 0 | 268.73 | 1 | Honeywell | 2023-04-01 | redacted
Low Income - Power to Save | LED Lights | 0 | 0 | 0 | 47.6 | 1 | Honeywell | 2023-04-01 | redacted
Low Income - Power to Save | Outdoor Coil Cleaning | 0 | 0.1 | 0 | 275 | 1 | Honeywell | 2023-04-01 | redacted
Low Income - Power to Save | HVAC Inspection | 0 | 0.17 | 0 | 268.73 | 1 | Honeywell | 2023-04-01 | redacted
Low Income - Power to Save | LED Lights | 0 | 0 | 0 | 47.6 | 1 | Honeywell | 2023-04-01 | redacted
Low Income - Power to Save | Faucet Aerators | 0 | 0 | 0.02 | 110.58 | 1 | Honeywell | 2023-04-01 | redacted
Low Income - Power to Save | Low Flow Showerhead | 0 | 0.04 | 0.1 | 504.08 | 1 | Honeywell | 2023-04-01 | redacted
Low Income - Power to Save | Outdoor Coil Cleaning | 0 | 0.1 | 0 | 275 | 1 | Honeywell | 2023-04-01 | redacted
Low Income - Power to Save | LI - DUCT | 0 | 0.4 | 0.12 | 775.77 | 1 | Honeywell | 2023-04-01 | redacted
Low Income - Power to Save | HVAC Inspection | 0 | 0.17 | 0 | 268.73 | 1 | Honeywell | 2023-04-01 | redacted
Low Income - Power to Save | LED Lights | 0 | 0 | 0 | 47.6 | 1 | Honeywell | 2023-04-01 | redacted
Low Income - Power to Save | Faucet Aerators | 0 | 0 | 0.02 | 110.58 | 1 | Honeywell | 2023-04-01 | redacted
Low Income - Power to Save | Low Flow Showerhead | 0 | 0.04 | 0.1 | 504.08 | 1 | Honeywell | 2023-04-01 | redacted
Low Income - Power to Save | Weather Strip/Caulk | 0 | 0.25 | 0.09 | 503.3 | 1 | Honeywell | 2023-04-01 | redacted
Low Income - Power to Save | Outdoor Coil Cleaning | 0 | 0.1 | 0 | 275 | 1 | Honeywell | 2023-04-01 | redacted
Low Income - Power to Save | LI - DUCT | 0 | 0.4 | 0.12 | 775.77 | 1 | Honeywell | 2023-04-01 | redacted
Low Income - Power to Save | HVAC Inspection | 0 | 0.17 | 0 | 268.73 | 1 | Honeywell | 2023-04-01 | redacted
Low Income - Power to Save | LED Lights | 0 | 0 | 0 | 47.6 | 1 | Honeywell | 2023-04-01 | redacted
Low Income - Power to Save | Faucet Aerators | 0 | 0 | 0.02 | 110.58 | 1 | Honeywell | 2023-04-01 | redacted
Low Income - Power to Save | Low Flow Showerhead | 0 | 0.04 | 0.1 | 504.08 | 1 | Honeywell | 2023-04-01 | redacted
Low Income - Power to Save | Weather Strip/Caulk | 0 | 0.25 | 0.09 | 503.3 | 1 | Honeywell | 2023-04-01 | redacted
Low Income - Power to Save | Outdoor Coil Cleaning | 0 | 0.1 | 0 | 275 | 1 | Honeywell | 2023-04-01 | redacted
Low Income - Power to Save | LI - DUCT | 0 | 0.4 | 0.12 | 775.77 | 1 | Honeywell | 2023-04-01 | redacted
Low Income - Power to Save | HVAC Inspection | 0 | 0.17 | 0 | 268.73 | 1 | Honeywell | 2023-04-01 | redacted
Low Income - Power to Save | LED Lights | 0 | 0 | 0 | 47.6 | 1 | Honeywell | 2023-04-01 | redacted
Low Income - Power to Save | Faucet Aerators | 0 | 0 | 0.02 | 110.58 | 1 | Honeywell | 2023-04-01 | redacted
Low Income - Power to Save | Low Flow Showerhead | 0 | 0.04 | 0.1 | 504.08 | 1 | Honeywell | 2023-04-01 | redacted
Low Income - Power to Save | Weather Strip/Caulk | 0 | 0.25 | 0.09 | 503.3 | 1 | Honeywell | 2023-04-01 | redacted
Low Income - Power to Save | Outdoor Coil Cleaning | 0 | 0.1 | 0 | 275 | 1 | Honeywell | 2023-04-01 | redacted
Low Income - Power to Save | LI - DUCT | 0 | 0.4 | 0.12 | 775.77 | 1 | Honeywell | 2023-04-01 | redacted
Low Income - Power to Save | HVAC Inspection | 0 | 0.17 | 0 | 268.73 | 1 | Honeywell | 2023-04-01 | redacted
Low Income - Power to Save | LED Lights | 0 | 0 | 0 | 47.6 | 1 | Honeywell | 2023-04-01 | redacted
Low Income - Power to Save | LED Lights | 0 | 0 | 0 | 47.6 | 1 | Honeywell | 2023-04-01 | redacted
Low Income - Power to Save | Faucet Aerators | 0 | 0 | 0.02 | 110.58 | 1 | Honeywell | 2023-04-01 | redacted
Low Income - Power to Save | Low Flow Showerhead | 0 | 0.04 | 0.1 | 504.08 | 1 | Honeywell | 2023-04-01 | redacted
Low Income - Power to Save | Weather Strip/Caulk | 0 | 0.25 | 0.09 | 503.3 | 1 | Honeywell | 2023-04-01 | redacted
Low Income - Power to Save | LED Lights | 0 | 0 | 0 | 47.6 | 1 | Honeywell | 2023-04-01 | redacted
Low Income - Power to Save | Faucet Aerators | 0 | 0 | 0.02 | 110.58 | 1 | Honeywell | 2023-04-01 | redacted
Low Income - Power to Save | Low Flow Showerhead | 0 | 0.04 | 0.1 | 504.08 | 1 | Honeywell | 2023-04-01 | redacted
Low Income - Power to Save | Outdoor Coil Cleaning | 0 | 0.1 | 0 | 275 | 1 | Honeywell | 2023-04-01 | redacted
Low Income - Power to Save | LED Lights | 0 | 0 | 0 | 47.6 | 1 | Honeywell | 2023-04-01 | redacted
Low Income - Power to Save | Pipe Wrap | 0 | 0.01 | 0.03 | 143.65 | 1 | Honeywell | 2023-04-01 | redacted
Low Income - Power to Save | Weather Strip/Caulk | 0 | 0.25 | 0.09 | 503.3 | 1 | Honeywell | 2023-04-01 | redacted
Low Income - Power to Save | Outdoor Coil Cleaning | 0 | 0.1 | 0 | 275 | 1 | Honeywell | 2023-04-01 | redacted
Low Income - Power to Save | LI - DUCT | 0 | 0.4 | 0.12 | 775.77 | 1 | Honeywell | 2023-04-01 | redacted
Low Income - Power to Save | HVAC Inspection | 0 | 0.17 | 0 | 268.73 | 1 | Honeywell | 2023-04-01 | redacted
Low Income - Power to Save | LED Lights | 0 | 0 | 0 | 47.6 | 1 | Honeywell | 2023-04-01 | redacted
Low Income - Power to Save | Faucet Aerators | 0 | 0 | 0.02 | 110.58 | 1 | Honeywell | 2023-04-01 | redacted
Low Income - Power to Save | Low Flow Showerhead | 0 | 0.04 | 0.1 | 504.08 | 1 | Honeywell | 2023-04-01 | redacted
Low Income - Power to Save | Pipe Wrap | 0 | 0.01 | 0.03 | 143.65 | 1 | Honeywell | 2023-04-01 | redacted
Low Income - Power to Save | Weather Strip/Caulk | 0 | 0.25 | 0.09 | 503.3 | 1 | Honeywell | 2023-04-01 | redacted
Low Income - Power to Save | Outdoor Coil Cleaning | 0 | 0.1 | 0 | 275 | 1 | Honeywell | 2023-04-01 | redacted
Low Income - Power to Save | LI - DUCT | 0 | 0.4 | 0.12 | 775.77 | 1 | Honeywell | 2023-04-01 | redacted
Low Income - Power to Save | HVAC Inspection | 0 | 0.17 | 0 | 268.73 | 1 | Honeywell | 2023-04-01 | redacted
Low Income - Power to Save | LED Lights | 0 | 0 | 0 | 47.6 | 1 | Honeywell | 2023-04-01 | redacted
Low Income - Power to Save | Pipe Wrap | 0 | 0.01 | 0.03 | 143.65 | 1 | Honeywell | 2023-04-01 | redacted
Low Income - Power to Save | Weather Strip/Caulk | 0 | 0.25 | 0.09 | 503.3 | 1 | Honeywell | 2023-04-01 | redacted
Low Income - Power to Save | Outdoor Coil Cleaning | 0 | 0.1 | 0 | 275 | 1 | Honeywell | 2023-04-01 | redacted
Low Income - Power to Save | LI - DUCT | 0 | 0.4 | 0.12 | 775.77 | 1 | Honeywell | 2023-04-01 | redacted
Low Income - Power to Save | HVAC Inspection | 0 | 0.17 | 0 | 268.73 | 1 | Honeywell | 2023-04-01 | redacted
Low Income - Power to Save | LED Lights | 0 | 0 | 0 | 47.6 | 1 | Honeywell | 2023-04-01 | redacted
Low Income - Power to Save | Faucet Aerators | 0 | 0 | 0.02 | 110.58 | 1 | Honeywell | 2023-04-01 | redacted
Low Income - Power to Save | Low Flow Showerhead | 0 | 0.04 | 0.1 | 504.08 | 1 | Honeywell | 2023-04-01 | redacted
Low Income - Power to Save | Weather Strip/Caulk | 0 | 0.25 | 0.09 | 503.3 | 1 | Honeywell | 2023-04-01 | redacted
Low Income - Power to Save | Outdoor Coil Cleaning | 0 | 0.1 | 0 | 275 | 1 | Honeywell | 2023-04-01 | redacted
Low Income - Power to Save | LI - DUCT | 0 | 0.4 | 0.12 | 775.77 | 1 | Honeywell | 2023-04-01 | redacted
Low Income - Power to Save | HVAC Inspection | 0 | 0.17 | 0 | 268.73 | 1 | Honeywell | 2023-04-01 | redacted
Low Income - Power to Save | LED Lights | 0 | 0 | 0 | 47.6 | 1 | Honeywell | 2023-04-01 | redacted
Low Income - Power to Save | Faucet Aerators | 0 | 0 | 0.02 | 110.58 | 1 | Honeywell | 2023-04-01 | redacted
Low Income - Power to Save | Low Flow Showerhead | 0 | 0.04 | 0.1 | 504.08 | 1 | Honeywell | 2023-04-01 | redacted
Low Income - Power to Save | Weather Strip/Caulk | 0 | 0.25 | 0.09 | 503.3 | 1 | Honeywell | 2023-04-01 | redacted
Low Income - Power to Save | Outdoor Coil Cleaning | 0 | 0.1 | 0 | 275 | 1 | Honeywell | 2023-04-01 | redacted
Low Income - Power to Save | LI - DUCT | 0 | 0.4 | 0.12 | 775.77 | 1 | Honeywell | 2023-04-01 | redacted
Low Income - Power to Save | HVAC Inspection | 0 | 0.17 | 0 | 268.73 | 1 | Honeywell | 2023-04-01 | redacted
Low Income - Power to Save | LED Lights | 0 | 0 | 0 | 47.6 | 1 | Honeywell | 2023-04-01 | redacted
Low Income - Power to Save | Faucet Aerators | 0 | 0 | 0.02 | 110.58 | 1 | Honeywell | 2023-04-01 | redacted
Low Income - Power to Save | Low Flow Showerhead | 0 | 0.04 | 0.1 | 504.08 | 1 | Honeywell | 2023-04-01 | redacted
Low Income - Power to Save | Weather Strip/Caulk | 0 | 0.25 | 0.09 | 503.3 | 1 | Honeywell | 2023-04-01 | redacted
Low Income - Power to Save | Outdoor Coil Cleaning | 0 | 0.1 | 0 | 275 | 1 | Honeywell | 2023-04-01 | redacted
Low Income - Power to Save | LED Lights | 0 | 0 | 0 | 47.6 | 1 | Honeywell | 2023-04-01 | redacted
Low Income - Power to Save | Faucet Aerators | 0 | 0 | 0.02 | 110.58 | 1 | Honeywell | 2023-04-01 | redacted
Low Income - Power to Save | Low Flow Showerhead | 0 | 0.04 | 0.1 | 504.08 | 1 | Honeywell | 2023-04-01 | redacted
Low Income - Power to Save | Weather Strip/Caulk | 0 | 0.25 | 0.09 | 503.3 | 1 | Honeywell | 2023-04-01 | redacted
Low Income - Power to Save | Outdoor Coil Cleaning | 0 | 0.1 | 0 | 275 | 1 | Honeywell | 2023-04-01 | redacted
Low Income - Power to Save | LI - DUCT | 0 | 0.4 | 0.12 | 775.77 | 1 | Honeywell | 2023-04-01 | redacted
Low Income - Power to Save | HVAC Inspection | 0 | 0.17 | 0 | 268.73 | 1 | Honeywell | 2023-04-01 | redacted
Low Income - Power to Save | LED Lights | 0 | 0 | 0 | 47.6 | 1 | Honeywell | 2023-04-01 | redacted
Low Income - Power to Save | Low Flow Showerhead | 0 | 0.04 | 0.1 | 504.08 | 1 | Honeywell | 2023-04-01 | redacted
Low Income - Power to Save | Weather Strip/Caulk | 0 | 0.25 | 0.09 | 503.3 | 1 | Honeywell | 2023-04-01 | redacted
Low Income - Power to Save | Outdoor Coil Cleaning | 0 | 0.1 | 0 | 275 | 1 | Honeywell | 2023-04-01 | redacted
Low Income - Power to Save | LI - DUCT | 0 | 0.4 | 0.12 | 775.77 | 1 | Honeywell | 2023-04-01 | redacted
Low Income - Power to Save | HVAC Inspection | 0 | 0.17 | 0 | 268.73 | 1 | Honeywell | 2023-04-01 | redacted
Low Income - Power to Save | LED Lights | 0 | 0 | 0 | 47.6 | 1 | Honeywell | 2023-04-01 | redacted
Low Income - Power to Save | Faucet Aerators | 0 | 0 | 0.02 | 110.58 | 1 | Honeywell | 2023-04-01 | redacted
Low Income - Power to Save | Low Flow Showerhead | 0 | 0.04 | 0.1 | 504.08 | 1 | Honeywell | 2023-04-01 | redacted
Low Income - Power to Save | Weather Strip/Caulk | 0 | 0.25 | 0.09 | 503.3 | 1 | Honeywell | 2023-04-01 | redacted
Low Income - Power to Save | Outdoor Coil Cleaning | 0 | 0.1 | 0 | 275 | 1 | Honeywell | 2023-04-01 | redacted
Low Income - Power to Save | HVAC Inspection | 0 | 0.17 | 0 | 268.73 | 1 | Honeywell | 2023-04-01 | redacted
Low Income - Power to Save | LED Lights | 0 | 0 | 0 | 47.6 | 1 | Honeywell | 2023-04-01 | redacted
Low Income - Power to Save | Faucet Aerators | 0 | 0 | 0.02 | 110.58 | 1 | Honeywell | 2023-04-01 | redacted
Low Income - Power to Save | Weather Strip/Caulk | 0 | 0.25 | 0.09 | 503.3 | 1 | Honeywell | 2023-04-01 | redacted
Low Income - Power to Save | LED Lights | 0 | 0 | 0 | 47.6 | 1 | Honeywell | 2023-04-01 | redacted
Low Income - Power to Save | Faucet Aerators | 0 | 0 | 0.02 | 110.58 | 1 | Honeywell | 2023-04-01 | redacted
Low Income - Power to Save | Low Flow Showerhead | 0 | 0.04 | 0.1 | 504.08 | 1 | Honeywell | 2023-04-01 | redacted
Low Income - Power to Save | Weather Strip/Caulk | 0 | 0.25 | 0.09 | 503.3 | 1 | Honeywell | 2023-04-01 | redacted
Low Income - Power to Save | Outdoor Coil Cleaning | 0 | 0.1 | 0 | 275 | 1 | Honeywell | 2023-04-01 | redacted
Low Income - Power to Save | LI - DUCT | 0 | 0.4 | 0.12 | 775.77 | 1 | Honeywell | 2023-04-01 | redacted
Low Income - Power to Save | HVAC Inspection | 0 | 0.17 | 0 | 268.73 | 1 | Honeywell | 2023-04-01 | redacted
Low Income - Power to Save | LED Lights | 0 | 0 | 0 | 47.6 | 1 | Honeywell | 2023-04-01 | redacted
Low Income - Power to Save | Outdoor Coil Cleaning | 0 | 0.1 | 0 | 275 | 1 | Honeywell | 2023-04-01 | redacted
Low Income - Power to Save | HVAC Inspection | 0 | 0.17 | 0 | 268.73 | 1 | Honeywell | 2023-04-01 | redacted
Low Income - Power to Save | LED Lights | 0 | 0 | 0 | 47.6 | 1 | Honeywell | 2023-04-01 | redacted
Low Income - Power to Save | Faucet Aerators | 0 | 0 | 0.02 | 110.58 | 1 | Honeywell | 2023-04-01 | redacted
Low Income - Power to Save | Low Flow Showerhead | 0 | 0.04 | 0.1 | 504.08 | 1 | Honeywell | 2023-04-01 | redacted
Low Income - Power to Save | Pipe Wrap | 0 | 0.01 | 0.03 | 143.65 | 1 | Honeywell | 2023-04-01 | redacted
Low Income - Power to Save | Weather Strip/Caulk | 0 | 0.25 | 0.09 | 503.3 | 1 | Honeywell | 2023-04-01 | redacted
Low Income - Power to Save | Outdoor Coil Cleaning | 0 | 0.1 | 0 | 275 | 1 | Honeywell | 2023-04-01 | redacted
Low Income - Power to Save | LI - DUCT | 0 | 0.4 | 0.12 | 775.77 | 1 | Honeywell | 2023-04-01 | redacted
Low Income - Power to Save | HVAC Inspection | 0 | 0.17 | 0 | 268.73 | 1 | Honeywell | 2023-04-01 | redacted
Low Income - Power to Save | LED Lights | 0 | 0 | 0 | 47.6 | 1 | Honeywell | 2023-04-01 | redacted
Low Income - Power to Save | Faucet Aerators | 0 | 0 | 0.02 | 110.58 | 1 | Honeywell | 2023-04-01 | redacted
Low Income - Power to Save | Weather Strip/Caulk | 0 | 0.25 | 0.09 | 503.3 | 1 | Honeywell | 2023-04-01 | redacted
Low Income - Power to Save | Outdoor Coil Cleaning | 0 | 0.1 | 0 | 275 | 1 | Honeywell | 2023-04-01 | redacted
Low Income - Power to Save | LI - DUCT | 0 | 0.4 | 0.12 | 775.77 | 1 | Honeywell | 2023-04-01 | redacted
Low Income - Power to Save | HVAC Inspection | 0 | 0.17 | 0 | 268.73 | 1 | Honeywell | 2023-04-01 | redacted
Low Income - Power to Save | LED Lights | 0 | 0 | 0 | 47.6 | 1 | Honeywell | 2023-04-01 | redacted
Low Income - Power to Save | Faucet Aerators | 0 | 0 | 0.02 | 110.58 | 1 | Honeywell | 2023-04-01 | redacted
Low Income - Power to Save | Low Flow Showerhead | 0 | 0.04 | 0.1 | 504.08 | 1 | Honeywell | 2023-04-01 | redacted
Low Income - Power to Save | LED Lights | 0 | 0 | 0 | 47.6 | 1 | Honeywell | 2023-04-01 | redacted
Low Income - Power to Save | Outdoor Coil Cleaning | 0 | 0.1 | 0 | 275 | 1 | Honeywell | 2023-04-01 | redacted
Low Income - Power to Save | HVAC Inspection | 0 | 0.17 | 0 | 268.73 | 1 | Honeywell | 2023-04-01 | redacted
Low Income - Power to Save | LED Lights | 0 | 0 | 0 | 47.6 | 1 | Honeywell | 2023-04-01 | redacted
Low Income - Power to Save | Pipe Wrap | 0 | 0.01 | 0.03 | 143.65 | 1 | Honeywell | 2023-04-01 | redacted
Low Income - Power to Save | Weather Strip/Caulk | 0 | 0.25 | 0.09 | 503.3 | 1 | Honeywell | 2023-04-01 | redacted
Low Income - Power to Save | Outdoor Coil Cleaning | 0 | 0.1 | 0 | 275 | 1 | Honeywell | 2023-04-01 | redacted
Low Income - Power to Save | LI - DUCT | 0 | 0.4 | 0.12 | 775.77 | 1 | Honeywell | 2023-04-01 | redacted
Low Income - Power to Save | HVAC Inspection | 0 | 0.17 | 0 | 268.73 | 1 | Honeywell | 2023-04-01 | redacted
Low Income - Power to Save | LED Lights | 0 | 0 | 0 | 47.6 | 1 | Honeywell | 2023-04-01 | redacted
Low Income - Power to Save | Faucet Aerators | 0 | 0 | 0.02 | 110.58 | 1 | Honeywell | 2023-04-01 | redacted
Low Income - Power to Save | Low Flow Showerhead | 0 | 0.04 | 0.1 | 504.08 | 1 | Honeywell | 2023-04-01 | redacted
Low Income - Power to Save | Pipe Wrap | 0 | 0.01 | 0.03 | 143.65 | 1 | Honeywell | 2023-04-01 | redacted
Low Income - Power to Save | Weather Strip/Caulk | 0 | 0.25 | 0.09 | 503.3 | 1 | Honeywell | 2023-04-01 | redacted
Low Income - Power to Save | LED Lights | 0 | 0 | 0 | 47.6 | 1 | Honeywell | 2023-04-01 | redacted
Low Income - Power to Save | Weather Strip/Caulk | 0 | 0.25 | 0.09 | 503.3 | 1 | Honeywell | 2023-04-01 | redacted
Low Income - Power to Save | Outdoor Coil Cleaning | 0 | 0.1 | 0 | 275 | 1 | Honeywell | 2023-04-01 | redacted
Low Income - Power to Save | LI - DUCT | 0 | 0.4 | 0.12 | 775.77 | 1 | Honeywell | 2023-04-01 | redacted
Low Income - Power to Save | HVAC Inspection | 0 | 0.17 | 0 | 268.73 | 1 | Honeywell | 2023-04-01 | redacted
Low Income - Power to Save | LED Lights | 0 | 0 | 0 | 47.6 | 1 | Honeywell | 2023-04-01 | redacted
Low Income - Power to Save | Faucet Aerators | 0 | 0 | 0.02 | 110.58 | 1 | Honeywell | 2023-04-01 | redacted
Low Income - Power to Save | Low Flow Showerhead | 0 | 0.04 | 0.1 | 504.08 | 1 | Honeywell | 2023-04-01 | redacted
Low Income - Power to Save | Weather Strip/Caulk | 0 | 0.25 | 0.09 | 503.3 | 1 | Honeywell | 2023-04-01 | redacted
Low Income - Power to Save | Outdoor Coil Cleaning | 0 | 0.1 | 0 | 275 | 1 | Honeywell | 2023-04-01 | redacted
Low Income - Power to Save | LI - DUCT | 0 | 0.4 | 0.12 | 775.77 | 1 | Honeywell | 2023-04-01 | redacted
Low Income - Power to Save | HVAC Inspection | 0 | 0.17 | 0 | 268.73 | 1 | Honeywell | 2023-04-01 | redacted
Low Income - Power to Save | LED Lights | 0 | 0 | 0 | 47.6 | 1 | Honeywell | 2023-04-01 | redacted
Low Income - Power to Save | Faucet Aerators | 0 | 0 | 0.02 | 110.58 | 1 | Honeywell | 2023-04-01 | redacted
Low Income - Power to Save | Low Flow Showerhead | 0 | 0.04 | 0.1 | 504.08 | 1 | Honeywell | 2023-04-01 | redacted
Low Income - Power to Save | Pipe Wrap | 0 | 0.01 | 0.03 | 143.65 | 1 | Honeywell | 2023-04-01 | redacted
Low Income - Power to Save | Weather Strip/Caulk | 0 | 0.25 | 0.09 | 503.3 | 1 | Honeywell | 2023-04-01 | redacted
Low Income - Power to Save | Outdoor Coil Cleaning | 0 | 0.1 | 0 | 275 | 1 | Honeywell | 2023-04-01 | redacted
Low Income - Power to Save | LI - DUCT | 0 | 0.4 | 0.12 | 775.77 | 1 | Honeywell | 2023-04-01 | redacted
Low Income - Power to Save | HVAC Inspection | 0 | 0.17 | 0 | 268.73 | 1 | Honeywell | 2023-04-01 | redacted
Low Income - Power to Save | LED Lights | 0 | 0 | 0 | 47.6 | 1 | Honeywell | 2023-04-01 | redacted
Low Income - Power to Save | Outdoor Coil Cleaning | 0 | 0.1 | 0 | 275 | 1 | Honeywell | 2023-04-01 | redacted
Low Income - Power to Save | HVAC Inspection | 0 | 0.17 | 0 | 268.73 | 1 | Honeywell | 2023-04-01 | redacted
Low Income - Power to Save | LED Lights | 0 | 0 | 0 | 47.6 | 1 | Honeywell | 2023-04-01 | redacted
Low Income - Power to Save | Faucet Aerators | 0 | 0 | 0.02 | 110.58 | 1 | Honeywell | 2023-04-01 | redacted
Low Income - Power to Save | Low Flow Showerhead | 0 | 0.04 | 0.1 | 504.08 | 1 | Honeywell | 2023-04-01 | redacted
Low Income - Power to Save | Weather Strip/Caulk | 0 | 0.25 | 0.09 | 503.3 | 1 | Honeywell | 2023-04-01 | redacted
Low Income - Power to Save | Outdoor Coil Cleaning | 0 | 0.1 | 0 | 275 | 1 | Honeywell | 2023-04-01 | redacted
Low Income - Power to Save | LI - DUCT | 0 | 0.4 | 0.12 | 775.77 | 1 | Honeywell | 2023-04-01 | redacted
Low Income - Power to Save | HVAC Inspection | 0 | 0.17 | 0 | 268.73 | 1 | Honeywell | 2023-04-01 | redacted
Low Income - Power to Save | LED Lights | 0 | 0 | 0 | 47.6 | 1 | Honeywell | 2023-04-01 | redacted
Low Income - Power to Save | Faucet Aerators | 0 | 0 | 0.02 | 110.58 | 1 | Honeywell | 2023-04-01 | redacted
Low Income - Power to Save | Weather Strip/Caulk | 0 | 0.25 | 0.09 | 503.3 | 1 | Honeywell | 2023-04-01 | redacted
Low Income - Power to Save | Outdoor Coil Cleaning | 0 | 0.1 | 0 | 275 | 1 | Honeywell | 2023-04-01 | redacted
Low Income - Power to Save | LI - DUCT | 0 | 0.4 | 0.12 | 775.77 | 1 | Honeywell | 2023-04-01 | redacted
Low Income - Power to Save | HVAC Inspection | 0 | 0.17 | 0 | 268.73 | 1 | Honeywell | 2023-04-01 | redacted
Low Income - Power to Save | LED Lights | 0 | 0 | 0 | 47.6 | 1 | Honeywell | 2023-04-01 | redacted
Low Income - Power to Save | Low Flow Showerhead | 0 | 0.04 | 0.1 | 504.08 | 1 | Honeywell | 2023-04-01 | redacted
Low Income - Power to Save | Weather Strip/Caulk | 0 | 0.25 | 0.09 | 503.3 | 1 | Honeywell | 2023-04-01 | redacted
Low Income - Power to Save | Outdoor Coil Cleaning | 0 | 0.1 | 0 | 275 | 1 | Honeywell | 2023-04-01 | redacted
Low Income - Power to Save | LED Lights | 0 | 0 | 0 | 47.6 | 1 | Honeywell | 2023-04-01 | redacted
Low Income - Power to Save | Faucet Aerators | 0 | 0 | 0.02 | 110.58 | 1 | Honeywell | 2023-04-01 | redacted
Low Income - Power to Save | LED Lights | 0 | 0 | 0 | 47.6 | 1 | Honeywell | 2023-04-01 | redacted
Low Income - Power to Save | Low Flow Showerhead | 0 | 0.04 | 0.1 | 504.08 | 1 | Honeywell | 2023-04-01 | redacted
Low Income - Power to Save | Weather Strip/Caulk | 0 | 0.25 | 0.09 | 503.3 | 1 | Honeywell | 2023-04-01 | redacted
Low Income - Power to Save | Outdoor Coil Cleaning | 0 | 0.1 | 0 | 275 | 1 | Honeywell | 2023-04-01 | redacted
Low Income - Power to Save | LI - DUCT | 0 | 0.4 | 0.12 | 775.77 | 1 | Honeywell | 2023-04-01 | redacted
Low Income - Power to Save | HVAC Inspection | 0 | 0.17 | 0 | 268.73 | 1 | Honeywell | 2023-04-01 | redacted
Low Income - Power to Save | LED Lights | 0 | 0 | 0 | 47.6 | 1 | Honeywell | 2023-04-01 | redacted
Low Income - Power to Save | Faucet Aerators | 0 | 0 | 0.02 | 110.58 | 1 | Honeywell | 2023-04-01 | redacted
Low Income - Power to Save | Low Flow Showerhead | 0 | 0.04 | 0.1 | 504.08 | 1 | Honeywell | 2023-04-01 | redacted
Low Income - Power to Save | Weather Strip/Caulk | 0 | 0.25 | 0.09 | 503.3 | 1 | Honeywell | 2023-04-01 | redacted
Low Income - Power to Save | Outdoor Coil Cleaning | 0 | 0.1 | 0 | 275 | 1 | Honeywell | 2023-04-01 | redacted
Low Income - Power to Save | LI - DUCT | 0 | 0.4 | 0.12 | 775.77 | 1 | Honeywell | 2023-04-01 | redacted
Low Income - Power to Save | HVAC Inspection | 0 | 0.17 | 0 | 268.73 | 1 | Honeywell | 2023-04-01 | redacted
Low Income - Power to Save | LED Lights | 0 | 0 | 0 | 47.6 | 1 | Honeywell | 2023-04-01 | redacted
Low Income - Power to Save | Faucet Aerators | 0 | 0 | 0.02 | 110.58 | 1 | Honeywell | 2023-04-01 | redacted
Low Income - Power to Save | Low Flow Showerhead | 0 | 0.04 | 0.1 | 504.08 | 1 | Honeywell | 2023-04-01 | redacted
Low Income - Power to Save | Weather Strip/Caulk | 0 | 0.25 | 0.09 | 503.3 | 1 | Honeywell | 2023-04-01 | redacted
Low Income - Power to Save | LED Lights | 0 | 0 | 0 | 47.6 | 1 | Honeywell | 2023-04-01 | redacted
Low Income - Power to Save | Low Flow Showerhead | 0 | 0.04 | 0.1 | 504.08 | 1 | Honeywell | 2023-04-01 | redacted
Low Income - Power to Save | Weather Strip/Caulk | 0 | 0.25 | 0.09 | 503.3 | 1 | Honeywell | 2023-04-01 | redacted
Low Income - Power to Save | LED Lights | 0 | 0 | 0 | 47.6 | 1 | Honeywell | 2023-04-01 | redacted
Low Income - Power to Save | Weather Strip/Caulk | 0 | 0.25 | 0.09 | 503.3 | 1 | Honeywell | 2023-04-01 | redacted
Low Income - Power to Save | Outdoor Coil Cleaning | 0 | 0.1 | 0 | 275 | 1 | Honeywell | 2023-04-01 | redacted
Low Income - Power to Save | LI - DUCT | 0 | 0.4 | 0.12 | 775.77 | 1 | Honeywell | 2023-04-01 | redacted
Low Income - Power to Save | HVAC Inspection | 0 | 0.17 | 0 | 268.73 | 1 | Honeywell | 2023-04-01 | redacted
Low Income - Power to Save | LED Lights | 0 | 0 | 0 | 47.6 | 1 | Honeywell | 2023-04-01 | redacted
Low Income - Power to Save | Faucet Aerators | 0 | 0 | 0.02 | 110.58 | 1 | Honeywell | 2023-04-01 | redacted
Low Income - Power to Save | Low Flow Showerhead | 0 | 0.04 | 0.1 | 504.08 | 1 | Honeywell | 2023-04-01 | redacted
Low Income - Power to Save | Weather Strip/Caulk | 0 | 0.25 | 0.09 | 503.3 | 1 | Honeywell | 2023-04-01 | redacted
Low Income - Power to Save | Outdoor Coil Cleaning | 0 | 0.1 | 0 | 275 | 1 | Honeywell | 2023-04-01 | redacted
Low Income - Power to Save | LI - DUCT | 0 | 0.4 | 0.12 | 775.77 | 1 | Honeywell | 2023-04-01 | redacted
Low Income - Power to Save | HVAC Inspection | 0 | 0.17 | 0 | 268.73 | 1 | Honeywell | 2023-04-01 | redacted
Low Income - Power to Save | LED Lights | 0 | 0 | 0 | 47.6 | 1 | Honeywell | 2023-04-01 | redacted
Low Income - Power to Save | Low Flow Showerhead | 0 | 0.04 | 0.1 | 504.08 | 1 | Honeywell | 2023-04-01 | redacted
Low Income - Power to Save | Weather Strip/Caulk | 0 | 0.25 | 0.09 | 503.3 | 1 | Honeywell | 2023-04-01 | redacted
Low Income - Power to Save | Outdoor Coil Cleaning | 0 | 0.1 | 0 | 275 | 1 | Honeywell | 2023-04-01 | redacted
Low Income - Power to Save | LI - DUCT | 0 | 0.4 | 0.12 | 775.77 | 1 | Honeywell | 2023-04-01 | redacted
Low Income - Power to Save | HVAC Inspection | 0 | 0.17 | 0 | 268.73 | 1 | Honeywell | 2023-04-01 | redacted
Low Income - Power to Save | LED Lights | 0 | 0 | 0 | 47.6 | 1 | Honeywell | 2023-04-01 | redacted
Low Income - Power to Save | Weather Strip/Caulk | 0 | 0.25 | 0.09 | 503.3 | 1 | Honeywell | 2023-04-01 | redacted
Low Income - Power to Save | Outdoor Coil Cleaning | 0 | 0.1 | 0 | 275 | 1 | Honeywell | 2023-04-01 | redacted
Low Income - Power to Save | HVAC Inspection | 0 | 0.17 | 0 | 268.73 | 1 | Honeywell | 2023-04-01 | redacted
Low Income - Power to Save | LED Lights | 0 | 0 | 0 | 47.6 | 1 | Honeywell | 2023-04-01 | redacted
Low Income - Power to Save | Faucet Aerators | 0 | 0 | 0.02 | 110.58 | 1 | Honeywell | 2023-04-01 | redacted
Low Income - Power to Save | Low Flow Showerhead | 0 | 0.04 | 0.1 | 504.08 | 1 | Honeywell | 2023-04-01 | redacted
Low Income - Power to Save | Weather Strip/Caulk | 0 | 0.25 | 0.09 | 503.3 | 1 | Honeywell | 2023-04-01 | redacted
Low Income - Power to Save | Outdoor Coil Cleaning | 0 | 0.1 | 0 | 275 | 1 | Honeywell | 2023-04-01 | redacted
Low Income - Power to Save | LI - DUCT | 0 | 0.4 | 0.12 | 775.77 | 1 | Honeywell | 2023-04-01 | redacted
Low Income - Power to Save | HVAC Inspection | 0 | 0.17 | 0 | 268.73 | 1 | Honeywell | 2023-04-01 | redacted
Low Income - Power to Save | LED Lights | 0 | 0 | 0 | 47.6 | 1 | Honeywell | 2023-04-01 | redacted
Low Income - Power to Save | Low Flow Showerhead | 0 | 0.04 | 0.1 | 504.08 | 1 | Honeywell | 2023-04-01 | redacted
Low Income - Power to Save | Weather Strip/Caulk | 0 | 0.25 | 0.09 | 503.3 | 1 | Honeywell | 2023-04-01 | redacted
Low Income - Power to Save | Outdoor Coil Cleaning | 0 | 0.1 | 0 | 275 | 1 | Honeywell | 2023-04-01 | redacted
Low Income - Power to Save | LI - DUCT | 0 | 0.4 | 0.12 | 775.77 | 1 | Honeywell | 2023-04-01 | redacted
Low Income - Power to Save | HVAC Inspection | 0 | 0.17 | 0 | 268.73 | 1 | Honeywell | 2023-04-01 | redacted
Low Income - Power to Save | LED Lights | 0 | 0 | 0 | 47.6 | 1 | Honeywell | 2023-04-01 | redacted
Low Income - Power to Save | Faucet Aerators | 0 | 0 | 0.02 | 110.58 | 1 | Honeywell | 2023-04-01 | redacted
Low Income - Power to Save | Low Flow Showerhead | 0 | 0.04 | 0.1 | 504.08 | 1 | Honeywell | 2023-04-01 | redacted
Low Income - Power to Save | LED Lights | 0 | 0 | 0 | 47.6 | 1 | Honeywell | 2023-04-01 | redacted
Low Income - Power to Save | Faucet Aerators | 0 | 0 | 0.02 | 110.58 | 1 | Honeywell | 2023-04-01 | redacted
Low Income - Power to Save | Low Flow Showerhead | 0 | 0.04 | 0.1 | 504.08 | 1 | Honeywell | 2023-04-01 | redacted
Low Income - Power to Save | Weather Strip/Caulk | 0 | 0.25 | 0.09 | 503.3 | 1 | Honeywell | 2023-04-01 | redacted
Low Income - Power to Save | Outdoor Coil Cleaning | 0 | 0.1 | 0 | 275 | 1 | Honeywell | 2023-04-01 | redacted
Low Income - Power to Save | LI - DUCT | 0 | 0.4 | 0.12 | 775.77 | 1 | Honeywell | 2023-04-01 | redacted
Low Income - Power to Save | HVAC Inspection | 0 | 0.17 | 0 | 268.73 | 1 | Honeywell | 2023-04-01 | redacted
Low Income - Power to Save | LED Lights | 0 | 0 | 0 | 47.6 | 1 | Honeywell | 2023-04-01 | redacted
Low Income - Power to Save | Faucet Aerators | 0 | 0 | 0.02 | 110.58 | 1 | Honeywell | 2023-04-01 | redacted
Low Income - Power to Save | Low Flow Showerhead | 0 | 0.04 | 0.1 | 504.08 | 1 | Honeywell | 2023-04-01 | redacted
Low Income - Power to Save | Weather Strip/Caulk | 0 | 0.25 | 0.09 | 503.3 | 1 | Honeywell | 2023-04-01 | redacted
Low Income - Power to Save | Outdoor Coil Cleaning | 0 | 0.1 | 0 | 275 | 1 | Honeywell | 2023-04-01 | redacted
Low Income - Power to Save | LI - DUCT | 0 | 0.4 | 0.12 | 775.77 | 1 | Honeywell | 2023-04-01 | redacted
Low Income - Power to Save | HVAC Inspection | 0 | 0.17 | 0 | 268.73 | 1 | Honeywell | 2023-04-01 | redacted
Low Income - Power to Save | LED Lights | 0 | 0 | 0 | 47.6 | 1 | Honeywell | 2023-04-01 | redacted
Low Income - Power to Save | Faucet Aerators | 0 | 0 | 0.02 | 110.58 | 1 | Honeywell | 2023-04-01 | redacted
Low Income - Power to Save | Low Flow Showerhead | 0 | 0.04 | 0.1 | 504.08 | 1 | Honeywell | 2023-04-01 | redacted
Low Income - Power to Save | Outdoor Coil Cleaning | 0 | 0.1 | 0 | 275 | 1 | Honeywell | 2023-04-01 | redacted
Low Income - Power to Save | LED Lights | 0 | 0 | 0 | 47.6 | 1 | Honeywell | 2023-04-01 | redacted
Low Income - Power to Save | Faucet Aerators | 0 | 0 | 0.02 | 110.58 | 1 | Honeywell | 2023-04-01 | redacted
Low Income - Power to Save | Weather Strip/Caulk | 0 | 0.25 | 0.09 | 503.3 | 1 | Honeywell | 2023-04-01 | redacted
Low Income - Power to Save | Outdoor Coil Cleaning | 0 | 0.1 | 0 | 275 | 1 | Honeywell | 2023-04-01 | redacted
Low Income - Power to Save | LI - DUCT | 0 | 0.4 | 0.12 | 775.77 | 1 | Honeywell | 2023-04-01 | redacted
Low Income - Power to Save | HVAC Inspection | 0 | 0.17 | 0 | 268.73 | 1 | Honeywell | 2023-04-01 | redacted
Low Income - Power to Save | LED Lights | 0 | 0 | 0 | 47.6 | 1 | Honeywell | 2023-04-01 | redacted
Low Income - Power to Save | Pipe Wrap | 0 | 0.01 | 0.03 | 143.65 | 1 | Honeywell | 2023-04-01 | redacted
Low Income - Power to Save | Weather Strip/Caulk | 0 | 0.25 | 0.09 | 503.3 | 1 | Honeywell | 2023-04-01 | redacted
Low Income - Power to Save | Outdoor Coil Cleaning | 0 | 0.1 | 0 | 275 | 1 | Honeywell | 2023-04-01 | redacted
Low Income - Power to Save | LI - DUCT | 0 | 0.4 | 0.12 | 775.77 | 1 | Honeywell | 2023-04-01 | redacted
Low Income - Power to Save | HVAC Inspection | 0 | 0.17 | 0 | 268.73 | 1 | Honeywell | 2023-04-01 | redacted
Low Income - Power to Save | LED Lights | 0 | 0 | 0 | 47.6 | 1 | Honeywell | 2023-04-01 | redacted
Low Income - Power to Save | Faucet Aerators | 0 | 0 | 0.02 | 110.58 | 1 | Honeywell | 2023-04-01 | redacted
Low Income - Power to Save | Low Flow Showerhead | 0 | 0.04 | 0.1 | 504.08 | 1 | Honeywell | 2023-04-01 | redacted
Low Income - Power to Save | Weather Strip/Caulk | 0 | 0.25 | 0.09 | 503.3 | 1 | Honeywell | 2023-04-01 | redacted
Low Income - Power to Save | Outdoor Coil Cleaning | 0 | 0.1 | 0 | 275 | 1 | Honeywell | 2023-04-01 | redacted
Low Income - Power to Save | LI - DUCT | 0 | 0.4 | 0.12 | 775.77 | 1 | Honeywell | 2023-04-01 | redacted
Low Income - Power to Save | HVAC Inspection | 0 | 0.17 | 0 | 268.73 | 1 | Honeywell | 2023-04-01 | redacted
Low Income - Power to Save | LED Lights | 0 | 0 | 0 | 47.6 | 1 | Honeywell | 2023-04-01 | redacted
Low Income - Power to Save | Faucet Aerators | 0 | 0 | 0.02 | 110.58 | 1 | Honeywell | 2023-04-01 | redacted
Low Income - Power to Save | Low Flow Showerhead | 0 | 0.04 | 0.1 | 504.08 | 1 | Honeywell | 2023-04-01 | redacted
Low Income - Power to Save | LED Lights | 0 | 0 | 0 | 47.6 | 1 | Honeywell | 2023-04-01 | redacted
Low Income - Power to Save | Faucet Aerators | 0 | 0 | 0.02 | 110.58 | 1 | Honeywell | 2023-04-01 | redacted
Low Income - Power to Save | Low Flow Showerhead | 0 | 0.04 | 0.1 | 504.08 | 1 | Honeywell | 2023-04-01 | redacted
Low Income - Power to Save | Weather Strip/Caulk | 0 | 0.25 | 0.09 | 503.3 | 1 | Honeywell | 2023-04-01 | redacted
Low Income - Power to Save | Outdoor Coil Cleaning | 0 | 0.1 | 0 | 275 | 1 | Honeywell | 2023-04-01 | redacted
Low Income - Power to Save | LI - DUCT | 0 | 0.4 | 0.12 | 775.77 | 1 | Honeywell | 2023-04-01 | redacted
Low Income - Power to Save | HVAC Inspection | 0 | 0.17 | 0 | 268.73 | 1 | Honeywell | 2023-04-01 | redacted
Low Income - Power to Save | LED Lights | 0 | 0 | 0 | 47.6 | 1 | Honeywell | 2023-04-01 | redacted
Low Income - Power to Save | Faucet Aerators | 0 | 0 | 0.02 | 110.58 | 1 | Honeywell | 2023-04-01 | redacted
Low Income - Power to Save | Low Flow Showerhead | 0 | 0.04 | 0.1 | 504.08 | 1 | Honeywell | 2023-04-01 | redacted
Low Income - Power to Save | Weather Strip/Caulk | 0 | 0.25 | 0.09 | 503.3 | 1 | Honeywell | 2023-04-01 | redacted
Low Income - Power to Save | Outdoor Coil Cleaning | 0 | 0.1 | 0 | 275 | 1 | Honeywell | 2023-04-01 | redacted
Low Income - Power to Save | LI - DUCT | 0 | 0.4 | 0.12 | 775.77 | 1 | Honeywell | 2023-04-01 | redacted
Low Income - Power to Save | HVAC Inspection | 0 | 0.17 | 0 | 268.73 | 1 | Honeywell | 2023-04-01 | redacted
Low Income - Power to Save | LED Lights | 0 | 0 | 0 | 47.6 | 1 | Honeywell | 2023-04-01 | redacted
Low Income - Power to Save | Faucet Aerators | 0 | 0 | 0.02 | 110.58 | 1 | Honeywell | 2023-04-01 | redacted
Low Income - Power to Save | Low Flow Showerhead | 0 | 0.04 | 0.1 | 504.08 | 1 | Honeywell | 2023-04-01 | redacted
Low Income - Power to Save | Weather Strip/Caulk | 0 | 0.25 | 0.09 | 503.3 | 1 | Honeywell | 2023-04-01 | redacted
Low Income - Power to Save | Outdoor Coil Cleaning | 0 | 0.1 | 0 | 275 | 1 | Honeywell | 2023-04-01 | redacted
Low Income - Power to Save | LI - DUCT | 0 | 0.4 | 0.12 | 775.77 | 1 | Honeywell | 2023-04-01 | redacted
Low Income - Power to Save | HVAC Inspection | 0 | 0.17 | 0 | 268.73 | 1 | Honeywell | 2023-04-01 | redacted
Low Income - Power to Save | LED Lights | 0 | 0 | 0 | 47.6 | 1 | Honeywell | 2023-04-01 | redacted
Low Income - Power to Save | Faucet Aerators | 0 | 0 | 0.02 | 110.58 | 1 | Honeywell | 2023-04-01 | redacted
Low Income - Power to Save | Low Flow Showerhead | 0 | 0.04 | 0.1 | 504.08 | 1 | Honeywell | 2023-04-01 | redacted
Low Income - Power to Save | Weather Strip/Caulk | 0 | 0.25 | 0.09 | 503.3 | 1 | Honeywell | 2023-04-01 | redacted
Low Income - Power to Save | Outdoor Coil Cleaning | 0 | 0.1 | 0 | 275 | 1 | Honeywell | 2023-04-01 | redacted
Low Income - Power to Save | LI - DUCT | 0 | 0.4 | 0.12 | 775.77 | 1 | Honeywell | 2023-04-01 | redacted
Low Income - Power to Save | HVAC Inspection | 0 | 0.17 | 0 | 268.73 | 1 | Honeywell | 2023-04-01 | redacted
Low Income - Power to Save | LED Lights | 0 | 0 | 0 | 47.6 | 1 | Honeywell | 2023-04-01 | redacted
Low Income - Power to Save | Faucet Aerators | 0 | 0 | 0.02 | 110.58 | 1 | Honeywell | 2023-04-01 | redacted
Low Income - Power to Save | Low Flow Showerhead | 0 | 0.04 | 0.1 | 504.08 | 1 | Honeywell | 2023-04-01 | redacted
Low Income - Power to Save | Pipe Wrap | 0 | 0.01 | 0.03 | 143.65 | 1 | Honeywell | 2023-04-01 | redacted
Low Income - Power to Save | Weather Strip/Caulk | 0 | 0.25 | 0.09 | 503.3 | 1 | Honeywell | 2023-04-01 | redacted
Low Income - Power to Save | Outdoor Coil Cleaning | 0 | 0.1 | 0 | 275 | 1 | Honeywell | 2023-04-01 | redacted
Low Income - Power to Save | LI - DUCT | 0 | 0.4 | 0.12 | 775.77 | 1 | Honeywell | 2023-04-01 | redacted
Low Income - Power to Save | HVAC Inspection | 0 | 0.17 | 0 | 268.73 | 1 | Honeywell | 2023-04-01 | redacted
Low Income - Power to Save | LED Lights | 0 | 0 | 0 | 47.6 | 1 | Honeywell | 2023-04-01 | redacted
Low Income - Power to Save | Outdoor Coil Cleaning | 0 | 0.1 | 0 | 275 | 1 | Honeywell | 2023-04-01 | redacted
Low Income - Power to Save | LED Lights | 0 | 0 | 0 | 47.6 | 1 | Honeywell | 2023-04-01 | redacted
Low Income - Power to Save | Faucet Aerators | 0 | 0 | 0.02 | 110.58 | 1 | Honeywell | 2023-04-01 | redacted
Low Income - Power to Save | Low Flow Showerhead | 0 | 0.04 | 0.1 | 504.08 | 1 | Honeywell | 2023-04-01 | redacted
Low Income - Power to Save | Weather Strip/Caulk | 0 | 0.25 | 0.09 | 503.3 | 1 | Honeywell | 2023-04-01 | redacted
Low Income - Power to Save | Outdoor Coil Cleaning | 0 | 0.1 | 0 | 275 | 1 | Honeywell | 2023-04-01 | redacted
Low Income - Power to Save | LI - DUCT | 0 | 0.4 | 0.12 | 775.77 | 1 | Honeywell | 2023-04-01 | redacted
Low Income - Power to Save | HVAC Inspection | 0 | 0.17 | 0 | 268.73 | 1 | Honeywell | 2023-04-01 | redacted
Low Income - Power to Save | LED Lights | 0 | 0 | 0 | 47.6 | 1 | Honeywell | 2023-04-01 | redacted
Low Income - Power to Save | Faucet Aerators | 0 | 0 | 0.02 | 110.58 | 1 | Honeywell | 2023-04-01 | redacted
Low Income - Power to Save | Weather Strip/Caulk | 0 | 0.25 | 0.09 | 503.3 | 1 | Honeywell | 2023-04-01 | redacted
Low Income - Power to Save | Outdoor Coil Cleaning | 0 | 0.1 | 0 | 275 | 1 | Honeywell | 2023-04-01 | redacted
Low Income - Power to Save | LI - DUCT | 0 | 0.4 | 0.12 | 775.77 | 1 | Honeywell | 2023-04-01 | redacted
Low Income - Power to Save | HVAC Inspection | 0 | 0.17 | 0 | 268.73 | 1 | Honeywell | 2023-04-01 | redacted
Low Income - Power to Save | LED Lights | 0 | 0 | 0 | 47.6 | 1 | Honeywell | 2023-04-01 | redacted
Low Income - Power to Save | Faucet Aerators | 0 | 0 | 0.02 | 110.58 | 1 | Honeywell | 2023-04-01 | redacted
Low Income - Power to Save | Weather Strip/Caulk | 0 | 0.25 | 0.09 | 503.3 | 1 | Honeywell | 2023-04-01 | redacted
Low Income - Power to Save | Outdoor Coil Cleaning | 0 | 0.1 | 0 | 275 | 1 | Honeywell | 2023-04-01 | redacted
Low Income - Power to Save | LI - DUCT | 0 | 0.4 | 0.12 | 775.77 | 1 | Honeywell | 2023-04-01 | redacted
Low Income - Power to Save | HVAC Inspection | 0 | 0.17 | 0 | 268.73 | 1 | Honeywell | 2023-04-01 | redacted
Low Income - Power to Save | LED Lights | 0 | 0 | 0 | 47.6 | 1 | Honeywell | 2023-04-01 | redacted
Low Income - Power to Save | Faucet Aerators | 0 | 0 | 0.02 | 110.58 | 1 | Honeywell | 2023-04-01 | redacted
Low Income - Power to Save | Low Flow Showerhead | 0 | 0.04 | 0.1 | 504.08 | 1 | Honeywell | 2023-04-01 | redacted
Low Income - Power to Save | Weather Strip/Caulk | 0 | 0.25 | 0.09 | 503.3 | 1 | Honeywell | 2023-04-01 | redacted
Low Income - Power to Save | Outdoor Coil Cleaning | 0 | 0.1 | 0 | 275 | 1 | Honeywell | 2023-04-01 | redacted
Low Income - Power to Save | LI - DUCT | 0 | 0.4 | 0.12 | 775.77 | 1 | Honeywell | 2023-04-01 | redacted
Low Income - Power to Save | HVAC Inspection | 0 | 0.17 | 0 | 268.73 | 1 | Honeywell | 2023-04-01 | redacted
Low Income - Power to Save | LED Lights | 0 | 0 | 0 | 47.6 | 1 | Honeywell | 2023-04-01 | redacted
Low Income - Power to Save | Low Flow Showerhead | 0 | 0.04 | 0.1 | 504.08 | 1 | Honeywell | 2023-04-01 | redacted
Low Income - Power to Save | Weather Strip/Caulk | 0 | 0.25 | 0.09 | 503.3 | 1 | Honeywell | 2023-04-01 | redacted
Low Income - Power to Save | Outdoor Coil Cleaning | 0 | 0.1 | 0 | 275 | 1 | Honeywell | 2023-04-01 | redacted
Low Income - Power to Save | LI - DUCT | 0 | 0.4 | 0.12 | 775.77 | 1 | Honeywell | 2023-04-01 | redacted
Low Income - Power to Save | HVAC Inspection | 0 | 0.17 | 0 | 268.73 | 1 | Honeywell | 2023-04-01 | redacted
Low Income - Power to Save | LED Lights | 0 | 0 | 0 | 47.6 | 1 | Honeywell | 2023-04-01 | redacted
Low Income - Power to Save | Faucet Aerators | 0 | 0 | 0.02 | 110.58 | 1 | Honeywell | 2023-04-01 | redacted
Low Income - Power to Save | Low Flow Showerhead | 0 | 0.04 | 0.1 | 504.08 | 1 | Honeywell | 2023-04-01 | redacted
Low Income - Power to Save | Weather Strip/Caulk | 0 | 0.25 | 0.09 | 503.3 | 1 | Honeywell | 2023-04-01 | redacted
Low Income - Power to Save | Outdoor Coil Cleaning | 0 | 0.1 | 0 | 275 | 1 | Honeywell | 2023-04-01 | redacted
Low Income - Power to Save | LI - DUCT | 0 | 0.4 | 0.12 | 775.77 | 1 | Honeywell | 2023-04-01 | redacted
Low Income - Power to Save | HVAC Inspection | 0 | 0.17 | 0 | 268.73 | 1 | Honeywell | 2023-04-01 | redacted
Low Income - Power to Save | LED Lights | 0 | 0 | 0 | 47.6 | 1 | Honeywell | 2023-04-01 | redacted
Low Income - Power to Save | Faucet Aerators | 0 | 0 | 0.02 | 110.58 | 1 | Honeywell | 2023-04-01 | redacted
Low Income - Power to Save | Low Flow Showerhead | 0 | 0.04 | 0.1 | 504.08 | 1 | Honeywell | 2023-04-01 | redacted
Low Income - Power to Save | Weather Strip/Caulk | 0 | 0.25 | 0.09 | 503.3 | 1 | Honeywell | 2023-04-01 | redacted
Low Income - Power to Save | Outdoor Coil Cleaning | 0 | 0.1 | 0 | 275 | 1 | Honeywell | 2023-04-01 | redacted
Low Income - Power to Save | LI - DUCT | 0 | 0.4 | 0.12 | 775.77 | 1 | Honeywell | 2023-04-01 | redacted
Low Income - Power to Save | HVAC Inspection | 0 | 0.17 | 0 | 268.73 | 1 | Honeywell | 2023-04-01 | redacted
Low Income - Power to Save | LED Lights | 0 | 0 | 0 | 47.6 | 1 | Honeywell | 2023-04-01 | redacted
Low Income - Power to Save | Pipe Wrap | 0 | 0.01 | 0.03 | 143.65 | 1 | Honeywell | 2023-04-01 | redacted
Low Income - Power to Save | Weather Strip/Caulk | 0 | 0.25 | 0.09 | 503.3 | 1 | Honeywell | 2023-04-01 | redacted
Low Income - Power to Save | Outdoor Coil Cleaning | 0 | 0.1 | 0 | 275 | 1 | Honeywell | 2023-04-01 | redacted
Low Income - Power to Save | LI - DUCT | 0 | 0.4 | 0.12 | 775.77 | 1 | Honeywell | 2023-04-01 | redacted
Low Income - Power to Save | HVAC Inspection | 0 | 0.17 | 0 | 268.73 | 1 | Honeywell | 2023-04-01 | redacted
Low Income - Power to Save | LED Lights | 0 | 0 | 0 | 47.6 | 1 | Honeywell | 2023-04-01 | redacted
Low Income - Power to Save | Faucet Aerators | 0 | 0 | 0.02 | 110.58 | 1 | Honeywell | 2023-04-01 | redacted
Low Income - Power to Save | Low Flow Showerhead | 0 | 0.04 | 0.1 | 504.08 | 1 | Honeywell | 2023-04-01 | redacted
Low Income - Power to Save | Outdoor Coil Cleaning | 0 | 0.1 | 0 | 275 | 1 | Honeywell | 2023-04-01 | redacted
Low Income - Power to Save | LED Lights | 0 | 0 | 0 | 47.6 | 1 | Honeywell | 2023-04-01 | redacted
Low Income - Power to Save | Faucet Aerators | 0 | 0 | 0.02 | 110.58 | 1 | Honeywell | 2023-04-01 | redacted
Low Income - Power to Save | Pipe Wrap | 0 | 0.01 | 0.03 | 143.65 | 1 | Honeywell | 2023-04-01 | redacted
Low Income - Power to Save | Weather Strip/Caulk | 0 | 0.25 | 0.09 | 503.3 | 1 | Honeywell | 2023-04-01 | redacted
Low Income - Power to Save | Outdoor Coil Cleaning | 0 | 0.1 | 0 | 275 | 1 | Honeywell | 2023-04-01 | redacted
Low Income - Power to Save | HVAC Inspection | 0 | 0.17 | 0 | 268.73 | 1 | Honeywell | 2023-04-01 | redacted
Low Income - Power to Save | LED Lights | 0 | 0 | 0 | 47.6 | 1 | Honeywell | 2023-04-01 | redacted
Low Income - Power to Save | Faucet Aerators | 0 | 0 | 0.02 | 110.58 | 1 | Honeywell | 2023-04-01 | redacted
Low Income - Power to Save | Low Flow Showerhead | 0 | 0.04 | 0.1 | 504.08 | 1 | Honeywell | 2023-04-01 | redacted
Low Income - Power to Save | Pipe Wrap | 0 | 0.01 | 0.03 | 143.65 | 1 | Honeywell | 2023-04-01 | redacted
Low Income - Power to Save | Weather Strip/Caulk | 0 | 0.25 | 0.09 | 503.3 | 1 | Honeywell | 2023-04-01 | redacted
Low Income - Power to Save | Outdoor Coil Cleaning | 0 | 0.1 | 0 | 275 | 1 | Honeywell | 2023-04-01 | redacted
Low Income - Power to Save | LI - DUCT | 0 | 0.4 | 0.12 | 775.77 | 1 | Honeywell | 2023-04-01 | redacted
Low Income - Power to Save | HVAC Inspection | 0 | 0.17 | 0 | 268.73 | 1 | Honeywell | 2023-04-01 | redacted
Low Income - Power to Save | LED Lights | 0 | 0 | 0 | 47.6 | 1 | Honeywell | 2023-04-01 | redacted
Low Income - Power to Save | Faucet Aerators | 0 | 0 | 0.02 | 110.58 | 1 | Honeywell | 2023-04-01 | redacted
Low Income - Power to Save | Low Flow Showerhead | 0 | 0.04 | 0.1 | 504.08 | 1 | Honeywell | 2023-04-01 | redacted
Low Income - Power to Save | Weather Strip/Caulk | 0 | 0.25 | 0.09 | 503.3 | 1 | Honeywell | 2023-04-01 | redacted
Low Income - Power to Save | Outdoor Coil Cleaning | 0 | 0.1 | 0 | 275 | 1 | Honeywell | 2023-04-01 | redacted
Low Income - Power to Save | LI - DUCT | 0 | 0.4 | 0.12 | 775.77 | 1 | Honeywell | 2023-04-01 | redacted
Low Income - Power to Save | HVAC Inspection | 0 | 0.17 | 0 | 268.73 | 1 | Honeywell | 2023-04-01 | redacted
Low Income - Power to Save | LED Lights | 0 | 0 | 0 | 47.6 | 1 | Honeywell | 2023-04-01 | redacted
Low Income - Power to Save | Faucet Aerators | 0 | 0 | 0.02 | 110.58 | 1 | Honeywell | 2023-04-01 | redacted
Low Income - Power to Save | Weather Strip/Caulk | 0 | 0.25 | 0.09 | 503.3 | 1 | Honeywell | 2023-04-01 | redacted
Low Income - Power to Save | LED Lights | 0 | 0 | 0 | 47.6 | 1 | Honeywell | 2023-04-01 | redacted
Low Income - Power to Save | Faucet Aerators | 0 | 0 | 0.02 | 110.58 | 1 | Honeywell | 2023-04-01 | redacted
Low Income - Power to Save | Low Flow Showerhead | 0 | 0.04 | 0.1 | 504.08 | 1 | Honeywell | 2023-04-01 | redacted
Low Income - Power to Save | Weather Strip/Caulk | 0 | 0.25 | 0.09 | 503.3 | 1 | Honeywell | 2023-04-01 | redacted
Low Income - Power to Save | Outdoor Coil Cleaning | 0 | 0.1 | 0 | 275 | 1 | Honeywell | 2023-04-01 | redacted
Low Income - Power to Save | LED Lights | 0 | 0 | 0 | 47.6 | 1 | Honeywell | 2023-04-01 | redacted
Low Income - Power to Save | Faucet Aerators | 0 | 0 | 0.02 | 110.58 | 1 | Honeywell | 2023-04-01 | redacted
Low Income - Power to Save | Low Flow Showerhead | 0 | 0.04 | 0.1 | 504.08 | 1 | Honeywell | 2023-04-01 | redacted
Low Income - Power to Save | Pipe Wrap | 0 | 0.01 | 0.03 | 143.65 | 1 | Honeywell | 2023-04-01 | redacted
Low Income - Power to Save | Weather Strip/Caulk | 0 | 0.25 | 0.09 | 503.3 | 1 | Honeywell | 2023-04-01 | redacted
Low Income - Power to Save | Outdoor Coil Cleaning | 0 | 0.1 | 0 | 275 | 1 | Honeywell | 2023-04-01 | redacted
Low Income - Power to Save | LI - DUCT | 0 | 0.4 | 0.12 | 775.77 | 1 | Honeywell | 2023-04-01 | redacted
Low Income - Power to Save | HVAC Inspection | 0 | 0.17 | 0 | 268.73 | 1 | Honeywell | 2023-04-01 | redacted
Low Income - Power to Save | LED Lights | 0 | 0 | 0 | 47.6 | 1 | Honeywell | 2023-04-01 | redacted
Low Income - Power to Save | Faucet Aerators | 0 | 0 | 0.02 | 110.58 | 1 | Honeywell | 2023-04-01 | redacted
Low Income - Power to Save | Low Flow Showerhead | 0 | 0.04 | 0.1 | 504.08 | 1 | Honeywell | 2023-04-01 | redacted
Low Income - Power to Save | Pipe Wrap | 0 | 0.01 | 0.03 | 143.65 | 1 | Honeywell | 2023-04-01 | redacted
Low Income - Power to Save | Weather Strip/Caulk | 0 | 0.25 | 0.09 | 503.3 | 1 | Honeywell | 2023-04-01 | redacted
Low Income - Power to Save | Outdoor Coil Cleaning | 0 | 0.1 | 0 | 275 | 1 | Honeywell | 2023-04-01 | redacted
Low Income - Power to Save | LI - DUCT | 0 | 0.4 | 0.12 | 775.77 | 1 | Honeywell | 2023-04-01 | redacted
Low Income - Power to Save | HVAC Inspection | 0 | 0.17 | 0 | 268.73 | 1 | Honeywell | 2023-04-01 | redacted
Low Income - Power to Save | LED Lights | 0 | 0 | 0 | 47.6 | 1 | Honeywell | 2023-04-01 | redacted
Low Income - Power to Save | Faucet Aerators | 0 | 0 | 0.02 | 110.58 | 1 | Honeywell | 2023-04-01 | redacted
Low Income - Power to Save | Low Flow Showerhead | 0 | 0.04 | 0.1 | 504.08 | 1 | Honeywell | 2023-04-01 | redacted
Low Income - Power to Save | Weather Strip/Caulk | 0 | 0.25 | 0.09 | 503.3 | 1 | Honeywell | 2023-04-01 | redacted
Low Income - Power to Save | Outdoor Coil Cleaning | 0 | 0.1 | 0 | 275 | 1 | Honeywell | 2023-04-01 | redacted
Low Income - Power to Save | LI - DUCT | 0 | 0.4 | 0.12 | 775.77 | 1 | Honeywell | 2023-04-01 | redacted
Low Income - Power to Save | HVAC Inspection | 0 | 0.17 | 0 | 268.73 | 1 | Honeywell | 2023-04-01 | redacted
Low Income - Power to Save | LED Lights | 0 | 0 | 0 | 47.6 | 1 | Honeywell | 2023-04-01 | redacted
Low Income - Power to Save | Outdoor Coil Cleaning | 0 | 0.1 | 0 | 275 | 1 | Honeywell | 2023-04-01 | redacted
Low Income - Power to Save | LED Lights | 0 | 0 | 0 | 47.6 | 1 | Honeywell | 2023-04-01 | redacted
Low Income - Power to Save | Faucet Aerators | 0 | 0 | 0.02 | 110.58 | 1 | Honeywell | 2023-04-01 | redacted
Low Income - Power to Save | Low Flow Showerhead | 0 | 0.04 | 0.1 | 504.08 | 1 | Honeywell | 2023-04-01 | redacted
Low Income - Power to Save | Weather Strip/Caulk | 0 | 0.25 | 0.09 | 503.3 | 1 | Honeywell | 2023-04-01 | redacted
Low Income - Power to Save | Outdoor Coil Cleaning | 0 | 0.1 | 0 | 275 | 1 | Honeywell | 2023-04-01 | redacted
Low Income - Power to Save | LI - DUCT | 0 | 0.4 | 0.12 | 775.77 | 1 | Honeywell | 2023-04-01 | redacted
Low Income - Power to Save | HVAC Inspection | 0 | 0.17 | 0 | 268.73 | 1 | Honeywell | 2023-04-01 | redacted
Low Income - Power to Save | LED Lights | 0 | 0 | 0 | 47.6 | 1 | Honeywell | 2023-04-01 | redacted
Low Income - Power to Save | Faucet Aerators | 0 | 0 | 0.02 | 110.58 | 1 | Honeywell | 2023-04-01 | redacted
Low Income - Power to Save | Low Flow Showerhead | 0 | 0.04 | 0.1 | 504.08 | 1 | Honeywell | 2023-04-01 | redacted
Low Income - Power to Save | Weather Strip/Caulk | 0 | 0.25 | 0.09 | 503.3 | 1 | Honeywell | 2023-04-01 | redacted
Low Income - Power to Save | Outdoor Coil Cleaning | 0 | 0.1 | 0 | 275 | 1 | Honeywell | 2023-04-01 | redacted
Low Income - Power to Save | LI - DUCT | 0 | 0.4 | 0.12 | 775.77 | 1 | Honeywell | 2023-04-01 | redacted
Low Income - Power to Save | HVAC Inspection | 0 | 0.17 | 0 | 268.73 | 1 | Honeywell | 2023-04-01 | redacted
Low Income - Power to Save | LED Lights | 0 | 0 | 0 | 47.6 | 1 | Honeywell | 2023-04-01 | redacted
Low Income - Power to Save | Faucet Aerators | 0 | 0 | 0.02 | 110.58 | 1 | Honeywell | 2023-04-01 | redacted
Low Income - Power to Save | Low Flow Showerhead | 0 | 0.04 | 0.1 | 504.08 | 1 | Honeywell | 2023-04-01 | redacted
Low Income - Power to Save | Weather Strip/Caulk | 0 | 0.25 | 0.09 | 503.3 | 1 | Honeywell | 2023-04-01 | redacted
Low Income - Power to Save | Outdoor Coil Cleaning | 0 | 0.1 | 0 | 275 | 1 | Honeywell | 2023-04-01 | redacted
Low Income - Power to Save | LI - DUCT | 0 | 0.4 | 0.12 | 775.77 | 1 | Honeywell | 2023-04-01 | redacted
Low Income - Power to Save | HVAC Inspection | 0 | 0.17 | 0 | 268.73 | 1 | Honeywell | 2023-04-01 | redacted
Low Income - Power to Save | LED Lights | 0 | 0 | 0 | 47.6 | 1 | Honeywell | 2023-04-01 | redacted
Low Income - Power to Save | Weather Strip/Caulk | 0 | 0.25 | 0.09 | 503.3 | 1 | Honeywell | 2023-04-01 | redacted
Low Income - Power to Save | Outdoor Coil Cleaning | 0 | 0.1 | 0 | 275 | 1 | Honeywell | 2023-04-01 | redacted
Low Income - Power to Save | LI - DUCT | 0 | 0.4 | 0.12 | 775.77 | 1 | Honeywell | 2023-04-01 | redacted
Low Income - Power to Save | HVAC Inspection | 0 | 0.17 | 0 | 268.73 | 1 | Honeywell | 2023-04-01 | redacted
Low Income - Power to Save | LED Lights | 0 | 0 | 0 | 47.6 | 1 | Honeywell | 2023-04-01 | redacted
Low Income - Power to Save | Weather Strip/Caulk | 0 | 0.25 | 0.09 | 503.3 | 1 | Honeywell | 2023-04-01 | redacted
Low Income - Power to Save | Outdoor Coil Cleaning | 0 | 0.1 | 0 | 275 | 1 | Honeywell | 2023-04-01 | redacted
Low Income - Power to Save | LI - DUCT | 0 | 0.4 | 0.12 | 775.77 | 1 | Honeywell | 2023-04-01 | redacted
Low Income - Power to Save | HVAC Inspection | 0 | 0.17 | 0 | 268.73 | 1 | Honeywell | 2023-04-01 | redacted
Low Income - Power to Save | LED Lights | 0 | 0 | 0 | 47.6 | 1 | Honeywell | 2023-04-01 | redacted
Low Income - Power to Save | Faucet Aerators | 0 | 0 | 0.02 | 110.58 | 1 | Honeywell | 2023-04-01 | redacted
Low Income - Power to Save | Low Flow Showerhead | 0 | 0.04 | 0.1 | 504.08 | 1 | Honeywell | 2023-04-01 | redacted
Low Income - Power to Save | Weather Strip/Caulk | 0 | 0.25 | 0.09 | 503.3 | 1 | Honeywell | 2023-04-01 | redacted
Low Income - Power to Save | Outdoor Coil Cleaning | 0 | 0.1 | 0 | 275 | 1 | Honeywell | 2023-04-01 | redacted
Low Income - Power to Save | LI - DUCT | 0 | 0.4 | 0.12 | 775.77 | 1 | Honeywell | 2023-04-01 | redacted
Low Income - Power to Save | HVAC Inspection | 0 | 0.17 | 0 | 268.73 | 1 | Honeywell | 2023-04-01 | redacted
Low Income - Power to Save | LED Lights | 0 | 0 | 0 | 47.6 | 1 | Honeywell | 2023-04-01 | redacted
Low Income - Power to Save | Faucet Aerators | 0 | 0 | 0.02 | 110.58 | 1 | Honeywell | 2023-04-01 | redacted
Low Income - Power to Save | Low Flow Showerhead | 0 | 0.04 | 0.1 | 504.08 | 1 | Honeywell | 2023-04-01 | redacted
Low Income - Power to Save | Weather Strip/Caulk | 0 | 0.25 | 0.09 | 503.3 | 1 | Honeywell | 2023-04-01 | redacted
Low Income - Power to Save | Outdoor Coil Cleaning | 0 | 0.1 | 0 | 275 | 1 | Honeywell | 2023-04-01 | redacted
Low Income - Power to Save | LI - DUCT | 0 | 0.4 | 0.12 | 775.77 | 1 | Honeywell | 2023-04-01 | redacted
Low Income - Power to Save | HVAC Inspection | 0 | 0.17 | 0 | 268.73 | 1 | Honeywell | 2023-04-01 | redacted
Low Income - Power to Save | LED Lights | 0 | 0 | 0 | 47.6 | 1 | Honeywell | 2023-04-01 | redacted
Low Income - Power to Save | Faucet Aerators | 0 | 0 | 0.02 | 110.58 | 1 | Honeywell | 2023-04-01 | redacted
Low Income - Power to Save | Low Flow Showerhead | 0 | 0.04 | 0.1 | 504.08 | 1 | Honeywell | 2023-04-01 | redacted
Low Income - Power to Save | Weather Strip/Caulk | 0 | 0.25 | 0.09 | 503.3 | 1 | Honeywell | 2023-04-01 | redacted
Low Income - Power to Save | Outdoor Coil Cleaning | 0 | 0.1 | 0 | 275 | 1 | Honeywell | 2023-04-01 | redacted
Low Income - Power to Save | LI - DUCT | 0 | 0.4 | 0.12 | 775.77 | 1 | Honeywell | 2023-04-01 | redacted
Low Income - Power to Save | HVAC Inspection | 0 | 0.17 | 0 | 268.73 | 1 | Honeywell | 2023-04-01 | redacted
Low Income - Power to Save | LED Lights | 0 | 0 | 0 | 47.6 | 1 | Honeywell | 2023-04-01 | redacted
Low Income - Power to Save | Faucet Aerators | 0 | 0 | 0.02 | 110.58 | 1 | Honeywell | 2023-04-01 | redacted
Low Income - Power to Save | Low Flow Showerhead | 0 | 0.04 | 0.1 | 504.08 | 1 | Honeywell | 2023-04-01 | redacted
Low Income - Power to Save | Weather Strip/Caulk | 0 | 0.25 | 0.09 | 503.3 | 1 | Honeywell | 2023-04-01 | redacted
Low Income - Power to Save | Outdoor Coil Cleaning | 0 | 0.1 | 0 | 275 | 1 | Honeywell | 2023-04-01 | redacted
Low Income - Power to Save | LI - DUCT | 0 | 0.4 | 0.12 | 775.77 | 1 | Honeywell | 2023-04-01 | redacted
Low Income - Power to Save | HVAC Inspection | 0 | 0.17 | 0 | 268.73 | 1 | Honeywell | 2023-04-01 | redacted
Low Income - Power to Save | LED Lights | 0 | 0 | 0 | 47.6 | 1 | Honeywell | 2023-04-01 | redacted
Low Income - Power to Save | Faucet Aerators | 0 | 0 | 0.02 | 110.58 | 1 | Honeywell | 2023-04-01 | redacted
Low Income - Power to Save | LED Lights | 0 | 0 | 0 | 47.6 | 1 | Honeywell | 2023-04-01 | redacted
Low Income - Power to Save | Faucet Aerators | 0 | 0 | 0.02 | 110.58 | 1 | Honeywell | 2023-04-01 | redacted
Low Income - Power to Save | Low Flow Showerhead | 0 | 0.04 | 0.1 | 504.08 | 1 | Honeywell | 2023-04-01 | redacted
Low Income - Power to Save | Weather Strip/Caulk | 0 | 0.25 | 0.09 | 503.3 | 1 | Honeywell | 2023-04-01 | redacted
Low Income - Power to Save | Outdoor Coil Cleaning | 0 | 0.1 | 0 | 275 | 1 | Honeywell | 2023-04-01 | redacted
Low Income - Power to Save | LI - DUCT | 0 | 0.4 | 0.12 | 775.77 | 1 | Honeywell | 2023-04-01 | redacted
Low Income - Power to Save | HVAC Inspection | 0 | 0.17 | 0 | 268.73 | 1 | Honeywell | 2023-04-01 | redacted
Low Income - Power to Save | LED Lights | 0 | 0 | 0 | 47.6 | 1 | Honeywell | 2023-04-01 | redacted
Low Income - Power to Save | Faucet Aerators | 0 | 0 | 0.02 | 110.58 | 1 | Honeywell | 2023-04-01 | redacted
Low Income - Power to Save | Low Flow Showerhead | 0 | 0.04 | 0.1 | 504.08 | 1 | Honeywell | 2023-04-01 | redacted
Low Income - Power to Save | Weather Strip/Caulk | 0 | 0.25 | 0.09 | 503.3 | 1 | Honeywell | 2023-04-01 | redacted
Low Income - Power to Save | Outdoor Coil Cleaning | 0 | 0.1 | 0 | 275 | 1 | Honeywell | 2023-04-01 | redacted
Low Income - Power to Save | LI - DUCT | 0 | 0.4 | 0.12 | 775.77 | 1 | Honeywell | 2023-04-01 | redacted
Low Income - Power to Save | HVAC Inspection | 0 | 0.17 | 0 | 268.73 | 1 | Honeywell | 2023-04-01 | redacted
Low Income - Power to Save | LED Lights | 0 | 0 | 0 | 47.6 | 1 | Honeywell | 2023-04-01 | redacted
Low Income - Power to Save | Faucet Aerators | 0 | 0 | 0.02 | 110.58 | 1 | Honeywell | 2023-04-01 | redacted
Low Income - Power to Save | Low Flow Showerhead | 0 | 0.04 | 0.1 | 504.08 | 1 | Honeywell | 2023-04-01 | redacted
Low Income - Power to Save | Weather Strip/Caulk | 0 | 0.25 | 0.09 | 503.3 | 1 | Honeywell | 2023-04-01 | redacted
Low Income - Power to Save | Outdoor Coil Cleaning | 0 | 0.1 | 0 | 275 | 1 | Honeywell | 2023-04-01 | redacted
Low Income - Power to Save | LI - DUCT | 0 | 0.4 | 0.12 | 775.77 | 1 | Honeywell | 2023-04-01 | redacted
Low Income - Power to Save | HVAC Inspection | 0 | 0.17 | 0 | 268.73 | 1 | Honeywell | 2023-04-01 | redacted
Low Income - Power to Save | LED Lights | 0 | 0 | 0 | 47.6 | 1 | Honeywell | 2023-04-01 | redacted
Low Income - Power to Save | Faucet Aerators | 0 | 0 | 0.02 | 110.58 | 1 | Honeywell | 2023-04-01 | redacted
Low Income - Power to Save | Low Flow Showerhead | 0 | 0.04 | 0.1 | 504.08 | 1 | Honeywell | 2023-04-01 | redacted
Low Income - Power to Save | LED Lights | 0 | 0 | 0 | 47.6 | 1 | Honeywell | 2023-04-01 | redacted
Low Income - Power to Save | Low Flow Showerhead | 0 | 0.04 | 0.1 | 504.08 | 1 | Honeywell | 2023-04-01 | redacted
Low Income - Power to Save | Weather Strip/Caulk | 0 | 0.25 | 0.09 | 503.3 | 1 | Honeywell | 2023-04-01 | redacted
Low Income - Power to Save | Outdoor Coil Cleaning | 0 | 0.1 | 0 | 275 | 1 | Honeywell | 2023-04-01 | redacted
Low Income - Power to Save | LI - DUCT | 0 | 0.4 | 0.12 | 775.77 | 1 | Honeywell | 2023-04-01 | redacted
Low Income - Power to Save | HVAC Inspection | 0 | 0.17 | 0 | 268.73 | 1 | Honeywell | 2023-04-01 | redacted
Low Income - Power to Save | LED Lights | 0 | 0 | 0 | 47.6 | 1 | Honeywell | 2023-04-01 | redacted
Low Income - Power to Save | Faucet Aerators | 0 | 0 | 0.02 | 110.58 | 1 | Honeywell | 2023-04-01 | redacted
Low Income - Power to Save | Low Flow Showerhead | 0 | 0.04 | 0.1 | 504.08 | 1 | Honeywell | 2023-04-01 | redacted
Low Income - Power to Save | Weather Strip/Caulk | 0 | 0.25 | 0.09 | 503.3 | 1 | Honeywell | 2023-04-01 | redacted
Low Income - Power to Save | Outdoor Coil Cleaning | 0 | 0.1 | 0 | 275 | 1 | Honeywell | 2023-04-01 | redacted
Low Income - Power to Save | LI - DUCT | 0 | 0.4 | 0.12 | 775.77 | 1 | Honeywell | 2023-04-01 | redacted
Low Income - Power to Save | HVAC Inspection | 0 | 0.17 | 0 | 268.73 | 1 | Honeywell | 2023-04-01 | redacted
Low Income - Power to Save | LED Lights | 0 | 0 | 0 | 47.6 | 1 | Honeywell | 2023-04-01 | redacted
Low Income - Power to Save | Outdoor Coil Cleaning | 0 | 0.1 | 0 | 275 | 1 | Honeywell | 2023-04-01 | redacted
Low Income - Power to Save | LI - DUCT | 0 | 0.4 | 0.12 | 775.77 | 1 | Honeywell | 2023-04-01 | redacted
Low Income - Power to Save | HVAC Inspection | 0 | 0.17 | 0 | 268.73 | 1 | Honeywell | 2023-04-01 | redacted
Low Income - Power to Save | LED Lights | 0 | 0 | 0 | 47.6 | 1 | Honeywell | 2023-04-01 | redacted
Low Income - Power to Save | Faucet Aerators | 0 | 0 | 0.02 | 110.58 | 1 | Honeywell | 2023-04-01 | redacted
Low Income - Power to Save | Low Flow Showerhead | 0 | 0.04 | 0.1 | 504.08 | 1 | Honeywell | 2023-04-01 | redacted
Low Income - Power to Save | Pipe Wrap | 0 | 0.01 | 0.03 | 143.65 | 1 | Honeywell | 2023-04-01 | redacted
Low Income - Power to Save | Weather Strip/Caulk | 0 | 0.25 | 0.09 | 503.3 | 1 | Honeywell | 2023-04-01 | redacted
Low Income - Power to Save | Outdoor Coil Cleaning | 0 | 0.1 | 0 | 275 | 1 | Honeywell | 2023-04-01 | redacted
Low Income - Power to Save | LI - DUCT | 0 | 0.4 | 0.12 | 775.77 | 1 | Honeywell | 2023-04-01 | redacted
Low Income - Power to Save | HVAC Inspection | 0 | 0.17 | 0 | 268.73 | 1 | Honeywell | 2023-04-01 | redacted
Low Income - Power to Save | LED Lights | 0 | 0 | 0 | 47.6 | 1 | Honeywell | 2023-04-01 | redacted
Low Income - Power to Save | Faucet Aerators | 0 | 0 | 0.02 | 110.58 | 1 | Honeywell | 2023-04-01 | redacted
Low Income - Power to Save | Low Flow Showerhead | 0 | 0.04 | 0.1 | 504.08 | 1 | Honeywell | 2023-04-01 | redacted
Low Income - Power to Save | Weather Strip/Caulk | 0 | 0.25 | 0.09 | 503.3 | 1 | Honeywell | 2023-04-01 | redacted
Low Income - Power to Save | Outdoor Coil Cleaning | 0 | 0.1 | 0 | 275 | 1 | Honeywell | 2023-04-01 | redacted
Low Income - Power to Save | LI - DUCT | 0 | 0.4 | 0.12 | 775.77 | 1 | Honeywell | 2023-04-01 | redacted
Low Income - Power to Save | HVAC Inspection | 0 | 0.17 | 0 | 268.73 | 1 | Honeywell | 2023-04-01 | redacted
Low Income - Power to Save | LED Lights | 0 | 0 | 0 | 47.6 | 1 | Honeywell | 2023-04-01 | redacted
Low Income - Power to Save | Faucet Aerators | 0 | 0 | 0.02 | 110.58 | 1 | Honeywell | 2023-04-01 | redacted
Low Income - Power to Save | Weather Strip/Caulk | 0 | 0.25 | 0.09 | 503.3 | 1 | Honeywell | 2023-04-01 | redacted
Low Income - Power to Save | Outdoor Coil Cleaning | 0 | 0.1 | 0 | 275 | 1 | Honeywell | 2023-04-01 | redacted
Low Income - Power to Save | LI - DUCT | 0 | 0.4 | 0.12 | 775.77 | 1 | Honeywell | 2023-04-01 | redacted
Low Income - Power to Save | HVAC Inspection | 0 | 0.17 | 0 | 268.73 | 1 | Honeywell | 2023-04-01 | redacted
Low Income - Power to Save | LED Lights | 0 | 0 | 0 | 47.6 | 1 | Honeywell | 2023-04-01 | redacted
Low Income - Power to Save | Faucet Aerators | 0 | 0 | 0.02 | 110.58 | 1 | Honeywell | 2023-04-01 | redacted
Low Income - Power to Save | Low Flow Showerhead | 0 | 0.04 | 0.1 | 504.08 | 1 | Honeywell | 2023-04-01 | redacted
Low Income - Power to Save | Weather Strip/Caulk | 0 | 0.25 | 0.09 | 503.3 | 1 | Honeywell | 2023-04-01 | redacted
Low Income - Power to Save | Outdoor Coil Cleaning | 0 | 0.1 | 0 | 275 | 1 | Honeywell | 2023-04-01 | redacted
Low Income - Power to Save | LED Lights | 0 | 0 | 0 | 47.6 | 1 | Honeywell | 2023-04-01 | redacted
Low Income - Power to Save | Outdoor Coil Cleaning | 0 | 0.1 | 0 | 275 | 1 | Honeywell | 2023-04-01 | redacted
Low Income - Power to Save | LI - DUCT | 0 | 0.4 | 0.12 | 775.77 | 1 | Honeywell | 2023-04-01 | redacted
Low Income - Power to Save | HVAC Inspection | 0 | 0.17 | 0 | 268.73 | 1 | Honeywell | 2023-04-01 | redacted
Low Income - Power to Save | LED Lights | 0 | 0 | 0 | 47.6 | 1 | Honeywell | 2023-04-01 | redacted
Low Income - Power to Save | Faucet Aerators | 0 | 0 | 0.02 | 110.58 | 1 | Honeywell | 2023-04-01 | redacted
Low Income - Power to Save | Low Flow Showerhead | 0 | 0.04 | 0.1 | 504.08 | 1 | Honeywell | 2023-04-01 | redacted
Low Income - Power to Save | Weather Strip/Caulk | 0 | 0.25 | 0.09 | 503.3 | 1 | Honeywell | 2023-04-01 | redacted
Low Income - Power to Save | Outdoor Coil Cleaning | 0 | 0.1 | 0 | 275 | 1 | Honeywell | 2023-04-01 | redacted
Low Income - Power to Save | LI - DUCT | 0 | 0.4 | 0.12 | 775.77 | 1 | Honeywell | 2023-04-01 | redacted
Low Income - Power to Save | HVAC Inspection | 0 | 0.17 | 0 | 268.73 | 1 | Honeywell | 2023-04-01 | redacted
Low Income - Power to Save | LED Lights | 0 | 0 | 0 | 47.6 | 1 | Honeywell | 2023-04-01 | redacted
Low Income - Power to Save | Faucet Aerators | 0 | 0 | 0.02 | 110.58 | 1 | Honeywell | 2023-04-01 | redacted
Low Income - Power to Save | Low Flow Showerhead | 0 | 0.04 | 0.1 | 504.08 | 1 | Honeywell | 2023-04-01 | redacted
Low Income - Power to Save | Outdoor Coil Cleaning | 0 | 0.1 | 0 | 275 | 1 | Honeywell | 2023-04-01 | redacted
Low Income - Power to Save | LED Lights | 0 | 0 | 0 | 47.6 | 1 | Honeywell | 2023-04-01 | redacted
Low Income - Power to Save | Pipe Wrap | 0 | 0.01 | 0.03 | 143.65 | 1 | Honeywell | 2023-04-01 | redacted
Low Income - Power to Save | Weather Strip/Caulk | 0 | 0.25 | 0.09 | 503.3 | 1 | Honeywell | 2023-04-01 | redacted
Low Income - Power to Save | Outdoor Coil Cleaning | 0 | 0.1 | 0 | 275 | 1 | Honeywell | 2023-04-01 | redacted
Low Income - Power to Save | LI - DUCT | 0 | 0.4 | 0.12 | 775.77 | 1 | Honeywell | 2023-04-01 | redacted
Low Income - Power to Save | HVAC Inspection | 0 | 0.17 | 0 | 268.73 | 1 | Honeywell | 2023-04-01 | redacted
Low Income - Power to Save | LED Lights | 0 | 0 | 0 | 47.6 | 1 | Honeywell | 2023-04-01 | redacted
Low Income - Power to Save | Faucet Aerators | 0 | 0 | 0.02 | 110.58 | 1 | Honeywell | 2023-04-01 | redacted
Low Income - Power to Save | Low Flow Showerhead | 0 | 0.04 | 0.1 | 504.08 | 1 | Honeywell | 2023-04-01 | redacted
Low Income - Power to Save | Weather Strip/Caulk | 0 | 0.25 | 0.09 | 503.3 | 1 | Honeywell | 2023-04-01 | redacted
Low Income - Power to Save | LED Lights | 0 | 0 | 0 | 47.6 | 1 | Honeywell | 2023-04-01 | redacted
Low Income - Power to Save | Faucet Aerators | 0 | 0 | 0.02 | 110.58 | 1 | Honeywell | 2023-04-01 | redacted
Low Income - Power to Save | Low Flow Showerhead | 0 | 0.04 | 0.1 | 504.08 | 1 | Honeywell | 2023-04-01 | redacted
Low Income - Power to Save | LED Lights | 0 | 0 | 0 | 47.6 | 1 | Honeywell | 2023-04-01 | redacted
Low Income - Power to Save | Faucet Aerators | 0 | 0 | 0.02 | 110.58 | 1 | Honeywell | 2023-04-01 | redacted
Low Income - Power to Save | Low Flow Showerhead | 0 | 0.04 | 0.1 | 504.08 | 1 | Honeywell | 2023-04-01 | redacted
Low Income - Power to Save | Weather Strip/Caulk | 0 | 0.25 | 0.09 | 503.3 | 1 | Honeywell | 2023-04-01 | redacted
Low Income - Power to Save | Outdoor Coil Cleaning | 0 | 0.1 | 0 | 275 | 1 | Honeywell | 2023-04-01 | redacted
Low Income - Power to Save | LI - DUCT | 0 | 0.4 | 0.12 | 775.77 | 1 | Honeywell | 2023-04-01 | redacted
Low Income - Power to Save | HVAC Inspection | 0 | 0.17 | 0 | 268.73 | 1 | Honeywell | 2023-04-01 | redacted
Low Income - Power to Save | LED Lights | 0 | 0 | 0 | 47.6 | 1 | Honeywell | 2023-04-01 | redacted
Low Income - Power to Save | Faucet Aerators | 0 | 0 | 0.02 | 110.58 | 1 | Honeywell | 2023-04-01 | redacted
Low Income - Power to Save | Weather Strip/Caulk | 0 | 0.25 | 0.09 | 503.3 | 1 | Honeywell | 2023-04-01 | redacted
Low Income - Power to Save | Outdoor Coil Cleaning | 0 | 0.1 | 0 | 275 | 1 | Honeywell | 2023-04-01 | redacted
Low Income - Power to Save | LI - DUCT | 0 | 0.4 | 0.12 | 775.77 | 1 | Honeywell | 2023-04-01 | redacted
Low Income - Power to Save | HVAC Inspection | 0 | 0.17 | 0 | 268.73 | 1 | Honeywell | 2023-04-01 | redacted
Low Income - Power to Save | LED Lights | 0 | 0 | 0 | 47.6 | 1 | Honeywell | 2023-04-01 | redacted
Low Income - Power to Save | Faucet Aerators | 0 | 0 | 0.02 | 110.58 | 1 | Honeywell | 2023-04-01 | redacted
Low Income - Power to Save | Low Flow Showerhead | 0 | 0.04 | 0.1 | 504.08 | 1 | Honeywell | 2023-04-01 | redacted
Low Income - Power to Save | Weather Strip/Caulk | 0 | 0.25 | 0.09 | 503.3 | 1 | Honeywell | 2023-04-01 | redacted
Low Income - Power to Save | Outdoor Coil Cleaning | 0 | 0.1 | 0 | 275 | 1 | Honeywell | 2023-04-01 | redacted
Low Income - Power to Save | LI - DUCT | 0 | 0.4 | 0.12 | 775.77 | 1 | Honeywell | 2023-04-01 | redacted
Low Income - Power to Save | HVAC Inspection | 0 | 0.17 | 0 | 268.73 | 1 | Honeywell | 2023-04-01 | redacted
Low Income - Power to Save | LED Lights | 0 | 0 | 0 | 47.6 | 1 | Honeywell | 2023-04-01 | redacted
Low Income - Power to Save | Faucet Aerators | 0 | 0 | 0.02 | 110.58 | 1 | Honeywell | 2023-04-01 | redacted
Low Income - Power to Save | Low Flow Showerhead | 0 | 0.04 | 0.1 | 504.08 | 1 | Honeywell | 2023-04-01 | redacted
Low Income - Power to Save | Weather Strip/Caulk | 0 | 0.25 | 0.09 | 503.3 | 1 | Honeywell | 2023-04-01 | redacted
Low Income - Power to Save | Outdoor Coil Cleaning | 0 | 0.1 | 0 | 275 | 1 | Honeywell | 2023-04-01 | redacted
Low Income - Power to Save | LI - DUCT | 0 | 0.4 | 0.12 | 775.77 | 1 | Honeywell | 2023-04-01 | redacted
Low Income - Power to Save | HVAC Inspection | 0 | 0.17 | 0 | 268.73 | 1 | Honeywell | 2023-04-01 | redacted
Low Income - Power to Save | LED Lights | 0 | 0 | 0 | 47.6 | 1 | Honeywell | 2023-04-01 | redacted
Low Income - Power to Save | Low Flow Showerhead | 0 | 0.04 | 0.1 | 504.08 | 1 | Honeywell | 2023-04-01 | redacted
Low Income - Power to Save | Weather Strip/Caulk | 0 | 0.25 | 0.09 | 503.3 | 1 | Honeywell | 2023-04-01 | redacted
Low Income - Power to Save | LED Lights | 0 | 0 | 0 | 47.6 | 1 | Honeywell | 2023-04-01 | redacted
Low Income - Power to Save | Faucet Aerators | 0 | 0 | 0.02 | 110.58 | 1 | Honeywell | 2023-04-01 | redacted
Low Income - Power to Save | Low Flow Showerhead | 0 | 0.04 | 0.1 | 504.08 | 1 | Honeywell | 2023-04-01 | redacted
Low Income - Power to Save | Weather Strip/Caulk | 0 | 0.25 | 0.09 | 503.3 | 1 | Honeywell | 2023-04-01 | redacted
Low Income - Power to Save | Outdoor Coil Cleaning | 0 | 0.1 | 0 | 275 | 1 | Honeywell | 2023-04-01 | redacted
Low Income - Power to Save | LI - DUCT | 0 | 0.4 | 0.12 | 775.77 | 1 | Honeywell | 2023-04-01 | redacted
Low Income - Power to Save | HVAC Inspection | 0 | 0.17 | 0 | 268.73 | 1 | Honeywell | 2023-04-01 | redacted
Low Income - Power to Save | LED Lights | 0 | 0 | 0 | 47.6 | 1 | Honeywell | 2023-04-01 | redacted
Low Income - Power to Save | Faucet Aerators | 0 | 0 | 0.02 | 110.58 | 1 | Honeywell | 2023-04-01 | redacted
Low Income - Power to Save | Low Flow Showerhead | 0 | 0.04 | 0.1 | 504.08 | 1 | Honeywell | 2023-04-01 | redacted
Low Income - Power to Save | Weather Strip/Caulk | 0 | 0.25 | 0.09 | 503.3 | 1 | Honeywell | 2023-04-01 | redacted
Low Income - Power to Save | LED Lights | 0 | 0 | 0 | 47.6 | 1 | Honeywell | 2023-04-01 | redacted
Low Income - Power to Save | Weather Strip/Caulk | 0 | 0.25 | 0.09 | 503.3 | 1 | Honeywell | 2023-04-01 | redacted
Low Income - Power to Save | Outdoor Coil Cleaning | 0 | 0.1 | 0 | 275 | 1 | Honeywell | 2023-04-01 | redacted
Low Income - Power to Save | LI - DUCT | 0 | 0.4 | 0.12 | 775.77 | 1 | Honeywell | 2023-04-01 | redacted
Low Income - Power to Save | HVAC Inspection | 0 | 0.17 | 0 | 268.73 | 1 | Honeywell | 2023-04-01 | redacted
Low Income - Power to Save | LED Lights | 0 | 0 | 0 | 47.6 | 1 | Honeywell | 2023-04-01 | redacted
Low Income - Power to Save | Faucet Aerators | 0 | 0 | 0.02 | 110.58 | 1 | Honeywell | 2023-04-01 | redacted
Low Income - Power to Save | Low Flow Showerhead | 0 | 0.04 | 0.1 | 504.08 | 1 | Honeywell | 2023-04-01 | redacted
Low Income - Power to Save | Weather Strip/Caulk | 0 | 0.25 | 0.09 | 503.3 | 1 | Honeywell | 2023-04-01 | redacted
Low Income - Power to Save | Outdoor Coil Cleaning | 0 | 0.1 | 0 | 275 | 1 | Honeywell | 2023-04-01 | redacted
Low Income - Power to Save | LI - DUCT | 0 | 0.4 | 0.12 | 775.77 | 1 | Honeywell | 2023-04-01 | redacted
Low Income - Power to Save | HVAC Inspection | 0 | 0.17 | 0 | 268.73 | 1 | Honeywell | 2023-04-01 | redacted
Low Income - Power to Save | LED Lights | 0 | 0 | 0 | 47.6 | 1 | Honeywell | 2023-04-01 | redacted
Low Income - Power to Save | Faucet Aerators | 0 | 0 | 0.02 | 110.58 | 1 | Honeywell | 2023-04-01 | redacted
Low Income - Power to Save | Low Flow Showerhead | 0 | 0.04 | 0.1 | 504.08 | 1 | Honeywell | 2023-04-01 | redacted
Low Income - Power to Save | Outdoor Coil Cleaning | 0 | 0.1 | 0 | 275 | 1 | Honeywell | 2023-04-01 | redacted
Low Income - Power to Save | LI - DUCT | 0 | 0.4 | 0.12 | 775.77 | 1 | Honeywell | 2023-04-01 | redacted
Low Income - Power to Save | HVAC Inspection | 0 | 0.17 | 0 | 268.73 | 1 | Honeywell | 2023-04-01 | redacted
Low Income - Power to Save | LED Lights | 0 | 0 | 0 | 47.6 | 1 | Honeywell | 2023-04-01 | redacted
Low Income - Power to Save | Low Flow Showerhead | 0 | 0.04 | 0.1 | 504.08 | 1 | Honeywell | 2023-04-01 | redacted
Low Income - Power to Save | Pipe Wrap | 0 | 0.01 | 0.03 | 143.65 | 1 | Honeywell | 2023-04-01 | redacted
Low Income - Power to Save | Weather Strip/Caulk | 0 | 0.25 | 0.09 | 503.3 | 1 | Honeywell | 2023-04-01 | redacted
Low Income - Power to Save | Outdoor Coil Cleaning | 0 | 0.1 | 0 | 275 | 1 | Honeywell | 2023-04-01 | redacted
Low Income - Power to Save | LI - DUCT | 0 | 0.4 | 0.12 | 775.77 | 1 | Honeywell | 2023-04-01 | redacted
Low Income - Power to Save | HVAC Inspection | 0 | 0.17 | 0 | 268.73 | 1 | Honeywell | 2023-04-01 | redacted
Low Income - Power to Save | LED Lights | 0 | 0 | 0 | 47.6 | 1 | Honeywell | 2023-04-01 | redacted
Low Income - Power to Save | Outdoor Coil Cleaning | 0 | 0.1 | 0 | 275 | 1 | Honeywell | 2023-04-01 | redacted
Low Income - Power to Save | HVAC Inspection | 0 | 0.17 | 0 | 268.73 | 1 | Honeywell | 2023-04-01 | redacted
Low Income - Power to Save | LED Lights | 0 | 0 | 0 | 47.6 | 1 | Honeywell | 2023-04-01 | redacted
Low Income - Power to Save | Low Flow Showerhead | 0 | 0.04 | 0.1 | 504.08 | 1 | Honeywell | 2023-04-01 | redacted
Low Income - Power to Save | Pipe Wrap | 0 | 0.01 | 0.03 | 143.65 | 1 | Honeywell | 2023-04-01 | redacted
Low Income - Power to Save | Weather Strip/Caulk | 0 | 0.25 | 0.09 | 503.3 | 1 | Honeywell | 2023-04-01 | redacted
Low Income - Power to Save | Outdoor Coil Cleaning | 0 | 0.1 | 0 | 275 | 1 | Honeywell | 2023-04-01 | redacted
Low Income - Power to Save | LI - DUCT | 0 | 0.4 | 0.12 | 775.77 | 1 | Honeywell | 2023-04-01 | redacted
Low Income - Power to Save | HVAC Inspection | 0 | 0.17 | 0 | 268.73 | 1 | Honeywell | 2023-04-01 | redacted
Low Income - Power to Save | LED Lights | 0 | 0 | 0 | 47.6 | 1 | Honeywell | 2023-04-01 | redacted
Low Income - Power to Save | Weather Strip/Caulk | 0 | 0.25 | 0.09 | 503.3 | 1 | Honeywell | 2023-04-01 | redacted
Low Income - Power to Save | Outdoor Coil Cleaning | 0 | 0.1 | 0 | 275 | 1 | Honeywell | 2023-04-01 | redacted
Low Income - Power to Save | HVAC Inspection | 0 | 0.17 | 0 | 268.73 | 1 | Honeywell | 2023-04-01 | redacted
Low Income - Power to Save | LED Lights | 0 | 0 | 0 | 47.6 | 1 | Honeywell | 2023-04-01 | redacted
Low Income - Power to Save | Faucet Aerators | 0 | 0 | 0.02 | 110.58 | 1 | Honeywell | 2023-04-01 | redacted
Low Income - Power to Save | Low Flow Showerhead | 0 | 0.04 | 0.1 | 504.08 | 1 | Honeywell | 2023-04-01 | redacted
Low Income - Power to Save | Weather Strip/Caulk | 0 | 0.25 | 0.09 | 503.3 | 1 | Honeywell | 2023-04-01 | redacted
Low Income - Power to Save | LED Lights | 0 | 0 | 0 | 47.6 | 1 | Honeywell | 2023-04-01 | redacted
Low Income - Power to Save | Faucet Aerators | 0 | 0 | 0.02 | 110.58 | 1 | Honeywell | 2023-04-01 | redacted
Low Income - Power to Save | Low Flow Showerhead | 0 | 0.04 | 0.1 | 504.08 | 1 | Honeywell | 2023-04-01 | redacted
Low Income - Power to Save | LED Lights | 0 | 0 | 0 | 47.6 | 1 | Honeywell | 2023-04-01 | redacted
Low Income - Power to Save | Faucet Aerators | 0 | 0 | 0.02 | 110.58 | 1 | Honeywell | 2023-04-01 | redacted
Low Income - Power to Save | Low Flow Showerhead | 0 | 0.04 | 0.1 | 504.08 | 1 | Honeywell | 2023-04-01 | redacted
Low Income - Power to Save | Weather Strip/Caulk | 0 | 0.25 | 0.09 | 503.3 | 1 | Honeywell | 2023-04-01 | redacted
Low Income - Power to Save | LED Lights | 0 | 0 | 0 | 47.6 | 1 | Honeywell | 2023-04-01 | redacted
Low Income - Power to Save | Low Flow Showerhead | 0 | 0.04 | 0.1 | 504.08 | 1 | Honeywell | 2023-04-01 | redacted
Low Income - Power to Save | Weather Strip/Caulk | 0 | 0.25 | 0.09 | 503.3 | 1 | Honeywell | 2023-04-01 | redacted
Low Income - Power to Save | Outdoor Coil Cleaning | 0 | 0.1 | 0 | 275 | 1 | Honeywell | 2023-04-01 | redacted
Low Income - Power to Save | LI - DUCT | 0 | 0.4 | 0.12 | 775.77 | 1 | Honeywell | 2023-04-01 | redacted
Low Income - Power to Save | HVAC Inspection | 0 | 0.17 | 0 | 268.73 | 1 | Honeywell | 2023-04-01 | redacted
Low Income - Power to Save | LED Lights | 0 | 0 | 0 | 47.6 | 1 | Honeywell | 2023-04-01 | redacted
Low Income - Power to Save | Faucet Aerators | 0 | 0 | 0.02 | 110.58 | 1 | Honeywell | 2023-04-01 | redacted
Low Income - Power to Save | Low Flow Showerhead | 0 | 0.04 | 0.1 | 504.08 | 1 | Honeywell | 2023-04-01 | redacted
Low Income - Power to Save | Weather Strip/Caulk | 0 | 0.25 | 0.09 | 503.3 | 1 | Honeywell | 2023-04-01 | redacted
Low Income - Power to Save | Outdoor Coil Cleaning | 0 | 0.1 | 0 | 275 | 1 | Honeywell | 2023-04-01 | redacted
Low Income - Power to Save | LI - DUCT | 0 | 0.4 | 0.12 | 775.77 | 1 | Honeywell | 2023-04-01 | redacted
Low Income - Power to Save | HVAC Inspection | 0 | 0.17 | 0 | 268.73 | 1 | Honeywell | 2023-04-01 | redacted
Low Income - Power to Save | LED Lights | 0 | 0 | 0 | 47.6 | 1 | Honeywell | 2023-04-01 | redacted
Low Income - Power to Save | Faucet Aerators | 0 | 0 | 0.02 | 110.58 | 1 | Honeywell | 2023-04-01 | redacted
Low Income - Power to Save | Low Flow Showerhead | 0 | 0.04 | 0.1 | 504.08 | 1 | Honeywell | 2023-04-01 | redacted
Low Income - Power to Save | Weather Strip/Caulk | 0 | 0.25 | 0.09 | 503.3 | 1 | Honeywell | 2023-04-01 | redacted
Low Income - Power to Save | Outdoor Coil Cleaning | 0 | 0.1 | 0 | 275 | 1 | Honeywell | 2023-04-01 | redacted
Low Income - Power to Save | LI - DUCT | 0 | 0.4 | 0.12 | 775.77 | 1 | Honeywell | 2023-04-01 | redacted
Low Income - Power to Save | HVAC Inspection | 0 | 0.17 | 0 | 268.73 | 1 | Honeywell | 2023-04-01 | redacted
Low Income - Power to Save | LED Lights | 0 | 0 | 0 | 47.6 | 1 | Honeywell | 2023-04-01 | redacted
Low Income - Power to Save | Weather Strip/Caulk | 0 | 0.25 | 0.09 | 503.3 | 1 | Honeywell | 2023-04-01 | redacted
Low Income - Power to Save | Outdoor Coil Cleaning | 0 | 0.1 | 0 | 275 | 1 | Honeywell | 2023-04-01 | redacted
Low Income - Power to Save | HVAC Inspection | 0 | 0.17 | 0 | 268.73 | 1 | Honeywell | 2023-04-01 | redacted
Low Income - Power to Save | LED Lights | 0 | 0 | 0 | 47.6 | 1 | Honeywell | 2023-04-01 | redacted
Low Income - Power to Save | Low Flow Showerhead | 0 | 0.04 | 0.1 | 504.08 | 1 | Honeywell | 2023-04-01 | redacted
Low Income - Power to Save | Weather Strip/Caulk | 0 | 0.25 | 0.09 | 503.3 | 1 | Honeywell | 2023-04-01 | redacted
Low Income - Power to Save | Outdoor Coil Cleaning | 0 | 0.1 | 0 | 275 | 1 | Honeywell | 2023-04-01 | redacted
Low Income - Power to Save | LI - DUCT | 0 | 0.4 | 0.12 | 775.77 | 1 | Honeywell | 2023-04-01 | redacted
Low Income - Power to Save | HVAC Inspection | 0 | 0.17 | 0 | 268.73 | 1 | Honeywell | 2023-04-01 | redacted
Low Income - Power to Save | LED Lights | 0 | 0 | 0 | 47.6 | 1 | Honeywell | 2023-04-01 | redacted
Low Income - Power to Save | Faucet Aerators | 0 | 0 | 0.02 | 110.58 | 1 | Honeywell | 2023-04-01 | redacted
Low Income - Power to Save | Low Flow Showerhead | 0 | 0.04 | 0.1 | 504.08 | 1 | Honeywell | 2023-04-01 | redacted
Low Income - Power to Save | LED Lights | 0 | 0 | 0 | 47.6 | 1 | Honeywell | 2023-04-01 | redacted
Low Income - Power to Save | Faucet Aerators | 0 | 0 | 0.02 | 110.58 | 1 | Honeywell | 2023-04-01 | redacted
Low Income - Power to Save | Low Flow Showerhead | 0 | 0.04 | 0.1 | 504.08 | 1 | Honeywell | 2023-04-01 | redacted
Low Income - Power to Save | Weather Strip/Caulk | 0 | 0.25 | 0.09 | 503.3 | 1 | Honeywell | 2023-04-01 | redacted
Low Income - Power to Save | Outdoor Coil Cleaning | 0 | 0.1 | 0 | 275 | 1 | Honeywell | 2023-04-01 | redacted
Low Income - Power to Save | LI - DUCT | 0 | 0.4 | 0.12 | 775.77 | 1 | Honeywell | 2023-04-01 | redacted
Low Income - Power to Save | HVAC Inspection | 0 | 0.17 | 0 | 268.73 | 1 | Honeywell | 2023-04-01 | redacted
Low Income - Power to Save | LED Lights | 0 | 0 | 0 | 47.6 | 1 | Honeywell | 2023-04-01 | redacted
Low Income - Power to Save | Faucet Aerators | 0 | 0 | 0.02 | 110.58 | 1 | Honeywell | 2023-04-01 | redacted
Low Income - Power to Save | Low Flow Showerhead | 0 | 0.04 | 0.1 | 504.08 | 1 | Honeywell | 2023-04-01 | redacted
Low Income - Power to Save | Weather Strip/Caulk | 0 | 0.25 | 0.09 | 503.3 | 1 | Honeywell | 2023-04-01 | redacted
Low Income - Power to Save | LED Lights | 0 | 0 | 0 | 47.6 | 1 | Honeywell | 2023-04-01 | redacted
Low Income - Power to Save | Faucet Aerators | 0 | 0 | 0.02 | 110.58 | 1 | Honeywell | 2023-04-01 | redacted
Low Income - Power to Save | Pipe Wrap | 0 | 0.01 | 0.03 | 143.65 | 1 | Honeywell | 2023-04-01 | redacted
Low Income - Power to Save | Weather Strip/Caulk | 0 | 0.25 | 0.09 | 503.3 | 1 | Honeywell | 2023-04-01 | redacted
Low Income - Power to Save | Outdoor Coil Cleaning | 0 | 0.1 | 0 | 275 | 1 | Honeywell | 2023-04-01 | redacted
Low Income - Power to Save | LI - DUCT | 0 | 0.4 | 0.12 | 775.77 | 1 | Honeywell | 2023-04-01 | redacted
Low Income - Power to Save | HVAC Inspection | 0 | 0.17 | 0 | 268.73 | 1 | Honeywell | 2023-04-01 | redacted
Low Income - Power to Save | LED Lights | 0 | 0 | 0 | 47.6 | 1 | Honeywell | 2023-04-01 | redacted
Low Income - Power to Save | Faucet Aerators | 0 | 0 | 0.02 | 110.58 | 1 | Honeywell | 2023-04-01 | redacted
Low Income - Power to Save | Low Flow Showerhead | 0 | 0.04 | 0.1 | 504.08 | 1 | Honeywell | 2023-04-01 | redacted
Low Income - Power to Save | Outdoor Coil Cleaning | 0 | 0.1 | 0 | 275 | 1 | Honeywell | 2023-04-01 | redacted
Low Income - Power to Save | LED Lights | 0 | 0 | 0 | 47.6 | 1 | Honeywell | 2023-04-01 | redacted
Low Income - Power to Save | Faucet Aerators | 0 | 0 | 0.02 | 110.58 | 1 | Honeywell | 2023-04-01 | redacted
Low Income - Power to Save | Low Flow Showerhead | 0 | 0.04 | 0.1 | 504.08 | 1 | Honeywell | 2023-04-01 | redacted
Low Income - Power to Save | Weather Strip/Caulk | 0 | 0.25 | 0.09 | 503.3 | 1 | Honeywell | 2023-04-01 | redacted
Low Income - Power to Save | Outdoor Coil Cleaning | 0 | 0.1 | 0 | 275 | 1 | Honeywell | 2023-04-01 | redacted
Low Income - Power to Save | LI - DUCT | 0 | 0.4 | 0.12 | 775.77 | 1 | Honeywell | 2023-04-01 | redacted
Low Income - Power to Save | HVAC Inspection | 0 | 0.17 | 0 | 268.73 | 1 | Honeywell | 2023-04-01 | redacted
Low Income - Power to Save | LED Lights | 0 | 0 | 0 | 47.6 | 1 | Honeywell | 2023-04-01 | redacted
Low Income - Power to Save | Faucet Aerators | 0 | 0 | 0.02 | 110.58 | 1 | Honeywell | 2023-04-01 | redacted
Low Income - Power to Save | Weather Strip/Caulk | 0 | 0.25 | 0.09 | 503.3 | 1 | Honeywell | 2023-04-01 | redacted
Low Income - Power to Save | Outdoor Coil Cleaning | 0 | 0.1 | 0 | 275 | 1 | Honeywell | 2023-04-01 | redacted
Low Income - Power to Save | LI - DUCT | 0 | 0.4 | 0.12 | 775.77 | 1 | Honeywell | 2023-04-01 | redacted
Low Income - Power to Save | HVAC Inspection | 0 | 0.17 | 0 | 268.73 | 1 | Honeywell | 2023-04-01 | redacted
Low Income - Power to Save | LED Lights | 0 | 0 | 0 | 47.6 | 1 | Honeywell | 2023-04-01 | redacted
Low Income - Power to Save | Faucet Aerators | 0 | 0 | 0.02 | 110.58 | 1 | Honeywell | 2023-04-01 | redacted
Low Income - Power to Save | Weather Strip/Caulk | 0 | 0.25 | 0.09 | 503.3 | 1 | Honeywell | 2023-04-01 | redacted
Low Income - Power to Save | LED Lights | 0 | 0 | 0 | 47.6 | 1 | Honeywell | 2023-04-01 | redacted
Low Income - Power to Save | Faucet Aerators | 0 | 0 | 0.02 | 110.58 | 1 | Honeywell | 2023-04-01 | redacted
Low Income - Power to Save | Low Flow Showerhead | 0 | 0.04 | 0.1 | 504.08 | 1 | Honeywell | 2023-04-01 | redacted
Low Income - Power to Save | Outdoor Coil Cleaning | 0 | 0.1 | 0 | 275 | 1 | Honeywell | 2023-04-01 | redacted
Low Income - Power to Save | LI - DUCT | 0 | 0.4 | 0.12 | 775.77 | 1 | Honeywell | 2023-04-01 | redacted
Low Income - Power to Save | HVAC Inspection | 0 | 0.17 | 0 | 268.73 | 1 | Honeywell | 2023-04-01 | redacted
Low Income - Power to Save | LED Lights | 0 | 0 | 0 | 47.6 | 1 | Honeywell | 2023-04-01 | redacted
Low Income - Power to Save | Low Flow Showerhead | 0 | 0.04 | 0.1 | 504.08 | 1 | Honeywell | 2023-04-01 | redacted
Low Income - Power to Save | Outdoor Coil Cleaning | 0 | 0.1 | 0 | 275 | 1 | Honeywell | 2023-04-01 | redacted
Low Income - Power to Save | LI - DUCT | 0 | 0.4 | 0.12 | 775.77 | 1 | Honeywell | 2023-04-01 | redacted
Low Income - Power to Save | LED Lights | 0 | 0 | 0 | 47.6 | 1 | Honeywell | 2023-04-01 | redacted
Low Income - Power to Save | Faucet Aerators | 0 | 0 | 0.02 | 110.58 | 1 | Honeywell | 2023-04-01 | redacted
Low Income - Power to Save | Low Flow Showerhead | 0 | 0.04 | 0.1 | 504.08 | 1 | Honeywell | 2023-04-01 | redacted
Low Income - Power to Save | Outdoor Coil Cleaning | 0 | 0.1 | 0 | 275 | 1 | Honeywell | 2023-04-01 | redacted
Low Income - Power to Save | LI - DUCT | 0 | 0.4 | 0.12 | 775.77 | 1 | Honeywell | 2023-04-01 | redacted
Low Income - Power to Save | HVAC Inspection | 0 | 0.17 | 0 | 268.73 | 1 | Honeywell | 2023-04-01 | redacted
Low Income - Power to Save | LED Lights | 0 | 0 | 0 | 47.6 | 1 | Honeywell | 2023-04-01 | redacted
Low Income - Power to Save | Faucet Aerators | 0 | 0 | 0.02 | 110.58 | 1 | Honeywell | 2023-04-01 | redacted
Low Income - Power to Save | Low Flow Showerhead | 0 | 0.04 | 0.1 | 504.08 | 1 | Honeywell | 2023-04-01 | redacted
Low Income - Power to Save | Weather Strip/Caulk | 0 | 0.25 | 0.09 | 503.3 | 1 | Honeywell | 2023-04-01 | redacted
Low Income - Power to Save | LED Lights | 0 | 0 | 0 | 47.6 | 1 | Honeywell | 2023-04-01 | redacted
Low Income - Power to Save | Faucet Aerators | 0 | 0 | 0.02 | 110.58 | 1 | Honeywell | 2023-04-01 | redacted
Low Income - Power to Save | Low Flow Showerhead | 0 | 0.04 | 0.1 | 504.08 | 1 | Honeywell | 2023-04-01 | redacted
Low Income - Power to Save | Weather Strip/Caulk | 0 | 0.25 | 0.09 | 503.3 | 1 | Honeywell | 2023-04-01 | redacted
Low Income - Power to Save | Outdoor Coil Cleaning | 0 | 0.1 | 0 | 275 | 1 | Honeywell | 2023-04-01 | redacted
Low Income - Power to Save | LI - DUCT | 0 | 0.4 | 0.12 | 775.77 | 1 | Honeywell | 2023-04-01 | redacted
Low Income - Power to Save | HVAC Inspection | 0 | 0.17 | 0 | 268.73 | 1 | Honeywell | 2023-04-01 | redacted
Low Income - Power to Save | LED Lights | 0 | 0 | 0 | 47.6 | 1 | Honeywell | 2023-04-01 | redacted
Low Income - Power to Save | Faucet Aerators | 0 | 0 | 0.02 | 110.58 | 1 | Honeywell | 2023-04-01 | redacted
Low Income - Power to Save | Low Flow Showerhead | 0 | 0.04 | 0.1 | 504.08 | 1 | Honeywell | 2023-04-01 | redacted
Low Income - Power to Save | Weather Strip/Caulk | 0 | 0.25 | 0.09 | 503.3 | 1 | Honeywell | 2023-04-01 | redacted
Low Income - Power to Save | Outdoor Coil Cleaning | 0 | 0.1 | 0 | 275 | 1 | Honeywell | 2023-04-01 | redacted
Low Income - Power to Save | LI - DUCT | 0 | 0.4 | 0.12 | 775.77 | 1 | Honeywell | 2023-04-01 | redacted
Low Income - Power to Save | HVAC Inspection | 0 | 0.17 | 0 | 268.73 | 1 | Honeywell | 2023-04-01 | redacted
Low Income - Power to Save | LED Lights | 0 | 0 | 0 | 47.6 | 1 | Honeywell | 2023-04-01 | redacted
Low Income - Power to Save | Faucet Aerators | 0 | 0 | 0.02 | 110.58 | 1 | Honeywell | 2023-04-01 | redacted
Low Income - Power to Save | Low Flow Showerhead | 0 | 0.04 | 0.1 | 504.08 | 1 | Honeywell | 2023-04-01 | redacted
Low Income - Power to Save | LED Lights | 0 | 0 | 0 | 47.6 | 1 | Honeywell | 2023-04-01 | redacted
Low Income - Power to Save | Low Flow Showerhead | 0 | 0.04 | 0.1 | 504.08 | 1 | Honeywell | 2023-04-01 | redacted
Low Income - Power to Save | Weather Strip/Caulk | 0 | 0.25 | 0.09 | 503.3 | 1 | Honeywell | 2023-04-01 | redacted
Low Income - Power to Save | Outdoor Coil Cleaning | 0 | 0.1 | 0 | 275 | 1 | Honeywell | 2023-04-01 | redacted
Low Income - Power to Save | LI - DUCT | 0 | 0.4 | 0.12 | 775.77 | 1 | Honeywell | 2023-04-01 | redacted
Low Income - Power to Save | HVAC Inspection | 0 | 0.17 | 0 | 268.73 | 1 | Honeywell | 2023-04-01 | redacted
Low Income - Power to Save | LED Lights | 0 | 0 | 0 | 47.6 | 1 | Honeywell | 2023-04-01 | redacted
Low Income - Power to Save | Low Flow Showerhead | 0 | 0.04 | 0.1 | 504.08 | 1 | Honeywell | 2023-04-01 | redacted
Low Income - Power to Save | Weather Strip/Caulk | 0 | 0.25 | 0.09 | 503.3 | 1 | Honeywell | 2023-04-01 | redacted
Low Income - Power to Save | Outdoor Coil Cleaning | 0 | 0.1 | 0 | 275 | 1 | Honeywell | 2023-04-01 | redacted
Low Income - Power to Save | LI - DUCT | 0 | 0.4 | 0.12 | 775.77 | 1 | Honeywell | 2023-04-01 | redacted
Low Income - Power to Save | HVAC Inspection | 0 | 0.17 | 0 | 268.73 | 1 | Honeywell | 2023-04-01 | redacted
Low Income - Power to Save | Faucet Aerators | 0 | 0 | 0.02 | 110.58 | 1 | Honeywell | 2023-04-01 | redacted
Low Income - Power to Save | Low Flow Showerhead | 0 | 0.04 | 0.1 | 504.08 | 1 | Honeywell | 2023-04-01 | redacted
Low Income - Power to Save | Outdoor Coil Cleaning | 0 | 0.1 | 0 | 275 | 1 | Honeywell | 2023-04-01 | redacted
Low Income - Power to Save | LED Lights | 0 | 0 | 0 | 47.6 | 1 | Honeywell | 2023-04-01 | redacted
Low Income - Power to Save | LED Lights | 0 | 0 | 0 | 47.6 | 1 | Honeywell | 2023-04-01 | redacted
Low Income - Power to Save | Faucet Aerators | 0 | 0 | 0.02 | 110.58 | 1 | Honeywell | 2023-04-01 | redacted
Low Income - Power to Save | Low Flow Showerhead | 0 | 0.04 | 0.1 | 504.08 | 1 | Honeywell | 2023-04-01 | redacted
Low Income - Power to Save | Weather Strip/Caulk | 0 | 0.25 | 0.09 | 503.3 | 1 | Honeywell | 2023-04-01 | redacted
Low Income - Power to Save | LED Lights | 0 | 0 | 0 | 47.6 | 1 | Honeywell | 2023-04-01 | redacted
Low Income - Power to Save | Low Flow Showerhead | 0 | 0.04 | 0.1 | 504.08 | 1 | Honeywell | 2023-04-01 | redacted
Low Income - Power to Save | Weather Strip/Caulk | 0 | 0.25 | 0.09 | 503.3 | 1 | Honeywell | 2023-04-01 | redacted
Low Income - Power to Save | Outdoor Coil Cleaning | 0 | 0.1 | 0 | 275 | 1 | Honeywell | 2023-04-01 | redacted
Low Income - Power to Save | LI - DUCT | 0 | 0.4 | 0.12 | 775.77 | 1 | Honeywell | 2023-04-01 | redacted
Low Income - Power to Save | HVAC Inspection | 0 | 0.17 | 0 | 268.73 | 1 | Honeywell | 2023-04-01 | redacted
Low Income - Power to Save | LED Lights | 0 | 0 | 0 | 47.6 | 1 | Honeywell | 2023-04-01 | redacted
Low Income - Power to Save | Faucet Aerators | 0 | 0 | 0.02 | 110.58 | 1 | Honeywell | 2023-04-01 | redacted
Low Income - Power to Save | Low Flow Showerhead | 0 | 0.04 | 0.1 | 504.08 | 1 | Honeywell | 2023-04-01 | redacted
Low Income - Power to Save | Weather Strip/Caulk | 0 | 0.25 | 0.09 | 503.3 | 1 | Honeywell | 2023-04-01 | redacted
Low Income - Power to Save | LED Lights | 0 | 0 | 0 | 47.6 | 1 | Honeywell | 2023-04-01 | redacted
Low Income - Power to Save | Faucet Aerators | 0 | 0 | 0.02 | 110.58 | 1 | Honeywell | 2023-04-01 | redacted
Low Income - Power to Save | Low Flow Showerhead | 0 | 0.04 | 0.1 | 504.08 | 1 | Honeywell | 2023-04-01 | redacted
Low Income - Power to Save | Weather Strip/Caulk | 0 | 0.25 | 0.09 | 503.3 | 1 | Honeywell | 2023-04-01 | redacted
Low Income - Power to Save | LED Lights | 0 | 0 | 0 | 47.6 | 1 | Honeywell | 2023-04-01 | redacted
Low Income - Power to Save | Faucet Aerators | 0 | 0 | 0.02 | 110.58 | 1 | Honeywell | 2023-04-01 | redacted
Low Income - Power to Save | Low Flow Showerhead | 0 | 0.04 | 0.1 | 504.08 | 1 | Honeywell | 2023-04-01 | redacted
Low Income - Power to Save | Weather Strip/Caulk | 0 | 0.25 | 0.09 | 503.3 | 1 | Honeywell | 2023-04-01 | redacted
Low Income - Power to Save | LED Lights | 0 | 0 | 0 | 47.6 | 1 | Honeywell | 2023-04-01 | redacted
Low Income - Power to Save | Low Flow Showerhead | 0 | 0.04 | 0.1 | 504.08 | 1 | Honeywell | 2023-04-01 | redacted
Low Income - Power to Save | Weather Strip/Caulk | 0 | 0.25 | 0.09 | 503.3 | 1 | Honeywell | 2023-04-01 | redacted
Low Income - Power to Save | LED Lights | 0 | 0 | 0 | 47.6 | 1 | Honeywell | 2023-04-01 | redacted
Low Income - Power to Save | Faucet Aerators | 0 | 0 | 0.02 | 110.58 | 1 | Honeywell | 2023-04-01 | redacted
Low Income - Power to Save | Low Flow Showerhead | 0 | 0.04 | 0.1 | 504.08 | 1 | Honeywell | 2023-04-01 | redacted
Low Income - Power to Save | Outdoor Coil Cleaning | 0 | 0.1 | 0 | 275 | 1 | Honeywell | 2023-04-01 | redacted
Low Income - Power to Save | LI - DUCT | 0 | 0.4 | 0.12 | 775.77 | 1 | Honeywell | 2023-04-01 | redacted
Low Income - Power to Save | HVAC Inspection | 0 | 0.17 | 0 | 268.73 | 1 | Honeywell | 2023-04-01 | redacted
Low Income - Power to Save | LED Lights | 0 | 0 | 0 | 47.6 | 1 | Honeywell | 2023-04-01 | redacted
Low Income - Power to Save | Faucet Aerators | 0 | 0 | 0.02 | 110.58 | 1 | Honeywell | 2023-04-01 | redacted
Low Income - Power to Save | Low Flow Showerhead | 0 | 0.04 | 0.1 | 504.08 | 1 | Honeywell | 2023-04-01 | redacted
Low Income - Power to Save | Pipe Wrap | 0 | 0.01 | 0.03 | 143.65 | 1 | Honeywell | 2023-04-01 | redacted
Low Income - Power to Save | Weather Strip/Caulk | 0 | 0.25 | 0.09 | 503.3 | 1 | Honeywell | 2023-04-01 | redacted
Low Income - Power to Save | LED Lights | 0 | 0 | 0 | 47.6 | 1 | Honeywell | 2023-04-01 | redacted
Low Income - Power to Save | Outdoor Coil Cleaning | 0 | 0.1 | 0 | 275 | 1 | Honeywell | 2023-04-01 | redacted
Low Income - Power to Save | HVAC Inspection | 0 | 0.17 | 0 | 268.73 | 1 | Honeywell | 2023-04-01 | redacted
Low Income - Power to Save | LED Lights | 0 | 0 | 0 | 47.6 | 1 | Honeywell | 2023-04-01 | redacted
Low Income - Power to Save | Faucet Aerators | 0 | 0 | 0.02 | 110.58 | 1 | Honeywell | 2023-04-01 | redacted
Low Income - Power to Save | Low Flow Showerhead | 0 | 0.04 | 0.1 | 504.08 | 1 | Honeywell | 2023-04-01 | redacted
Low Income - Power to Save | Outdoor Coil Cleaning | 0 | 0.1 | 0 | 275 | 1 | Honeywell | 2023-04-01 | redacted
Low Income - Power to Save | LED Lights | 0 | 0 | 0 | 47.6 | 1 | Honeywell | 2023-04-01 | redacted
Low Income - Power to Save | Outdoor Coil Cleaning | 0 | 0.1 | 0 | 275 | 1 | Honeywell | 2023-04-01 | redacted
Low Income - Power to Save | HVAC Inspection | 0 | 0.17 | 0 | 268.73 | 1 | Honeywell | 2023-04-01 | redacted
Low Income - Power to Save | LED Lights | 0 | 0 | 0 | 47.6 | 1 | Honeywell | 2023-04-01 | redacted
Low Income - Power to Save | Faucet Aerators | 0 | 0 | 0.02 | 110.58 | 1 | Honeywell | 2023-04-01 | redacted
Low Income - Power to Save | Low Flow Showerhead | 0 | 0.04 | 0.1 | 504.08 | 1 | Honeywell | 2023-04-01 | redacted
Low Income - Power to Save | LED Lights | 0 | 0 | 0 | 47.6 | 1 | Honeywell | 2023-04-01 | redacted
Low Income - Power to Save | Faucet Aerators | 0 | 0 | 0.02 | 110.58 | 1 | Honeywell | 2023-04-01 | redacted
Low Income - Power to Save | Low Flow Showerhead | 0 | 0.04 | 0.1 | 504.08 | 1 | Honeywell | 2023-04-01 | redacted
Low Income - Power to Save | Pipe Wrap | 0 | 0.01 | 0.03 | 143.65 | 1 | Honeywell | 2023-04-01 | redacted
Low Income - Power to Save | Weather Strip/Caulk | 0 | 0.25 | 0.09 | 503.3 | 1 | Honeywell | 2023-04-01 | redacted
Low Income - Power to Save | Outdoor Coil Cleaning | 0 | 0.1 | 0 | 275 | 1 | Honeywell | 2023-04-01 | redacted
Low Income - Power to Save | LI - DUCT | 0 | 0.4 | 0.12 | 775.77 | 1 | Honeywell | 2023-04-01 | redacted
Low Income - Power to Save | HVAC Inspection | 0 | 0.17 | 0 | 268.73 | 1 | Honeywell | 2023-04-01 | redacted
Low Income - Power to Save | LED Lights | 0 | 0 | 0 | 47.6 | 1 | Honeywell | 2023-04-01 | redacted
Low Income - Power to Save | Faucet Aerators | 0 | 0 | 0.02 | 110.58 | 1 | Honeywell | 2023-04-01 | redacted
Low Income - Power to Save | Low Flow Showerhead | 0 | 0.04 | 0.1 | 504.08 | 1 | Honeywell | 2023-04-01 | redacted
Low Income - Power to Save | Pipe Wrap | 0 | 0.01 | 0.03 | 143.65 | 1 | Honeywell | 2023-04-01 | redacted
Low Income - Power to Save | Weather Strip/Caulk | 0 | 0.25 | 0.09 | 503.3 | 1 | Honeywell | 2023-04-01 | redacted
Low Income - Power to Save | Outdoor Coil Cleaning | 0 | 0.1 | 0 | 275 | 1 | Honeywell | 2023-04-01 | redacted
Low Income - Power to Save | LI - DUCT | 0 | 0.4 | 0.12 | 775.77 | 1 | Honeywell | 2023-04-01 | redacted
Low Income - Power to Save | HVAC Inspection | 0 | 0.17 | 0 | 268.73 | 1 | Honeywell | 2023-04-01 | redacted
Low Income - Power to Save | LED Lights | 0 | 0 | 0 | 47.6 | 1 | Honeywell | 2023-04-01 | redacted
Low Income - Power to Save | Faucet Aerators | 0 | 0 | 0.02 | 110.58 | 1 | Honeywell | 2023-04-01 | redacted
Low Income - Power to Save | Weather Strip/Caulk | 0 | 0.25 | 0.09 | 503.3 | 1 | Honeywell | 2023-04-01 | redacted
Low Income - Power to Save | Outdoor Coil Cleaning | 0 | 0.1 | 0 | 275 | 1 | Honeywell | 2023-04-01 | redacted
Low Income - Power to Save | HVAC Inspection | 0 | 0.17 | 0 | 268.73 | 1 | Honeywell | 2023-04-01 | redacted
Low Income - Power to Save | LED Lights | 0 | 0 | 0 | 47.6 | 1 | Honeywell | 2023-04-01 | redacted
Low Income - Power to Save | Faucet Aerators | 0 | 0 | 0.02 | 110.58 | 1 | Honeywell | 2023-04-01 | redacted
Low Income - Power to Save | Low Flow Showerhead | 0 | 0.04 | 0.1 | 504.08 | 1 | Honeywell | 2023-04-01 | redacted
Low Income - Power to Save | Weather Strip/Caulk | 0 | 0.25 | 0.09 | 503.3 | 1 | Honeywell | 2023-04-01 | redacted
Low Income - Power to Save | Outdoor Coil Cleaning | 0 | 0.1 | 0 | 275 | 1 | Honeywell | 2023-04-01 | redacted
Low Income - Power to Save | LI - DUCT | 0 | 0.4 | 0.12 | 775.77 | 1 | Honeywell | 2023-04-01 | redacted
Low Income - Power to Save | HVAC Inspection | 0 | 0.17 | 0 | 268.73 | 1 | Honeywell | 2023-04-01 | redacted
Low Income - Power to Save | LED Lights | 0 | 0 | 0 | 47.6 | 1 | Honeywell | 2023-04-01 | redacted
Low Income - Power to Save | Faucet Aerators | 0 | 0 | 0.02 | 110.58 | 1 | Honeywell | 2023-04-01 | redacted
Low Income - Power to Save | Low Flow Showerhead | 0 | 0.04 | 0.1 | 504.08 | 1 | Honeywell | 2023-04-01 | redacted
Low Income - Power to Save | Weather Strip/Caulk | 0 | 0.25 | 0.09 | 503.3 | 1 | Honeywell | 2023-04-01 | redacted
Low Income - Power to Save | Outdoor Coil Cleaning | 0 | 0.1 | 0 | 275 | 1 | Honeywell | 2023-04-01 | redacted
Low Income - Power to Save | LI - DUCT | 0 | 0.4 | 0.12 | 775.77 | 1 | Honeywell | 2023-04-01 | redacted
Low Income - Power to Save | LED Lights | 0 | 0 | 0 | 47.6 | 1 | Honeywell | 2023-04-01 | redacted
Low Income - Power to Save | Faucet Aerators | 0 | 0 | 0.02 | 110.58 | 1 | Honeywell | 2023-04-01 | redacted
Low Income - Power to Save | Low Flow Showerhead | 0 | 0.04 | 0.1 | 504.08 | 1 | Honeywell | 2023-04-01 | redacted
Low Income - Power to Save | Weather Strip/Caulk | 0 | 0.25 | 0.09 | 503.3 | 1 | Honeywell | 2023-04-01 | redacted
Low Income - Power to Save | LED Lights | 0 | 0 | 0 | 47.6 | 1 | Honeywell | 2023-04-01 | redacted
Low Income - Power to Save | Pipe Wrap | 0 | 0.01 | 0.03 | 143.65 | 1 | Honeywell | 2023-04-01 | redacted
Low Income - Power to Save | Weather Strip/Caulk | 0 | 0.25 | 0.09 | 503.3 | 1 | Honeywell | 2023-04-01 | redacted
Low Income - Power to Save | Outdoor Coil Cleaning | 0 | 0.1 | 0 | 275 | 1 | Honeywell | 2023-04-01 | redacted
Low Income - Power to Save | LI - DUCT | 0 | 0.4 | 0.12 | 775.77 | 1 | Honeywell | 2023-04-01 | redacted
Low Income - Power to Save | HVAC Inspection | 0 | 0.17 | 0 | 268.73 | 1 | Honeywell | 2023-04-01 | redacted
Low Income - Power to Save | LED Lights | 0 | 0 | 0 | 47.6 | 1 | Honeywell | 2023-04-01 | redacted
Low Income - Power to Save | Low Flow Showerhead | 0 | 0.04 | 0.1 | 504.08 | 1 | Honeywell | 2023-04-01 | redacted
Low Income - Power to Save | Weather Strip/Caulk | 0 | 0.25 | 0.09 | 503.3 | 1 | Honeywell | 2023-04-01 | redacted
Low Income - Power to Save | Outdoor Coil Cleaning | 0 | 0.1 | 0 | 275 | 1 | Honeywell | 2023-04-01 | redacted
Low Income - Power to Save | HVAC Inspection | 0 | 0.17 | 0 | 268.73 | 1 | Honeywell | 2023-04-01 | redacted
Low Income - Power to Save | LED Lights | 0 | 0 | 0 | 47.6 | 1 | Honeywell | 2023-04-01 | redacted
Low Income - Power to Save | Faucet Aerators | 0 | 0 | 0.02 | 110.58 | 1 | Honeywell | 2023-04-01 | redacted
Low Income - Power to Save | Low Flow Showerhead | 0 | 0.04 | 0.1 | 504.08 | 1 | Honeywell | 2023-04-01 | redacted
Low Income - Power to Save | Weather Strip/Caulk | 0 | 0.25 | 0.09 | 503.3 | 1 | Honeywell | 2023-04-01 | redacted
Low Income - Power to Save | LED Lights | 0 | 0 | 0 | 47.6 | 1 | Honeywell | 2023-04-01 | redacted
Low Income - Power to Save | Faucet Aerators | 0 | 0 | 0.02 | 110.58 | 1 | Honeywell | 2023-04-01 | redacted
Low Income - Power to Save | Low Flow Showerhead | 0 | 0.04 | 0.1 | 504.08 | 1 | Honeywell | 2023-04-01 | redacted
Low Income - Power to Save | LED Lights | 0 | 0 | 0 | 47.6 | 1 | Honeywell | 2023-04-01 | redacted
Low Income - Power to Save | Faucet Aerators | 0 | 0 | 0.02 | 110.58 | 1 | Honeywell | 2023-04-01 | redacted
Low Income - Power to Save | Low Flow Showerhead | 0 | 0.04 | 0.1 | 504.08 | 1 | Honeywell | 2023-04-01 | redacted
Low Income - Power to Save | Weather Strip/Caulk | 0 | 0.25 | 0.09 | 503.3 | 1 | Honeywell | 2023-04-01 | redacted
Low Income - Power to Save | LED Lights | 0 | 0 | 0 | 47.6 | 1 | Honeywell | 2023-04-01 | redacted
Low Income - Power to Save | Weather Strip/Caulk | 0 | 0.25 | 0.09 | 503.3 | 1 | Honeywell | 2023-04-01 | redacted
Low Income - Power to Save | Outdoor Coil Cleaning | 0 | 0.1 | 0 | 275 | 1 | Honeywell | 2023-04-01 | redacted
Low Income - Power to Save | LI - DUCT | 0 | 0.4 | 0.12 | 775.77 | 1 | Honeywell | 2023-04-01 | redacted
Low Income - Power to Save | HVAC Inspection | 0 | 0.17 | 0 | 268.73 | 1 | Honeywell | 2023-04-01 | redacted
Low Income - Power to Save | LED Lights | 0 | 0 | 0 | 47.6 | 1 | Honeywell | 2023-04-01 | redacted
Low Income - Power to Save | Faucet Aerators | 0 | 0 | 0.02 | 110.58 | 1 | Honeywell | 2023-04-01 | redacted
Low Income - Power to Save | Low Flow Showerhead | 0 | 0.04 | 0.1 | 504.08 | 1 | Honeywell | 2023-04-01 | redacted
Low Income - Power to Save | Weather Strip/Caulk | 0 | 0.25 | 0.09 | 503.3 | 1 | Honeywell | 2023-04-01 | redacted
Low Income - Power to Save | Outdoor Coil Cleaning | 0 | 0.1 | 0 | 275 | 1 | Honeywell | 2023-04-01 | redacted
Low Income - Power to Save | LI - DUCT | 0 | 0.4 | 0.12 | 775.77 | 1 | Honeywell | 2023-04-01 | redacted
Low Income - Power to Save | HVAC Inspection | 0 | 0.17 | 0 | 268.73 | 1 | Honeywell | 2023-04-01 | redacted
Low Income - Power to Save | LED Lights | 0 | 0 | 0 | 47.6 | 1 | Honeywell | 2023-04-01 | redacted
Low Income - Power to Save | Low Flow Showerhead | 0 | 0.04 | 0.1 | 504.08 | 1 | Honeywell | 2023-04-01 | redacted
Low Income - Power to Save | Pipe Wrap | 0 | 0.01 | 0.03 | 143.65 | 1 | Honeywell | 2023-04-01 | redacted
Low Income - Power to Save | Weather Strip/Caulk | 0 | 0.25 | 0.09 | 503.3 | 1 | Honeywell | 2023-04-01 | redacted
Low Income - Power to Save | Outdoor Coil Cleaning | 0 | 0.1 | 0 | 275 | 1 | Honeywell | 2023-04-01 | redacted
Low Income - Power to Save | LI - DUCT | 0 | 0.4 | 0.12 | 775.77 | 1 | Honeywell | 2023-04-01 | redacted
Low Income - Power to Save | HVAC Inspection | 0 | 0.17 | 0 | 268.73 | 1 | Honeywell | 2023-04-01 | redacted
Low Income - Power to Save | LED Lights | 0 | 0 | 0 | 47.6 | 1 | Honeywell | 2023-04-01 | redacted
Low Income - Power to Save | Faucet Aerators | 0 | 0 | 0.02 | 110.58 | 1 | Honeywell | 2023-04-01 | redacted
Low Income - Power to Save | Low Flow Showerhead | 0 | 0.04 | 0.1 | 504.08 | 1 | Honeywell | 2023-04-01 | redacted
Low Income - Power to Save | Pipe Wrap | 0 | 0.01 | 0.03 | 143.65 | 1 | Honeywell | 2023-04-01 | redacted
Low Income - Power to Save | Weather Strip/Caulk | 0 | 0.25 | 0.09 | 503.3 | 1 | Honeywell | 2023-04-01 | redacted
Low Income - Power to Save | Outdoor Coil Cleaning | 0 | 0.1 | 0 | 275 | 1 | Honeywell | 2023-04-01 | redacted
Low Income - Power to Save | LI - DUCT | 0 | 0.4 | 0.12 | 775.77 | 1 | Honeywell | 2023-04-01 | redacted
Low Income - Power to Save | HVAC Inspection | 0 | 0.17 | 0 | 268.73 | 1 | Honeywell | 2023-04-01 | redacted
Low Income - Power to Save | LED Lights | 0 | 0 | 0 | 47.6 | 1 | Honeywell | 2023-04-01 | redacted
Low Income - Power to Save | Faucet Aerators | 0 | 0 | 0.02 | 110.58 | 1 | Honeywell | 2023-04-01 | redacted
Low Income - Power to Save | Low Flow Showerhead | 0 | 0.04 | 0.1 | 504.08 | 1 | Honeywell | 2023-04-01 | redacted
Low Income - Power to Save | Pipe Wrap | 0 | 0.01 | 0.03 | 143.65 | 1 | Honeywell | 2023-04-01 | redacted
Low Income - Power to Save | Weather Strip/Caulk | 0 | 0.25 | 0.09 | 503.3 | 1 | Honeywell | 2023-04-01 | redacted
Low Income - Power to Save | Outdoor Coil Cleaning | 0 | 0.1 | 0 | 275 | 1 | Honeywell | 2023-04-01 | redacted
Low Income - Power to Save | LI - DUCT | 0 | 0.4 | 0.12 | 775.77 | 1 | Honeywell | 2023-04-01 | redacted
Low Income - Power to Save | HVAC Inspection | 0 | 0.17 | 0 | 268.73 | 1 | Honeywell | 2023-04-01 | redacted
Low Income - Power to Save | LED Lights | 0 | 0 | 0 | 47.6 | 1 | Honeywell | 2023-04-01 | redacted
Low Income - Power to Save | Faucet Aerators | 0 | 0 | 0.02 | 110.58 | 1 | Honeywell | 2023-04-01 | redacted
Low Income - Power to Save | Low Flow Showerhead | 0 | 0.04 | 0.1 | 504.08 | 1 | Honeywell | 2023-04-01 | redacted
Low Income - Power to Save | Weather Strip/Caulk | 0 | 0.25 | 0.09 | 503.3 | 1 | Honeywell | 2023-04-01 | redacted
Low Income - Power to Save | LED Lights | 0 | 0 | 0 | 47.6 | 1 | Honeywell | 2023-04-01 | redacted
Low Income - Power to Save | Outdoor Coil Cleaning | 0 | 0.1 | 0 | 275 | 1 | Honeywell | 2023-04-01 | redacted
Low Income - Power to Save | HVAC Inspection | 0 | 0.17 | 0 | 268.73 | 1 | Honeywell | 2023-04-01 | redacted
Low Income - Power to Save | LED Lights | 0 | 0 | 0 | 47.6 | 1 | Honeywell | 2023-04-01 | redacted
Low Income - Power to Save | Pipe Wrap | 0 | 0.01 | 0.03 | 143.65 | 1 | Honeywell | 2023-04-01 | redacted
Low Income - Power to Save | Weather Strip/Caulk | 0 | 0.25 | 0.09 | 503.3 | 1 | Honeywell | 2023-04-01 | redacted
Low Income - Power to Save | Outdoor Coil Cleaning | 0 | 0.1 | 0 | 275 | 1 | Honeywell | 2023-04-01 | redacted
Low Income - Power to Save | HVAC Inspection | 0 | 0.17 | 0 | 268.73 | 1 | Honeywell | 2023-04-01 | redacted
Low Income - Power to Save | LED Lights | 0 | 0 | 0 | 47.6 | 1 | Honeywell | 2023-04-01 | redacted
Low Income - Power to Save | Faucet Aerators | 0 | 0 | 0.02 | 110.58 | 1 | Honeywell | 2023-04-01 | redacted
Low Income - Power to Save | Low Flow Showerhead | 0 | 0.04 | 0.1 | 504.08 | 1 | Honeywell | 2023-04-01 | redacted
Low Income - Power to Save | Weather Strip/Caulk | 0 | 0.25 | 0.09 | 503.3 | 1 | Honeywell | 2023-04-01 | redacted
Low Income - Power to Save | Outdoor Coil Cleaning | 0 | 0.1 | 0 | 275 | 1 | Honeywell | 2023-04-01 | redacted
Low Income - Power to Save | LI - DUCT | 0 | 0.4 | 0.12 | 775.77 | 1 | Honeywell | 2023-04-01 | redacted
Low Income - Power to Save | HVAC Inspection | 0 | 0.17 | 0 | 268.73 | 1 | Honeywell | 2023-04-01 | redacted
Low Income - Power to Save | LED Lights | 0 | 0 | 0 | 47.6 | 1 | Honeywell | 2023-04-01 | redacted
Low Income - Power to Save | Faucet Aerators | 0 | 0 | 0.02 | 110.58 | 1 | Honeywell | 2023-04-01 | redacted
Low Income - Power to Save | Low Flow Showerhead | 0 | 0.04 | 0.1 | 504.08 | 1 | Honeywell | 2023-04-01 | redacted
Low Income - Power to Save | Pipe Wrap | 0 | 0.01 | 0.03 | 143.65 | 1 | Honeywell | 2023-04-01 | redacted
Low Income - Power to Save | Weather Strip/Caulk | 0 | 0.25 | 0.09 | 503.3 | 1 | Honeywell | 2023-04-01 | redacted
Low Income - Power to Save | Outdoor Coil Cleaning | 0 | 0.1 | 0 | 275 | 1 | Honeywell | 2023-04-01 | redacted
Low Income - Power to Save | LI - DUCT | 0 | 0.4 | 0.12 | 775.77 | 1 | Honeywell | 2023-04-01 | redacted
Low Income - Power to Save | HVAC Inspection | 0 | 0.17 | 0 | 268.73 | 1 | Honeywell | 2023-04-01 | redacted
Low Income - Power to Save | LED Lights | 0 | 0 | 0 | 47.6 | 1 | Honeywell | 2023-04-01 | redacted
Low Income - Power to Save | Faucet Aerators | 0 | 0 | 0.02 | 110.58 | 1 | Honeywell | 2023-04-01 | redacted
Low Income - Power to Save | Low Flow Showerhead | 0 | 0.04 | 0.1 | 504.08 | 1 | Honeywell | 2023-04-01 | redacted
Low Income - Power to Save | LED Lights | 0 | 0 | 0 | 47.6 | 1 | Honeywell | 2023-04-01 | redacted
Low Income - Power to Save | Faucet Aerators | 0 | 0 | 0.02 | 110.58 | 1 | Honeywell | 2023-04-01 | redacted
Low Income - Power to Save | Low Flow Showerhead | 0 | 0.04 | 0.1 | 504.08 | 1 | Honeywell | 2023-04-01 | redacted
Low Income - Power to Save | LED Lights | 0 | 0 | 0 | 47.6 | 1 | Honeywell | 2023-04-01 | redacted
Low Income - Power to Save | Low Flow Showerhead | 0 | 0.04 | 0.1 | 504.08 | 1 | Honeywell | 2023-04-01 | redacted
Low Income - Power to Save | Weather Strip/Caulk | 0 | 0.25 | 0.09 | 503.3 | 1 | Honeywell | 2023-04-01 | redacted
Low Income - Power to Save | Outdoor Coil Cleaning | 0 | 0.1 | 0 | 275 | 1 | Honeywell | 2023-04-01 | redacted
Low Income - Power to Save | LI - DUCT | 0 | 0.4 | 0.12 | 775.77 | 1 | Honeywell | 2023-04-01 | redacted
Low Income - Power to Save | HVAC Inspection | 0 | 0.17 | 0 | 268.73 | 1 | Honeywell | 2023-04-01 | redacted
Low Income - Power to Save | LED Lights | 0 | 0 | 0 | 47.6 | 1 | Honeywell | 2023-04-01 | redacted
Low Income - Power to Save | Faucet Aerators | 0 | 0 | 0.02 | 110.58 | 1 | Honeywell | 2023-04-01 | redacted
Low Income - Power to Save | Low Flow Showerhead | 0 | 0.04 | 0.1 | 504.08 | 1 | Honeywell | 2023-04-01 | redacted
Low Income - Power to Save | Weather Strip/Caulk | 0 | 0.25 | 0.09 | 503.3 | 1 | Honeywell | 2023-04-01 | redacted
Low Income - Power to Save | LED Lights | 0 | 0 | 0 | 47.6 | 1 | Honeywell | 2023-04-01 | redacted
Low Income - Power to Save | Faucet Aerators | 0 | 0 | 0.02 | 110.58 | 1 | Honeywell | 2023-04-01 | redacted
Low Income - Power to Save | Low Flow Showerhead | 0 | 0.04 | 0.1 | 504.08 | 1 | Honeywell | 2023-04-01 | redacted
Low Income - Power to Save | Pipe Wrap | 0 | 0.01 | 0.03 | 143.65 | 1 | Honeywell | 2023-04-01 | redacted
Low Income - Power to Save | Weather Strip/Caulk | 0 | 0.25 | 0.09 | 503.3 | 1 | Honeywell | 2023-04-01 | redacted
Low Income - Power to Save | Outdoor Coil Cleaning | 0 | 0.1 | 0 | 275 | 1 | Honeywell | 2023-04-01 | redacted
Low Income - Power to Save | LI - DUCT | 0 | 0.4 | 0.12 | 775.77 | 1 | Honeywell | 2023-04-01 | redacted
Low Income - Power to Save | HVAC Inspection | 0 | 0.17 | 0 | 268.73 | 1 | Honeywell | 2023-04-01 | redacted
Low Income - Power to Save | LED Lights | 0 | 0 | 0 | 47.6 | 1 | Honeywell | 2023-04-01 | redacted
Low Income - Power to Save | Faucet Aerators | 0 | 0 | 0.02 | 110.58 | 1 | Honeywell | 2023-04-01 | redacted
Low Income - Power to Save | Low Flow Showerhead | 0 | 0.04 | 0.1 | 504.08 | 1 | Honeywell | 2023-04-01 | redacted
Low Income - Power to Save | LED Lights | 0 | 0 | 0 | 47.6 | 1 | Honeywell | 2023-04-01 | redacted
Low Income - Power to Save | Faucet Aerators | 0 | 0 | 0.02 | 110.58 | 1 | Honeywell | 2023-04-01 | redacted
Low Income - Power to Save | Low Flow Showerhead | 0 | 0.04 | 0.1 | 504.08 | 1 | Honeywell | 2023-04-01 | redacted
Low Income - Power to Save | Weather Strip/Caulk | 0 | 0.25 | 0.09 | 503.3 | 1 | Honeywell | 2023-04-01 | redacted
Low Income - Power to Save | LED Lights | 0 | 0 | 0 | 47.6 | 1 | Honeywell | 2023-04-01 | redacted
Low Income - Power to Save | Faucet Aerators | 0 | 0 | 0.02 | 110.58 | 1 | Honeywell | 2023-04-01 | redacted
Low Income - Power to Save | Low Flow Showerhead | 0 | 0.04 | 0.1 | 504.08 | 1 | Honeywell | 2023-04-01 | redacted
Low Income - Power to Save | Pipe Wrap | 0 | 0.01 | 0.03 | 143.65 | 1 | Honeywell | 2023-04-01 | redacted
Low Income - Power to Save | Weather Strip/Caulk | 0 | 0.25 | 0.09 | 503.3 | 1 | Honeywell | 2023-04-01 | redacted
Low Income - Power to Save | Outdoor Coil Cleaning | 0 | 0.1 | 0 | 275 | 1 | Honeywell | 2023-04-01 | redacted
Low Income - Power to Save | LI - DUCT | 0 | 0.4 | 0.12 | 775.77 | 1 | Honeywell | 2023-04-01 | redacted
Low Income - Power to Save | HVAC Inspection | 0 | 0.17 | 0 | 268.73 | 1 | Honeywell | 2023-04-01 | redacted
Low Income - Power to Save | LED Lights | 0 | 0 | 0 | 47.6 | 1 | Honeywell | 2023-04-01 | redacted
Low Income - Power to Save | Low Flow Showerhead | 0 | 0.04 | 0.1 | 504.08 | 1 | Honeywell | 2023-04-01 | redacted
Low Income - Power to Save | Pipe Wrap | 0 | 0.01 | 0.03 | 143.65 | 1 | Honeywell | 2023-04-01 | redacted
Low Income - Power to Save | Weather Strip/Caulk | 0 | 0.25 | 0.09 | 503.3 | 1 | Honeywell | 2023-04-01 | redacted
Low Income - Power to Save | Outdoor Coil Cleaning | 0 | 0.1 | 0 | 275 | 1 | Honeywell | 2023-04-01 | redacted
Low Income - Power to Save | LI - DUCT | 0 | 0.4 | 0.12 | 775.77 | 1 | Honeywell | 2023-04-01 | redacted
Low Income - Power to Save | HVAC Inspection | 0 | 0.17 | 0 | 268.73 | 1 | Honeywell | 2023-04-01 | redacted
Low Income - Power to Save | LED Lights | 0 | 0 | 0 | 47.6 | 1 | Honeywell | 2023-04-01 | redacted
Low Income - Power to Save | Faucet Aerators | 0 | 0 | 0.02 | 110.58 | 1 | Honeywell | 2023-04-01 | redacted
Low Income - Power to Save | Low Flow Showerhead | 0 | 0.04 | 0.1 | 504.08 | 1 | Honeywell | 2023-04-01 | redacted
Low Income - Power to Save | Pipe Wrap | 0 | 0.01 | 0.03 | 143.65 | 1 | Honeywell | 2023-04-01 | redacted
Low Income - Power to Save | Weather Strip/Caulk | 0 | 0.25 | 0.09 | 503.3 | 1 | Honeywell | 2023-04-01 | redacted
Low Income - Power to Save | Outdoor Coil Cleaning | 0 | 0.1 | 0 | 275 | 1 | Honeywell | 2023-04-01 | redacted
Low Income - Power to Save | LED Lights | 0 | 0 | 0 | 47.6 | 1 | Honeywell | 2023-04-01 | redacted
Low Income - Power to Save | Faucet Aerators | 0 | 0 | 0.02 | 110.58 | 1 | Honeywell | 2023-04-01 | redacted
Low Income - Power to Save | Low Flow Showerhead | 0 | 0.04 | 0.1 | 504.08 | 1 | Honeywell | 2023-04-01 | redacted
Low Income - Power to Save | Weather Strip/Caulk | 0 | 0.25 | 0.09 | 503.3 | 1 | Honeywell | 2023-04-01 | redacted
Low Income - Power to Save | Outdoor Coil Cleaning | 0 | 0.1 | 0 | 275 | 1 | Honeywell | 2023-04-01 | redacted
Low Income - Power to Save | LI - DUCT | 0 | 0.4 | 0.12 | 775.77 | 1 | Honeywell | 2023-04-01 | redacted
Low Income - Power to Save | HVAC Inspection | 0 | 0.17 | 0 | 268.73 | 1 | Honeywell | 2023-04-01 | redacted
Low Income - Power to Save | LED Lights | 0 | 0 | 0 | 47.6 | 1 | Honeywell | 2023-04-01 | redacted
Low Income - Power to Save | Faucet Aerators | 0 | 0 | 0.02 | 110.58 | 1 | Honeywell | 2023-04-01 | redacted
Low Income - Power to Save | Low Flow Showerhead | 0 | 0.04 | 0.1 | 504.08 | 1 | Honeywell | 2023-04-01 | redacted
Low Income - Power to Save | Weather Strip/Caulk | 0 | 0.25 | 0.09 | 503.3 | 1 | Honeywell | 2023-04-01 | redacted
Low Income - Power to Save | Outdoor Coil Cleaning | 0 | 0.1 | 0 | 275 | 1 | Honeywell | 2023-04-01 | redacted
Low Income - Power to Save | LI - DUCT | 0 | 0.4 | 0.12 | 775.77 | 1 | Honeywell | 2023-04-01 | redacted
Low Income - Power to Save | HVAC Inspection | 0 | 0.17 | 0 | 268.73 | 1 | Honeywell | 2023-04-01 | redacted
Low Income - Power to Save | LED Lights | 0 | 0 | 0 | 47.6 | 1 | Honeywell | 2023-04-01 | redacted
Low Income - Power to Save | Low Flow Showerhead | 0 | 0.04 | 0.1 | 504.08 | 1 | Honeywell | 2023-04-01 | redacted
Low Income - Power to Save | Weather Strip/Caulk | 0 | 0.25 | 0.09 | 503.3 | 1 | Honeywell | 2023-04-01 | redacted
Low Income - Power to Save | Outdoor Coil Cleaning | 0 | 0.1 | 0 | 275 | 1 | Honeywell | 2023-04-01 | redacted
Low Income - Power to Save | LI - DUCT | 0 | 0.4 | 0.12 | 775.77 | 1 | Honeywell | 2023-04-01 | redacted
Low Income - Power to Save | LED Lights | 0 | 0 | 0 | 47.6 | 1 | Honeywell | 2023-04-01 | redacted
Low Income - Power to Save | Faucet Aerators | 0 | 0 | 0.02 | 110.58 | 1 | Honeywell | 2023-04-01 | redacted
Low Income - Power to Save | Low Flow Showerhead | 0 | 0.04 | 0.1 | 504.08 | 1 | Honeywell | 2023-04-01 | redacted
Low Income - Power to Save | Weather Strip/Caulk | 0 | 0.25 | 0.09 | 503.3 | 1 | Honeywell | 2023-04-01 | redacted
Low Income - Power to Save | Outdoor Coil Cleaning | 0 | 0.1 | 0 | 275 | 1 | Honeywell | 2023-04-01 | redacted
Low Income - Power to Save | LI - DUCT | 0 | 0.4 | 0.12 | 775.77 | 1 | Honeywell | 2023-04-01 | redacted
Low Income - Power to Save | HVAC Inspection | 0 | 0.17 | 0 | 268.73 | 1 | Honeywell | 2023-04-01 | redacted
Low Income - Power to Save | LED Lights | 0 | 0 | 0 | 47.6 | 1 | Honeywell | 2023-04-01 | redacted
Low Income - Power to Save | Faucet Aerators | 0 | 0 | 0.02 | 110.58 | 1 | Honeywell | 2023-04-01 | redacted
Low Income - Power to Save | Low Flow Showerhead | 0 | 0.04 | 0.1 | 504.08 | 1 | Honeywell | 2023-04-01 | redacted
Low Income - Power to Save | Weather Strip/Caulk | 0 | 0.25 | 0.09 | 503.3 | 1 | Honeywell | 2023-04-01 | redacted
Low Income - Power to Save | Outdoor Coil Cleaning | 0 | 0.1 | 0 | 275 | 1 | Honeywell | 2023-04-01 | redacted
Low Income - Power to Save | LI - DUCT | 0 | 0.4 | 0.12 | 775.77 | 1 | Honeywell | 2023-04-01 | redacted
Low Income - Power to Save | HVAC Inspection | 0 | 0.17 | 0 | 268.73 | 1 | Honeywell | 2023-04-01 | redacted
Low Income - Power to Save | LED Lights | 0 | 0 | 0 | 47.6 | 1 | Honeywell | 2023-04-01 | redacted
Low Income - Power to Save | Faucet Aerators | 0 | 0 | 0.02 | 110.58 | 1 | Honeywell | 2023-04-01 | redacted
Low Income - Power to Save | Low Flow Showerhead | 0 | 0.04 | 0.1 | 504.08 | 1 | Honeywell | 2023-04-01 | redacted
Low Income - Power to Save | Outdoor Coil Cleaning | 0 | 0.1 | 0 | 275 | 1 | Honeywell | 2023-04-01 | redacted
Low Income - Power to Save | LED Lights | 0 | 0 | 0 | 47.6 | 1 | Honeywell | 2023-04-01 | redacted
Low Income - Power to Save | Faucet Aerators | 0 | 0 | 0.02 | 110.58 | 1 | Honeywell | 2023-04-01 | redacted
Low Income - Power to Save | Low Flow Showerhead | 0 | 0.04 | 0.1 | 504.08 | 1 | Honeywell | 2023-04-01 | redacted
Low Income - Power to Save | Pipe Wrap | 0 | 0.01 | 0.03 | 143.65 | 1 | Honeywell | 2023-04-01 | redacted
Low Income - Power to Save | Weather Strip/Caulk | 0 | 0.25 | 0.09 | 503.3 | 1 | Honeywell | 2023-04-01 | redacted
Low Income - Power to Save | Outdoor Coil Cleaning | 0 | 0.1 | 0 | 275 | 1 | Honeywell | 2023-04-01 | redacted
Low Income - Power to Save | LI - DUCT | 0 | 0.4 | 0.12 | 775.77 | 1 | Honeywell | 2023-04-01 | redacted
Low Income - Power to Save | HVAC Inspection | 0 | 0.17 | 0 | 268.73 | 1 | Honeywell | 2023-04-01 | redacted
Low Income - Power to Save | LED Lights | 0 | 0 | 0 | 47.6 | 1 | Honeywell | 2023-04-01 | redacted
Low Income - Power to Save | Outdoor Coil Cleaning | 0 | 0.1 | 0 | 275 | 1 | Honeywell | 2023-04-01 | redacted
Low Income - Power to Save | HVAC Inspection | 0 | 0.17 | 0 | 268.73 | 1 | Honeywell | 2023-04-01 | redacted
Low Income - Power to Save | LED Lights | 0 | 0 | 0 | 47.6 | 1 | Honeywell | 2023-04-01 | redacted
Low Income - Power to Save | Low Flow Showerhead | 0 | 0.04 | 0.1 | 504.08 | 1 | Honeywell | 2023-04-01 | redacted
Low Income - Power to Save | Pipe Wrap | 0 | 0.01 | 0.03 | 143.65 | 1 | Honeywell | 2023-04-01 | redacted
Low Income - Power to Save | Weather Strip/Caulk | 0 | 0.25 | 0.09 | 503.3 | 1 | Honeywell | 2023-04-01 | redacted
Low Income - Power to Save | Outdoor Coil Cleaning | 0 | 0.1 | 0 | 275 | 1 | Honeywell | 2023-04-01 | redacted
Low Income - Power to Save | LI - DUCT | 0 | 0.4 | 0.12 | 775.77 | 1 | Honeywell | 2023-04-01 | redacted
Low Income - Power to Save | LED Lights | 0 | 0 | 0 | 47.6 | 1 | Honeywell | 2023-04-01 | redacted
Low Income - Power to Save | Faucet Aerators | 0 | 0 | 0.02 | 110.58 | 1 | Honeywell | 2023-04-01 | redacted
Low Income - Power to Save | Low Flow Showerhead | 0 | 0.04 | 0.1 | 504.08 | 1 | Honeywell | 2023-04-01 | redacted
Low Income - Power to Save | Outdoor Coil Cleaning | 0 | 0.1 | 0 | 275 | 1 | Honeywell | 2023-04-01 | redacted
Low Income - Power to Save | LI - DUCT | 0 | 0.4 | 0.12 | 775.77 | 1 | Honeywell | 2023-04-01 | redacted
Low Income - Power to Save | HVAC Inspection | 0 | 0.17 | 0 | 268.73 | 1 | Honeywell | 2023-04-01 | redacted
Low Income - Power to Save | LED Lights | 0 | 0 | 0 | 47.6 | 1 | Honeywell | 2023-04-01 | redacted
Low Income - Power to Save | Faucet Aerators | 0 | 0 | 0.02 | 110.58 | 1 | Honeywell | 2023-04-01 | redacted
Low Income - Power to Save | Low Flow Showerhead | 0 | 0.04 | 0.1 | 504.08 | 1 | Honeywell | 2023-04-01 | redacted
Low Income - Power to Save | Weather Strip/Caulk | 0 | 0.25 | 0.09 | 503.3 | 1 | Honeywell | 2023-04-01 | redacted
Low Income - Power to Save | Outdoor Coil Cleaning | 0 | 0.1 | 0 | 275 | 1 | Honeywell | 2023-04-01 | redacted
Low Income - Power to Save | HVAC Inspection | 0 | 0.17 | 0 | 268.73 | 1 | Honeywell | 2023-04-01 | redacted
Low Income - Power to Save | LED Lights | 0 | 0 | 0 | 47.6 | 1 | Honeywell | 2023-04-01 | redacted
Low Income - Power to Save | Faucet Aerators | 0 | 0 | 0.02 | 110.58 | 1 | Honeywell | 2023-04-01 | redacted
Low Income - Power to Save | Low Flow Showerhead | 0 | 0.04 | 0.1 | 504.08 | 1 | Honeywell | 2023-04-01 | redacted
Low Income - Power to Save | Weather Strip/Caulk | 0 | 0.25 | 0.09 | 503.3 | 1 | Honeywell | 2023-04-01 | redacted
Low Income - Power to Save | Outdoor Coil Cleaning | 0 | 0.1 | 0 | 275 | 1 | Honeywell | 2023-04-01 | redacted
Low Income - Power to Save | LI - DUCT | 0 | 0.4 | 0.12 | 775.77 | 1 | Honeywell | 2023-04-01 | redacted
Low Income - Power to Save | LED Lights | 0 | 0 | 0 | 47.6 | 1 | Honeywell | 2023-04-01 | redacted
Low Income - Power to Save | Faucet Aerators | 0 | 0 | 0.02 | 110.58 | 1 | Honeywell | 2023-04-01 | redacted
Low Income - Power to Save | Low Flow Showerhead | 0 | 0.04 | 0.1 | 504.08 | 1 | Honeywell | 2023-04-01 | redacted
Low Income - Power to Save | Outdoor Coil Cleaning | 0 | 0.1 | 0 | 275 | 1 | Honeywell | 2023-04-01 | redacted
Low Income - Power to Save | HVAC Inspection | 0 | 0.17 | 0 | 268.73 | 1 | Honeywell | 2023-04-01 | redacted
Low Income - Power to Save | LED Lights | 0 | 0 | 0 | 47.6 | 1 | Honeywell | 2023-04-01 | redacted
Low Income - Power to Save | Faucet Aerators | 0 | 0 | 0.02 | 110.58 | 1 | Honeywell | 2023-04-01 | redacted
Low Income - Power to Save | Low Flow Showerhead | 0 | 0.04 | 0.1 | 504.08 | 1 | Honeywell | 2023-04-01 | redacted
Low Income - Power to Save | Weather Strip/Caulk | 0 | 0.25 | 0.09 | 503.3 | 1 | Honeywell | 2023-04-01 | redacted
Low Income - Power to Save | Outdoor Coil Cleaning | 0 | 0.1 | 0 | 275 | 1 | Honeywell | 2023-04-01 | redacted
Low Income - Power to Save | LI - DUCT | 0 | 0.4 | 0.12 | 775.77 | 1 | Honeywell | 2023-04-01 | redacted
Low Income - Power to Save | HVAC Inspection | 0 | 0.17 | 0 | 268.73 | 1 | Honeywell | 2023-04-01 | redacted
Low Income - Power to Save | LED Lights | 0 | 0 | 0 | 47.6 | 1 | Honeywell | 2023-04-01 | redacted
Low Income - Power to Save | Faucet Aerators | 0 | 0 | 0.02 | 110.58 | 1 | Honeywell | 2023-04-01 | redacted
Low Income - Power to Save | Low Flow Showerhead | 0 | 0.04 | 0.1 | 504.08 | 1 | Honeywell | 2023-04-01 | redacted
Low Income - Power to Save | Weather Strip/Caulk | 0 | 0.25 | 0.09 | 503.3 | 1 | Honeywell | 2023-04-01 | redacted
Low Income - Power to Save | Outdoor Coil Cleaning | 0 | 0.1 | 0 | 275 | 1 | Honeywell | 2023-04-01 | redacted
Low Income - Power to Save | LI - DUCT | 0 | 0.4 | 0.12 | 775.77 | 1 | Honeywell | 2023-04-01 | redacted
Low Income - Power to Save | HVAC Inspection | 0 | 0.17 | 0 | 268.73 | 1 | Honeywell | 2023-04-01 | redacted
Low Income - Power to Save | LED Lights | 0 | 0 | 0 | 47.6 | 1 | Honeywell | 2023-04-01 | redacted
Low Income - Power to Save | Faucet Aerators | 0 | 0 | 0.02 | 110.58 | 1 | Honeywell | 2023-04-01 | redacted
Low Income - Power to Save | Low Flow Showerhead | 0 | 0.04 | 0.1 | 504.08 | 1 | Honeywell | 2023-04-01 | redacted
Low Income - Power to Save | Pipe Wrap | 0 | 0.01 | 0.03 | 143.65 | 1 | Honeywell | 2023-04-01 | redacted
Low Income - Power to Save | Outdoor Coil Cleaning | 0 | 0.1 | 0 | 275 | 1 | Honeywell | 2023-04-01 | redacted
Low Income - Power to Save | LI - DUCT | 0 | 0.4 | 0.12 | 775.77 | 1 | Honeywell | 2023-04-01 | redacted
Low Income - Power to Save | HVAC Inspection | 0 | 0.17 | 0 | 268.73 | 1 | Honeywell | 2023-04-01 | redacted
Low Income - Power to Save | LED Lights | 0 | 0 | 0 | 47.6 | 1 | Honeywell | 2023-04-01 | redacted
Low Income - Power to Save | Faucet Aerators | 0 | 0 | 0.02 | 110.58 | 1 | Honeywell | 2023-04-01 | redacted
Low Income - Power to Save | Low Flow Showerhead | 0 | 0.04 | 0.1 | 504.08 | 1 | Honeywell | 2023-04-01 | redacted
Low Income - Power to Save | Pipe Wrap | 0 | 0.01 | 0.03 | 143.65 | 1 | Honeywell | 2023-04-01 | redacted
Low Income - Power to Save | Weather Strip/Caulk | 0 | 0.25 | 0.09 | 503.3 | 1 | Honeywell | 2023-04-01 | redacted
Low Income - Power to Save | Outdoor Coil Cleaning | 0 | 0.1 | 0 | 275 | 1 | Honeywell | 2023-04-01 | redacted
Low Income - Power to Save | LI - DUCT | 0 | 0.4 | 0.12 | 775.77 | 1 | Honeywell | 2023-04-01 | redacted
Low Income - Power to Save | HVAC Inspection | 0 | 0.17 | 0 | 268.73 | 1 | Honeywell | 2023-04-01 | redacted
Low Income - Power to Save | LED Lights | 0 | 0 | 0 | 47.6 | 1 | Honeywell | 2023-04-01 | redacted
Low Income - Power to Save | Faucet Aerators | 0 | 0 | 0.02 | 110.58 | 1 | Honeywell | 2023-04-01 | redacted
Low Income - Power to Save | Low Flow Showerhead | 0 | 0.04 | 0.1 | 504.08 | 1 | Honeywell | 2023-04-01 | redacted
Low Income - Power to Save | LED Lights | 0 | 0 | 0 | 47.6 | 1 | Honeywell | 2023-04-01 | redacted
Low Income - Power to Save | Faucet Aerators | 0 | 0 | 0.02 | 110.58 | 1 | Honeywell | 2023-04-01 | redacted
Low Income - Power to Save | Low Flow Showerhead | 0 | 0.04 | 0.1 | 504.08 | 1 | Honeywell | 2023-04-01 | redacted
Low Income - Power to Save | Pipe Wrap | 0 | 0.01 | 0.03 | 143.65 | 1 | Honeywell | 2023-04-01 | redacted
Low Income - Power to Save | Weather Strip/Caulk | 0 | 0.25 | 0.09 | 503.3 | 1 | Honeywell | 2023-04-01 | redacted
Low Income - Power to Save | Outdoor Coil Cleaning | 0 | 0.1 | 0 | 275 | 1 | Honeywell | 2023-04-01 | redacted
Low Income - Power to Save | LI - DUCT | 0 | 0.4 | 0.12 | 775.77 | 1 | Honeywell | 2023-04-01 | redacted
Low Income - Power to Save | HVAC Inspection | 0 | 0.17 | 0 | 268.73 | 1 | Honeywell | 2023-04-01 | redacted
Low Income - Power to Save | LED Lights | 0 | 0 | 0 | 47.6 | 1 | Honeywell | 2023-04-01 | redacted
Low Income - Power to Save | Faucet Aerators | 0 | 0 | 0.02 | 110.58 | 1 | Honeywell | 2023-04-01 | redacted
Low Income - Power to Save | Low Flow Showerhead | 0 | 0.04 | 0.1 | 504.08 | 1 | Honeywell | 2023-04-01 | redacted
Low Income - Power to Save | Weather Strip/Caulk | 0 | 0.25 | 0.09 | 503.3 | 1 | Honeywell | 2023-04-01 | redacted
Low Income - Power to Save | Outdoor Coil Cleaning | 0 | 0.1 | 0 | 275 | 1 | Honeywell | 2023-04-01 | redacted
Low Income - Power to Save | LI - DUCT | 0 | 0.4 | 0.12 | 775.77 | 1 | Honeywell | 2023-04-01 | redacted
Low Income - Power to Save | HVAC Inspection | 0 | 0.17 | 0 | 268.73 | 1 | Honeywell | 2023-04-01 | redacted
Low Income - Power to Save | LED Lights | 0 | 0 | 0 | 47.6 | 1 | Honeywell | 2023-04-01 | redacted
Low Income - Power to Save | Pipe Wrap | 0 | 0.01 | 0.03 | 143.65 | 1 | Honeywell | 2023-04-01 | redacted
Low Income - Power to Save | Weather Strip/Caulk | 0 | 0.25 | 0.09 | 503.3 | 1 | Honeywell | 2023-04-01 | redacted
Low Income - Power to Save | Outdoor Coil Cleaning | 0 | 0.1 | 0 | 275 | 1 | Honeywell | 2023-04-01 | redacted
Low Income - Power to Save | LI - DUCT | 0 | 0.4 | 0.12 | 775.77 | 1 | Honeywell | 2023-04-01 | redacted
Low Income - Power to Save | HVAC Inspection | 0 | 0.17 | 0 | 268.73 | 1 | Honeywell | 2023-04-01 | redacted
Low Income - Power to Save | LED Lights | 0 | 0 | 0 | 47.6 | 1 | Honeywell | 2023-04-01 | redacted
Low Income - Power to Save | Faucet Aerators | 0 | 0 | 0.02 | 110.58 | 1 | Honeywell | 2023-04-01 | redacted
Low Income - Power to Save | Low Flow Showerhead | 0 | 0.04 | 0.1 | 504.08 | 1 | Honeywell | 2023-04-01 | redacted
Low Income - Power to Save | Weather Strip/Caulk | 0 | 0.25 | 0.09 | 503.3 | 1 | Honeywell | 2023-04-01 | redacted
Low Income - Power to Save | Outdoor Coil Cleaning | 0 | 0.1 | 0 | 275 | 1 | Honeywell | 2023-04-01 | redacted
Low Income - Power to Save | LI - DUCT | 0 | 0.4 | 0.12 | 775.77 | 1 | Honeywell | 2023-04-01 | redacted
Low Income - Power to Save | HVAC Inspection | 0 | 0.17 | 0 | 268.73 | 1 | Honeywell | 2023-04-01 | redacted
Low Income - Power to Save | LED Lights | 0 | 0 | 0 | 47.6 | 1 | Honeywell | 2023-04-01 | redacted
Low Income - Power to Save | Faucet Aerators | 0 | 0 | 0.02 | 110.58 | 1 | Honeywell | 2023-04-01 | redacted
Low Income - Power to Save | Low Flow Showerhead | 0 | 0.04 | 0.1 | 504.08 | 1 | Honeywell | 2023-04-01 | redacted
Low Income - Power to Save | Weather Strip/Caulk | 0 | 0.25 | 0.09 | 503.3 | 1 | Honeywell | 2023-04-01 | redacted
Low Income - Power to Save | Outdoor Coil Cleaning | 0 | 0.1 | 0 | 275 | 1 | Honeywell | 2023-04-01 | redacted
Low Income - Power to Save | HVAC Inspection | 0 | 0.17 | 0 | 268.73 | 1 | Honeywell | 2023-04-01 | redacted
Low Income - Power to Save | LED Lights | 0 | 0 | 0 | 47.6 | 1 | Honeywell | 2023-04-01 | redacted
Low Income - Power to Save | Faucet Aerators | 0 | 0 | 0.02 | 110.58 | 1 | Honeywell | 2023-04-01 | redacted
Low Income - Power to Save | Low Flow Showerhead | 0 | 0.04 | 0.1 | 504.08 | 1 | Honeywell | 2023-04-01 | redacted
Low Income - Power to Save | Weather Strip/Caulk | 0 | 0.25 | 0.09 | 503.3 | 1 | Honeywell | 2023-04-01 | redacted
Low Income - Power to Save | Outdoor Coil Cleaning | 0 | 0.1 | 0 | 275 | 1 | Honeywell | 2023-04-01 | redacted
Low Income - Power to Save | LI - DUCT | 0 | 0.4 | 0.12 | 775.77 | 1 | Honeywell | 2023-04-01 | redacted
Low Income - Power to Save | HVAC Inspection | 0 | 0.17 | 0 | 268.73 | 1 | Honeywell | 2023-04-01 | redacted
Low Income - Power to Save | LED Lights | 0 | 0 | 0 | 47.6 | 1 | Honeywell | 2023-04-01 | redacted
Low Income - Power to Save | Faucet Aerators | 0 | 0 | 0.02 | 110.58 | 1 | Honeywell | 2023-04-01 | redacted
Low Income - Power to Save | Pipe Wrap | 0 | 0.01 | 0.03 | 143.65 | 1 | Honeywell | 2023-04-01 | redacted
Low Income - Power to Save | Weather Strip/Caulk | 0 | 0.25 | 0.09 | 503.3 | 1 | Honeywell | 2023-04-01 | redacted
Low Income - Power to Save | Outdoor Coil Cleaning | 0 | 0.1 | 0 | 275 | 1 | Honeywell | 2023-04-01 | redacted
Low Income - Power to Save | LI - DUCT | 0 | 0.4 | 0.12 | 775.77 | 1 | Honeywell | 2023-04-01 | redacted
Low Income - Power to Save | HVAC Inspection | 0 | 0.17 | 0 | 268.73 | 1 | Honeywell | 2023-04-01 | redacted
Low Income - Power to Save | LED Lights | 0 | 0 | 0 | 47.6 | 1 | Honeywell | 2023-04-01 | redacted
Low Income - Power to Save | Faucet Aerators | 0 | 0 | 0.02 | 110.58 | 1 | Honeywell | 2023-04-01 | redacted
Low Income - Power to Save | Low Flow Showerhead | 0 | 0.04 | 0.1 | 504.08 | 1 | Honeywell | 2023-04-01 | redacted
Low Income - Power to Save | Outdoor Coil Cleaning | 0 | 0.1 | 0 | 275 | 1 | Honeywell | 2023-04-01 | redacted
Low Income - Power to Save | LED Lights | 0 | 0 | 0 | 47.6 | 1 | Honeywell | 2023-04-01 | redacted
Low Income - Power to Save | Faucet Aerators | 0 | 0 | 0.02 | 110.58 | 1 | Honeywell | 2023-04-01 | redacted
Low Income - Power to Save | Low Flow Showerhead | 0 | 0.04 | 0.1 | 504.08 | 1 | Honeywell | 2023-04-01 | redacted
Low Income - Power to Save | Weather Strip/Caulk | 0 | 0.25 | 0.09 | 503.3 | 1 | Honeywell | 2023-04-01 | redacted
Low Income - Power to Save | Outdoor Coil Cleaning | 0 | 0.1 | 0 | 275 | 1 | Honeywell | 2023-04-01 | redacted
Low Income - Power to Save | LI - DUCT | 0 | 0.4 | 0.12 | 775.77 | 1 | Honeywell | 2023-04-01 | redacted
Low Income - Power to Save | HVAC Inspection | 0 | 0.17 | 0 | 268.73 | 1 | Honeywell | 2023-04-01 | redacted
Low Income - Power to Save | LED Lights | 0 | 0 | 0 | 47.6 | 1 | Honeywell | 2023-04-01 | redacted
Low Income - Power to Save | Faucet Aerators | 0 | 0 | 0.02 | 110.58 | 1 | Honeywell | 2023-04-01 | redacted
Low Income - Power to Save | Low Flow Showerhead | 0 | 0.04 | 0.1 | 504.08 | 1 | Honeywell | 2023-04-01 | redacted
Low Income - Power to Save | Weather Strip/Caulk | 0 | 0.25 | 0.09 | 503.3 | 1 | Honeywell | 2023-04-01 | redacted
Low Income - Power to Save | Outdoor Coil Cleaning | 0 | 0.1 | 0 | 275 | 1 | Honeywell | 2023-04-01 | redacted
Low Income - Power to Save | LI - DUCT | 0 | 0.4 | 0.12 | 775.77 | 1 | Honeywell | 2023-04-01 | redacted
Low Income - Power to Save | HVAC Inspection | 0 | 0.17 | 0 | 268.73 | 1 | Honeywell | 2023-04-01 | redacted
Low Income - Power to Save | LED Lights | 0 | 0 | 0 | 47.6 | 1 | Honeywell | 2023-04-01 | redacted
Low Income - Power to Save | Faucet Aerators | 0 | 0 | 0.02 | 110.58 | 1 | Honeywell | 2023-04-01 | redacted
Low Income - Power to Save | Weather Strip/Caulk | 0 | 0.25 | 0.09 | 503.3 | 1 | Honeywell | 2023-04-01 | redacted
Low Income - Power to Save | Outdoor Coil Cleaning | 0 | 0.1 | 0 | 275 | 1 | Honeywell | 2023-04-01 | redacted
Low Income - Power to Save | LI - DUCT | 0 | 0.4 | 0.12 | 775.77 | 1 | Honeywell | 2023-04-01 | redacted
Low Income - Power to Save | HVAC Inspection | 0 | 0.17 | 0 | 268.73 | 1 | Honeywell | 2023-04-01 | redacted
Low Income - Power to Save | LED Lights | 0 | 0 | 0 | 47.6 | 1 | Honeywell | 2023-04-01 | redacted
Low Income - Power to Save | Faucet Aerators | 0 | 0 | 0.02 | 110.58 | 1 | Honeywell | 2023-04-01 | redacted
Low Income - Power to Save | Low Flow Showerhead | 0 | 0.04 | 0.1 | 504.08 | 1 | Honeywell | 2023-04-01 | redacted
Low Income - Power to Save | Outdoor Coil Cleaning | 0 | 0.1 | 0 | 275 | 1 | Honeywell | 2023-04-01 | redacted
Low Income - Power to Save | HVAC Inspection | 0 | 0.17 | 0 | 268.73 | 1 | Honeywell | 2023-04-01 | redacted
Low Income - Power to Save | LED Lights | 0 | 0 | 0 | 47.6 | 1 | Honeywell | 2023-04-01 | redacted
Low Income - Power to Save | Outdoor Coil Cleaning | 0 | 0.1 | 0 | 275 | 1 | Honeywell | 2023-04-01 | redacted
Low Income - Power to Save | HVAC Inspection | 0 | 0.17 | 0 | 268.73 | 1 | Honeywell | 2023-04-01 | redacted
Low Income - Power to Save | LED Lights | 0 | 0 | 0 | 47.6 | 1 | Honeywell | 2023-04-01 | redacted
Low Income - Power to Save | Faucet Aerators | 0 | 0 | 0.02 | 110.58 | 1 | Honeywell | 2023-04-01 | redacted
Low Income - Power to Save | Low Flow Showerhead | 0 | 0.04 | 0.1 | 504.08 | 1 | Honeywell | 2023-04-01 | redacted
Low Income - Power to Save | Weather Strip/Caulk | 0 | 0.25 | 0.09 | 503.3 | 1 | Honeywell | 2023-04-01 | redacted
Low Income - Power to Save | LED Lights | 0 | 0 | 0 | 47.6 | 1 | Honeywell | 2023-04-01 | redacted
Low Income - Power to Save | Outdoor Coil Cleaning | 0 | 0.1 | 0 | 275 | 1 | Honeywell | 2023-04-01 | redacted
Low Income - Power to Save | HVAC Inspection | 0 | 0.17 | 0 | 268.73 | 1 | Honeywell | 2023-04-01 | redacted
Low Income - Power to Save | LED Lights | 0 | 0 | 0 | 47.6 | 1 | Honeywell | 2023-04-01 | redacted
Low Income - Power to Save | Faucet Aerators | 0 | 0 | 0.02 | 110.58 | 1 | Honeywell | 2023-04-01 | redacted
Low Income - Power to Save | Low Flow Showerhead | 0 | 0.04 | 0.1 | 504.08 | 1 | Honeywell | 2023-04-01 | redacted
Low Income - Power to Save | Weather Strip/Caulk | 0 | 0.25 | 0.09 | 503.3 | 1 | Honeywell | 2023-04-01 | redacted
Low Income - Power to Save | Outdoor Coil Cleaning | 0 | 0.1 | 0 | 275 | 1 | Honeywell | 2023-04-01 | redacted
Low Income - Power to Save | LI - DUCT | 0 | 0.4 | 0.12 | 775.77 | 1 | Honeywell | 2023-04-01 | redacted
Low Income - Power to Save | HVAC Inspection | 0 | 0.17 | 0 | 268.73 | 1 | Honeywell | 2023-04-01 | redacted
Low Income - Power to Save | LED Lights | 0 | 0 | 0 | 47.6 | 1 | Honeywell | 2023-04-01 | redacted
Low Income - Power to Save | Outdoor Coil Cleaning | 0 | 0.1 | 0 | 275 | 1 | Honeywell | 2023-04-01 | redacted
Low Income - Power to Save | LI - DUCT | 0 | 0.4 | 0.12 | 775.77 | 1 | Honeywell | 2023-04-01 | redacted
Low Income - Power to Save | HVAC Inspection | 0 | 0.17 | 0 | 268.73 | 1 | Honeywell | 2023-04-01 | redacted
Low Income - Power to Save | LED Lights | 0 | 0 | 0 | 47.6 | 1 | Honeywell | 2023-04-01 | redacted
Low Income - Power to Save | Faucet Aerators | 0 | 0 | 0.02 | 110.58 | 1 | Honeywell | 2023-04-01 | redacted
Low Income - Power to Save | Low Flow Showerhead | 0 | 0.04 | 0.1 | 504.08 | 1 | Honeywell | 2023-04-01 | redacted
Low Income - Power to Save | Weather Strip/Caulk | 0 | 0.25 | 0.09 | 503.3 | 1 | Honeywell | 2023-04-01 | redacted
Low Income - Power to Save | Outdoor Coil Cleaning | 0 | 0.1 | 0 | 275 | 1 | Honeywell | 2023-04-01 | redacted
Low Income - Power to Save | LI - DUCT | 0 | 0.4 | 0.12 | 775.77 | 1 | Honeywell | 2023-04-01 | redacted
Low Income - Power to Save | HVAC Inspection | 0 | 0.17 | 0 | 268.73 | 1 | Honeywell | 2023-04-01 | redacted
Low Income - Power to Save | LED Lights | 0 | 0 | 0 | 47.6 | 1 | Honeywell | 2023-04-01 | redacted
Low Income - Power to Save | Faucet Aerators | 0 | 0 | 0.02 | 110.58 | 1 | Honeywell | 2023-04-01 | redacted
Low Income - Power to Save | Low Flow Showerhead | 0 | 0.04 | 0.1 | 504.08 | 1 | Honeywell | 2023-04-01 | redacted
Low Income - Power to Save | Weather Strip/Caulk | 0 | 0.25 | 0.09 | 503.3 | 1 | Honeywell | 2023-04-01 | redacted
Low Income - Power to Save | Outdoor Coil Cleaning | 0 | 0.1 | 0 | 275 | 1 | Honeywell | 2023-04-01 | redacted
Low Income - Power to Save | LI - DUCT | 0 | 0.4 | 0.12 | 775.77 | 1 | Honeywell | 2023-04-01 | redacted
Low Income - Power to Save | HVAC Inspection | 0 | 0.17 | 0 | 268.73 | 1 | Honeywell | 2023-04-01 | redacted
Low Income - Power to Save | LED Lights | 0 | 0 | 0 | 47.6 | 1 | Honeywell | 2023-04-01 | redacted
Low Income - Power to Save | Faucet Aerators | 0 | 0 | 0.02 | 110.58 | 1 | Honeywell | 2023-04-01 | redacted
Low Income - Power to Save | Low Flow Showerhead | 0 | 0.04 | 0.1 | 504.08 | 1 | Honeywell | 2023-04-01 | redacted
Low Income - Power to Save | Weather Strip/Caulk | 0 | 0.25 | 0.09 | 503.3 | 1 | Honeywell | 2023-04-01 | redacted
Low Income - Power to Save | Outdoor Coil Cleaning | 0 | 0.1 | 0 | 275 | 1 | Honeywell | 2023-04-01 | redacted
Low Income - Power to Save | LI - DUCT | 0 | 0.4 | 0.12 | 775.77 | 1 | Honeywell | 2023-04-01 | redacted
Low Income - Power to Save | HVAC Inspection | 0 | 0.17 | 0 | 268.73 | 1 | Honeywell | 2023-04-01 | redacted
Low Income - Power to Save | LED Lights | 0 | 0 | 0 | 47.6 | 1 | Honeywell | 2023-04-01 | redacted
Low Income - Power to Save | Low Flow Showerhead | 0 | 0.04 | 0.1 | 504.08 | 1 | Honeywell | 2023-04-01 | redacted
Low Income - Power to Save | Outdoor Coil Cleaning | 0 | 0.1 | 0 | 275 | 1 | Honeywell | 2023-04-01 | redacted
Low Income - Power to Save | LI - DUCT | 0 | 0.4 | 0.12 | 775.77 | 1 | Honeywell | 2023-04-01 | redacted
Low Income - Power to Save | HVAC Inspection | 0 | 0.17 | 0 | 268.73 | 1 | Honeywell | 2023-04-01 | redacted
Low Income - Power to Save | LED Lights | 0 | 0 | 0 | 47.6 | 1 | Honeywell | 2023-04-01 | redacted
Low Income - Power to Save | Outdoor Coil Cleaning | 0 | 0.1 | 0 | 275 | 1 | Honeywell | 2023-04-01 | redacted
Low Income - Power to Save | HVAC Inspection | 0 | 0.17 | 0 | 268.73 | 1 | Honeywell | 2023-04-01 | redacted
Low Income - Power to Save | LED Lights | 0 | 0 | 0 | 47.6 | 1 | Honeywell | 2023-04-01 | redacted
Low Income - Power to Save | Faucet Aerators | 0 | 0 | 0.02 | 110.58 | 1 | Honeywell | 2023-04-01 | redacted
Low Income - Power to Save | Low Flow Showerhead | 0 | 0.04 | 0.1 | 504.08 | 1 | Honeywell | 2023-04-01 | redacted
Low Income - Power to Save | Weather Strip/Caulk | 0 | 0.25 | 0.09 | 503.3 | 1 | Honeywell | 2023-04-01 | redacted
Low Income - Power to Save | Outdoor Coil Cleaning | 0 | 0.1 | 0 | 275 | 1 | Honeywell | 2023-04-01 | redacted
Low Income - Power to Save | LI - DUCT | 0 | 0.4 | 0.12 | 775.77 | 1 | Honeywell | 2023-04-01 | redacted
Low Income - Power to Save | HVAC Inspection | 0 | 0.17 | 0 | 268.73 | 1 | Honeywell | 2023-04-01 | redacted
Low Income - Power to Save | LED Lights | 0 | 0 | 0 | 47.6 | 1 | Honeywell | 2023-04-01 | redacted
Low Income - Power to Save | Faucet Aerators | 0 | 0 | 0.02 | 110.58 | 1 | Honeywell | 2023-04-01 | redacted
Low Income - Power to Save | Low Flow Showerhead | 0 | 0.04 | 0.1 | 504.08 | 1 | Honeywell | 2023-04-01 | redacted
Low Income - Power to Save | Outdoor Coil Cleaning | 0 | 0.1 | 0 | 275 | 1 | Honeywell | 2023-04-01 | redacted
Low Income - Power to Save | LED Lights | 0 | 0 | 0 | 47.6 | 1 | Honeywell | 2023-04-01 | redacted
Low Income - Power to Save | Faucet Aerators | 0 | 0 | 0.02 | 110.58 | 1 | Honeywell | 2023-04-01 | redacted
Low Income - Power to Save | Low Flow Showerhead | 0 | 0.04 | 0.1 | 504.08 | 1 | Honeywell | 2023-04-01 | redacted
Low Income - Power to Save | Outdoor Coil Cleaning | 0 | 0.1 | 0 | 275 | 1 | Honeywell | 2023-04-01 | redacted
Low Income - Power to Save | LI - DUCT | 0 | 0.4 | 0.12 | 775.77 | 1 | Honeywell | 2023-04-01 | redacted
Low Income - Power to Save | HVAC Inspection | 0 | 0.17 | 0 | 268.73 | 1 | Honeywell | 2023-04-01 | redacted
Low Income - Power to Save | LED Lights | 0 | 0 | 0 | 47.6 | 1 | Honeywell | 2023-04-01 | redacted
Low Income - Power to Save | Low Flow Showerhead | 0 | 0.04 | 0.1 | 504.08 | 1 | Honeywell | 2023-04-01 | redacted
Low Income - Power to Save | Weather Strip/Caulk | 0 | 0.25 | 0.09 | 503.3 | 1 | Honeywell | 2023-04-01 | redacted
Low Income - Power to Save | Outdoor Coil Cleaning | 0 | 0.1 | 0 | 275 | 1 | Honeywell | 2023-04-01 | redacted
Low Income - Power to Save | LI - DUCT | 0 | 0.4 | 0.12 | 775.77 | 1 | Honeywell | 2023-04-01 | redacted
Low Income - Power to Save | HVAC Inspection | 0 | 0.17 | 0 | 268.73 | 1 | Honeywell | 2023-04-01 | redacted
Low Income - Power to Save | LED Lights | 0 | 0 | 0 | 47.6 | 1 | Honeywell | 2023-04-01 | redacted
Low Income - Power to Save | Faucet Aerators | 0 | 0 | 0.02 | 110.58 | 1 | Honeywell | 2023-04-01 | redacted
Low Income - Power to Save | Low Flow Showerhead | 0 | 0.04 | 0.1 | 504.08 | 1 | Honeywell | 2023-04-01 | redacted
Low Income - Power to Save | Weather Strip/Caulk | 0 | 0.25 | 0.09 | 503.3 | 1 | Honeywell | 2023-04-01 | redacted
Low Income - Power to Save | Outdoor Coil Cleaning | 0 | 0.1 | 0 | 275 | 1 | Honeywell | 2023-04-01 | redacted
Low Income - Power to Save | LI - DUCT | 0 | 0.4 | 0.12 | 775.77 | 1 | Honeywell | 2023-04-01 | redacted
Low Income - Power to Save | HVAC Inspection | 0 | 0.17 | 0 | 268.73 | 1 | Honeywell | 2023-04-01 | redacted
Low Income - Power to Save | LED Lights | 0 | 0 | 0 | 47.6 | 1 | Honeywell | 2023-04-01 | redacted
Low Income - Power to Save | Faucet Aerators | 0 | 0 | 0.02 | 110.58 | 1 | Honeywell | 2023-04-01 | redacted
Low Income - Power to Save | Low Flow Showerhead | 0 | 0.04 | 0.1 | 504.08 | 1 | Honeywell | 2023-04-01 | redacted
Low Income - Power to Save | LED Lights | 0 | 0 | 0 | 47.6 | 1 | Honeywell | 2023-04-01 | redacted
Low Income - Power to Save | Faucet Aerators | 0 | 0 | 0.02 | 110.58 | 1 | Honeywell | 2023-04-01 | redacted
Low Income - Power to Save | Low Flow Showerhead | 0 | 0.04 | 0.1 | 504.08 | 1 | Honeywell | 2023-04-01 | redacted
Low Income - Power to Save | Weather Strip/Caulk | 0 | 0.25 | 0.09 | 503.3 | 1 | Honeywell | 2023-04-01 | redacted
Low Income - Power to Save | Outdoor Coil Cleaning | 0 | 0.1 | 0 | 275 | 1 | Honeywell | 2023-04-01 | redacted
Low Income - Power to Save | LED Lights | 0 | 0 | 0 | 47.6 | 1 | Honeywell | 2023-04-01 | redacted
Low Income - Power to Save | Faucet Aerators | 0 | 0 | 0.02 | 110.58 | 1 | Honeywell | 2023-04-01 | redacted
Low Income - Power to Save | Low Flow Showerhead | 0 | 0.04 | 0.1 | 504.08 | 1 | Honeywell | 2023-04-01 | redacted
Low Income - Power to Save | Weather Strip/Caulk | 0 | 0.25 | 0.09 | 503.3 | 1 | Honeywell | 2023-04-01 | redacted
Low Income - Power to Save | Outdoor Coil Cleaning | 0 | 0.1 | 0 | 275 | 1 | Honeywell | 2023-04-01 | redacted
Low Income - Power to Save | LI - DUCT | 0 | 0.4 | 0.12 | 775.77 | 1 | Honeywell | 2023-04-01 | redacted
Low Income - Power to Save | HVAC Inspection | 0 | 0.17 | 0 | 268.73 | 1 | Honeywell | 2023-04-01 | redacted
Low Income - Power to Save | LED Lights | 0 | 0 | 0 | 47.6 | 1 | Honeywell | 2023-04-01 | redacted
Low Income - Power to Save | Faucet Aerators | 0 | 0 | 0.02 | 110.58 | 1 | Honeywell | 2023-04-01 | redacted
Low Income - Power to Save | Low Flow Showerhead | 0 | 0.04 | 0.1 | 504.08 | 1 | Honeywell | 2023-04-01 | redacted
Low Income - Power to Save | Outdoor Coil Cleaning | 0 | 0.1 | 0 | 275 | 1 | Honeywell | 2023-04-01 | redacted
Low Income - Power to Save | HVAC Inspection | 0 | 0.17 | 0 | 268.73 | 1 | Honeywell | 2023-04-01 | redacted
Low Income - Power to Save | LED Lights | 0 | 0 | 0 | 47.6 | 1 | Honeywell | 2023-04-01 | redacted
Low Income - Power to Save | Low Flow Showerhead | 0 | 0.04 | 0.1 | 504.08 | 1 | Honeywell | 2023-04-01 | redacted
Low Income - Power to Save | Pipe Wrap | 0 | 0.01 | 0.03 | 143.65 | 1 | Honeywell | 2023-04-01 | redacted
Low Income - Power to Save | Weather Strip/Caulk | 0 | 0.25 | 0.09 | 503.3 | 1 | Honeywell | 2023-04-01 | redacted
Low Income - Power to Save | Outdoor Coil Cleaning | 0 | 0.1 | 0 | 275 | 1 | Honeywell | 2023-04-01 | redacted
Low Income - Power to Save | LI - DUCT | 0 | 0.4 | 0.12 | 775.77 | 1 | Honeywell | 2023-04-01 | redacted
Low Income - Power to Save | HVAC Inspection | 0 | 0.17 | 0 | 268.73 | 1 | Honeywell | 2023-04-01 | redacted
Low Income - Power to Save | LED Lights | 0 | 0 | 0 | 47.6 | 1 | Honeywell | 2023-04-01 | redacted
Low Income - Power to Save | Faucet Aerators | 0 | 0 | 0.02 | 110.58 | 1 | Honeywell | 2023-04-01 | redacted
Low Income - Power to Save | Low Flow Showerhead | 0 | 0.04 | 0.1 | 504.08 | 1 | Honeywell | 2023-04-01 | redacted
Low Income - Power to Save | Weather Strip/Caulk | 0 | 0.25 | 0.09 | 503.3 | 1 | Honeywell | 2023-04-01 | redacted
Low Income - Power to Save | Outdoor Coil Cleaning | 0 | 0.1 | 0 | 275 | 1 | Honeywell | 2023-04-01 | redacted
Low Income - Power to Save | LI - DUCT | 0 | 0.4 | 0.12 | 775.77 | 1 | Honeywell | 2023-04-01 | redacted
Low Income - Power to Save | HVAC Inspection | 0 | 0.17 | 0 | 268.73 | 1 | Honeywell | 2023-04-01 | redacted
Low Income - Power to Save | LED Lights | 0 | 0 | 0 | 47.6 | 1 | Honeywell | 2023-04-01 | redacted
Low Income - Power to Save | Faucet Aerators | 0 | 0 | 0.02 | 110.58 | 1 | Honeywell | 2023-04-01 | redacted
Low Income - Power to Save | Low Flow Showerhead | 0 | 0.04 | 0.1 | 504.08 | 1 | Honeywell | 2023-04-01 | redacted
Low Income - Power to Save | Weather Strip/Caulk | 0 | 0.25 | 0.09 | 503.3 | 1 | Honeywell | 2023-04-01 | redacted
Low Income - Power to Save | LED Lights | 0 | 0 | 0 | 47.6 | 1 | Honeywell | 2023-04-01 | redacted
Low Income - Power to Save | Outdoor Coil Cleaning | 0 | 0.1 | 0 | 275 | 1 | Honeywell | 2023-04-01 | redacted
Low Income - Power to Save | HVAC Inspection | 0 | 0.17 | 0 | 268.73 | 1 | Honeywell | 2023-04-01 | redacted
Low Income - Power to Save | LED Lights | 0 | 0 | 0 | 47.6 | 1 | Honeywell | 2023-04-01 | redacted
Low Income - Power to Save | Faucet Aerators | 0 | 0 | 0.02 | 110.58 | 1 | Honeywell | 2023-04-01 | redacted
Low Income - Power to Save | Low Flow Showerhead | 0 | 0.04 | 0.1 | 504.08 | 1 | Honeywell | 2023-04-01 | redacted
Low Income - Power to Save | Pipe Wrap | 0 | 0.01 | 0.03 | 143.65 | 1 | Honeywell | 2023-04-01 | redacted
Low Income - Power to Save | Weather Strip/Caulk | 0 | 0.25 | 0.09 | 503.3 | 1 | Honeywell | 2023-04-01 | redacted
Low Income - Power to Save | Outdoor Coil Cleaning | 0 | 0.1 | 0 | 275 | 1 | Honeywell | 2023-04-01 | redacted
Low Income - Power to Save | LI - DUCT | 0 | 0.4 | 0.12 | 775.77 | 1 | Honeywell | 2023-04-01 | redacted
Low Income - Power to Save | HVAC Inspection | 0 | 0.17 | 0 | 268.73 | 1 | Honeywell | 2023-04-01 | redacted
Low Income - Power to Save | LED Lights | 0 | 0 | 0 | 47.6 | 1 | Honeywell | 2023-04-01 | redacted
Low Income - Power to Save | Faucet Aerators | 0 | 0 | 0.02 | 110.58 | 1 | Honeywell | 2023-04-01 | redacted
Low Income - Power to Save | Low Flow Showerhead | 0 | 0.04 | 0.1 | 504.08 | 1 | Honeywell | 2023-04-01 | redacted
Low Income - Power to Save | Weather Strip/Caulk | 0 | 0.25 | 0.09 | 503.3 | 1 | Honeywell | 2023-04-01 | redacted
Low Income - Power to Save | LED Lights | 0 | 0 | 0 | 47.6 | 1 | Honeywell | 2023-04-01 | redacted
Low Income - Power to Save | Faucet Aerators | 0 | 0 | 0.02 | 110.58 | 1 | Honeywell | 2023-04-01 | redacted
Low Income - Power to Save | Weather Strip/Caulk | 0 | 0.25 | 0.09 | 503.3 | 1 | Honeywell | 2023-04-01 | redacted
Low Income - Power to Save | Outdoor Coil Cleaning | 0 | 0.1 | 0 | 275 | 1 | Honeywell | 2023-04-01 | redacted
Low Income - Power to Save | LI - DUCT | 0 | 0.4 | 0.12 | 775.77 | 1 | Honeywell | 2023-04-01 | redacted
Low Income - Power to Save | HVAC Inspection | 0 | 0.17 | 0 | 268.73 | 1 | Honeywell | 2023-04-01 | redacted
Low Income - Power to Save | LED Lights | 0 | 0 | 0 | 47.6 | 1 | Honeywell | 2023-04-01 | redacted
Low Income - Power to Save | Faucet Aerators | 0 | 0 | 0.02 | 110.58 | 1 | Honeywell | 2023-04-01 | redacted
Low Income - Power to Save | Low Flow Showerhead | 0 | 0.04 | 0.1 | 504.08 | 1 | Honeywell | 2023-04-01 | redacted
Low Income - Power to Save | Outdoor Coil Cleaning | 0 | 0.1 | 0 | 275 | 1 | Honeywell | 2023-04-01 | redacted
Low Income - Power to Save | HVAC Inspection | 0 | 0.17 | 0 | 268.73 | 1 | Honeywell | 2023-04-01 | redacted
Low Income - Power to Save | LED Lights | 0 | 0 | 0 | 47.6 | 1 | Honeywell | 2023-04-01 | redacted
Low Income - Power to Save | Faucet Aerators | 0 | 0 | 0.02 | 110.58 | 1 | Honeywell | 2023-04-01 | redacted
Low Income - Power to Save | Low Flow Showerhead | 0 | 0.04 | 0.1 | 504.08 | 1 | Honeywell | 2023-04-01 | redacted
Low Income - Power to Save | Weather Strip/Caulk | 0 | 0.25 | 0.09 | 503.3 | 1 | Honeywell | 2023-04-01 | redacted
Low Income - Power to Save | Outdoor Coil Cleaning | 0 | 0.1 | 0 | 275 | 1 | Honeywell | 2023-04-01 | redacted
Low Income - Power to Save | LI - DUCT | 0 | 0.4 | 0.12 | 775.77 | 1 | Honeywell | 2023-04-01 | redacted
Low Income - Power to Save | HVAC Inspection | 0 | 0.17 | 0 | 268.73 | 1 | Honeywell | 2023-04-01 | redacted
Low Income - Power to Save | LED Lights | 0 | 0 | 0 | 47.6 | 1 | Honeywell | 2023-04-01 | redacted
Low Income - Power to Save | Low Flow Showerhead | 0 | 0.04 | 0.1 | 504.08 | 1 | Honeywell | 2023-04-01 | redacted
Low Income - Power to Save | Weather Strip/Caulk | 0 | 0.25 | 0.09 | 503.3 | 1 | Honeywell | 2023-04-01 | redacted
Low Income - Power to Save | Outdoor Coil Cleaning | 0 | 0.1 | 0 | 275 | 1 | Honeywell | 2023-04-01 | redacted
Low Income - Power to Save | LI - DUCT | 0 | 0.4 | 0.12 | 775.77 | 1 | Honeywell | 2023-04-01 | redacted
Low Income - Power to Save | HVAC Inspection | 0 | 0.17 | 0 | 268.73 | 1 | Honeywell | 2023-04-01 | redacted
Low Income - Power to Save | LED Lights | 0 | 0 | 0 | 47.6 | 1 | Honeywell | 2023-04-01 | redacted
Low Income - Power to Save | Faucet Aerators | 0 | 0 | 0.02 | 110.58 | 1 | Honeywell | 2023-04-01 | redacted
Low Income - Power to Save | Low Flow Showerhead | 0 | 0.04 | 0.1 | 504.08 | 1 | Honeywell | 2023-04-01 | redacted
Low Income - Power to Save | LED Lights | 0 | 0 | 0 | 47.6 | 1 | Honeywell | 2023-04-01 | redacted
Low Income - Power to Save | Faucet Aerators | 0 | 0 | 0.02 | 110.58 | 1 | Honeywell | 2023-04-01 | redacted
Low Income - Power to Save | Low Flow Showerhead | 0 | 0.04 | 0.1 | 504.08 | 1 | Honeywell | 2023-04-01 | redacted
Low Income - Power to Save | LED Lights | 0 | 0 | 0 | 47.6 | 1 | Honeywell | 2023-04-01 | redacted
Low Income - Power to Save | Low Flow Showerhead | 0 | 0.04 | 0.1 | 504.08 | 1 | Honeywell | 2023-04-01 | redacted
Low Income - Power to Save | Weather Strip/Caulk | 0 | 0.25 | 0.09 | 503.3 | 1 | Honeywell | 2023-04-01 | redacted
Low Income - Power to Save | Outdoor Coil Cleaning | 0 | 0.1 | 0 | 275 | 1 | Honeywell | 2023-04-01 | redacted
Low Income - Power to Save | LI - DUCT | 0 | 0.4 | 0.12 | 775.77 | 1 | Honeywell | 2023-04-01 | redacted
Low Income - Power to Save | HVAC Inspection | 0 | 0.17 | 0 | 268.73 | 1 | Honeywell | 2023-04-01 | redacted
Low Income - Power to Save | LED Lights | 0 | 0 | 0 | 47.6 | 1 | Honeywell | 2023-04-01 | redacted
Low Income - Power to Save | Faucet Aerators | 0 | 0 | 0.02 | 110.58 | 1 | Honeywell | 2023-04-01 | redacted
Low Income - Power to Save | Low Flow Showerhead | 0 | 0.04 | 0.1 | 504.08 | 1 | Honeywell | 2023-04-01 | redacted
Low Income - Power to Save | Outdoor Coil Cleaning | 0 | 0.1 | 0 | 275 | 1 | Honeywell | 2023-04-01 | redacted
Low Income - Power to Save | LED Lights | 0 | 0 | 0 | 47.6 | 1 | Honeywell | 2023-04-01 | redacted
Low Income - Power to Save | Faucet Aerators | 0 | 0 | 0.02 | 110.58 | 1 | Honeywell | 2023-04-01 | redacted
Low Income - Power to Save | Low Flow Showerhead | 0 | 0.04 | 0.1 | 504.08 | 1 | Honeywell | 2023-04-01 | redacted
Low Income - Power to Save | Weather Strip/Caulk | 0 | 0.25 | 0.09 | 503.3 | 1 | Honeywell | 2023-04-01 | redacted
Low Income - Power to Save | LED Lights | 0 | 0 | 0 | 47.6 | 1 | Honeywell | 2023-04-01 | redacted
Low Income - Power to Save | Faucet Aerators | 0 | 0 | 0.02 | 110.58 | 1 | Honeywell | 2023-04-01 | redacted
Low Income - Power to Save | Low Flow Showerhead | 0 | 0.04 | 0.1 | 504.08 | 1 | Honeywell | 2023-04-01 | redacted
Low Income - Power to Save | Weather Strip/Caulk | 0 | 0.25 | 0.09 | 503.3 | 1 | Honeywell | 2023-04-01 | redacted
Low Income - Power to Save | Outdoor Coil Cleaning | 0 | 0.1 | 0 | 275 | 1 | Honeywell | 2023-04-01 | redacted
Low Income - Power to Save | LI - DUCT | 0 | 0.4 | 0.12 | 775.77 | 1 | Honeywell | 2023-04-01 | redacted
Low Income - Power to Save | HVAC Inspection | 0 | 0.17 | 0 | 268.73 | 1 | Honeywell | 2023-04-01 | redacted
Low Income - Power to Save | LED Lights | 0 | 0 | 0 | 47.6 | 1 | Honeywell | 2023-04-01 | redacted
Low Income - Power to Save | Low Flow Showerhead | 0 | 0.04 | 0.1 | 504.08 | 1 | Honeywell | 2023-04-01 | redacted
Low Income - Power to Save | Pipe Wrap | 0 | 0.01 | 0.03 | 143.65 | 1 | Honeywell | 2023-04-01 | redacted
Low Income - Power to Save | Weather Strip/Caulk | 0 | 0.25 | 0.09 | 503.3 | 1 | Honeywell | 2023-04-01 | redacted
Low Income - Power to Save | Outdoor Coil Cleaning | 0 | 0.1 | 0 | 275 | 1 | Honeywell | 2023-04-01 | redacted
Low Income - Power to Save | LI - DUCT | 0 | 0.4 | 0.12 | 775.77 | 1 | Honeywell | 2023-04-01 | redacted
Low Income - Power to Save | HVAC Inspection | 0 | 0.17 | 0 | 268.73 | 1 | Honeywell | 2023-04-01 | redacted
Low Income - Power to Save | LED Lights | 0 | 0 | 0 | 47.6 | 1 | Honeywell | 2023-04-01 | redacted
Low Income - Power to Save | Faucet Aerators | 0 | 0 | 0.02 | 110.58 | 1 | Honeywell | 2023-04-01 | redacted
Low Income - Power to Save | Weather Strip/Caulk | 0 | 0.25 | 0.09 | 503.3 | 1 | Honeywell | 2023-04-01 | redacted
Low Income - Power to Save | Outdoor Coil Cleaning | 0 | 0.1 | 0 | 275 | 1 | Honeywell | 2023-04-01 | redacted
Low Income - Power to Save | LI - DUCT | 0 | 0.4 | 0.12 | 775.77 | 1 | Honeywell | 2023-04-01 | redacted
Low Income - Power to Save | HVAC Inspection | 0 | 0.17 | 0 | 268.73 | 1 | Honeywell | 2023-04-01 | redacted
Low Income - Power to Save | LED Lights | 0 | 0 | 0 | 47.6 | 1 | Honeywell | 2023-04-01 | redacted
Low Income - Power to Save | Faucet Aerators | 0 | 0 | 0.02 | 110.58 | 1 | Honeywell | 2023-04-01 | redacted
Low Income - Power to Save | Low Flow Showerhead | 0 | 0.04 | 0.1 | 504.08 | 1 | Honeywell | 2023-04-01 | redacted
Low Income - Power to Save | Weather Strip/Caulk | 0 | 0.25 | 0.09 | 503.3 | 1 | Honeywell | 2023-04-01 | redacted
Low Income - Power to Save | Outdoor Coil Cleaning | 0 | 0.1 | 0 | 275 | 1 | Honeywell | 2023-04-01 | redacted
Low Income - Power to Save | LI - DUCT | 0 | 0.4 | 0.12 | 775.77 | 1 | Honeywell | 2023-04-01 | redacted
Low Income - Power to Save | HVAC Inspection | 0 | 0.17 | 0 | 268.73 | 1 | Honeywell | 2023-04-01 | redacted
Low Income - Power to Save | LED Lights | 0 | 0 | 0 | 47.6 | 1 | Honeywell | 2023-04-01 | redacted
Low Income - Power to Save | Faucet Aerators | 0 | 0 | 0.02 | 110.58 | 1 | Honeywell | 2023-04-01 | redacted
Low Income - Power to Save | Low Flow Showerhead | 0 | 0.04 | 0.1 | 504.08 | 1 | Honeywell | 2023-04-01 | redacted
Low Income - Power to Save | Weather Strip/Caulk | 0 | 0.25 | 0.09 | 503.3 | 1 | Honeywell | 2023-04-01 | redacted
Low Income - Power to Save | Outdoor Coil Cleaning | 0 | 0.1 | 0 | 275 | 1 | Honeywell | 2023-04-01 | redacted
Low Income - Power to Save | LI - DUCT | 0 | 0.4 | 0.12 | 775.77 | 1 | Honeywell | 2023-04-01 | redacted
Low Income - Power to Save | HVAC Inspection | 0 | 0.17 | 0 | 268.73 | 1 | Honeywell | 2023-04-01 | redacted
Low Income - Power to Save | LED Lights | 0 | 0 | 0 | 47.6 | 1 | Honeywell | 2023-04-01 | redacted
Low Income - Power to Save | Low Flow Showerhead | 0 | 0.04 | 0.1 | 504.08 | 1 | Honeywell | 2023-04-01 | redacted
Low Income - Power to Save | Weather Strip/Caulk | 0 | 0.25 | 0.09 | 503.3 | 1 | Honeywell | 2023-04-01 | redacted
Low Income - Power to Save | Outdoor Coil Cleaning | 0 | 0.1 | 0 | 275 | 1 | Honeywell | 2023-04-01 | redacted
Low Income - Power to Save | LI - DUCT | 0 | 0.4 | 0.12 | 775.77 | 1 | Honeywell | 2023-04-01 | redacted
Low Income - Power to Save | HVAC Inspection | 0 | 0.17 | 0 | 268.73 | 1 | Honeywell | 2023-04-01 | redacted
Low Income - Power to Save | LED Lights | 0 | 0 | 0 | 47.6 | 1 | Honeywell | 2023-04-01 | redacted
Low Income - Power to Save | Faucet Aerators | 0 | 0 | 0.02 | 110.58 | 1 | Honeywell | 2023-04-01 | redacted
Low Income - Power to Save | Low Flow Showerhead | 0 | 0.04 | 0.1 | 504.08 | 1 | Honeywell | 2023-04-01 | redacted
Low Income - Power to Save | Weather Strip/Caulk | 0 | 0.25 | 0.09 | 503.3 | 1 | Honeywell | 2023-04-01 | redacted
Low Income - Power to Save | Outdoor Coil Cleaning | 0 | 0.1 | 0 | 275 | 1 | Honeywell | 2023-04-01 | redacted
Low Income - Power to Save | LI - DUCT | 0 | 0.4 | 0.12 | 775.77 | 1 | Honeywell | 2023-04-01 | redacted
Low Income - Power to Save | HVAC Inspection | 0 | 0.17 | 0 | 268.73 | 1 | Honeywell | 2023-04-01 | redacted
Low Income - Power to Save | LED Lights | 0 | 0 | 0 | 47.6 | 1 | Honeywell | 2023-04-01 | redacted
Low Income - Power to Save | Low Flow Showerhead | 0 | 0.04 | 0.1 | 504.08 | 1 | Honeywell | 2023-04-01 | redacted
Low Income - Power to Save | Weather Strip/Caulk | 0 | 0.25 | 0.09 | 503.3 | 1 | Honeywell | 2023-04-01 | redacted
Low Income - Power to Save | LED Lights | 0 | 0 | 0 | 47.6 | 1 | Honeywell | 2023-04-01 | redacted
Low Income - Power to Save | Low Flow Showerhead | 0 | 0.04 | 0.1 | 504.08 | 1 | Honeywell | 2023-04-01 | redacted
Low Income - Power to Save | Pipe Wrap | 0 | 0.01 | 0.03 | 143.65 | 1 | Honeywell | 2023-04-01 | redacted
Low Income - Power to Save | Weather Strip/Caulk | 0 | 0.25 | 0.09 | 503.3 | 1 | Honeywell | 2023-04-01 | redacted
Low Income - Power to Save | Outdoor Coil Cleaning | 0 | 0.1 | 0 | 275 | 1 | Honeywell | 2023-04-01 | redacted
Low Income - Power to Save | LI - DUCT | 0 | 0.4 | 0.12 | 775.77 | 1 | Honeywell | 2023-04-01 | redacted
Low Income - Power to Save | HVAC Inspection | 0 | 0.17 | 0 | 268.73 | 1 | Honeywell | 2023-04-01 | redacted
Low Income - Power to Save | LED Lights | 0 | 0 | 0 | 47.6 | 1 | Honeywell | 2023-04-01 | redacted
Low Income - Power to Save | Faucet Aerators | 0 | 0 | 0.02 | 110.58 | 1 | Honeywell | 2023-04-01 | redacted
Low Income - Power to Save | Low Flow Showerhead | 0 | 0.04 | 0.1 | 504.08 | 1 | Honeywell | 2023-04-01 | redacted
Low Income - Power to Save | Weather Strip/Caulk | 0 | 0.25 | 0.09 | 503.3 | 1 | Honeywell | 2023-04-01 | redacted
Low Income - Power to Save | Outdoor Coil Cleaning | 0 | 0.1 | 0 | 275 | 1 | Honeywell | 2023-04-01 | redacted
Low Income - Power to Save | LI - DUCT | 0 | 0.4 | 0.12 | 775.77 | 1 | Honeywell | 2023-04-01 | redacted
Low Income - Power to Save | HVAC Inspection | 0 | 0.17 | 0 | 268.73 | 1 | Honeywell | 2023-04-01 | redacted
Low Income - Power to Save | LED Lights | 0 | 0 | 0 | 47.6 | 1 | Honeywell | 2023-04-01 | redacted
Low Income - Power to Save | Faucet Aerators | 0 | 0 | 0.02 | 110.58 | 1 | Honeywell | 2023-04-01 | redacted
Low Income - Power to Save | Low Flow Showerhead | 0 | 0.04 | 0.1 | 504.08 | 1 | Honeywell | 2023-04-01 | redacted
Low Income - Power to Save | Weather Strip/Caulk | 0 | 0.25 | 0.09 | 503.3 | 1 | Honeywell | 2023-04-01 | redacted
Low Income - Power to Save | Outdoor Coil Cleaning | 0 | 0.1 | 0 | 275 | 1 | Honeywell | 2023-04-01 | redacted
Low Income - Power to Save | LI - DUCT | 0 | 0.4 | 0.12 | 775.77 | 1 | Honeywell | 2023-04-01 | redacted
Low Income - Power to Save | HVAC Inspection | 0 | 0.17 | 0 | 268.73 | 1 | Honeywell | 2023-04-01 | redacted
Low Income - Power to Save | LED Lights | 0 | 0 | 0 | 47.6 | 1 | Honeywell | 2023-04-01 | redacted
Low Income - Power to Save | Faucet Aerators | 0 | 0 | 0.02 | 110.58 | 1 | Honeywell | 2023-04-01 | redacted
Low Income - Power to Save | Low Flow Showerhead | 0 | 0.04 | 0.1 | 504.08 | 1 | Honeywell | 2023-04-01 | redacted
Low Income - Power to Save | Weather Strip/Caulk | 0 | 0.25 | 0.09 | 503.3 | 1 | Honeywell | 2023-04-01 | redacted
Low Income - Power to Save | Outdoor Coil Cleaning | 0 | 0.1 | 0 | 275 | 1 | Honeywell | 2023-04-01 | redacted
Low Income - Power to Save | LI - DUCT | 0 | 0.4 | 0.12 | 775.77 | 1 | Honeywell | 2023-04-01 | redacted
Low Income - Power to Save | HVAC Inspection | 0 | 0.17 | 0 | 268.73 | 1 | Honeywell | 2023-04-01 | redacted
Low Income - Power to Save | LED Lights | 0 | 0 | 0 | 47.6 | 1 | Honeywell | 2023-04-01 | redacted
Low Income - Power to Save | Faucet Aerators | 0 | 0 | 0.02 | 110.58 | 1 | Honeywell | 2023-04-01 | redacted
Low Income - Power to Save | Low Flow Showerhead | 0 | 0.04 | 0.1 | 504.08 | 1 | Honeywell | 2023-04-01 | redacted
Low Income - Power to Save | Weather Strip/Caulk | 0 | 0.25 | 0.09 | 503.3 | 1 | Honeywell | 2023-04-01 | redacted
Low Income - Power to Save | LED Lights | 0 | 0 | 0 | 47.6 | 1 | Honeywell | 2023-04-01 | redacted
Low Income - Power to Save | Faucet Aerators | 0 | 0 | 0.02 | 110.58 | 1 | Honeywell | 2023-04-01 | redacted
Low Income - Power to Save | Low Flow Showerhead | 0 | 0.04 | 0.1 | 504.08 | 1 | Honeywell | 2023-04-01 | redacted
Low Income - Power to Save | Weather Strip/Caulk | 0 | 0.25 | 0.09 | 503.3 | 1 | Honeywell | 2023-04-01 | redacted
Low Income - Power to Save | Outdoor Coil Cleaning | 0 | 0.1 | 0 | 275 | 1 | Honeywell | 2023-04-01 | redacted
Low Income - Power to Save | LI - DUCT | 0 | 0.4 | 0.12 | 775.77 | 1 | Honeywell | 2023-04-01 | redacted
Low Income - Power to Save | HVAC Inspection | 0 | 0.17 | 0 | 268.73 | 1 | Honeywell | 2023-04-01 | redacted
Low Income - Power to Save | LED Lights | 0 | 0 | 0 | 47.6 | 1 | Honeywell | 2023-04-01 | redacted
Low Income - Power to Save | Faucet Aerators | 0 | 0 | 0.02 | 110.58 | 1 | Honeywell | 2023-04-01 | redacted
Low Income - Power to Save | Low Flow Showerhead | 0 | 0.04 | 0.1 | 504.08 | 1 | Honeywell | 2023-04-01 | redacted
Low Income - Power to Save | LED Lights | 0 | 0 | 0 | 47.6 | 1 | Honeywell | 2023-04-01 | redacted
Low Income - Power to Save | Faucet Aerators | 0 | 0 | 0.02 | 110.58 | 1 | Honeywell | 2023-04-01 | redacted
Low Income - Power to Save | Low Flow Showerhead | 0 | 0.04 | 0.1 | 504.08 | 1 | Honeywell | 2023-04-01 | redacted
Low Income - Power to Save | Pipe Wrap | 0 | 0.01 | 0.03 | 143.65 | 1 | Honeywell | 2023-04-01 | redacted
Low Income - Power to Save | Weather Strip/Caulk | 0 | 0.25 | 0.09 | 503.3 | 1 | Honeywell | 2023-04-01 | redacted
Low Income - Power to Save | Outdoor Coil Cleaning | 0 | 0.1 | 0 | 275 | 1 | Honeywell | 2023-04-01 | redacted
Low Income - Power to Save | LI - DUCT | 0 | 0.4 | 0.12 | 775.77 | 1 | Honeywell | 2023-04-01 | redacted
Low Income - Power to Save | HVAC Inspection | 0 | 0.17 | 0 | 268.73 | 1 | Honeywell | 2023-04-01 | redacted
Low Income - Power to Save | LED Lights | 0 | 0 | 0 | 47.6 | 1 | Honeywell | 2023-04-01 | redacted
Low Income - Power to Save | Faucet Aerators | 0 | 0 | 0.02 | 110.58 | 1 | Honeywell | 2023-04-01 | redacted
Low Income - Power to Save | Low Flow Showerhead | 0 | 0.04 | 0.1 | 504.08 | 1 | Honeywell | 2023-04-01 | redacted
Low Income - Power to Save | Weather Strip/Caulk | 0 | 0.25 | 0.09 | 503.3 | 1 | Honeywell | 2023-04-01 | redacted
Low Income - Power to Save | Outdoor Coil Cleaning | 0 | 0.1 | 0 | 275 | 1 | Honeywell | 2023-04-01 | redacted
Low Income - Power to Save | LI - DUCT | 0 | 0.4 | 0.12 | 775.77 | 1 | Honeywell | 2023-04-01 | redacted
Low Income - Power to Save | HVAC Inspection | 0 | 0.17 | 0 | 268.73 | 1 | Honeywell | 2023-04-01 | redacted
Low Income - Power to Save | LED Lights | 0 | 0 | 0 | 47.6 | 1 | Honeywell | 2023-04-01 | redacted
Low Income - Power to Save | Faucet Aerators | 0 | 0 | 0.02 | 110.58 | 1 | Honeywell | 2023-04-01 | redacted
Low Income - Power to Save | Low Flow Showerhead | 0 | 0.04 | 0.1 | 504.08 | 1 | Honeywell | 2023-04-01 | redacted
Low Income - Power to Save | Weather Strip/Caulk | 0 | 0.25 | 0.09 | 503.3 | 1 | Honeywell | 2023-04-01 | redacted
Low Income - Power to Save | Outdoor Coil Cleaning | 0 | 0.1 | 0 | 275 | 1 | Honeywell | 2023-04-01 | redacted
Low Income - Power to Save | LED Lights | 0 | 0 | 0 | 47.6 | 1 | Honeywell | 2023-04-01 | redacted
Low Income - Power to Save | Faucet Aerators | 0 | 0 | 0.02 | 110.58 | 1 | Honeywell | 2023-04-01 | redacted
Low Income - Power to Save | Low Flow Showerhead | 0 | 0.04 | 0.1 | 504.08 | 1 | Honeywell | 2023-04-01 | redacted
Low Income - Power to Save | Outdoor Coil Cleaning | 0 | 0.1 | 0 | 275 | 1 | Honeywell | 2023-04-01 | redacted
Low Income - Power to Save | HVAC Inspection | 0 | 0.17 | 0 | 268.73 | 1 | Honeywell | 2023-04-01 | redacted
Low Income - Power to Save | LED Lights | 0 | 0 | 0 | 47.6 | 1 | Honeywell | 2023-04-01 | redacted
Low Income - Power to Save | Pipe Wrap | 0 | 0.01 | 0.03 | 143.65 | 1 | Honeywell | 2023-04-01 | redacted
Low Income - Power to Save | Weather Strip/Caulk | 0 | 0.25 | 0.09 | 503.3 | 1 | Honeywell | 2023-04-01 | redacted
Low Income - Power to Save | Outdoor Coil Cleaning | 0 | 0.1 | 0 | 275 | 1 | Honeywell | 2023-04-01 | redacted
Low Income - Power to Save | LI - DUCT | 0 | 0.4 | 0.12 | 775.77 | 1 | Honeywell | 2023-04-01 | redacted
Low Income - Power to Save | HVAC Inspection | 0 | 0.17 | 0 | 268.73 | 1 | Honeywell | 2023-04-01 | redacted
Low Income - Power to Save | LED Lights | 0 | 0 | 0 | 47.6 | 1 | Honeywell | 2023-04-01 | redacted
Low Income - Power to Save | Faucet Aerators | 0 | 0 | 0.02 | 110.58 | 1 | Honeywell | 2023-04-01 | redacted
Low Income - Power to Save | Weather Strip/Caulk | 0 | 0.25 | 0.09 | 503.3 | 1 | Honeywell | 2023-04-01 | redacted
Low Income - Power to Save | LED Lights | 0 | 0 | 0 | 47.6 | 1 | Honeywell | 2023-04-01 | redacted
Low Income - Power to Save | Faucet Aerators | 0 | 0 | 0.02 | 110.58 | 1 | Honeywell | 2023-04-01 | redacted
Low Income - Power to Save | Low Flow Showerhead | 0 | 0.04 | 0.1 | 504.08 | 1 | Honeywell | 2023-04-01 | redacted
Low Income - Power to Save | Weather Strip/Caulk | 0 | 0.25 | 0.09 | 503.3 | 1 | Honeywell | 2023-04-01 | redacted
Low Income - Power to Save | Outdoor Coil Cleaning | 0 | 0.1 | 0 | 275 | 1 | Honeywell | 2023-04-01 | redacted
Low Income - Power to Save | LI - DUCT | 0 | 0.4 | 0.12 | 775.77 | 1 | Honeywell | 2023-04-01 | redacted
Low Income - Power to Save | HVAC Inspection | 0 | 0.17 | 0 | 268.73 | 1 | Honeywell | 2023-04-01 | redacted
Low Income - Power to Save | LED Lights | 0 | 0 | 0 | 47.6 | 1 | Honeywell | 2023-04-01 | redacted
Low Income - Power to Save | LED Lights | 0 | 0 | 0 | 47.6 | 1 | Honeywell | 2023-04-01 | redacted
Low Income - Power to Save | Weather Strip/Caulk | 0 | 0.25 | 0.09 | 503.3 | 1 | Honeywell | 2023-04-01 | redacted
Low Income - Power to Save | Outdoor Coil Cleaning | 0 | 0.1 | 0 | 275 | 1 | Honeywell | 2023-04-01 | redacted
Low Income - Power to Save | HVAC Inspection | 0 | 0.17 | 0 | 268.73 | 1 | Honeywell | 2023-04-01 | redacted
Low Income - Power to Save | LED Lights | 0 | 0 | 0 | 47.6 | 1 | Honeywell | 2023-04-01 | redacted
Low Income - Power to Save | Faucet Aerators | 0 | 0 | 0.02 | 110.58 | 1 | Honeywell | 2023-04-01 | redacted
Low Income - Power to Save | Low Flow Showerhead | 0 | 0.04 | 0.1 | 504.08 | 1 | Honeywell | 2023-04-01 | redacted
Low Income - Power to Save | Weather Strip/Caulk | 0 | 0.25 | 0.09 | 503.3 | 1 | Honeywell | 2023-04-01 | redacted
Low Income - Power to Save | Outdoor Coil Cleaning | 0 | 0.1 | 0 | 275 | 1 | Honeywell | 2023-04-01 | redacted
Low Income - Power to Save | LI - DUCT | 0 | 0.4 | 0.12 | 775.77 | 1 | Honeywell | 2023-04-01 | redacted
Low Income - Power to Save | HVAC Inspection | 0 | 0.17 | 0 | 268.73 | 1 | Honeywell | 2023-04-01 | redacted
Low Income - Power to Save | LED Lights | 0 | 0 | 0 | 47.6 | 1 | Honeywell | 2023-04-01 | redacted
Low Income - Power to Save | Faucet Aerators | 0 | 0 | 0.02 | 110.58 | 1 | Honeywell | 2023-04-01 | redacted
Low Income - Power to Save | Low Flow Showerhead | 0 | 0.04 | 0.1 | 504.08 | 1 | Honeywell | 2023-04-01 | redacted
Low Income - Power to Save | Weather Strip/Caulk | 0 | 0.25 | 0.09 | 503.3 | 1 | Honeywell | 2023-04-01 | redacted
Low Income - Power to Save | Outdoor Coil Cleaning | 0 | 0.1 | 0 | 275 | 1 | Honeywell | 2023-04-01 | redacted
Low Income - Power to Save | LI - DUCT | 0 | 0.4 | 0.12 | 775.77 | 1 | Honeywell | 2023-04-01 | redacted
Low Income - Power to Save | HVAC Inspection | 0 | 0.17 | 0 | 268.73 | 1 | Honeywell | 2023-04-01 | redacted
Low Income - Power to Save | LED Lights | 0 | 0 | 0 | 47.6 | 1 | Honeywell | 2023-04-01 | redacted
Low Income - Power to Save | Faucet Aerators | 0 | 0 | 0.02 | 110.58 | 1 | Honeywell | 2023-04-01 | redacted
Low Income - Power to Save | Low Flow Showerhead | 0 | 0.04 | 0.1 | 504.08 | 1 | Honeywell | 2023-04-01 | redacted
Low Income - Power to Save | Weather Strip/Caulk | 0 | 0.25 | 0.09 | 503.3 | 1 | Honeywell | 2023-04-01 | redacted
Low Income - Power to Save | Outdoor Coil Cleaning | 0 | 0.1 | 0 | 275 | 1 | Honeywell | 2023-04-01 | redacted
Low Income - Power to Save | LI - DUCT | 0 | 0.4 | 0.12 | 775.77 | 1 | Honeywell | 2023-04-01 | redacted
Low Income - Power to Save | HVAC Inspection | 0 | 0.17 | 0 | 268.73 | 1 | Honeywell | 2023-04-01 | redacted
Low Income - Power to Save | LED Lights | 0 | 0 | 0 | 47.6 | 1 | Honeywell | 2023-04-01 | redacted
Low Income - Power to Save | Low Flow Showerhead | 0 | 0.04 | 0.1 | 504.08 | 1 | Honeywell | 2023-04-01 | redacted
Low Income - Power to Save | Pipe Wrap | 0 | 0.01 | 0.03 | 143.65 | 1 | Honeywell | 2023-04-01 | redacted
Low Income - Power to Save | Weather Strip/Caulk | 0 | 0.25 | 0.09 | 503.3 | 1 | Honeywell | 2023-04-01 | redacted
Low Income - Power to Save | Outdoor Coil Cleaning | 0 | 0.1 | 0 | 275 | 1 | Honeywell | 2023-04-01 | redacted
Low Income - Power to Save | LI - DUCT | 0 | 0.4 | 0.12 | 775.77 | 1 | Honeywell | 2023-04-01 | redacted
Low Income - Power to Save | HVAC Inspection | 0 | 0.17 | 0 | 268.73 | 1 | Honeywell | 2023-04-01 | redacted
Low Income - Power to Save | LED Lights | 0 | 0 | 0 | 47.6 | 1 | Honeywell | 2023-04-01 | redacted
Low Income - Power to Save | Faucet Aerators | 0 | 0 | 0.02 | 110.58 | 1 | Honeywell | 2023-04-01 | redacted
Low Income - Power to Save | Low Flow Showerhead | 0 | 0.04 | 0.1 | 504.08 | 1 | Honeywell | 2023-04-01 | redacted
Low Income - Power to Save | Weather Strip/Caulk | 0 | 0.25 | 0.09 | 503.3 | 1 | Honeywell | 2023-04-01 | redacted
Low Income - Power to Save | Outdoor Coil Cleaning | 0 | 0.1 | 0 | 275 | 1 | Honeywell | 2023-04-01 | redacted
Low Income - Power to Save | LI - DUCT | 0 | 0.4 | 0.12 | 775.77 | 1 | Honeywell | 2023-04-01 | redacted
Low Income - Power to Save | HVAC Inspection | 0 | 0.17 | 0 | 268.73 | 1 | Honeywell | 2023-04-01 | redacted
Low Income - Power to Save | LED Lights | 0 | 0 | 0 | 47.6 | 1 | Honeywell | 2023-04-01 | redacted
Low Income - Power to Save | Faucet Aerators | 0 | 0 | 0.02 | 110.58 | 1 | Honeywell | 2023-04-01 | redacted
Low Income - Power to Save | Low Flow Showerhead | 0 | 0.04 | 0.1 | 504.08 | 1 | Honeywell | 2023-04-01 | redacted
Low Income - Power to Save | Weather Strip/Caulk | 0 | 0.25 | 0.09 | 503.3 | 1 | Honeywell | 2023-04-01 | redacted
Low Income - Power to Save | Outdoor Coil Cleaning | 0 | 0.1 | 0 | 275 | 1 | Honeywell | 2023-04-01 | redacted
Low Income - Power to Save | LI - DUCT | 0 | 0.4 | 0.12 | 775.77 | 1 | Honeywell | 2023-04-01 | redacted
Low Income - Power to Save | HVAC Inspection | 0 | 0.17 | 0 | 268.73 | 1 | Honeywell | 2023-04-01 | redacted
Low Income - Power to Save | LED Lights | 0 | 0 | 0 | 47.6 | 1 | Honeywell | 2023-04-01 | redacted
Low Income - Power to Save | Faucet Aerators | 0 | 0 | 0.02 | 110.58 | 1 | Honeywell | 2023-04-01 | redacted
Low Income - Power to Save | Low Flow Showerhead | 0 | 0.04 | 0.1 | 504.08 | 1 | Honeywell | 2023-04-01 | redacted
Low Income - Power to Save | Pipe Wrap | 0 | 0.01 | 0.03 | 143.65 | 1 | Honeywell | 2023-04-01 | redacted
Low Income - Power to Save | Weather Strip/Caulk | 0 | 0.25 | 0.09 | 503.3 | 1 | Honeywell | 2023-04-01 | redacted
Low Income - Power to Save | Outdoor Coil Cleaning | 0 | 0.1 | 0 | 275 | 1 | Honeywell | 2023-04-01 | redacted
Low Income - Power to Save | LI - DUCT | 0 | 0.4 | 0.12 | 775.77 | 1 | Honeywell | 2023-04-01 | redacted
Low Income - Power to Save | HVAC Inspection | 0 | 0.17 | 0 | 268.73 | 1 | Honeywell | 2023-04-01 | redacted
Low Income - Power to Save | LED Lights | 0 | 0 | 0 | 47.6 | 1 | Honeywell | 2023-04-01 | redacted
Low Income - Power to Save | Faucet Aerators | 0 | 0 | 0.02 | 110.58 | 1 | Honeywell | 2023-04-01 | redacted
Low Income - Power to Save | Pipe Wrap | 0 | 0.01 | 0.03 | 143.65 | 1 | Honeywell | 2023-04-01 | redacted
Low Income - Power to Save | Weather Strip/Caulk | 0 | 0.25 | 0.09 | 503.3 | 1 | Honeywell | 2023-04-01 | redacted
Low Income - Power to Save | Outdoor Coil Cleaning | 0 | 0.1 | 0 | 275 | 1 | Honeywell | 2023-04-01 | redacted
Low Income - Power to Save | LI - DUCT | 0 | 0.4 | 0.12 | 775.77 | 1 | Honeywell | 2023-04-01 | redacted
Low Income - Power to Save | HVAC Inspection | 0 | 0.17 | 0 | 268.73 | 1 | Honeywell | 2023-04-01 | redacted
Low Income - Power to Save | LED Lights | 0 | 0 | 0 | 47.6 | 1 | Honeywell | 2023-04-01 | redacted
Low Income - Power to Save | Faucet Aerators | 0 | 0 | 0.02 | 110.58 | 1 | Honeywell | 2023-04-01 | redacted
Low Income - Power to Save | Low Flow Showerhead | 0 | 0.04 | 0.1 | 504.08 | 1 | Honeywell | 2023-04-01 | redacted
Low Income - Power to Save | Weather Strip/Caulk | 0 | 0.25 | 0.09 | 503.3 | 1 | Honeywell | 2023-04-01 | redacted
Low Income - Power to Save | Outdoor Coil Cleaning | 0 | 0.1 | 0 | 275 | 1 | Honeywell | 2023-04-01 | redacted
Low Income - Power to Save | LI - DUCT | 0 | 0.4 | 0.12 | 775.77 | 1 | Honeywell | 2023-04-01 | redacted
Low Income - Power to Save | HVAC Inspection | 0 | 0.17 | 0 | 268.73 | 1 | Honeywell | 2023-04-01 | redacted
Low Income - Power to Save | LED Lights | 0 | 0 | 0 | 47.6 | 1 | Honeywell | 2023-04-01 | redacted
Low Income - Power to Save | Faucet Aerators | 0 | 0 | 0.02 | 110.58 | 1 | Honeywell | 2023-04-01 | redacted
Low Income - Power to Save | Low Flow Showerhead | 0 | 0.04 | 0.1 | 504.08 | 1 | Honeywell | 2023-04-01 | redacted
Low Income - Power to Save | Weather Strip/Caulk | 0 | 0.25 | 0.09 | 503.3 | 1 | Honeywell | 2023-04-01 | redacted
Low Income - Power to Save | Outdoor Coil Cleaning | 0 | 0.1 | 0 | 275 | 1 | Honeywell | 2023-04-01 | redacted
Low Income - Power to Save | LI - DUCT | 0 | 0.4 | 0.12 | 775.77 | 1 | Honeywell | 2023-04-01 | redacted
Low Income - Power to Save | HVAC Inspection | 0 | 0.17 | 0 | 268.73 | 1 | Honeywell | 2023-04-01 | redacted
Low Income - Power to Save | LED Lights | 0 | 0 | 0 | 47.6 | 1 | Honeywell | 2023-04-01 | redacted
Low Income - Power to Save | Low Flow Showerhead | 0 | 0.04 | 0.1 | 504.08 | 1 | Honeywell | 2023-04-01 | redacted
Low Income - Power to Save | Weather Strip/Caulk | 0 | 0.25 | 0.09 | 503.3 | 1 | Honeywell | 2023-04-01 | redacted
Low Income - Power to Save | Outdoor Coil Cleaning | 0 | 0.1 | 0 | 275 | 1 | Honeywell | 2023-04-01 | redacted
Low Income - Power to Save | LI - DUCT | 0 | 0.4 | 0.12 | 775.77 | 1 | Honeywell | 2023-04-01 | redacted
Low Income - Power to Save | HVAC Inspection | 0 | 0.17 | 0 | 268.73 | 1 | Honeywell | 2023-04-01 | redacted
Low Income - Power to Save | LED Lights | 0 | 0 | 0 | 47.6 | 1 | Honeywell | 2023-04-01 | redacted
Low Income - Power to Save | Faucet Aerators | 0 | 0 | 0.02 | 110.58 | 1 | Honeywell | 2023-04-01 | redacted
Low Income - Power to Save | Low Flow Showerhead | 0 | 0.04 | 0.1 | 504.08 | 1 | Honeywell | 2023-04-01 | redacted
Low Income - Power to Save | Weather Strip/Caulk | 0 | 0.25 | 0.09 | 503.3 | 1 | Honeywell | 2023-04-01 | redacted
Low Income - Power to Save | Outdoor Coil Cleaning | 0 | 0.1 | 0 | 275 | 1 | Honeywell | 2023-04-01 | redacted
Low Income - Power to Save | LI - DUCT | 0 | 0.4 | 0.12 | 775.77 | 1 | Honeywell | 2023-04-01 | redacted
Low Income - Power to Save | HVAC Inspection | 0 | 0.17 | 0 | 268.73 | 1 | Honeywell | 2023-04-01 | redacted
Low Income - Power to Save | LED Lights | 0 | 0 | 0 | 47.6 | 1 | Honeywell | 2023-04-01 | redacted
Low Income - Power to Save | Low Flow Showerhead | 0 | 0.04 | 0.1 | 504.08 | 1 | Honeywell | 2023-04-01 | redacted
Low Income - Power to Save | Weather Strip/Caulk | 0 | 0.25 | 0.09 | 503.3 | 1 | Honeywell | 2023-04-01 | redacted
Low Income - Power to Save | Outdoor Coil Cleaning | 0 | 0.1 | 0 | 275 | 1 | Honeywell | 2023-04-01 | redacted
Low Income - Power to Save | LI - DUCT | 0 | 0.4 | 0.12 | 775.77 | 1 | Honeywell | 2023-04-01 | redacted
Low Income - Power to Save | HVAC Inspection | 0 | 0.17 | 0 | 268.73 | 1 | Honeywell | 2023-04-01 | redacted
Low Income - Power to Save | LED Lights | 0 | 0 | 0 | 47.6 | 1 | Honeywell | 2023-04-01 | redacted
Low Income - Power to Save | Faucet Aerators | 0 | 0 | 0.02 | 110.58 | 1 | Honeywell | 2023-04-01 | redacted
Low Income - Power to Save | Low Flow Showerhead | 0 | 0.04 | 0.1 | 504.08 | 1 | Honeywell | 2023-04-01 | redacted
Low Income - Power to Save | Pipe Wrap | 0 | 0.01 | 0.03 | 143.65 | 1 | Honeywell | 2023-04-01 | redacted
Low Income - Power to Save | Weather Strip/Caulk | 0 | 0.25 | 0.09 | 503.3 | 1 | Honeywell | 2023-04-01 | redacted
Low Income - Power to Save | Outdoor Coil Cleaning | 0 | 0.1 | 0 | 275 | 1 | Honeywell | 2023-04-01 | redacted
Low Income - Power to Save | HVAC Inspection | 0 | 0.17 | 0 | 268.73 | 1 | Honeywell | 2023-04-01 | redacted
Low Income - Power to Save | LED Lights | 0 | 0 | 0 | 47.6 | 1 | Honeywell | 2023-04-01 | redacted
Low Income - Power to Save | Outdoor Coil Cleaning | 0 | 0.1 | 0 | 275 | 1 | Honeywell | 2023-04-01 | redacted
Low Income - Power to Save | HVAC Inspection | 0 | 0.17 | 0 | 268.73 | 1 | Honeywell | 2023-04-01 | redacted
Low Income - Power to Save | LED Lights | 0 | 0 | 0 | 47.6 | 1 | Honeywell | 2023-04-01 | redacted
Low Income - Power to Save | Faucet Aerators | 0 | 0 | 0.02 | 110.58 | 1 | Honeywell | 2023-04-01 | redacted
Low Income - Power to Save | Low Flow Showerhead | 0 | 0.04 | 0.1 | 504.08 | 1 | Honeywell | 2023-04-01 | redacted
Low Income - Power to Save | Weather Strip/Caulk | 0 | 0.25 | 0.09 | 503.3 | 1 | Honeywell | 2023-04-01 | redacted
Low Income - Power to Save | Outdoor Coil Cleaning | 0 | 0.1 | 0 | 275 | 1 | Honeywell | 2023-04-01 | redacted
Low Income - Power to Save | LI - DUCT | 0 | 0.4 | 0.12 | 775.77 | 1 | Honeywell | 2023-04-01 | redacted
Low Income - Power to Save | HVAC Inspection | 0 | 0.17 | 0 | 268.73 | 1 | Honeywell | 2023-04-01 | redacted
Low Income - Power to Save | LED Lights | 0 | 0 | 0 | 47.6 | 1 | Honeywell | 2023-04-01 | redacted
Low Income - Power to Save | Low Flow Showerhead | 0 | 0.04 | 0.1 | 504.08 | 1 | Honeywell | 2023-04-01 | redacted
Low Income - Power to Save | Weather Strip/Caulk | 0 | 0.25 | 0.09 | 503.3 | 1 | Honeywell | 2023-04-01 | redacted
Low Income - Power to Save | Outdoor Coil Cleaning | 0 | 0.1 | 0 | 275 | 1 | Honeywell | 2023-04-01 | redacted
Low Income - Power to Save | LI - DUCT | 0 | 0.4 | 0.12 | 775.77 | 1 | Honeywell | 2023-04-01 | redacted
Low Income - Power to Save | HVAC Inspection | 0 | 0.17 | 0 | 268.73 | 1 | Honeywell | 2023-04-01 | redacted
Low Income - Power to Save | LED Lights | 0 | 0 | 0 | 47.6 | 1 | Honeywell | 2023-04-01 | redacted
Low Income - Power to Save | Faucet Aerators | 0 | 0 | 0.02 | 110.58 | 1 | Honeywell | 2023-04-01 | redacted
Low Income - Power to Save | Low Flow Showerhead | 0 | 0.04 | 0.1 | 504.08 | 1 | Honeywell | 2023-04-01 | redacted
Low Income - Power to Save | LED Lights | 0 | 0 | 0 | 47.6 | 1 | Honeywell | 2023-04-01 | redacted
Low Income - Power to Save | Faucet Aerators | 0 | 0 | 0.02 | 110.58 | 1 | Honeywell | 2023-04-01 | redacted
Low Income - Power to Save | Low Flow Showerhead | 0 | 0.04 | 0.1 | 504.08 | 1 | Honeywell | 2023-04-01 | redacted
Low Income - Power to Save | LED Lights | 0 | 0 | 0 | 47.6 | 1 | Honeywell | 2023-04-01 | redacted
Low Income - Power to Save | Faucet Aerators | 0 | 0 | 0.02 | 110.58 | 1 | Honeywell | 2023-04-01 | redacted
Low Income - Power to Save | Low Flow Showerhead | 0 | 0.04 | 0.1 | 504.08 | 1 | Honeywell | 2023-04-01 | redacted
Low Income - Power to Save | LED Lights | 0 | 0 | 0 | 47.6 | 1 | Honeywell | 2023-04-01 | redacted
Low Income - Power to Save | Faucet Aerators | 0 | 0 | 0.02 | 110.58 | 1 | Honeywell | 2023-04-01 | redacted
Low Income - Power to Save | Weather Strip/Caulk | 0 | 0.25 | 0.09 | 503.3 | 1 | Honeywell | 2023-04-01 | redacted
Low Income - Power to Save | Outdoor Coil Cleaning | 0 | 0.1 | 0 | 275 | 1 | Honeywell | 2023-04-01 | redacted
Low Income - Power to Save | LI - DUCT | 0 | 0.4 | 0.12 | 775.77 | 1 | Honeywell | 2023-04-01 | redacted
Low Income - Power to Save | HVAC Inspection | 0 | 0.17 | 0 | 268.73 | 1 | Honeywell | 2023-04-01 | redacted
Low Income - Power to Save | LED Lights | 0 | 0 | 0 | 47.6 | 1 | Honeywell | 2023-04-01 | redacted
Low Income - Power to Save | Faucet Aerators | 0 | 0 | 0.02 | 110.58 | 1 | Honeywell | 2023-04-01 | redacted
Low Income - Power to Save | Low Flow Showerhead | 0 | 0.04 | 0.1 | 504.08 | 1 | Honeywell | 2023-04-01 | redacted
Low Income - Power to Save | Weather Strip/Caulk | 0 | 0.25 | 0.09 | 503.3 | 1 | Honeywell | 2023-04-01 | redacted
Low Income - Power to Save | Outdoor Coil Cleaning | 0 | 0.1 | 0 | 275 | 1 | Honeywell | 2023-04-01 | redacted
Low Income - Power to Save | LED Lights | 0 | 0 | 0 | 47.6 | 1 | Honeywell | 2023-04-01 | redacted
Low Income - Power to Save | Pipe Wrap | 0 | 0.01 | 0.03 | 143.65 | 1 | Honeywell | 2023-04-01 | redacted
Low Income - Power to Save | LED Lights | 0 | 0 | 0 | 47.6 | 1 | Honeywell | 2023-04-01 | redacted
Low Income - Power to Save | Pipe Wrap | 0 | 0.01 | 0.03 | 143.65 | 1 | Honeywell | 2023-04-01 | redacted
Low Income - Power to Save | Weather Strip/Caulk | 0 | 0.25 | 0.09 | 503.3 | 1 | Honeywell | 2023-04-01 | redacted
Low Income - Power to Save | Outdoor Coil Cleaning | 0 | 0.1 | 0 | 275 | 1 | Honeywell | 2023-04-01 | redacted
Low Income - Power to Save | LI - DUCT | 0 | 0.4 | 0.12 | 775.77 | 1 | Honeywell | 2023-04-01 | redacted
Low Income - Power to Save | HVAC Inspection | 0 | 0.17 | 0 | 268.73 | 1 | Honeywell | 2023-04-01 | redacted
Low Income - Power to Save | LED Lights | 0 | 0 | 0 | 47.6 | 1 | Honeywell | 2023-04-01 | redacted
Low Income - Power to Save | Outdoor Coil Cleaning | 0 | 0.1 | 0 | 275 | 1 | Honeywell | 2023-04-01 | redacted
Low Income - Power to Save | LED Lights | 0 | 0 | 0 | 47.6 | 1 | Honeywell | 2023-04-01 | redacted
Low Income - Power to Save | Faucet Aerators | 0 | 0 | 0.02 | 110.58 | 1 | Honeywell | 2023-04-01 | redacted
Low Income - Power to Save | Low Flow Showerhead | 0 | 0.04 | 0.1 | 504.08 | 1 | Honeywell | 2023-04-01 | redacted
Low Income - Power to Save | Outdoor Coil Cleaning | 0 | 0.1 | 0 | 275 | 1 | Honeywell | 2023-04-01 | redacted
Low Income - Power to Save | LED Lights | 0 | 0 | 0 | 47.6 | 1 | Honeywell | 2023-04-01 | redacted
Low Income - Power to Save | Faucet Aerators | 0 | 0 | 0.02 | 110.58 | 1 | Honeywell | 2023-04-01 | redacted
Low Income - Power to Save | Low Flow Showerhead | 0 | 0.04 | 0.1 | 504.08 | 1 | Honeywell | 2023-04-01 | redacted
Low Income - Power to Save | Weather Strip/Caulk | 0 | 0.25 | 0.09 | 503.3 | 1 | Honeywell | 2023-04-01 | redacted
Low Income - Power to Save | Outdoor Coil Cleaning | 0 | 0.1 | 0 | 275 | 1 | Honeywell | 2023-04-01 | redacted
Low Income - Power to Save | LI - DUCT | 0 | 0.4 | 0.12 | 775.77 | 1 | Honeywell | 2023-04-01 | redacted
Low Income - Power to Save | HVAC Inspection | 0 | 0.17 | 0 | 268.73 | 1 | Honeywell | 2023-04-01 | redacted
Low Income - Power to Save | LED Lights | 0 | 0 | 0 | 47.6 | 1 | Honeywell | 2023-04-01 | redacted
Low Income - Power to Save | Faucet Aerators | 0 | 0 | 0.02 | 110.58 | 1 | Honeywell | 2023-04-01 | redacted
Low Income - Power to Save | Weather Strip/Caulk | 0 | 0.25 | 0.09 | 503.3 | 1 | Honeywell | 2023-04-01 | redacted
Low Income - Power to Save | LED Lights | 0 | 0 | 0 | 47.6 | 1 | Honeywell | 2023-04-01 | redacted
Low Income - Power to Save | Faucet Aerators | 0 | 0 | 0.02 | 110.58 | 1 | Honeywell | 2023-04-01 | redacted
Low Income - Power to Save | Low Flow Showerhead | 0 | 0.04 | 0.1 | 504.08 | 1 | Honeywell | 2023-04-01 | redacted
Low Income - Power to Save | LED Lights | 0 | 0 | 0 | 47.6 | 1 | Honeywell | 2023-04-01 | redacted
Low Income - Power to Save | Faucet Aerators | 0 | 0 | 0.02 | 110.58 | 1 | Honeywell | 2023-04-01 | redacted
Low Income - Power to Save | Low Flow Showerhead | 0 | 0.04 | 0.1 | 504.08 | 1 | Honeywell | 2023-04-01 | redacted
Low Income - Power to Save | Weather Strip/Caulk | 0 | 0.25 | 0.09 | 503.3 | 1 | Honeywell | 2023-04-01 | redacted
Low Income - Power to Save | Outdoor Coil Cleaning | 0 | 0.1 | 0 | 275 | 1 | Honeywell | 2023-04-01 | redacted
Low Income - Power to Save | LI - DUCT | 0 | 0.4 | 0.12 | 775.77 | 1 | Honeywell | 2023-04-01 | redacted
Low Income - Power to Save | HVAC Inspection | 0 | 0.17 | 0 | 268.73 | 1 | Honeywell | 2023-04-01 | redacted
Low Income - Power to Save | LED Lights | 0 | 0 | 0 | 47.6 | 1 | Honeywell | 2023-04-01 | redacted
Low Income - Power to Save | Faucet Aerators | 0 | 0 | 0.02 | 110.58 | 1 | Honeywell | 2023-04-01 | redacted
Low Income - Power to Save | Low Flow Showerhead | 0 | 0.04 | 0.1 | 504.08 | 1 | Honeywell | 2023-04-01 | redacted
Low Income - Power to Save | Pipe Wrap | 0 | 0.01 | 0.03 | 143.65 | 1 | Honeywell | 2023-04-01 | redacted
Low Income - Power to Save | Weather Strip/Caulk | 0 | 0.25 | 0.09 | 503.3 | 1 | Honeywell | 2023-04-01 | redacted
Low Income - Power to Save | LED Lights | 0 | 0 | 0 | 47.6 | 1 | Honeywell | 2023-04-01 | redacted
Low Income - Power to Save | Faucet Aerators | 0 | 0 | 0.02 | 110.58 | 1 | Honeywell | 2023-04-01 | redacted
Low Income - Power to Save | Low Flow Showerhead | 0 | 0.04 | 0.1 | 504.08 | 1 | Honeywell | 2023-04-01 | redacted
Low Income - Power to Save | Pipe Wrap | 0 | 0.01 | 0.03 | 143.65 | 1 | Honeywell | 2023-04-01 | redacted
Low Income - Power to Save | Weather Strip/Caulk | 0 | 0.25 | 0.09 | 503.3 | 1 | Honeywell | 2023-04-01 | redacted
Low Income - Power to Save | Outdoor Coil Cleaning | 0 | 0.1 | 0 | 275 | 1 | Honeywell | 2023-04-01 | redacted
Low Income - Power to Save | LI - DUCT | 0 | 0.4 | 0.12 | 775.77 | 1 | Honeywell | 2023-04-01 | redacted
Low Income - Power to Save | HVAC Inspection | 0 | 0.17 | 0 | 268.73 | 1 | Honeywell | 2023-04-01 | redacted
Low Income - Power to Save | LED Lights | 0 | 0 | 0 | 47.6 | 1 | Honeywell | 2023-04-01 | redacted
Low Income - Power to Save | Low Flow Showerhead | 0 | 0.04 | 0.1 | 504.08 | 1 | Honeywell | 2023-04-01 | redacted
Low Income - Power to Save | Weather Strip/Caulk | 0 | 0.25 | 0.09 | 503.3 | 1 | Honeywell | 2023-04-01 | redacted
Low Income - Power to Save | Outdoor Coil Cleaning | 0 | 0.1 | 0 | 275 | 1 | Honeywell | 2023-04-01 | redacted
Low Income - Power to Save | HVAC Inspection | 0 | 0.17 | 0 | 268.73 | 1 | Honeywell | 2023-04-01 | redacted
Low Income - Power to Save | LED Lights | 0 | 0 | 0 | 47.6 | 1 | Honeywell | 2023-04-01 | redacted
Low Income - Power to Save | Faucet Aerators | 0 | 0 | 0.02 | 110.58 | 1 | Honeywell | 2023-04-01 | redacted
Low Income - Power to Save | Weather Strip/Caulk | 0 | 0.25 | 0.09 | 503.3 | 1 | Honeywell | 2023-04-01 | redacted
Low Income - Power to Save | Outdoor Coil Cleaning | 0 | 0.1 | 0 | 275 | 1 | Honeywell | 2023-04-01 | redacted
Low Income - Power to Save | HVAC Inspection | 0 | 0.17 | 0 | 268.73 | 1 | Honeywell | 2023-04-01 | redacted
Low Income - Power to Save | LED Lights | 0 | 0 | 0 | 47.6 | 1 | Honeywell | 2023-04-01 | redacted
Low Income - Power to Save | Faucet Aerators | 0 | 0 | 0.02 | 110.58 | 1 | Honeywell | 2023-04-01 | redacted
Low Income - Power to Save | Low Flow Showerhead | 0 | 0.04 | 0.1 | 504.08 | 1 | Honeywell | 2023-04-01 | redacted
Low Income - Power to Save | Weather Strip/Caulk | 0 | 0.25 | 0.09 | 503.3 | 1 | Honeywell | 2023-04-01 | redacted
Low Income - Power to Save | Outdoor Coil Cleaning | 0 | 0.1 | 0 | 275 | 1 | Honeywell | 2023-04-01 | redacted
Low Income - Power to Save | LI - DUCT | 0 | 0.4 | 0.12 | 775.77 | 1 | Honeywell | 2023-04-01 | redacted
Low Income - Power to Save | HVAC Inspection | 0 | 0.17 | 0 | 268.73 | 1 | Honeywell | 2023-04-01 | redacted
Low Income - Power to Save | LED Lights | 0 | 0 | 0 | 47.6 | 1 | Honeywell | 2023-04-01 | redacted
Low Income - Power to Save | Faucet Aerators | 0 | 0 | 0.02 | 110.58 | 1 | Honeywell | 2023-04-01 | redacted
Low Income - Power to Save | Weather Strip/Caulk | 0 | 0.25 | 0.09 | 503.3 | 1 | Honeywell | 2023-04-01 | redacted
Low Income - Power to Save | Outdoor Coil Cleaning | 0 | 0.1 | 0 | 275 | 1 | Honeywell | 2023-04-01 | redacted
Low Income - Power to Save | LI - DUCT | 0 | 0.4 | 0.12 | 775.77 | 1 | Honeywell | 2023-04-01 | redacted
Low Income - Power to Save | HVAC Inspection | 0 | 0.17 | 0 | 268.73 | 1 | Honeywell | 2023-04-01 | redacted
Low Income - Power to Save | LED Lights | 0 | 0 | 0 | 47.6 | 1 | Honeywell | 2023-04-01 | redacted
Low Income - Power to Save | Faucet Aerators | 0 | 0 | 0.02 | 110.58 | 1 | Honeywell | 2023-04-01 | redacted
Low Income - Power to Save | Low Flow Showerhead | 0 | 0.04 | 0.1 | 504.08 | 1 | Honeywell | 2023-04-01 | redacted
Low Income - Power to Save | Weather Strip/Caulk | 0 | 0.25 | 0.09 | 503.3 | 1 | Honeywell | 2023-04-01 | redacted
Low Income - Power to Save | Outdoor Coil Cleaning | 0 | 0.1 | 0 | 275 | 1 | Honeywell | 2023-04-01 | redacted
Low Income - Power to Save | LI - DUCT | 0 | 0.4 | 0.12 | 775.77 | 1 | Honeywell | 2023-04-01 | redacted
Low Income - Power to Save | HVAC Inspection | 0 | 0.17 | 0 | 268.73 | 1 | Honeywell | 2023-04-01 | redacted
Low Income - Power to Save | LED Lights | 0 | 0 | 0 | 47.6 | 1 | Honeywell | 2023-04-01 | redacted
Low Income - Power to Save | Faucet Aerators | 0 | 0 | 0.02 | 110.58 | 1 | Honeywell | 2023-04-01 | redacted
Low Income - Power to Save | Weather Strip/Caulk | 0 | 0.25 | 0.09 | 503.3 | 1 | Honeywell | 2023-04-01 | redacted
Low Income - Power to Save | Outdoor Coil Cleaning | 0 | 0.1 | 0 | 275 | 1 | Honeywell | 2023-04-01 | redacted
Low Income - Power to Save | LI - DUCT | 0 | 0.4 | 0.12 | 775.77 | 1 | Honeywell | 2023-04-01 | redacted
Low Income - Power to Save | HVAC Inspection | 0 | 0.17 | 0 | 268.73 | 1 | Honeywell | 2023-04-01 | redacted
Low Income - Power to Save | LED Lights | 0 | 0 | 0 | 47.6 | 1 | Honeywell | 2023-04-01 | redacted
Low Income - Power to Save | Low Flow Showerhead | 0 | 0.04 | 0.1 | 504.08 | 1 | Honeywell | 2023-04-01 | redacted
Low Income - Power to Save | LED Lights | 0 | 0 | 0 | 47.6 | 1 | Honeywell | 2023-04-01 | redacted
Low Income - Power to Save | Faucet Aerators | 0 | 0 | 0.02 | 110.58 | 1 | Honeywell | 2023-04-01 | redacted
Low Income - Power to Save | Low Flow Showerhead | 0 | 0.04 | 0.1 | 504.08 | 1 | Honeywell | 2023-04-01 | redacted
Low Income - Power to Save | Weather Strip/Caulk | 0 | 0.25 | 0.09 | 503.3 | 1 | Honeywell | 2023-04-01 | redacted
Low Income - Power to Save | LED Lights | 0 | 0 | 0 | 47.6 | 1 | Honeywell | 2023-04-01 | redacted
Low Income - Power to Save | Faucet Aerators | 0 | 0 | 0.02 | 110.58 | 1 | Honeywell | 2023-04-01 | redacted
Low Income - Power to Save | Low Flow Showerhead | 0 | 0.04 | 0.1 | 504.08 | 1 | Honeywell | 2023-04-01 | redacted
Low Income - Power to Save | Pipe Wrap | 0 | 0.01 | 0.03 | 143.65 | 1 | Honeywell | 2023-04-01 | redacted
Low Income - Power to Save | Weather Strip/Caulk | 0 | 0.25 | 0.09 | 503.3 | 1 | Honeywell | 2023-04-01 | redacted
Low Income - Power to Save | Outdoor Coil Cleaning | 0 | 0.1 | 0 | 275 | 1 | Honeywell | 2023-04-01 | redacted
Low Income - Power to Save | LI - DUCT | 0 | 0.4 | 0.12 | 775.77 | 1 | Honeywell | 2023-04-01 | redacted
Low Income - Power to Save | HVAC Inspection | 0 | 0.17 | 0 | 268.73 | 1 | Honeywell | 2023-04-01 | redacted
Low Income - Power to Save | LED Lights | 0 | 0 | 0 | 47.6 | 1 | Honeywell | 2023-04-01 | redacted
Low Income - Power to Save | Faucet Aerators | 0 | 0 | 0.02 | 110.58 | 1 | Honeywell | 2023-04-01 | redacted
Low Income - Power to Save | Low Flow Showerhead | 0 | 0.04 | 0.1 | 504.08 | 1 | Honeywell | 2023-04-01 | redacted
Low Income - Power to Save | Pipe Wrap | 0 | 0.01 | 0.03 | 143.65 | 1 | Honeywell | 2023-04-01 | redacted
Low Income - Power to Save | Weather Strip/Caulk | 0 | 0.25 | 0.09 | 503.3 | 1 | Honeywell | 2023-04-01 | redacted
Low Income - Power to Save | Outdoor Coil Cleaning | 0 | 0.1 | 0 | 275 | 1 | Honeywell | 2023-04-01 | redacted
Low Income - Power to Save | LI - DUCT | 0 | 0.4 | 0.12 | 775.77 | 1 | Honeywell | 2023-04-01 | redacted
Low Income - Power to Save | HVAC Inspection | 0 | 0.17 | 0 | 268.73 | 1 | Honeywell | 2023-04-01 | redacted
Low Income - Power to Save | LED Lights | 0 | 0 | 0 | 47.6 | 1 | Honeywell | 2023-04-01 | redacted
Low Income - Power to Save | Faucet Aerators | 0 | 0 | 0.02 | 110.58 | 1 | Honeywell | 2023-04-01 | redacted
Low Income - Power to Save | Low Flow Showerhead | 0 | 0.04 | 0.1 | 504.08 | 1 | Honeywell | 2023-04-01 | redacted
Low Income - Power to Save | Weather Strip/Caulk | 0 | 0.25 | 0.09 | 503.3 | 1 | Honeywell | 2023-04-01 | redacted
Low Income - Power to Save | Outdoor Coil Cleaning | 0 | 0.1 | 0 | 275 | 1 | Honeywell | 2023-04-01 | redacted
Low Income - Power to Save | LI - DUCT | 0 | 0.4 | 0.12 | 775.77 | 1 | Honeywell | 2023-04-01 | redacted
Low Income - Power to Save | HVAC Inspection | 0 | 0.17 | 0 | 268.73 | 1 | Honeywell | 2023-04-01 | redacted
Low Income - Power to Save | LED Lights | 0 | 0 | 0 | 47.6 | 1 | Honeywell | 2023-04-01 | redacted
Low Income - Power to Save | Faucet Aerators | 0 | 0 | 0.02 | 110.58 | 1 | Honeywell | 2023-04-01 | redacted
Low Income - Power to Save | Low Flow Showerhead | 0 | 0.04 | 0.1 | 504.08 | 1 | Honeywell | 2023-04-01 | redacted
Low Income - Power to Save | Weather Strip/Caulk | 0 | 0.25 | 0.09 | 503.3 | 1 | Honeywell | 2023-04-01 | redacted
Low Income - Power to Save | Outdoor Coil Cleaning | 0 | 0.1 | 0 | 275 | 1 | Honeywell | 2023-04-01 | redacted
Low Income - Power to Save | LI - DUCT | 0 | 0.4 | 0.12 | 775.77 | 1 | Honeywell | 2023-04-01 | redacted
Low Income - Power to Save | HVAC Inspection | 0 | 0.17 | 0 | 268.73 | 1 | Honeywell | 2023-04-01 | redacted
Low Income - Power to Save | LED Lights | 0 | 0 | 0 | 47.6 | 1 | Honeywell | 2023-04-01 | redacted
Low Income - Power to Save | Faucet Aerators | 0 | 0 | 0.02 | 110.58 | 1 | Honeywell | 2023-04-01 | redacted
Low Income - Power to Save | Low Flow Showerhead | 0 | 0.04 | 0.1 | 504.08 | 1 | Honeywell | 2023-04-01 | redacted
Low Income - Power to Save | Weather Strip/Caulk | 0 | 0.25 | 0.09 | 503.3 | 1 | Honeywell | 2023-04-01 | redacted
Low Income - Power to Save | Outdoor Coil Cleaning | 0 | 0.1 | 0 | 275 | 1 | Honeywell | 2023-04-01 | redacted
Low Income - Power to Save | LI - DUCT | 0 | 0.4 | 0.12 | 775.77 | 1 | Honeywell | 2023-04-01 | redacted
Low Income - Power to Save | HVAC Inspection | 0 | 0.17 | 0 | 268.73 | 1 | Honeywell | 2023-04-01 | redacted
Low Income - Power to Save | LED Lights | 0 | 0 | 0 | 47.6 | 1 | Honeywell | 2023-04-01 | redacted
Low Income - Power to Save | Faucet Aerators | 0 | 0 | 0.02 | 110.58 | 1 | Honeywell | 2023-04-01 | redacted
Low Income - Power to Save | Low Flow Showerhead | 0 | 0.04 | 0.1 | 504.08 | 1 | Honeywell | 2023-04-01 | redacted
Low Income - Power to Save | Weather Strip/Caulk | 0 | 0.25 | 0.09 | 503.3 | 1 | Honeywell | 2023-04-01 | redacted
Low Income - Power to Save | Outdoor Coil Cleaning | 0 | 0.1 | 0 | 275 | 1 | Honeywell | 2023-04-01 | redacted
Low Income - Power to Save | LI - DUCT | 0 | 0.4 | 0.12 | 775.77 | 1 | Honeywell | 2023-04-01 | redacted
Low Income - Power to Save | HVAC Inspection | 0 | 0.17 | 0 | 268.73 | 1 | Honeywell | 2023-04-01 | redacted
Low Income - Power to Save | LED Lights | 0 | 0 | 0 | 47.6 | 1 | Honeywell | 2023-04-01 | redacted
Low Income - Power to Save | Faucet Aerators | 0 | 0 | 0.02 | 110.58 | 1 | Honeywell | 2023-04-01 | redacted
Low Income - Power to Save | Low Flow Showerhead | 0 | 0.04 | 0.1 | 504.08 | 1 | Honeywell | 2023-04-01 | redacted
Low Income - Power to Save | Weather Strip/Caulk | 0 | 0.25 | 0.09 | 503.3 | 1 | Honeywell | 2023-04-01 | redacted
Low Income - Power to Save | Outdoor Coil Cleaning | 0 | 0.1 | 0 | 275 | 1 | Honeywell | 2023-04-01 | redacted
Low Income - Power to Save | LI - DUCT | 0 | 0.4 | 0.12 | 775.77 | 1 | Honeywell | 2023-04-01 | redacted
Low Income - Power to Save | HVAC Inspection | 0 | 0.17 | 0 | 268.73 | 1 | Honeywell | 2023-04-01 | redacted
Low Income - Power to Save | LED Lights | 0 | 0 | 0 | 47.6 | 1 | Honeywell | 2023-04-01 | redacted
Low Income - Power to Save | Faucet Aerators | 0 | 0 | 0.02 | 110.58 | 1 | Honeywell | 2023-04-01 | redacted
Low Income - Power to Save | Low Flow Showerhead | 0 | 0.04 | 0.1 | 504.08 | 1 | Honeywell | 2023-04-01 | redacted
Low Income - Power to Save | Weather Strip/Caulk | 0 | 0.25 | 0.09 | 503.3 | 1 | Honeywell | 2023-04-01 | redacted
Low Income - Power to Save | Outdoor Coil Cleaning | 0 | 0.1 | 0 | 275 | 1 | Honeywell | 2023-04-01 | redacted
Low Income - Power to Save | LI - DUCT | 0 | 0.4 | 0.12 | 775.77 | 1 | Honeywell | 2023-04-01 | redacted
Low Income - Power to Save | HVAC Inspection | 0 | 0.17 | 0 | 268.73 | 1 | Honeywell | 2023-04-01 | redacted
Low Income - Power to Save | LED Lights | 0 | 0 | 0 | 47.6 | 1 | Honeywell | 2023-04-01 | redacted
Low Income - Power to Save | Faucet Aerators | 0 | 0 | 0.02 | 110.58 | 1 | Honeywell | 2023-04-01 | redacted
Low Income - Power to Save | Outdoor Coil Cleaning | 0 | 0.1 | 0 | 275 | 1 | Honeywell | 2023-04-01 | redacted
Low Income - Power to Save | HVAC Inspection | 0 | 0.17 | 0 | 268.73 | 1 | Honeywell | 2023-04-01 | redacted
Low Income - Power to Save | LED Lights | 0 | 0 | 0 | 47.6 | 1 | Honeywell | 2023-04-01 | redacted
Low Income - Power to Save | Outdoor Coil Cleaning | 0 | 0.1 | 0 | 275 | 1 | Honeywell | 2023-04-01 | redacted
Low Income - Power to Save | LED Lights | 0 | 0 | 0 | 47.6 | 1 | Honeywell | 2023-04-01 | redacted
Low Income - Power to Save | Faucet Aerators | 0 | 0 | 0.02 | 110.58 | 1 | Honeywell | 2023-04-01 | redacted
Low Income - Power to Save | Low Flow Showerhead | 0 | 0.04 | 0.1 | 504.08 | 1 | Honeywell | 2023-04-01 | redacted
Low Income - Power to Save | Outdoor Coil Cleaning | 0 | 0.1 | 0 | 275 | 1 | Honeywell | 2023-04-01 | redacted
Low Income - Power to Save | LI - DUCT | 0 | 0.4 | 0.12 | 775.77 | 1 | Honeywell | 2023-04-01 | redacted
Low Income - Power to Save | HVAC Inspection | 0 | 0.17 | 0 | 268.73 | 1 | Honeywell | 2023-04-01 | redacted
Low Income - Power to Save | LED Lights | 0 | 0 | 0 | 47.6 | 1 | Honeywell | 2023-04-01 | redacted
Low Income - Power to Save | Faucet Aerators | 0 | 0 | 0.02 | 110.58 | 1 | Honeywell | 2023-04-01 | redacted
Low Income - Power to Save | Low Flow Showerhead | 0 | 0.04 | 0.1 | 504.08 | 1 | Honeywell | 2023-04-01 | redacted
Low Income - Power to Save | Pipe Wrap | 0 | 0.01 | 0.03 | 143.65 | 1 | Honeywell | 2023-04-01 | redacted
Low Income - Power to Save | Weather Strip/Caulk | 0 | 0.25 | 0.09 | 503.3 | 1 | Honeywell | 2023-04-01 | redacted
Low Income - Power to Save | Outdoor Coil Cleaning | 0 | 0.1 | 0 | 275 | 1 | Honeywell | 2023-04-01 | redacted
Low Income - Power to Save | LI - DUCT | 0 | 0.4 | 0.12 | 775.77 | 1 | Honeywell | 2023-04-01 | redacted
Low Income - Power to Save | HVAC Inspection | 0 | 0.17 | 0 | 268.73 | 1 | Honeywell | 2023-04-01 | redacted
Low Income - Power to Save | LED Lights | 0 | 0 | 0 | 47.6 | 1 | Honeywell | 2023-04-01 | redacted
Low Income - Power to Save | Faucet Aerators | 0 | 0 | 0.02 | 110.58 | 1 | Honeywell | 2023-04-01 | redacted
Low Income - Power to Save | Low Flow Showerhead | 0 | 0.04 | 0.1 | 504.08 | 1 | Honeywell | 2023-04-01 | redacted
Low Income - Power to Save | Weather Strip/Caulk | 0 | 0.25 | 0.09 | 503.3 | 1 | Honeywell | 2023-04-01 | redacted
Low Income - Power to Save | Outdoor Coil Cleaning | 0 | 0.1 | 0 | 275 | 1 | Honeywell | 2023-04-01 | redacted
Low Income - Power to Save | LI - DUCT | 0 | 0.4 | 0.12 | 775.77 | 1 | Honeywell | 2023-04-01 | redacted
Low Income - Power to Save | HVAC Inspection | 0 | 0.17 | 0 | 268.73 | 1 | Honeywell | 2023-04-01 | redacted
Low Income - Power to Save | LED Lights | 0 | 0 | 0 | 47.6 | 1 | Honeywell | 2023-04-01 | redacted
Low Income - Power to Save | Faucet Aerators | 0 | 0 | 0.02 | 110.58 | 1 | Honeywell | 2023-04-01 | redacted
Low Income - Power to Save | Low Flow Showerhead | 0 | 0.04 | 0.1 | 504.08 | 1 | Honeywell | 2023-04-01 | redacted
Low Income - Power to Save | LED Lights | 0 | 0 | 0 | 47.6 | 1 | Honeywell | 2023-04-01 | redacted
Low Income - Power to Save | Faucet Aerators | 0 | 0 | 0.02 | 110.58 | 1 | Honeywell | 2023-04-01 | redacted
Low Income - Power to Save | Low Flow Showerhead | 0 | 0.04 | 0.1 | 504.08 | 1 | Honeywell | 2023-04-01 | redacted
Low Income - Power to Save | Weather Strip/Caulk | 0 | 0.25 | 0.09 | 503.3 | 1 | Honeywell | 2023-04-01 | redacted
Low Income - Power to Save | Outdoor Coil Cleaning | 0 | 0.1 | 0 | 275 | 1 | Honeywell | 2023-04-01 | redacted
Low Income - Power to Save | LI - DUCT | 0 | 0.4 | 0.12 | 775.77 | 1 | Honeywell | 2023-04-01 | redacted
Low Income - Power to Save | HVAC Inspection | 0 | 0.17 | 0 | 268.73 | 1 | Honeywell | 2023-04-01 | redacted
Low Income - Power to Save | LED Lights | 0 | 0 | 0 | 47.6 | 1 | Honeywell | 2023-04-01 | redacted
Low Income - Power to Save | Faucet Aerators | 0 | 0 | 0.02 | 110.58 | 1 | Honeywell | 2023-04-01 | redacted
Low Income - Power to Save | Low Flow Showerhead | 0 | 0.04 | 0.1 | 504.08 | 1 | Honeywell | 2023-04-01 | redacted
Low Income - Power to Save | Weather Strip/Caulk | 0 | 0.25 | 0.09 | 503.3 | 1 | Honeywell | 2023-04-01 | redacted
Low Income - Power to Save | Outdoor Coil Cleaning | 0 | 0.1 | 0 | 275 | 1 | Honeywell | 2023-04-01 | redacted
Low Income - Power to Save | LI - DUCT | 0 | 0.4 | 0.12 | 775.77 | 1 | Honeywell | 2023-04-01 | redacted
Low Income - Power to Save | HVAC Inspection | 0 | 0.17 | 0 | 268.73 | 1 | Honeywell | 2023-04-01 | redacted
Low Income - Power to Save | LED Lights | 0 | 0 | 0 | 47.6 | 1 | Honeywell | 2023-04-01 | redacted
Low Income - Power to Save | Faucet Aerators | 0 | 0 | 0.02 | 110.58 | 1 | Honeywell | 2023-04-01 | redacted
Low Income - Power to Save | Low Flow Showerhead | 0 | 0.04 | 0.1 | 504.08 | 1 | Honeywell | 2023-04-01 | redacted
Low Income - Power to Save | Weather Strip/Caulk | 0 | 0.25 | 0.09 | 503.3 | 1 | Honeywell | 2023-04-01 | redacted
Low Income - Power to Save | Outdoor Coil Cleaning | 0 | 0.1 | 0 | 275 | 1 | Honeywell | 2023-04-01 | redacted
Low Income - Power to Save | LI - DUCT | 0 | 0.4 | 0.12 | 775.77 | 1 | Honeywell | 2023-04-01 | redacted
Low Income - Power to Save | HVAC Inspection | 0 | 0.17 | 0 | 268.73 | 1 | Honeywell | 2023-04-01 | redacted
Low Income - Power to Save | LED Lights | 0 | 0 | 0 | 47.6 | 1 | Honeywell | 2023-04-01 | redacted
Low Income - Power to Save | LED Lights | 0 | 0 | 0 | 47.6 | 1 | Honeywell | 2023-04-01 | redacted
Low Income - Power to Save | Low Flow Showerhead | 0 | 0.04 | 0.1 | 504.08 | 1 | Honeywell | 2023-04-01 | redacted
Low Income - Power to Save | Weather Strip/Caulk | 0 | 0.25 | 0.09 | 503.3 | 1 | Honeywell | 2023-04-01 | redacted
Low Income - Power to Save | Outdoor Coil Cleaning | 0 | 0.1 | 0 | 275 | 1 | Honeywell | 2023-04-01 | redacted
Low Income - Power to Save | LI - DUCT | 0 | 0.4 | 0.12 | 775.77 | 1 | Honeywell | 2023-04-01 | redacted
Low Income - Power to Save | HVAC Inspection | 0 | 0.17 | 0 | 268.73 | 1 | Honeywell | 2023-04-01 | redacted
Low Income - Power to Save | LED Lights | 0 | 0 | 0 | 47.6 | 1 | Honeywell | 2023-04-01 | redacted
Low Income - Power to Save | Faucet Aerators | 0 | 0 | 0.02 | 110.58 | 1 | Honeywell | 2023-04-01 | redacted
Low Income - Power to Save | Low Flow Showerhead | 0 | 0.04 | 0.1 | 504.08 | 1 | Honeywell | 2023-04-01 | redacted
Low Income - Power to Save | Weather Strip/Caulk | 0 | 0.25 | 0.09 | 503.3 | 1 | Honeywell | 2023-04-01 | redacted
Low Income - Power to Save | Outdoor Coil Cleaning | 0 | 0.1 | 0 | 275 | 1 | Honeywell | 2023-04-01 | redacted
Low Income - Power to Save | LED Lights | 0 | 0 | 0 | 47.6 | 1 | Honeywell | 2023-04-01 | redacted
Low Income - Power to Save | Pipe Wrap | 0 | 0.01 | 0.03 | 143.65 | 1 | Honeywell | 2023-04-01 | redacted
Low Income - Power to Save | Weather Strip/Caulk | 0 | 0.25 | 0.09 | 503.3 | 1 | Honeywell | 2023-04-01 | redacted
Low Income - Power to Save | Outdoor Coil Cleaning | 0 | 0.1 | 0 | 275 | 1 | Honeywell | 2023-04-01 | redacted
Low Income - Power to Save | HVAC Inspection | 0 | 0.17 | 0 | 268.73 | 1 | Honeywell | 2023-04-01 | redacted
Low Income - Power to Save | LED Lights | 0 | 0 | 0 | 47.6 | 1 | Honeywell | 2023-04-01 | redacted
Low Income - Power to Save | Faucet Aerators | 0 | 0 | 0.02 | 110.58 | 1 | Honeywell | 2023-04-01 | redacted
Low Income - Power to Save | Low Flow Showerhead | 0 | 0.04 | 0.1 | 504.08 | 1 | Honeywell | 2023-04-01 | redacted
Low Income - Power to Save | Weather Strip/Caulk | 0 | 0.25 | 0.09 | 503.3 | 1 | Honeywell | 2023-04-01 | redacted
Low Income - Power to Save | Outdoor Coil Cleaning | 0 | 0.1 | 0 | 275 | 1 | Honeywell | 2023-04-01 | redacted
Low Income - Power to Save | LI - DUCT | 0 | 0.4 | 0.12 | 775.77 | 1 | Honeywell | 2023-04-01 | redacted
Low Income - Power to Save | HVAC Inspection | 0 | 0.17 | 0 | 268.73 | 1 | Honeywell | 2023-04-01 | redacted
Low Income - Power to Save | LED Lights | 0 | 0 | 0 | 47.6 | 1 | Honeywell | 2023-04-01 | redacted
Low Income - Power to Save | Faucet Aerators | 0 | 0 | 0.02 | 110.58 | 1 | Honeywell | 2023-04-01 | redacted
Low Income - Power to Save | Low Flow Showerhead | 0 | 0.04 | 0.1 | 504.08 | 1 | Honeywell | 2023-04-01 | redacted
Low Income - Power to Save | Pipe Wrap | 0 | 0.01 | 0.03 | 143.65 | 1 | Honeywell | 2023-04-01 | redacted
Low Income - Power to Save | Weather Strip/Caulk | 0 | 0.25 | 0.09 | 503.3 | 1 | Honeywell | 2023-04-01 | redacted
Low Income - Power to Save | Outdoor Coil Cleaning | 0 | 0.1 | 0 | 275 | 1 | Honeywell | 2023-04-01 | redacted
Low Income - Power to Save | LI - DUCT | 0 | 0.4 | 0.12 | 775.77 | 1 | Honeywell | 2023-04-01 | redacted
Low Income - Power to Save | HVAC Inspection | 0 | 0.17 | 0 | 268.73 | 1 | Honeywell | 2023-04-01 | redacted
Low Income - Power to Save | LED Lights | 0 | 0 | 0 | 47.6 | 1 | Honeywell | 2023-04-01 | redacted
Low Income - Power to Save | Faucet Aerators | 0 | 0 | 0.02 | 110.58 | 1 | Honeywell | 2023-04-01 | redacted
Low Income - Power to Save | Low Flow Showerhead | 0 | 0.04 | 0.1 | 504.08 | 1 | Honeywell | 2023-04-01 | redacted
Low Income - Power to Save | Weather Strip/Caulk | 0 | 0.25 | 0.09 | 503.3 | 1 | Honeywell | 2023-04-01 | redacted
Low Income - Power to Save | Outdoor Coil Cleaning | 0 | 0.1 | 0 | 275 | 1 | Honeywell | 2023-04-01 | redacted
Low Income - Power to Save | LI - DUCT | 0 | 0.4 | 0.12 | 775.77 | 1 | Honeywell | 2023-04-01 | redacted
Low Income - Power to Save | HVAC Inspection | 0 | 0.17 | 0 | 268.73 | 1 | Honeywell | 2023-04-01 | redacted
Low Income - Power to Save | LED Lights | 0 | 0 | 0 | 47.6 | 1 | Honeywell | 2023-04-01 | redacted
Low Income - Power to Save | Faucet Aerators | 0 | 0 | 0.02 | 110.58 | 1 | Honeywell | 2023-04-01 | redacted
Low Income - Power to Save | Low Flow Showerhead | 0 | 0.04 | 0.1 | 504.08 | 1 | Honeywell | 2023-04-01 | redacted
Low Income - Power to Save | Outdoor Coil Cleaning | 0 | 0.1 | 0 | 275 | 1 | Honeywell | 2023-04-01 | redacted
Low Income - Power to Save | LI - DUCT | 0 | 0.4 | 0.12 | 775.77 | 1 | Honeywell | 2023-04-01 | redacted
Low Income - Power to Save | HVAC Inspection | 0 | 0.17 | 0 | 268.73 | 1 | Honeywell | 2023-04-01 | redacted
Low Income - Power to Save | LED Lights | 0 | 0 | 0 | 47.6 | 1 | Honeywell | 2023-04-01 | redacted
Low Income - Power to Save | Low Flow Showerhead | 0 | 0.04 | 0.1 | 504.08 | 1 | Honeywell | 2023-04-01 | redacted
Low Income - Power to Save | Weather Strip/Caulk | 0 | 0.25 | 0.09 | 503.3 | 1 | Honeywell | 2023-04-01 | redacted
Low Income - Power to Save | Outdoor Coil Cleaning | 0 | 0.1 | 0 | 275 | 1 | Honeywell | 2023-04-01 | redacted
Low Income - Power to Save | LI - DUCT | 0 | 0.4 | 0.12 | 775.77 | 1 | Honeywell | 2023-04-01 | redacted
Low Income - Power to Save | HVAC Inspection | 0 | 0.17 | 0 | 268.73 | 1 | Honeywell | 2023-04-01 | redacted
Low Income - Power to Save | LED Lights | 0 | 0 | 0 | 47.6 | 1 | Honeywell | 2023-04-01 | redacted
Low Income - Power to Save | Low Flow Showerhead | 0 | 0.04 | 0.1 | 504.08 | 1 | Honeywell | 2023-04-01 | redacted
Low Income - Power to Save | Weather Strip/Caulk | 0 | 0.25 | 0.09 | 503.3 | 1 | Honeywell | 2023-04-01 | redacted
Low Income - Power to Save | Outdoor Coil Cleaning | 0 | 0.1 | 0 | 275 | 1 | Honeywell | 2023-04-01 | redacted
Low Income - Power to Save | LI - DUCT | 0 | 0.4 | 0.12 | 775.77 | 1 | Honeywell | 2023-04-01 | redacted
Low Income - Power to Save | HVAC Inspection | 0 | 0.17 | 0 | 268.73 | 1 | Honeywell | 2023-04-01 | redacted
Low Income - Power to Save | LED Lights | 0 | 0 | 0 | 47.6 | 1 | Honeywell | 2023-04-01 | redacted
Low Income - Power to Save | Faucet Aerators | 0 | 0 | 0.02 | 110.58 | 1 | Honeywell | 2023-04-01 | redacted
Low Income - Power to Save | Low Flow Showerhead | 0 | 0.04 | 0.1 | 504.08 | 1 | Honeywell | 2023-04-01 | redacted
Low Income - Power to Save | Weather Strip/Caulk | 0 | 0.25 | 0.09 | 503.3 | 1 | Honeywell | 2023-04-01 | redacted
Low Income - Power to Save | Outdoor Coil Cleaning | 0 | 0.1 | 0 | 275 | 1 | Honeywell | 2023-04-01 | redacted
Low Income - Power to Save | LI - DUCT | 0 | 0.4 | 0.12 | 775.77 | 1 | Honeywell | 2023-04-01 | redacted
Low Income - Power to Save | HVAC Inspection | 0 | 0.17 | 0 | 268.73 | 1 | Honeywell | 2023-04-01 | redacted
Low Income - Power to Save | LED Lights | 0 | 0 | 0 | 47.6 | 1 | Honeywell | 2023-04-01 | redacted
Low Income - Power to Save | Faucet Aerators | 0 | 0 | 0.02 | 110.58 | 1 | Honeywell | 2023-04-01 | redacted
Low Income - Power to Save | Low Flow Showerhead | 0 | 0.04 | 0.1 | 504.08 | 1 | Honeywell | 2023-04-01 | redacted
Low Income - Power to Save | Weather Strip/Caulk | 0 | 0.25 | 0.09 | 503.3 | 1 | Honeywell | 2023-04-01 | redacted
Low Income - Power to Save | LED Lights | 0 | 0 | 0 | 47.6 | 1 | Honeywell | 2023-04-01 | redacted
Low Income - Power to Save | Faucet Aerators | 0 | 0 | 0.02 | 110.58 | 1 | Honeywell | 2023-04-01 | redacted
Low Income - Power to Save | Low Flow Showerhead | 0 | 0.04 | 0.1 | 504.08 | 1 | Honeywell | 2023-04-01 | redacted
Low Income - Power to Save | Weather Strip/Caulk | 0 | 0.25 | 0.09 | 503.3 | 1 | Honeywell | 2023-04-01 | redacted
Low Income - Power to Save | Outdoor Coil Cleaning | 0 | 0.1 | 0 | 275 | 1 | Honeywell | 2023-04-01 | redacted
Low Income - Power to Save | LED Lights | 0 | 0 | 0 | 47.6 | 1 | Honeywell | 2023-04-01 | redacted
Low Income - Power to Save | Faucet Aerators | 0 | 0 | 0.02 | 110.58 | 1 | Honeywell | 2023-04-01 | redacted
Low Income - Power to Save | Low Flow Showerhead | 0 | 0.04 | 0.1 | 504.08 | 1 | Honeywell | 2023-04-01 | redacted
Low Income - Power to Save | Outdoor Coil Cleaning | 0 | 0.1 | 0 | 275 | 1 | Honeywell | 2023-04-01 | redacted
Low Income - Power to Save | LI - DUCT | 0 | 0.4 | 0.12 | 775.77 | 1 | Honeywell | 2023-04-01 | redacted
Low Income - Power to Save | HVAC Inspection | 0 | 0.17 | 0 | 268.73 | 1 | Honeywell | 2023-04-01 | redacted
Low Income - Power to Save | LED Lights | 0 | 0 | 0 | 47.6 | 1 | Honeywell | 2023-04-01 | redacted
Low Income - Power to Save | Faucet Aerators | 0 | 0 | 0.02 | 110.58 | 1 | Honeywell | 2023-04-01 | redacted
Low Income - Power to Save | Low Flow Showerhead | 0 | 0.04 | 0.1 | 504.08 | 1 | Honeywell | 2023-04-01 | redacted
Low Income - Power to Save | Weather Strip/Caulk | 0 | 0.25 | 0.09 | 503.3 | 1 | Honeywell | 2023-04-01 | redacted
Low Income - Power to Save | Outdoor Coil Cleaning | 0 | 0.1 | 0 | 275 | 1 | Honeywell | 2023-04-01 | redacted
Low Income - Power to Save | LI - DUCT | 0 | 0.4 | 0.12 | 775.77 | 1 | Honeywell | 2023-04-01 | redacted
Low Income - Power to Save | HVAC Inspection | 0 | 0.17 | 0 | 268.73 | 1 | Honeywell | 2023-04-01 | redacted
Low Income - Power to Save | LED Lights | 0 | 0 | 0 | 47.6 | 1 | Honeywell | 2023-04-01 | redacted
Low Income - Power to Save | Faucet Aerators | 0 | 0 | 0.02 | 110.58 | 1 | Honeywell | 2023-04-01 | redacted
Low Income - Power to Save | Low Flow Showerhead | 0 | 0.04 | 0.1 | 504.08 | 1 | Honeywell | 2023-04-01 | redacted
Low Income - Power to Save | Weather Strip/Caulk | 0 | 0.25 | 0.09 | 503.3 | 1 | Honeywell | 2023-04-01 | redacted
Low Income - Power to Save | Outdoor Coil Cleaning | 0 | 0.1 | 0 | 275 | 1 | Honeywell | 2023-04-01 | redacted
Low Income - Power to Save | LI - DUCT | 0 | 0.4 | 0.12 | 775.77 | 1 | Honeywell | 2023-04-01 | redacted
Low Income - Power to Save | HVAC Inspection | 0 | 0.17 | 0 | 268.73 | 1 | Honeywell | 2023-04-01 | redacted
Low Income - Power to Save | LED Lights | 0 | 0 | 0 | 47.6 | 1 | Honeywell | 2023-04-01 | redacted
Low Income - Power to Save | Faucet Aerators | 0 | 0 | 0.02 | 110.58 | 1 | Honeywell | 2023-04-01 | redacted
Low Income - Power to Save | Low Flow Showerhead | 0 | 0.04 | 0.1 | 504.08 | 1 | Honeywell | 2023-04-01 | redacted
Low Income - Power to Save | LED Lights | 0 | 0 | 0 | 47.6 | 1 | Honeywell | 2023-04-01 | redacted
Low Income - Power to Save | Low Flow Showerhead | 0 | 0.04 | 0.1 | 504.08 | 1 | Honeywell | 2023-04-01 | redacted
Low Income - Power to Save | Weather Strip/Caulk | 0 | 0.25 | 0.09 | 503.3 | 1 | Honeywell | 2023-04-01 | redacted
Low Income - Power to Save | Outdoor Coil Cleaning | 0 | 0.1 | 0 | 275 | 1 | Honeywell | 2023-04-01 | redacted
Low Income - Power to Save | LI - DUCT | 0 | 0.4 | 0.12 | 775.77 | 1 | Honeywell | 2023-04-01 | redacted
Low Income - Power to Save | HVAC Inspection | 0 | 0.17 | 0 | 268.73 | 1 | Honeywell | 2023-04-01 | redacted
Low Income - Power to Save | LED Lights | 0 | 0 | 0 | 47.6 | 1 | Honeywell | 2023-04-01 | redacted
Low Income - Power to Save | Faucet Aerators | 0 | 0 | 0.02 | 110.58 | 1 | Honeywell | 2023-04-01 | redacted
Low Income - Power to Save | Low Flow Showerhead | 0 | 0.04 | 0.1 | 504.08 | 1 | Honeywell | 2023-04-01 | redacted
Low Income - Power to Save | LED Lights | 0 | 0 | 0 | 47.6 | 1 | Honeywell | 2023-04-01 | redacted
Low Income - Power to Save | Weather Strip/Caulk | 0 | 0.25 | 0.09 | 503.3 | 1 | Honeywell | 2023-04-01 | redacted
Low Income - Power to Save | Outdoor Coil Cleaning | 0 | 0.1 | 0 | 275 | 1 | Honeywell | 2023-04-01 | redacted
Low Income - Power to Save | LI - DUCT | 0 | 0.4 | 0.12 | 775.77 | 1 | Honeywell | 2023-04-01 | redacted
Low Income - Power to Save | HVAC Inspection | 0 | 0.17 | 0 | 268.73 | 1 | Honeywell | 2023-04-01 | redacted
Low Income - Power to Save | LED Lights | 0 | 0 | 0 | 47.6 | 1 | Honeywell | 2023-04-01 | redacted
Low Income - Power to Save | Pipe Wrap | 0 | 0.01 | 0.03 | 143.65 | 1 | Honeywell | 2023-04-01 | redacted
Low Income - Power to Save | Outdoor Coil Cleaning | 0 | 0.1 | 0 | 275 | 1 | Honeywell | 2023-04-01 | redacted
Low Income - Power to Save | LI - DUCT | 0 | 0.4 | 0.12 | 775.77 | 1 | Honeywell | 2023-04-01 | redacted
Low Income - Power to Save | HVAC Inspection | 0 | 0.17 | 0 | 268.73 | 1 | Honeywell | 2023-04-01 | redacted
Low Income - Power to Save | LED Lights | 0 | 0 | 0 | 47.6 | 1 | Honeywell | 2023-04-01 | redacted
Low Income - Power to Save | Faucet Aerators | 0 | 0 | 0.02 | 110.58 | 1 | Honeywell | 2023-04-01 | redacted
Low Income - Power to Save | Low Flow Showerhead | 0 | 0.04 | 0.1 | 504.08 | 1 | Honeywell | 2023-04-01 | redacted
Low Income - Power to Save | LED Lights | 0 | 0 | 0 | 47.6 | 1 | Honeywell | 2023-04-01 | redacted
Low Income - Power to Save | Low Flow Showerhead | 0 | 0.04 | 0.1 | 504.08 | 1 | Honeywell | 2023-04-01 | redacted
Low Income - Power to Save | Weather Strip/Caulk | 0 | 0.25 | 0.09 | 503.3 | 1 | Honeywell | 2023-04-01 | redacted
Low Income - Power to Save | Outdoor Coil Cleaning | 0 | 0.1 | 0 | 275 | 1 | Honeywell | 2023-04-01 | redacted
Low Income - Power to Save | LI - DUCT | 0 | 0.4 | 0.12 | 775.77 | 1 | Honeywell | 2023-04-01 | redacted
Low Income - Power to Save | HVAC Inspection | 0 | 0.17 | 0 | 268.73 | 1 | Honeywell | 2023-04-01 | redacted
Low Income - Power to Save | LED Lights | 0 | 0 | 0 | 47.6 | 1 | Honeywell | 2023-04-01 | redacted
Low Income - Power to Save | Faucet Aerators | 0 | 0 | 0.02 | 110.58 | 1 | Honeywell | 2023-04-01 | redacted
Low Income - Power to Save | Low Flow Showerhead | 0 | 0.04 | 0.1 | 504.08 | 1 | Honeywell | 2023-04-01 | redacted
Low Income - Power to Save | Weather Strip/Caulk | 0 | 0.25 | 0.09 | 503.3 | 1 | Honeywell | 2023-04-01 | redacted
Low Income - Power to Save | Outdoor Coil Cleaning | 0 | 0.1 | 0 | 275 | 1 | Honeywell | 2023-04-01 | redacted
Low Income - Power to Save | LI - DUCT | 0 | 0.4 | 0.12 | 775.77 | 1 | Honeywell | 2023-04-01 | redacted
Low Income - Power to Save | HVAC Inspection | 0 | 0.17 | 0 | 268.73 | 1 | Honeywell | 2023-04-01 | redacted
Low Income - Power to Save | LED Lights | 0 | 0 | 0 | 47.6 | 1 | Honeywell | 2023-04-01 | redacted
Low Income - Power to Save | Faucet Aerators | 0 | 0 | 0.02 | 110.58 | 1 | Honeywell | 2023-04-01 | redacted
Low Income - Power to Save | Low Flow Showerhead | 0 | 0.04 | 0.1 | 504.08 | 1 | Honeywell | 2023-04-01 | redacted
Low Income - Power to Save | Weather Strip/Caulk | 0 | 0.25 | 0.09 | 503.3 | 1 | Honeywell | 2023-04-01 | redacted
Low Income - Power to Save | Outdoor Coil Cleaning | 0 | 0.1 | 0 | 275 | 1 | Honeywell | 2023-04-01 | redacted
Low Income - Power to Save | LI - DUCT | 0 | 0.4 | 0.12 | 775.77 | 1 | Honeywell | 2023-04-01 | redacted
Low Income - Power to Save | HVAC Inspection | 0 | 0.17 | 0 | 268.73 | 1 | Honeywell | 2023-04-01 | redacted
Low Income - Power to Save | LED Lights | 0 | 0 | 0 | 47.6 | 1 | Honeywell | 2023-04-01 | redacted
Low Income - Power to Save | Faucet Aerators | 0 | 0 | 0.02 | 110.58 | 1 | Honeywell | 2023-04-01 | redacted
Low Income - Power to Save | Low Flow Showerhead | 0 | 0.04 | 0.1 | 504.08 | 1 | Honeywell | 2023-04-01 | redacted
Low Income - Power to Save | Weather Strip/Caulk | 0 | 0.25 | 0.09 | 503.3 | 1 | Honeywell | 2023-04-01 | redacted
Low Income - Power to Save | Outdoor Coil Cleaning | 0 | 0.1 | 0 | 275 | 1 | Honeywell | 2023-04-01 | redacted
Low Income - Power to Save | LI - DUCT | 0 | 0.4 | 0.12 | 775.77 | 1 | Honeywell | 2023-04-01 | redacted
Low Income - Power to Save | HVAC Inspection | 0 | 0.17 | 0 | 268.73 | 1 | Honeywell | 2023-04-01 | redacted
Low Income - Power to Save | LED Lights | 0 | 0 | 0 | 47.6 | 1 | Honeywell | 2023-04-01 | redacted
Low Income - Power to Save | Faucet Aerators | 0 | 0 | 0.02 | 110.58 | 1 | Honeywell | 2023-04-01 | redacted
Low Income - Power to Save | Low Flow Showerhead | 0 | 0.04 | 0.1 | 504.08 | 1 | Honeywell | 2023-04-01 | redacted
Low Income - Power to Save | Weather Strip/Caulk | 0 | 0.25 | 0.09 | 503.3 | 1 | Honeywell | 2023-04-01 | redacted
Low Income - Power to Save | Outdoor Coil Cleaning | 0 | 0.1 | 0 | 275 | 1 | Honeywell | 2023-04-01 | redacted
Low Income - Power to Save | LI - DUCT | 0 | 0.4 | 0.12 | 775.77 | 1 | Honeywell | 2023-04-01 | redacted
Low Income - Power to Save | HVAC Inspection | 0 | 0.17 | 0 | 268.73 | 1 | Honeywell | 2023-04-01 | redacted
Low Income - Power to Save | LED Lights | 0 | 0 | 0 | 47.6 | 1 | Honeywell | 2023-04-01 | redacted
Low Income - Power to Save | Faucet Aerators | 0 | 0 | 0.02 | 110.58 | 1 | Honeywell | 2023-04-01 | redacted
Low Income - Power to Save | Low Flow Showerhead | 0 | 0.04 | 0.1 | 504.08 | 1 | Honeywell | 2023-04-01 | redacted
Low Income - Power to Save | Weather Strip/Caulk | 0 | 0.25 | 0.09 | 503.3 | 1 | Honeywell | 2023-04-01 | redacted
Low Income - Power to Save | Outdoor Coil Cleaning | 0 | 0.1 | 0 | 275 | 1 | Honeywell | 2023-04-01 | redacted
Low Income - Power to Save | LI - DUCT | 0 | 0.4 | 0.12 | 775.77 | 1 | Honeywell | 2023-04-01 | redacted
Low Income - Power to Save | HVAC Inspection | 0 | 0.17 | 0 | 268.73 | 1 | Honeywell | 2023-04-01 | redacted
Low Income - Power to Save | LED Lights | 0 | 0 | 0 | 47.6 | 1 | Honeywell | 2023-04-01 | redacted
Low Income - Power to Save | Low Flow Showerhead | 0 | 0.04 | 0.1 | 504.08 | 1 | Honeywell | 2023-04-01 | redacted
Low Income - Power to Save | Pipe Wrap | 0 | 0.01 | 0.03 | 143.65 | 1 | Honeywell | 2023-04-01 | redacted
Low Income - Power to Save | Weather Strip/Caulk | 0 | 0.25 | 0.09 | 503.3 | 1 | Honeywell | 2023-04-01 | redacted
Low Income - Power to Save | Outdoor Coil Cleaning | 0 | 0.1 | 0 | 275 | 1 | Honeywell | 2023-04-01 | redacted
Low Income - Power to Save | LI - DUCT | 0 | 0.4 | 0.12 | 775.77 | 1 | Honeywell | 2023-04-01 | redacted
Low Income - Power to Save | HVAC Inspection | 0 | 0.17 | 0 | 268.73 | 1 | Honeywell | 2023-04-01 | redacted
Low Income - Power to Save | LED Lights | 0 | 0 | 0 | 47.6 | 1 | Honeywell | 2023-04-01 | redacted
Low Income - Power to Save | Faucet Aerators | 0 | 0 | 0.02 | 110.58 | 1 | Honeywell | 2023-04-01 | redacted
Low Income - Power to Save | Low Flow Showerhead | 0 | 0.04 | 0.1 | 504.08 | 1 | Honeywell | 2023-04-01 | redacted
Low Income - Power to Save | Weather Strip/Caulk | 0 | 0.25 | 0.09 | 503.3 | 1 | Honeywell | 2023-04-01 | redacted
Low Income - Power to Save | Outdoor Coil Cleaning | 0 | 0.1 | 0 | 275 | 1 | Honeywell | 2023-04-01 | redacted
Low Income - Power to Save | LI - DUCT | 0 | 0.4 | 0.12 | 775.77 | 1 | Honeywell | 2023-04-01 | redacted
Low Income - Power to Save | HVAC Inspection | 0 | 0.17 | 0 | 268.73 | 1 | Honeywell | 2023-04-01 | redacted
Low Income - Power to Save | LED Lights | 0 | 0 | 0 | 47.6 | 1 | Honeywell | 2023-04-01 | redacted
Low Income - Power to Save | Faucet Aerators | 0 | 0 | 0.02 | 110.58 | 1 | Honeywell | 2023-04-01 | redacted
Low Income - Power to Save | Low Flow Showerhead | 0 | 0.04 | 0.1 | 504.08 | 1 | Honeywell | 2023-04-01 | redacted
Low Income - Power to Save | LED Lights | 0 | 0 | 0 | 47.6 | 1 | Honeywell | 2023-04-01 | redacted
Low Income - Power to Save | Outdoor Coil Cleaning | 0 | 0.1 | 0 | 275 | 1 | Honeywell | 2023-04-01 | redacted
Low Income - Power to Save | HVAC Inspection | 0 | 0.17 | 0 | 268.73 | 1 | Honeywell | 2023-04-01 | redacted
Low Income - Power to Save | LED Lights | 0 | 0 | 0 | 47.6 | 1 | Honeywell | 2023-04-01 | redacted
Low Income - Power to Save | Faucet Aerators | 0 | 0 | 0.02 | 110.58 | 1 | Honeywell | 2023-04-01 | redacted
Low Income - Power to Save | Low Flow Showerhead | 0 | 0.04 | 0.1 | 504.08 | 1 | Honeywell | 2023-04-01 | redacted
Low Income - Power to Save | Weather Strip/Caulk | 0 | 0.25 | 0.09 | 503.3 | 1 | Honeywell | 2023-04-01 | redacted
Low Income - Power to Save | Outdoor Coil Cleaning | 0 | 0.1 | 0 | 275 | 1 | Honeywell | 2023-04-01 | redacted
Low Income - Power to Save | LI - DUCT | 0 | 0.4 | 0.12 | 775.77 | 1 | Honeywell | 2023-04-01 | redacted
Low Income - Power to Save | HVAC Inspection | 0 | 0.17 | 0 | 268.73 | 1 | Honeywell | 2023-04-01 | redacted
Low Income - Power to Save | LED Lights | 0 | 0 | 0 | 47.6 | 1 | Honeywell | 2023-04-01 | redacted
Low Income - Power to Save | Pipe Wrap | 0 | 0.01 | 0.03 | 143.65 | 1 | Honeywell | 2023-04-01 | redacted
Low Income - Power to Save | Weather Strip/Caulk | 0 | 0.25 | 0.09 | 503.3 | 1 | Honeywell | 2023-04-01 | redacted
Low Income - Power to Save | Outdoor Coil Cleaning | 0 | 0.1 | 0 | 275 | 1 | Honeywell | 2023-04-01 | redacted
Low Income - Power to Save | LI - DUCT | 0 | 0.4 | 0.12 | 775.77 | 1 | Honeywell | 2023-04-01 | redacted
Low Income - Power to Save | HVAC Inspection | 0 | 0.17 | 0 | 268.73 | 1 | Honeywell | 2023-04-01 | redacted
Low Income - Power to Save | LED Lights | 0 | 0 | 0 | 47.6 | 1 | Honeywell | 2023-04-01 | redacted
Low Income - Power to Save | Faucet Aerators | 0 | 0 | 0.02 | 110.58 | 1 | Honeywell | 2023-04-01 | redacted
Low Income - Power to Save | Low Flow Showerhead | 0 | 0.04 | 0.1 | 504.08 | 1 | Honeywell | 2023-04-01 | redacted
Low Income - Power to Save | Pipe Wrap | 0 | 0.01 | 0.03 | 143.65 | 1 | Honeywell | 2023-04-01 | redacted
Low Income - Power to Save | Weather Strip/Caulk | 0 | 0.25 | 0.09 | 503.3 | 1 | Honeywell | 2023-04-01 | redacted
Low Income - Power to Save | LED Lights | 0 | 0 | 0 | 47.6 | 1 | Honeywell | 2023-04-01 | redacted
Low Income - Power to Save | Faucet Aerators | 0 | 0 | 0.02 | 110.58 | 1 | Honeywell | 2023-04-01 | redacted
Low Income - Power to Save | Low Flow Showerhead | 0 | 0.04 | 0.1 | 504.08 | 1 | Honeywell | 2023-04-01 | redacted
Low Income - Power to Save | Weather Strip/Caulk | 0 | 0.25 | 0.09 | 503.3 | 1 | Honeywell | 2023-04-01 | redacted
Low Income - Power to Save | Outdoor Coil Cleaning | 0 | 0.1 | 0 | 275 | 1 | Honeywell | 2023-04-01 | redacted
Low Income - Power to Save | LI - DUCT | 0 | 0.4 | 0.12 | 775.77 | 1 | Honeywell | 2023-04-01 | redacted
Low Income - Power to Save | HVAC Inspection | 0 | 0.17 | 0 | 268.73 | 1 | Honeywell | 2023-04-01 | redacted
Low Income - Power to Save | LED Lights | 0 | 0 | 0 | 47.6 | 1 | Honeywell | 2023-04-01 | redacted
Low Income - Power to Save | Low Flow Showerhead | 0 | 0.04 | 0.1 | 504.08 | 1 | Honeywell | 2023-04-01 | redacted
Low Income - Power to Save | Pipe Wrap | 0 | 0.01 | 0.03 | 143.65 | 1 | Honeywell | 2023-04-01 | redacted
Low Income - Power to Save | Weather Strip/Caulk | 0 | 0.25 | 0.09 | 503.3 | 1 | Honeywell | 2023-04-01 | redacted
Low Income - Power to Save | Outdoor Coil Cleaning | 0 | 0.1 | 0 | 275 | 1 | Honeywell | 2023-04-01 | redacted
Low Income - Power to Save | LI - DUCT | 0 | 0.4 | 0.12 | 775.77 | 1 | Honeywell | 2023-04-01 | redacted
Low Income - Power to Save | HVAC Inspection | 0 | 0.17 | 0 | 268.73 | 1 | Honeywell | 2023-04-01 | redacted
Low Income - Power to Save | LED Lights | 0 | 0 | 0 | 47.6 | 1 | Honeywell | 2023-04-01 | redacted
Low Income - Power to Save | Low Flow Showerhead | 0 | 0.04 | 0.1 | 504.08 | 1 | Honeywell | 2023-04-01 | redacted
Low Income - Power to Save | Weather Strip/Caulk | 0 | 0.25 | 0.09 | 503.3 | 1 | Honeywell | 2023-04-01 | redacted
Low Income - Power to Save | Outdoor Coil Cleaning | 0 | 0.1 | 0 | 275 | 1 | Honeywell | 2023-04-01 | redacted
Low Income - Power to Save | LI - DUCT | 0 | 0.4 | 0.12 | 775.77 | 1 | Honeywell | 2023-04-01 | redacted
Low Income - Power to Save | HVAC Inspection | 0 | 0.17 | 0 | 268.73 | 1 | Honeywell | 2023-04-01 | redacted
Low Income - Power to Save | LED Lights | 0 | 0 | 0 | 47.6 | 1 | Honeywell | 2023-04-01 | redacted
Low Income - Power to Save | Faucet Aerators | 0 | 0 | 0.02 | 110.58 | 1 | Honeywell | 2023-04-01 | redacted
Low Income - Power to Save | Low Flow Showerhead | 0 | 0.04 | 0.1 | 504.08 | 1 | Honeywell | 2023-04-01 | redacted
Low Income - Power to Save | LED Lights | 0 | 0 | 0 | 47.6 | 1 | Honeywell | 2023-04-01 | redacted
Low Income - Power to Save | Faucet Aerators | 0 | 0 | 0.02 | 110.58 | 1 | Honeywell | 2023-04-01 | redacted
Low Income - Power to Save | Low Flow Showerhead | 0 | 0.04 | 0.1 | 504.08 | 1 | Honeywell | 2023-04-01 | redacted
Low Income - Power to Save | Weather Strip/Caulk | 0 | 0.25 | 0.09 | 503.3 | 1 | Honeywell | 2023-04-01 | redacted
Low Income - Power to Save | Outdoor Coil Cleaning | 0 | 0.1 | 0 | 275 | 1 | Honeywell | 2023-04-01 | redacted
Low Income - Power to Save | LI - DUCT | 0 | 0.4 | 0.12 | 775.77 | 1 | Honeywell | 2023-04-01 | redacted
Low Income - Power to Save | HVAC Inspection | 0 | 0.17 | 0 | 268.73 | 1 | Honeywell | 2023-04-01 | redacted
Low Income - Power to Save | LED Lights | 0 | 0 | 0 | 47.6 | 1 | Honeywell | 2023-04-01 | redacted
Low Income - Power to Save | Faucet Aerators | 0 | 0 | 0.02 | 110.58 | 1 | Honeywell | 2023-04-01 | redacted
Low Income - Power to Save | Low Flow Showerhead | 0 | 0.04 | 0.1 | 504.08 | 1 | Honeywell | 2023-04-01 | redacted
Low Income - Power to Save | Weather Strip/Caulk | 0 | 0.25 | 0.09 | 503.3 | 1 | Honeywell | 2023-04-01 | redacted
Low Income - Power to Save | Outdoor Coil Cleaning | 0 | 0.1 | 0 | 275 | 1 | Honeywell | 2023-04-01 | redacted
Low Income - Power to Save | LI - DUCT | 0 | 0.4 | 0.12 | 775.77 | 1 | Honeywell | 2023-04-01 | redacted
Low Income - Power to Save | HVAC Inspection | 0 | 0.17 | 0 | 268.73 | 1 | Honeywell | 2023-04-01 | redacted
Low Income - Power to Save | LED Lights | 0 | 0 | 0 | 47.6 | 1 | Honeywell | 2023-04-01 | redacted
Low Income - Power to Save | Faucet Aerators | 0 | 0 | 0.02 | 110.58 | 1 | Honeywell | 2023-04-01 | redacted
Low Income - Power to Save | Weather Strip/Caulk | 0 | 0.25 | 0.09 | 503.3 | 1 | Honeywell | 2023-04-01 | redacted
Low Income - Power to Save | LED Lights | 0 | 0 | 0 | 47.6 | 1 | Honeywell | 2023-04-01 | redacted
Low Income - Power to Save | Faucet Aerators | 0 | 0 | 0.02 | 110.58 | 1 | Honeywell | 2023-04-01 | redacted
Low Income - Power to Save | Low Flow Showerhead | 0 | 0.04 | 0.1 | 504.08 | 1 | Honeywell | 2023-04-01 | redacted
Low Income - Power to Save | Weather Strip/Caulk | 0 | 0.25 | 0.09 | 503.3 | 1 | Honeywell | 2023-04-01 | redacted
Low Income - Power to Save | Outdoor Coil Cleaning | 0 | 0.1 | 0 | 275 | 1 | Honeywell | 2023-04-01 | redacted
Low Income - Power to Save | LI - DUCT | 0 | 0.4 | 0.12 | 775.77 | 1 | Honeywell | 2023-04-01 | redacted
Low Income - Power to Save | HVAC Inspection | 0 | 0.17 | 0 | 268.73 | 1 | Honeywell | 2023-04-01 | redacted
Low Income - Power to Save | LED Lights | 0 | 0 | 0 | 47.6 | 1 | Honeywell | 2023-04-01 | redacted
Low Income - Power to Save | Faucet Aerators | 0 | 0 | 0.02 | 110.58 | 1 | Honeywell | 2023-04-01 | redacted
Low Income - Power to Save | Low Flow Showerhead | 0 | 0.04 | 0.1 | 504.08 | 1 | Honeywell | 2023-04-01 | redacted
Low Income - Power to Save | Outdoor Coil Cleaning | 0 | 0.1 | 0 | 275 | 1 | Honeywell | 2023-04-01 | redacted
Low Income - Power to Save | HVAC Inspection | 0 | 0.17 | 0 | 268.73 | 1 | Honeywell | 2023-04-01 | redacted
Low Income - Power to Save | LED Lights | 0 | 0 | 0 | 47.6 | 1 | Honeywell | 2023-04-01 | redacted
Low Income - Power to Save | Outdoor Coil Cleaning | 0 | 0.1 | 0 | 275 | 1 | Honeywell | 2023-04-01 | redacted
Low Income - Power to Save | HVAC Inspection | 0 | 0.17 | 0 | 268.73 | 1 | Honeywell | 2023-04-01 | redacted
Low Income - Power to Save | LED Lights | 0 | 0 | 0 | 47.6 | 1 | Honeywell | 2023-04-01 | redacted
Low Income - Power to Save | Faucet Aerators | 0 | 0 | 0.02 | 110.58 | 1 | Honeywell | 2023-04-01 | redacted
Low Income - Power to Save | Low Flow Showerhead | 0 | 0.04 | 0.1 | 504.08 | 1 | Honeywell | 2023-04-01 | redacted
Low Income - Power to Save | Outdoor Coil Cleaning | 0 | 0.1 | 0 | 275 | 1 | Honeywell | 2023-04-01 | redacted
Low Income - Power to Save | LI - DUCT | 0 | 0.4 | 0.12 | 775.77 | 1 | Honeywell | 2023-04-01 | redacted
Low Income - Power to Save | HVAC Inspection | 0 | 0.17 | 0 | 268.73 | 1 | Honeywell | 2023-04-01 | redacted
Low Income - Power to Save | LED Lights | 0 | 0 | 0 | 47.6 | 1 | Honeywell | 2023-04-01 | redacted
Low Income - Power to Save | Faucet Aerators | 0 | 0 | 0.02 | 110.58 | 1 | Honeywell | 2023-04-01 | redacted
Low Income - Power to Save | Low Flow Showerhead | 0 | 0.04 | 0.1 | 504.08 | 1 | Honeywell | 2023-04-01 | redacted
Low Income - Power to Save | Weather Strip/Caulk | 0 | 0.25 | 0.09 | 503.3 | 1 | Honeywell | 2023-04-01 | redacted
Low Income - Power to Save | Outdoor Coil Cleaning | 0 | 0.1 | 0 | 275 | 1 | Honeywell | 2023-04-01 | redacted
Low Income - Power to Save | LI - DUCT | 0 | 0.4 | 0.12 | 775.77 | 1 | Honeywell | 2023-04-01 | redacted
Low Income - Power to Save | HVAC Inspection | 0 | 0.17 | 0 | 268.73 | 1 | Honeywell | 2023-04-01 | redacted
Low Income - Power to Save | LED Lights | 0 | 0 | 0 | 47.6 | 1 | Honeywell | 2023-04-01 | redacted
Low Income - Power to Save | Faucet Aerators | 0 | 0 | 0.02 | 110.58 | 1 | Honeywell | 2023-04-01 | redacted
Low Income - Power to Save | Low Flow Showerhead | 0 | 0.04 | 0.1 | 504.08 | 1 | Honeywell | 2023-04-01 | redacted
Low Income - Power to Save | LED Lights | 0 | 0 | 0 | 47.6 | 1 | Honeywell | 2023-04-01 | redacted
Low Income - Power to Save | Faucet Aerators | 0 | 0 | 0.02 | 110.58 | 1 | Honeywell | 2023-04-01 | redacted
Low Income - Power to Save | Low Flow Showerhead | 0 | 0.04 | 0.1 | 504.08 | 1 | Honeywell | 2023-04-01 | redacted
Low Income - Power to Save | LED Lights | 0 | 0 | 0 | 47.6 | 1 | Honeywell | 2023-04-01 | redacted
Low Income - Power to Save | Faucet Aerators | 0 | 0 | 0.02 | 110.58 | 1 | Honeywell | 2023-04-01 | redacted
Low Income - Power to Save | Low Flow Showerhead | 0 | 0.04 | 0.1 | 504.08 | 1 | Honeywell | 2023-04-01 | redacted
Low Income - Power to Save | Outdoor Coil Cleaning | 0 | 0.1 | 0 | 275 | 1 | Honeywell | 2023-04-01 | redacted
Low Income - Power to Save | LED Lights | 0 | 0 | 0 | 47.6 | 1 | Honeywell | 2023-04-01 | redacted
Low Income - Power to Save | Faucet Aerators | 0 | 0 | 0.02 | 110.58 | 1 | Honeywell | 2023-04-01 | redacted
Low Income - Power to Save | Low Flow Showerhead | 0 | 0.04 | 0.1 | 504.08 | 1 | Honeywell | 2023-04-01 | redacted
Low Income - Power to Save | Weather Strip/Caulk | 0 | 0.25 | 0.09 | 503.3 | 1 | Honeywell | 2023-04-01 | redacted
Low Income - Power to Save | Outdoor Coil Cleaning | 0 | 0.1 | 0 | 275 | 1 | Honeywell | 2023-04-01 | redacted
Low Income - Power to Save | LI - DUCT | 0 | 0.4 | 0.12 | 775.77 | 1 | Honeywell | 2023-04-01 | redacted
Low Income - Power to Save | HVAC Inspection | 0 | 0.17 | 0 | 268.73 | 1 | Honeywell | 2023-04-01 | redacted
Low Income - Power to Save | LED Lights | 0 | 0 | 0 | 47.6 | 1 | Honeywell | 2023-04-01 | redacted
Low Income - Power to Save | Faucet Aerators | 0 | 0 | 0.02 | 110.58 | 1 | Honeywell | 2023-04-01 | redacted
Low Income - Power to Save | Low Flow Showerhead | 0 | 0.04 | 0.1 | 504.08 | 1 | Honeywell | 2023-04-01 | redacted
Low Income - Power to Save | LED Lights | 0 | 0 | 0 | 47.6 | 1 | Honeywell | 2023-04-01 | redacted
Low Income - Power to Save | Low Flow Showerhead | 0 | 0.04 | 0.1 | 504.08 | 1 | Honeywell | 2023-04-01 | redacted
Low Income - Power to Save | Weather Strip/Caulk | 0 | 0.25 | 0.09 | 503.3 | 1 | Honeywell | 2023-04-01 | redacted
Low Income - Power to Save | LED Lights | 0 | 0 | 0 | 47.6 | 1 | Honeywell | 2023-04-01 | redacted
Low Income - Power to Save | Faucet Aerators | 0 | 0 | 0.02 | 110.58 | 1 | Honeywell | 2023-04-01 | redacted
Low Income - Power to Save | Low Flow Showerhead | 0 | 0.04 | 0.1 | 504.08 | 1 | Honeywell | 2023-04-01 | redacted
Low Income - Power to Save | Weather Strip/Caulk | 0 | 0.25 | 0.09 | 503.3 | 1 | Honeywell | 2023-04-01 | redacted
Low Income - Power to Save | Outdoor Coil Cleaning | 0 | 0.1 | 0 | 275 | 1 | Honeywell | 2023-04-01 | redacted
Low Income - Power to Save | LI - DUCT | 0 | 0.4 | 0.12 | 775.77 | 1 | Honeywell | 2023-04-01 | redacted
Low Income - Power to Save | HVAC Inspection | 0 | 0.17 | 0 | 268.73 | 1 | Honeywell | 2023-04-01 | redacted
Low Income - Power to Save | LED Lights | 0 | 0 | 0 | 47.6 | 1 | Honeywell | 2023-04-01 | redacted
Low Income - Power to Save | Faucet Aerators | 0 | 0 | 0.02 | 110.58 | 1 | Honeywell | 2023-04-01 | redacted
Low Income - Power to Save | Low Flow Showerhead | 0 | 0.04 | 0.1 | 504.08 | 1 | Honeywell | 2023-04-01 | redacted
Low Income - Power to Save | Weather Strip/Caulk | 0 | 0.25 | 0.09 | 503.3 | 1 | Honeywell | 2023-04-01 | redacted
Low Income - Power to Save | Outdoor Coil Cleaning | 0 | 0.1 | 0 | 275 | 1 | Honeywell | 2023-04-01 | redacted
Low Income - Power to Save | LI - DUCT | 0 | 0.4 | 0.12 | 775.77 | 1 | Honeywell | 2023-04-01 | redacted
Low Income - Power to Save | HVAC Inspection | 0 | 0.17 | 0 | 268.73 | 1 | Honeywell | 2023-04-01 | redacted
Low Income - Power to Save | LED Lights | 0 | 0 | 0 | 47.6 | 1 | Honeywell | 2023-04-01 | redacted
Low Income - Power to Save | Low Flow Showerhead | 0 | 0.04 | 0.1 | 504.08 | 1 | Honeywell | 2023-04-01 | redacted
Low Income - Power to Save | Pipe Wrap | 0 | 0.01 | 0.03 | 143.65 | 1 | Honeywell | 2023-04-01 | redacted
Low Income - Power to Save | Weather Strip/Caulk | 0 | 0.25 | 0.09 | 503.3 | 1 | Honeywell | 2023-04-01 | redacted
Low Income - Power to Save | Outdoor Coil Cleaning | 0 | 0.1 | 0 | 275 | 1 | Honeywell | 2023-04-01 | redacted
Low Income - Power to Save | LI - DUCT | 0 | 0.4 | 0.12 | 775.77 | 1 | Honeywell | 2023-04-01 | redacted
Low Income - Power to Save | HVAC Inspection | 0 | 0.17 | 0 | 268.73 | 1 | Honeywell | 2023-04-01 | redacted
Low Income - Power to Save | LED Lights | 0 | 0 | 0 | 47.6 | 1 | Honeywell | 2023-04-01 | redacted
Low Income - Power to Save | Faucet Aerators | 0 | 0 | 0.02 | 110.58 | 1 | Honeywell | 2023-04-01 | redacted
Low Income - Power to Save | Low Flow Showerhead | 0 | 0.04 | 0.1 | 504.08 | 1 | Honeywell | 2023-04-01 | redacted
Low Income - Power to Save | Pipe Wrap | 0 | 0.01 | 0.03 | 143.65 | 1 | Honeywell | 2023-04-01 | redacted
Low Income - Power to Save | Weather Strip/Caulk | 0 | 0.25 | 0.09 | 503.3 | 1 | Honeywell | 2023-04-01 | redacted
Low Income - Power to Save | Outdoor Coil Cleaning | 0 | 0.1 | 0 | 275 | 1 | Honeywell | 2023-04-01 | redacted
Low Income - Power to Save | LED Lights | 0 | 0 | 0 | 47.6 | 1 | Honeywell | 2023-04-01 | redacted
Low Income - Power to Save | Faucet Aerators | 0 | 0 | 0.02 | 110.58 | 1 | Honeywell | 2023-04-01 | redacted
Low Income - Power to Save | Low Flow Showerhead | 0 | 0.04 | 0.1 | 504.08 | 1 | Honeywell | 2023-04-01 | redacted
Low Income - Power to Save | Weather Strip/Caulk | 0 | 0.25 | 0.09 | 503.3 | 1 | Honeywell | 2023-04-01 | redacted
Low Income - Power to Save | LED Lights | 0 | 0 | 0 | 47.6 | 1 | Honeywell | 2023-04-01 | redacted
Low Income - Power to Save | Faucet Aerators | 0 | 0 | 0.02 | 110.58 | 1 | Honeywell | 2023-04-01 | redacted
Low Income - Power to Save | Low Flow Showerhead | 0 | 0.04 | 0.1 | 504.08 | 1 | Honeywell | 2023-04-01 | redacted
Low Income - Power to Save | Weather Strip/Caulk | 0 | 0.25 | 0.09 | 503.3 | 1 | Honeywell | 2023-04-01 | redacted
Low Income - Power to Save | Outdoor Coil Cleaning | 0 | 0.1 | 0 | 275 | 1 | Honeywell | 2023-04-01 | redacted
Low Income - Power to Save | LI - DUCT | 0 | 0.4 | 0.12 | 775.77 | 1 | Honeywell | 2023-04-01 | redacted
Low Income - Power to Save | HVAC Inspection | 0 | 0.17 | 0 | 268.73 | 1 | Honeywell | 2023-04-01 | redacted
Low Income - Power to Save | LED Lights | 0 | 0 | 0 | 47.6 | 1 | Honeywell | 2023-04-01 | redacted
Low Income - Power to Save | LED Lights | 0 | 0 | 0 | 47.6 | 1 | Honeywell | 2023-04-01 | redacted
Low Income - Power to Save | Low Flow Showerhead | 0 | 0.04 | 0.1 | 504.08 | 1 | Honeywell | 2023-04-01 | redacted
Low Income - Power to Save | Weather Strip/Caulk | 0 | 0.25 | 0.09 | 503.3 | 1 | Honeywell | 2023-04-01 | redacted
Low Income - Power to Save | Outdoor Coil Cleaning | 0 | 0.1 | 0 | 275 | 1 | Honeywell | 2023-04-01 | redacted
Low Income - Power to Save | LI - DUCT | 0 | 0.4 | 0.12 | 775.77 | 1 | Honeywell | 2023-04-01 | redacted
Low Income - Power to Save | HVAC Inspection | 0 | 0.17 | 0 | 268.73 | 1 | Honeywell | 2023-04-01 | redacted
Low Income - Power to Save | LED Lights | 0 | 0 | 0 | 47.6 | 1 | Honeywell | 2023-04-01 | redacted
Low Income - Power to Save | Faucet Aerators | 0 | 0 | 0.02 | 110.58 | 1 | Honeywell | 2023-04-01 | redacted
Low Income - Power to Save | Low Flow Showerhead | 0 | 0.04 | 0.1 | 504.08 | 1 | Honeywell | 2023-04-01 | redacted
Low Income - Power to Save | Weather Strip/Caulk | 0 | 0.25 | 0.09 | 503.3 | 1 | Honeywell | 2023-04-01 | redacted
Low Income - Power to Save | Outdoor Coil Cleaning | 0 | 0.1 | 0 | 275 | 1 | Honeywell | 2023-04-01 | redacted
Low Income - Power to Save | LI - DUCT | 0 | 0.4 | 0.12 | 775.77 | 1 | Honeywell | 2023-04-01 | redacted
Low Income - Power to Save | HVAC Inspection | 0 | 0.17 | 0 | 268.73 | 1 | Honeywell | 2023-04-01 | redacted
Low Income - Power to Save | LED Lights | 0 | 0 | 0 | 47.6 | 1 | Honeywell | 2023-04-01 | redacted
Low Income - Power to Save | Faucet Aerators | 0 | 0 | 0.02 | 110.58 | 1 | Honeywell | 2023-04-01 | redacted
Low Income - Power to Save | Low Flow Showerhead | 0 | 0.04 | 0.1 | 504.08 | 1 | Honeywell | 2023-04-01 | redacted
Low Income - Power to Save | Outdoor Coil Cleaning | 0 | 0.1 | 0 | 275 | 1 | Honeywell | 2023-04-01 | redacted
Low Income - Power to Save | LI - DUCT | 0 | 0.4 | 0.12 | 775.77 | 1 | Honeywell | 2023-04-01 | redacted
Low Income - Power to Save | HVAC Inspection | 0 | 0.17 | 0 | 268.73 | 1 | Honeywell | 2023-04-01 | redacted
Low Income - Power to Save | LED Lights | 0 | 0 | 0 | 47.6 | 1 | Honeywell | 2023-04-01 | redacted
Low Income - Power to Save | Low Flow Showerhead | 0 | 0.04 | 0.1 | 504.08 | 1 | Honeywell | 2023-04-01 | redacted
Low Income - Power to Save | Weather Strip/Caulk | 0 | 0.25 | 0.09 | 503.3 | 1 | Honeywell | 2023-04-01 | redacted
Low Income - Power to Save | Outdoor Coil Cleaning | 0 | 0.1 | 0 | 275 | 1 | Honeywell | 2023-04-01 | redacted
Low Income - Power to Save | LI - DUCT | 0 | 0.4 | 0.12 | 775.77 | 1 | Honeywell | 2023-04-01 | redacted
Low Income - Power to Save | HVAC Inspection | 0 | 0.17 | 0 | 268.73 | 1 | Honeywell | 2023-04-01 | redacted
Low Income - Power to Save | LED Lights | 0 | 0 | 0 | 47.6 | 1 | Honeywell | 2023-04-01 | redacted
Low Income - Power to Save | Faucet Aerators | 0 | 0 | 0.02 | 110.58 | 1 | Honeywell | 2023-04-01 | redacted
Low Income - Power to Save | Low Flow Showerhead | 0 | 0.04 | 0.1 | 504.08 | 1 | Honeywell | 2023-04-01 | redacted
Low Income - Power to Save | Outdoor Coil Cleaning | 0 | 0.1 | 0 | 275 | 1 | Honeywell | 2023-04-01 | redacted
Low Income - Power to Save | LED Lights | 0 | 0 | 0 | 47.6 | 1 | Honeywell | 2023-04-01 | redacted
Low Income - Power to Save | Faucet Aerators | 0 | 0 | 0.02 | 110.58 | 1 | Honeywell | 2023-04-01 | redacted
Low Income - Power to Save | Low Flow Showerhead | 0 | 0.04 | 0.1 | 504.08 | 1 | Honeywell | 2023-04-01 | redacted
Low Income - Power to Save | Weather Strip/Caulk | 0 | 0.25 | 0.09 | 503.3 | 1 | Honeywell | 2023-04-01 | redacted
Low Income - Power to Save | Outdoor Coil Cleaning | 0 | 0.1 | 0 | 275 | 1 | Honeywell | 2023-04-01 | redacted
Low Income - Power to Save | LI - DUCT | 0 | 0.4 | 0.12 | 775.77 | 1 | Honeywell | 2023-04-01 | redacted
Low Income - Power to Save | HVAC Inspection | 0 | 0.17 | 0 | 268.73 | 1 | Honeywell | 2023-04-01 | redacted
Low Income - Power to Save | LED Lights | 0 | 0 | 0 | 47.6 | 1 | Honeywell | 2023-04-01 | redacted
Low Income - Power to Save | Low Flow Showerhead | 0 | 0.04 | 0.1 | 504.08 | 1 | Honeywell | 2023-04-01 | redacted
Low Income - Power to Save | Weather Strip/Caulk | 0 | 0.25 | 0.09 | 503.3 | 1 | Honeywell | 2023-04-01 | redacted
Low Income - Power to Save | Outdoor Coil Cleaning | 0 | 0.1 | 0 | 275 | 1 | Honeywell | 2023-04-01 | redacted
Low Income - Power to Save | LI - DUCT | 0 | 0.4 | 0.12 | 775.77 | 1 | Honeywell | 2023-04-01 | redacted
Low Income - Power to Save | HVAC Inspection | 0 | 0.17 | 0 | 268.73 | 1 | Honeywell | 2023-04-01 | redacted
Low Income - Power to Save | LED Lights | 0 | 0 | 0 | 47.6 | 1 | Honeywell | 2023-04-01 | redacted
Low Income - Power to Save | Faucet Aerators | 0 | 0 | 0.02 | 110.58 | 1 | Honeywell | 2023-04-01 | redacted
Low Income - Power to Save | Low Flow Showerhead | 0 | 0.04 | 0.1 | 504.08 | 1 | Honeywell | 2023-04-01 | redacted
Low Income - Power to Save | Weather Strip/Caulk | 0 | 0.25 | 0.09 | 503.3 | 1 | Honeywell | 2023-04-01 | redacted
Low Income - Power to Save | Outdoor Coil Cleaning | 0 | 0.1 | 0 | 275 | 1 | Honeywell | 2023-04-01 | redacted
Low Income - Power to Save | LI - DUCT | 0 | 0.4 | 0.12 | 775.77 | 1 | Honeywell | 2023-04-01 | redacted
Low Income - Power to Save | HVAC Inspection | 0 | 0.17 | 0 | 268.73 | 1 | Honeywell | 2023-04-01 | redacted
Low Income - Power to Save | LED Lights | 0 | 0 | 0 | 47.6 | 1 | Honeywell | 2023-04-01 | redacted
Low Income - Power to Save | Faucet Aerators | 0 | 0 | 0.02 | 110.58 | 1 | Honeywell | 2023-04-01 | redacted
Low Income - Power to Save | Low Flow Showerhead | 0 | 0.04 | 0.1 | 504.08 | 1 | Honeywell | 2023-04-01 | redacted
Low Income - Power to Save | Pipe Wrap | 0 | 0.01 | 0.03 | 143.65 | 1 | Honeywell | 2023-04-01 | redacted
Low Income - Power to Save | Weather Strip/Caulk | 0 | 0.25 | 0.09 | 503.3 | 1 | Honeywell | 2023-04-01 | redacted
Low Income - Power to Save | Outdoor Coil Cleaning | 0 | 0.1 | 0 | 275 | 1 | Honeywell | 2023-04-01 | redacted
Low Income - Power to Save | LI - DUCT | 0 | 0.4 | 0.12 | 775.77 | 1 | Honeywell | 2023-04-01 | redacted
Low Income - Power to Save | HVAC Inspection | 0 | 0.17 | 0 | 268.73 | 1 | Honeywell | 2023-04-01 | redacted
Low Income - Power to Save | LED Lights | 0 | 0 | 0 | 47.6 | 1 | Honeywell | 2023-04-01 | redacted
Low Income - Power to Save | Faucet Aerators | 0 | 0 | 0.02 | 110.58 | 1 | Honeywell | 2023-04-01 | redacted
Low Income - Power to Save | Low Flow Showerhead | 0 | 0.04 | 0.1 | 504.08 | 1 | Honeywell | 2023-04-01 | redacted
Low Income - Power to Save | Weather Strip/Caulk | 0 | 0.25 | 0.09 | 503.3 | 1 | Honeywell | 2023-04-01 | redacted
Low Income - Power to Save | Outdoor Coil Cleaning | 0 | 0.1 | 0 | 275 | 1 | Honeywell | 2023-04-01 | redacted
Low Income - Power to Save | LI - DUCT | 0 | 0.4 | 0.12 | 775.77 | 1 | Honeywell | 2023-04-01 | redacted
Low Income - Power to Save | HVAC Inspection | 0 | 0.17 | 0 | 268.73 | 1 | Honeywell | 2023-04-01 | redacted
Low Income - Power to Save | LED Lights | 0 | 0 | 0 | 47.6 | 1 | Honeywell | 2023-04-01 | redacted
Low Income - Power to Save | Faucet Aerators | 0 | 0 | 0.02 | 110.58 | 1 | Honeywell | 2023-04-01 | redacted
Low Income - Power to Save | Weather Strip/Caulk | 0 | 0.25 | 0.09 | 503.3 | 1 | Honeywell | 2023-04-01 | redacted
Low Income - Power to Save | Outdoor Coil Cleaning | 0 | 0.1 | 0 | 275 | 1 | Honeywell | 2023-04-01 | redacted
Low Income - Power to Save | LI - DUCT | 0 | 0.4 | 0.12 | 775.77 | 1 | Honeywell | 2023-04-01 | redacted
Low Income - Power to Save | HVAC Inspection | 0 | 0.17 | 0 | 268.73 | 1 | Honeywell | 2023-04-01 | redacted
Low Income - Power to Save | LED Lights | 0 | 0 | 0 | 47.6 | 1 | Honeywell | 2023-04-01 | redacted
Low Income - Power to Save | Low Flow Showerhead | 0 | 0.04 | 0.1 | 504.08 | 1 | Honeywell | 2023-04-01 | redacted
Low Income - Power to Save | Weather Strip/Caulk | 0 | 0.25 | 0.09 | 503.3 | 1 | Honeywell | 2023-04-01 | redacted
Low Income - Power to Save | Outdoor Coil Cleaning | 0 | 0.1 | 0 | 275 | 1 | Honeywell | 2023-04-01 | redacted
Low Income - Power to Save | LI - DUCT | 0 | 0.4 | 0.12 | 775.77 | 1 | Honeywell | 2023-04-01 | redacted
Low Income - Power to Save | HVAC Inspection | 0 | 0.17 | 0 | 268.73 | 1 | Honeywell | 2023-04-01 | redacted
Low Income - Power to Save | LED Lights | 0 | 0 | 0 | 47.6 | 1 | Honeywell | 2023-04-01 | redacted
Low Income - Power to Save | Weather Strip/Caulk | 0 | 0.25 | 0.09 | 503.3 | 1 | Honeywell | 2023-04-01 | redacted
Low Income - Power to Save | Outdoor Coil Cleaning | 0 | 0.1 | 0 | 275 | 1 | Honeywell | 2023-04-01 | redacted
Low Income - Power to Save | LI - DUCT | 0 | 0.4 | 0.12 | 775.77 | 1 | Honeywell | 2023-04-01 | redacted
Low Income - Power to Save | HVAC Inspection | 0 | 0.17 | 0 | 268.73 | 1 | Honeywell | 2023-04-01 | redacted
Low Income - Power to Save | LED Lights | 0 | 0 | 0 | 47.6 | 1 | Honeywell | 2023-04-01 | redacted
Low Income - Power to Save | Faucet Aerators | 0 | 0 | 0.02 | 110.58 | 1 | Honeywell | 2023-04-01 | redacted
Low Income - Power to Save | Low Flow Showerhead | 0 | 0.04 | 0.1 | 504.08 | 1 | Honeywell | 2023-04-01 | redacted
Low Income - Power to Save | Weather Strip/Caulk | 0 | 0.25 | 0.09 | 503.3 | 1 | Honeywell | 2023-04-01 | redacted
Low Income - Power to Save | Outdoor Coil Cleaning | 0 | 0.1 | 0 | 275 | 1 | Honeywell | 2023-04-01 | redacted
Low Income - Power to Save | LI - DUCT | 0 | 0.4 | 0.12 | 775.77 | 1 | Honeywell | 2023-04-01 | redacted
Low Income - Power to Save | HVAC Inspection | 0 | 0.17 | 0 | 268.73 | 1 | Honeywell | 2023-04-01 | redacted
Low Income - Power to Save | LED Lights | 0 | 0 | 0 | 47.6 | 1 | Honeywell | 2023-04-01 | redacted
Low Income - Power to Save | Faucet Aerators | 0 | 0 | 0.02 | 110.58 | 1 | Honeywell | 2023-04-01 | redacted
Low Income - Power to Save | Low Flow Showerhead | 0 | 0.04 | 0.1 | 504.08 | 1 | Honeywell | 2023-04-01 | redacted
Low Income - Power to Save | LED Lights | 0 | 0 | 0 | 47.6 | 1 | Honeywell | 2023-04-01 | redacted
Low Income - Power to Save | Faucet Aerators | 0 | 0 | 0.02 | 110.58 | 1 | Honeywell | 2023-04-01 | redacted
Low Income - Power to Save | Low Flow Showerhead | 0 | 0.04 | 0.1 | 504.08 | 1 | Honeywell | 2023-04-01 | redacted
Low Income - Power to Save | Weather Strip/Caulk | 0 | 0.25 | 0.09 | 503.3 | 1 | Honeywell | 2023-04-01 | redacted
Low Income - Power to Save | Outdoor Coil Cleaning | 0 | 0.1 | 0 | 275 | 1 | Honeywell | 2023-04-01 | redacted
Low Income - Power to Save | LI - DUCT | 0 | 0.4 | 0.12 | 775.77 | 1 | Honeywell | 2023-04-01 | redacted
Low Income - Power to Save | HVAC Inspection | 0 | 0.17 | 0 | 268.73 | 1 | Honeywell | 2023-04-01 | redacted
Low Income - Power to Save | LED Lights | 0 | 0 | 0 | 47.6 | 1 | Honeywell | 2023-04-01 | redacted
Low Income - Power to Save | Faucet Aerators | 0 | 0 | 0.02 | 110.58 | 1 | Honeywell | 2023-04-01 | redacted
Low Income - Power to Save | Low Flow Showerhead | 0 | 0.04 | 0.1 | 504.08 | 1 | Honeywell | 2023-04-01 | redacted
Low Income - Power to Save | Pipe Wrap | 0 | 0.01 | 0.03 | 143.65 | 1 | Honeywell | 2023-04-01 | redacted
Low Income - Power to Save | Weather Strip/Caulk | 0 | 0.25 | 0.09 | 503.3 | 1 | Honeywell | 2023-04-01 | redacted
Low Income - Power to Save | Outdoor Coil Cleaning | 0 | 0.1 | 0 | 275 | 1 | Honeywell | 2023-04-01 | redacted
Low Income - Power to Save | LI - DUCT | 0 | 0.4 | 0.12 | 775.77 | 1 | Honeywell | 2023-04-01 | redacted
Low Income - Power to Save | HVAC Inspection | 0 | 0.17 | 0 | 268.73 | 1 | Honeywell | 2023-04-01 | redacted
Low Income - Power to Save | LED Lights | 0 | 0 | 0 | 47.6 | 1 | Honeywell | 2023-04-01 | redacted
Low Income - Power to Save | Faucet Aerators | 0 | 0 | 0.02 | 110.58 | 1 | Honeywell | 2023-04-01 | redacted
Low Income - Power to Save | Low Flow Showerhead | 0 | 0.04 | 0.1 | 504.08 | 1 | Honeywell | 2023-04-01 | redacted
Low Income - Power to Save | Weather Strip/Caulk | 0 | 0.25 | 0.09 | 503.3 | 1 | Honeywell | 2023-04-01 | redacted
Low Income - Power to Save | Outdoor Coil Cleaning | 0 | 0.1 | 0 | 275 | 1 | Honeywell | 2023-04-01 | redacted
Low Income - Power to Save | LI - DUCT | 0 | 0.4 | 0.12 | 775.77 | 1 | Honeywell | 2023-04-01 | redacted
Low Income - Power to Save | HVAC Inspection | 0 | 0.17 | 0 | 268.73 | 1 | Honeywell | 2023-04-01 | redacted
Low Income - Power to Save | LED Lights | 0 | 0 | 0 | 47.6 | 1 | Honeywell | 2023-04-01 | redacted
Low Income - Power to Save | Low Flow Showerhead | 0 | 0.04 | 0.1 | 504.08 | 1 | Honeywell | 2023-04-01 | redacted
Low Income - Power to Save | Weather Strip/Caulk | 0 | 0.25 | 0.09 | 503.3 | 1 | Honeywell | 2023-04-01 | redacted
Low Income - Power to Save | Outdoor Coil Cleaning | 0 | 0.1 | 0 | 275 | 1 | Honeywell | 2023-04-01 | redacted
Low Income - Power to Save | LI - DUCT | 0 | 0.4 | 0.12 | 775.77 | 1 | Honeywell | 2023-04-01 | redacted
Low Income - Power to Save | HVAC Inspection | 0 | 0.17 | 0 | 268.73 | 1 | Honeywell | 2023-04-01 | redacted
Low Income - Power to Save | LED Lights | 0 | 0 | 0 | 47.6 | 1 | Honeywell | 2023-04-01 | redacted
Low Income - Power to Save | Low Flow Showerhead | 0 | 0.04 | 0.1 | 504.08 | 1 | Honeywell | 2023-04-01 | redacted
Low Income - Power to Save | Weather Strip/Caulk | 0 | 0.25 | 0.09 | 503.3 | 1 | Honeywell | 2023-04-01 | redacted
Low Income - Power to Save | Outdoor Coil Cleaning | 0 | 0.1 | 0 | 275 | 1 | Honeywell | 2023-04-01 | redacted
Low Income - Power to Save | LI - DUCT | 0 | 0.4 | 0.12 | 775.77 | 1 | Honeywell | 2023-04-01 | redacted
Low Income - Power to Save | HVAC Inspection | 0 | 0.17 | 0 | 268.73 | 1 | Honeywell | 2023-04-01 | redacted
Low Income - Power to Save | LED Lights | 0 | 0 | 0 | 47.6 | 1 | Honeywell | 2023-04-01 | redacted
Low Income - Power to Save | Faucet Aerators | 0 | 0 | 0.02 | 110.58 | 1 | Honeywell | 2023-04-01 | redacted
Low Income - Power to Save | Low Flow Showerhead | 0 | 0.04 | 0.1 | 504.08 | 1 | Honeywell | 2023-04-01 | redacted
Low Income - Power to Save | Weather Strip/Caulk | 0 | 0.25 | 0.09 | 503.3 | 1 | Honeywell | 2023-04-01 | redacted
Low Income - Power to Save | LED Lights | 0 | 0 | 0 | 47.6 | 1 | Honeywell | 2023-04-01 | redacted
Low Income - Power to Save | Faucet Aerators | 0 | 0 | 0.02 | 110.58 | 1 | Honeywell | 2023-04-01 | redacted
Low Income - Power to Save | Low Flow Showerhead | 0 | 0.04 | 0.1 | 504.08 | 1 | Honeywell | 2023-04-01 | redacted
Low Income - Power to Save | Weather Strip/Caulk | 0 | 0.25 | 0.09 | 503.3 | 1 | Honeywell | 2023-04-01 | redacted
Low Income - Power to Save | Outdoor Coil Cleaning | 0 | 0.1 | 0 | 275 | 1 | Honeywell | 2023-04-01 | redacted
Low Income - Power to Save | LI - DUCT | 0 | 0.4 | 0.12 | 775.77 | 1 | Honeywell | 2023-04-01 | redacted
Low Income - Power to Save | HVAC Inspection | 0 | 0.17 | 0 | 268.73 | 1 | Honeywell | 2023-04-01 | redacted
Low Income - Power to Save | LED Lights | 0 | 0 | 0 | 47.6 | 1 | Honeywell | 2023-04-01 | redacted
Low Income - Power to Save | Outdoor Coil Cleaning | 0 | 0.1 | 0 | 275 | 1 | Honeywell | 2023-04-01 | redacted
Low Income - Power to Save | LED Lights | 0 | 0 | 0 | 47.6 | 1 | Honeywell | 2023-04-01 | redacted
Low Income - Power to Save | Faucet Aerators | 0 | 0 | 0.02 | 110.58 | 1 | Honeywell | 2023-04-01 | redacted
Low Income - Power to Save | Low Flow Showerhead | 0 | 0.04 | 0.1 | 504.08 | 1 | Honeywell | 2023-04-01 | redacted
Low Income - Power to Save | Weather Strip/Caulk | 0 | 0.25 | 0.09 | 503.3 | 1 | Honeywell | 2023-04-01 | redacted
Low Income - Power to Save | Outdoor Coil Cleaning | 0 | 0.1 | 0 | 275 | 1 | Honeywell | 2023-04-01 | redacted
Low Income - Power to Save | LI - DUCT | 0 | 0.4 | 0.12 | 775.77 | 1 | Honeywell | 2023-04-01 | redacted
Low Income - Power to Save | HVAC Inspection | 0 | 0.17 | 0 | 268.73 | 1 | Honeywell | 2023-04-01 | redacted
Low Income - Power to Save | LED Lights | 0 | 0 | 0 | 47.6 | 1 | Honeywell | 2023-04-01 | redacted
Low Income - Power to Save | Faucet Aerators | 0 | 0 | 0.02 | 110.58 | 1 | Honeywell | 2023-04-01 | redacted
Low Income - Power to Save | Low Flow Showerhead | 0 | 0.04 | 0.1 | 504.08 | 1 | Honeywell | 2023-04-01 | redacted
Low Income - Power to Save | Weather Strip/Caulk | 0 | 0.25 | 0.09 | 503.3 | 1 | Honeywell | 2023-04-01 | redacted
Low Income - Power to Save | Outdoor Coil Cleaning | 0 | 0.1 | 0 | 275 | 1 | Honeywell | 2023-04-01 | redacted
Low Income - Power to Save | LI - DUCT | 0 | 0.4 | 0.12 | 775.77 | 1 | Honeywell | 2023-04-01 | redacted
Low Income - Power to Save | HVAC Inspection | 0 | 0.17 | 0 | 268.73 | 1 | Honeywell | 2023-04-01 | redacted
Low Income - Power to Save | LED Lights | 0 | 0 | 0 | 47.6 | 1 | Honeywell | 2023-04-01 | redacted
Low Income - Power to Save | Low Flow Showerhead | 0 | 0.04 | 0.1 | 504.08 | 1 | Honeywell | 2023-04-01 | redacted
Low Income - Power to Save | Weather Strip/Caulk | 0 | 0.25 | 0.09 | 503.3 | 1 | Honeywell | 2023-04-01 | redacted
Low Income - Power to Save | Outdoor Coil Cleaning | 0 | 0.1 | 0 | 275 | 1 | Honeywell | 2023-04-01 | redacted
Low Income - Power to Save | LI - DUCT | 0 | 0.4 | 0.12 | 775.77 | 1 | Honeywell | 2023-04-01 | redacted
Low Income - Power to Save | HVAC Inspection | 0 | 0.17 | 0 | 268.73 | 1 | Honeywell | 2023-04-01 | redacted
Low Income - Power to Save | LED Lights | 0 | 0 | 0 | 47.6 | 1 | Honeywell | 2023-04-01 | redacted
Low Income - Power to Save | Faucet Aerators | 0 | 0 | 0.02 | 110.58 | 1 | Honeywell | 2023-04-01 | redacted
Low Income - Power to Save | Low Flow Showerhead | 0 | 0.04 | 0.1 | 504.08 | 1 | Honeywell | 2023-04-01 | redacted
Low Income - Power to Save | Weather Strip/Caulk | 0 | 0.25 | 0.09 | 503.3 | 1 | Honeywell | 2023-04-01 | redacted
Low Income - Power to Save | Outdoor Coil Cleaning | 0 | 0.1 | 0 | 275 | 1 | Honeywell | 2023-04-01 | redacted
Low Income - Power to Save | LI - DUCT | 0 | 0.4 | 0.12 | 775.77 | 1 | Honeywell | 2023-04-01 | redacted
Low Income - Power to Save | HVAC Inspection | 0 | 0.17 | 0 | 268.73 | 1 | Honeywell | 2023-04-01 | redacted
Low Income - Power to Save | LED Lights | 0 | 0 | 0 | 47.6 | 1 | Honeywell | 2023-04-01 | redacted
Low Income - Power to Save | Low Flow Showerhead | 0 | 0.04 | 0.1 | 504.08 | 1 | Honeywell | 2023-04-01 | redacted
Low Income - Power to Save | Outdoor Coil Cleaning | 0 | 0.1 | 0 | 275 | 1 | Honeywell | 2023-04-01 | redacted
Low Income - Power to Save | LI - DUCT | 0 | 0.4 | 0.12 | 775.77 | 1 | Honeywell | 2023-04-01 | redacted
Low Income - Power to Save | HVAC Inspection | 0 | 0.17 | 0 | 268.73 | 1 | Honeywell | 2023-04-01 | redacted
Low Income - Power to Save | LED Lights | 0 | 0 | 0 | 47.6 | 1 | Honeywell | 2023-04-01 | redacted
Low Income - Power to Save | Low Flow Showerhead | 0 | 0.04 | 0.1 | 504.08 | 1 | Honeywell | 2023-04-01 | redacted
Low Income - Power to Save | Weather Strip/Caulk | 0 | 0.25 | 0.09 | 503.3 | 1 | Honeywell | 2023-04-01 | redacted
Low Income - Power to Save | Outdoor Coil Cleaning | 0 | 0.1 | 0 | 275 | 1 | Honeywell | 2023-04-01 | redacted
Low Income - Power to Save | LI - DUCT | 0 | 0.4 | 0.12 | 775.77 | 1 | Honeywell | 2023-04-01 | redacted
Low Income - Power to Save | HVAC Inspection | 0 | 0.17 | 0 | 268.73 | 1 | Honeywell | 2023-04-01 | redacted
Low Income - Power to Save | LED Lights | 0 | 0 | 0 | 47.6 | 1 | Honeywell | 2023-04-01 | redacted
Low Income - Power to Save | Weather Strip/Caulk | 0 | 0.25 | 0.09 | 503.3 | 1 | Honeywell | 2023-04-01 | redacted
Low Income - Power to Save | LED Lights | 0 | 0 | 0 | 47.6 | 1 | Honeywell | 2023-04-01 | redacted
Low Income - Power to Save | Faucet Aerators | 0 | 0 | 0.02 | 110.58 | 1 | Honeywell | 2023-04-01 | redacted
Low Income - Power to Save | Low Flow Showerhead | 0 | 0.04 | 0.1 | 504.08 | 1 | Honeywell | 2023-04-01 | redacted
Low Income - Power to Save | LED Lights | 0 | 0 | 0 | 47.6 | 1 | Honeywell | 2023-04-01 | redacted
Low Income - Power to Save | Outdoor Coil Cleaning | 0 | 0.1 | 0 | 275 | 1 | Honeywell | 2023-04-01 | redacted
Low Income - Power to Save | HVAC Inspection | 0 | 0.17 | 0 | 268.73 | 1 | Honeywell | 2023-04-01 | redacted
Low Income - Power to Save | LED Lights | 0 | 0 | 0 | 47.6 | 1 | Honeywell | 2023-04-01 | redacted
Low Income - Power to Save | Faucet Aerators | 0 | 0 | 0.02 | 110.58 | 1 | Honeywell | 2023-04-01 | redacted
Low Income - Power to Save | Low Flow Showerhead | 0 | 0.04 | 0.1 | 504.08 | 1 | Honeywell | 2023-04-01 | redacted
Low Income - Power to Save | LED Lights | 0 | 0 | 0 | 47.6 | 1 | Honeywell | 2023-04-01 | redacted
Low Income - Power to Save | Faucet Aerators | 0 | 0 | 0.02 | 110.58 | 1 | Honeywell | 2023-04-01 | redacted
Low Income - Power to Save | Low Flow Showerhead | 0 | 0.04 | 0.1 | 504.08 | 1 | Honeywell | 2023-04-01 | redacted
Low Income - Power to Save | Pipe Wrap | 0 | 0.01 | 0.03 | 143.65 | 1 | Honeywell | 2023-04-01 | redacted
Low Income - Power to Save | Weather Strip/Caulk | 0 | 0.25 | 0.09 | 503.3 | 1 | Honeywell | 2023-04-01 | redacted
Low Income - Power to Save | Outdoor Coil Cleaning | 0 | 0.1 | 0 | 275 | 1 | Honeywell | 2023-04-01 | redacted
Low Income - Power to Save | LI - DUCT | 0 | 0.4 | 0.12 | 775.77 | 1 | Honeywell | 2023-04-01 | redacted
Low Income - Power to Save | HVAC Inspection | 0 | 0.17 | 0 | 268.73 | 1 | Honeywell | 2023-04-01 | redacted
Low Income - Power to Save | LED Lights | 0 | 0 | 0 | 47.6 | 1 | Honeywell | 2023-04-01 | redacted
Low Income - Power to Save | Faucet Aerators | 0 | 0 | 0.02 | 110.58 | 1 | Honeywell | 2023-04-01 | redacted
Low Income - Power to Save | Low Flow Showerhead | 0 | 0.04 | 0.1 | 504.08 | 1 | Honeywell | 2023-04-01 | redacted
Low Income - Power to Save | Weather Strip/Caulk | 0 | 0.25 | 0.09 | 503.3 | 1 | Honeywell | 2023-04-01 | redacted
Low Income - Power to Save | LED Lights | 0 | 0 | 0 | 47.6 | 1 | Honeywell | 2023-04-01 | redacted
Low Income - Power to Save | LED Lights | 0 | 0 | 0 | 47.6 | 1 | Honeywell | 2023-04-01 | redacted
Low Income - Power to Save | Faucet Aerators | 0 | 0 | 0.02 | 110.58 | 1 | Honeywell | 2023-04-01 | redacted
Low Income - Power to Save | Low Flow Showerhead | 0 | 0.04 | 0.1 | 504.08 | 1 | Honeywell | 2023-04-01 | redacted
Low Income - Power to Save | Pipe Wrap | 0 | 0.01 | 0.03 | 143.65 | 1 | Honeywell | 2023-04-01 | redacted
Low Income - Power to Save | Weather Strip/Caulk | 0 | 0.25 | 0.09 | 503.3 | 1 | Honeywell | 2023-04-01 | redacted
Low Income - Power to Save | Outdoor Coil Cleaning | 0 | 0.1 | 0 | 275 | 1 | Honeywell | 2023-04-01 | redacted
Low Income - Power to Save | LI - DUCT | 0 | 0.4 | 0.12 | 775.77 | 1 | Honeywell | 2023-04-01 | redacted
Low Income - Power to Save | HVAC Inspection | 0 | 0.17 | 0 | 268.73 | 1 | Honeywell | 2023-04-01 | redacted
Low Income - Power to Save | LED Lights | 0 | 0 | 0 | 47.6 | 1 | Honeywell | 2023-04-01 | redacted
Low Income - Power to Save | Faucet Aerators | 0 | 0 | 0.02 | 110.58 | 1 | Honeywell | 2023-04-01 | redacted
Low Income - Power to Save | Low Flow Showerhead | 0 | 0.04 | 0.1 | 504.08 | 1 | Honeywell | 2023-04-01 | redacted
Low Income - Power to Save | Weather Strip/Caulk | 0 | 0.25 | 0.09 | 503.3 | 1 | Honeywell | 2023-04-01 | redacted
Low Income - Power to Save | Outdoor Coil Cleaning | 0 | 0.1 | 0 | 275 | 1 | Honeywell | 2023-04-01 | redacted
Low Income - Power to Save | LI - DUCT | 0 | 0.4 | 0.12 | 775.77 | 1 | Honeywell | 2023-04-01 | redacted
Low Income - Power to Save | HVAC Inspection | 0 | 0.17 | 0 | 268.73 | 1 | Honeywell | 2023-04-01 | redacted
Low Income - Power to Save | LED Lights | 0 | 0 | 0 | 47.6 | 1 | Honeywell | 2023-04-01 | redacted
Low Income - Power to Save | Faucet Aerators | 0 | 0 | 0.02 | 110.58 | 1 | Honeywell | 2023-04-01 | redacted
Low Income - Power to Save | Weather Strip/Caulk | 0 | 0.25 | 0.09 | 503.3 | 1 | Honeywell | 2023-04-01 | redacted
Low Income - Power to Save | Outdoor Coil Cleaning | 0 | 0.1 | 0 | 275 | 1 | Honeywell | 2023-04-01 | redacted
Low Income - Power to Save | LI - DUCT | 0 | 0.4 | 0.12 | 775.77 | 1 | Honeywell | 2023-04-01 | redacted
Low Income - Power to Save | HVAC Inspection | 0 | 0.17 | 0 | 268.73 | 1 | Honeywell | 2023-04-01 | redacted
Low Income - Power to Save | LED Lights | 0 | 0 | 0 | 47.6 | 1 | Honeywell | 2023-04-01 | redacted
Low Income - Power to Save | Faucet Aerators | 0 | 0 | 0.02 | 110.58 | 1 | Honeywell | 2023-04-01 | redacted
Low Income - Power to Save | Low Flow Showerhead | 0 | 0.04 | 0.1 | 504.08 | 1 | Honeywell | 2023-04-01 | redacted
Low Income - Power to Save | LED Lights | 0 | 0 | 0 | 47.6 | 1 | Honeywell | 2023-04-01 | redacted
Low Income - Power to Save | Pipe Wrap | 0 | 0.01 | 0.03 | 143.65 | 1 | Honeywell | 2023-04-01 | redacted
Low Income - Power to Save | Weather Strip/Caulk | 0 | 0.25 | 0.09 | 503.3 | 1 | Honeywell | 2023-04-01 | redacted
Low Income - Power to Save | Outdoor Coil Cleaning | 0 | 0.1 | 0 | 275 | 1 | Honeywell | 2023-04-01 | redacted
Low Income - Power to Save | LI - DUCT | 0 | 0.4 | 0.12 | 775.77 | 1 | Honeywell | 2023-04-01 | redacted
Low Income - Power to Save | HVAC Inspection | 0 | 0.17 | 0 | 268.73 | 1 | Honeywell | 2023-04-01 | redacted
Low Income - Power to Save | LED Lights | 0 | 0 | 0 | 47.6 | 1 | Honeywell | 2023-04-01 | redacted
Low Income - Power to Save | Low Flow Showerhead | 0 | 0.04 | 0.1 | 504.08 | 1 | Honeywell | 2023-04-01 | redacted
Low Income - Power to Save | Weather Strip/Caulk | 0 | 0.25 | 0.09 | 503.3 | 1 | Honeywell | 2023-04-01 | redacted
Low Income - Power to Save | Outdoor Coil Cleaning | 0 | 0.1 | 0 | 275 | 1 | Honeywell | 2023-04-01 | redacted
Low Income - Power to Save | LI - DUCT | 0 | 0.4 | 0.12 | 775.77 | 1 | Honeywell | 2023-04-01 | redacted
Low Income - Power to Save | HVAC Inspection | 0 | 0.17 | 0 | 268.73 | 1 | Honeywell | 2023-04-01 | redacted
Low Income - Power to Save | LED Lights | 0 | 0 | 0 | 47.6 | 1 | Honeywell | 2023-04-01 | redacted
Low Income - Power to Save | Faucet Aerators | 0 | 0 | 0.02 | 110.58 | 1 | Honeywell | 2023-04-01 | redacted
Low Income - Power to Save | Low Flow Showerhead | 0 | 0.04 | 0.1 | 504.08 | 1 | Honeywell | 2023-04-01 | redacted
Low Income - Power to Save | Pipe Wrap | 0 | 0.01 | 0.03 | 143.65 | 1 | Honeywell | 2023-04-01 | redacted
Low Income - Power to Save | Weather Strip/Caulk | 0 | 0.25 | 0.09 | 503.3 | 1 | Honeywell | 2023-04-01 | redacted
Low Income - Power to Save | Outdoor Coil Cleaning | 0 | 0.1 | 0 | 275 | 1 | Honeywell | 2023-04-01 | redacted
Low Income - Power to Save | LI - DUCT | 0 | 0.4 | 0.12 | 775.77 | 1 | Honeywell | 2023-04-01 | redacted
Low Income - Power to Save | HVAC Inspection | 0 | 0.17 | 0 | 268.73 | 1 | Honeywell | 2023-04-01 | redacted
Low Income - Power to Save | LED Lights | 0 | 0 | 0 | 47.6 | 1 | Honeywell | 2023-03-01 | redacted
Low Income - Power to Save | Faucet Aerators | 0 | 0 | 0.02 | 110.58 | 1 | Honeywell | 2023-03-01 | redacted
Low Income - Power to Save | Low Flow Showerhead | 0 | 0.04 | 0.1 | 504.08 | 1 | Honeywell | 2023-03-01 | redacted
Low Income - Power to Save | Pipe Wrap | 0 | 0.01 | 0.03 | 143.65 | 1 | Honeywell | 2023-03-01 | redacted
Low Income - Power to Save | Weather Strip/Caulk | 0 | 0.25 | 0.09 | 503.3 | 1 | Honeywell | 2023-03-01 | redacted
Low Income - Power to Save | Outdoor Coil Cleaning | 0 | 0.1 | 0 | 275 | 1 | Honeywell | 2023-03-01 | redacted
Low Income - Power to Save | LI - DUCT | 0 | 0.4 | 0.12 | 775.77 | 1 | Honeywell | 2023-03-01 | redacted
Low Income - Power to Save | HVAC Inspection | 0 | 0.17 | 0 | 268.73 | 1 | Honeywell | 2023-03-01 | redacted
Low Income - Power to Save | LED Lights | 0 | 0 | 0 | 47.6 | 1 | Honeywell | 2023-03-01 | redacted
Low Income - Power to Save | Faucet Aerators | 0 | 0 | 0.02 | 110.58 | 1 | Honeywell | 2023-03-01 | redacted
Low Income - Power to Save | Low Flow Showerhead | 0 | 0.04 | 0.1 | 504.08 | 1 | Honeywell | 2023-03-01 | redacted
Low Income - Power to Save | Weather Strip/Caulk | 0 | 0.25 | 0.09 | 503.3 | 1 | Honeywell | 2023-03-01 | redacted
Low Income - Power to Save | Outdoor Coil Cleaning | 0 | 0.1 | 0 | 275 | 1 | Honeywell | 2023-03-01 | redacted
Low Income - Power to Save | LI - DUCT | 0 | 0.4 | 0.12 | 775.77 | 1 | Honeywell | 2023-03-01 | redacted
Low Income - Power to Save | HVAC Inspection | 0 | 0.17 | 0 | 268.73 | 1 | Honeywell | 2023-03-01 | redacted
Low Income - Power to Save | LED Lights | 0 | 0 | 0 | 47.6 | 1 | Honeywell | 2023-03-01 | redacted
Low Income - Power to Save | Faucet Aerators | 0 | 0 | 0.02 | 110.58 | 1 | Honeywell | 2023-03-01 | redacted
Low Income - Power to Save | Low Flow Showerhead | 0 | 0.04 | 0.1 | 504.08 | 1 | Honeywell | 2023-03-01 | redacted
Low Income - Power to Save | Weather Strip/Caulk | 0 | 0.25 | 0.09 | 503.3 | 1 | Honeywell | 2023-03-01 | redacted
Low Income - Power to Save | Outdoor Coil Cleaning | 0 | 0.1 | 0 | 275 | 1 | Honeywell | 2023-03-01 | redacted
Low Income - Power to Save | LI - DUCT | 0 | 0.4 | 0.12 | 775.77 | 1 | Honeywell | 2023-03-01 | redacted
Low Income - Power to Save | HVAC Inspection | 0 | 0.17 | 0 | 268.73 | 1 | Honeywell | 2023-03-01 | redacted
Low Income - Power to Save | LED Lights | 0 | 0 | 0 | 47.6 | 1 | Honeywell | 2023-03-01 | redacted
Low Income - Power to Save | LED Lights | 0 | 0 | 0 | 47.6 | 1 | Honeywell | 2023-03-01 | redacted
Low Income - Power to Save | Faucet Aerators | 0 | 0 | 0.02 | 110.58 | 1 | Honeywell | 2023-03-01 | redacted
Low Income - Power to Save | Pipe Wrap | 0 | 0.01 | 0.03 | 143.65 | 1 | Honeywell | 2023-03-01 | redacted
Low Income - Power to Save | Weather Strip/Caulk | 0 | 0.25 | 0.09 | 503.3 | 1 | Honeywell | 2023-03-01 | redacted
Low Income - Power to Save | Outdoor Coil Cleaning | 0 | 0.1 | 0 | 275 | 1 | Honeywell | 2023-03-01 | redacted
Low Income - Power to Save | LI - DUCT | 0 | 0.4 | 0.12 | 775.77 | 1 | Honeywell | 2023-03-01 | redacted
Low Income - Power to Save | HVAC Inspection | 0 | 0.17 | 0 | 268.73 | 1 | Honeywell | 2023-03-01 | redacted
Low Income - Power to Save | LED Lights | 0 | 0 | 0 | 47.6 | 1 | Honeywell | 2023-03-01 | redacted
Low Income - Power to Save | Faucet Aerators | 0 | 0 | 0.02 | 110.58 | 1 | Honeywell | 2023-03-01 | redacted
Low Income - Power to Save | Weather Strip/Caulk | 0 | 0.25 | 0.09 | 503.3 | 1 | Honeywell | 2023-03-01 | redacted
Low Income - Power to Save | Outdoor Coil Cleaning | 0 | 0.1 | 0 | 275 | 1 | Honeywell | 2023-03-01 | redacted
Low Income - Power to Save | LI - DUCT | 0 | 0.4 | 0.12 | 775.77 | 1 | Honeywell | 2023-03-01 | redacted
Low Income - Power to Save | HVAC Inspection | 0 | 0.17 | 0 | 268.73 | 1 | Honeywell | 2023-03-01 | redacted
Low Income - Power to Save | LED Lights | 0 | 0 | 0 | 47.6 | 1 | Honeywell | 2023-03-01 | redacted
Low Income - Power to Save | Outdoor Coil Cleaning | 0 | 0.1 | 0 | 275 | 1 | Honeywell | 2023-03-01 | redacted
Low Income - Power to Save | HVAC Inspection | 0 | 0.17 | 0 | 268.73 | 1 | Honeywell | 2023-03-01 | redacted
Low Income - Power to Save | LED Lights | 0 | 0 | 0 | 47.6 | 1 | Honeywell | 2023-03-01 | redacted
Low Income - Power to Save | Outdoor Coil Cleaning | 0 | 0.1 | 0 | 275 | 1 | Honeywell | 2023-03-01 | redacted
Low Income - Power to Save | HVAC Inspection | 0 | 0.17 | 0 | 268.73 | 1 | Honeywell | 2023-03-01 | redacted
Low Income - Power to Save | LED Lights | 0 | 0 | 0 | 47.6 | 1 | Honeywell | 2023-03-01 | redacted
Low Income - Power to Save | Faucet Aerators | 0 | 0 | 0.02 | 110.58 | 1 | Honeywell | 2023-03-01 | redacted
Low Income - Power to Save | Low Flow Showerhead | 0 | 0.04 | 0.1 | 504.08 | 1 | Honeywell | 2023-03-01 | redacted
Low Income - Power to Save | Pipe Wrap | 0 | 0.01 | 0.03 | 143.65 | 1 | Honeywell | 2023-03-01 | redacted
Low Income - Power to Save | Weather Strip/Caulk | 0 | 0.25 | 0.09 | 503.3 | 1 | Honeywell | 2023-03-01 | redacted
Low Income - Power to Save | Outdoor Coil Cleaning | 0 | 0.1 | 0 | 275 | 1 | Honeywell | 2023-03-01 | redacted
Low Income - Power to Save | LI - DUCT | 0 | 0.4 | 0.12 | 775.77 | 1 | Honeywell | 2023-03-01 | redacted
Low Income - Power to Save | HVAC Inspection | 0 | 0.17 | 0 | 268.73 | 1 | Honeywell | 2023-03-01 | redacted
Low Income - Power to Save | LED Lights | 0 | 0 | 0 | 47.6 | 1 | Honeywell | 2023-03-01 | redacted
Low Income - Power to Save | Outdoor Coil Cleaning | 0 | 0.1 | 0 | 275 | 1 | Honeywell | 2023-03-01 | redacted
Low Income - Power to Save | HVAC Inspection | 0 | 0.17 | 0 | 268.73 | 1 | Honeywell | 2023-03-01 | redacted
Low Income - Power to Save | LED Lights | 0 | 0 | 0 | 47.6 | 1 | Honeywell | 2023-03-01 | redacted
Low Income - Power to Save | Faucet Aerators | 0 | 0 | 0.02 | 110.58 | 1 | Honeywell | 2023-03-01 | redacted
Low Income - Power to Save | Pipe Wrap | 0 | 0.01 | 0.03 | 143.65 | 1 | Honeywell | 2023-03-01 | redacted
Low Income - Power to Save | Weather Strip/Caulk | 0 | 0.25 | 0.09 | 503.3 | 1 | Honeywell | 2023-03-01 | redacted
Low Income - Power to Save | Outdoor Coil Cleaning | 0 | 0.1 | 0 | 275 | 1 | Honeywell | 2023-03-01 | redacted
Low Income - Power to Save | LI - DUCT | 0 | 0.4 | 0.12 | 775.77 | 1 | Honeywell | 2023-03-01 | redacted
Low Income - Power to Save | HVAC Inspection | 0 | 0.17 | 0 | 268.73 | 1 | Honeywell | 2023-03-01 | redacted
Low Income - Power to Save | LED Lights | 0 | 0 | 0 | 47.6 | 1 | Honeywell | 2023-03-01 | redacted
Low Income - Power to Save | LED Lights | 0 | 0 | 0 | 47.6 | 1 | Honeywell | 2023-03-01 | redacted
Low Income - Power to Save | Weather Strip/Caulk | 0 | 0.25 | 0.09 | 503.3 | 1 | Honeywell | 2023-03-01 | redacted
Low Income - Power to Save | LED Lights | 0 | 0 | 0 | 47.6 | 1 | Honeywell | 2023-03-01 | redacted
Low Income - Power to Save | Faucet Aerators | 0 | 0 | 0.02 | 110.58 | 1 | Honeywell | 2023-03-01 | redacted
Low Income - Power to Save | Low Flow Showerhead | 0 | 0.04 | 0.1 | 504.08 | 1 | Honeywell | 2023-03-01 | redacted
Low Income - Power to Save | Weather Strip/Caulk | 0 | 0.25 | 0.09 | 503.3 | 1 | Honeywell | 2023-03-01 | redacted
Low Income - Power to Save | Outdoor Coil Cleaning | 0 | 0.1 | 0 | 275 | 1 | Honeywell | 2023-03-01 | redacted
Low Income - Power to Save | LI - DUCT | 0 | 0.4 | 0.12 | 775.77 | 1 | Honeywell | 2023-03-01 | redacted
Low Income - Power to Save | HVAC Inspection | 0 | 0.17 | 0 | 268.73 | 1 | Honeywell | 2023-03-01 | redacted
Low Income - Power to Save | LED Lights | 0 | 0 | 0 | 47.6 | 1 | Honeywell | 2023-03-01 | redacted
Low Income - Power to Save | Faucet Aerators | 0 | 0 | 0.02 | 110.58 | 1 | Honeywell | 2023-03-01 | redacted
Low Income - Power to Save | Low Flow Showerhead | 0 | 0.04 | 0.1 | 504.08 | 1 | Honeywell | 2023-03-01 | redacted
Low Income - Power to Save | Pipe Wrap | 0 | 0.01 | 0.03 | 143.65 | 1 | Honeywell | 2023-03-01 | redacted
Low Income - Power to Save | Weather Strip/Caulk | 0 | 0.25 | 0.09 | 503.3 | 1 | Honeywell | 2023-03-01 | redacted
Low Income - Power to Save | Outdoor Coil Cleaning | 0 | 0.1 | 0 | 275 | 1 | Honeywell | 2023-03-01 | redacted
Low Income - Power to Save | LI - DUCT | 0 | 0.4 | 0.12 | 775.77 | 1 | Honeywell | 2023-03-01 | redacted
Low Income - Power to Save | HVAC Inspection | 0 | 0.17 | 0 | 268.73 | 1 | Honeywell | 2023-03-01 | redacted
Low Income - Power to Save | LED Lights | 0 | 0 | 0 | 47.6 | 1 | Honeywell | 2023-03-01 | redacted
Low Income - Power to Save | Faucet Aerators | 0 | 0 | 0.02 | 110.58 | 1 | Honeywell | 2023-03-01 | redacted
Low Income - Power to Save | Low Flow Showerhead | 0 | 0.04 | 0.1 | 504.08 | 1 | Honeywell | 2023-03-01 | redacted
Low Income - Power to Save | Weather Strip/Caulk | 0 | 0.25 | 0.09 | 503.3 | 1 | Honeywell | 2023-03-01 | redacted
Low Income - Power to Save | Outdoor Coil Cleaning | 0 | 0.1 | 0 | 275 | 1 | Honeywell | 2023-03-01 | redacted
Low Income - Power to Save | LI - DUCT | 0 | 0.4 | 0.12 | 775.77 | 1 | Honeywell | 2023-03-01 | redacted
Low Income - Power to Save | HVAC Inspection | 0 | 0.17 | 0 | 268.73 | 1 | Honeywell | 2023-03-01 | redacted
Low Income - Power to Save | LED Lights | 0 | 0 | 0 | 47.6 | 1 | Honeywell | 2023-03-01 | redacted
Low Income - Power to Save | Faucet Aerators | 0 | 0 | 0.02 | 110.58 | 1 | Honeywell | 2023-03-01 | redacted
Low Income - Power to Save | Low Flow Showerhead | 0 | 0.04 | 0.1 | 504.08 | 1 | Honeywell | 2023-03-01 | redacted
Low Income - Power to Save | Weather Strip/Caulk | 0 | 0.25 | 0.09 | 503.3 | 1 | Honeywell | 2023-03-01 | redacted
Low Income - Power to Save | Outdoor Coil Cleaning | 0 | 0.1 | 0 | 275 | 1 | Honeywell | 2023-03-01 | redacted
Low Income - Power to Save | LI - DUCT | 0 | 0.4 | 0.12 | 775.77 | 1 | Honeywell | 2023-03-01 | redacted
Low Income - Power to Save | HVAC Inspection | 0 | 0.17 | 0 | 268.73 | 1 | Honeywell | 2023-03-01 | redacted
Low Income - Power to Save | LED Lights | 0 | 0 | 0 | 47.6 | 1 | Honeywell | 2023-03-01 | redacted
Low Income - Power to Save | Faucet Aerators | 0 | 0 | 0.02 | 110.58 | 1 | Honeywell | 2023-03-01 | redacted
Low Income - Power to Save | Low Flow Showerhead | 0 | 0.04 | 0.1 | 504.08 | 1 | Honeywell | 2023-03-01 | redacted
Low Income - Power to Save | Weather Strip/Caulk | 0 | 0.25 | 0.09 | 503.3 | 1 | Honeywell | 2023-03-01 | redacted
Low Income - Power to Save | Outdoor Coil Cleaning | 0 | 0.1 | 0 | 275 | 1 | Honeywell | 2023-03-01 | redacted
Low Income - Power to Save | HVAC Inspection | 0 | 0.17 | 0 | 268.73 | 1 | Honeywell | 2023-03-01 | redacted
Low Income - Power to Save | LED Lights | 0 | 0 | 0 | 47.6 | 1 | Honeywell | 2023-03-01 | redacted
Low Income - Power to Save | Weather Strip/Caulk | 0 | 0.25 | 0.09 | 503.3 | 1 | Honeywell | 2023-03-01 | redacted
Low Income - Power to Save | Outdoor Coil Cleaning | 0 | 0.1 | 0 | 275 | 1 | Honeywell | 2023-03-01 | redacted
Low Income - Power to Save | LI - DUCT | 0 | 0.4 | 0.12 | 775.77 | 1 | Honeywell | 2023-03-01 | redacted
Low Income - Power to Save | HVAC Inspection | 0 | 0.17 | 0 | 268.73 | 1 | Honeywell | 2023-03-01 | redacted
Low Income - Power to Save | LED Lights | 0 | 0 | 0 | 47.6 | 1 | Honeywell | 2023-03-01 | redacted
Low Income - Power to Save | Faucet Aerators | 0 | 0 | 0.02 | 110.58 | 1 | Honeywell | 2023-03-01 | redacted
Low Income - Power to Save | Weather Strip/Caulk | 0 | 0.25 | 0.09 | 503.3 | 1 | Honeywell | 2023-03-01 | redacted
Low Income - Power to Save | Outdoor Coil Cleaning | 0 | 0.1 | 0 | 275 | 1 | Honeywell | 2023-03-01 | redacted
Low Income - Power to Save | LED Lights | 0 | 0 | 0 | 47.6 | 1 | Honeywell | 2023-03-01 | redacted
Low Income - Power to Save | Faucet Aerators | 0 | 0 | 0.02 | 110.58 | 1 | Honeywell | 2023-03-01 | redacted
Low Income - Power to Save | Low Flow Showerhead | 0 | 0.04 | 0.1 | 504.08 | 1 | Honeywell | 2023-03-01 | redacted
Low Income - Power to Save | Weather Strip/Caulk | 0 | 0.25 | 0.09 | 503.3 | 1 | Honeywell | 2023-03-01 | redacted
Low Income - Power to Save | Outdoor Coil Cleaning | 0 | 0.1 | 0 | 275 | 1 | Honeywell | 2023-03-01 | redacted
Low Income - Power to Save | LED Lights | 0 | 0 | 0 | 47.6 | 1 | Honeywell | 2023-03-01 | redacted
Low Income - Power to Save | Faucet Aerators | 0 | 0 | 0.02 | 110.58 | 1 | Honeywell | 2023-03-01 | redacted
Low Income - Power to Save | Weather Strip/Caulk | 0 | 0.25 | 0.09 | 503.3 | 1 | Honeywell | 2023-03-01 | redacted
Low Income - Power to Save | Outdoor Coil Cleaning | 0 | 0.1 | 0 | 275 | 1 | Honeywell | 2023-03-01 | redacted
Low Income - Power to Save | LI - DUCT | 0 | 0.4 | 0.12 | 775.77 | 1 | Honeywell | 2023-03-01 | redacted
Low Income - Power to Save | HVAC Inspection | 0 | 0.17 | 0 | 268.73 | 1 | Honeywell | 2023-03-01 | redacted
Low Income - Power to Save | LED Lights | 0 | 0 | 0 | 47.6 | 1 | Honeywell | 2023-03-01 | redacted
Low Income - Power to Save | Faucet Aerators | 0 | 0 | 0.02 | 110.58 | 1 | Honeywell | 2023-03-01 | redacted
Low Income - Power to Save | Low Flow Showerhead | 0 | 0.04 | 0.1 | 504.08 | 1 | Honeywell | 2023-03-01 | redacted
Low Income - Power to Save | Outdoor Coil Cleaning | 0 | 0.1 | 0 | 275 | 1 | Honeywell | 2023-03-01 | redacted
Low Income - Power to Save | LED Lights | 0 | 0 | 0 | 47.6 | 1 | Honeywell | 2023-03-01 | redacted
Low Income - Power to Save | Low Flow Showerhead | 0 | 0.04 | 0.1 | 504.08 | 1 | Honeywell | 2023-03-01 | redacted
Low Income - Power to Save | Weather Strip/Caulk | 0 | 0.25 | 0.09 | 503.3 | 1 | Honeywell | 2023-03-01 | redacted
Low Income - Power to Save | Outdoor Coil Cleaning | 0 | 0.1 | 0 | 275 | 1 | Honeywell | 2023-03-01 | redacted
Low Income - Power to Save | LI - DUCT | 0 | 0.4 | 0.12 | 775.77 | 1 | Honeywell | 2023-03-01 | redacted
Low Income - Power to Save | HVAC Inspection | 0 | 0.17 | 0 | 268.73 | 1 | Honeywell | 2023-03-01 | redacted
Low Income - Power to Save | LED Lights | 0 | 0 | 0 | 47.6 | 1 | Honeywell | 2023-03-01 | redacted
Low Income - Power to Save | Faucet Aerators | 0 | 0 | 0.02 | 110.58 | 1 | Honeywell | 2023-03-01 | redacted
Low Income - Power to Save | Pipe Wrap | 0 | 0.01 | 0.03 | 143.65 | 1 | Honeywell | 2023-03-01 | redacted
Low Income - Power to Save | Weather Strip/Caulk | 0 | 0.25 | 0.09 | 503.3 | 1 | Honeywell | 2023-03-01 | redacted
Low Income - Power to Save | Outdoor Coil Cleaning | 0 | 0.1 | 0 | 275 | 1 | Honeywell | 2023-03-01 | redacted
Low Income - Power to Save | LI - DUCT | 0 | 0.4 | 0.12 | 775.77 | 1 | Honeywell | 2023-03-01 | redacted
Low Income - Power to Save | HVAC Inspection | 0 | 0.17 | 0 | 268.73 | 1 | Honeywell | 2023-03-01 | redacted
Low Income - Power to Save | LED Lights | 0 | 0 | 0 | 47.6 | 1 | Honeywell | 2023-03-01 | redacted
Low Income - Power to Save | Weather Strip/Caulk | 0 | 0.25 | 0.09 | 503.3 | 1 | Honeywell | 2023-03-01 | redacted
Low Income - Power to Save | Outdoor Coil Cleaning | 0 | 0.1 | 0 | 275 | 1 | Honeywell | 2023-03-01 | redacted
Low Income - Power to Save | HVAC Inspection | 0 | 0.17 | 0 | 268.73 | 1 | Honeywell | 2023-03-01 | redacted
Low Income - Power to Save | LED Lights | 0 | 0 | 0 | 47.6 | 1 | Honeywell | 2023-03-01 | redacted
Low Income - Power to Save | Faucet Aerators | 0 | 0 | 0.02 | 110.58 | 1 | Honeywell | 2023-03-01 | redacted
Low Income - Power to Save | Low Flow Showerhead | 0 | 0.04 | 0.1 | 504.08 | 1 | Honeywell | 2023-03-01 | redacted
Low Income - Power to Save | LED Lights | 0 | 0 | 0 | 47.6 | 1 | Honeywell | 2023-03-01 | redacted
Low Income - Power to Save | Faucet Aerators | 0 | 0 | 0.02 | 110.58 | 1 | Honeywell | 2023-03-01 | redacted
Low Income - Power to Save | Low Flow Showerhead | 0 | 0.04 | 0.1 | 504.08 | 1 | Honeywell | 2023-03-01 | redacted
Low Income - Power to Save | LED Lights | 0 | 0 | 0 | 47.6 | 1 | Honeywell | 2023-03-01 | redacted
Low Income - Power to Save | Faucet Aerators | 0 | 0 | 0.02 | 110.58 | 1 | Honeywell | 2023-03-01 | redacted
Low Income - Power to Save | Low Flow Showerhead | 0 | 0.04 | 0.1 | 504.08 | 1 | Honeywell | 2023-03-01 | redacted
Low Income - Power to Save | Weather Strip/Caulk | 0 | 0.25 | 0.09 | 503.3 | 1 | Honeywell | 2023-03-01 | redacted
Low Income - Power to Save | Outdoor Coil Cleaning | 0 | 0.1 | 0 | 275 | 1 | Honeywell | 2023-03-01 | redacted
Low Income - Power to Save | LI - DUCT | 0 | 0.4 | 0.12 | 775.77 | 1 | Honeywell | 2023-03-01 | redacted
Low Income - Power to Save | HVAC Inspection | 0 | 0.17 | 0 | 268.73 | 1 | Honeywell | 2023-03-01 | redacted
Low Income - Power to Save | LED Lights | 0 | 0 | 0 | 47.6 | 1 | Honeywell | 2023-03-01 | redacted
Low Income - Power to Save | Weather Strip/Caulk | 0 | 0.25 | 0.09 | 503.3 | 1 | Honeywell | 2023-03-01 | redacted
Low Income - Power to Save | Outdoor Coil Cleaning | 0 | 0.1 | 0 | 275 | 1 | Honeywell | 2023-03-01 | redacted
Low Income - Power to Save | LI - DUCT | 0 | 0.4 | 0.12 | 775.77 | 1 | Honeywell | 2023-03-01 | redacted
Low Income - Power to Save | HVAC Inspection | 0 | 0.17 | 0 | 268.73 | 1 | Honeywell | 2023-03-01 | redacted
Low Income - Power to Save | LED Lights | 0 | 0 | 0 | 47.6 | 1 | Honeywell | 2023-03-01 | redacted
Low Income - Power to Save | Faucet Aerators | 0 | 0 | 0.02 | 110.58 | 1 | Honeywell | 2023-03-01 | redacted
Low Income - Power to Save | Low Flow Showerhead | 0 | 0.04 | 0.1 | 504.08 | 1 | Honeywell | 2023-03-01 | redacted
Low Income - Power to Save | Outdoor Coil Cleaning | 0 | 0.1 | 0 | 275 | 1 | Honeywell | 2023-03-01 | redacted
Low Income - Power to Save | LI - DUCT | 0 | 0.4 | 0.12 | 775.77 | 1 | Honeywell | 2023-03-01 | redacted
Low Income - Power to Save | HVAC Inspection | 0 | 0.17 | 0 | 268.73 | 1 | Honeywell | 2023-03-01 | redacted
Low Income - Power to Save | LED Lights | 0 | 0 | 0 | 47.6 | 1 | Honeywell | 2023-03-01 | redacted
Low Income - Power to Save | Faucet Aerators | 0 | 0 | 0.02 | 110.58 | 1 | Honeywell | 2023-03-01 | redacted
Low Income - Power to Save | Low Flow Showerhead | 0 | 0.04 | 0.1 | 504.08 | 1 | Honeywell | 2023-03-01 | redacted
Low Income - Power to Save | Pipe Wrap | 0 | 0.01 | 0.03 | 143.65 | 1 | Honeywell | 2023-03-01 | redacted
Low Income - Power to Save | Weather Strip/Caulk | 0 | 0.25 | 0.09 | 503.3 | 1 | Honeywell | 2023-03-01 | redacted
Low Income - Power to Save | Outdoor Coil Cleaning | 0 | 0.1 | 0 | 275 | 1 | Honeywell | 2023-03-01 | redacted
Low Income - Power to Save | LI - DUCT | 0 | 0.4 | 0.12 | 775.77 | 1 | Honeywell | 2023-03-01 | redacted
Low Income - Power to Save | HVAC Inspection | 0 | 0.17 | 0 | 268.73 | 1 | Honeywell | 2023-03-01 | redacted
Low Income - Power to Save | LED Lights | 0 | 0 | 0 | 47.6 | 1 | Honeywell | 2023-03-01 | redacted
Low Income - Power to Save | Faucet Aerators | 0 | 0 | 0.02 | 110.58 | 1 | Honeywell | 2023-03-01 | redacted
Low Income - Power to Save | Low Flow Showerhead | 0 | 0.04 | 0.1 | 504.08 | 1 | Honeywell | 2023-03-01 | redacted
Low Income - Power to Save | Weather Strip/Caulk | 0 | 0.25 | 0.09 | 503.3 | 1 | Honeywell | 2023-03-01 | redacted
Low Income - Power to Save | Outdoor Coil Cleaning | 0 | 0.1 | 0 | 275 | 1 | Honeywell | 2023-03-01 | redacted
Low Income - Power to Save | LI - DUCT | 0 | 0.4 | 0.12 | 775.77 | 1 | Honeywell | 2023-03-01 | redacted
Low Income - Power to Save | HVAC Inspection | 0 | 0.17 | 0 | 268.73 | 1 | Honeywell | 2023-03-01 | redacted
Low Income - Power to Save | LED Lights | 0 | 0 | 0 | 47.6 | 1 | Honeywell | 2023-03-01 | redacted
Low Income - Power to Save | Faucet Aerators | 0 | 0 | 0.02 | 110.58 | 1 | Honeywell | 2023-03-01 | redacted
Low Income - Power to Save | Low Flow Showerhead | 0 | 0.04 | 0.1 | 504.08 | 1 | Honeywell | 2023-03-01 | redacted
Low Income - Power to Save | Weather Strip/Caulk | 0 | 0.25 | 0.09 | 503.3 | 1 | Honeywell | 2023-03-01 | redacted
Low Income - Power to Save | Outdoor Coil Cleaning | 0 | 0.1 | 0 | 275 | 1 | Honeywell | 2023-03-01 | redacted
Low Income - Power to Save | LI - DUCT | 0 | 0.4 | 0.12 | 775.77 | 1 | Honeywell | 2023-03-01 | redacted
Low Income - Power to Save | HVAC Inspection | 0 | 0.17 | 0 | 268.73 | 1 | Honeywell | 2023-03-01 | redacted
Low Income - Power to Save | LED Lights | 0 | 0 | 0 | 47.6 | 1 | Honeywell | 2023-03-01 | redacted
Low Income - Power to Save | Faucet Aerators | 0 | 0 | 0.02 | 110.58 | 1 | Honeywell | 2023-03-01 | redacted
Low Income - Power to Save | Low Flow Showerhead | 0 | 0.04 | 0.1 | 504.08 | 1 | Honeywell | 2023-03-01 | redacted
Low Income - Power to Save | Weather Strip/Caulk | 0 | 0.25 | 0.09 | 503.3 | 1 | Honeywell | 2023-03-01 | redacted
Low Income - Power to Save | Outdoor Coil Cleaning | 0 | 0.1 | 0 | 275 | 1 | Honeywell | 2023-03-01 | redacted
Low Income - Power to Save | LI - DUCT | 0 | 0.4 | 0.12 | 775.77 | 1 | Honeywell | 2023-03-01 | redacted
Low Income - Power to Save | HVAC Inspection | 0 | 0.17 | 0 | 268.73 | 1 | Honeywell | 2023-03-01 | redacted
Low Income - Power to Save | LED Lights | 0 | 0 | 0 | 47.6 | 1 | Honeywell | 2023-03-01 | redacted
Low Income - Power to Save | Outdoor Coil Cleaning | 0 | 0.1 | 0 | 275 | 1 | Honeywell | 2023-03-01 | redacted
Low Income - Power to Save | HVAC Inspection | 0 | 0.17 | 0 | 268.73 | 1 | Honeywell | 2023-03-01 | redacted
Low Income - Power to Save | LED Lights | 0 | 0 | 0 | 47.6 | 1 | Honeywell | 2023-03-01 | redacted
Low Income - Power to Save | LED Lights | 0 | 0 | 0 | 47.6 | 1 | Honeywell | 2023-03-01 | redacted
Low Income - Power to Save | Weather Strip/Caulk | 0 | 0.25 | 0.09 | 503.3 | 1 | Honeywell | 2023-03-01 | redacted
Low Income - Power to Save | Outdoor Coil Cleaning | 0 | 0.1 | 0 | 275 | 1 | Honeywell | 2023-03-01 | redacted
Low Income - Power to Save | LI - DUCT | 0 | 0.4 | 0.12 | 775.77 | 1 | Honeywell | 2023-03-01 | redacted
Low Income - Power to Save | HVAC Inspection | 0 | 0.17 | 0 | 268.73 | 1 | Honeywell | 2023-03-01 | redacted
Low Income - Power to Save | LED Lights | 0 | 0 | 0 | 47.6 | 1 | Honeywell | 2023-03-01 | redacted
Low Income - Power to Save | Weather Strip/Caulk | 0 | 0.25 | 0.09 | 503.3 | 1 | Honeywell | 2023-03-01 | redacted
Low Income - Power to Save | Outdoor Coil Cleaning | 0 | 0.1 | 0 | 275 | 1 | Honeywell | 2023-03-01 | redacted
Low Income - Power to Save | HVAC Inspection | 0 | 0.17 | 0 | 268.73 | 1 | Honeywell | 2023-03-01 | redacted
Low Income - Power to Save | LED Lights | 0 | 0 | 0 | 47.6 | 1 | Honeywell | 2023-03-01 | redacted
Low Income - Power to Save | Faucet Aerators | 0 | 0 | 0.02 | 110.58 | 1 | Honeywell | 2023-03-01 | redacted
Low Income - Power to Save | Low Flow Showerhead | 0 | 0.04 | 0.1 | 504.08 | 1 | Honeywell | 2023-03-01 | redacted
Low Income - Power to Save | Weather Strip/Caulk | 0 | 0.25 | 0.09 | 503.3 | 1 | Honeywell | 2023-03-01 | redacted
Low Income - Power to Save | Outdoor Coil Cleaning | 0 | 0.1 | 0 | 275 | 1 | Honeywell | 2023-03-01 | redacted
Low Income - Power to Save | LED Lights | 0 | 0 | 0 | 47.6 | 1 | Honeywell | 2023-03-01 | redacted
Low Income - Power to Save | Weather Strip/Caulk | 0 | 0.25 | 0.09 | 503.3 | 1 | Honeywell | 2023-03-01 | redacted
Low Income - Power to Save | LED Lights | 0 | 0 | 0 | 47.6 | 1 | Honeywell | 2023-03-01 | redacted
Low Income - Power to Save | Faucet Aerators | 0 | 0 | 0.02 | 110.58 | 1 | Honeywell | 2023-03-01 | redacted
Low Income - Power to Save | Low Flow Showerhead | 0 | 0.04 | 0.1 | 504.08 | 1 | Honeywell | 2023-03-01 | redacted
Low Income - Power to Save | Pipe Wrap | 0 | 0.01 | 0.03 | 143.65 | 1 | Honeywell | 2023-03-01 | redacted
Low Income - Power to Save | Weather Strip/Caulk | 0 | 0.25 | 0.09 | 503.3 | 1 | Honeywell | 2023-03-01 | redacted
Low Income - Power to Save | Outdoor Coil Cleaning | 0 | 0.1 | 0 | 275 | 1 | Honeywell | 2023-03-01 | redacted
Low Income - Power to Save | LI - DUCT | 0 | 0.4 | 0.12 | 775.77 | 1 | Honeywell | 2023-03-01 | redacted
Low Income - Power to Save | HVAC Inspection | 0 | 0.17 | 0 | 268.73 | 1 | Honeywell | 2023-03-01 | redacted
Low Income - Power to Save | LED Lights | 0 | 0 | 0 | 47.6 | 1 | Honeywell | 2023-03-01 | redacted
Low Income - Power to Save | Outdoor Coil Cleaning | 0 | 0.1 | 0 | 275 | 1 | Honeywell | 2023-03-01 | redacted
Low Income - Power to Save | HVAC Inspection | 0 | 0.17 | 0 | 268.73 | 1 | Honeywell | 2023-03-01 | redacted
Low Income - Power to Save | LED Lights | 0 | 0 | 0 | 47.6 | 1 | Honeywell | 2023-03-01 | redacted
Low Income - Power to Save | Faucet Aerators | 0 | 0 | 0.02 | 110.58 | 1 | Honeywell | 2023-03-01 | redacted
Low Income - Power to Save | Weather Strip/Caulk | 0 | 0.25 | 0.09 | 503.3 | 1 | Honeywell | 2023-03-01 | redacted
Low Income - Power to Save | Outdoor Coil Cleaning | 0 | 0.1 | 0 | 275 | 1 | Honeywell | 2023-03-01 | redacted
Low Income - Power to Save | LI - DUCT | 0 | 0.4 | 0.12 | 775.77 | 1 | Honeywell | 2023-03-01 | redacted
Low Income - Power to Save | HVAC Inspection | 0 | 0.17 | 0 | 268.73 | 1 | Honeywell | 2023-03-01 | redacted
Low Income - Power to Save | LED Lights | 0 | 0 | 0 | 47.6 | 1 | Honeywell | 2023-03-01 | redacted
Low Income - Power to Save | Weather Strip/Caulk | 0 | 0.25 | 0.09 | 503.3 | 1 | Honeywell | 2023-03-01 | redacted
Low Income - Power to Save | LED Lights | 0 | 0 | 0 | 47.6 | 1 | Honeywell | 2023-03-01 | redacted
Low Income - Power to Save | Faucet Aerators | 0 | 0 | 0.02 | 110.58 | 1 | Honeywell | 2023-03-01 | redacted
Low Income - Power to Save | Low Flow Showerhead | 0 | 0.04 | 0.1 | 504.08 | 1 | Honeywell | 2023-03-01 | redacted
Low Income - Power to Save | Weather Strip/Caulk | 0 | 0.25 | 0.09 | 503.3 | 1 | Honeywell | 2023-03-01 | redacted
Low Income - Power to Save | Outdoor Coil Cleaning | 0 | 0.1 | 0 | 275 | 1 | Honeywell | 2023-03-01 | redacted
Low Income - Power to Save | LI - DUCT | 0 | 0.4 | 0.12 | 775.77 | 1 | Honeywell | 2023-03-01 | redacted
Low Income - Power to Save | HVAC Inspection | 0 | 0.17 | 0 | 268.73 | 1 | Honeywell | 2023-03-01 | redacted
Low Income - Power to Save | LED Lights | 0 | 0 | 0 | 47.6 | 1 | Honeywell | 2023-03-01 | redacted
Low Income - Power to Save | Outdoor Coil Cleaning | 0 | 0.1 | 0 | 275 | 1 | Honeywell | 2023-03-01 | redacted
Low Income - Power to Save | HVAC Inspection | 0 | 0.17 | 0 | 268.73 | 1 | Honeywell | 2023-03-01 | redacted
Low Income - Power to Save | LED Lights | 0 | 0 | 0 | 47.6 | 1 | Honeywell | 2023-03-01 | redacted
Low Income - Power to Save | Faucet Aerators | 0 | 0 | 0.02 | 110.58 | 1 | Honeywell | 2023-03-01 | redacted
Low Income - Power to Save | Weather Strip/Caulk | 0 | 0.25 | 0.09 | 503.3 | 1 | Honeywell | 2023-03-01 | redacted
Low Income - Power to Save | Outdoor Coil Cleaning | 0 | 0.1 | 0 | 275 | 1 | Honeywell | 2023-03-01 | redacted
Low Income - Power to Save | LI - DUCT | 0 | 0.4 | 0.12 | 775.77 | 1 | Honeywell | 2023-03-01 | redacted
Low Income - Power to Save | HVAC Inspection | 0 | 0.17 | 0 | 268.73 | 1 | Honeywell | 2023-03-01 | redacted
Low Income - Power to Save | LED Lights | 0 | 0 | 0 | 47.6 | 1 | Honeywell | 2023-03-01 | redacted
Low Income - Power to Save | Faucet Aerators | 0 | 0 | 0.02 | 110.58 | 1 | Honeywell | 2023-03-01 | redacted
Low Income - Power to Save | Low Flow Showerhead | 0 | 0.04 | 0.1 | 504.08 | 1 | Honeywell | 2023-03-01 | redacted
Low Income - Power to Save | LED Lights | 0 | 0 | 0 | 47.6 | 1 | Honeywell | 2023-03-01 | redacted
Low Income - Power to Save | Outdoor Coil Cleaning | 0 | 0.1 | 0 | 275 | 1 | Honeywell | 2023-03-01 | redacted
Low Income - Power to Save | HVAC Inspection | 0 | 0.17 | 0 | 268.73 | 1 | Honeywell | 2023-03-01 | redacted
Low Income - Power to Save | LED Lights | 0 | 0 | 0 | 47.6 | 1 | Honeywell | 2023-03-01 | redacted
Low Income - Power to Save | Faucet Aerators | 0 | 0 | 0.02 | 110.58 | 1 | Honeywell | 2023-03-01 | redacted
Low Income - Power to Save | Low Flow Showerhead | 0 | 0.04 | 0.1 | 504.08 | 1 | Honeywell | 2023-03-01 | redacted
Low Income - Power to Save | Weather Strip/Caulk | 0 | 0.25 | 0.09 | 503.3 | 1 | Honeywell | 2023-03-01 | redacted
Low Income - Power to Save | Outdoor Coil Cleaning | 0 | 0.1 | 0 | 275 | 1 | Honeywell | 2023-03-01 | redacted
Low Income - Power to Save | LI - DUCT | 0 | 0.4 | 0.12 | 775.77 | 1 | Honeywell | 2023-03-01 | redacted
Low Income - Power to Save | HVAC Inspection | 0 | 0.17 | 0 | 268.73 | 1 | Honeywell | 2023-03-01 | redacted
Low Income - Power to Save | LED Lights | 0 | 0 | 0 | 47.6 | 1 | Honeywell | 2023-03-01 | redacted
Low Income - Power to Save | Low Flow Showerhead | 0 | 0.04 | 0.1 | 504.08 | 1 | Honeywell | 2023-03-01 | redacted
Low Income - Power to Save | Weather Strip/Caulk | 0 | 0.25 | 0.09 | 503.3 | 1 | Honeywell | 2023-03-01 | redacted
Low Income - Power to Save | LED Lights | 0 | 0 | 0 | 47.6 | 1 | Honeywell | 2023-03-01 | redacted
Low Income - Power to Save | Faucet Aerators | 0 | 0 | 0.02 | 110.58 | 1 | Honeywell | 2023-03-01 | redacted
Low Income - Power to Save | Weather Strip/Caulk | 0 | 0.25 | 0.09 | 503.3 | 1 | Honeywell | 2023-03-01 | redacted
Low Income - Power to Save | Outdoor Coil Cleaning | 0 | 0.1 | 0 | 275 | 1 | Honeywell | 2023-03-01 | redacted
Low Income - Power to Save | LI - DUCT | 0 | 0.4 | 0.12 | 775.77 | 1 | Honeywell | 2023-03-01 | redacted
Low Income - Power to Save | HVAC Inspection | 0 | 0.17 | 0 | 268.73 | 1 | Honeywell | 2023-03-01 | redacted
Low Income - Power to Save | LED Lights | 0 | 0 | 0 | 47.6 | 1 | Honeywell | 2023-03-01 | redacted
Low Income - Power to Save | Low Flow Showerhead | 0 | 0.04 | 0.1 | 504.08 | 1 | Honeywell | 2023-03-01 | redacted
Low Income - Power to Save | Weather Strip/Caulk | 0 | 0.25 | 0.09 | 503.3 | 1 | Honeywell | 2023-03-01 | redacted
Low Income - Power to Save | Outdoor Coil Cleaning | 0 | 0.1 | 0 | 275 | 1 | Honeywell | 2023-03-01 | redacted
Low Income - Power to Save | LI - DUCT | 0 | 0.4 | 0.12 | 775.77 | 1 | Honeywell | 2023-03-01 | redacted
Low Income - Power to Save | HVAC Inspection | 0 | 0.17 | 0 | 268.73 | 1 | Honeywell | 2023-03-01 | redacted
Low Income - Power to Save | LED Lights | 0 | 0 | 0 | 47.6 | 1 | Honeywell | 2023-03-01 | redacted
Low Income - Power to Save | Faucet Aerators | 0 | 0 | 0.02 | 110.58 | 1 | Honeywell | 2023-03-01 | redacted
Low Income - Power to Save | Low Flow Showerhead | 0 | 0.04 | 0.1 | 504.08 | 1 | Honeywell | 2023-03-01 | redacted
Low Income - Power to Save | Pipe Wrap | 0 | 0.01 | 0.03 | 143.65 | 1 | Honeywell | 2023-03-01 | redacted
Low Income - Power to Save | Weather Strip/Caulk | 0 | 0.25 | 0.09 | 503.3 | 1 | Honeywell | 2023-03-01 | redacted
Low Income - Power to Save | Outdoor Coil Cleaning | 0 | 0.1 | 0 | 275 | 1 | Honeywell | 2023-03-01 | redacted
Low Income - Power to Save | LI - DUCT | 0 | 0.4 | 0.12 | 775.77 | 1 | Honeywell | 2023-03-01 | redacted
Low Income - Power to Save | HVAC Inspection | 0 | 0.17 | 0 | 268.73 | 1 | Honeywell | 2023-03-01 | redacted
Low Income - Power to Save | LED Lights | 0 | 0 | 0 | 47.6 | 1 | Honeywell | 2023-03-01 | redacted
Low Income - Power to Save | Faucet Aerators | 0 | 0 | 0.02 | 110.58 | 1 | Honeywell | 2023-03-01 | redacted
Low Income - Power to Save | Low Flow Showerhead | 0 | 0.04 | 0.1 | 504.08 | 1 | Honeywell | 2023-03-01 | redacted
Low Income - Power to Save | Pipe Wrap | 0 | 0.01 | 0.03 | 143.65 | 1 | Honeywell | 2023-03-01 | redacted
Low Income - Power to Save | Weather Strip/Caulk | 0 | 0.25 | 0.09 | 503.3 | 1 | Honeywell | 2023-03-01 | redacted
Low Income - Power to Save | Outdoor Coil Cleaning | 0 | 0.1 | 0 | 275 | 1 | Honeywell | 2023-03-01 | redacted
Low Income - Power to Save | LI - DUCT | 0 | 0.4 | 0.12 | 775.77 | 1 | Honeywell | 2023-03-01 | redacted
Low Income - Power to Save | HVAC Inspection | 0 | 0.17 | 0 | 268.73 | 1 | Honeywell | 2023-03-01 | redacted
Low Income - Power to Save | LED Lights | 0 | 0 | 0 | 47.6 | 1 | Honeywell | 2023-03-01 | redacted
Low Income - Power to Save | Faucet Aerators | 0 | 0 | 0.02 | 110.58 | 1 | Honeywell | 2023-03-01 | redacted
Low Income - Power to Save | Low Flow Showerhead | 0 | 0.04 | 0.1 | 504.08 | 1 | Honeywell | 2023-03-01 | redacted
Low Income - Power to Save | Weather Strip/Caulk | 0 | 0.25 | 0.09 | 503.3 | 1 | Honeywell | 2023-03-01 | redacted
Low Income - Power to Save | Outdoor Coil Cleaning | 0 | 0.1 | 0 | 275 | 1 | Honeywell | 2023-03-01 | redacted
Low Income - Power to Save | HVAC Inspection | 0 | 0.17 | 0 | 268.73 | 1 | Honeywell | 2023-03-01 | redacted
Low Income - Power to Save | LED Lights | 0 | 0 | 0 | 47.6 | 1 | Honeywell | 2023-03-01 | redacted
Low Income - Power to Save | Outdoor Coil Cleaning | 0 | 0.1 | 0 | 275 | 1 | Honeywell | 2023-03-01 | redacted
Low Income - Power to Save | HVAC Inspection | 0 | 0.17 | 0 | 268.73 | 1 | Honeywell | 2023-03-01 | redacted
Low Income - Power to Save | LED Lights | 0 | 0 | 0 | 47.6 | 1 | Honeywell | 2023-03-01 | redacted
Low Income - Power to Save | Faucet Aerators | 0 | 0 | 0.02 | 110.58 | 1 | Honeywell | 2023-03-01 | redacted
Low Income - Power to Save | Low Flow Showerhead | 0 | 0.04 | 0.1 | 504.08 | 1 | Honeywell | 2023-03-01 | redacted
Low Income - Power to Save | Weather Strip/Caulk | 0 | 0.25 | 0.09 | 503.3 | 1 | Honeywell | 2023-03-01 | redacted
Low Income - Power to Save | Outdoor Coil Cleaning | 0 | 0.1 | 0 | 275 | 1 | Honeywell | 2023-03-01 | redacted
Low Income - Power to Save | LI - DUCT | 0 | 0.4 | 0.12 | 775.77 | 1 | Honeywell | 2023-03-01 | redacted
Low Income - Power to Save | HVAC Inspection | 0 | 0.17 | 0 | 268.73 | 1 | Honeywell | 2023-03-01 | redacted
Low Income - Power to Save | LED Lights | 0 | 0 | 0 | 47.6 | 1 | Honeywell | 2023-03-01 | redacted
Low Income - Power to Save | Outdoor Coil Cleaning | 0 | 0.1 | 0 | 275 | 1 | Honeywell | 2023-03-01 | redacted
Low Income - Power to Save | HVAC Inspection | 0 | 0.17 | 0 | 268.73 | 1 | Honeywell | 2023-03-01 | redacted
Low Income - Power to Save | LED Lights | 0 | 0 | 0 | 47.6 | 1 | Honeywell | 2023-03-01 | redacted
Low Income - Power to Save | Faucet Aerators | 0 | 0 | 0.02 | 110.58 | 1 | Honeywell | 2023-03-01 | redacted
Low Income - Power to Save | Low Flow Showerhead | 0 | 0.04 | 0.1 | 504.08 | 1 | Honeywell | 2023-03-01 | redacted
Low Income - Power to Save | Weather Strip/Caulk | 0 | 0.25 | 0.09 | 503.3 | 1 | Honeywell | 2023-03-01 | redacted
Low Income - Power to Save | Outdoor Coil Cleaning | 0 | 0.1 | 0 | 275 | 1 | Honeywell | 2023-03-01 | redacted
Low Income - Power to Save | LI - DUCT | 0 | 0.4 | 0.12 | 775.77 | 1 | Honeywell | 2023-03-01 | redacted
Low Income - Power to Save | HVAC Inspection | 0 | 0.17 | 0 | 268.73 | 1 | Honeywell | 2023-03-01 | redacted
Low Income - Power to Save | LED Lights | 0 | 0 | 0 | 47.6 | 1 | Honeywell | 2023-03-01 | redacted
Low Income - Power to Save | Low Flow Showerhead | 0 | 0.04 | 0.1 | 504.08 | 1 | Honeywell | 2023-03-01 | redacted
Low Income - Power to Save | Weather Strip/Caulk | 0 | 0.25 | 0.09 | 503.3 | 1 | Honeywell | 2023-03-01 | redacted
Low Income - Power to Save | Outdoor Coil Cleaning | 0 | 0.1 | 0 | 275 | 1 | Honeywell | 2023-03-01 | redacted
Low Income - Power to Save | LI - DUCT | 0 | 0.4 | 0.12 | 775.77 | 1 | Honeywell | 2023-03-01 | redacted
Low Income - Power to Save | HVAC Inspection | 0 | 0.17 | 0 | 268.73 | 1 | Honeywell | 2023-03-01 | redacted
Low Income - Power to Save | LED Lights | 0 | 0 | 0 | 47.6 | 1 | Honeywell | 2023-03-01 | redacted
Low Income - Power to Save | Weather Strip/Caulk | 0 | 0.25 | 0.09 | 503.3 | 1 | Honeywell | 2023-03-01 | redacted
Low Income - Power to Save | Outdoor Coil Cleaning | 0 | 0.1 | 0 | 275 | 1 | Honeywell | 2023-03-01 | redacted
Low Income - Power to Save | HVAC Inspection | 0 | 0.17 | 0 | 268.73 | 1 | Honeywell | 2023-03-01 | redacted
Low Income - Power to Save | LED Lights | 0 | 0 | 0 | 47.6 | 1 | Honeywell | 2023-03-01 | redacted
Low Income - Power to Save | Low Flow Showerhead | 0 | 0.04 | 0.1 | 504.08 | 1 | Honeywell | 2023-03-01 | redacted
Low Income - Power to Save | Pipe Wrap | 0 | 0.01 | 0.03 | 143.65 | 1 | Honeywell | 2023-03-01 | redacted
Low Income - Power to Save | Weather Strip/Caulk | 0 | 0.25 | 0.09 | 503.3 | 1 | Honeywell | 2023-03-01 | redacted
Low Income - Power to Save | Outdoor Coil Cleaning | 0 | 0.1 | 0 | 275 | 1 | Honeywell | 2023-03-01 | redacted
Low Income - Power to Save | LI - DUCT | 0 | 0.4 | 0.12 | 775.77 | 1 | Honeywell | 2023-03-01 | redacted
Low Income - Power to Save | HVAC Inspection | 0 | 0.17 | 0 | 268.73 | 1 | Honeywell | 2023-03-01 | redacted
Low Income - Power to Save | LED Lights | 0 | 0 | 0 | 47.6 | 1 | Honeywell | 2023-03-01 | redacted
Low Income - Power to Save | Low Flow Showerhead | 0 | 0.04 | 0.1 | 504.08 | 1 | Honeywell | 2023-03-01 | redacted
Low Income - Power to Save | Weather Strip/Caulk | 0 | 0.25 | 0.09 | 503.3 | 1 | Honeywell | 2023-03-01 | redacted
Low Income - Power to Save | Outdoor Coil Cleaning | 0 | 0.1 | 0 | 275 | 1 | Honeywell | 2023-03-01 | redacted
Low Income - Power to Save | LI - DUCT | 0 | 0.4 | 0.12 | 775.77 | 1 | Honeywell | 2023-03-01 | redacted
Low Income - Power to Save | HVAC Inspection | 0 | 0.17 | 0 | 268.73 | 1 | Honeywell | 2023-03-01 | redacted
Low Income - Power to Save | LED Lights | 0 | 0 | 0 | 47.6 | 1 | Honeywell | 2023-03-01 | redacted
Low Income - Power to Save | Faucet Aerators | 0 | 0 | 0.02 | 110.58 | 1 | Honeywell | 2023-03-01 | redacted
Low Income - Power to Save | Low Flow Showerhead | 0 | 0.04 | 0.1 | 504.08 | 1 | Honeywell | 2023-03-01 | redacted
Low Income - Power to Save | Weather Strip/Caulk | 0 | 0.25 | 0.09 | 503.3 | 1 | Honeywell | 2023-03-01 | redacted
Low Income - Power to Save | Outdoor Coil Cleaning | 0 | 0.1 | 0 | 275 | 1 | Honeywell | 2023-03-01 | redacted
Low Income - Power to Save | LI - DUCT | 0 | 0.4 | 0.12 | 775.77 | 1 | Honeywell | 2023-03-01 | redacted
Low Income - Power to Save | HVAC Inspection | 0 | 0.17 | 0 | 268.73 | 1 | Honeywell | 2023-03-01 | redacted
Low Income - Power to Save | LED Lights | 0 | 0 | 0 | 47.6 | 1 | Honeywell | 2023-03-01 | redacted
Low Income - Power to Save | Outdoor Coil Cleaning | 0 | 0.1 | 0 | 275 | 1 | Honeywell | 2023-03-01 | redacted
Low Income - Power to Save | HVAC Inspection | 0 | 0.17 | 0 | 268.73 | 1 | Honeywell | 2023-03-01 | redacted
Low Income - Power to Save | LED Lights | 0 | 0 | 0 | 47.6 | 1 | Honeywell | 2023-03-01 | redacted
Low Income - Power to Save | Low Flow Showerhead | 0 | 0.04 | 0.1 | 504.08 | 1 | Honeywell | 2023-03-01 | redacted
Low Income - Power to Save | Weather Strip/Caulk | 0 | 0.25 | 0.09 | 503.3 | 1 | Honeywell | 2023-03-01 | redacted
Low Income - Power to Save | Outdoor Coil Cleaning | 0 | 0.1 | 0 | 275 | 1 | Honeywell | 2023-03-01 | redacted
Low Income - Power to Save | LI - DUCT | 0 | 0.4 | 0.12 | 775.77 | 1 | Honeywell | 2023-03-01 | redacted
Low Income - Power to Save | HVAC Inspection | 0 | 0.17 | 0 | 268.73 | 1 | Honeywell | 2023-03-01 | redacted
Low Income - Power to Save | LED Lights | 0 | 0 | 0 | 47.6 | 1 | Honeywell | 2023-03-01 | redacted
Low Income - Power to Save | Faucet Aerators | 0 | 0 | 0.02 | 110.58 | 1 | Honeywell | 2023-03-01 | redacted
Low Income - Power to Save | Low Flow Showerhead | 0 | 0.04 | 0.1 | 504.08 | 1 | Honeywell | 2023-03-01 | redacted
Low Income - Power to Save | Weather Strip/Caulk | 0 | 0.25 | 0.09 | 503.3 | 1 | Honeywell | 2023-03-01 | redacted
Low Income - Power to Save | Outdoor Coil Cleaning | 0 | 0.1 | 0 | 275 | 1 | Honeywell | 2023-03-01 | redacted
Low Income - Power to Save | LI - DUCT | 0 | 0.4 | 0.12 | 775.77 | 1 | Honeywell | 2023-03-01 | redacted
Low Income - Power to Save | HVAC Inspection | 0 | 0.17 | 0 | 268.73 | 1 | Honeywell | 2023-03-01 | redacted
Low Income - Power to Save | LED Lights | 0 | 0 | 0 | 47.6 | 1 | Honeywell | 2023-03-01 | redacted
Low Income - Power to Save | Faucet Aerators | 0 | 0 | 0.02 | 110.58 | 1 | Honeywell | 2023-03-01 | redacted
Low Income - Power to Save | Low Flow Showerhead | 0 | 0.04 | 0.1 | 504.08 | 1 | Honeywell | 2023-03-01 | redacted
Low Income - Power to Save | Weather Strip/Caulk | 0 | 0.25 | 0.09 | 503.3 | 1 | Honeywell | 2023-03-01 | redacted
Low Income - Power to Save | Outdoor Coil Cleaning | 0 | 0.1 | 0 | 275 | 1 | Honeywell | 2023-03-01 | redacted
Low Income - Power to Save | LED Lights | 0 | 0 | 0 | 47.6 | 1 | Honeywell | 2023-03-01 | redacted
Low Income - Power to Save | Outdoor Coil Cleaning | 0 | 0.1 | 0 | 275 | 1 | Honeywell | 2023-03-01 | redacted
Low Income - Power to Save | HVAC Inspection | 0 | 0.17 | 0 | 268.73 | 1 | Honeywell | 2023-03-01 | redacted
Low Income - Power to Save | LED Lights | 0 | 0 | 0 | 47.6 | 1 | Honeywell | 2023-03-01 | redacted
Low Income - Power to Save | Faucet Aerators | 0 | 0 | 0.02 | 110.58 | 1 | Honeywell | 2023-03-01 | redacted
Low Income - Power to Save | Low Flow Showerhead | 0 | 0.04 | 0.1 | 504.08 | 1 | Honeywell | 2023-03-01 | redacted
Low Income - Power to Save | Pipe Wrap | 0 | 0.01 | 0.03 | 143.65 | 1 | Honeywell | 2023-03-01 | redacted
Low Income - Power to Save | Weather Strip/Caulk | 0 | 0.25 | 0.09 | 503.3 | 1 | Honeywell | 2023-03-01 | redacted
Low Income - Power to Save | Outdoor Coil Cleaning | 0 | 0.1 | 0 | 275 | 1 | Honeywell | 2023-03-01 | redacted
Low Income - Power to Save | LI - DUCT | 0 | 0.4 | 0.12 | 775.77 | 1 | Honeywell | 2023-03-01 | redacted
Low Income - Power to Save | HVAC Inspection | 0 | 0.17 | 0 | 268.73 | 1 | Honeywell | 2023-03-01 | redacted
Low Income - Power to Save | LED Lights | 0 | 0 | 0 | 47.6 | 1 | Honeywell | 2023-03-01 | redacted
Low Income - Power to Save | Faucet Aerators | 0 | 0 | 0.02 | 110.58 | 1 | Honeywell | 2023-03-01 | redacted
Low Income - Power to Save | Low Flow Showerhead | 0 | 0.04 | 0.1 | 504.08 | 1 | Honeywell | 2023-03-01 | redacted
Low Income - Power to Save | Pipe Wrap | 0 | 0.01 | 0.03 | 143.65 | 1 | Honeywell | 2023-03-01 | redacted
Low Income - Power to Save | Weather Strip/Caulk | 0 | 0.25 | 0.09 | 503.3 | 1 | Honeywell | 2023-03-01 | redacted
Low Income - Power to Save | Outdoor Coil Cleaning | 0 | 0.1 | 0 | 275 | 1 | Honeywell | 2023-03-01 | redacted
Low Income - Power to Save | LI - DUCT | 0 | 0.4 | 0.12 | 775.77 | 1 | Honeywell | 2023-03-01 | redacted
Low Income - Power to Save | HVAC Inspection | 0 | 0.17 | 0 | 268.73 | 1 | Honeywell | 2023-03-01 | redacted
Low Income - Power to Save | LED Lights | 0 | 0 | 0 | 47.6 | 1 | Honeywell | 2023-03-01 | redacted
Low Income - Power to Save | Weather Strip/Caulk | 0 | 0.25 | 0.09 | 503.3 | 1 | Honeywell | 2023-03-01 | redacted
Low Income - Power to Save | Outdoor Coil Cleaning | 0 | 0.1 | 0 | 275 | 1 | Honeywell | 2023-03-01 | redacted
Low Income - Power to Save | HVAC Inspection | 0 | 0.17 | 0 | 268.73 | 1 | Honeywell | 2023-03-01 | redacted
Low Income - Power to Save | LED Lights | 0 | 0 | 0 | 47.6 | 1 | Honeywell | 2023-03-01 | redacted
Low Income - Power to Save | Low Flow Showerhead | 0 | 0.04 | 0.1 | 504.08 | 1 | Honeywell | 2023-03-01 | redacted
Low Income - Power to Save | Weather Strip/Caulk | 0 | 0.25 | 0.09 | 503.3 | 1 | Honeywell | 2023-03-01 | redacted
Low Income - Power to Save | Outdoor Coil Cleaning | 0 | 0.1 | 0 | 275 | 1 | Honeywell | 2023-03-01 | redacted
Low Income - Power to Save | LI - DUCT | 0 | 0.4 | 0.12 | 775.77 | 1 | Honeywell | 2023-03-01 | redacted
Low Income - Power to Save | HVAC Inspection | 0 | 0.17 | 0 | 268.73 | 1 | Honeywell | 2023-03-01 | redacted
Low Income - Power to Save | LED Lights | 0 | 0 | 0 | 47.6 | 1 | Honeywell | 2023-03-01 | redacted
Low Income - Power to Save | Faucet Aerators | 0 | 0 | 0.02 | 110.58 | 1 | Honeywell | 2023-03-01 | redacted
Low Income - Power to Save | Pipe Wrap | 0 | 0.01 | 0.03 | 143.65 | 1 | Honeywell | 2023-03-01 | redacted
Low Income - Power to Save | Weather Strip/Caulk | 0 | 0.25 | 0.09 | 503.3 | 1 | Honeywell | 2023-03-01 | redacted
Low Income - Power to Save | Outdoor Coil Cleaning | 0 | 0.1 | 0 | 275 | 1 | Honeywell | 2023-03-01 | redacted
Low Income - Power to Save | LI - DUCT | 0 | 0.4 | 0.12 | 775.77 | 1 | Honeywell | 2023-03-01 | redacted
Low Income - Power to Save | HVAC Inspection | 0 | 0.17 | 0 | 268.73 | 1 | Honeywell | 2023-03-01 | redacted
Low Income - Power to Save | LED Lights | 0 | 0 | 0 | 47.6 | 1 | Honeywell | 2023-03-01 | redacted
Low Income - Power to Save | Outdoor Coil Cleaning | 0 | 0.1 | 0 | 275 | 1 | Honeywell | 2023-03-01 | redacted
Low Income - Power to Save | HVAC Inspection | 0 | 0.17 | 0 | 268.73 | 1 | Honeywell | 2023-03-01 | redacted
Low Income - Power to Save | LED Lights | 0 | 0 | 0 | 47.6 | 1 | Honeywell | 2023-03-01 | redacted
Low Income - Power to Save | Faucet Aerators | 0 | 0 | 0.02 | 110.58 | 1 | Honeywell | 2023-03-01 | redacted
Low Income - Power to Save | Low Flow Showerhead | 0 | 0.04 | 0.1 | 504.08 | 1 | Honeywell | 2023-03-01 | redacted
Low Income - Power to Save | LED Lights | 0 | 0 | 0 | 47.6 | 1 | Honeywell | 2023-03-01 | redacted
Low Income - Power to Save | Outdoor Coil Cleaning | 0 | 0.1 | 0 | 275 | 1 | Honeywell | 2023-03-01 | redacted
Low Income - Power to Save | HVAC Inspection | 0 | 0.17 | 0 | 268.73 | 1 | Honeywell | 2023-03-01 | redacted
Low Income - Power to Save | LED Lights | 0 | 0 | 0 | 47.6 | 1 | Honeywell | 2023-03-01 | redacted
Low Income - Power to Save | Faucet Aerators | 0 | 0 | 0.02 | 110.58 | 1 | Honeywell | 2023-03-01 | redacted
Low Income - Power to Save | Low Flow Showerhead | 0 | 0.04 | 0.1 | 504.08 | 1 | Honeywell | 2023-03-01 | redacted
Low Income - Power to Save | Pipe Wrap | 0 | 0.01 | 0.03 | 143.65 | 1 | Honeywell | 2023-03-01 | redacted
Low Income - Power to Save | Weather Strip/Caulk | 0 | 0.25 | 0.09 | 503.3 | 1 | Honeywell | 2023-03-01 | redacted
Low Income - Power to Save | Outdoor Coil Cleaning | 0 | 0.1 | 0 | 275 | 1 | Honeywell | 2023-03-01 | redacted
Low Income - Power to Save | LI - DUCT | 0 | 0.4 | 0.12 | 775.77 | 1 | Honeywell | 2023-03-01 | redacted
Low Income - Power to Save | HVAC Inspection | 0 | 0.17 | 0 | 268.73 | 1 | Honeywell | 2023-03-01 | redacted
Low Income - Power to Save | LED Lights | 0 | 0 | 0 | 47.6 | 1 | Honeywell | 2023-03-01 | redacted
Low Income - Power to Save | Weather Strip/Caulk | 0 | 0.25 | 0.09 | 503.3 | 1 | Honeywell | 2023-03-01 | redacted
Low Income - Power to Save | Outdoor Coil Cleaning | 0 | 0.1 | 0 | 275 | 1 | Honeywell | 2023-03-01 | redacted
Low Income - Power to Save | LI - DUCT | 0 | 0.4 | 0.12 | 775.77 | 1 | Honeywell | 2023-03-01 | redacted
Low Income - Power to Save | HVAC Inspection | 0 | 0.17 | 0 | 268.73 | 1 | Honeywell | 2023-03-01 | redacted
Low Income - Power to Save | LED Lights | 0 | 0 | 0 | 47.6 | 1 | Honeywell | 2023-03-01 | redacted
Low Income - Power to Save | Faucet Aerators | 0 | 0 | 0.02 | 110.58 | 1 | Honeywell | 2023-03-01 | redacted
Low Income - Power to Save | Outdoor Coil Cleaning | 0 | 0.1 | 0 | 275 | 1 | Honeywell | 2023-03-01 | redacted
Low Income - Power to Save | LI - DUCT | 0 | 0.4 | 0.12 | 775.77 | 1 | Honeywell | 2023-03-01 | redacted
Low Income - Power to Save | HVAC Inspection | 0 | 0.17 | 0 | 268.73 | 1 | Honeywell | 2023-03-01 | redacted
Low Income - Power to Save | LED Lights | 0 | 0 | 0 | 47.6 | 1 | Honeywell | 2023-03-01 | redacted
Low Income - Power to Save | Faucet Aerators | 0 | 0 | 0.02 | 110.58 | 1 | Honeywell | 2023-03-01 | redacted
Low Income - Power to Save | Low Flow Showerhead | 0 | 0.04 | 0.1 | 504.08 | 1 | Honeywell | 2023-03-01 | redacted
Low Income - Power to Save | Pipe Wrap | 0 | 0.01 | 0.03 | 143.65 | 1 | Honeywell | 2023-03-01 | redacted
Low Income - Power to Save | Weather Strip/Caulk | 0 | 0.25 | 0.09 | 503.3 | 1 | Honeywell | 2023-03-01 | redacted
Low Income - Power to Save | Outdoor Coil Cleaning | 0 | 0.1 | 0 | 275 | 1 | Honeywell | 2023-03-01 | redacted
Low Income - Power to Save | LI - DUCT | 0 | 0.4 | 0.12 | 775.77 | 1 | Honeywell | 2023-03-01 | redacted
Low Income - Power to Save | HVAC Inspection | 0 | 0.17 | 0 | 268.73 | 1 | Honeywell | 2023-03-01 | redacted
Low Income - Power to Save | LED Lights | 0 | 0 | 0 | 47.6 | 1 | Honeywell | 2023-03-01 | redacted
Low Income - Power to Save | Weather Strip/Caulk | 0 | 0.25 | 0.09 | 503.3 | 1 | Honeywell | 2023-03-01 | redacted
Low Income - Power to Save | Outdoor Coil Cleaning | 0 | 0.1 | 0 | 275 | 1 | Honeywell | 2023-03-01 | redacted
Low Income - Power to Save | HVAC Inspection | 0 | 0.17 | 0 | 268.73 | 1 | Honeywell | 2023-03-01 | redacted
Low Income - Power to Save | LED Lights | 0 | 0 | 0 | 47.6 | 1 | Honeywell | 2023-03-01 | redacted
Low Income - Power to Save | Outdoor Coil Cleaning | 0 | 0.1 | 0 | 275 | 1 | Honeywell | 2023-03-01 | redacted
Low Income - Power to Save | HVAC Inspection | 0 | 0.17 | 0 | 268.73 | 1 | Honeywell | 2023-03-01 | redacted
Low Income - Power to Save | LED Lights | 0 | 0 | 0 | 47.6 | 1 | Honeywell | 2023-03-01 | redacted
Low Income - Power to Save | Faucet Aerators | 0 | 0 | 0.02 | 110.58 | 1 | Honeywell | 2023-03-01 | redacted
Low Income - Power to Save | Low Flow Showerhead | 0 | 0.04 | 0.1 | 504.08 | 1 | Honeywell | 2023-03-01 | redacted
Low Income - Power to Save | Weather Strip/Caulk | 0 | 0.25 | 0.09 | 503.3 | 1 | Honeywell | 2023-03-01 | redacted
Low Income - Power to Save | Outdoor Coil Cleaning | 0 | 0.1 | 0 | 275 | 1 | Honeywell | 2023-03-01 | redacted
Low Income - Power to Save | LI - DUCT | 0 | 0.4 | 0.12 | 775.77 | 1 | Honeywell | 2023-03-01 | redacted
Low Income - Power to Save | HVAC Inspection | 0 | 0.17 | 0 | 268.73 | 1 | Honeywell | 2023-03-01 | redacted
Low Income - Power to Save | LED Lights | 0 | 0 | 0 | 47.6 | 1 | Honeywell | 2023-03-01 | redacted
Low Income - Power to Save | Faucet Aerators | 0 | 0 | 0.02 | 110.58 | 1 | Honeywell | 2023-03-01 | redacted
Low Income - Power to Save | Low Flow Showerhead | 0 | 0.04 | 0.1 | 504.08 | 1 | Honeywell | 2023-03-01 | redacted
Low Income - Power to Save | Pipe Wrap | 0 | 0.01 | 0.03 | 143.65 | 1 | Honeywell | 2023-03-01 | redacted
Low Income - Power to Save | Weather Strip/Caulk | 0 | 0.25 | 0.09 | 503.3 | 1 | Honeywell | 2023-03-01 | redacted
Low Income - Power to Save | Outdoor Coil Cleaning | 0 | 0.1 | 0 | 275 | 1 | Honeywell | 2023-03-01 | redacted
Low Income - Power to Save | LI - DUCT | 0 | 0.4 | 0.12 | 775.77 | 1 | Honeywell | 2023-03-01 | redacted
Low Income - Power to Save | HVAC Inspection | 0 | 0.17 | 0 | 268.73 | 1 | Honeywell | 2023-03-01 | redacted
Low Income - Power to Save | LED Lights | 0 | 0 | 0 | 47.6 | 1 | Honeywell | 2023-03-01 | redacted
Low Income - Power to Save | Low Flow Showerhead | 0 | 0.04 | 0.1 | 504.08 | 1 | Honeywell | 2023-03-01 | redacted
Low Income - Power to Save | LED Lights | 0 | 0 | 0 | 47.6 | 1 | Honeywell | 2023-03-01 | redacted
Low Income - Power to Save | Faucet Aerators | 0 | 0 | 0.02 | 110.58 | 1 | Honeywell | 2023-03-01 | redacted
Low Income - Power to Save | Low Flow Showerhead | 0 | 0.04 | 0.1 | 504.08 | 1 | Honeywell | 2023-03-01 | redacted
Low Income - Power to Save | Weather Strip/Caulk | 0 | 0.25 | 0.09 | 503.3 | 1 | Honeywell | 2023-03-01 | redacted
Low Income - Power to Save | Outdoor Coil Cleaning | 0 | 0.1 | 0 | 275 | 1 | Honeywell | 2023-03-01 | redacted
Low Income - Power to Save | LI - DUCT | 0 | 0.4 | 0.12 | 775.77 | 1 | Honeywell | 2023-03-01 | redacted
Low Income - Power to Save | HVAC Inspection | 0 | 0.17 | 0 | 268.73 | 1 | Honeywell | 2023-03-01 | redacted
Low Income - Power to Save | LED Lights | 0 | 0 | 0 | 47.6 | 1 | Honeywell | 2023-03-01 | redacted
Low Income - Power to Save | Faucet Aerators | 0 | 0 | 0.02 | 110.58 | 1 | Honeywell | 2023-03-01 | redacted
Low Income - Power to Save | Low Flow Showerhead | 0 | 0.04 | 0.1 | 504.08 | 1 | Honeywell | 2023-03-01 | redacted
Low Income - Power to Save | Pipe Wrap | 0 | 0.01 | 0.03 | 143.65 | 1 | Honeywell | 2023-03-01 | redacted
Low Income - Power to Save | Weather Strip/Caulk | 0 | 0.25 | 0.09 | 503.3 | 1 | Honeywell | 2023-03-01 | redacted
Low Income - Power to Save | Outdoor Coil Cleaning | 0 | 0.1 | 0 | 275 | 1 | Honeywell | 2023-03-01 | redacted
Low Income - Power to Save | LI - DUCT | 0 | 0.4 | 0.12 | 775.77 | 1 | Honeywell | 2023-03-01 | redacted
Low Income - Power to Save | HVAC Inspection | 0 | 0.17 | 0 | 268.73 | 1 | Honeywell | 2023-03-01 | redacted
Low Income - Power to Save | LED Lights | 0 | 0 | 0 | 47.6 | 1 | Honeywell | 2023-03-01 | redacted
Low Income - Power to Save | Faucet Aerators | 0 | 0 | 0.02 | 110.58 | 1 | Honeywell | 2023-03-01 | redacted
Low Income - Power to Save | Low Flow Showerhead | 0 | 0.04 | 0.1 | 504.08 | 1 | Honeywell | 2023-03-01 | redacted
Low Income - Power to Save | Pipe Wrap | 0 | 0.01 | 0.03 | 143.65 | 1 | Honeywell | 2023-03-01 | redacted
Low Income - Power to Save | Weather Strip/Caulk | 0 | 0.25 | 0.09 | 503.3 | 1 | Honeywell | 2023-03-01 | redacted
Low Income - Power to Save | Outdoor Coil Cleaning | 0 | 0.1 | 0 | 275 | 1 | Honeywell | 2023-03-01 | redacted
Low Income - Power to Save | LI - DUCT | 0 | 0.4 | 0.12 | 775.77 | 1 | Honeywell | 2023-03-01 | redacted
Low Income - Power to Save | HVAC Inspection | 0 | 0.17 | 0 | 268.73 | 1 | Honeywell | 2023-03-01 | redacted
Low Income - Power to Save | LED Lights | 0 | 0 | 0 | 47.6 | 1 | Honeywell | 2023-03-01 | redacted
Low Income - Power to Save | Faucet Aerators | 0 | 0 | 0.02 | 110.58 | 1 | Honeywell | 2023-03-01 | redacted
Low Income - Power to Save | Low Flow Showerhead | 0 | 0.04 | 0.1 | 504.08 | 1 | Honeywell | 2023-03-01 | redacted
Low Income - Power to Save | Weather Strip/Caulk | 0 | 0.25 | 0.09 | 503.3 | 1 | Honeywell | 2023-03-01 | redacted
Low Income - Power to Save | LED Lights | 0 | 0 | 0 | 47.6 | 1 | Honeywell | 2023-03-01 | redacted
Low Income - Power to Save | Faucet Aerators | 0 | 0 | 0.02 | 110.58 | 1 | Honeywell | 2023-03-01 | redacted
Low Income - Power to Save | Weather Strip/Caulk | 0 | 0.25 | 0.09 | 503.3 | 1 | Honeywell | 2023-03-01 | redacted
Low Income - Power to Save | Outdoor Coil Cleaning | 0 | 0.1 | 0 | 275 | 1 | Honeywell | 2023-03-01 | redacted
Low Income - Power to Save | LED Lights | 0 | 0 | 0 | 47.6 | 1 | Honeywell | 2023-03-01 | redacted
Low Income - Power to Save | Faucet Aerators | 0 | 0 | 0.02 | 110.58 | 1 | Honeywell | 2023-03-01 | redacted
Low Income - Power to Save | Low Flow Showerhead | 0 | 0.04 | 0.1 | 504.08 | 1 | Honeywell | 2023-03-01 | redacted
Low Income - Power to Save | LED Lights | 0 | 0 | 0 | 47.6 | 1 | Honeywell | 2023-03-01 | redacted
Low Income - Power to Save | Low Flow Showerhead | 0 | 0.04 | 0.1 | 504.08 | 1 | Honeywell | 2023-03-01 | redacted
Low Income - Power to Save | Weather Strip/Caulk | 0 | 0.25 | 0.09 | 503.3 | 1 | Honeywell | 2023-03-01 | redacted
Low Income - Power to Save | Outdoor Coil Cleaning | 0 | 0.1 | 0 | 275 | 1 | Honeywell | 2023-03-01 | redacted
Low Income - Power to Save | LI - DUCT | 0 | 0.4 | 0.12 | 775.77 | 1 | Honeywell | 2023-03-01 | redacted
Low Income - Power to Save | HVAC Inspection | 0 | 0.17 | 0 | 268.73 | 1 | Honeywell | 2023-03-01 | redacted
Low Income - Power to Save | LED Lights | 0 | 0 | 0 | 47.6 | 1 | Honeywell | 2023-03-01 | redacted
Low Income - Power to Save | Faucet Aerators | 0 | 0 | 0.02 | 110.58 | 1 | Honeywell | 2023-03-01 | redacted
Low Income - Power to Save | Low Flow Showerhead | 0 | 0.04 | 0.1 | 504.08 | 1 | Honeywell | 2023-03-01 | redacted
Low Income - Power to Save | Pipe Wrap | 0 | 0.01 | 0.03 | 143.65 | 1 | Honeywell | 2023-03-01 | redacted
Low Income - Power to Save | Outdoor Coil Cleaning | 0 | 0.1 | 0 | 275 | 1 | Honeywell | 2023-03-01 | redacted
Low Income - Power to Save | LI - DUCT | 0 | 0.4 | 0.12 | 775.77 | 1 | Honeywell | 2023-03-01 | redacted
Low Income - Power to Save | HVAC Inspection | 0 | 0.17 | 0 | 268.73 | 1 | Honeywell | 2023-03-01 | redacted
Low Income - Power to Save | LED Lights | 0 | 0 | 0 | 47.6 | 1 | Honeywell | 2023-03-01 | redacted
Low Income - Power to Save | Weather Strip/Caulk | 0 | 0.25 | 0.09 | 503.3 | 1 | Honeywell | 2023-03-01 | redacted
Low Income - Power to Save | LI - DUCT | 0 | 0.4 | 0.12 | 775.77 | 1 | Honeywell | 2023-03-01 | redacted
Low Income - Power to Save | LED Lights | 0 | 0 | 0 | 47.6 | 1 | Honeywell | 2023-03-01 | redacted
Low Income - Power to Save | Faucet Aerators | 0 | 0 | 0.02 | 110.58 | 1 | Honeywell | 2023-03-01 | redacted
Low Income - Power to Save | Pipe Wrap | 0 | 0.01 | 0.03 | 143.65 | 1 | Honeywell | 2023-03-01 | redacted
Low Income - Power to Save | Weather Strip/Caulk | 0 | 0.25 | 0.09 | 503.3 | 1 | Honeywell | 2023-03-01 | redacted
Low Income - Power to Save | Outdoor Coil Cleaning | 0 | 0.1 | 0 | 275 | 1 | Honeywell | 2023-03-01 | redacted
Low Income - Power to Save | LI - DUCT | 0 | 0.4 | 0.12 | 775.77 | 1 | Honeywell | 2023-03-01 | redacted
Low Income - Power to Save | HVAC Inspection | 0 | 0.17 | 0 | 268.73 | 1 | Honeywell | 2023-03-01 | redacted
Low Income - Power to Save | LED Lights | 0 | 0 | 0 | 47.6 | 1 | Honeywell | 2023-03-01 | redacted
Low Income - Power to Save | Faucet Aerators | 0 | 0 | 0.02 | 110.58 | 1 | Honeywell | 2023-03-01 | redacted
Low Income - Power to Save | Low Flow Showerhead | 0 | 0.04 | 0.1 | 504.08 | 1 | Honeywell | 2023-03-01 | redacted
Low Income - Power to Save | Weather Strip/Caulk | 0 | 0.25 | 0.09 | 503.3 | 1 | Honeywell | 2023-03-01 | redacted
Low Income - Power to Save | Outdoor Coil Cleaning | 0 | 0.1 | 0 | 275 | 1 | Honeywell | 2023-03-01 | redacted
Low Income - Power to Save | LI - DUCT | 0 | 0.4 | 0.12 | 775.77 | 1 | Honeywell | 2023-03-01 | redacted
Low Income - Power to Save | HVAC Inspection | 0 | 0.17 | 0 | 268.73 | 1 | Honeywell | 2023-03-01 | redacted
Low Income - Power to Save | LED Lights | 0 | 0 | 0 | 47.6 | 1 | Honeywell | 2023-03-01 | redacted
Low Income - Power to Save | Faucet Aerators | 0 | 0 | 0.02 | 110.58 | 1 | Honeywell | 2023-03-01 | redacted
Low Income - Power to Save | Low Flow Showerhead | 0 | 0.04 | 0.1 | 504.08 | 1 | Honeywell | 2023-03-01 | redacted
Low Income - Power to Save | Pipe Wrap | 0 | 0.01 | 0.03 | 143.65 | 1 | Honeywell | 2023-03-01 | redacted
Low Income - Power to Save | Weather Strip/Caulk | 0 | 0.25 | 0.09 | 503.3 | 1 | Honeywell | 2023-03-01 | redacted
Low Income - Power to Save | Outdoor Coil Cleaning | 0 | 0.1 | 0 | 275 | 1 | Honeywell | 2023-03-01 | redacted
Low Income - Power to Save | LED Lights | 0 | 0 | 0 | 47.6 | 1 | Honeywell | 2023-03-01 | redacted
Low Income - Power to Save | Outdoor Coil Cleaning | 0 | 0.1 | 0 | 275 | 1 | Honeywell | 2023-03-01 | redacted
Low Income - Power to Save | HVAC Inspection | 0 | 0.17 | 0 | 268.73 | 1 | Honeywell | 2023-03-01 | redacted
Low Income - Power to Save | LED Lights | 0 | 0 | 0 | 47.6 | 1 | Honeywell | 2023-03-01 | redacted
Low Income - Power to Save | Low Flow Showerhead | 0 | 0.04 | 0.1 | 504.08 | 1 | Honeywell | 2023-03-01 | redacted
Low Income - Power to Save | Weather Strip/Caulk | 0 | 0.25 | 0.09 | 503.3 | 1 | Honeywell | 2023-03-01 | redacted
Low Income - Power to Save | Outdoor Coil Cleaning | 0 | 0.1 | 0 | 275 | 1 | Honeywell | 2023-03-01 | redacted
Low Income - Power to Save | LI - DUCT | 0 | 0.4 | 0.12 | 775.77 | 1 | Honeywell | 2023-03-01 | redacted
Low Income - Power to Save | HVAC Inspection | 0 | 0.17 | 0 | 268.73 | 1 | Honeywell | 2023-03-01 | redacted
Low Income - Power to Save | LED Lights | 0 | 0 | 0 | 47.6 | 1 | Honeywell | 2023-03-01 | redacted
Low Income - Power to Save | Outdoor Coil Cleaning | 0 | 0.1 | 0 | 275 | 1 | Honeywell | 2023-03-01 | redacted
Low Income - Power to Save | HVAC Inspection | 0 | 0.17 | 0 | 268.73 | 1 | Honeywell | 2023-03-01 | redacted
Low Income - Power to Save | LED Lights | 0 | 0 | 0 | 47.6 | 1 | Honeywell | 2023-03-01 | redacted
Low Income - Power to Save | Faucet Aerators | 0 | 0 | 0.02 | 110.58 | 1 | Honeywell | 2023-03-01 | redacted
Low Income - Power to Save | Weather Strip/Caulk | 0 | 0.25 | 0.09 | 503.3 | 1 | Honeywell | 2023-03-01 | redacted
Low Income - Power to Save | Outdoor Coil Cleaning | 0 | 0.1 | 0 | 275 | 1 | Honeywell | 2023-03-01 | redacted
Low Income - Power to Save | LI - DUCT | 0 | 0.4 | 0.12 | 775.77 | 1 | Honeywell | 2023-03-01 | redacted
Low Income - Power to Save | HVAC Inspection | 0 | 0.17 | 0 | 268.73 | 1 | Honeywell | 2023-03-01 | redacted
Low Income - Power to Save | LED Lights | 0 | 0 | 0 | 47.6 | 1 | Honeywell | 2023-03-01 | redacted
Low Income - Power to Save | Weather Strip/Caulk | 0 | 0.25 | 0.09 | 503.3 | 1 | Honeywell | 2023-03-01 | redacted
Low Income - Power to Save | Outdoor Coil Cleaning | 0 | 0.1 | 0 | 275 | 1 | Honeywell | 2023-03-01 | redacted
Low Income - Power to Save | HVAC Inspection | 0 | 0.17 | 0 | 268.73 | 1 | Honeywell | 2023-03-01 | redacted
Low Income - Power to Save | LED Lights | 0 | 0 | 0 | 47.6 | 1 | Honeywell | 2023-03-01 | redacted
Low Income - Power to Save | Faucet Aerators | 0 | 0 | 0.02 | 110.58 | 1 | Honeywell | 2023-03-01 | redacted
Low Income - Power to Save | Weather Strip/Caulk | 0 | 0.25 | 0.09 | 503.3 | 1 | Honeywell | 2023-03-01 | redacted
Low Income - Power to Save | Outdoor Coil Cleaning | 0 | 0.1 | 0 | 275 | 1 | Honeywell | 2023-03-01 | redacted
Low Income - Power to Save | LI - DUCT | 0 | 0.4 | 0.12 | 775.77 | 1 | Honeywell | 2023-03-01 | redacted
Low Income - Power to Save | HVAC Inspection | 0 | 0.17 | 0 | 268.73 | 1 | Honeywell | 2023-03-01 | redacted
Low Income - Power to Save | LED Lights | 0 | 0 | 0 | 47.6 | 1 | Honeywell | 2023-03-01 | redacted
Low Income - Power to Save | Outdoor Coil Cleaning | 0 | 0.1 | 0 | 275 | 1 | Honeywell | 2023-03-01 | redacted
Low Income - Power to Save | HVAC Inspection | 0 | 0.17 | 0 | 268.73 | 1 | Honeywell | 2023-03-01 | redacted
Low Income - Power to Save | LED Lights | 0 | 0 | 0 | 47.6 | 1 | Honeywell | 2023-03-01 | redacted
Low Income - Power to Save | Faucet Aerators | 0 | 0 | 0.02 | 110.58 | 1 | Honeywell | 2023-03-01 | redacted
Low Income - Power to Save | Low Flow Showerhead | 0 | 0.04 | 0.1 | 504.08 | 1 | Honeywell | 2023-03-01 | redacted
Low Income - Power to Save | Pipe Wrap | 0 | 0.01 | 0.03 | 143.65 | 1 | Honeywell | 2023-03-01 | redacted
Low Income - Power to Save | Weather Strip/Caulk | 0 | 0.25 | 0.09 | 503.3 | 1 | Honeywell | 2023-03-01 | redacted
Low Income - Power to Save | Outdoor Coil Cleaning | 0 | 0.1 | 0 | 275 | 1 | Honeywell | 2023-03-01 | redacted
Low Income - Power to Save | LI - DUCT | 0 | 0.4 | 0.12 | 775.77 | 1 | Honeywell | 2023-03-01 | redacted
Low Income - Power to Save | HVAC Inspection | 0 | 0.17 | 0 | 268.73 | 1 | Honeywell | 2023-03-01 | redacted
Low Income - Power to Save | LED Lights | 0 | 0 | 0 | 47.6 | 1 | Honeywell | 2023-03-01 | redacted
Low Income - Power to Save | Faucet Aerators | 0 | 0 | 0.02 | 110.58 | 1 | Honeywell | 2023-03-01 | redacted
Low Income - Power to Save | Low Flow Showerhead | 0 | 0.04 | 0.1 | 504.08 | 1 | Honeywell | 2023-03-01 | redacted
Low Income - Power to Save | Weather Strip/Caulk | 0 | 0.25 | 0.09 | 503.3 | 1 | Honeywell | 2023-03-01 | redacted
Low Income - Power to Save | Outdoor Coil Cleaning | 0 | 0.1 | 0 | 275 | 1 | Honeywell | 2023-03-01 | redacted
Low Income - Power to Save | LED Lights | 0 | 0 | 0 | 47.6 | 1 | Honeywell | 2023-03-01 | redacted
Low Income - Power to Save | Faucet Aerators | 0 | 0 | 0.02 | 110.58 | 1 | Honeywell | 2023-03-01 | redacted
Low Income - Power to Save | Low Flow Showerhead | 0 | 0.04 | 0.1 | 504.08 | 1 | Honeywell | 2023-03-01 | redacted
Low Income - Power to Save | Weather Strip/Caulk | 0 | 0.25 | 0.09 | 503.3 | 1 | Honeywell | 2023-03-01 | redacted
Low Income - Power to Save | Outdoor Coil Cleaning | 0 | 0.1 | 0 | 275 | 1 | Honeywell | 2023-03-01 | redacted
Low Income - Power to Save | LI - DUCT | 0 | 0.4 | 0.12 | 775.77 | 1 | Honeywell | 2023-03-01 | redacted
Low Income - Power to Save | HVAC Inspection | 0 | 0.17 | 0 | 268.73 | 1 | Honeywell | 2023-03-01 | redacted
Low Income - Power to Save | LED Lights | 0 | 0 | 0 | 47.6 | 1 | Honeywell | 2023-03-01 | redacted
Low Income - Power to Save | Faucet Aerators | 0 | 0 | 0.02 | 110.58 | 1 | Honeywell | 2023-03-01 | redacted
Low Income - Power to Save | LED Lights | 0 | 0 | 0 | 47.6 | 1 | Honeywell | 2023-03-01 | redacted
Low Income - Power to Save | Low Flow Showerhead | 0 | 0.04 | 0.1 | 504.08 | 1 | Honeywell | 2023-03-01 | redacted
Low Income - Power to Save | Weather Strip/Caulk | 0 | 0.25 | 0.09 | 503.3 | 1 | Honeywell | 2023-03-01 | redacted
Low Income - Power to Save | LED Lights | 0 | 0 | 0 | 47.6 | 1 | Honeywell | 2023-03-01 | redacted
Low Income - Power to Save | Faucet Aerators | 0 | 0 | 0.02 | 110.58 | 1 | Honeywell | 2023-03-01 | redacted
Low Income - Power to Save | Low Flow Showerhead | 0 | 0.04 | 0.1 | 504.08 | 1 | Honeywell | 2023-03-01 | redacted
Low Income - Power to Save | Weather Strip/Caulk | 0 | 0.25 | 0.09 | 503.3 | 1 | Honeywell | 2023-03-01 | redacted
Low Income - Power to Save | Outdoor Coil Cleaning | 0 | 0.1 | 0 | 275 | 1 | Honeywell | 2023-03-01 | redacted
Low Income - Power to Save | LI - DUCT | 0 | 0.4 | 0.12 | 775.77 | 1 | Honeywell | 2023-03-01 | redacted
Low Income - Power to Save | HVAC Inspection | 0 | 0.17 | 0 | 268.73 | 1 | Honeywell | 2023-03-01 | redacted
Low Income - Power to Save | LED Lights | 0 | 0 | 0 | 47.6 | 1 | Honeywell | 2023-03-01 | redacted
Low Income - Power to Save | Faucet Aerators | 0 | 0 | 0.02 | 110.58 | 1 | Honeywell | 2023-03-01 | redacted
Low Income - Power to Save | Low Flow Showerhead | 0 | 0.04 | 0.1 | 504.08 | 1 | Honeywell | 2023-03-01 | redacted
Low Income - Power to Save | Weather Strip/Caulk | 0 | 0.25 | 0.09 | 503.3 | 1 | Honeywell | 2023-03-01 | redacted
Low Income - Power to Save | Outdoor Coil Cleaning | 0 | 0.1 | 0 | 275 | 1 | Honeywell | 2023-03-01 | redacted
Low Income - Power to Save | LI - DUCT | 0 | 0.4 | 0.12 | 775.77 | 1 | Honeywell | 2023-03-01 | redacted
Low Income - Power to Save | HVAC Inspection | 0 | 0.17 | 0 | 268.73 | 1 | Honeywell | 2023-03-01 | redacted
Low Income - Power to Save | LED Lights | 0 | 0 | 0 | 47.6 | 1 | Honeywell | 2023-03-01 | redacted
Low Income - Power to Save | Faucet Aerators | 0 | 0 | 0.02 | 110.58 | 1 | Honeywell | 2023-03-01 | redacted
Low Income - Power to Save | Low Flow Showerhead | 0 | 0.04 | 0.1 | 504.08 | 1 | Honeywell | 2023-03-01 | redacted
Low Income - Power to Save | Pipe Wrap | 0 | 0.01 | 0.03 | 143.65 | 1 | Honeywell | 2023-03-01 | redacted
Low Income - Power to Save | Weather Strip/Caulk | 0 | 0.25 | 0.09 | 503.3 | 1 | Honeywell | 2023-03-01 | redacted
Low Income - Power to Save | Outdoor Coil Cleaning | 0 | 0.1 | 0 | 275 | 1 | Honeywell | 2023-03-01 | redacted
Low Income - Power to Save | LI - DUCT | 0 | 0.4 | 0.12 | 775.77 | 1 | Honeywell | 2023-03-01 | redacted
Low Income - Power to Save | HVAC Inspection | 0 | 0.17 | 0 | 268.73 | 1 | Honeywell | 2023-03-01 | redacted
Low Income - Power to Save | LED Lights | 0 | 0 | 0 | 47.6 | 1 | Honeywell | 2023-03-01 | redacted
Low Income - Power to Save | Faucet Aerators | 0 | 0 | 0.02 | 110.58 | 1 | Honeywell | 2023-03-01 | redacted
Low Income - Power to Save | Low Flow Showerhead | 0 | 0.04 | 0.1 | 504.08 | 1 | Honeywell | 2023-03-01 | redacted
Low Income - Power to Save | Weather Strip/Caulk | 0 | 0.25 | 0.09 | 503.3 | 1 | Honeywell | 2023-03-01 | redacted
Low Income - Power to Save | LED Lights | 0 | 0 | 0 | 47.6 | 1 | Honeywell | 2023-03-01 | redacted
Low Income - Power to Save | Faucet Aerators | 0 | 0 | 0.02 | 110.58 | 1 | Honeywell | 2023-03-01 | redacted
Low Income - Power to Save | Low Flow Showerhead | 0 | 0.04 | 0.1 | 504.08 | 1 | Honeywell | 2023-03-01 | redacted
Low Income - Power to Save | LED Lights | 0 | 0 | 0 | 47.6 | 1 | Honeywell | 2023-03-01 | redacted
Low Income - Power to Save | Faucet Aerators | 0 | 0 | 0.02 | 110.58 | 1 | Honeywell | 2023-03-01 | redacted
Low Income - Power to Save | Low Flow Showerhead | 0 | 0.04 | 0.1 | 504.08 | 1 | Honeywell | 2023-03-01 | redacted
Low Income - Power to Save | Weather Strip/Caulk | 0 | 0.25 | 0.09 | 503.3 | 1 | Honeywell | 2023-03-01 | redacted
Low Income - Power to Save | Outdoor Coil Cleaning | 0 | 0.1 | 0 | 275 | 1 | Honeywell | 2023-03-01 | redacted
Low Income - Power to Save | LI - DUCT | 0 | 0.4 | 0.12 | 775.77 | 1 | Honeywell | 2023-03-01 | redacted
Low Income - Power to Save | HVAC Inspection | 0 | 0.17 | 0 | 268.73 | 1 | Honeywell | 2023-03-01 | redacted
Low Income - Power to Save | LED Lights | 0 | 0 | 0 | 47.6 | 1 | Honeywell | 2023-03-01 | redacted
Low Income - Power to Save | Faucet Aerators | 0 | 0 | 0.02 | 110.58 | 1 | Honeywell | 2023-03-01 | redacted
Low Income - Power to Save | Low Flow Showerhead | 0 | 0.04 | 0.1 | 504.08 | 1 | Honeywell | 2023-03-01 | redacted
Low Income - Power to Save | LED Lights | 0 | 0 | 0 | 47.6 | 1 | Honeywell | 2023-03-01 | redacted
Low Income - Power to Save | Faucet Aerators | 0 | 0 | 0.02 | 110.58 | 1 | Honeywell | 2023-03-01 | redacted
Low Income - Power to Save | Low Flow Showerhead | 0 | 0.04 | 0.1 | 504.08 | 1 | Honeywell | 2023-03-01 | redacted
Low Income - Power to Save | Weather Strip/Caulk | 0 | 0.25 | 0.09 | 503.3 | 1 | Honeywell | 2023-03-01 | redacted
Low Income - Power to Save | Outdoor Coil Cleaning | 0 | 0.1 | 0 | 275 | 1 | Honeywell | 2023-03-01 | redacted
Low Income - Power to Save | LI - DUCT | 0 | 0.4 | 0.12 | 775.77 | 1 | Honeywell | 2023-03-01 | redacted
Low Income - Power to Save | HVAC Inspection | 0 | 0.17 | 0 | 268.73 | 1 | Honeywell | 2023-03-01 | redacted
Low Income - Power to Save | LED Lights | 0 | 0 | 0 | 47.6 | 1 | Honeywell | 2023-03-01 | redacted
Low Income - Power to Save | Faucet Aerators | 0 | 0 | 0.02 | 110.58 | 1 | Honeywell | 2023-03-01 | redacted
Low Income - Power to Save | Weather Strip/Caulk | 0 | 0.25 | 0.09 | 503.3 | 1 | Honeywell | 2023-03-01 | redacted
Low Income - Power to Save | Outdoor Coil Cleaning | 0 | 0.1 | 0 | 275 | 1 | Honeywell | 2023-03-01 | redacted
Low Income - Power to Save | LI - DUCT | 0 | 0.4 | 0.12 | 775.77 | 1 | Honeywell | 2023-03-01 | redacted
Low Income - Power to Save | HVAC Inspection | 0 | 0.17 | 0 | 268.73 | 1 | Honeywell | 2023-03-01 | redacted
Low Income - Power to Save | LED Lights | 0 | 0 | 0 | 47.6 | 1 | Honeywell | 2023-03-01 | redacted
Low Income - Power to Save | Faucet Aerators | 0 | 0 | 0.02 | 110.58 | 1 | Honeywell | 2023-03-01 | redacted
Low Income - Power to Save | Low Flow Showerhead | 0 | 0.04 | 0.1 | 504.08 | 1 | Honeywell | 2023-03-01 | redacted
Low Income - Power to Save | Weather Strip/Caulk | 0 | 0.25 | 0.09 | 503.3 | 1 | Honeywell | 2023-03-01 | redacted
Low Income - Power to Save | Outdoor Coil Cleaning | 0 | 0.1 | 0 | 275 | 1 | Honeywell | 2023-03-01 | redacted
Low Income - Power to Save | LI - DUCT | 0 | 0.4 | 0.12 | 775.77 | 1 | Honeywell | 2023-03-01 | redacted
Low Income - Power to Save | HVAC Inspection | 0 | 0.17 | 0 | 268.73 | 1 | Honeywell | 2023-03-01 | redacted
Low Income - Power to Save | LED Lights | 0 | 0 | 0 | 47.6 | 1 | Honeywell | 2023-03-01 | redacted
Low Income - Power to Save | Pipe Wrap | 0 | 0.01 | 0.03 | 143.65 | 1 | Honeywell | 2023-03-01 | redacted
Low Income - Power to Save | Weather Strip/Caulk | 0 | 0.25 | 0.09 | 503.3 | 1 | Honeywell | 2023-03-01 | redacted
Low Income - Power to Save | Outdoor Coil Cleaning | 0 | 0.1 | 0 | 275 | 1 | Honeywell | 2023-03-01 | redacted
Low Income - Power to Save | LI - DUCT | 0 | 0.4 | 0.12 | 775.77 | 1 | Honeywell | 2023-03-01 | redacted
Low Income - Power to Save | HVAC Inspection | 0 | 0.17 | 0 | 268.73 | 1 | Honeywell | 2023-03-01 | redacted
Low Income - Power to Save | LED Lights | 0 | 0 | 0 | 47.6 | 1 | Honeywell | 2023-03-01 | redacted
Low Income - Power to Save | Faucet Aerators | 0 | 0 | 0.02 | 110.58 | 1 | Honeywell | 2023-03-01 | redacted
Low Income - Power to Save | Low Flow Showerhead | 0 | 0.04 | 0.1 | 504.08 | 1 | Honeywell | 2023-03-01 | redacted
Low Income - Power to Save | Weather Strip/Caulk | 0 | 0.25 | 0.09 | 503.3 | 1 | Honeywell | 2023-03-01 | redacted
Low Income - Power to Save | Outdoor Coil Cleaning | 0 | 0.1 | 0 | 275 | 1 | Honeywell | 2023-03-01 | redacted
Low Income - Power to Save | LI - DUCT | 0 | 0.4 | 0.12 | 775.77 | 1 | Honeywell | 2023-03-01 | redacted
Low Income - Power to Save | HVAC Inspection | 0 | 0.17 | 0 | 268.73 | 1 | Honeywell | 2023-03-01 | redacted
Low Income - Power to Save | LED Lights | 0 | 0 | 0 | 47.6 | 1 | Honeywell | 2023-03-01 | redacted
Low Income - Power to Save | Outdoor Coil Cleaning | 0 | 0.1 | 0 | 275 | 1 | Honeywell | 2023-03-01 | redacted
Low Income - Power to Save | HVAC Inspection | 0 | 0.17 | 0 | 268.73 | 1 | Honeywell | 2023-03-01 | redacted
Low Income - Power to Save | LED Lights | 0 | 0 | 0 | 47.6 | 1 | Honeywell | 2023-03-01 | redacted
Low Income - Power to Save | Faucet Aerators | 0 | 0 | 0.02 | 110.58 | 1 | Honeywell | 2023-03-01 | redacted
Low Income - Power to Save | Weather Strip/Caulk | 0 | 0.25 | 0.09 | 503.3 | 1 | Honeywell | 2023-03-01 | redacted
Low Income - Power to Save | Outdoor Coil Cleaning | 0 | 0.1 | 0 | 275 | 1 | Honeywell | 2023-03-01 | redacted
Low Income - Power to Save | HVAC Inspection | 0 | 0.17 | 0 | 268.73 | 1 | Honeywell | 2023-03-01 | redacted
Low Income - Power to Save | LED Lights | 0 | 0 | 0 | 47.6 | 1 | Honeywell | 2023-03-01 | redacted
Low Income - Power to Save | Outdoor Coil Cleaning | 0 | 0.1 | 0 | 275 | 1 | Honeywell | 2023-03-01 | redacted
Low Income - Power to Save | HVAC Inspection | 0 | 0.17 | 0 | 268.73 | 1 | Honeywell | 2023-03-01 | redacted
Low Income - Power to Save | LED Lights | 0 | 0 | 0 | 47.6 | 1 | Honeywell | 2023-03-01 | redacted
Low Income - Power to Save | Faucet Aerators | 0 | 0 | 0.02 | 110.58 | 1 | Honeywell | 2023-03-01 | redacted
Low Income - Power to Save | Low Flow Showerhead | 0 | 0.04 | 0.1 | 504.08 | 1 | Honeywell | 2023-03-01 | redacted
Low Income - Power to Save | Pipe Wrap | 0 | 0.01 | 0.03 | 143.65 | 1 | Honeywell | 2023-03-01 | redacted
Low Income - Power to Save | Weather Strip/Caulk | 0 | 0.25 | 0.09 | 503.3 | 1 | Honeywell | 2023-03-01 | redacted
Low Income - Power to Save | Outdoor Coil Cleaning | 0 | 0.1 | 0 | 275 | 1 | Honeywell | 2023-03-01 | redacted
Low Income - Power to Save | LI - DUCT | 0 | 0.4 | 0.12 | 775.77 | 1 | Honeywell | 2023-03-01 | redacted
Low Income - Power to Save | HVAC Inspection | 0 | 0.17 | 0 | 268.73 | 1 | Honeywell | 2023-03-01 | redacted
Low Income - Power to Save | LED Lights | 0 | 0 | 0 | 47.6 | 1 | Honeywell | 2023-03-01 | redacted
Low Income - Power to Save | Faucet Aerators | 0 | 0 | 0.02 | 110.58 | 1 | Honeywell | 2023-03-01 | redacted
Low Income - Power to Save | Low Flow Showerhead | 0 | 0.04 | 0.1 | 504.08 | 1 | Honeywell | 2023-03-01 | redacted
Low Income - Power to Save | Weather Strip/Caulk | 0 | 0.25 | 0.09 | 503.3 | 1 | Honeywell | 2023-03-01 | redacted
Low Income - Power to Save | Outdoor Coil Cleaning | 0 | 0.1 | 0 | 275 | 1 | Honeywell | 2023-03-01 | redacted
Low Income - Power to Save | LI - DUCT | 0 | 0.4 | 0.12 | 775.77 | 1 | Honeywell | 2023-03-01 | redacted
Low Income - Power to Save | HVAC Inspection | 0 | 0.17 | 0 | 268.73 | 1 | Honeywell | 2023-03-01 | redacted
Low Income - Power to Save | LED Lights | 0 | 0 | 0 | 47.6 | 1 | Honeywell | 2023-03-01 | redacted
Low Income - Power to Save | LED Lights | 0 | 0 | 0 | 47.6 | 1 | Honeywell | 2023-03-01 | redacted
Low Income - Power to Save | Faucet Aerators | 0 | 0 | 0.02 | 110.58 | 1 | Honeywell | 2023-03-01 | redacted
Low Income - Power to Save | Weather Strip/Caulk | 0 | 0.25 | 0.09 | 503.3 | 1 | Honeywell | 2023-03-01 | redacted
Low Income - Power to Save | Outdoor Coil Cleaning | 0 | 0.1 | 0 | 275 | 1 | Honeywell | 2023-03-01 | redacted
Low Income - Power to Save | LI - DUCT | 0 | 0.4 | 0.12 | 775.77 | 1 | Honeywell | 2023-03-01 | redacted
Low Income - Power to Save | HVAC Inspection | 0 | 0.17 | 0 | 268.73 | 1 | Honeywell | 2023-03-01 | redacted
Low Income - Power to Save | LED Lights | 0 | 0 | 0 | 47.6 | 1 | Honeywell | 2023-03-01 | redacted
Low Income - Power to Save | Faucet Aerators | 0 | 0 | 0.02 | 110.58 | 1 | Honeywell | 2023-03-01 | redacted
Low Income - Power to Save | Low Flow Showerhead | 0 | 0.04 | 0.1 | 504.08 | 1 | Honeywell | 2023-03-01 | redacted
Low Income - Power to Save | Weather Strip/Caulk | 0 | 0.25 | 0.09 | 503.3 | 1 | Honeywell | 2023-03-01 | redacted
Low Income - Power to Save | Outdoor Coil Cleaning | 0 | 0.1 | 0 | 275 | 1 | Honeywell | 2023-03-01 | redacted
Low Income - Power to Save | LI - DUCT | 0 | 0.4 | 0.12 | 775.77 | 1 | Honeywell | 2023-03-01 | redacted
Low Income - Power to Save | HVAC Inspection | 0 | 0.17 | 0 | 268.73 | 1 | Honeywell | 2023-03-01 | redacted
Low Income - Power to Save | LED Lights | 0 | 0 | 0 | 47.6 | 1 | Honeywell | 2023-03-01 | redacted
Low Income - Power to Save | Outdoor Coil Cleaning | 0 | 0.1 | 0 | 275 | 1 | Honeywell | 2023-03-01 | redacted
Low Income - Power to Save | LED Lights | 0 | 0 | 0 | 47.6 | 1 | Honeywell | 2023-03-01 | redacted
Low Income - Power to Save | Faucet Aerators | 0 | 0 | 0.02 | 110.58 | 1 | Honeywell | 2023-03-01 | redacted
Low Income - Power to Save | Low Flow Showerhead | 0 | 0.04 | 0.1 | 504.08 | 1 | Honeywell | 2023-03-01 | redacted
Low Income - Power to Save | Weather Strip/Caulk | 0 | 0.25 | 0.09 | 503.3 | 1 | Honeywell | 2023-03-01 | redacted
Low Income - Power to Save | LED Lights | 0 | 0 | 0 | 47.6 | 1 | Honeywell | 2023-03-01 | redacted
Low Income - Power to Save | Weather Strip/Caulk | 0 | 0.25 | 0.09 | 503.3 | 1 | Honeywell | 2023-03-01 | redacted
Low Income - Power to Save | Outdoor Coil Cleaning | 0 | 0.1 | 0 | 275 | 1 | Honeywell | 2023-03-01 | redacted
Low Income - Power to Save | LED Lights | 0 | 0 | 0 | 47.6 | 1 | Honeywell | 2023-03-01 | redacted
Low Income - Power to Save | Faucet Aerators | 0 | 0 | 0.02 | 110.58 | 1 | Honeywell | 2023-03-01 | redacted
Low Income - Power to Save | Low Flow Showerhead | 0 | 0.04 | 0.1 | 504.08 | 1 | Honeywell | 2023-03-01 | redacted
Low Income - Power to Save | Weather Strip/Caulk | 0 | 0.25 | 0.09 | 503.3 | 1 | Honeywell | 2023-03-01 | redacted
Low Income - Power to Save | Outdoor Coil Cleaning | 0 | 0.1 | 0 | 275 | 1 | Honeywell | 2023-03-01 | redacted
Low Income - Power to Save | LI - DUCT | 0 | 0.4 | 0.12 | 775.77 | 1 | Honeywell | 2023-03-01 | redacted
Low Income - Power to Save | HVAC Inspection | 0 | 0.17 | 0 | 268.73 | 1 | Honeywell | 2023-03-01 | redacted
Low Income - Power to Save | LED Lights | 0 | 0 | 0 | 47.6 | 1 | Honeywell | 2023-03-01 | redacted
Low Income - Power to Save | Faucet Aerators | 0 | 0 | 0.02 | 110.58 | 1 | Honeywell | 2023-03-01 | redacted
Low Income - Power to Save | Low Flow Showerhead | 0 | 0.04 | 0.1 | 504.08 | 1 | Honeywell | 2023-03-01 | redacted
Low Income - Power to Save | Weather Strip/Caulk | 0 | 0.25 | 0.09 | 503.3 | 1 | Honeywell | 2023-03-01 | redacted
Low Income - Power to Save | LED Lights | 0 | 0 | 0 | 47.6 | 1 | Honeywell | 2023-03-01 | redacted
Low Income - Power to Save | Outdoor Coil Cleaning | 0 | 0.1 | 0 | 275 | 1 | Honeywell | 2023-03-01 | redacted
Low Income - Power to Save | HVAC Inspection | 0 | 0.17 | 0 | 268.73 | 1 | Honeywell | 2023-03-01 | redacted
Low Income - Power to Save | LED Lights | 0 | 0 | 0 | 47.6 | 1 | Honeywell | 2023-03-01 | redacted
Low Income - Power to Save | Faucet Aerators | 0 | 0 | 0.02 | 110.58 | 1 | Honeywell | 2023-03-01 | redacted
Low Income - Power to Save | Weather Strip/Caulk | 0 | 0.25 | 0.09 | 503.3 | 1 | Honeywell | 2023-03-01 | redacted
Low Income - Power to Save | Outdoor Coil Cleaning | 0 | 0.1 | 0 | 275 | 1 | Honeywell | 2023-03-01 | redacted
Low Income - Power to Save | LI - DUCT | 0 | 0.4 | 0.12 | 775.77 | 1 | Honeywell | 2023-03-01 | redacted
Low Income - Power to Save | HVAC Inspection | 0 | 0.17 | 0 | 268.73 | 1 | Honeywell | 2023-03-01 | redacted
Low Income - Power to Save | LED Lights | 0 | 0 | 0 | 47.6 | 1 | Honeywell | 2023-03-01 | redacted
Low Income - Power to Save | Faucet Aerators | 0 | 0 | 0.02 | 110.58 | 1 | Honeywell | 2023-03-01 | redacted
Low Income - Power to Save | Low Flow Showerhead | 0 | 0.04 | 0.1 | 504.08 | 1 | Honeywell | 2023-03-01 | redacted
Low Income - Power to Save | Weather Strip/Caulk | 0 | 0.25 | 0.09 | 503.3 | 1 | Honeywell | 2023-03-01 | redacted
Low Income - Power to Save | Outdoor Coil Cleaning | 0 | 0.1 | 0 | 275 | 1 | Honeywell | 2023-03-01 | redacted
Low Income - Power to Save | LI - DUCT | 0 | 0.4 | 0.12 | 775.77 | 1 | Honeywell | 2023-03-01 | redacted
Low Income - Power to Save | HVAC Inspection | 0 | 0.17 | 0 | 268.73 | 1 | Honeywell | 2023-03-01 | redacted
Low Income - Power to Save | LED Lights | 0 | 0 | 0 | 47.6 | 1 | Honeywell | 2023-03-01 | redacted
Low Income - Power to Save | Low Flow Showerhead | 0 | 0.04 | 0.1 | 504.08 | 1 | Honeywell | 2023-03-01 | redacted
Low Income - Power to Save | Weather Strip/Caulk | 0 | 0.25 | 0.09 | 503.3 | 1 | Honeywell | 2023-03-01 | redacted
Low Income - Power to Save | LI - DUCT | 0 | 0.4 | 0.12 | 775.77 | 1 | Honeywell | 2023-03-01 | redacted
Low Income - Power to Save | LED Lights | 0 | 0 | 0 | 47.6 | 1 | Honeywell | 2023-03-01 | redacted
Low Income - Power to Save | Faucet Aerators | 0 | 0 | 0.02 | 110.58 | 1 | Honeywell | 2023-03-01 | redacted
Low Income - Power to Save | Pipe Wrap | 0 | 0.01 | 0.03 | 143.65 | 1 | Honeywell | 2023-03-01 | redacted
Low Income - Power to Save | Weather Strip/Caulk | 0 | 0.25 | 0.09 | 503.3 | 1 | Honeywell | 2023-03-01 | redacted
Low Income - Power to Save | Outdoor Coil Cleaning | 0 | 0.1 | 0 | 275 | 1 | Honeywell | 2023-03-01 | redacted
Low Income - Power to Save | LI - DUCT | 0 | 0.4 | 0.12 | 775.77 | 1 | Honeywell | 2023-03-01 | redacted
Low Income - Power to Save | HVAC Inspection | 0 | 0.17 | 0 | 268.73 | 1 | Honeywell | 2023-03-01 | redacted
Low Income - Power to Save | LED Lights | 0 | 0 | 0 | 47.6 | 1 | Honeywell | 2023-03-01 | redacted
Low Income - Power to Save | Faucet Aerators | 0 | 0 | 0.02 | 110.58 | 1 | Honeywell | 2023-03-01 | redacted
Low Income - Power to Save | Low Flow Showerhead | 0 | 0.04 | 0.1 | 504.08 | 1 | Honeywell | 2023-03-01 | redacted
Low Income - Power to Save | Weather Strip/Caulk | 0 | 0.25 | 0.09 | 503.3 | 1 | Honeywell | 2023-03-01 | redacted
Low Income - Power to Save | Outdoor Coil Cleaning | 0 | 0.1 | 0 | 275 | 1 | Honeywell | 2023-03-01 | redacted
Low Income - Power to Save | LI - DUCT | 0 | 0.4 | 0.12 | 775.77 | 1 | Honeywell | 2023-03-01 | redacted
Low Income - Power to Save | HVAC Inspection | 0 | 0.17 | 0 | 268.73 | 1 | Honeywell | 2023-03-01 | redacted
Low Income - Power to Save | LED Lights | 0 | 0 | 0 | 47.6 | 1 | Honeywell | 2023-03-01 | redacted
Low Income - Power to Save | Faucet Aerators | 0 | 0 | 0.02 | 110.58 | 1 | Honeywell | 2023-03-01 | redacted
Low Income - Power to Save | Low Flow Showerhead | 0 | 0.04 | 0.1 | 504.08 | 1 | Honeywell | 2023-03-01 | redacted
Low Income - Power to Save | Weather Strip/Caulk | 0 | 0.25 | 0.09 | 503.3 | 1 | Honeywell | 2023-03-01 | redacted
Low Income - Power to Save | Outdoor Coil Cleaning | 0 | 0.1 | 0 | 275 | 1 | Honeywell | 2023-03-01 | redacted
Low Income - Power to Save | LI - DUCT | 0 | 0.4 | 0.12 | 775.77 | 1 | Honeywell | 2023-03-01 | redacted
Low Income - Power to Save | HVAC Inspection | 0 | 0.17 | 0 | 268.73 | 1 | Honeywell | 2023-03-01 | redacted
Low Income - Power to Save | LED Lights | 0 | 0 | 0 | 47.6 | 1 | Honeywell | 2023-03-01 | redacted
Low Income - Power to Save | Faucet Aerators | 0 | 0 | 0.02 | 110.58 | 1 | Honeywell | 2023-03-01 | redacted
Low Income - Power to Save | Low Flow Showerhead | 0 | 0.04 | 0.1 | 504.08 | 1 | Honeywell | 2023-03-01 | redacted
Low Income - Power to Save | Weather Strip/Caulk | 0 | 0.25 | 0.09 | 503.3 | 1 | Honeywell | 2023-03-01 | redacted
Low Income - Power to Save | LED Lights | 0 | 0 | 0 | 47.6 | 1 | Honeywell | 2023-03-01 | redacted
Low Income - Power to Save | Faucet Aerators | 0 | 0 | 0.02 | 110.58 | 1 | Honeywell | 2023-03-01 | redacted
Low Income - Power to Save | Weather Strip/Caulk | 0 | 0.25 | 0.09 | 503.3 | 1 | Honeywell | 2023-03-01 | redacted
Low Income - Power to Save | Outdoor Coil Cleaning | 0 | 0.1 | 0 | 275 | 1 | Honeywell | 2023-03-01 | redacted
Low Income - Power to Save | LED Lights | 0 | 0 | 0 | 47.6 | 1 | Honeywell | 2023-03-01 | redacted
Low Income - Power to Save | Outdoor Coil Cleaning | 0 | 0.1 | 0 | 275 | 1 | Honeywell | 2023-03-01 | redacted
Low Income - Power to Save | HVAC Inspection | 0 | 0.17 | 0 | 268.73 | 1 | Honeywell | 2023-03-01 | redacted
Low Income - Power to Save | LED Lights | 0 | 0 | 0 | 47.6 | 1 | Honeywell | 2023-03-01 | redacted
Low Income - Power to Save | Faucet Aerators | 0 | 0 | 0.02 | 110.58 | 1 | Honeywell | 2023-03-01 | redacted
Low Income - Power to Save | Pipe Wrap | 0 | 0.01 | 0.03 | 143.65 | 1 | Honeywell | 2023-03-01 | redacted
Low Income - Power to Save | Weather Strip/Caulk | 0 | 0.25 | 0.09 | 503.3 | 1 | Honeywell | 2023-03-01 | redacted
Low Income - Power to Save | Outdoor Coil Cleaning | 0 | 0.1 | 0 | 275 | 1 | Honeywell | 2023-03-01 | redacted
Low Income - Power to Save | LI - DUCT | 0 | 0.4 | 0.12 | 775.77 | 1 | Honeywell | 2023-03-01 | redacted
Low Income - Power to Save | HVAC Inspection | 0 | 0.17 | 0 | 268.73 | 1 | Honeywell | 2023-03-01 | redacted
Low Income - Power to Save | LED Lights | 0 | 0 | 0 | 47.6 | 1 | Honeywell | 2023-03-01 | redacted
Low Income - Power to Save | Faucet Aerators | 0 | 0 | 0.02 | 110.58 | 1 | Honeywell | 2023-03-01 | redacted
Low Income - Power to Save | Low Flow Showerhead | 0 | 0.04 | 0.1 | 504.08 | 1 | Honeywell | 2023-03-01 | redacted
Low Income - Power to Save | Outdoor Coil Cleaning | 0 | 0.1 | 0 | 275 | 1 | Honeywell | 2023-03-01 | redacted
Low Income - Power to Save | HVAC Inspection | 0 | 0.17 | 0 | 268.73 | 1 | Honeywell | 2023-03-01 | redacted
Low Income - Power to Save | LED Lights | 0 | 0 | 0 | 47.6 | 1 | Honeywell | 2023-03-01 | redacted
Low Income - Power to Save | Faucet Aerators | 0 | 0 | 0.02 | 110.58 | 1 | Honeywell | 2023-03-01 | redacted
Low Income - Power to Save | Weather Strip/Caulk | 0 | 0.25 | 0.09 | 503.3 | 1 | Honeywell | 2023-03-01 | redacted
Low Income - Power to Save | Outdoor Coil Cleaning | 0 | 0.1 | 0 | 275 | 1 | Honeywell | 2023-03-01 | redacted
Low Income - Power to Save | LI - DUCT | 0 | 0.4 | 0.12 | 775.77 | 1 | Honeywell | 2023-03-01 | redacted
Low Income - Power to Save | HVAC Inspection | 0 | 0.17 | 0 | 268.73 | 1 | Honeywell | 2023-03-01 | redacted
Low Income - Power to Save | LED Lights | 0 | 0 | 0 | 47.6 | 1 | Honeywell | 2023-03-01 | redacted
Low Income - Power to Save | Faucet Aerators | 0 | 0 | 0.02 | 110.58 | 1 | Honeywell | 2023-03-01 | redacted
Low Income - Power to Save | Low Flow Showerhead | 0 | 0.04 | 0.1 | 504.08 | 1 | Honeywell | 2023-03-01 | redacted
Low Income - Power to Save | Weather Strip/Caulk | 0 | 0.25 | 0.09 | 503.3 | 1 | Honeywell | 2023-03-01 | redacted
Low Income - Power to Save | Outdoor Coil Cleaning | 0 | 0.1 | 0 | 275 | 1 | Honeywell | 2023-03-01 | redacted
Low Income - Power to Save | LI - DUCT | 0 | 0.4 | 0.12 | 775.77 | 1 | Honeywell | 2023-03-01 | redacted
Low Income - Power to Save | HVAC Inspection | 0 | 0.17 | 0 | 268.73 | 1 | Honeywell | 2023-03-01 | redacted
Low Income - Power to Save | LED Lights | 0 | 0 | 0 | 47.6 | 1 | Honeywell | 2023-03-01 | redacted
Low Income - Power to Save | Low Flow Showerhead | 0 | 0.04 | 0.1 | 504.08 | 1 | Honeywell | 2023-03-01 | redacted
Low Income - Power to Save | Pipe Wrap | 0 | 0.01 | 0.03 | 143.65 | 1 | Honeywell | 2023-03-01 | redacted
Low Income - Power to Save | Weather Strip/Caulk | 0 | 0.25 | 0.09 | 503.3 | 1 | Honeywell | 2023-03-01 | redacted
Low Income - Power to Save | Outdoor Coil Cleaning | 0 | 0.1 | 0 | 275 | 1 | Honeywell | 2023-03-01 | redacted
Low Income - Power to Save | LI - DUCT | 0 | 0.4 | 0.12 | 775.77 | 1 | Honeywell | 2023-03-01 | redacted
Low Income - Power to Save | HVAC Inspection | 0 | 0.17 | 0 | 268.73 | 1 | Honeywell | 2023-03-01 | redacted
Low Income - Power to Save | LED Lights | 0 | 0 | 0 | 47.6 | 1 | Honeywell | 2023-03-01 | redacted
Low Income - Power to Save | Faucet Aerators | 0 | 0 | 0.02 | 110.58 | 1 | Honeywell | 2023-03-01 | redacted
Low Income - Power to Save | Low Flow Showerhead | 0 | 0.04 | 0.1 | 504.08 | 1 | Honeywell | 2023-03-01 | redacted
Low Income - Power to Save | Weather Strip/Caulk | 0 | 0.25 | 0.09 | 503.3 | 1 | Honeywell | 2023-03-01 | redacted
Low Income - Power to Save | Outdoor Coil Cleaning | 0 | 0.1 | 0 | 275 | 1 | Honeywell | 2023-03-01 | redacted
Low Income - Power to Save | LI - DUCT | 0 | 0.4 | 0.12 | 775.77 | 1 | Honeywell | 2023-03-01 | redacted
Low Income - Power to Save | HVAC Inspection | 0 | 0.17 | 0 | 268.73 | 1 | Honeywell | 2023-03-01 | redacted
Low Income - Power to Save | LED Lights | 0 | 0 | 0 | 47.6 | 1 | Honeywell | 2023-03-01 | redacted
Low Income - Power to Save | Low Flow Showerhead | 0 | 0.04 | 0.1 | 504.08 | 1 | Honeywell | 2023-03-01 | redacted
Low Income - Power to Save | Pipe Wrap | 0 | 0.01 | 0.03 | 143.65 | 1 | Honeywell | 2023-03-01 | redacted
Low Income - Power to Save | Weather Strip/Caulk | 0 | 0.25 | 0.09 | 503.3 | 1 | Honeywell | 2023-03-01 | redacted
Low Income - Power to Save | Outdoor Coil Cleaning | 0 | 0.1 | 0 | 275 | 1 | Honeywell | 2023-03-01 | redacted
Low Income - Power to Save | LI - DUCT | 0 | 0.4 | 0.12 | 775.77 | 1 | Honeywell | 2023-03-01 | redacted
Low Income - Power to Save | HVAC Inspection | 0 | 0.17 | 0 | 268.73 | 1 | Honeywell | 2023-03-01 | redacted
Low Income - Power to Save | LED Lights | 0 | 0 | 0 | 47.6 | 1 | Honeywell | 2023-03-01 | redacted
Low Income - Power to Save | Faucet Aerators | 0 | 0 | 0.02 | 110.58 | 1 | Honeywell | 2023-03-01 | redacted
Low Income - Power to Save | Low Flow Showerhead | 0 | 0.04 | 0.1 | 504.08 | 1 | Honeywell | 2023-03-01 | redacted
Low Income - Power to Save | Weather Strip/Caulk | 0 | 0.25 | 0.09 | 503.3 | 1 | Honeywell | 2023-03-01 | redacted
Low Income - Power to Save | Outdoor Coil Cleaning | 0 | 0.1 | 0 | 275 | 1 | Honeywell | 2023-03-01 | redacted
Low Income - Power to Save | LI - DUCT | 0 | 0.4 | 0.12 | 775.77 | 1 | Honeywell | 2023-03-01 | redacted
Low Income - Power to Save | HVAC Inspection | 0 | 0.17 | 0 | 268.73 | 1 | Honeywell | 2023-03-01 | redacted
Low Income - Power to Save | LED Lights | 0 | 0 | 0 | 47.6 | 1 | Honeywell | 2023-03-01 | redacted
Low Income - Power to Save | Faucet Aerators | 0 | 0 | 0.02 | 110.58 | 1 | Honeywell | 2023-03-01 | redacted
Low Income - Power to Save | Low Flow Showerhead | 0 | 0.04 | 0.1 | 504.08 | 1 | Honeywell | 2023-03-01 | redacted
Low Income - Power to Save | Outdoor Coil Cleaning | 0 | 0.1 | 0 | 275 | 1 | Honeywell | 2023-03-01 | redacted
Low Income - Power to Save | HVAC Inspection | 0 | 0.17 | 0 | 268.73 | 1 | Honeywell | 2023-03-01 | redacted
Low Income - Power to Save | LED Lights | 0 | 0 | 0 | 47.6 | 1 | Honeywell | 2023-03-01 | redacted
Low Income - Power to Save | Weather Strip/Caulk | 0 | 0.25 | 0.09 | 503.3 | 1 | Honeywell | 2023-03-01 | redacted
Low Income - Power to Save | LED Lights | 0 | 0 | 0 | 47.6 | 1 | Honeywell | 2023-03-01 | redacted
Low Income - Power to Save | Faucet Aerators | 0 | 0 | 0.02 | 110.58 | 1 | Honeywell | 2023-03-01 | redacted
Low Income - Power to Save | Low Flow Showerhead | 0 | 0.04 | 0.1 | 504.08 | 1 | Honeywell | 2023-03-01 | redacted
Low Income - Power to Save | Weather Strip/Caulk | 0 | 0.25 | 0.09 | 503.3 | 1 | Honeywell | 2023-03-01 | redacted
Low Income - Power to Save | Outdoor Coil Cleaning | 0 | 0.1 | 0 | 275 | 1 | Honeywell | 2023-03-01 | redacted
Low Income - Power to Save | LI - DUCT | 0 | 0.4 | 0.12 | 775.77 | 1 | Honeywell | 2023-03-01 | redacted
Low Income - Power to Save | HVAC Inspection | 0 | 0.17 | 0 | 268.73 | 1 | Honeywell | 2023-03-01 | redacted
Low Income - Power to Save | LED Lights | 0 | 0 | 0 | 47.6 | 1 | Honeywell | 2023-03-01 | redacted
Low Income - Power to Save | Faucet Aerators | 0 | 0 | 0.02 | 110.58 | 1 | Honeywell | 2023-03-01 | redacted
Low Income - Power to Save | Low Flow Showerhead | 0 | 0.04 | 0.1 | 504.08 | 1 | Honeywell | 2023-03-01 | redacted
Low Income - Power to Save | LED Lights | 0 | 0 | 0 | 47.6 | 1 | Honeywell | 2023-03-01 | redacted
Low Income - Power to Save | Low Flow Showerhead | 0 | 0.04 | 0.1 | 504.08 | 1 | Honeywell | 2023-03-01 | redacted
Low Income - Power to Save | Pipe Wrap | 0 | 0.01 | 0.03 | 143.65 | 1 | Honeywell | 2023-03-01 | redacted
Low Income - Power to Save | Weather Strip/Caulk | 0 | 0.25 | 0.09 | 503.3 | 1 | Honeywell | 2023-03-01 | redacted
Low Income - Power to Save | Outdoor Coil Cleaning | 0 | 0.1 | 0 | 275 | 1 | Honeywell | 2023-03-01 | redacted
Low Income - Power to Save | LI - DUCT | 0 | 0.4 | 0.12 | 775.77 | 1 | Honeywell | 2023-03-01 | redacted
Low Income - Power to Save | HVAC Inspection | 0 | 0.17 | 0 | 268.73 | 1 | Honeywell | 2023-03-01 | redacted
Low Income - Power to Save | LED Lights | 0 | 0 | 0 | 47.6 | 1 | Honeywell | 2023-03-01 | redacted
Low Income - Power to Save | Faucet Aerators | 0 | 0 | 0.02 | 110.58 | 1 | Honeywell | 2023-03-01 | redacted
Low Income - Power to Save | Low Flow Showerhead | 0 | 0.04 | 0.1 | 504.08 | 1 | Honeywell | 2023-03-01 | redacted
Low Income - Power to Save | Weather Strip/Caulk | 0 | 0.25 | 0.09 | 503.3 | 1 | Honeywell | 2023-03-01 | redacted
Low Income - Power to Save | LED Lights | 0 | 0 | 0 | 47.6 | 1 | Honeywell | 2023-03-01 | redacted
Low Income - Power to Save | Faucet Aerators | 0 | 0 | 0.02 | 110.58 | 1 | Honeywell | 2023-03-01 | redacted
Low Income - Power to Save | Low Flow Showerhead | 0 | 0.04 | 0.1 | 504.08 | 1 | Honeywell | 2023-03-01 | redacted
Low Income - Power to Save | LED Lights | 0 | 0 | 0 | 47.6 | 1 | Honeywell | 2023-03-01 | redacted
Low Income - Power to Save | Faucet Aerators | 0 | 0 | 0.02 | 110.58 | 1 | Honeywell | 2023-03-01 | redacted
Low Income - Power to Save | Low Flow Showerhead | 0 | 0.04 | 0.1 | 504.08 | 1 | Honeywell | 2023-03-01 | redacted
Low Income - Power to Save | Weather Strip/Caulk | 0 | 0.25 | 0.09 | 503.3 | 1 | Honeywell | 2023-03-01 | redacted
Low Income - Power to Save | Outdoor Coil Cleaning | 0 | 0.1 | 0 | 275 | 1 | Honeywell | 2023-03-01 | redacted
Low Income - Power to Save | LI - DUCT | 0 | 0.4 | 0.12 | 775.77 | 1 | Honeywell | 2023-03-01 | redacted
Low Income - Power to Save | HVAC Inspection | 0 | 0.17 | 0 | 268.73 | 1 | Honeywell | 2023-03-01 | redacted
Low Income - Power to Save | LED Lights | 0 | 0 | 0 | 47.6 | 1 | Honeywell | 2023-03-01 | redacted
Low Income - Power to Save | Faucet Aerators | 0 | 0 | 0.02 | 110.58 | 1 | Honeywell | 2023-03-01 | redacted
Low Income - Power to Save | Pipe Wrap | 0 | 0.01 | 0.03 | 143.65 | 1 | Honeywell | 2023-03-01 | redacted
Low Income - Power to Save | Weather Strip/Caulk | 0 | 0.25 | 0.09 | 503.3 | 1 | Honeywell | 2023-03-01 | redacted
Low Income - Power to Save | Outdoor Coil Cleaning | 0 | 0.1 | 0 | 275 | 1 | Honeywell | 2023-03-01 | redacted
Low Income - Power to Save | LI - DUCT | 0 | 0.4 | 0.12 | 775.77 | 1 | Honeywell | 2023-03-01 | redacted
Low Income - Power to Save | HVAC Inspection | 0 | 0.17 | 0 | 268.73 | 1 | Honeywell | 2023-03-01 | redacted
Low Income - Power to Save | LED Lights | 0 | 0 | 0 | 47.6 | 1 | Honeywell | 2023-03-01 | redacted
Low Income - Power to Save | Faucet Aerators | 0 | 0 | 0.02 | 110.58 | 1 | Honeywell | 2023-03-01 | redacted
Low Income - Power to Save | Low Flow Showerhead | 0 | 0.04 | 0.1 | 504.08 | 1 | Honeywell | 2023-03-01 | redacted
Low Income - Power to Save | Outdoor Coil Cleaning | 0 | 0.1 | 0 | 275 | 1 | Honeywell | 2023-03-01 | redacted
Low Income - Power to Save | LED Lights | 0 | 0 | 0 | 47.6 | 1 | Honeywell | 2023-03-01 | redacted
Low Income - Power to Save | Faucet Aerators | 0 | 0 | 0.02 | 110.58 | 1 | Honeywell | 2023-03-01 | redacted
Low Income - Power to Save | Low Flow Showerhead | 0 | 0.04 | 0.1 | 504.08 | 1 | Honeywell | 2023-03-01 | redacted
Low Income - Power to Save | Weather Strip/Caulk | 0 | 0.25 | 0.09 | 503.3 | 1 | Honeywell | 2023-03-01 | redacted
Low Income - Power to Save | LED Lights | 0 | 0 | 0 | 47.6 | 1 | Honeywell | 2023-03-01 | redacted
Low Income - Power to Save | Faucet Aerators | 0 | 0 | 0.02 | 110.58 | 1 | Honeywell | 2023-03-01 | redacted
Low Income - Power to Save | Low Flow Showerhead | 0 | 0.04 | 0.1 | 504.08 | 1 | Honeywell | 2023-03-01 | redacted
Low Income - Power to Save | Outdoor Coil Cleaning | 0 | 0.1 | 0 | 275 | 1 | Honeywell | 2023-03-01 | redacted
Low Income - Power to Save | LED Lights | 0 | 0 | 0 | 47.6 | 1 | Honeywell | 2023-03-01 | redacted
Low Income - Power to Save | Faucet Aerators | 0 | 0 | 0.02 | 110.58 | 1 | Honeywell | 2023-03-01 | redacted
Low Income - Power to Save | Low Flow Showerhead | 0 | 0.04 | 0.1 | 504.08 | 1 | Honeywell | 2023-03-01 | redacted
Low Income - Power to Save | Weather Strip/Caulk | 0 | 0.25 | 0.09 | 503.3 | 1 | Honeywell | 2023-03-01 | redacted
Low Income - Power to Save | Outdoor Coil Cleaning | 0 | 0.1 | 0 | 275 | 1 | Honeywell | 2023-03-01 | redacted
Low Income - Power to Save | LI - DUCT | 0 | 0.4 | 0.12 | 775.77 | 1 | Honeywell | 2023-03-01 | redacted
Low Income - Power to Save | HVAC Inspection | 0 | 0.17 | 0 | 268.73 | 1 | Honeywell | 2023-03-01 | redacted
Low Income - Power to Save | LED Lights | 0 | 0 | 0 | 47.6 | 1 | Honeywell | 2023-03-01 | redacted
Low Income - Power to Save | Outdoor Coil Cleaning | 0 | 0.1 | 0 | 275 | 1 | Honeywell | 2023-03-01 | redacted
Low Income - Power to Save | LED Lights | 0 | 0 | 0 | 47.6 | 1 | Honeywell | 2023-03-01 | redacted
Low Income - Power to Save | Faucet Aerators | 0 | 0 | 0.02 | 110.58 | 1 | Honeywell | 2023-03-01 | redacted
Low Income - Power to Save | Low Flow Showerhead | 0 | 0.04 | 0.1 | 504.08 | 1 | Honeywell | 2023-03-01 | redacted
Low Income - Power to Save | Weather Strip/Caulk | 0 | 0.25 | 0.09 | 503.3 | 1 | Honeywell | 2023-03-01 | redacted
Low Income - Power to Save | LED Lights | 0 | 0 | 0 | 47.6 | 1 | Honeywell | 2023-03-01 | redacted
Low Income - Power to Save | Faucet Aerators | 0 | 0 | 0.02 | 110.58 | 1 | Honeywell | 2023-03-01 | redacted
Low Income - Power to Save | Low Flow Showerhead | 0 | 0.04 | 0.1 | 504.08 | 1 | Honeywell | 2023-03-01 | redacted
Low Income - Power to Save | Pipe Wrap | 0 | 0.01 | 0.03 | 143.65 | 1 | Honeywell | 2023-03-01 | redacted
Low Income - Power to Save | Weather Strip/Caulk | 0 | 0.25 | 0.09 | 503.3 | 1 | Honeywell | 2023-03-01 | redacted
Low Income - Power to Save | Outdoor Coil Cleaning | 0 | 0.1 | 0 | 275 | 1 | Honeywell | 2023-03-01 | redacted
Low Income - Power to Save | LI - DUCT | 0 | 0.4 | 0.12 | 775.77 | 1 | Honeywell | 2023-03-01 | redacted
Low Income - Power to Save | HVAC Inspection | 0 | 0.17 | 0 | 268.73 | 1 | Honeywell | 2023-03-01 | redacted
Low Income - Power to Save | LED Lights | 0 | 0 | 0 | 47.6 | 1 | Honeywell | 2023-03-01 | redacted
Low Income - Power to Save | Faucet Aerators | 0 | 0 | 0.02 | 110.58 | 1 | Honeywell | 2023-03-01 | redacted
Low Income - Power to Save | Low Flow Showerhead | 0 | 0.04 | 0.1 | 504.08 | 1 | Honeywell | 2023-03-01 | redacted
Low Income - Power to Save | Weather Strip/Caulk | 0 | 0.25 | 0.09 | 503.3 | 1 | Honeywell | 2023-03-01 | redacted
Low Income - Power to Save | Outdoor Coil Cleaning | 0 | 0.1 | 0 | 275 | 1 | Honeywell | 2023-03-01 | redacted
Low Income - Power to Save | LI - DUCT | 0 | 0.4 | 0.12 | 775.77 | 1 | Honeywell | 2023-03-01 | redacted
Low Income - Power to Save | HVAC Inspection | 0 | 0.17 | 0 | 268.73 | 1 | Honeywell | 2023-03-01 | redacted
Low Income - Power to Save | LED Lights | 0 | 0 | 0 | 47.6 | 1 | Honeywell | 2023-03-01 | redacted
Low Income - Power to Save | Faucet Aerators | 0 | 0 | 0.02 | 110.58 | 1 | Honeywell | 2023-03-01 | redacted
Low Income - Power to Save | Low Flow Showerhead | 0 | 0.04 | 0.1 | 504.08 | 1 | Honeywell | 2023-03-01 | redacted
Low Income - Power to Save | Weather Strip/Caulk | 0 | 0.25 | 0.09 | 503.3 | 1 | Honeywell | 2023-03-01 | redacted
Low Income - Power to Save | Outdoor Coil Cleaning | 0 | 0.1 | 0 | 275 | 1 | Honeywell | 2023-03-01 | redacted
Low Income - Power to Save | LI - DUCT | 0 | 0.4 | 0.12 | 775.77 | 1 | Honeywell | 2023-03-01 | redacted
Low Income - Power to Save | HVAC Inspection | 0 | 0.17 | 0 | 268.73 | 1 | Honeywell | 2023-03-01 | redacted
Low Income - Power to Save | LED Lights | 0 | 0 | 0 | 47.6 | 1 | Honeywell | 2023-03-01 | redacted
Low Income - Power to Save | Faucet Aerators | 0 | 0 | 0.02 | 110.58 | 1 | Honeywell | 2023-03-01 | redacted
Low Income - Power to Save | Low Flow Showerhead | 0 | 0.04 | 0.1 | 504.08 | 1 | Honeywell | 2023-03-01 | redacted
Low Income - Power to Save | Weather Strip/Caulk | 0 | 0.25 | 0.09 | 503.3 | 1 | Honeywell | 2023-03-01 | redacted
Low Income - Power to Save | Outdoor Coil Cleaning | 0 | 0.1 | 0 | 275 | 1 | Honeywell | 2023-03-01 | redacted
Low Income - Power to Save | LI - DUCT | 0 | 0.4 | 0.12 | 775.77 | 1 | Honeywell | 2023-03-01 | redacted
Low Income - Power to Save | HVAC Inspection | 0 | 0.17 | 0 | 268.73 | 1 | Honeywell | 2023-03-01 | redacted
Low Income - Power to Save | LED Lights | 0 | 0 | 0 | 47.6 | 1 | Honeywell | 2023-03-01 | redacted
Low Income - Power to Save | Faucet Aerators | 0 | 0 | 0.02 | 110.58 | 1 | Honeywell | 2023-03-01 | redacted
Low Income - Power to Save | Low Flow Showerhead | 0 | 0.04 | 0.1 | 504.08 | 1 | Honeywell | 2023-03-01 | redacted
Low Income - Power to Save | LED Lights | 0 | 0 | 0 | 47.6 | 1 | Honeywell | 2023-03-01 | redacted
Low Income - Power to Save | Faucet Aerators | 0 | 0 | 0.02 | 110.58 | 1 | Honeywell | 2023-03-01 | redacted
Low Income - Power to Save | Low Flow Showerhead | 0 | 0.04 | 0.1 | 504.08 | 1 | Honeywell | 2023-03-01 | redacted
Low Income - Power to Save | Weather Strip/Caulk | 0 | 0.25 | 0.09 | 503.3 | 1 | Honeywell | 2023-03-01 | redacted
Low Income - Power to Save | LED Lights | 0 | 0 | 0 | 47.6 | 1 | Honeywell | 2023-03-01 | redacted
Low Income - Power to Save | Faucet Aerators | 0 | 0 | 0.02 | 110.58 | 1 | Honeywell | 2023-03-01 | redacted
Low Income - Power to Save | Low Flow Showerhead | 0 | 0.04 | 0.1 | 504.08 | 1 | Honeywell | 2023-03-01 | redacted
Low Income - Power to Save | Pipe Wrap | 0 | 0.01 | 0.03 | 143.65 | 1 | Honeywell | 2023-03-01 | redacted
Low Income - Power to Save | Weather Strip/Caulk | 0 | 0.25 | 0.09 | 503.3 | 1 | Honeywell | 2023-03-01 | redacted
Low Income - Power to Save | Outdoor Coil Cleaning | 0 | 0.1 | 0 | 275 | 1 | Honeywell | 2023-03-01 | redacted
Low Income - Power to Save | LI - DUCT | 0 | 0.4 | 0.12 | 775.77 | 1 | Honeywell | 2023-03-01 | redacted
Low Income - Power to Save | HVAC Inspection | 0 | 0.17 | 0 | 268.73 | 1 | Honeywell | 2023-03-01 | redacted
Low Income - Power to Save | LED Lights | 0 | 0 | 0 | 47.6 | 1 | Honeywell | 2023-03-01 | redacted
Low Income - Power to Save | Faucet Aerators | 0 | 0 | 0.02 | 110.58 | 1 | Honeywell | 2023-03-01 | redacted
Low Income - Power to Save | Pipe Wrap | 0 | 0.01 | 0.03 | 143.65 | 1 | Honeywell | 2023-03-01 | redacted
Low Income - Power to Save | Weather Strip/Caulk | 0 | 0.25 | 0.09 | 503.3 | 1 | Honeywell | 2023-03-01 | redacted
Low Income - Power to Save | Outdoor Coil Cleaning | 0 | 0.1 | 0 | 275 | 1 | Honeywell | 2023-03-01 | redacted
Low Income - Power to Save | LI - DUCT | 0 | 0.4 | 0.12 | 775.77 | 1 | Honeywell | 2023-03-01 | redacted
Low Income - Power to Save | HVAC Inspection | 0 | 0.17 | 0 | 268.73 | 1 | Honeywell | 2023-03-01 | redacted
Low Income - Power to Save | LED Lights | 0 | 0 | 0 | 47.6 | 1 | Honeywell | 2023-03-01 | redacted
Low Income - Power to Save | Faucet Aerators | 0 | 0 | 0.02 | 110.58 | 1 | Honeywell | 2023-03-01 | redacted
Low Income - Power to Save | Low Flow Showerhead | 0 | 0.04 | 0.1 | 504.08 | 1 | Honeywell | 2023-03-01 | redacted
Low Income - Power to Save | Weather Strip/Caulk | 0 | 0.25 | 0.09 | 503.3 | 1 | Honeywell | 2023-03-01 | redacted
Low Income - Power to Save | Outdoor Coil Cleaning | 0 | 0.1 | 0 | 275 | 1 | Honeywell | 2023-03-01 | redacted
Low Income - Power to Save | LI - DUCT | 0 | 0.4 | 0.12 | 775.77 | 1 | Honeywell | 2023-03-01 | redacted
Low Income - Power to Save | HVAC Inspection | 0 | 0.17 | 0 | 268.73 | 1 | Honeywell | 2023-03-01 | redacted
Low Income - Power to Save | LED Lights | 0 | 0 | 0 | 47.6 | 1 | Honeywell | 2023-03-01 | redacted
Low Income - Power to Save | Faucet Aerators | 0 | 0 | 0.02 | 110.58 | 1 | Honeywell | 2023-03-01 | redacted
Low Income - Power to Save | Low Flow Showerhead | 0 | 0.04 | 0.1 | 504.08 | 1 | Honeywell | 2023-03-01 | redacted
Low Income - Power to Save | Outdoor Coil Cleaning | 0 | 0.1 | 0 | 275 | 1 | Honeywell | 2023-03-01 | redacted
Low Income - Power to Save | HVAC Inspection | 0 | 0.17 | 0 | 268.73 | 1 | Honeywell | 2023-03-01 | redacted
Low Income - Power to Save | LED Lights | 0 | 0 | 0 | 47.6 | 1 | Honeywell | 2023-03-01 | redacted
Low Income - Power to Save | Faucet Aerators | 0 | 0 | 0.02 | 110.58 | 1 | Honeywell | 2023-03-01 | redacted
Low Income - Power to Save | Low Flow Showerhead | 0 | 0.04 | 0.1 | 504.08 | 1 | Honeywell | 2023-03-01 | redacted
Low Income - Power to Save | Weather Strip/Caulk | 0 | 0.25 | 0.09 | 503.3 | 1 | Honeywell | 2023-03-01 | redacted
Low Income - Power to Save | Outdoor Coil Cleaning | 0 | 0.1 | 0 | 275 | 1 | Honeywell | 2023-03-01 | redacted
Low Income - Power to Save | LI - DUCT | 0 | 0.4 | 0.12 | 775.77 | 1 | Honeywell | 2023-03-01 | redacted
Low Income - Power to Save | HVAC Inspection | 0 | 0.17 | 0 | 268.73 | 1 | Honeywell | 2023-03-01 | redacted
Low Income - Power to Save | LED Lights | 0 | 0 | 0 | 47.6 | 1 | Honeywell | 2023-03-01 | redacted
Low Income - Power to Save | Faucet Aerators | 0 | 0 | 0.02 | 110.58 | 1 | Honeywell | 2023-03-01 | redacted
Low Income - Power to Save | Low Flow Showerhead | 0 | 0.04 | 0.1 | 504.08 | 1 | Honeywell | 2023-03-01 | redacted
Low Income - Power to Save | Pipe Wrap | 0 | 0.01 | 0.03 | 143.65 | 1 | Honeywell | 2023-03-01 | redacted
Low Income - Power to Save | Weather Strip/Caulk | 0 | 0.25 | 0.09 | 503.3 | 1 | Honeywell | 2023-03-01 | redacted
Low Income - Power to Save | Outdoor Coil Cleaning | 0 | 0.1 | 0 | 275 | 1 | Honeywell | 2023-03-01 | redacted
Low Income - Power to Save | LI - DUCT | 0 | 0.4 | 0.12 | 775.77 | 1 | Honeywell | 2023-03-01 | redacted
Low Income - Power to Save | HVAC Inspection | 0 | 0.17 | 0 | 268.73 | 1 | Honeywell | 2023-03-01 | redacted
Low Income - Power to Save | LED Lights | 0 | 0 | 0 | 47.6 | 1 | Honeywell | 2023-03-01 | redacted
Low Income - Power to Save | Faucet Aerators | 0 | 0 | 0.02 | 110.58 | 1 | Honeywell | 2023-03-01 | redacted
Low Income - Power to Save | Low Flow Showerhead | 0 | 0.04 | 0.1 | 504.08 | 1 | Honeywell | 2023-03-01 | redacted
Low Income - Power to Save | Outdoor Coil Cleaning | 0 | 0.1 | 0 | 275 | 1 | Honeywell | 2023-03-01 | redacted
Low Income - Power to Save | LED Lights | 0 | 0 | 0 | 47.6 | 1 | Honeywell | 2023-03-01 | redacted
Low Income - Power to Save | Faucet Aerators | 0 | 0 | 0.02 | 110.58 | 1 | Honeywell | 2023-03-01 | redacted
Low Income - Power to Save | Low Flow Showerhead | 0 | 0.04 | 0.1 | 504.08 | 1 | Honeywell | 2023-03-01 | redacted
Low Income - Power to Save | LED Lights | 0 | 0 | 0 | 47.6 | 1 | Honeywell | 2023-03-01 | redacted
Low Income - Power to Save | Faucet Aerators | 0 | 0 | 0.02 | 110.58 | 1 | Honeywell | 2023-03-01 | redacted
Low Income - Power to Save | Low Flow Showerhead | 0 | 0.04 | 0.1 | 504.08 | 1 | Honeywell | 2023-03-01 | redacted
Low Income - Power to Save | Weather Strip/Caulk | 0 | 0.25 | 0.09 | 503.3 | 1 | Honeywell | 2023-03-01 | redacted
Low Income - Power to Save | LED Lights | 0 | 0 | 0 | 47.6 | 1 | Honeywell | 2023-03-01 | redacted
Low Income - Power to Save | Faucet Aerators | 0 | 0 | 0.02 | 110.58 | 1 | Honeywell | 2023-03-01 | redacted
Low Income - Power to Save | Low Flow Showerhead | 0 | 0.04 | 0.1 | 504.08 | 1 | Honeywell | 2023-03-01 | redacted
Low Income - Power to Save | Weather Strip/Caulk | 0 | 0.25 | 0.09 | 503.3 | 1 | Honeywell | 2023-03-01 | redacted
Low Income - Power to Save | Outdoor Coil Cleaning | 0 | 0.1 | 0 | 275 | 1 | Honeywell | 2023-03-01 | redacted
Low Income - Power to Save | LI - DUCT | 0 | 0.4 | 0.12 | 775.77 | 1 | Honeywell | 2023-03-01 | redacted
Low Income - Power to Save | HVAC Inspection | 0 | 0.17 | 0 | 268.73 | 1 | Honeywell | 2023-03-01 | redacted
Low Income - Power to Save | LED Lights | 0 | 0 | 0 | 47.6 | 1 | Honeywell | 2023-03-01 | redacted
Low Income - Power to Save | Faucet Aerators | 0 | 0 | 0.02 | 110.58 | 1 | Honeywell | 2023-03-01 | redacted
Low Income - Power to Save | Low Flow Showerhead | 0 | 0.04 | 0.1 | 504.08 | 1 | Honeywell | 2023-03-01 | redacted
Low Income - Power to Save | LED Lights | 0 | 0 | 0 | 47.6 | 1 | Honeywell | 2023-03-01 | redacted
Low Income - Power to Save | Faucet Aerators | 0 | 0 | 0.02 | 110.58 | 1 | Honeywell | 2023-03-01 | redacted
Low Income - Power to Save | Low Flow Showerhead | 0 | 0.04 | 0.1 | 504.08 | 1 | Honeywell | 2023-03-01 | redacted
Low Income - Power to Save | Weather Strip/Caulk | 0 | 0.25 | 0.09 | 503.3 | 1 | Honeywell | 2023-03-01 | redacted
Low Income - Power to Save | Outdoor Coil Cleaning | 0 | 0.1 | 0 | 275 | 1 | Honeywell | 2023-03-01 | redacted
Low Income - Power to Save | LI - DUCT | 0 | 0.4 | 0.12 | 775.77 | 1 | Honeywell | 2023-03-01 | redacted
Low Income - Power to Save | HVAC Inspection | 0 | 0.17 | 0 | 268.73 | 1 | Honeywell | 2023-03-01 | redacted
Low Income - Power to Save | LED Lights | 0 | 0 | 0 | 47.6 | 1 | Honeywell | 2023-03-01 | redacted
Low Income - Power to Save | Faucet Aerators | 0 | 0 | 0.02 | 110.58 | 1 | Honeywell | 2023-03-01 | redacted
Low Income - Power to Save | Low Flow Showerhead | 0 | 0.04 | 0.1 | 504.08 | 1 | Honeywell | 2023-03-01 | redacted
Low Income - Power to Save | LED Lights | 0 | 0 | 0 | 47.6 | 1 | Honeywell | 2023-03-01 | redacted
Low Income - Power to Save | Low Flow Showerhead | 0 | 0.04 | 0.1 | 504.08 | 1 | Honeywell | 2023-03-01 | redacted
Low Income - Power to Save | Pipe Wrap | 0 | 0.01 | 0.03 | 143.65 | 1 | Honeywell | 2023-03-01 | redacted
Low Income - Power to Save | Weather Strip/Caulk | 0 | 0.25 | 0.09 | 503.3 | 1 | Honeywell | 2023-03-01 | redacted
Low Income - Power to Save | Outdoor Coil Cleaning | 0 | 0.1 | 0 | 275 | 1 | Honeywell | 2023-03-01 | redacted
Low Income - Power to Save | LI - DUCT | 0 | 0.4 | 0.12 | 775.77 | 1 | Honeywell | 2023-03-01 | redacted
Low Income - Power to Save | HVAC Inspection | 0 | 0.17 | 0 | 268.73 | 1 | Honeywell | 2023-03-01 | redacted
Low Income - Power to Save | LED Lights | 0 | 0 | 0 | 47.6 | 1 | Honeywell | 2023-03-01 | redacted
Low Income - Power to Save | Outdoor Coil Cleaning | 0 | 0.1 | 0 | 275 | 1 | Honeywell | 2023-03-01 | redacted
Low Income - Power to Save | LED Lights | 0 | 0 | 0 | 47.6 | 1 | Honeywell | 2023-03-01 | redacted
Low Income - Power to Save | Faucet Aerators | 0 | 0 | 0.02 | 110.58 | 1 | Honeywell | 2023-03-01 | redacted
Low Income - Power to Save | Low Flow Showerhead | 0 | 0.04 | 0.1 | 504.08 | 1 | Honeywell | 2023-03-01 | redacted
Low Income - Power to Save | Weather Strip/Caulk | 0 | 0.25 | 0.09 | 503.3 | 1 | Honeywell | 2023-03-01 | redacted
Low Income - Power to Save | Outdoor Coil Cleaning | 0 | 0.1 | 0 | 275 | 1 | Honeywell | 2023-03-01 | redacted
Low Income - Power to Save | LI - DUCT | 0 | 0.4 | 0.12 | 775.77 | 1 | Honeywell | 2023-03-01 | redacted
Low Income - Power to Save | HVAC Inspection | 0 | 0.17 | 0 | 268.73 | 1 | Honeywell | 2023-03-01 | redacted
Low Income - Power to Save | LED Lights | 0 | 0 | 0 | 47.6 | 1 | Honeywell | 2023-03-01 | redacted
Low Income - Power to Save | Outdoor Coil Cleaning | 0 | 0.1 | 0 | 275 | 1 | Honeywell | 2023-03-01 | redacted
Low Income - Power to Save | HVAC Inspection | 0 | 0.17 | 0 | 268.73 | 1 | Honeywell | 2023-03-01 | redacted
Low Income - Power to Save | LED Lights | 0 | 0 | 0 | 47.6 | 1 | Honeywell | 2023-03-01 | redacted
Low Income - Power to Save | Faucet Aerators | 0 | 0 | 0.02 | 110.58 | 1 | Honeywell | 2023-03-01 | redacted
Low Income - Power to Save | Low Flow Showerhead | 0 | 0.04 | 0.1 | 504.08 | 1 | Honeywell | 2023-03-01 | redacted
Low Income - Power to Save | Outdoor Coil Cleaning | 0 | 0.1 | 0 | 275 | 1 | Honeywell | 2023-03-01 | redacted
Low Income - Power to Save | LED Lights | 0 | 0 | 0 | 47.6 | 1 | Honeywell | 2023-03-01 | redacted
Low Income - Power to Save | Low Flow Showerhead | 0 | 0.04 | 0.1 | 504.08 | 1 | Honeywell | 2023-03-01 | redacted
Low Income - Power to Save | Outdoor Coil Cleaning | 0 | 0.1 | 0 | 275 | 1 | Honeywell | 2023-03-01 | redacted
Low Income - Power to Save | HVAC Inspection | 0 | 0.17 | 0 | 268.73 | 1 | Honeywell | 2023-03-01 | redacted
Low Income - Power to Save | LED Lights | 0 | 0 | 0 | 47.6 | 1 | Honeywell | 2023-03-01 | redacted
Low Income - Power to Save | Faucet Aerators | 0 | 0 | 0.02 | 110.58 | 1 | Honeywell | 2023-03-01 | redacted
Low Income - Power to Save | Low Flow Showerhead | 0 | 0.04 | 0.1 | 504.08 | 1 | Honeywell | 2023-03-01 | redacted
Low Income - Power to Save | Weather Strip/Caulk | 0 | 0.25 | 0.09 | 503.3 | 1 | Honeywell | 2023-03-01 | redacted
Low Income - Power to Save | Outdoor Coil Cleaning | 0 | 0.1 | 0 | 275 | 1 | Honeywell | 2023-03-01 | redacted
Low Income - Power to Save | LI - DUCT | 0 | 0.4 | 0.12 | 775.77 | 1 | Honeywell | 2023-03-01 | redacted
Low Income - Power to Save | HVAC Inspection | 0 | 0.17 | 0 | 268.73 | 1 | Honeywell | 2023-03-01 | redacted
Low Income - Power to Save | LED Lights | 0 | 0 | 0 | 47.6 | 1 | Honeywell | 2023-03-01 | redacted
Low Income - Power to Save | Outdoor Coil Cleaning | 0 | 0.1 | 0 | 275 | 1 | Honeywell | 2023-03-01 | redacted
Low Income - Power to Save | HVAC Inspection | 0 | 0.17 | 0 | 268.73 | 1 | Honeywell | 2023-03-01 | redacted
Low Income - Power to Save | LED Lights | 0 | 0 | 0 | 47.6 | 1 | Honeywell | 2023-03-01 | redacted
Low Income - Power to Save | Faucet Aerators | 0 | 0 | 0.02 | 110.58 | 1 | Honeywell | 2023-03-01 | redacted
Low Income - Power to Save | Low Flow Showerhead | 0 | 0.04 | 0.1 | 504.08 | 1 | Honeywell | 2023-03-01 | redacted
Low Income - Power to Save | Weather Strip/Caulk | 0 | 0.25 | 0.09 | 503.3 | 1 | Honeywell | 2023-03-01 | redacted
Low Income - Power to Save | Outdoor Coil Cleaning | 0 | 0.1 | 0 | 275 | 1 | Honeywell | 2023-03-01 | redacted
Low Income - Power to Save | LI - DUCT | 0 | 0.4 | 0.12 | 775.77 | 1 | Honeywell | 2023-03-01 | redacted
Low Income - Power to Save | HVAC Inspection | 0 | 0.17 | 0 | 268.73 | 1 | Honeywell | 2023-03-01 | redacted
Low Income - Power to Save | LED Lights | 0 | 0 | 0 | 47.6 | 1 | Honeywell | 2023-03-01 | redacted
Low Income - Power to Save | Faucet Aerators | 0 | 0 | 0.02 | 110.58 | 1 | Honeywell | 2023-03-01 | redacted
Low Income - Power to Save | Low Flow Showerhead | 0 | 0.04 | 0.1 | 504.08 | 1 | Honeywell | 2023-03-01 | redacted
Low Income - Power to Save | Pipe Wrap | 0 | 0.01 | 0.03 | 143.65 | 1 | Honeywell | 2023-03-01 | redacted
Low Income - Power to Save | Weather Strip/Caulk | 0 | 0.25 | 0.09 | 503.3 | 1 | Honeywell | 2023-03-01 | redacted
Low Income - Power to Save | Outdoor Coil Cleaning | 0 | 0.1 | 0 | 275 | 1 | Honeywell | 2023-03-01 | redacted
Low Income - Power to Save | LI - DUCT | 0 | 0.4 | 0.12 | 775.77 | 1 | Honeywell | 2023-03-01 | redacted
Low Income - Power to Save | HVAC Inspection | 0 | 0.17 | 0 | 268.73 | 1 | Honeywell | 2023-03-01 | redacted
Low Income - Power to Save | LED Lights | 0 | 0 | 0 | 47.6 | 1 | Honeywell | 2023-03-01 | redacted
Low Income - Power to Save | Faucet Aerators | 0 | 0 | 0.02 | 110.58 | 1 | Honeywell | 2023-03-01 | redacted
Low Income - Power to Save | Low Flow Showerhead | 0 | 0.04 | 0.1 | 504.08 | 1 | Honeywell | 2023-03-01 | redacted
Low Income - Power to Save | Weather Strip/Caulk | 0 | 0.25 | 0.09 | 503.3 | 1 | Honeywell | 2023-03-01 | redacted
Low Income - Power to Save | Outdoor Coil Cleaning | 0 | 0.1 | 0 | 275 | 1 | Honeywell | 2023-03-01 | redacted
Low Income - Power to Save | LI - DUCT | 0 | 0.4 | 0.12 | 775.77 | 1 | Honeywell | 2023-03-01 | redacted
Low Income - Power to Save | HVAC Inspection | 0 | 0.17 | 0 | 268.73 | 1 | Honeywell | 2023-03-01 | redacted
Low Income - Power to Save | LED Lights | 0 | 0 | 0 | 47.6 | 1 | Honeywell | 2023-03-01 | redacted
Low Income - Power to Save | LED Lights | 0 | 0 | 0 | 47.6 | 1 | Honeywell | 2023-03-01 | redacted
Low Income - Power to Save | Faucet Aerators | 0 | 0 | 0.02 | 110.58 | 1 | Honeywell | 2023-03-01 | redacted
Low Income - Power to Save | Pipe Wrap | 0 | 0.01 | 0.03 | 143.65 | 1 | Honeywell | 2023-03-01 | redacted
Low Income - Power to Save | Outdoor Coil Cleaning | 0 | 0.1 | 0 | 275 | 1 | Honeywell | 2023-03-01 | redacted
Low Income - Power to Save | LI - DUCT | 0 | 0.4 | 0.12 | 775.77 | 1 | Honeywell | 2023-03-01 | redacted
Low Income - Power to Save | HVAC Inspection | 0 | 0.17 | 0 | 268.73 | 1 | Honeywell | 2023-03-01 | redacted
Low Income - Power to Save | LED Lights | 0 | 0 | 0 | 47.6 | 1 | Honeywell | 2023-03-01 | redacted
Low Income - Power to Save | Outdoor Coil Cleaning | 0 | 0.1 | 0 | 275 | 1 | Honeywell | 2023-03-01 | redacted
Low Income - Power to Save | HVAC Inspection | 0 | 0.17 | 0 | 268.73 | 1 | Honeywell | 2023-03-01 | redacted
Low Income - Power to Save | LED Lights | 0 | 0 | 0 | 47.6 | 1 | Honeywell | 2023-03-01 | redacted
Low Income - Power to Save | Faucet Aerators | 0 | 0 | 0.02 | 110.58 | 1 | Honeywell | 2023-03-01 | redacted
Low Income - Power to Save | Low Flow Showerhead | 0 | 0.04 | 0.1 | 504.08 | 1 | Honeywell | 2023-03-01 | redacted
Low Income - Power to Save | Pipe Wrap | 0 | 0.01 | 0.03 | 143.65 | 1 | Honeywell | 2023-03-01 | redacted
Low Income - Power to Save | Weather Strip/Caulk | 0 | 0.25 | 0.09 | 503.3 | 1 | Honeywell | 2023-03-01 | redacted
Low Income - Power to Save | Outdoor Coil Cleaning | 0 | 0.1 | 0 | 275 | 1 | Honeywell | 2023-03-01 | redacted
Low Income - Power to Save | LI - DUCT | 0 | 0.4 | 0.12 | 775.77 | 1 | Honeywell | 2023-03-01 | redacted
Low Income - Power to Save | HVAC Inspection | 0 | 0.17 | 0 | 268.73 | 1 | Honeywell | 2023-03-01 | redacted
Low Income - Power to Save | LED Lights | 0 | 0 | 0 | 47.6 | 1 | Honeywell | 2023-03-01 | redacted
Low Income - Power to Save | Faucet Aerators | 0 | 0 | 0.02 | 110.58 | 1 | Honeywell | 2023-03-01 | redacted
Low Income - Power to Save | Low Flow Showerhead | 0 | 0.04 | 0.1 | 504.08 | 1 | Honeywell | 2023-03-01 | redacted
Low Income - Power to Save | Pipe Wrap | 0 | 0.01 | 0.03 | 143.65 | 1 | Honeywell | 2023-03-01 | redacted
Low Income - Power to Save | Weather Strip/Caulk | 0 | 0.25 | 0.09 | 503.3 | 1 | Honeywell | 2023-03-01 | redacted
Low Income - Power to Save | Outdoor Coil Cleaning | 0 | 0.1 | 0 | 275 | 1 | Honeywell | 2023-03-01 | redacted
Low Income - Power to Save | LI - DUCT | 0 | 0.4 | 0.12 | 775.77 | 1 | Honeywell | 2023-03-01 | redacted
Low Income - Power to Save | HVAC Inspection | 0 | 0.17 | 0 | 268.73 | 1 | Honeywell | 2023-03-01 | redacted
Low Income - Power to Save | LED Lights | 0 | 0 | 0 | 47.6 | 1 | Honeywell | 2023-03-01 | redacted
Low Income - Power to Save | Low Flow Showerhead | 0 | 0.04 | 0.1 | 504.08 | 1 | Honeywell | 2023-03-01 | redacted
Low Income - Power to Save | Weather Strip/Caulk | 0 | 0.25 | 0.09 | 503.3 | 1 | Honeywell | 2023-03-01 | redacted
Low Income - Power to Save | LED Lights | 0 | 0 | 0 | 47.6 | 1 | Honeywell | 2023-03-01 | redacted
Low Income - Power to Save | Faucet Aerators | 0 | 0 | 0.02 | 110.58 | 1 | Honeywell | 2023-03-01 | redacted
Low Income - Power to Save | Low Flow Showerhead | 0 | 0.04 | 0.1 | 504.08 | 1 | Honeywell | 2023-03-01 | redacted
Low Income - Power to Save | LED Lights | 0 | 0 | 0 | 47.6 | 1 | Honeywell | 2023-03-01 | redacted
Low Income - Power to Save | Faucet Aerators | 0 | 0 | 0.02 | 110.58 | 1 | Honeywell | 2023-03-01 | redacted
Low Income - Power to Save | Low Flow Showerhead | 0 | 0.04 | 0.1 | 504.08 | 1 | Honeywell | 2023-03-01 | redacted
Low Income - Power to Save | LED Lights | 0 | 0 | 0 | 47.6 | 1 | Honeywell | 2023-03-01 | redacted
Low Income - Power to Save | Low Flow Showerhead | 0 | 0.04 | 0.1 | 504.08 | 1 | Honeywell | 2023-03-01 | redacted
Low Income - Power to Save | Pipe Wrap | 0 | 0.01 | 0.03 | 143.65 | 1 | Honeywell | 2023-03-01 | redacted
Low Income - Power to Save | Weather Strip/Caulk | 0 | 0.25 | 0.09 | 503.3 | 1 | Honeywell | 2023-03-01 | redacted
Low Income - Power to Save | Outdoor Coil Cleaning | 0 | 0.1 | 0 | 275 | 1 | Honeywell | 2023-03-01 | redacted
Low Income - Power to Save | LI - DUCT | 0 | 0.4 | 0.12 | 775.77 | 1 | Honeywell | 2023-03-01 | redacted
Low Income - Power to Save | HVAC Inspection | 0 | 0.17 | 0 | 268.73 | 1 | Honeywell | 2023-03-01 | redacted
Low Income - Power to Save | LED Lights | 0 | 0 | 0 | 47.6 | 1 | Honeywell | 2023-03-01 | redacted
Low Income - Power to Save | Faucet Aerators | 0 | 0 | 0.02 | 110.58 | 1 | Honeywell | 2023-03-01 | redacted
Low Income - Power to Save | Low Flow Showerhead | 0 | 0.04 | 0.1 | 504.08 | 1 | Honeywell | 2023-03-01 | redacted
Low Income - Power to Save | Pipe Wrap | 0 | 0.01 | 0.03 | 143.65 | 1 | Honeywell | 2023-03-01 | redacted
Low Income - Power to Save | Weather Strip/Caulk | 0 | 0.25 | 0.09 | 503.3 | 1 | Honeywell | 2023-03-01 | redacted
Low Income - Power to Save | Outdoor Coil Cleaning | 0 | 0.1 | 0 | 275 | 1 | Honeywell | 2023-03-01 | redacted
Low Income - Power to Save | LI - DUCT | 0 | 0.4 | 0.12 | 775.77 | 1 | Honeywell | 2023-03-01 | redacted
Low Income - Power to Save | HVAC Inspection | 0 | 0.17 | 0 | 268.73 | 1 | Honeywell | 2023-03-01 | redacted
Low Income - Power to Save | LED Lights | 0 | 0 | 0 | 47.6 | 1 | Honeywell | 2023-03-01 | redacted
Low Income - Power to Save | Faucet Aerators | 0 | 0 | 0.02 | 110.58 | 1 | Honeywell | 2023-03-01 | redacted
Low Income - Power to Save | Low Flow Showerhead | 0 | 0.04 | 0.1 | 504.08 | 1 | Honeywell | 2023-03-01 | redacted
Low Income - Power to Save | Weather Strip/Caulk | 0 | 0.25 | 0.09 | 503.3 | 1 | Honeywell | 2023-03-01 | redacted
Low Income - Power to Save | Outdoor Coil Cleaning | 0 | 0.1 | 0 | 275 | 1 | Honeywell | 2023-03-01 | redacted
Low Income - Power to Save | LI - DUCT | 0 | 0.4 | 0.12 | 775.77 | 1 | Honeywell | 2023-03-01 | redacted
Low Income - Power to Save | HVAC Inspection | 0 | 0.17 | 0 | 268.73 | 1 | Honeywell | 2023-03-01 | redacted
Low Income - Power to Save | LED Lights | 0 | 0 | 0 | 47.6 | 1 | Honeywell | 2023-03-01 | redacted
Low Income - Power to Save | Faucet Aerators | 0 | 0 | 0.02 | 110.58 | 1 | Honeywell | 2023-03-01 | redacted
Low Income - Power to Save | Low Flow Showerhead | 0 | 0.04 | 0.1 | 504.08 | 1 | Honeywell | 2023-03-01 | redacted
Low Income - Power to Save | Weather Strip/Caulk | 0 | 0.25 | 0.09 | 503.3 | 1 | Honeywell | 2023-03-01 | redacted
Low Income - Power to Save | Outdoor Coil Cleaning | 0 | 0.1 | 0 | 275 | 1 | Honeywell | 2023-03-01 | redacted
Low Income - Power to Save | LI - DUCT | 0 | 0.4 | 0.12 | 775.77 | 1 | Honeywell | 2023-03-01 | redacted
Low Income - Power to Save | HVAC Inspection | 0 | 0.17 | 0 | 268.73 | 1 | Honeywell | 2023-03-01 | redacted
Low Income - Power to Save | LED Lights | 0 | 0 | 0 | 47.6 | 1 | Honeywell | 2023-03-01 | redacted
Low Income - Power to Save | Low Flow Showerhead | 0 | 0.04 | 0.1 | 504.08 | 1 | Honeywell | 2023-03-01 | redacted
Low Income - Power to Save | Weather Strip/Caulk | 0 | 0.25 | 0.09 | 503.3 | 1 | Honeywell | 2023-03-01 | redacted
Low Income - Power to Save | Outdoor Coil Cleaning | 0 | 0.1 | 0 | 275 | 1 | Honeywell | 2023-03-01 | redacted
Low Income - Power to Save | HVAC Inspection | 0 | 0.17 | 0 | 268.73 | 1 | Honeywell | 2023-03-01 | redacted
Low Income - Power to Save | LED Lights | 0 | 0 | 0 | 47.6 | 1 | Honeywell | 2023-03-01 | redacted
Low Income - Power to Save | Faucet Aerators | 0 | 0 | 0.02 | 110.58 | 1 | Honeywell | 2023-03-01 | redacted
Low Income - Power to Save | Low Flow Showerhead | 0 | 0.04 | 0.1 | 504.08 | 1 | Honeywell | 2023-03-01 | redacted
Low Income - Power to Save | LED Lights | 0 | 0 | 0 | 47.6 | 1 | Honeywell | 2023-03-01 | redacted
Low Income - Power to Save | Faucet Aerators | 0 | 0 | 0.02 | 110.58 | 1 | Honeywell | 2023-03-01 | redacted
Low Income - Power to Save | Low Flow Showerhead | 0 | 0.04 | 0.1 | 504.08 | 1 | Honeywell | 2023-03-01 | redacted
Low Income - Power to Save | LED Lights | 0 | 0 | 0 | 47.6 | 1 | Honeywell | 2023-03-01 | redacted
Low Income - Power to Save | Faucet Aerators | 0 | 0 | 0.02 | 110.58 | 1 | Honeywell | 2023-03-01 | redacted
Low Income - Power to Save | Pipe Wrap | 0 | 0.01 | 0.03 | 143.65 | 1 | Honeywell | 2023-03-01 | redacted
Low Income - Power to Save | Weather Strip/Caulk | 0 | 0.25 | 0.09 | 503.3 | 1 | Honeywell | 2023-03-01 | redacted
Low Income - Power to Save | LED Lights | 0 | 0 | 0 | 47.6 | 1 | Honeywell | 2023-03-01 | redacted
Low Income - Power to Save | Faucet Aerators | 0 | 0 | 0.02 | 110.58 | 1 | Honeywell | 2023-03-01 | redacted
Low Income - Power to Save | Low Flow Showerhead | 0 | 0.04 | 0.1 | 504.08 | 1 | Honeywell | 2023-03-01 | redacted
Low Income - Power to Save | Weather Strip/Caulk | 0 | 0.25 | 0.09 | 503.3 | 1 | Honeywell | 2023-03-01 | redacted
Low Income - Power to Save | LED Lights | 0 | 0 | 0 | 47.6 | 1 | Honeywell | 2023-03-01 | redacted
Low Income - Power to Save | Faucet Aerators | 0 | 0 | 0.02 | 110.58 | 1 | Honeywell | 2023-03-01 | redacted
Low Income - Power to Save | Outdoor Coil Cleaning | 0 | 0.1 | 0 | 275 | 1 | Honeywell | 2023-03-01 | redacted
Low Income - Power to Save | LED Lights | 0 | 0 | 0 | 47.6 | 1 | Honeywell | 2023-03-01 | redacted
Low Income - Power to Save | Faucet Aerators | 0 | 0 | 0.02 | 110.58 | 1 | Honeywell | 2023-03-01 | redacted
Low Income - Power to Save | Low Flow Showerhead | 0 | 0.04 | 0.1 | 504.08 | 1 | Honeywell | 2023-03-01 | redacted
Low Income - Power to Save | Pipe Wrap | 0 | 0.01 | 0.03 | 143.65 | 1 | Honeywell | 2023-03-01 | redacted
Low Income - Power to Save | Weather Strip/Caulk | 0 | 0.25 | 0.09 | 503.3 | 1 | Honeywell | 2023-03-01 | redacted
Low Income - Power to Save | Outdoor Coil Cleaning | 0 | 0.1 | 0 | 275 | 1 | Honeywell | 2023-03-01 | redacted
Low Income - Power to Save | LI - DUCT | 0 | 0.4 | 0.12 | 775.77 | 1 | Honeywell | 2023-03-01 | redacted
Low Income - Power to Save | HVAC Inspection | 0 | 0.17 | 0 | 268.73 | 1 | Honeywell | 2023-03-01 | redacted
Low Income - Power to Save | LED Lights | 0 | 0 | 0 | 47.6 | 1 | Honeywell | 2023-03-01 | redacted
Low Income - Power to Save | Faucet Aerators | 0 | 0 | 0.02 | 110.58 | 1 | Honeywell | 2023-03-01 | redacted
Low Income - Power to Save | Low Flow Showerhead | 0 | 0.04 | 0.1 | 504.08 | 1 | Honeywell | 2023-03-01 | redacted
Low Income - Power to Save | Weather Strip/Caulk | 0 | 0.25 | 0.09 | 503.3 | 1 | Honeywell | 2023-03-01 | redacted
Low Income - Power to Save | Outdoor Coil Cleaning | 0 | 0.1 | 0 | 275 | 1 | Honeywell | 2023-03-01 | redacted
Low Income - Power to Save | LI - DUCT | 0 | 0.4 | 0.12 | 775.77 | 1 | Honeywell | 2023-03-01 | redacted
Low Income - Power to Save | HVAC Inspection | 0 | 0.17 | 0 | 268.73 | 1 | Honeywell | 2023-03-01 | redacted
Low Income - Power to Save | LED Lights | 0 | 0 | 0 | 47.6 | 1 | Honeywell | 2023-03-01 | redacted
Low Income - Power to Save | Low Flow Showerhead | 0 | 0.04 | 0.1 | 504.08 | 1 | Honeywell | 2023-03-01 | redacted
Low Income - Power to Save | Pipe Wrap | 0 | 0.01 | 0.03 | 143.65 | 1 | Honeywell | 2023-03-01 | redacted
Low Income - Power to Save | Weather Strip/Caulk | 0 | 0.25 | 0.09 | 503.3 | 1 | Honeywell | 2023-03-01 | redacted
Low Income - Power to Save | Outdoor Coil Cleaning | 0 | 0.1 | 0 | 275 | 1 | Honeywell | 2023-03-01 | redacted
Low Income - Power to Save | LED Lights | 0 | 0 | 0 | 47.6 | 1 | Honeywell | 2023-03-01 | redacted
Low Income - Power to Save | Faucet Aerators | 0 | 0 | 0.02 | 110.58 | 1 | Honeywell | 2023-03-01 | redacted
Low Income - Power to Save | Low Flow Showerhead | 0 | 0.04 | 0.1 | 504.08 | 1 | Honeywell | 2023-03-01 | redacted
Low Income - Power to Save | Weather Strip/Caulk | 0 | 0.25 | 0.09 | 503.3 | 1 | Honeywell | 2023-03-01 | redacted
Low Income - Power to Save | Outdoor Coil Cleaning | 0 | 0.1 | 0 | 275 | 1 | Honeywell | 2023-03-01 | redacted
Low Income - Power to Save | LI - DUCT | 0 | 0.4 | 0.12 | 775.77 | 1 | Honeywell | 2023-03-01 | redacted
Low Income - Power to Save | HVAC Inspection | 0 | 0.17 | 0 | 268.73 | 1 | Honeywell | 2023-03-01 | redacted
Low Income - Power to Save | LED Lights | 0 | 0 | 0 | 47.6 | 1 | Honeywell | 2023-03-01 | redacted
Low Income - Power to Save | Faucet Aerators | 0 | 0 | 0.02 | 110.58 | 1 | Honeywell | 2023-03-01 | redacted
Low Income - Power to Save | Weather Strip/Caulk | 0 | 0.25 | 0.09 | 503.3 | 1 | Honeywell | 2023-03-01 | redacted
Low Income - Power to Save | Outdoor Coil Cleaning | 0 | 0.1 | 0 | 275 | 1 | Honeywell | 2023-03-01 | redacted
Low Income - Power to Save | LI - DUCT | 0 | 0.4 | 0.12 | 775.77 | 1 | Honeywell | 2023-03-01 | redacted
Low Income - Power to Save | HVAC Inspection | 0 | 0.17 | 0 | 268.73 | 1 | Honeywell | 2023-03-01 | redacted
Low Income - Power to Save | LED Lights | 0 | 0 | 0 | 47.6 | 1 | Honeywell | 2023-03-01 | redacted
Low Income - Power to Save | Outdoor Coil Cleaning | 0 | 0.1 | 0 | 275 | 1 | Honeywell | 2023-03-01 | redacted
Low Income - Power to Save | HVAC Inspection | 0 | 0.17 | 0 | 268.73 | 1 | Honeywell | 2023-03-01 | redacted
Low Income - Power to Save | LED Lights | 0 | 0 | 0 | 47.6 | 1 | Honeywell | 2023-03-01 | redacted
Low Income - Power to Save | Faucet Aerators | 0 | 0 | 0.02 | 110.58 | 1 | Honeywell | 2023-03-01 | redacted
Low Income - Power to Save | Low Flow Showerhead | 0 | 0.04 | 0.1 | 504.08 | 1 | Honeywell | 2023-03-01 | redacted
Low Income - Power to Save | LED Lights | 0 | 0 | 0 | 47.6 | 1 | Honeywell | 2023-03-01 | redacted
Low Income - Power to Save | Faucet Aerators | 0 | 0 | 0.02 | 110.58 | 1 | Honeywell | 2023-03-01 | redacted
Low Income - Power to Save | Low Flow Showerhead | 0 | 0.04 | 0.1 | 504.08 | 1 | Honeywell | 2023-03-01 | redacted
Low Income - Power to Save | Weather Strip/Caulk | 0 | 0.25 | 0.09 | 503.3 | 1 | Honeywell | 2023-03-01 | redacted
Low Income - Power to Save | Outdoor Coil Cleaning | 0 | 0.1 | 0 | 275 | 1 | Honeywell | 2023-03-01 | redacted
Low Income - Power to Save | LI - DUCT | 0 | 0.4 | 0.12 | 775.77 | 1 | Honeywell | 2023-03-01 | redacted
Low Income - Power to Save | HVAC Inspection | 0 | 0.17 | 0 | 268.73 | 1 | Honeywell | 2023-03-01 | redacted
Low Income - Power to Save | LED Lights | 0 | 0 | 0 | 47.6 | 1 | Honeywell | 2023-03-01 | redacted
Low Income - Power to Save | Pipe Wrap | 0 | 0.01 | 0.03 | 143.65 | 1 | Honeywell | 2023-03-01 | redacted
Low Income - Power to Save | Weather Strip/Caulk | 0 | 0.25 | 0.09 | 503.3 | 1 | Honeywell | 2023-03-01 | redacted
Low Income - Power to Save | Outdoor Coil Cleaning | 0 | 0.1 | 0 | 275 | 1 | Honeywell | 2023-03-01 | redacted
Low Income - Power to Save | LI - DUCT | 0 | 0.4 | 0.12 | 775.77 | 1 | Honeywell | 2023-03-01 | redacted
Low Income - Power to Save | HVAC Inspection | 0 | 0.17 | 0 | 268.73 | 1 | Honeywell | 2023-03-01 | redacted
Low Income - Power to Save | LED Lights | 0 | 0 | 0 | 47.6 | 1 | Honeywell | 2023-03-01 | redacted
Low Income - Power to Save | Low Flow Showerhead | 0 | 0.04 | 0.1 | 504.08 | 1 | Honeywell | 2023-03-01 | redacted
Low Income - Power to Save | Weather Strip/Caulk | 0 | 0.25 | 0.09 | 503.3 | 1 | Honeywell | 2023-03-01 | redacted
Low Income - Power to Save | Outdoor Coil Cleaning | 0 | 0.1 | 0 | 275 | 1 | Honeywell | 2023-03-01 | redacted
Low Income - Power to Save | LI - DUCT | 0 | 0.4 | 0.12 | 775.77 | 1 | Honeywell | 2023-03-01 | redacted
Low Income - Power to Save | HVAC Inspection | 0 | 0.17 | 0 | 268.73 | 1 | Honeywell | 2023-03-01 | redacted
Low Income - Power to Save | LED Lights | 0 | 0 | 0 | 47.6 | 1 | Honeywell | 2023-03-01 | redacted
Low Income - Power to Save | Faucet Aerators | 0 | 0 | 0.02 | 110.58 | 1 | Honeywell | 2023-03-01 | redacted
Low Income - Power to Save | Low Flow Showerhead | 0 | 0.04 | 0.1 | 504.08 | 1 | Honeywell | 2023-03-01 | redacted
Low Income - Power to Save | Weather Strip/Caulk | 0 | 0.25 | 0.09 | 503.3 | 1 | Honeywell | 2023-03-01 | redacted
Low Income - Power to Save | Outdoor Coil Cleaning | 0 | 0.1 | 0 | 275 | 1 | Honeywell | 2023-03-01 | redacted
Low Income - Power to Save | HVAC Inspection | 0 | 0.17 | 0 | 268.73 | 1 | Honeywell | 2023-03-01 | redacted
Low Income - Power to Save | LED Lights | 0 | 0 | 0 | 47.6 | 1 | Honeywell | 2023-03-01 | redacted
Low Income - Power to Save | Faucet Aerators | 0 | 0 | 0.02 | 110.58 | 1 | Honeywell | 2023-03-01 | redacted
Low Income - Power to Save | Low Flow Showerhead | 0 | 0.04 | 0.1 | 504.08 | 1 | Honeywell | 2023-03-01 | redacted
Low Income - Power to Save | Weather Strip/Caulk | 0 | 0.25 | 0.09 | 503.3 | 1 | Honeywell | 2023-03-01 | redacted
Low Income - Power to Save | Outdoor Coil Cleaning | 0 | 0.1 | 0 | 275 | 1 | Honeywell | 2023-03-01 | redacted
Low Income - Power to Save | LED Lights | 0 | 0 | 0 | 47.6 | 1 | Honeywell | 2023-03-01 | redacted
Low Income - Power to Save | Faucet Aerators | 0 | 0 | 0.02 | 110.58 | 1 | Honeywell | 2023-03-01 | redacted
Low Income - Power to Save | Low Flow Showerhead | 0 | 0.04 | 0.1 | 504.08 | 1 | Honeywell | 2023-03-01 | redacted
Low Income - Power to Save | Pipe Wrap | 0 | 0.01 | 0.03 | 143.65 | 1 | Honeywell | 2023-03-01 | redacted
Low Income - Power to Save | Weather Strip/Caulk | 0 | 0.25 | 0.09 | 503.3 | 1 | Honeywell | 2023-03-01 | redacted
Low Income - Power to Save | Outdoor Coil Cleaning | 0 | 0.1 | 0 | 275 | 1 | Honeywell | 2023-03-01 | redacted
Low Income - Power to Save | LI - DUCT | 0 | 0.4 | 0.12 | 775.77 | 1 | Honeywell | 2023-03-01 | redacted
Low Income - Power to Save | HVAC Inspection | 0 | 0.17 | 0 | 268.73 | 1 | Honeywell | 2023-03-01 | redacted
Low Income - Power to Save | LED Lights | 0 | 0 | 0 | 47.6 | 1 | Honeywell | 2023-03-01 | redacted
Low Income - Power to Save | Low Flow Showerhead | 0 | 0.04 | 0.1 | 504.08 | 1 | Honeywell | 2023-03-01 | redacted
Low Income - Power to Save | Weather Strip/Caulk | 0 | 0.25 | 0.09 | 503.3 | 1 | Honeywell | 2023-03-01 | redacted
Low Income - Power to Save | Outdoor Coil Cleaning | 0 | 0.1 | 0 | 275 | 1 | Honeywell | 2023-03-01 | redacted
Low Income - Power to Save | LI - DUCT | 0 | 0.4 | 0.12 | 775.77 | 1 | Honeywell | 2023-03-01 | redacted
Low Income - Power to Save | HVAC Inspection | 0 | 0.17 | 0 | 268.73 | 1 | Honeywell | 2023-03-01 | redacted
Low Income - Power to Save | LED Lights | 0 | 0 | 0 | 47.6 | 1 | Honeywell | 2023-03-01 | redacted
Low Income - Power to Save | Faucet Aerators | 0 | 0 | 0.02 | 110.58 | 1 | Honeywell | 2023-03-01 | redacted
Low Income - Power to Save | Low Flow Showerhead | 0 | 0.04 | 0.1 | 504.08 | 1 | Honeywell | 2023-03-01 | redacted
Low Income - Power to Save | Outdoor Coil Cleaning | 0 | 0.1 | 0 | 275 | 1 | Honeywell | 2023-03-01 | redacted
Low Income - Power to Save | LI - DUCT | 0 | 0.4 | 0.12 | 775.77 | 1 | Honeywell | 2023-03-01 | redacted
Low Income - Power to Save | HVAC Inspection | 0 | 0.17 | 0 | 268.73 | 1 | Honeywell | 2023-03-01 | redacted
Low Income - Power to Save | LED Lights | 0 | 0 | 0 | 47.6 | 1 | Honeywell | 2023-03-01 | redacted
Low Income - Power to Save | LED Lights | 0 | 0 | 0 | 47.6 | 1 | Honeywell | 2023-03-01 | redacted
Low Income - Power to Save | Faucet Aerators | 0 | 0 | 0.02 | 110.58 | 1 | Honeywell | 2023-03-01 | redacted
Low Income - Power to Save | Low Flow Showerhead | 0 | 0.04 | 0.1 | 504.08 | 1 | Honeywell | 2023-03-01 | redacted
Low Income - Power to Save | LED Lights | 0 | 0 | 0 | 47.6 | 1 | Honeywell | 2023-03-01 | redacted
Low Income - Power to Save | Low Flow Showerhead | 0 | 0.04 | 0.1 | 504.08 | 1 | Honeywell | 2023-03-01 | redacted
Low Income - Power to Save | Weather Strip/Caulk | 0 | 0.25 | 0.09 | 503.3 | 1 | Honeywell | 2023-03-01 | redacted
Low Income - Power to Save | Outdoor Coil Cleaning | 0 | 0.1 | 0 | 275 | 1 | Honeywell | 2023-03-01 | redacted
Low Income - Power to Save | LI - DUCT | 0 | 0.4 | 0.12 | 775.77 | 1 | Honeywell | 2023-03-01 | redacted
Low Income - Power to Save | HVAC Inspection | 0 | 0.17 | 0 | 268.73 | 1 | Honeywell | 2023-03-01 | redacted
Low Income - Power to Save | LED Lights | 0 | 0 | 0 | 47.6 | 1 | Honeywell | 2023-03-01 | redacted
Low Income - Power to Save | Faucet Aerators | 0 | 0 | 0.02 | 110.58 | 1 | Honeywell | 2023-03-01 | redacted
Low Income - Power to Save | Low Flow Showerhead | 0 | 0.04 | 0.1 | 504.08 | 1 | Honeywell | 2023-03-01 | redacted
Low Income - Power to Save | Weather Strip/Caulk | 0 | 0.25 | 0.09 | 503.3 | 1 | Honeywell | 2023-03-01 | redacted
Low Income - Power to Save | LED Lights | 0 | 0 | 0 | 47.6 | 1 | Honeywell | 2023-03-01 | redacted
Low Income - Power to Save | Outdoor Coil Cleaning | 0 | 0.1 | 0 | 275 | 1 | Honeywell | 2023-03-01 | redacted
Low Income - Power to Save | LED Lights | 0 | 0 | 0 | 47.6 | 1 | Honeywell | 2023-03-01 | redacted
Low Income - Power to Save | Faucet Aerators | 0 | 0 | 0.02 | 110.58 | 1 | Honeywell | 2023-03-01 | redacted
Low Income - Power to Save | Low Flow Showerhead | 0 | 0.04 | 0.1 | 504.08 | 1 | Honeywell | 2023-03-01 | redacted
Low Income - Power to Save | LED Lights | 0 | 0 | 0 | 47.6 | 1 | Honeywell | 2023-03-01 | redacted
Low Income - Power to Save | Faucet Aerators | 0 | 0 | 0.02 | 110.58 | 1 | Honeywell | 2023-03-01 | redacted
Low Income - Power to Save | Low Flow Showerhead | 0 | 0.04 | 0.1 | 504.08 | 1 | Honeywell | 2023-03-01 | redacted
Low Income - Power to Save | Pipe Wrap | 0 | 0.01 | 0.03 | 143.65 | 1 | Honeywell | 2023-03-01 | redacted
Low Income - Power to Save | Weather Strip/Caulk | 0 | 0.25 | 0.09 | 503.3 | 1 | Honeywell | 2023-03-01 | redacted
Low Income - Power to Save | Outdoor Coil Cleaning | 0 | 0.1 | 0 | 275 | 1 | Honeywell | 2023-03-01 | redacted
Low Income - Power to Save | LI - DUCT | 0 | 0.4 | 0.12 | 775.77 | 1 | Honeywell | 2023-03-01 | redacted
Low Income - Power to Save | HVAC Inspection | 0 | 0.17 | 0 | 268.73 | 1 | Honeywell | 2023-03-01 | redacted
Low Income - Power to Save | LED Lights | 0 | 0 | 0 | 47.6 | 1 | Honeywell | 2023-03-01 | redacted
Low Income - Power to Save | Faucet Aerators | 0 | 0 | 0.02 | 110.58 | 1 | Honeywell | 2023-03-01 | redacted
Low Income - Power to Save | Low Flow Showerhead | 0 | 0.04 | 0.1 | 504.08 | 1 | Honeywell | 2023-03-01 | redacted
Low Income - Power to Save | LED Lights | 0 | 0 | 0 | 47.6 | 1 | Honeywell | 2023-03-01 | redacted
Low Income - Power to Save | Faucet Aerators | 0 | 0 | 0.02 | 110.58 | 1 | Honeywell | 2023-03-01 | redacted
Low Income - Power to Save | Low Flow Showerhead | 0 | 0.04 | 0.1 | 504.08 | 1 | Honeywell | 2023-03-01 | redacted
Low Income - Power to Save | Weather Strip/Caulk | 0 | 0.25 | 0.09 | 503.3 | 1 | Honeywell | 2023-03-01 | redacted
Low Income - Power to Save | Outdoor Coil Cleaning | 0 | 0.1 | 0 | 275 | 1 | Honeywell | 2023-03-01 | redacted
Low Income - Power to Save | LI - DUCT | 0 | 0.4 | 0.12 | 775.77 | 1 | Honeywell | 2023-03-01 | redacted
Low Income - Power to Save | HVAC Inspection | 0 | 0.17 | 0 | 268.73 | 1 | Honeywell | 2023-03-01 | redacted
Low Income - Power to Save | LED Lights | 0 | 0 | 0 | 47.6 | 1 | Honeywell | 2023-03-01 | redacted
Low Income - Power to Save | Low Flow Showerhead | 0 | 0.04 | 0.1 | 504.08 | 1 | Honeywell | 2023-03-01 | redacted
Low Income - Power to Save | Weather Strip/Caulk | 0 | 0.25 | 0.09 | 503.3 | 1 | Honeywell | 2023-03-01 | redacted
Low Income - Power to Save | Outdoor Coil Cleaning | 0 | 0.1 | 0 | 275 | 1 | Honeywell | 2023-03-01 | redacted
Low Income - Power to Save | LI - DUCT | 0 | 0.4 | 0.12 | 775.77 | 1 | Honeywell | 2023-03-01 | redacted
Low Income - Power to Save | HVAC Inspection | 0 | 0.17 | 0 | 268.73 | 1 | Honeywell | 2023-03-01 | redacted
Low Income - Power to Save | LED Lights | 0 | 0 | 0 | 47.6 | 1 | Honeywell | 2023-03-01 | redacted
Low Income - Power to Save | Outdoor Coil Cleaning | 0 | 0.1 | 0 | 275 | 1 | Honeywell | 2023-03-01 | redacted
Low Income - Power to Save | HVAC Inspection | 0 | 0.17 | 0 | 268.73 | 1 | Honeywell | 2023-03-01 | redacted
Low Income - Power to Save | LED Lights | 0 | 0 | 0 | 47.6 | 1 | Honeywell | 2023-03-01 | redacted
Low Income - Power to Save | Outdoor Coil Cleaning | 0 | 0.1 | 0 | 275 | 1 | Honeywell | 2023-03-01 | redacted
Low Income - Power to Save | HVAC Inspection | 0 | 0.17 | 0 | 268.73 | 1 | Honeywell | 2023-03-01 | redacted
Low Income - Power to Save | LED Lights | 0 | 0 | 0 | 47.6 | 1 | Honeywell | 2023-03-01 | redacted
Low Income - Power to Save | Faucet Aerators | 0 | 0 | 0.02 | 110.58 | 1 | Honeywell | 2023-03-01 | redacted
Low Income - Power to Save | Low Flow Showerhead | 0 | 0.04 | 0.1 | 504.08 | 1 | Honeywell | 2023-03-01 | redacted
Low Income - Power to Save | Outdoor Coil Cleaning | 0 | 0.1 | 0 | 275 | 1 | Honeywell | 2023-03-01 | redacted
Low Income - Power to Save | LED Lights | 0 | 0 | 0 | 47.6 | 1 | Honeywell | 2023-03-01 | redacted
Low Income - Power to Save | Faucet Aerators | 0 | 0 | 0.02 | 110.58 | 1 | Honeywell | 2023-03-01 | redacted
Low Income - Power to Save | Low Flow Showerhead | 0 | 0.04 | 0.1 | 504.08 | 1 | Honeywell | 2023-03-01 | redacted
Low Income - Power to Save | Weather Strip/Caulk | 0 | 0.25 | 0.09 | 503.3 | 1 | Honeywell | 2023-03-01 | redacted
Low Income - Power to Save | Outdoor Coil Cleaning | 0 | 0.1 | 0 | 275 | 1 | Honeywell | 2023-03-01 | redacted
Low Income - Power to Save | LI - DUCT | 0 | 0.4 | 0.12 | 775.77 | 1 | Honeywell | 2023-03-01 | redacted
Low Income - Power to Save | HVAC Inspection | 0 | 0.17 | 0 | 268.73 | 1 | Honeywell | 2023-03-01 | redacted
Low Income - Power to Save | LED Lights | 0 | 0 | 0 | 47.6 | 1 | Honeywell | 2023-03-01 | redacted
Low Income - Power to Save | Faucet Aerators | 0 | 0 | 0.02 | 110.58 | 1 | Honeywell | 2023-03-01 | redacted
Low Income - Power to Save | Low Flow Showerhead | 0 | 0.04 | 0.1 | 504.08 | 1 | Honeywell | 2023-03-01 | redacted
Low Income - Power to Save | Weather Strip/Caulk | 0 | 0.25 | 0.09 | 503.3 | 1 | Honeywell | 2023-03-01 | redacted
Low Income - Power to Save | Outdoor Coil Cleaning | 0 | 0.1 | 0 | 275 | 1 | Honeywell | 2023-03-01 | redacted
Low Income - Power to Save | LI - DUCT | 0 | 0.4 | 0.12 | 775.77 | 1 | Honeywell | 2023-03-01 | redacted
Low Income - Power to Save | HVAC Inspection | 0 | 0.17 | 0 | 268.73 | 1 | Honeywell | 2023-03-01 | redacted
Low Income - Power to Save | LED Lights | 0 | 0 | 0 | 47.6 | 1 | Honeywell | 2023-03-01 | redacted
Low Income - Power to Save | Low Flow Showerhead | 0 | 0.04 | 0.1 | 504.08 | 1 | Honeywell | 2023-03-01 | redacted
Low Income - Power to Save | Weather Strip/Caulk | 0 | 0.25 | 0.09 | 503.3 | 1 | Honeywell | 2023-03-01 | redacted
Low Income - Power to Save | Outdoor Coil Cleaning | 0 | 0.1 | 0 | 275 | 1 | Honeywell | 2023-03-01 | redacted
Low Income - Power to Save | LI - DUCT | 0 | 0.4 | 0.12 | 775.77 | 1 | Honeywell | 2023-03-01 | redacted
Low Income - Power to Save | HVAC Inspection | 0 | 0.17 | 0 | 268.73 | 1 | Honeywell | 2023-03-01 | redacted
Low Income - Power to Save | LED Lights | 0 | 0 | 0 | 47.6 | 1 | Honeywell | 2023-03-01 | redacted
Low Income - Power to Save | Faucet Aerators | 0 | 0 | 0.02 | 110.58 | 1 | Honeywell | 2023-03-01 | redacted
Low Income - Power to Save | Low Flow Showerhead | 0 | 0.04 | 0.1 | 504.08 | 1 | Honeywell | 2023-03-01 | redacted
Low Income - Power to Save | LED Lights | 0 | 0 | 0 | 47.6 | 1 | Honeywell | 2023-03-01 | redacted
Low Income - Power to Save | Outdoor Coil Cleaning | 0 | 0.1 | 0 | 275 | 1 | Honeywell | 2023-03-01 | redacted
Low Income - Power to Save | HVAC Inspection | 0 | 0.17 | 0 | 268.73 | 1 | Honeywell | 2023-03-01 | redacted
Low Income - Power to Save | LED Lights | 0 | 0 | 0 | 47.6 | 1 | Honeywell | 2023-03-01 | redacted
Low Income - Power to Save | Faucet Aerators | 0 | 0 | 0.02 | 110.58 | 1 | Honeywell | 2023-03-01 | redacted
Low Income - Power to Save | Low Flow Showerhead | 0 | 0.04 | 0.1 | 504.08 | 1 | Honeywell | 2023-03-01 | redacted
Low Income - Power to Save | Outdoor Coil Cleaning | 0 | 0.1 | 0 | 275 | 1 | Honeywell | 2023-03-01 | redacted
Low Income - Power to Save | LI - DUCT | 0 | 0.4 | 0.12 | 775.77 | 1 | Honeywell | 2023-03-01 | redacted
Low Income - Power to Save | HVAC Inspection | 0 | 0.17 | 0 | 268.73 | 1 | Honeywell | 2023-03-01 | redacted
Low Income - Power to Save | LED Lights | 0 | 0 | 0 | 47.6 | 1 | Honeywell | 2023-03-01 | redacted
Low Income - Power to Save | HVAC Inspection | 0 | 0.17 | 0 | 268.73 | 1 | Honeywell | 2023-03-01 | redacted
Low Income - Power to Save | LED Lights | 0 | 0 | 0 | 47.6 | 1 | Honeywell | 2023-03-01 | redacted
Low Income - Power to Save | Faucet Aerators | 0 | 0 | 0.02 | 110.58 | 1 | Honeywell | 2023-03-01 | redacted
Low Income - Power to Save | Low Flow Showerhead | 0 | 0.04 | 0.1 | 504.08 | 1 | Honeywell | 2023-03-01 | redacted
Low Income - Power to Save | Weather Strip/Caulk | 0 | 0.25 | 0.09 | 503.3 | 1 | Honeywell | 2023-03-01 | redacted
Low Income - Power to Save | Outdoor Coil Cleaning | 0 | 0.1 | 0 | 275 | 1 | Honeywell | 2023-03-01 | redacted
Low Income - Power to Save | LI - DUCT | 0 | 0.4 | 0.12 | 775.77 | 1 | Honeywell | 2023-03-01 | redacted
Low Income - Power to Save | HVAC Inspection | 0 | 0.17 | 0 | 268.73 | 1 | Honeywell | 2023-03-01 | redacted
Low Income - Power to Save | LED Lights | 0 | 0 | 0 | 47.6 | 1 | Honeywell | 2023-03-01 | redacted
Low Income - Power to Save | Low Flow Showerhead | 0 | 0.04 | 0.1 | 504.08 | 1 | Honeywell | 2023-03-01 | redacted
Low Income - Power to Save | Weather Strip/Caulk | 0 | 0.25 | 0.09 | 503.3 | 1 | Honeywell | 2023-03-01 | redacted
Low Income - Power to Save | LED Lights | 0 | 0 | 0 | 47.6 | 1 | Honeywell | 2023-03-01 | redacted
Low Income - Power to Save | Faucet Aerators | 0 | 0 | 0.02 | 110.58 | 1 | Honeywell | 2023-03-01 | redacted
Low Income - Power to Save | Low Flow Showerhead | 0 | 0.04 | 0.1 | 504.08 | 1 | Honeywell | 2023-03-01 | redacted
Low Income - Power to Save | Weather Strip/Caulk | 0 | 0.25 | 0.09 | 503.3 | 1 | Honeywell | 2023-03-01 | redacted
Low Income - Power to Save | LED Lights | 0 | 0 | 0 | 47.6 | 1 | Honeywell | 2023-03-01 | redacted
Low Income - Power to Save | Faucet Aerators | 0 | 0 | 0.02 | 110.58 | 1 | Honeywell | 2023-03-01 | redacted
Low Income - Power to Save | Low Flow Showerhead | 0 | 0.04 | 0.1 | 504.08 | 1 | Honeywell | 2023-03-01 | redacted
Low Income - Power to Save | Outdoor Coil Cleaning | 0 | 0.1 | 0 | 275 | 1 | Honeywell | 2023-03-01 | redacted
Low Income - Power to Save | HVAC Inspection | 0 | 0.17 | 0 | 268.73 | 1 | Honeywell | 2023-03-01 | redacted
Low Income - Power to Save | LED Lights | 0 | 0 | 0 | 47.6 | 1 | Honeywell | 2023-03-01 | redacted
Low Income - Power to Save | Faucet Aerators | 0 | 0 | 0.02 | 110.58 | 1 | Honeywell | 2023-03-01 | redacted
Low Income - Power to Save | Low Flow Showerhead | 0 | 0.04 | 0.1 | 504.08 | 1 | Honeywell | 2023-03-01 | redacted
Low Income - Power to Save | Weather Strip/Caulk | 0 | 0.25 | 0.09 | 503.3 | 1 | Honeywell | 2023-03-01 | redacted
Low Income - Power to Save | Outdoor Coil Cleaning | 0 | 0.1 | 0 | 275 | 1 | Honeywell | 2023-03-01 | redacted
Low Income - Power to Save | HVAC Inspection | 0 | 0.17 | 0 | 268.73 | 1 | Honeywell | 2023-03-01 | redacted
Low Income - Power to Save | LED Lights | 0 | 0 | 0 | 47.6 | 1 | Honeywell | 2023-03-01 | redacted
Low Income - Power to Save | Faucet Aerators | 0 | 0 | 0.02 | 110.58 | 1 | Honeywell | 2023-03-01 | redacted
Low Income - Power to Save | Low Flow Showerhead | 0 | 0.04 | 0.1 | 504.08 | 1 | Honeywell | 2023-03-01 | redacted
Low Income - Power to Save | Weather Strip/Caulk | 0 | 0.25 | 0.09 | 503.3 | 1 | Honeywell | 2023-03-01 | redacted
Low Income - Power to Save | Outdoor Coil Cleaning | 0 | 0.1 | 0 | 275 | 1 | Honeywell | 2023-03-01 | redacted
Low Income - Power to Save | LI - DUCT | 0 | 0.4 | 0.12 | 775.77 | 1 | Honeywell | 2023-03-01 | redacted
Low Income - Power to Save | HVAC Inspection | 0 | 0.17 | 0 | 268.73 | 1 | Honeywell | 2023-03-01 | redacted
Low Income - Power to Save | LED Lights | 0 | 0 | 0 | 47.6 | 1 | Honeywell | 2023-03-01 | redacted
Low Income - Power to Save | Outdoor Coil Cleaning | 0 | 0.1 | 0 | 275 | 1 | Honeywell | 2023-03-01 | redacted
Low Income - Power to Save | HVAC Inspection | 0 | 0.17 | 0 | 268.73 | 1 | Honeywell | 2023-03-01 | redacted
Low Income - Power to Save | LED Lights | 0 | 0 | 0 | 47.6 | 1 | Honeywell | 2023-03-01 | redacted
Low Income - Power to Save | Outdoor Coil Cleaning | 0 | 0.1 | 0 | 275 | 1 | Honeywell | 2023-03-01 | redacted
Low Income - Power to Save | HVAC Inspection | 0 | 0.17 | 0 | 268.73 | 1 | Honeywell | 2023-03-01 | redacted
Low Income - Power to Save | LED Lights | 0 | 0 | 0 | 47.6 | 1 | Honeywell | 2023-03-01 | redacted
Low Income - Power to Save | Outdoor Coil Cleaning | 0 | 0.1 | 0 | 275 | 1 | Honeywell | 2023-03-01 | redacted
Low Income - Power to Save | LI - DUCT | 0 | 0.4 | 0.12 | 775.77 | 1 | Honeywell | 2023-03-01 | redacted
Low Income - Power to Save | HVAC Inspection | 0 | 0.17 | 0 | 268.73 | 1 | Honeywell | 2023-03-01 | redacted
Low Income - Power to Save | LED Lights | 0 | 0 | 0 | 47.6 | 1 | Honeywell | 2023-03-01 | redacted
Low Income - Power to Save | Outdoor Coil Cleaning | 0 | 0.1 | 0 | 275 | 1 | Honeywell | 2023-03-01 | redacted
Low Income - Power to Save | HVAC Inspection | 0 | 0.17 | 0 | 268.73 | 1 | Honeywell | 2023-03-01 | redacted
Low Income - Power to Save | LED Lights | 0 | 0 | 0 | 47.6 | 1 | Honeywell | 2023-03-01 | redacted
Low Income - Power to Save | Faucet Aerators | 0 | 0 | 0.02 | 110.58 | 1 | Honeywell | 2023-03-01 | redacted
Low Income - Power to Save | Low Flow Showerhead | 0 | 0.04 | 0.1 | 504.08 | 1 | Honeywell | 2023-03-01 | redacted
Low Income - Power to Save | Outdoor Coil Cleaning | 0 | 0.1 | 0 | 275 | 1 | Honeywell | 2023-03-01 | redacted
Low Income - Power to Save | LED Lights | 0 | 0 | 0 | 47.6 | 1 | Honeywell | 2023-03-01 | redacted
Low Income - Power to Save | Faucet Aerators | 0 | 0 | 0.02 | 110.58 | 1 | Honeywell | 2023-03-01 | redacted
Low Income - Power to Save | Low Flow Showerhead | 0 | 0.04 | 0.1 | 504.08 | 1 | Honeywell | 2023-03-01 | redacted
Low Income - Power to Save | LED Lights | 0 | 0 | 0 | 47.6 | 1 | Honeywell | 2023-03-01 | redacted
Low Income - Power to Save | Outdoor Coil Cleaning | 0 | 0.1 | 0 | 275 | 1 | Honeywell | 2023-03-01 | redacted
Low Income - Power to Save | LED Lights | 0 | 0 | 0 | 47.6 | 1 | Honeywell | 2023-03-01 | redacted
Low Income - Power to Save | Faucet Aerators | 0 | 0 | 0.02 | 110.58 | 1 | Honeywell | 2023-03-01 | redacted
Low Income - Power to Save | Low Flow Showerhead | 0 | 0.04 | 0.1 | 504.08 | 1 | Honeywell | 2023-03-01 | redacted
Low Income - Power to Save | Weather Strip/Caulk | 0 | 0.25 | 0.09 | 503.3 | 1 | Honeywell | 2023-03-01 | redacted
Low Income - Power to Save | Outdoor Coil Cleaning | 0 | 0.1 | 0 | 275 | 1 | Honeywell | 2023-03-01 | redacted
Low Income - Power to Save | LED Lights | 0 | 0 | 0 | 47.6 | 1 | Honeywell | 2023-03-01 | redacted
Low Income - Power to Save | Faucet Aerators | 0 | 0 | 0.02 | 110.58 | 1 | Honeywell | 2023-03-01 | redacted
Low Income - Power to Save | Low Flow Showerhead | 0 | 0.04 | 0.1 | 504.08 | 1 | Honeywell | 2023-03-01 | redacted
Low Income - Power to Save | Pipe Wrap | 0 | 0.01 | 0.03 | 143.65 | 1 | Honeywell | 2023-03-01 | redacted
Low Income - Power to Save | Weather Strip/Caulk | 0 | 0.25 | 0.09 | 503.3 | 1 | Honeywell | 2023-03-01 | redacted
Low Income - Power to Save | Outdoor Coil Cleaning | 0 | 0.1 | 0 | 275 | 1 | Honeywell | 2023-03-01 | redacted
Low Income - Power to Save | LI - DUCT | 0 | 0.4 | 0.12 | 775.77 | 1 | Honeywell | 2023-03-01 | redacted
Low Income - Power to Save | HVAC Inspection | 0 | 0.17 | 0 | 268.73 | 1 | Honeywell | 2023-03-01 | redacted
Low Income - Power to Save | LED Lights | 0 | 0 | 0 | 47.6 | 1 | Honeywell | 2023-03-01 | redacted
Low Income - Power to Save | Faucet Aerators | 0 | 0 | 0.02 | 110.58 | 1 | Honeywell | 2023-03-01 | redacted
Low Income - Power to Save | Low Flow Showerhead | 0 | 0.04 | 0.1 | 504.08 | 1 | Honeywell | 2023-03-01 | redacted
Low Income - Power to Save | Weather Strip/Caulk | 0 | 0.25 | 0.09 | 503.3 | 1 | Honeywell | 2023-03-01 | redacted
Low Income - Power to Save | Outdoor Coil Cleaning | 0 | 0.1 | 0 | 275 | 1 | Honeywell | 2023-03-01 | redacted
Low Income - Power to Save | LI - DUCT | 0 | 0.4 | 0.12 | 775.77 | 1 | Honeywell | 2023-03-01 | redacted
Low Income - Power to Save | HVAC Inspection | 0 | 0.17 | 0 | 268.73 | 1 | Honeywell | 2023-03-01 | redacted
Low Income - Power to Save | LED Lights | 0 | 0 | 0 | 47.6 | 1 | Honeywell | 2023-03-01 | redacted
Low Income - Power to Save | Low Flow Showerhead | 0 | 0.04 | 0.1 | 504.08 | 1 | Honeywell | 2023-03-01 | redacted
Low Income - Power to Save | Pipe Wrap | 0 | 0.01 | 0.03 | 143.65 | 1 | Honeywell | 2023-03-01 | redacted
Low Income - Power to Save | Weather Strip/Caulk | 0 | 0.25 | 0.09 | 503.3 | 1 | Honeywell | 2023-03-01 | redacted
Low Income - Power to Save | Outdoor Coil Cleaning | 0 | 0.1 | 0 | 275 | 1 | Honeywell | 2023-03-01 | redacted
Low Income - Power to Save | LI - DUCT | 0 | 0.4 | 0.12 | 775.77 | 1 | Honeywell | 2023-03-01 | redacted
Low Income - Power to Save | HVAC Inspection | 0 | 0.17 | 0 | 268.73 | 1 | Honeywell | 2023-03-01 | redacted
Low Income - Power to Save | LED Lights | 0 | 0 | 0 | 47.6 | 1 | Honeywell | 2023-03-01 | redacted
Low Income - Power to Save | Low Flow Showerhead | 0 | 0.04 | 0.1 | 504.08 | 1 | Honeywell | 2023-03-01 | redacted
Low Income - Power to Save | Weather Strip/Caulk | 0 | 0.25 | 0.09 | 503.3 | 1 | Honeywell | 2023-03-01 | redacted
Low Income - Power to Save | Outdoor Coil Cleaning | 0 | 0.1 | 0 | 275 | 1 | Honeywell | 2023-03-01 | redacted
Low Income - Power to Save | HVAC Inspection | 0 | 0.17 | 0 | 268.73 | 1 | Honeywell | 2023-03-01 | redacted
Low Income - Power to Save | LED Lights | 0 | 0 | 0 | 47.6 | 1 | Honeywell | 2023-03-01 | redacted
Low Income - Power to Save | Low Flow Showerhead | 0 | 0.04 | 0.1 | 504.08 | 1 | Honeywell | 2023-03-01 | redacted
Low Income - Power to Save | Weather Strip/Caulk | 0 | 0.25 | 0.09 | 503.3 | 1 | Honeywell | 2023-03-01 | redacted
Low Income - Power to Save | Outdoor Coil Cleaning | 0 | 0.1 | 0 | 275 | 1 | Honeywell | 2023-03-01 | redacted
Low Income - Power to Save | LI - DUCT | 0 | 0.4 | 0.12 | 775.77 | 1 | Honeywell | 2023-03-01 | redacted
Low Income - Power to Save | HVAC Inspection | 0 | 0.17 | 0 | 268.73 | 1 | Honeywell | 2023-03-01 | redacted
Low Income - Power to Save | LED Lights | 0 | 0 | 0 | 47.6 | 1 | Honeywell | 2023-03-01 | redacted
Low Income - Power to Save | Faucet Aerators | 0 | 0 | 0.02 | 110.58 | 1 | Honeywell | 2023-03-01 | redacted
Low Income - Power to Save | Low Flow Showerhead | 0 | 0.04 | 0.1 | 504.08 | 1 | Honeywell | 2023-03-01 | redacted
Low Income - Power to Save | Outdoor Coil Cleaning | 0 | 0.1 | 0 | 275 | 1 | Honeywell | 2023-03-01 | redacted
Low Income - Power to Save | LI - DUCT | 0 | 0.4 | 0.12 | 775.77 | 1 | Honeywell | 2023-03-01 | redacted
Low Income - Power to Save | HVAC Inspection | 0 | 0.17 | 0 | 268.73 | 1 | Honeywell | 2023-03-01 | redacted
Low Income - Power to Save | LED Lights | 0 | 0 | 0 | 47.6 | 1 | Honeywell | 2023-03-01 | redacted
Low Income - Power to Save | Faucet Aerators | 0 | 0 | 0.02 | 110.58 | 1 | Honeywell | 2023-03-01 | redacted
Low Income - Power to Save | Low Flow Showerhead | 0 | 0.04 | 0.1 | 504.08 | 1 | Honeywell | 2023-03-01 | redacted
Low Income - Power to Save | Weather Strip/Caulk | 0 | 0.25 | 0.09 | 503.3 | 1 | Honeywell | 2023-03-01 | redacted
Low Income - Power to Save | Outdoor Coil Cleaning | 0 | 0.1 | 0 | 275 | 1 | Honeywell | 2023-03-01 | redacted
Low Income - Power to Save | HVAC Inspection | 0 | 0.17 | 0 | 268.73 | 1 | Honeywell | 2023-03-01 | redacted
Low Income - Power to Save | LED Lights | 0 | 0 | 0 | 47.6 | 1 | Honeywell | 2023-03-01 | redacted
Low Income - Power to Save | Faucet Aerators | 0 | 0 | 0.02 | 110.58 | 1 | Honeywell | 2023-03-01 | redacted
Low Income - Power to Save | Low Flow Showerhead | 0 | 0.04 | 0.1 | 504.08 | 1 | Honeywell | 2023-03-01 | redacted
Low Income - Power to Save | Weather Strip/Caulk | 0 | 0.25 | 0.09 | 503.3 | 1 | Honeywell | 2023-03-01 | redacted
Low Income - Power to Save | Outdoor Coil Cleaning | 0 | 0.1 | 0 | 275 | 1 | Honeywell | 2023-03-01 | redacted
Low Income - Power to Save | LI - DUCT | 0 | 0.4 | 0.12 | 775.77 | 1 | Honeywell | 2023-03-01 | redacted
Low Income - Power to Save | HVAC Inspection | 0 | 0.17 | 0 | 268.73 | 1 | Honeywell | 2023-03-01 | redacted
Low Income - Power to Save | LED Lights | 0 | 0 | 0 | 47.6 | 1 | Honeywell | 2023-03-01 | redacted
Low Income - Power to Save | Pipe Wrap | 0 | 0.01 | 0.03 | 143.65 | 1 | Honeywell | 2023-03-01 | redacted
Low Income - Power to Save | Weather Strip/Caulk | 0 | 0.25 | 0.09 | 503.3 | 1 | Honeywell | 2023-03-01 | redacted
Low Income - Power to Save | Outdoor Coil Cleaning | 0 | 0.1 | 0 | 275 | 1 | Honeywell | 2023-03-01 | redacted
Low Income - Power to Save | LI - DUCT | 0 | 0.4 | 0.12 | 775.77 | 1 | Honeywell | 2023-03-01 | redacted
Low Income - Power to Save | HVAC Inspection | 0 | 0.17 | 0 | 268.73 | 1 | Honeywell | 2023-03-01 | redacted
Low Income - Power to Save | LED Lights | 0 | 0 | 0 | 47.6 | 1 | Honeywell | 2023-03-01 | redacted
Low Income - Power to Save | Outdoor Coil Cleaning | 0 | 0.1 | 0 | 275 | 1 | Honeywell | 2023-03-01 | redacted
Low Income - Power to Save | HVAC Inspection | 0 | 0.17 | 0 | 268.73 | 1 | Honeywell | 2023-03-01 | redacted
Low Income - Power to Save | LED Lights | 0 | 0 | 0 | 47.6 | 1 | Honeywell | 2023-03-01 | redacted
Low Income - Power to Save | Low Flow Showerhead | 0 | 0.04 | 0.1 | 504.08 | 1 | Honeywell | 2023-03-01 | redacted
Low Income - Power to Save | Pipe Wrap | 0 | 0.01 | 0.03 | 143.65 | 1 | Honeywell | 2023-03-01 | redacted
Low Income - Power to Save | Weather Strip/Caulk | 0 | 0.25 | 0.09 | 503.3 | 1 | Honeywell | 2023-03-01 | redacted
Low Income - Power to Save | Outdoor Coil Cleaning | 0 | 0.1 | 0 | 275 | 1 | Honeywell | 2023-03-01 | redacted
Low Income - Power to Save | LI - DUCT | 0 | 0.4 | 0.12 | 775.77 | 1 | Honeywell | 2023-03-01 | redacted
Low Income - Power to Save | HVAC Inspection | 0 | 0.17 | 0 | 268.73 | 1 | Honeywell | 2023-03-01 | redacted
Low Income - Power to Save | LED Lights | 0 | 0 | 0 | 47.6 | 1 | Honeywell | 2023-03-01 | redacted
Low Income - Power to Save | Faucet Aerators | 0 | 0 | 0.02 | 110.58 | 1 | Honeywell | 2023-03-01 | redacted
Low Income - Power to Save | Low Flow Showerhead | 0 | 0.04 | 0.1 | 504.08 | 1 | Honeywell | 2023-03-01 | redacted
Low Income - Power to Save | Weather Strip/Caulk | 0 | 0.25 | 0.09 | 503.3 | 1 | Honeywell | 2023-03-01 | redacted
Low Income - Power to Save | LED Lights | 0 | 0 | 0 | 47.6 | 1 | Honeywell | 2023-03-01 | redacted
Low Income - Power to Save | Weather Strip/Caulk | 0 | 0.25 | 0.09 | 503.3 | 1 | Honeywell | 2023-03-01 | redacted
Low Income - Power to Save | Outdoor Coil Cleaning | 0 | 0.1 | 0 | 275 | 1 | Honeywell | 2023-03-01 | redacted
Low Income - Power to Save | LI - DUCT | 0 | 0.4 | 0.12 | 775.77 | 1 | Honeywell | 2023-03-01 | redacted
Low Income - Power to Save | HVAC Inspection | 0 | 0.17 | 0 | 268.73 | 1 | Honeywell | 2023-03-01 | redacted
Low Income - Power to Save | LED Lights | 0 | 0 | 0 | 47.6 | 1 | Honeywell | 2023-03-01 | redacted
Low Income - Power to Save | Faucet Aerators | 0 | 0 | 0.02 | 110.58 | 1 | Honeywell | 2023-03-01 | redacted
Low Income - Power to Save | Low Flow Showerhead | 0 | 0.04 | 0.1 | 504.08 | 1 | Honeywell | 2023-03-01 | redacted
Low Income - Power to Save | LED Lights | 0 | 0 | 0 | 47.6 | 1 | Honeywell | 2023-03-01 | redacted
Low Income - Power to Save | Outdoor Coil Cleaning | 0 | 0.1 | 0 | 275 | 1 | Honeywell | 2023-03-01 | redacted
Low Income - Power to Save | HVAC Inspection | 0 | 0.17 | 0 | 268.73 | 1 | Honeywell | 2023-03-01 | redacted
Low Income - Power to Save | LED Lights | 0 | 0 | 0 | 47.6 | 1 | Honeywell | 2023-03-01 | redacted
Low Income - Power to Save | Faucet Aerators | 0 | 0 | 0.02 | 110.58 | 1 | Honeywell | 2023-03-01 | redacted
Low Income - Power to Save | Low Flow Showerhead | 0 | 0.04 | 0.1 | 504.08 | 1 | Honeywell | 2023-03-01 | redacted
Low Income - Power to Save | Pipe Wrap | 0 | 0.01 | 0.03 | 143.65 | 1 | Honeywell | 2023-03-01 | redacted
Low Income - Power to Save | Weather Strip/Caulk | 0 | 0.25 | 0.09 | 503.3 | 1 | Honeywell | 2023-03-01 | redacted
Low Income - Power to Save | Outdoor Coil Cleaning | 0 | 0.1 | 0 | 275 | 1 | Honeywell | 2023-03-01 | redacted
Low Income - Power to Save | LI - DUCT | 0 | 0.4 | 0.12 | 775.77 | 1 | Honeywell | 2023-03-01 | redacted
Low Income - Power to Save | HVAC Inspection | 0 | 0.17 | 0 | 268.73 | 1 | Honeywell | 2023-03-01 | redacted
Low Income - Power to Save | LED Lights | 0 | 0 | 0 | 47.6 | 1 | Honeywell | 2023-03-01 | redacted
Low Income - Power to Save | Faucet Aerators | 0 | 0 | 0.02 | 110.58 | 1 | Honeywell | 2023-03-01 | redacted
Low Income - Power to Save | Low Flow Showerhead | 0 | 0.04 | 0.1 | 504.08 | 1 | Honeywell | 2023-03-01 | redacted
Low Income - Power to Save | LED Lights | 0 | 0 | 0 | 47.6 | 1 | Honeywell | 2023-03-01 | redacted
Low Income - Power to Save | Faucet Aerators | 0 | 0 | 0.02 | 110.58 | 1 | Honeywell | 2023-03-01 | redacted
Low Income - Power to Save | Low Flow Showerhead | 0 | 0.04 | 0.1 | 504.08 | 1 | Honeywell | 2023-03-01 | redacted
Low Income - Power to Save | Weather Strip/Caulk | 0 | 0.25 | 0.09 | 503.3 | 1 | Honeywell | 2023-03-01 | redacted
Low Income - Power to Save | Outdoor Coil Cleaning | 0 | 0.1 | 0 | 275 | 1 | Honeywell | 2023-03-01 | redacted
Low Income - Power to Save | LI - DUCT | 0 | 0.4 | 0.12 | 775.77 | 1 | Honeywell | 2023-03-01 | redacted
Low Income - Power to Save | HVAC Inspection | 0 | 0.17 | 0 | 268.73 | 1 | Honeywell | 2023-03-01 | redacted
Low Income - Power to Save | LED Lights | 0 | 0 | 0 | 47.6 | 1 | Honeywell | 2023-03-01 | redacted
Low Income - Power to Save | Faucet Aerators | 0 | 0 | 0.02 | 110.58 | 1 | Honeywell | 2023-03-01 | redacted
Low Income - Power to Save | Low Flow Showerhead | 0 | 0.04 | 0.1 | 504.08 | 1 | Honeywell | 2023-03-01 | redacted
Low Income - Power to Save | Outdoor Coil Cleaning | 0 | 0.1 | 0 | 275 | 1 | Honeywell | 2023-03-01 | redacted
Low Income - Power to Save | LED Lights | 0 | 0 | 0 | 47.6 | 1 | Honeywell | 2023-03-01 | redacted
Low Income - Power to Save | Faucet Aerators | 0 | 0 | 0.02 | 110.58 | 1 | Honeywell | 2023-03-01 | redacted
Low Income - Power to Save | Low Flow Showerhead | 0 | 0.04 | 0.1 | 504.08 | 1 | Honeywell | 2023-03-01 | redacted
Low Income - Power to Save | Weather Strip/Caulk | 0 | 0.25 | 0.09 | 503.3 | 1 | Honeywell | 2023-03-01 | redacted
Low Income - Power to Save | Outdoor Coil Cleaning | 0 | 0.1 | 0 | 275 | 1 | Honeywell | 2023-03-01 | redacted
Low Income - Power to Save | LI - DUCT | 0 | 0.4 | 0.12 | 775.77 | 1 | Honeywell | 2023-03-01 | redacted
Low Income - Power to Save | HVAC Inspection | 0 | 0.17 | 0 | 268.73 | 1 | Honeywell | 2023-03-01 | redacted
Low Income - Power to Save | LED Lights | 0 | 0 | 0 | 47.6 | 1 | Honeywell | 2023-03-01 | redacted
Low Income - Power to Save | Faucet Aerators | 0 | 0 | 0.02 | 110.58 | 1 | Honeywell | 2023-03-01 | redacted
Low Income - Power to Save | Low Flow Showerhead | 0 | 0.04 | 0.1 | 504.08 | 1 | Honeywell | 2023-03-01 | redacted
Low Income - Power to Save | LED Lights | 0 | 0 | 0 | 47.6 | 1 | Honeywell | 2023-03-01 | redacted
Low Income - Power to Save | Faucet Aerators | 0 | 0 | 0.02 | 110.58 | 1 | Honeywell | 2023-03-01 | redacted
Low Income - Power to Save | Low Flow Showerhead | 0 | 0.04 | 0.1 | 504.08 | 1 | Honeywell | 2023-03-01 | redacted
Low Income - Power to Save | Weather Strip/Caulk | 0 | 0.25 | 0.09 | 503.3 | 1 | Honeywell | 2023-03-01 | redacted
Low Income - Power to Save | Outdoor Coil Cleaning | 0 | 0.1 | 0 | 275 | 1 | Honeywell | 2023-03-01 | redacted
Low Income - Power to Save | LI - DUCT | 0 | 0.4 | 0.12 | 775.77 | 1 | Honeywell | 2023-03-01 | redacted
Low Income - Power to Save | HVAC Inspection | 0 | 0.17 | 0 | 268.73 | 1 | Honeywell | 2023-03-01 | redacted
Low Income - Power to Save | LED Lights | 0 | 0 | 0 | 47.6 | 1 | Honeywell | 2023-03-01 | redacted
Low Income - Power to Save | Outdoor Coil Cleaning | 0 | 0.1 | 0 | 275 | 1 | Honeywell | 2023-03-01 | redacted
Low Income - Power to Save | HVAC Inspection | 0 | 0.17 | 0 | 268.73 | 1 | Honeywell | 2023-03-01 | redacted
Low Income - Power to Save | LED Lights | 0 | 0 | 0 | 47.6 | 1 | Honeywell | 2023-03-01 | redacted
Low Income - Power to Save | Faucet Aerators | 0 | 0 | 0.02 | 110.58 | 1 | Honeywell | 2023-03-01 | redacted
Low Income - Power to Save | Low Flow Showerhead | 0 | 0.04 | 0.1 | 504.08 | 1 | Honeywell | 2023-03-01 | redacted
Low Income - Power to Save | Weather Strip/Caulk | 0 | 0.25 | 0.09 | 503.3 | 1 | Honeywell | 2023-03-01 | redacted
Low Income - Power to Save | LED Lights | 0 | 0 | 0 | 47.6 | 1 | Honeywell | 2023-03-01 | redacted
Low Income - Power to Save | Faucet Aerators | 0 | 0 | 0.02 | 110.58 | 1 | Honeywell | 2023-03-01 | redacted
Low Income - Power to Save | Low Flow Showerhead | 0 | 0.04 | 0.1 | 504.08 | 1 | Honeywell | 2023-03-01 | redacted
Low Income - Power to Save | Weather Strip/Caulk | 0 | 0.25 | 0.09 | 503.3 | 1 | Honeywell | 2023-03-01 | redacted
Low Income - Power to Save | Outdoor Coil Cleaning | 0 | 0.1 | 0 | 275 | 1 | Honeywell | 2023-03-01 | redacted
Low Income - Power to Save | LI - DUCT | 0 | 0.4 | 0.12 | 775.77 | 1 | Honeywell | 2023-03-01 | redacted
Low Income - Power to Save | HVAC Inspection | 0 | 0.17 | 0 | 268.73 | 1 | Honeywell | 2023-03-01 | redacted
Low Income - Power to Save | LED Lights | 0 | 0 | 0 | 47.6 | 1 | Honeywell | 2023-03-01 | redacted
Low Income - Power to Save | Low Flow Showerhead | 0 | 0.04 | 0.1 | 504.08 | 1 | Honeywell | 2023-03-01 | redacted
Low Income - Power to Save | Weather Strip/Caulk | 0 | 0.25 | 0.09 | 503.3 | 1 | Honeywell | 2023-03-01 | redacted
Low Income - Power to Save | Outdoor Coil Cleaning | 0 | 0.1 | 0 | 275 | 1 | Honeywell | 2023-03-01 | redacted
Low Income - Power to Save | LI - DUCT | 0 | 0.4 | 0.12 | 775.77 | 1 | Honeywell | 2023-03-01 | redacted
Low Income - Power to Save | HVAC Inspection | 0 | 0.17 | 0 | 268.73 | 1 | Honeywell | 2023-03-01 | redacted
Low Income - Power to Save | LED Lights | 0 | 0 | 0 | 47.6 | 1 | Honeywell | 2023-03-01 | redacted
Low Income - Power to Save | Faucet Aerators | 0 | 0 | 0.02 | 110.58 | 1 | Honeywell | 2023-03-01 | redacted
Low Income - Power to Save | Outdoor Coil Cleaning | 0 | 0.1 | 0 | 275 | 1 | Honeywell | 2023-03-01 | redacted
Low Income - Power to Save | LI - DUCT | 0 | 0.4 | 0.12 | 775.77 | 1 | Honeywell | 2023-03-01 | redacted
Low Income - Power to Save | HVAC Inspection | 0 | 0.17 | 0 | 268.73 | 1 | Honeywell | 2023-03-01 | redacted
Low Income - Power to Save | LED Lights | 0 | 0 | 0 | 47.6 | 1 | Honeywell | 2023-03-01 | redacted
Low Income - Power to Save | Outdoor Coil Cleaning | 0 | 0.1 | 0 | 275 | 1 | Honeywell | 2023-03-01 | redacted
Low Income - Power to Save | HVAC Inspection | 0 | 0.17 | 0 | 268.73 | 1 | Honeywell | 2023-03-01 | redacted
Low Income - Power to Save | LED Lights | 0 | 0 | 0 | 47.6 | 1 | Honeywell | 2023-03-01 | redacted
Low Income - Power to Save | Faucet Aerators | 0 | 0 | 0.02 | 110.58 | 1 | Honeywell | 2023-03-01 | redacted
Low Income - Power to Save | Outdoor Coil Cleaning | 0 | 0.1 | 0 | 275 | 1 | Honeywell | 2023-03-01 | redacted
Low Income - Power to Save | LI - DUCT | 0 | 0.4 | 0.12 | 775.77 | 1 | Honeywell | 2023-03-01 | redacted
Low Income - Power to Save | HVAC Inspection | 0 | 0.17 | 0 | 268.73 | 1 | Honeywell | 2023-03-01 | redacted
Low Income - Power to Save | LED Lights | 0 | 0 | 0 | 47.6 | 1 | Honeywell | 2023-03-01 | redacted
Low Income - Power to Save | LED Lights | 0 | 0 | 0 | 47.6 | 1 | Honeywell | 2023-03-01 | redacted
Low Income - Power to Save | Faucet Aerators | 0 | 0 | 0.02 | 110.58 | 1 | Honeywell | 2023-03-01 | redacted
Low Income - Power to Save | Low Flow Showerhead | 0 | 0.04 | 0.1 | 504.08 | 1 | Honeywell | 2023-03-01 | redacted
Low Income - Power to Save | Pipe Wrap | 0 | 0.01 | 0.03 | 143.65 | 1 | Honeywell | 2023-03-01 | redacted
Low Income - Power to Save | Weather Strip/Caulk | 0 | 0.25 | 0.09 | 503.3 | 1 | Honeywell | 2023-03-01 | redacted
Low Income - Power to Save | LED Lights | 0 | 0 | 0 | 47.6 | 1 | Honeywell | 2023-03-01 | redacted
Low Income - Power to Save | Faucet Aerators | 0 | 0 | 0.02 | 110.58 | 1 | Honeywell | 2023-03-01 | redacted
Low Income - Power to Save | Weather Strip/Caulk | 0 | 0.25 | 0.09 | 503.3 | 1 | Honeywell | 2023-03-01 | redacted
Low Income - Power to Save | LED Lights | 0 | 0 | 0 | 47.6 | 1 | Honeywell | 2023-03-01 | redacted
Low Income - Power to Save | Faucet Aerators | 0 | 0 | 0.02 | 110.58 | 1 | Honeywell | 2023-03-01 | redacted
Low Income - Power to Save | Low Flow Showerhead | 0 | 0.04 | 0.1 | 504.08 | 1 | Honeywell | 2023-03-01 | redacted
Low Income - Power to Save | Weather Strip/Caulk | 0 | 0.25 | 0.09 | 503.3 | 1 | Honeywell | 2023-03-01 | redacted
Low Income - Power to Save | Outdoor Coil Cleaning | 0 | 0.1 | 0 | 275 | 1 | Honeywell | 2023-03-01 | redacted
Low Income - Power to Save | LED Lights | 0 | 0 | 0 | 47.6 | 1 | Honeywell | 2023-03-01 | redacted
Low Income - Power to Save | Faucet Aerators | 0 | 0 | 0.02 | 110.58 | 1 | Honeywell | 2023-03-01 | redacted
Low Income - Power to Save | Low Flow Showerhead | 0 | 0.04 | 0.1 | 504.08 | 1 | Honeywell | 2023-03-01 | redacted
Low Income - Power to Save | Weather Strip/Caulk | 0 | 0.25 | 0.09 | 503.3 | 1 | Honeywell | 2023-03-01 | redacted
Low Income - Power to Save | Outdoor Coil Cleaning | 0 | 0.1 | 0 | 275 | 1 | Honeywell | 2023-03-01 | redacted
Low Income - Power to Save | LI - DUCT | 0 | 0.4 | 0.12 | 775.77 | 1 | Honeywell | 2023-03-01 | redacted
Low Income - Power to Save | HVAC Inspection | 0 | 0.17 | 0 | 268.73 | 1 | Honeywell | 2023-03-01 | redacted
Low Income - Power to Save | LED Lights | 0 | 0 | 0 | 47.6 | 1 | Honeywell | 2023-03-01 | redacted
Low Income - Power to Save | Outdoor Coil Cleaning | 0 | 0.1 | 0 | 275 | 1 | Honeywell | 2023-03-01 | redacted
Low Income - Power to Save | HVAC Inspection | 0 | 0.17 | 0 | 268.73 | 1 | Honeywell | 2023-03-01 | redacted
Low Income - Power to Save | LED Lights | 0 | 0 | 0 | 47.6 | 1 | Honeywell | 2023-03-01 | redacted
Low Income - Power to Save | Faucet Aerators | 0 | 0 | 0.02 | 110.58 | 1 | Honeywell | 2023-03-01 | redacted
Low Income - Power to Save | Low Flow Showerhead | 0 | 0.04 | 0.1 | 504.08 | 1 | Honeywell | 2023-03-01 | redacted
Low Income - Power to Save | Weather Strip/Caulk | 0 | 0.25 | 0.09 | 503.3 | 1 | Honeywell | 2023-03-01 | redacted
Low Income - Power to Save | LED Lights | 0 | 0 | 0 | 47.6 | 1 | Honeywell | 2023-03-01 | redacted
Low Income - Power to Save | Faucet Aerators | 0 | 0 | 0.02 | 110.58 | 1 | Honeywell | 2023-03-01 | redacted
Low Income - Power to Save | Low Flow Showerhead | 0 | 0.04 | 0.1 | 504.08 | 1 | Honeywell | 2023-03-01 | redacted
Low Income - Power to Save | LED Lights | 0 | 0 | 0 | 47.6 | 1 | Honeywell | 2023-03-01 | redacted
Low Income - Power to Save | Faucet Aerators | 0 | 0 | 0.02 | 110.58 | 1 | Honeywell | 2023-03-01 | redacted
Low Income - Power to Save | Weather Strip/Caulk | 0 | 0.25 | 0.09 | 503.3 | 1 | Honeywell | 2023-03-01 | redacted
Low Income - Power to Save | Outdoor Coil Cleaning | 0 | 0.1 | 0 | 275 | 1 | Honeywell | 2023-03-01 | redacted
Low Income - Power to Save | LI - DUCT | 0 | 0.4 | 0.12 | 775.77 | 1 | Honeywell | 2023-03-01 | redacted
Low Income - Power to Save | HVAC Inspection | 0 | 0.17 | 0 | 268.73 | 1 | Honeywell | 2023-03-01 | redacted
Low Income - Power to Save | LED Lights | 0 | 0 | 0 | 47.6 | 1 | Honeywell | 2023-03-01 | redacted
Low Income - Power to Save | Faucet Aerators | 0 | 0 | 0.02 | 110.58 | 1 | Honeywell | 2023-03-01 | redacted
Low Income - Power to Save | Weather Strip/Caulk | 0 | 0.25 | 0.09 | 503.3 | 1 | Honeywell | 2023-03-01 | redacted
Low Income - Power to Save | Outdoor Coil Cleaning | 0 | 0.1 | 0 | 275 | 1 | Honeywell | 2023-03-01 | redacted
Low Income - Power to Save | HVAC Inspection | 0 | 0.17 | 0 | 268.73 | 1 | Honeywell | 2023-03-01 | redacted
Low Income - Power to Save | LED Lights | 0 | 0 | 0 | 47.6 | 1 | Honeywell | 2023-03-01 | redacted
Low Income - Power to Save | Outdoor Coil Cleaning | 0 | 0.1 | 0 | 275 | 1 | Honeywell | 2023-03-01 | redacted
Low Income - Power to Save | HVAC Inspection | 0 | 0.17 | 0 | 268.73 | 1 | Honeywell | 2023-03-01 | redacted
Low Income - Power to Save | LED Lights | 0 | 0 | 0 | 47.6 | 1 | Honeywell | 2023-03-01 | redacted
Low Income - Power to Save | Faucet Aerators | 0 | 0 | 0.02 | 110.58 | 1 | Honeywell | 2023-03-01 | redacted
Low Income - Power to Save | Low Flow Showerhead | 0 | 0.04 | 0.1 | 504.08 | 1 | Honeywell | 2023-03-01 | redacted
Low Income - Power to Save | Pipe Wrap | 0 | 0.01 | 0.03 | 143.65 | 1 | Honeywell | 2023-03-01 | redacted
Low Income - Power to Save | Weather Strip/Caulk | 0 | 0.25 | 0.09 | 503.3 | 1 | Honeywell | 2023-03-01 | redacted
Low Income - Power to Save | Outdoor Coil Cleaning | 0 | 0.1 | 0 | 275 | 1 | Honeywell | 2023-03-01 | redacted
Low Income - Power to Save | LI - DUCT | 0 | 0.4 | 0.12 | 775.77 | 1 | Honeywell | 2023-03-01 | redacted
Low Income - Power to Save | HVAC Inspection | 0 | 0.17 | 0 | 268.73 | 1 | Honeywell | 2023-03-01 | redacted
Low Income - Power to Save | LED Lights | 0 | 0 | 0 | 47.6 | 1 | Honeywell | 2023-03-01 | redacted
Low Income - Power to Save | Faucet Aerators | 0 | 0 | 0.02 | 110.58 | 1 | Honeywell | 2023-03-01 | redacted
Low Income - Power to Save | Weather Strip/Caulk | 0 | 0.25 | 0.09 | 503.3 | 1 | Honeywell | 2023-03-01 | redacted
Low Income - Power to Save | Outdoor Coil Cleaning | 0 | 0.1 | 0 | 275 | 1 | Honeywell | 2023-03-01 | redacted
Low Income - Power to Save | HVAC Inspection | 0 | 0.17 | 0 | 268.73 | 1 | Honeywell | 2023-03-01 | redacted
Low Income - Power to Save | LED Lights | 0 | 0 | 0 | 47.6 | 1 | Honeywell | 2023-03-01 | redacted
Low Income - Power to Save | Faucet Aerators | 0 | 0 | 0.02 | 110.58 | 1 | Honeywell | 2023-03-01 | redacted
Low Income - Power to Save | Low Flow Showerhead | 0 | 0.04 | 0.1 | 504.08 | 1 | Honeywell | 2023-03-01 | redacted
Low Income - Power to Save | Weather Strip/Caulk | 0 | 0.25 | 0.09 | 503.3 | 1 | Honeywell | 2023-03-01 | redacted
Low Income - Power to Save | Outdoor Coil Cleaning | 0 | 0.1 | 0 | 275 | 1 | Honeywell | 2023-03-01 | redacted
Low Income - Power to Save | LI - DUCT | 0 | 0.4 | 0.12 | 775.77 | 1 | Honeywell | 2023-03-01 | redacted
Low Income - Power to Save | HVAC Inspection | 0 | 0.17 | 0 | 268.73 | 1 | Honeywell | 2023-03-01 | redacted
Low Income - Power to Save | LED Lights | 0 | 0 | 0 | 47.6 | 1 | Honeywell | 2023-03-01 | redacted
Low Income - Power to Save | Faucet Aerators | 0 | 0 | 0.02 | 110.58 | 1 | Honeywell | 2023-03-01 | redacted
Low Income - Power to Save | Low Flow Showerhead | 0 | 0.04 | 0.1 | 504.08 | 1 | Honeywell | 2023-03-01 | redacted
Low Income - Power to Save | Weather Strip/Caulk | 0 | 0.25 | 0.09 | 503.3 | 1 | Honeywell | 2023-03-01 | redacted
Low Income - Power to Save | Outdoor Coil Cleaning | 0 | 0.1 | 0 | 275 | 1 | Honeywell | 2023-03-01 | redacted
Low Income - Power to Save | LI - DUCT | 0 | 0.4 | 0.12 | 775.77 | 1 | Honeywell | 2023-03-01 | redacted
Low Income - Power to Save | HVAC Inspection | 0 | 0.17 | 0 | 268.73 | 1 | Honeywell | 2023-03-01 | redacted
Low Income - Power to Save | LED Lights | 0 | 0 | 0 | 47.6 | 1 | Honeywell | 2023-03-01 | redacted
Low Income - Power to Save | Faucet Aerators | 0 | 0 | 0.02 | 110.58 | 1 | Honeywell | 2023-03-01 | redacted
Low Income - Power to Save | Weather Strip/Caulk | 0 | 0.25 | 0.09 | 503.3 | 1 | Honeywell | 2023-03-01 | redacted
Low Income - Power to Save | Outdoor Coil Cleaning | 0 | 0.1 | 0 | 275 | 1 | Honeywell | 2023-03-01 | redacted
Low Income - Power to Save | LI - DUCT | 0 | 0.4 | 0.12 | 775.77 | 1 | Honeywell | 2023-03-01 | redacted
Low Income - Power to Save | HVAC Inspection | 0 | 0.17 | 0 | 268.73 | 1 | Honeywell | 2023-03-01 | redacted
Low Income - Power to Save | LED Lights | 0 | 0 | 0 | 47.6 | 1 | Honeywell | 2023-03-01 | redacted
Low Income - Power to Save | Faucet Aerators | 0 | 0 | 0.02 | 110.58 | 1 | Honeywell | 2023-03-01 | redacted
Low Income - Power to Save | Pipe Wrap | 0 | 0.01 | 0.03 | 143.65 | 1 | Honeywell | 2023-03-01 | redacted
Low Income - Power to Save | Weather Strip/Caulk | 0 | 0.25 | 0.09 | 503.3 | 1 | Honeywell | 2023-03-01 | redacted
Low Income - Power to Save | LI - DUCT | 0 | 0.4 | 0.12 | 775.77 | 1 | Honeywell | 2023-03-01 | redacted
Low Income - Power to Save | HVAC Inspection | 0 | 0.17 | 0 | 268.73 | 1 | Honeywell | 2023-03-01 | redacted
Low Income - Power to Save | LED Lights | 0 | 0 | 0 | 47.6 | 1 | Honeywell | 2023-03-01 | redacted
Low Income - Power to Save | Outdoor Coil Cleaning | 0 | 0.1 | 0 | 275 | 1 | Honeywell | 2023-03-01 | redacted
Low Income - Power to Save | HVAC Inspection | 0 | 0.17 | 0 | 268.73 | 1 | Honeywell | 2023-03-01 | redacted
Low Income - Power to Save | LED Lights | 0 | 0 | 0 | 47.6 | 1 | Honeywell | 2023-03-01 | redacted
Low Income - Power to Save | Outdoor Coil Cleaning | 0 | 0.1 | 0 | 275 | 1 | Honeywell | 2023-03-01 | redacted
Low Income - Power to Save | HVAC Inspection | 0 | 0.17 | 0 | 268.73 | 1 | Honeywell | 2023-03-01 | redacted
Low Income - Power to Save | LED Lights | 0 | 0 | 0 | 47.6 | 1 | Honeywell | 2023-03-01 | redacted
Low Income - Power to Save | Outdoor Coil Cleaning | 0 | 0.1 | 0 | 275 | 1 | Honeywell | 2023-03-01 | redacted
Low Income - Power to Save | HVAC Inspection | 0 | 0.17 | 0 | 268.73 | 1 | Honeywell | 2023-03-01 | redacted
Low Income - Power to Save | LED Lights | 0 | 0 | 0 | 47.6 | 1 | Honeywell | 2023-03-01 | redacted
Low Income - Power to Save | Faucet Aerators | 0 | 0 | 0.02 | 110.58 | 1 | Honeywell | 2023-03-01 | redacted
Low Income - Power to Save | Weather Strip/Caulk | 0 | 0.25 | 0.09 | 503.3 | 1 | Honeywell | 2023-03-01 | redacted
Low Income - Power to Save | Outdoor Coil Cleaning | 0 | 0.1 | 0 | 275 | 1 | Honeywell | 2023-03-01 | redacted
Low Income - Power to Save | LI - DUCT | 0 | 0.4 | 0.12 | 775.77 | 1 | Honeywell | 2023-03-01 | redacted
Low Income - Power to Save | HVAC Inspection | 0 | 0.17 | 0 | 268.73 | 1 | Honeywell | 2023-03-01 | redacted
Low Income - Power to Save | LED Lights | 0 | 0 | 0 | 47.6 | 1 | Honeywell | 2023-03-01 | redacted
Low Income - Power to Save | LED Lights | 0 | 0 | 0 | 47.6 | 1 | Honeywell | 2023-03-01 | redacted
Low Income - Power to Save | Faucet Aerators | 0 | 0 | 0.02 | 110.58 | 1 | Honeywell | 2023-03-01 | redacted
Low Income - Power to Save | Low Flow Showerhead | 0 | 0.04 | 0.1 | 504.08 | 1 | Honeywell | 2023-03-01 | redacted
Low Income - Power to Save | Outdoor Coil Cleaning | 0 | 0.1 | 0 | 275 | 1 | Honeywell | 2023-03-01 | redacted
Low Income - Power to Save | HVAC Inspection | 0 | 0.17 | 0 | 268.73 | 1 | Honeywell | 2023-03-01 | redacted
Low Income - Power to Save | LED Lights | 0 | 0 | 0 | 47.6 | 1 | Honeywell | 2023-03-01 | redacted
Low Income - Power to Save | Faucet Aerators | 0 | 0 | 0.02 | 110.58 | 1 | Honeywell | 2023-03-01 | redacted
Low Income - Power to Save | Pipe Wrap | 0 | 0.01 | 0.03 | 143.65 | 1 | Honeywell | 2023-03-01 | redacted
Low Income - Power to Save | Weather Strip/Caulk | 0 | 0.25 | 0.09 | 503.3 | 1 | Honeywell | 2023-03-01 | redacted
Low Income - Power to Save | Outdoor Coil Cleaning | 0 | 0.1 | 0 | 275 | 1 | Honeywell | 2023-03-01 | redacted
Low Income - Power to Save | LI - DUCT | 0 | 0.4 | 0.12 | 775.77 | 1 | Honeywell | 2023-03-01 | redacted
Low Income - Power to Save | HVAC Inspection | 0 | 0.17 | 0 | 268.73 | 1 | Honeywell | 2023-03-01 | redacted
Low Income - Power to Save | LED Lights | 0 | 0 | 0 | 47.6 | 1 | Honeywell | 2023-03-01 | redacted
Low Income - Power to Save | Faucet Aerators | 0 | 0 | 0.02 | 110.58 | 1 | Honeywell | 2023-03-01 | redacted
Low Income - Power to Save | Low Flow Showerhead | 0 | 0.04 | 0.1 | 504.08 | 1 | Honeywell | 2023-03-01 | redacted
Low Income - Power to Save | Pipe Wrap | 0 | 0.01 | 0.03 | 143.65 | 1 | Honeywell | 2023-03-01 | redacted
Low Income - Power to Save | Weather Strip/Caulk | 0 | 0.25 | 0.09 | 503.3 | 1 | Honeywell | 2023-03-01 | redacted
Low Income - Power to Save | Outdoor Coil Cleaning | 0 | 0.1 | 0 | 275 | 1 | Honeywell | 2023-03-01 | redacted
Low Income - Power to Save | LI - DUCT | 0 | 0.4 | 0.12 | 775.77 | 1 | Honeywell | 2023-03-01 | redacted
Low Income - Power to Save | HVAC Inspection | 0 | 0.17 | 0 | 268.73 | 1 | Honeywell | 2023-03-01 | redacted
Low Income - Power to Save | LED Lights | 0 | 0 | 0 | 47.6 | 1 | Honeywell | 2023-03-01 | redacted
Low Income - Power to Save | Outdoor Coil Cleaning | 0 | 0.1 | 0 | 275 | 1 | Honeywell | 2023-03-01 | redacted
Low Income - Power to Save | HVAC Inspection | 0 | 0.17 | 0 | 268.73 | 1 | Honeywell | 2023-03-01 | redacted
Low Income - Power to Save | LED Lights | 0 | 0 | 0 | 47.6 | 1 | Honeywell | 2023-03-01 | redacted
Low Income - Power to Save | Faucet Aerators | 0 | 0 | 0.02 | 110.58 | 1 | Honeywell | 2023-03-01 | redacted
Low Income - Power to Save | Low Flow Showerhead | 0 | 0.04 | 0.1 | 504.08 | 1 | Honeywell | 2023-03-01 | redacted
Low Income - Power to Save | Weather Strip/Caulk | 0 | 0.25 | 0.09 | 503.3 | 1 | Honeywell | 2023-03-01 | redacted
Low Income - Power to Save | Outdoor Coil Cleaning | 0 | 0.1 | 0 | 275 | 1 | Honeywell | 2023-03-01 | redacted
Low Income - Power to Save | LI - DUCT | 0 | 0.4 | 0.12 | 775.77 | 1 | Honeywell | 2023-03-01 | redacted
Low Income - Power to Save | HVAC Inspection | 0 | 0.17 | 0 | 268.73 | 1 | Honeywell | 2023-03-01 | redacted
Low Income - Power to Save | LED Lights | 0 | 0 | 0 | 47.6 | 1 | Honeywell | 2023-03-01 | redacted
Low Income - Power to Save | Faucet Aerators | 0 | 0 | 0.02 | 110.58 | 1 | Honeywell | 2023-03-01 | redacted
Low Income - Power to Save | Low Flow Showerhead | 0 | 0.04 | 0.1 | 504.08 | 1 | Honeywell | 2023-03-01 | redacted
Low Income - Power to Save | Outdoor Coil Cleaning | 0 | 0.1 | 0 | 275 | 1 | Honeywell | 2023-03-01 | redacted
Low Income - Power to Save | HVAC Inspection | 0 | 0.17 | 0 | 268.73 | 1 | Honeywell | 2023-03-01 | redacted
Low Income - Power to Save | LED Lights | 0 | 0 | 0 | 47.6 | 1 | Honeywell | 2023-03-01 | redacted
Low Income - Power to Save | Outdoor Coil Cleaning | 0 | 0.1 | 0 | 275 | 1 | Honeywell | 2023-03-01 | redacted
Low Income - Power to Save | HVAC Inspection | 0 | 0.17 | 0 | 268.73 | 1 | Honeywell | 2023-03-01 | redacted
Low Income - Power to Save | LED Lights | 0 | 0 | 0 | 47.6 | 1 | Honeywell | 2023-03-01 | redacted
Low Income - Power to Save | Faucet Aerators | 0 | 0 | 0.02 | 110.58 | 1 | Honeywell | 2023-03-01 | redacted
Low Income - Power to Save | Low Flow Showerhead | 0 | 0.04 | 0.1 | 504.08 | 1 | Honeywell | 2023-03-01 | redacted
Low Income - Power to Save | Weather Strip/Caulk | 0 | 0.25 | 0.09 | 503.3 | 1 | Honeywell | 2023-03-01 | redacted
Low Income - Power to Save | LED Lights | 0 | 0 | 0 | 47.6 | 1 | Honeywell | 2023-03-01 | redacted
Low Income - Power to Save | Low Flow Showerhead | 0 | 0.04 | 0.1 | 504.08 | 1 | Honeywell | 2023-03-01 | redacted
Low Income - Power to Save | Weather Strip/Caulk | 0 | 0.25 | 0.09 | 503.3 | 1 | Honeywell | 2023-03-01 | redacted
Low Income - Power to Save | Outdoor Coil Cleaning | 0 | 0.1 | 0 | 275 | 1 | Honeywell | 2023-03-01 | redacted
Low Income - Power to Save | LI - DUCT | 0 | 0.4 | 0.12 | 775.77 | 1 | Honeywell | 2023-03-01 | redacted
Low Income - Power to Save | HVAC Inspection | 0 | 0.17 | 0 | 268.73 | 1 | Honeywell | 2023-03-01 | redacted
Low Income - Power to Save | LED Lights | 0 | 0 | 0 | 47.6 | 1 | Honeywell | 2023-03-01 | redacted
Low Income - Power to Save | Faucet Aerators | 0 | 0 | 0.02 | 110.58 | 1 | Honeywell | 2023-03-01 | redacted
Low Income - Power to Save | Low Flow Showerhead | 0 | 0.04 | 0.1 | 504.08 | 1 | Honeywell | 2023-03-01 | redacted
Low Income - Power to Save | Weather Strip/Caulk | 0 | 0.25 | 0.09 | 503.3 | 1 | Honeywell | 2023-03-01 | redacted
Low Income - Power to Save | Outdoor Coil Cleaning | 0 | 0.1 | 0 | 275 | 1 | Honeywell | 2023-03-01 | redacted
Low Income - Power to Save | LI - DUCT | 0 | 0.4 | 0.12 | 775.77 | 1 | Honeywell | 2023-03-01 | redacted
Low Income - Power to Save | HVAC Inspection | 0 | 0.17 | 0 | 268.73 | 1 | Honeywell | 2023-03-01 | redacted
Low Income - Power to Save | LED Lights | 0 | 0 | 0 | 47.6 | 1 | Honeywell | 2023-03-01 | redacted
Low Income - Power to Save | Faucet Aerators | 0 | 0 | 0.02 | 110.58 | 1 | Honeywell | 2023-03-01 | redacted
Low Income - Power to Save | Low Flow Showerhead | 0 | 0.04 | 0.1 | 504.08 | 1 | Honeywell | 2023-03-01 | redacted
Low Income - Power to Save | Weather Strip/Caulk | 0 | 0.25 | 0.09 | 503.3 | 1 | Honeywell | 2023-03-01 | redacted
Low Income - Power to Save | Outdoor Coil Cleaning | 0 | 0.1 | 0 | 275 | 1 | Honeywell | 2023-03-01 | redacted
Low Income - Power to Save | LI - DUCT | 0 | 0.4 | 0.12 | 775.77 | 1 | Honeywell | 2023-03-01 | redacted
Low Income - Power to Save | HVAC Inspection | 0 | 0.17 | 0 | 268.73 | 1 | Honeywell | 2023-03-01 | redacted
Low Income - Power to Save | LED Lights | 0 | 0 | 0 | 47.6 | 1 | Honeywell | 2023-03-01 | redacted
Low Income - Power to Save | Faucet Aerators | 0 | 0 | 0.02 | 110.58 | 1 | Honeywell | 2023-03-01 | redacted
Low Income - Power to Save | Low Flow Showerhead | 0 | 0.04 | 0.1 | 504.08 | 1 | Honeywell | 2023-03-01 | redacted
Low Income - Power to Save | Weather Strip/Caulk | 0 | 0.25 | 0.09 | 503.3 | 1 | Honeywell | 2023-03-01 | redacted
Low Income - Power to Save | Outdoor Coil Cleaning | 0 | 0.1 | 0 | 275 | 1 | Honeywell | 2023-03-01 | redacted
Low Income - Power to Save | LI - DUCT | 0 | 0.4 | 0.12 | 775.77 | 1 | Honeywell | 2023-03-01 | redacted
Low Income - Power to Save | HVAC Inspection | 0 | 0.17 | 0 | 268.73 | 1 | Honeywell | 2023-03-01 | redacted
Low Income - Power to Save | LED Lights | 0 | 0 | 0 | 47.6 | 1 | Honeywell | 2023-03-01 | redacted
Low Income - Power to Save | Outdoor Coil Cleaning | 0 | 0.1 | 0 | 275 | 1 | Honeywell | 2023-03-01 | redacted
Low Income - Power to Save | HVAC Inspection | 0 | 0.17 | 0 | 268.73 | 1 | Honeywell | 2023-03-01 | redacted
Low Income - Power to Save | LED Lights | 0 | 0 | 0 | 47.6 | 1 | Honeywell | 2023-03-01 | redacted
Low Income - Power to Save | Low Flow Showerhead | 0 | 0.04 | 0.1 | 504.08 | 1 | Honeywell | 2023-03-01 | redacted
Low Income - Power to Save | Pipe Wrap | 0 | 0.01 | 0.03 | 143.65 | 1 | Honeywell | 2023-03-01 | redacted
Low Income - Power to Save | Weather Strip/Caulk | 0 | 0.25 | 0.09 | 503.3 | 1 | Honeywell | 2023-03-01 | redacted
Low Income - Power to Save | Outdoor Coil Cleaning | 0 | 0.1 | 0 | 275 | 1 | Honeywell | 2023-03-01 | redacted
Low Income - Power to Save | LI - DUCT | 0 | 0.4 | 0.12 | 775.77 | 1 | Honeywell | 2023-03-01 | redacted
Low Income - Power to Save | HVAC Inspection | 0 | 0.17 | 0 | 268.73 | 1 | Honeywell | 2023-03-01 | redacted
Low Income - Power to Save | LED Lights | 0 | 0 | 0 | 47.6 | 1 | Honeywell | 2023-03-01 | redacted
Low Income - Power to Save | Low Flow Showerhead | 0 | 0.04 | 0.1 | 504.08 | 1 | Honeywell | 2023-03-01 | redacted
Low Income - Power to Save | Outdoor Coil Cleaning | 0 | 0.1 | 0 | 275 | 1 | Honeywell | 2023-03-01 | redacted
Low Income - Power to Save | HVAC Inspection | 0 | 0.17 | 0 | 268.73 | 1 | Honeywell | 2023-03-01 | redacted
Low Income - Power to Save | LED Lights | 0 | 0 | 0 | 47.6 | 1 | Honeywell | 2023-03-01 | redacted
Low Income - Power to Save | Faucet Aerators | 0 | 0 | 0.02 | 110.58 | 1 | Honeywell | 2023-03-01 | redacted
Low Income - Power to Save | Low Flow Showerhead | 0 | 0.04 | 0.1 | 504.08 | 1 | Honeywell | 2023-03-01 | redacted
Low Income - Power to Save | Weather Strip/Caulk | 0 | 0.25 | 0.09 | 503.3 | 1 | Honeywell | 2023-03-01 | redacted
Low Income - Power to Save | LED Lights | 0 | 0 | 0 | 47.6 | 1 | Honeywell | 2023-03-01 | redacted
Low Income - Power to Save | Outdoor Coil Cleaning | 0 | 0.1 | 0 | 275 | 1 | Honeywell | 2023-03-01 | redacted
Low Income - Power to Save | HVAC Inspection | 0 | 0.17 | 0 | 268.73 | 1 | Honeywell | 2023-03-01 | redacted
Low Income - Power to Save | LED Lights | 0 | 0 | 0 | 47.6 | 1 | Honeywell | 2023-03-01 | redacted
Low Income - Power to Save | Faucet Aerators | 0 | 0 | 0.02 | 110.58 | 1 | Honeywell | 2023-03-01 | redacted
Low Income - Power to Save | Low Flow Showerhead | 0 | 0.04 | 0.1 | 504.08 | 1 | Honeywell | 2023-03-01 | redacted
Low Income - Power to Save | LED Lights | 0 | 0 | 0 | 47.6 | 1 | Honeywell | 2023-03-01 | redacted
Low Income - Power to Save | Faucet Aerators | 0 | 0 | 0.02 | 110.58 | 1 | Honeywell | 2023-03-01 | redacted
Low Income - Power to Save | Low Flow Showerhead | 0 | 0.04 | 0.1 | 504.08 | 1 | Honeywell | 2023-03-01 | redacted
Low Income - Power to Save | LED Lights | 0 | 0 | 0 | 47.6 | 1 | Honeywell | 2023-03-01 | redacted
Low Income - Power to Save | Low Flow Showerhead | 0 | 0.04 | 0.1 | 504.08 | 1 | Honeywell | 2023-03-01 | redacted
Low Income - Power to Save | Pipe Wrap | 0 | 0.01 | 0.03 | 143.65 | 1 | Honeywell | 2023-03-01 | redacted
Low Income - Power to Save | Weather Strip/Caulk | 0 | 0.25 | 0.09 | 503.3 | 1 | Honeywell | 2023-03-01 | redacted
Low Income - Power to Save | Outdoor Coil Cleaning | 0 | 0.1 | 0 | 275 | 1 | Honeywell | 2023-03-01 | redacted
Low Income - Power to Save | LI - DUCT | 0 | 0.4 | 0.12 | 775.77 | 1 | Honeywell | 2023-03-01 | redacted
Low Income - Power to Save | HVAC Inspection | 0 | 0.17 | 0 | 268.73 | 1 | Honeywell | 2023-03-01 | redacted
Low Income - Power to Save | LED Lights | 0 | 0 | 0 | 47.6 | 1 | Honeywell | 2023-03-01 | redacted
Low Income - Power to Save | Faucet Aerators | 0 | 0 | 0.02 | 110.58 | 1 | Honeywell | 2023-03-01 | redacted
Low Income - Power to Save | Low Flow Showerhead | 0 | 0.04 | 0.1 | 504.08 | 1 | Honeywell | 2023-03-01 | redacted
Low Income - Power to Save | Weather Strip/Caulk | 0 | 0.25 | 0.09 | 503.3 | 1 | Honeywell | 2023-03-01 | redacted
Low Income - Power to Save | Outdoor Coil Cleaning | 0 | 0.1 | 0 | 275 | 1 | Honeywell | 2023-03-01 | redacted
Low Income - Power to Save | LI - DUCT | 0 | 0.4 | 0.12 | 775.77 | 1 | Honeywell | 2023-03-01 | redacted
Low Income - Power to Save | HVAC Inspection | 0 | 0.17 | 0 | 268.73 | 1 | Honeywell | 2023-03-01 | redacted
Low Income - Power to Save | LED Lights | 0 | 0 | 0 | 47.6 | 1 | Honeywell | 2023-03-01 | redacted
Low Income - Power to Save | Faucet Aerators | 0 | 0 | 0.02 | 110.58 | 1 | Honeywell | 2023-03-01 | redacted
Low Income - Power to Save | Low Flow Showerhead | 0 | 0.04 | 0.1 | 504.08 | 1 | Honeywell | 2023-03-01 | redacted
Low Income - Power to Save | LED Lights | 0 | 0 | 0 | 47.6 | 1 | Honeywell | 2023-03-01 | redacted
Low Income - Power to Save | Faucet Aerators | 0 | 0 | 0.02 | 110.58 | 1 | Honeywell | 2023-03-01 | redacted
Low Income - Power to Save | Low Flow Showerhead | 0 | 0.04 | 0.1 | 504.08 | 1 | Honeywell | 2023-03-01 | redacted
Low Income - Power to Save | Weather Strip/Caulk | 0 | 0.25 | 0.09 | 503.3 | 1 | Honeywell | 2023-03-01 | redacted
Low Income - Power to Save | Outdoor Coil Cleaning | 0 | 0.1 | 0 | 275 | 1 | Honeywell | 2023-03-01 | redacted
Low Income - Power to Save | LI - DUCT | 0 | 0.4 | 0.12 | 775.77 | 1 | Honeywell | 2023-03-01 | redacted
Low Income - Power to Save | HVAC Inspection | 0 | 0.17 | 0 | 268.73 | 1 | Honeywell | 2023-03-01 | redacted
Low Income - Power to Save | LED Lights | 0 | 0 | 0 | 47.6 | 1 | Honeywell | 2023-03-01 | redacted
Low Income - Power to Save | Low Flow Showerhead | 0 | 0.04 | 0.1 | 504.08 | 1 | Honeywell | 2023-03-01 | redacted
Low Income - Power to Save | Weather Strip/Caulk | 0 | 0.25 | 0.09 | 503.3 | 1 | Honeywell | 2023-03-01 | redacted
Low Income - Power to Save | Outdoor Coil Cleaning | 0 | 0.1 | 0 | 275 | 1 | Honeywell | 2023-03-01 | redacted
Low Income - Power to Save | LI - DUCT | 0 | 0.4 | 0.12 | 775.77 | 1 | Honeywell | 2023-03-01 | redacted
Low Income - Power to Save | HVAC Inspection | 0 | 0.17 | 0 | 268.73 | 1 | Honeywell | 2023-03-01 | redacted
Low Income - Power to Save | LED Lights | 0 | 0 | 0 | 47.6 | 1 | Honeywell | 2023-03-01 | redacted
Low Income - Power to Save | Faucet Aerators | 0 | 0 | 0.02 | 110.58 | 1 | Honeywell | 2023-03-01 | redacted
Low Income - Power to Save | Weather Strip/Caulk | 0 | 0.25 | 0.09 | 503.3 | 1 | Honeywell | 2023-03-01 | redacted
Low Income - Power to Save | Outdoor Coil Cleaning | 0 | 0.1 | 0 | 275 | 1 | Honeywell | 2023-03-01 | redacted
Low Income - Power to Save | LI - DUCT | 0 | 0.4 | 0.12 | 775.77 | 1 | Honeywell | 2023-03-01 | redacted
Low Income - Power to Save | HVAC Inspection | 0 | 0.17 | 0 | 268.73 | 1 | Honeywell | 2023-03-01 | redacted
Low Income - Power to Save | LED Lights | 0 | 0 | 0 | 47.6 | 1 | Honeywell | 2023-03-01 | redacted
Low Income - Power to Save | Faucet Aerators | 0 | 0 | 0.02 | 110.58 | 1 | Honeywell | 2023-03-01 | redacted
Low Income - Power to Save | Low Flow Showerhead | 0 | 0.04 | 0.1 | 504.08 | 1 | Honeywell | 2023-03-01 | redacted
Low Income - Power to Save | Pipe Wrap | 0 | 0.01 | 0.03 | 143.65 | 1 | Honeywell | 2023-03-01 | redacted
Low Income - Power to Save | Weather Strip/Caulk | 0 | 0.25 | 0.09 | 503.3 | 1 | Honeywell | 2023-03-01 | redacted
Low Income - Power to Save | Outdoor Coil Cleaning | 0 | 0.1 | 0 | 275 | 1 | Honeywell | 2023-03-01 | redacted
Low Income - Power to Save | LI - DUCT | 0 | 0.4 | 0.12 | 775.77 | 1 | Honeywell | 2023-03-01 | redacted
Low Income - Power to Save | HVAC Inspection | 0 | 0.17 | 0 | 268.73 | 1 | Honeywell | 2023-03-01 | redacted
Low Income - Power to Save | LED Lights | 0 | 0 | 0 | 47.6 | 1 | Honeywell | 2023-03-01 | redacted
Low Income - Power to Save | Faucet Aerators | 0 | 0 | 0.02 | 110.58 | 1 | Honeywell | 2023-03-01 | redacted
Low Income - Power to Save | Low Flow Showerhead | 0 | 0.04 | 0.1 | 504.08 | 1 | Honeywell | 2023-03-01 | redacted
Low Income - Power to Save | LED Lights | 0 | 0 | 0 | 47.6 | 1 | Honeywell | 2023-03-01 | redacted
Low Income - Power to Save | LED Lights | 0 | 0 | 0 | 47.6 | 1 | Honeywell | 2023-03-01 | redacted
Low Income - Power to Save | Low Flow Showerhead | 0 | 0.04 | 0.1 | 504.08 | 1 | Honeywell | 2023-03-01 | redacted
Low Income - Power to Save | Pipe Wrap | 0 | 0.01 | 0.03 | 143.65 | 1 | Honeywell | 2023-03-01 | redacted
Low Income - Power to Save | Weather Strip/Caulk | 0 | 0.25 | 0.09 | 503.3 | 1 | Honeywell | 2023-03-01 | redacted
Low Income - Power to Save | Outdoor Coil Cleaning | 0 | 0.1 | 0 | 275 | 1 | Honeywell | 2023-03-01 | redacted
Low Income - Power to Save | HVAC Inspection | 0 | 0.17 | 0 | 268.73 | 1 | Honeywell | 2023-03-01 | redacted
Low Income - Power to Save | LED Lights | 0 | 0 | 0 | 47.6 | 1 | Honeywell | 2023-03-01 | redacted
Low Income - Power to Save | Faucet Aerators | 0 | 0 | 0.02 | 110.58 | 1 | Honeywell | 2023-03-01 | redacted
Low Income - Power to Save | Low Flow Showerhead | 0 | 0.04 | 0.1 | 504.08 | 1 | Honeywell | 2023-03-01 | redacted
Low Income - Power to Save | LED Lights | 0 | 0 | 0 | 47.6 | 1 | Honeywell | 2023-03-01 | redacted
Low Income - Power to Save | Faucet Aerators | 0 | 0 | 0.02 | 110.58 | 1 | Honeywell | 2023-03-01 | redacted
Low Income - Power to Save | Low Flow Showerhead | 0 | 0.04 | 0.1 | 504.08 | 1 | Honeywell | 2023-03-01 | redacted
Low Income - Power to Save | Pipe Wrap | 0 | 0.01 | 0.03 | 143.65 | 1 | Honeywell | 2023-03-01 | redacted
Low Income - Power to Save | Weather Strip/Caulk | 0 | 0.25 | 0.09 | 503.3 | 1 | Honeywell | 2023-03-01 | redacted
Low Income - Power to Save | Outdoor Coil Cleaning | 0 | 0.1 | 0 | 275 | 1 | Honeywell | 2023-03-01 | redacted
Low Income - Power to Save | LI - DUCT | 0 | 0.4 | 0.12 | 775.77 | 1 | Honeywell | 2023-03-01 | redacted
Low Income - Power to Save | HVAC Inspection | 0 | 0.17 | 0 | 268.73 | 1 | Honeywell | 2023-03-01 | redacted
Low Income - Power to Save | LED Lights | 0 | 0 | 0 | 47.6 | 1 | Honeywell | 2023-03-01 | redacted
Low Income - Power to Save | Faucet Aerators | 0 | 0 | 0.02 | 110.58 | 1 | Honeywell | 2023-03-01 | redacted
Low Income - Power to Save | Low Flow Showerhead | 0 | 0.04 | 0.1 | 504.08 | 1 | Honeywell | 2023-03-01 | redacted
Low Income - Power to Save | Weather Strip/Caulk | 0 | 0.25 | 0.09 | 503.3 | 1 | Honeywell | 2023-03-01 | redacted
Low Income - Power to Save | Outdoor Coil Cleaning | 0 | 0.1 | 0 | 275 | 1 | Honeywell | 2023-03-01 | redacted
Low Income - Power to Save | LI - DUCT | 0 | 0.4 | 0.12 | 775.77 | 1 | Honeywell | 2023-03-01 | redacted
Low Income - Power to Save | HVAC Inspection | 0 | 0.17 | 0 | 268.73 | 1 | Honeywell | 2023-03-01 | redacted
Low Income - Power to Save | LED Lights | 0 | 0 | 0 | 47.6 | 1 | Honeywell | 2023-03-01 | redacted
Low Income - Power to Save | Faucet Aerators | 0 | 0 | 0.02 | 110.58 | 1 | Honeywell | 2023-03-01 | redacted
Low Income - Power to Save | Low Flow Showerhead | 0 | 0.04 | 0.1 | 504.08 | 1 | Honeywell | 2023-03-01 | redacted
Low Income - Power to Save | Pipe Wrap | 0 | 0.01 | 0.03 | 143.65 | 1 | Honeywell | 2023-03-01 | redacted
Low Income - Power to Save | Weather Strip/Caulk | 0 | 0.25 | 0.09 | 503.3 | 1 | Honeywell | 2023-03-01 | redacted
Low Income - Power to Save | Outdoor Coil Cleaning | 0 | 0.1 | 0 | 275 | 1 | Honeywell | 2023-03-01 | redacted
Low Income - Power to Save | LI - DUCT | 0 | 0.4 | 0.12 | 775.77 | 1 | Honeywell | 2023-03-01 | redacted
Low Income - Power to Save | HVAC Inspection | 0 | 0.17 | 0 | 268.73 | 1 | Honeywell | 2023-03-01 | redacted
Low Income - Power to Save | LED Lights | 0 | 0 | 0 | 47.6 | 1 | Honeywell | 2023-03-01 | redacted
Low Income - Power to Save | Faucet Aerators | 0 | 0 | 0.02 | 110.58 | 1 | Honeywell | 2023-03-01 | redacted
Low Income - Power to Save | Low Flow Showerhead | 0 | 0.04 | 0.1 | 504.08 | 1 | Honeywell | 2023-03-01 | redacted
Low Income - Power to Save | Outdoor Coil Cleaning | 0 | 0.1 | 0 | 275 | 1 | Honeywell | 2023-03-01 | redacted
Low Income - Power to Save | HVAC Inspection | 0 | 0.17 | 0 | 268.73 | 1 | Honeywell | 2023-03-01 | redacted
Low Income - Power to Save | LED Lights | 0 | 0 | 0 | 47.6 | 1 | Honeywell | 2023-03-01 | redacted
Low Income - Power to Save | Faucet Aerators | 0 | 0 | 0.02 | 110.58 | 1 | Honeywell | 2023-03-01 | redacted
Low Income - Power to Save | Pipe Wrap | 0 | 0.01 | 0.03 | 143.65 | 1 | Honeywell | 2023-03-01 | redacted
Low Income - Power to Save | Weather Strip/Caulk | 0 | 0.25 | 0.09 | 503.3 | 1 | Honeywell | 2023-03-01 | redacted
Low Income - Power to Save | Outdoor Coil Cleaning | 0 | 0.1 | 0 | 275 | 1 | Honeywell | 2023-03-01 | redacted
Low Income - Power to Save | LI - DUCT | 0 | 0.4 | 0.12 | 775.77 | 1 | Honeywell | 2023-03-01 | redacted
Low Income - Power to Save | HVAC Inspection | 0 | 0.17 | 0 | 268.73 | 1 | Honeywell | 2023-03-01 | redacted
Low Income - Power to Save | LED Lights | 0 | 0 | 0 | 47.6 | 1 | Honeywell | 2023-03-01 | redacted
Low Income - Power to Save | Low Flow Showerhead | 0 | 0.04 | 0.1 | 504.08 | 1 | Honeywell | 2023-03-01 | redacted
Low Income - Power to Save | Weather Strip/Caulk | 0 | 0.25 | 0.09 | 503.3 | 1 | Honeywell | 2023-03-01 | redacted
Low Income - Power to Save | Outdoor Coil Cleaning | 0 | 0.1 | 0 | 275 | 1 | Honeywell | 2023-03-01 | redacted
Low Income - Power to Save | LI - DUCT | 0 | 0.4 | 0.12 | 775.77 | 1 | Honeywell | 2023-03-01 | redacted
Low Income - Power to Save | HVAC Inspection | 0 | 0.17 | 0 | 268.73 | 1 | Honeywell | 2023-03-01 | redacted
Low Income - Power to Save | LED Lights | 0 | 0 | 0 | 47.6 | 1 | Honeywell | 2023-03-01 | redacted
Low Income - Power to Save | Faucet Aerators | 0 | 0 | 0.02 | 110.58 | 1 | Honeywell | 2023-03-01 | redacted
Low Income - Power to Save | Low Flow Showerhead | 0 | 0.04 | 0.1 | 504.08 | 1 | Honeywell | 2023-03-01 | redacted
Low Income - Power to Save | Weather Strip/Caulk | 0 | 0.25 | 0.09 | 503.3 | 1 | Honeywell | 2023-03-01 | redacted
Low Income - Power to Save | LED Lights | 0 | 0 | 0 | 47.6 | 1 | Honeywell | 2023-03-01 | redacted
Low Income - Power to Save | Faucet Aerators | 0 | 0 | 0.02 | 110.58 | 1 | Honeywell | 2023-03-01 | redacted
Low Income - Power to Save | Low Flow Showerhead | 0 | 0.04 | 0.1 | 504.08 | 1 | Honeywell | 2023-03-01 | redacted
Low Income - Power to Save | Pipe Wrap | 0 | 0.01 | 0.03 | 143.65 | 1 | Honeywell | 2023-03-01 | redacted
Low Income - Power to Save | Weather Strip/Caulk | 0 | 0.25 | 0.09 | 503.3 | 1 | Honeywell | 2023-03-01 | redacted
Low Income - Power to Save | Outdoor Coil Cleaning | 0 | 0.1 | 0 | 275 | 1 | Honeywell | 2023-03-01 | redacted
Low Income - Power to Save | LI - DUCT | 0 | 0.4 | 0.12 | 775.77 | 1 | Honeywell | 2023-03-01 | redacted
Low Income - Power to Save | HVAC Inspection | 0 | 0.17 | 0 | 268.73 | 1 | Honeywell | 2023-03-01 | redacted
Low Income - Power to Save | LED Lights | 0 | 0 | 0 | 47.6 | 1 | Honeywell | 2023-03-01 | redacted
Low Income - Power to Save | Low Flow Showerhead | 0 | 0.04 | 0.1 | 504.08 | 1 | Honeywell | 2023-03-01 | redacted
Low Income - Power to Save | Pipe Wrap | 0 | 0.01 | 0.03 | 143.65 | 1 | Honeywell | 2023-03-01 | redacted
Low Income - Power to Save | Weather Strip/Caulk | 0 | 0.25 | 0.09 | 503.3 | 1 | Honeywell | 2023-03-01 | redacted
Low Income - Power to Save | Outdoor Coil Cleaning | 0 | 0.1 | 0 | 275 | 1 | Honeywell | 2023-03-01 | redacted
Low Income - Power to Save | LI - DUCT | 0 | 0.4 | 0.12 | 775.77 | 1 | Honeywell | 2023-03-01 | redacted
Low Income - Power to Save | HVAC Inspection | 0 | 0.17 | 0 | 268.73 | 1 | Honeywell | 2023-03-01 | redacted
Low Income - Power to Save | LED Lights | 0 | 0 | 0 | 47.6 | 1 | Honeywell | 2023-03-01 | redacted
Low Income - Power to Save | Faucet Aerators | 0 | 0 | 0.02 | 110.58 | 1 | Honeywell | 2023-03-01 | redacted
Low Income - Power to Save | Low Flow Showerhead | 0 | 0.04 | 0.1 | 504.08 | 1 | Honeywell | 2023-03-01 | redacted
Low Income - Power to Save | LED Lights | 0 | 0 | 0 | 47.6 | 1 | Honeywell | 2023-03-01 | redacted
Low Income - Power to Save | Faucet Aerators | 0 | 0 | 0.02 | 110.58 | 1 | Honeywell | 2023-03-01 | redacted
Low Income - Power to Save | Low Flow Showerhead | 0 | 0.04 | 0.1 | 504.08 | 1 | Honeywell | 2023-03-01 | redacted
Low Income - Power to Save | LED Lights | 0 | 0 | 0 | 47.6 | 1 | Honeywell | 2023-03-01 | redacted
Low Income - Power to Save | Faucet Aerators | 0 | 0 | 0.02 | 110.58 | 1 | Honeywell | 2023-03-01 | redacted
Low Income - Power to Save | Low Flow Showerhead | 0 | 0.04 | 0.1 | 504.08 | 1 | Honeywell | 2023-03-01 | redacted
Low Income - Power to Save | Pipe Wrap | 0 | 0.01 | 0.03 | 143.65 | 1 | Honeywell | 2023-03-01 | redacted
Low Income - Power to Save | Weather Strip/Caulk | 0 | 0.25 | 0.09 | 503.3 | 1 | Honeywell | 2023-03-01 | redacted
Low Income - Power to Save | Outdoor Coil Cleaning | 0 | 0.1 | 0 | 275 | 1 | Honeywell | 2023-03-01 | redacted
Low Income - Power to Save | LI - DUCT | 0 | 0.4 | 0.12 | 775.77 | 1 | Honeywell | 2023-03-01 | redacted
Low Income - Power to Save | HVAC Inspection | 0 | 0.17 | 0 | 268.73 | 1 | Honeywell | 2023-03-01 | redacted
Low Income - Power to Save | LED Lights | 0 | 0 | 0 | 47.6 | 1 | Honeywell | 2023-03-01 | redacted
Low Income - Power to Save | Faucet Aerators | 0 | 0 | 0.02 | 110.58 | 1 | Honeywell | 2023-03-01 | redacted
Low Income - Power to Save | Low Flow Showerhead | 0 | 0.04 | 0.1 | 504.08 | 1 | Honeywell | 2023-03-01 | redacted
Low Income - Power to Save | Weather Strip/Caulk | 0 | 0.25 | 0.09 | 503.3 | 1 | Honeywell | 2023-03-01 | redacted
Low Income - Power to Save | Outdoor Coil Cleaning | 0 | 0.1 | 0 | 275 | 1 | Honeywell | 2023-03-01 | redacted
Low Income - Power to Save | LI - DUCT | 0 | 0.4 | 0.12 | 775.77 | 1 | Honeywell | 2023-03-01 | redacted
Low Income - Power to Save | HVAC Inspection | 0 | 0.17 | 0 | 268.73 | 1 | Honeywell | 2023-03-01 | redacted
Low Income - Power to Save | LED Lights | 0 | 0 | 0 | 47.6 | 1 | Honeywell | 2023-03-01 | redacted
Low Income - Power to Save | Pipe Wrap | 0 | 0.01 | 0.03 | 143.65 | 1 | Honeywell | 2023-03-01 | redacted
Low Income - Power to Save | Weather Strip/Caulk | 0 | 0.25 | 0.09 | 503.3 | 1 | Honeywell | 2023-03-01 | redacted
Low Income - Power to Save | Outdoor Coil Cleaning | 0 | 0.1 | 0 | 275 | 1 | Honeywell | 2023-03-01 | redacted
Low Income - Power to Save | LI - DUCT | 0 | 0.4 | 0.12 | 775.77 | 1 | Honeywell | 2023-03-01 | redacted
Low Income - Power to Save | HVAC Inspection | 0 | 0.17 | 0 | 268.73 | 1 | Honeywell | 2023-03-01 | redacted
Low Income - Power to Save | LED Lights | 0 | 0 | 0 | 47.6 | 1 | Honeywell | 2023-03-01 | redacted
Low Income - Power to Save | Low Flow Showerhead | 0 | 0.04 | 0.1 | 504.08 | 1 | Honeywell | 2023-03-01 | redacted
Low Income - Power to Save | Pipe Wrap | 0 | 0.01 | 0.03 | 143.65 | 1 | Honeywell | 2023-03-01 | redacted
Low Income - Power to Save | Weather Strip/Caulk | 0 | 0.25 | 0.09 | 503.3 | 1 | Honeywell | 2023-03-01 | redacted
Low Income - Power to Save | Outdoor Coil Cleaning | 0 | 0.1 | 0 | 275 | 1 | Honeywell | 2023-03-01 | redacted
Low Income - Power to Save | LI - DUCT | 0 | 0.4 | 0.12 | 775.77 | 1 | Honeywell | 2023-03-01 | redacted
Low Income - Power to Save | HVAC Inspection | 0 | 0.17 | 0 | 268.73 | 1 | Honeywell | 2023-03-01 | redacted
Low Income - Power to Save | LED Lights | 0 | 0 | 0 | 47.6 | 1 | Honeywell | 2023-03-01 | redacted
Low Income - Power to Save | Faucet Aerators | 0 | 0 | 0.02 | 110.58 | 1 | Honeywell | 2023-03-01 | redacted
Low Income - Power to Save | Low Flow Showerhead | 0 | 0.04 | 0.1 | 504.08 | 1 | Honeywell | 2023-03-01 | redacted
Low Income - Power to Save | Pipe Wrap | 0 | 0.01 | 0.03 | 143.65 | 1 | Honeywell | 2023-03-01 | redacted
Low Income - Power to Save | Weather Strip/Caulk | 0 | 0.25 | 0.09 | 503.3 | 1 | Honeywell | 2023-03-01 | redacted
Low Income - Power to Save | Outdoor Coil Cleaning | 0 | 0.1 | 0 | 275 | 1 | Honeywell | 2023-03-01 | redacted
Low Income - Power to Save | LI - DUCT | 0 | 0.4 | 0.12 | 775.77 | 1 | Honeywell | 2023-03-01 | redacted
Low Income - Power to Save | HVAC Inspection | 0 | 0.17 | 0 | 268.73 | 1 | Honeywell | 2023-03-01 | redacted
Low Income - Power to Save | LED Lights | 0 | 0 | 0 | 47.6 | 1 | Honeywell | 2023-03-01 | redacted
Low Income - Power to Save | Faucet Aerators | 0 | 0 | 0.02 | 110.58 | 1 | Honeywell | 2023-03-01 | redacted
Low Income - Power to Save | Pipe Wrap | 0 | 0.01 | 0.03 | 143.65 | 1 | Honeywell | 2023-03-01 | redacted
Low Income - Power to Save | Weather Strip/Caulk | 0 | 0.25 | 0.09 | 503.3 | 1 | Honeywell | 2023-03-01 | redacted
Low Income - Power to Save | Outdoor Coil Cleaning | 0 | 0.1 | 0 | 275 | 1 | Honeywell | 2023-03-01 | redacted
Low Income - Power to Save | LI - DUCT | 0 | 0.4 | 0.12 | 775.77 | 1 | Honeywell | 2023-03-01 | redacted
Low Income - Power to Save | HVAC Inspection | 0 | 0.17 | 0 | 268.73 | 1 | Honeywell | 2023-03-01 | redacted
Low Income - Power to Save | LED Lights | 0 | 0 | 0 | 47.6 | 1 | Honeywell | 2023-03-01 | redacted
Low Income - Power to Save | Faucet Aerators | 0 | 0 | 0.02 | 110.58 | 1 | Honeywell | 2023-03-01 | redacted
Low Income - Power to Save | Low Flow Showerhead | 0 | 0.04 | 0.1 | 504.08 | 1 | Honeywell | 2023-03-01 | redacted
Low Income - Power to Save | Outdoor Coil Cleaning | 0 | 0.1 | 0 | 275 | 1 | Honeywell | 2023-03-01 | redacted
Low Income - Power to Save | LI - DUCT | 0 | 0.4 | 0.12 | 775.77 | 1 | Honeywell | 2023-03-01 | redacted
Low Income - Power to Save | HVAC Inspection | 0 | 0.17 | 0 | 268.73 | 1 | Honeywell | 2023-03-01 | redacted
Low Income - Power to Save | LED Lights | 0 | 0 | 0 | 47.6 | 1 | Honeywell | 2023-03-01 | redacted
Low Income - Power to Save | Faucet Aerators | 0 | 0 | 0.02 | 110.58 | 1 | Honeywell | 2023-03-01 | redacted
Low Income - Power to Save | Low Flow Showerhead | 0 | 0.04 | 0.1 | 504.08 | 1 | Honeywell | 2023-03-01 | redacted
Low Income - Power to Save | Weather Strip/Caulk | 0 | 0.25 | 0.09 | 503.3 | 1 | Honeywell | 2023-03-01 | redacted
Low Income - Power to Save | Outdoor Coil Cleaning | 0 | 0.1 | 0 | 275 | 1 | Honeywell | 2023-03-01 | redacted
Low Income - Power to Save | LI - DUCT | 0 | 0.4 | 0.12 | 775.77 | 1 | Honeywell | 2023-03-01 | redacted
Low Income - Power to Save | HVAC Inspection | 0 | 0.17 | 0 | 268.73 | 1 | Honeywell | 2023-03-01 | redacted
Low Income - Power to Save | LED Lights | 0 | 0 | 0 | 47.6 | 1 | Honeywell | 2023-03-01 | redacted
Low Income - Power to Save | Low Flow Showerhead | 0 | 0.04 | 0.1 | 504.08 | 1 | Honeywell | 2023-03-01 | redacted
Low Income - Power to Save | LED Lights | 0 | 0 | 0 | 47.6 | 1 | Honeywell | 2023-03-01 | redacted
Low Income - Power to Save | Faucet Aerators | 0 | 0 | 0.02 | 110.58 | 1 | Honeywell | 2023-03-01 | redacted
Low Income - Power to Save | Pipe Wrap | 0 | 0.01 | 0.03 | 143.65 | 1 | Honeywell | 2023-03-01 | redacted
Low Income - Power to Save | Weather Strip/Caulk | 0 | 0.25 | 0.09 | 503.3 | 1 | Honeywell | 2023-03-01 | redacted
Low Income - Power to Save | Outdoor Coil Cleaning | 0 | 0.1 | 0 | 275 | 1 | Honeywell | 2023-03-01 | redacted
Low Income - Power to Save | LI - DUCT | 0 | 0.4 | 0.12 | 775.77 | 1 | Honeywell | 2023-03-01 | redacted
Low Income - Power to Save | HVAC Inspection | 0 | 0.17 | 0 | 268.73 | 1 | Honeywell | 2023-03-01 | redacted
Low Income - Power to Save | LED Lights | 0 | 0 | 0 | 47.6 | 1 | Honeywell | 2023-03-01 | redacted
Low Income - Power to Save | Faucet Aerators | 0 | 0 | 0.02 | 110.58 | 1 | Honeywell | 2023-03-01 | redacted
Low Income - Power to Save | Low Flow Showerhead | 0 | 0.04 | 0.1 | 504.08 | 1 | Honeywell | 2023-03-01 | redacted
Low Income - Power to Save | Pipe Wrap | 0 | 0.01 | 0.03 | 143.65 | 1 | Honeywell | 2023-03-01 | redacted
Low Income - Power to Save | Outdoor Coil Cleaning | 0 | 0.1 | 0 | 275 | 1 | Honeywell | 2023-03-01 | redacted
Low Income - Power to Save | LI - DUCT | 0 | 0.4 | 0.12 | 775.77 | 1 | Honeywell | 2023-03-01 | redacted
Low Income - Power to Save | HVAC Inspection | 0 | 0.17 | 0 | 268.73 | 1 | Honeywell | 2023-03-01 | redacted
Low Income - Power to Save | LED Lights | 0 | 0 | 0 | 47.6 | 1 | Honeywell | 2023-03-01 | redacted
Low Income - Power to Save | Outdoor Coil Cleaning | 0 | 0.1 | 0 | 275 | 1 | Honeywell | 2023-03-01 | redacted
Low Income - Power to Save | HVAC Inspection | 0 | 0.17 | 0 | 268.73 | 1 | Honeywell | 2023-03-01 | redacted
Low Income - Power to Save | LED Lights | 0 | 0 | 0 | 47.6 | 1 | Honeywell | 2023-03-01 | redacted
Low Income - Power to Save | Faucet Aerators | 0 | 0 | 0.02 | 110.58 | 1 | Honeywell | 2023-03-01 | redacted
Low Income - Power to Save | Low Flow Showerhead | 0 | 0.04 | 0.1 | 504.08 | 1 | Honeywell | 2023-03-01 | redacted
Low Income - Power to Save | Weather Strip/Caulk | 0 | 0.25 | 0.09 | 503.3 | 1 | Honeywell | 2023-03-01 | redacted
Low Income - Power to Save | Outdoor Coil Cleaning | 0 | 0.1 | 0 | 275 | 1 | Honeywell | 2023-03-01 | redacted
Low Income - Power to Save | LI - DUCT | 0 | 0.4 | 0.12 | 775.77 | 1 | Honeywell | 2023-03-01 | redacted
Low Income - Power to Save | LED Lights | 0 | 0 | 0 | 47.6 | 1 | Honeywell | 2023-03-01 | redacted
Low Income - Power to Save | Weather Strip/Caulk | 0 | 0.25 | 0.09 | 503.3 | 1 | Honeywell | 2023-03-01 | redacted
Low Income - Power to Save | Outdoor Coil Cleaning | 0 | 0.1 | 0 | 275 | 1 | Honeywell | 2023-03-01 | redacted
Low Income - Power to Save | LI - DUCT | 0 | 0.4 | 0.12 | 775.77 | 1 | Honeywell | 2023-03-01 | redacted
Low Income - Power to Save | HVAC Inspection | 0 | 0.17 | 0 | 268.73 | 1 | Honeywell | 2023-03-01 | redacted
Low Income - Power to Save | LED Lights | 0 | 0 | 0 | 47.6 | 1 | Honeywell | 2023-03-01 | redacted
Low Income - Power to Save | Weather Strip/Caulk | 0 | 0.25 | 0.09 | 503.3 | 1 | Honeywell | 2023-03-01 | redacted
Low Income - Power to Save | LED Lights | 0 | 0 | 0 | 47.6 | 1 | Honeywell | 2023-03-01 | redacted
Low Income - Power to Save | Low Flow Showerhead | 0 | 0.04 | 0.1 | 504.08 | 1 | Honeywell | 2023-03-01 | redacted
Low Income - Power to Save | Pipe Wrap | 0 | 0.01 | 0.03 | 143.65 | 1 | Honeywell | 2023-03-01 | redacted
Low Income - Power to Save | Weather Strip/Caulk | 0 | 0.25 | 0.09 | 503.3 | 1 | Honeywell | 2023-03-01 | redacted
Low Income - Power to Save | Outdoor Coil Cleaning | 0 | 0.1 | 0 | 275 | 1 | Honeywell | 2023-03-01 | redacted
Low Income - Power to Save | LI - DUCT | 0 | 0.4 | 0.12 | 775.77 | 1 | Honeywell | 2023-03-01 | redacted
Low Income - Power to Save | HVAC Inspection | 0 | 0.17 | 0 | 268.73 | 1 | Honeywell | 2023-03-01 | redacted
Low Income - Power to Save | LED Lights | 0 | 0 | 0 | 47.6 | 1 | Honeywell | 2023-03-01 | redacted
Low Income - Power to Save | Faucet Aerators | 0 | 0 | 0.02 | 110.58 | 1 | Honeywell | 2023-03-01 | redacted
Low Income - Power to Save | Low Flow Showerhead | 0 | 0.04 | 0.1 | 504.08 | 1 | Honeywell | 2023-03-01 | redacted
Low Income - Power to Save | Pipe Wrap | 0 | 0.01 | 0.03 | 143.65 | 1 | Honeywell | 2023-03-01 | redacted
Low Income - Power to Save | Weather Strip/Caulk | 0 | 0.25 | 0.09 | 503.3 | 1 | Honeywell | 2023-03-01 | redacted
Low Income - Power to Save | Outdoor Coil Cleaning | 0 | 0.1 | 0 | 275 | 1 | Honeywell | 2023-03-01 | redacted
Low Income - Power to Save | LI - DUCT | 0 | 0.4 | 0.12 | 775.77 | 1 | Honeywell | 2023-03-01 | redacted
Low Income - Power to Save | HVAC Inspection | 0 | 0.17 | 0 | 268.73 | 1 | Honeywell | 2023-03-01 | redacted
Low Income - Power to Save | LED Lights | 0 | 0 | 0 | 47.6 | 1 | Honeywell | 2023-03-01 | redacted
Low Income - Power to Save | Faucet Aerators | 0 | 0 | 0.02 | 110.58 | 1 | Honeywell | 2023-03-01 | redacted
Low Income - Power to Save | Weather Strip/Caulk | 0 | 0.25 | 0.09 | 503.3 | 1 | Honeywell | 2023-03-01 | redacted
Low Income - Power to Save | Outdoor Coil Cleaning | 0 | 0.1 | 0 | 275 | 1 | Honeywell | 2023-03-01 | redacted
Low Income - Power to Save | LI - DUCT | 0 | 0.4 | 0.12 | 775.77 | 1 | Honeywell | 2023-03-01 | redacted
Low Income - Power to Save | HVAC Inspection | 0 | 0.17 | 0 | 268.73 | 1 | Honeywell | 2023-03-01 | redacted
Low Income - Power to Save | LED Lights | 0 | 0 | 0 | 47.6 | 1 | Honeywell | 2023-03-01 | redacted
Low Income - Power to Save | Faucet Aerators | 0 | 0 | 0.02 | 110.58 | 1 | Honeywell | 2023-03-01 | redacted
Low Income - Power to Save | Low Flow Showerhead | 0 | 0.04 | 0.1 | 504.08 | 1 | Honeywell | 2023-03-01 | redacted
Low Income - Power to Save | Outdoor Coil Cleaning | 0 | 0.1 | 0 | 275 | 1 | Honeywell | 2023-03-01 | redacted
Low Income - Power to Save | HVAC Inspection | 0 | 0.17 | 0 | 268.73 | 1 | Honeywell | 2023-03-01 | redacted
Low Income - Power to Save | LED Lights | 0 | 0 | 0 | 47.6 | 1 | Honeywell | 2023-03-01 | redacted
Low Income - Power to Save | Weather Strip/Caulk | 0 | 0.25 | 0.09 | 503.3 | 1 | Honeywell | 2023-03-01 | redacted
Low Income - Power to Save | Outdoor Coil Cleaning | 0 | 0.1 | 0 | 275 | 1 | Honeywell | 2023-03-01 | redacted
Low Income - Power to Save | LI - DUCT | 0 | 0.4 | 0.12 | 775.77 | 1 | Honeywell | 2023-03-01 | redacted
Low Income - Power to Save | HVAC Inspection | 0 | 0.17 | 0 | 268.73 | 1 | Honeywell | 2023-03-01 | redacted
Low Income - Power to Save | LED Lights | 0 | 0 | 0 | 47.6 | 1 | Honeywell | 2023-03-01 | redacted
Low Income - Power to Save | Pipe Wrap | 0 | 0.01 | 0.03 | 143.65 | 1 | Honeywell | 2023-03-01 | redacted
Low Income - Power to Save | Weather Strip/Caulk | 0 | 0.25 | 0.09 | 503.3 | 1 | Honeywell | 2023-03-01 | redacted
Low Income - Power to Save | Outdoor Coil Cleaning | 0 | 0.1 | 0 | 275 | 1 | Honeywell | 2023-03-01 | redacted
Low Income - Power to Save | LI - DUCT | 0 | 0.4 | 0.12 | 775.77 | 1 | Honeywell | 2023-03-01 | redacted
Low Income - Power to Save | HVAC Inspection | 0 | 0.17 | 0 | 268.73 | 1 | Honeywell | 2023-03-01 | redacted
Low Income - Power to Save | LED Lights | 0 | 0 | 0 | 47.6 | 1 | Honeywell | 2023-03-01 | redacted
Low Income - Power to Save | Faucet Aerators | 0 | 0 | 0.02 | 110.58 | 1 | Honeywell | 2023-03-01 | redacted
Low Income - Power to Save | Low Flow Showerhead | 0 | 0.04 | 0.1 | 504.08 | 1 | Honeywell | 2023-03-01 | redacted
Low Income - Power to Save | Weather Strip/Caulk | 0 | 0.25 | 0.09 | 503.3 | 1 | Honeywell | 2023-03-01 | redacted
Low Income - Power to Save | Outdoor Coil Cleaning | 0 | 0.1 | 0 | 275 | 1 | Honeywell | 2023-03-01 | redacted
Low Income - Power to Save | LI - DUCT | 0 | 0.4 | 0.12 | 775.77 | 1 | Honeywell | 2023-03-01 | redacted
Low Income - Power to Save | HVAC Inspection | 0 | 0.17 | 0 | 268.73 | 1 | Honeywell | 2023-03-01 | redacted
Low Income - Power to Save | LED Lights | 0 | 0 | 0 | 47.6 | 1 | Honeywell | 2023-03-01 | redacted
Low Income - Power to Save | Faucet Aerators | 0 | 0 | 0.02 | 110.58 | 1 | Honeywell | 2023-03-01 | redacted
Low Income - Power to Save | Low Flow Showerhead | 0 | 0.04 | 0.1 | 504.08 | 1 | Honeywell | 2023-03-01 | redacted
Low Income - Power to Save | Weather Strip/Caulk | 0 | 0.25 | 0.09 | 503.3 | 1 | Honeywell | 2023-03-01 | redacted
Low Income - Power to Save | LED Lights | 0 | 0 | 0 | 47.6 | 1 | Honeywell | 2023-03-01 | redacted
Low Income - Power to Save | Faucet Aerators | 0 | 0 | 0.02 | 110.58 | 1 | Honeywell | 2023-03-01 | redacted
Low Income - Power to Save | Low Flow Showerhead | 0 | 0.04 | 0.1 | 504.08 | 1 | Honeywell | 2023-03-01 | redacted
Low Income - Power to Save | LED Lights | 0 | 0 | 0 | 47.6 | 1 | Honeywell | 2023-03-01 | redacted
Low Income - Power to Save | Faucet Aerators | 0 | 0 | 0.02 | 110.58 | 1 | Honeywell | 2023-03-01 | redacted
Low Income - Power to Save | Low Flow Showerhead | 0 | 0.04 | 0.1 | 504.08 | 1 | Honeywell | 2023-03-01 | redacted
Low Income - Power to Save | LED Lights | 0 | 0 | 0 | 47.6 | 1 | Honeywell | 2023-03-01 | redacted
Low Income - Power to Save | Faucet Aerators | 0 | 0 | 0.02 | 110.58 | 1 | Honeywell | 2023-03-01 | redacted
Low Income - Power to Save | Weather Strip/Caulk | 0 | 0.25 | 0.09 | 503.3 | 1 | Honeywell | 2023-03-01 | redacted
Low Income - Power to Save | Outdoor Coil Cleaning | 0 | 0.1 | 0 | 275 | 1 | Honeywell | 2023-03-01 | redacted
Low Income - Power to Save | LI - DUCT | 0 | 0.4 | 0.12 | 775.77 | 1 | Honeywell | 2023-03-01 | redacted
Low Income - Power to Save | HVAC Inspection | 0 | 0.17 | 0 | 268.73 | 1 | Honeywell | 2023-03-01 | redacted
Low Income - Power to Save | LED Lights | 0 | 0 | 0 | 47.6 | 1 | Honeywell | 2023-03-01 | redacted
Low Income - Power to Save | Outdoor Coil Cleaning | 0 | 0.1 | 0 | 275 | 1 | Honeywell | 2023-03-01 | redacted
Low Income - Power to Save | HVAC Inspection | 0 | 0.17 | 0 | 268.73 | 1 | Honeywell | 2023-03-01 | redacted
Low Income - Power to Save | LED Lights | 0 | 0 | 0 | 47.6 | 1 | Honeywell | 2023-03-01 | redacted
Low Income - Power to Save | Low Flow Showerhead | 0 | 0.04 | 0.1 | 504.08 | 1 | Honeywell | 2023-03-01 | redacted
Low Income - Power to Save | Weather Strip/Caulk | 0 | 0.25 | 0.09 | 503.3 | 1 | Honeywell | 2023-03-01 | redacted
Low Income - Power to Save | Outdoor Coil Cleaning | 0 | 0.1 | 0 | 275 | 1 | Honeywell | 2023-03-01 | redacted
Low Income - Power to Save | HVAC Inspection | 0 | 0.17 | 0 | 268.73 | 1 | Honeywell | 2023-03-01 | redacted
Low Income - Power to Save | LED Lights | 0 | 0 | 0 | 47.6 | 1 | Honeywell | 2023-03-01 | redacted
Low Income - Power to Save | Faucet Aerators | 0 | 0 | 0.02 | 110.58 | 1 | Honeywell | 2023-03-01 | redacted
Low Income - Power to Save | Low Flow Showerhead | 0 | 0.04 | 0.1 | 504.08 | 1 | Honeywell | 2023-03-01 | redacted
Low Income - Power to Save | Pipe Wrap | 0 | 0.01 | 0.03 | 143.65 | 1 | Honeywell | 2023-03-01 | redacted
Low Income - Power to Save | Weather Strip/Caulk | 0 | 0.25 | 0.09 | 503.3 | 1 | Honeywell | 2023-03-01 | redacted
Low Income - Power to Save | Outdoor Coil Cleaning | 0 | 0.1 | 0 | 275 | 1 | Honeywell | 2023-03-01 | redacted
Low Income - Power to Save | LI - DUCT | 0 | 0.4 | 0.12 | 775.77 | 1 | Honeywell | 2023-03-01 | redacted
Low Income - Power to Save | HVAC Inspection | 0 | 0.17 | 0 | 268.73 | 1 | Honeywell | 2023-03-01 | redacted
Low Income - Power to Save | LED Lights | 0 | 0 | 0 | 47.6 | 1 | Honeywell | 2023-03-01 | redacted
Low Income - Power to Save | Faucet Aerators | 0 | 0 | 0.02 | 110.58 | 1 | Honeywell | 2023-03-01 | redacted
Low Income - Power to Save | Low Flow Showerhead | 0 | 0.04 | 0.1 | 504.08 | 1 | Honeywell | 2023-03-01 | redacted
Low Income - Power to Save | Weather Strip/Caulk | 0 | 0.25 | 0.09 | 503.3 | 1 | Honeywell | 2023-03-01 | redacted
Low Income - Power to Save | Outdoor Coil Cleaning | 0 | 0.1 | 0 | 275 | 1 | Honeywell | 2023-03-01 | redacted
Low Income - Power to Save | LI - DUCT | 0 | 0.4 | 0.12 | 775.77 | 1 | Honeywell | 2023-03-01 | redacted
Low Income - Power to Save | HVAC Inspection | 0 | 0.17 | 0 | 268.73 | 1 | Honeywell | 2023-03-01 | redacted
Low Income - Power to Save | LED Lights | 0 | 0 | 0 | 47.6 | 1 | Honeywell | 2023-03-01 | redacted
Low Income - Power to Save | Low Flow Showerhead | 0 | 0.04 | 0.1 | 504.08 | 1 | Honeywell | 2023-03-01 | redacted
Low Income - Power to Save | HVAC Inspection | 0 | 0.17 | 0 | 268.73 | 1 | Honeywell | 2023-03-01 | redacted
Low Income - Power to Save | LED Lights | 0 | 0 | 0 | 47.6 | 1 | Honeywell | 2023-03-01 | redacted
Low Income - Power to Save | Low Flow Showerhead | 0 | 0.04 | 0.1 | 504.08 | 1 | Honeywell | 2023-03-01 | redacted
Low Income - Power to Save | Weather Strip/Caulk | 0 | 0.25 | 0.09 | 503.3 | 1 | Honeywell | 2023-03-01 | redacted
Low Income - Power to Save | LED Lights | 0 | 0 | 0 | 47.6 | 1 | Honeywell | 2023-03-01 | redacted
Low Income - Power to Save | Faucet Aerators | 0 | 0 | 0.02 | 110.58 | 1 | Honeywell | 2023-03-01 | redacted
Low Income - Power to Save | Weather Strip/Caulk | 0 | 0.25 | 0.09 | 503.3 | 1 | Honeywell | 2023-03-01 | redacted
Low Income - Power to Save | Outdoor Coil Cleaning | 0 | 0.1 | 0 | 275 | 1 | Honeywell | 2023-03-01 | redacted
Low Income - Power to Save | LI - DUCT | 0 | 0.4 | 0.12 | 775.77 | 1 | Honeywell | 2023-03-01 | redacted
Low Income - Power to Save | HVAC Inspection | 0 | 0.17 | 0 | 268.73 | 1 | Honeywell | 2023-03-01 | redacted
Low Income - Power to Save | LED Lights | 0 | 0 | 0 | 47.6 | 1 | Honeywell | 2023-03-01 | redacted
Low Income - Power to Save | Faucet Aerators | 0 | 0 | 0.02 | 110.58 | 1 | Honeywell | 2023-03-01 | redacted
Low Income - Power to Save | Low Flow Showerhead | 0 | 0.04 | 0.1 | 504.08 | 1 | Honeywell | 2023-03-01 | redacted
Low Income - Power to Save | Outdoor Coil Cleaning | 0 | 0.1 | 0 | 275 | 1 | Honeywell | 2023-03-01 | redacted
Low Income - Power to Save | LED Lights | 0 | 0 | 0 | 47.6 | 1 | Honeywell | 2023-03-01 | redacted
Low Income - Power to Save | Outdoor Coil Cleaning | 0 | 0.1 | 0 | 275 | 1 | Honeywell | 2023-03-01 | redacted
Low Income - Power to Save | HVAC Inspection | 0 | 0.17 | 0 | 268.73 | 1 | Honeywell | 2023-03-01 | redacted
Low Income - Power to Save | LED Lights | 0 | 0 | 0 | 47.6 | 1 | Honeywell | 2023-03-01 | redacted
Low Income - Power to Save | Faucet Aerators | 0 | 0 | 0.02 | 110.58 | 1 | Honeywell | 2023-03-01 | redacted
Low Income - Power to Save | Weather Strip/Caulk | 0 | 0.25 | 0.09 | 503.3 | 1 | Honeywell | 2023-03-01 | redacted
Low Income - Power to Save | Outdoor Coil Cleaning | 0 | 0.1 | 0 | 275 | 1 | Honeywell | 2023-03-01 | redacted
Low Income - Power to Save | LI - DUCT | 0 | 0.4 | 0.12 | 775.77 | 1 | Honeywell | 2023-03-01 | redacted
Low Income - Power to Save | HVAC Inspection | 0 | 0.17 | 0 | 268.73 | 1 | Honeywell | 2023-03-01 | redacted
Low Income - Power to Save | LED Lights | 0 | 0 | 0 | 47.6 | 1 | Honeywell | 2023-03-01 | redacted
Low Income - Power to Save | Faucet Aerators | 0 | 0 | 0.02 | 110.58 | 1 | Honeywell | 2023-03-01 | redacted
Low Income - Power to Save | Pipe Wrap | 0 | 0.01 | 0.03 | 143.65 | 1 | Honeywell | 2023-03-01 | redacted
Low Income - Power to Save | Weather Strip/Caulk | 0 | 0.25 | 0.09 | 503.3 | 1 | Honeywell | 2023-03-01 | redacted
Low Income - Power to Save | Outdoor Coil Cleaning | 0 | 0.1 | 0 | 275 | 1 | Honeywell | 2023-03-01 | redacted
Low Income - Power to Save | LI - DUCT | 0 | 0.4 | 0.12 | 775.77 | 1 | Honeywell | 2023-03-01 | redacted
Low Income - Power to Save | LED Lights | 0 | 0 | 0 | 47.6 | 1 | Honeywell | 2023-03-01 | redacted
Low Income - Power to Save | Pipe Wrap | 0 | 0.01 | 0.03 | 143.65 | 1 | Honeywell | 2023-03-01 | redacted
Low Income - Power to Save | Weather Strip/Caulk | 0 | 0.25 | 0.09 | 503.3 | 1 | Honeywell | 2023-03-01 | redacted
Low Income - Power to Save | Outdoor Coil Cleaning | 0 | 0.1 | 0 | 275 | 1 | Honeywell | 2023-03-01 | redacted
Low Income - Power to Save | LI - DUCT | 0 | 0.4 | 0.12 | 775.77 | 1 | Honeywell | 2023-03-01 | redacted
Low Income - Power to Save | HVAC Inspection | 0 | 0.17 | 0 | 268.73 | 1 | Honeywell | 2023-03-01 | redacted
Low Income - Power to Save | LED Lights | 0 | 0 | 0 | 47.6 | 1 | Honeywell | 2023-03-01 | redacted
Low Income - Power to Save | Faucet Aerators | 0 | 0 | 0.02 | 110.58 | 1 | Honeywell | 2023-03-01 | redacted
Low Income - Power to Save | Low Flow Showerhead | 0 | 0.04 | 0.1 | 504.08 | 1 | Honeywell | 2023-03-01 | redacted
Low Income - Power to Save | Weather Strip/Caulk | 0 | 0.25 | 0.09 | 503.3 | 1 | Honeywell | 2023-03-01 | redacted
Low Income - Power to Save | Outdoor Coil Cleaning | 0 | 0.1 | 0 | 275 | 1 | Honeywell | 2023-03-01 | redacted
Low Income - Power to Save | LI - DUCT | 0 | 0.4 | 0.12 | 775.77 | 1 | Honeywell | 2023-03-01 | redacted
Low Income - Power to Save | HVAC Inspection | 0 | 0.17 | 0 | 268.73 | 1 | Honeywell | 2023-03-01 | redacted
Low Income - Power to Save | LED Lights | 0 | 0 | 0 | 47.6 | 1 | Honeywell | 2023-03-01 | redacted
Low Income - Power to Save | Outdoor Coil Cleaning | 0 | 0.1 | 0 | 275 | 1 | Honeywell | 2023-03-01 | redacted
Low Income - Power to Save | HVAC Inspection | 0 | 0.17 | 0 | 268.73 | 1 | Honeywell | 2023-03-01 | redacted
Low Income - Power to Save | LED Lights | 0 | 0 | 0 | 47.6 | 1 | Honeywell | 2023-03-01 | redacted
Low Income - Power to Save | Outdoor Coil Cleaning | 0 | 0.1 | 0 | 275 | 1 | Honeywell | 2023-03-01 | redacted
Low Income - Power to Save | HVAC Inspection | 0 | 0.17 | 0 | 268.73 | 1 | Honeywell | 2023-03-01 | redacted
Low Income - Power to Save | LED Lights | 0 | 0 | 0 | 47.6 | 1 | Honeywell | 2023-03-01 | redacted
Low Income - Power to Save | Outdoor Coil Cleaning | 0 | 0.1 | 0 | 275 | 1 | Honeywell | 2023-03-01 | redacted
Low Income - Power to Save | HVAC Inspection | 0 | 0.17 | 0 | 268.73 | 1 | Honeywell | 2023-03-01 | redacted
Low Income - Power to Save | LED Lights | 0 | 0 | 0 | 47.6 | 1 | Honeywell | 2023-03-01 | redacted
Low Income - Power to Save | Faucet Aerators | 0 | 0 | 0.02 | 110.58 | 1 | Honeywell | 2023-03-01 | redacted
Low Income - Power to Save | Weather Strip/Caulk | 0 | 0.25 | 0.09 | 503.3 | 1 | Honeywell | 2023-03-01 | redacted
Low Income - Power to Save | Outdoor Coil Cleaning | 0 | 0.1 | 0 | 275 | 1 | Honeywell | 2023-03-01 | redacted
Low Income - Power to Save | LI - DUCT | 0 | 0.4 | 0.12 | 775.77 | 1 | Honeywell | 2023-03-01 | redacted
Low Income - Power to Save | HVAC Inspection | 0 | 0.17 | 0 | 268.73 | 1 | Honeywell | 2023-03-01 | redacted
Low Income - Power to Save | LED Lights | 0 | 0 | 0 | 47.6 | 1 | Honeywell | 2023-03-01 | redacted
Low Income - Power to Save | Pipe Wrap | 0 | 0.01 | 0.03 | 143.65 | 1 | Honeywell | 2023-03-01 | redacted
Low Income - Power to Save | Weather Strip/Caulk | 0 | 0.25 | 0.09 | 503.3 | 1 | Honeywell | 2023-03-01 | redacted
Low Income - Power to Save | Outdoor Coil Cleaning | 0 | 0.1 | 0 | 275 | 1 | Honeywell | 2023-03-01 | redacted
Low Income - Power to Save | LI - DUCT | 0 | 0.4 | 0.12 | 775.77 | 1 | Honeywell | 2023-03-01 | redacted
Low Income - Power to Save | HVAC Inspection | 0 | 0.17 | 0 | 268.73 | 1 | Honeywell | 2023-03-01 | redacted
Low Income - Power to Save | LED Lights | 0 | 0 | 0 | 47.6 | 1 | Honeywell | 2023-03-01 | redacted
Low Income - Power to Save | LED Lights | 0 | 0 | 0 | 47.6 | 1 | Honeywell | 2023-03-01 | redacted
Low Income - Power to Save | Faucet Aerators | 0 | 0 | 0.02 | 110.58 | 1 | Honeywell | 2023-03-01 | redacted
Low Income - Power to Save | Low Flow Showerhead | 0 | 0.04 | 0.1 | 504.08 | 1 | Honeywell | 2023-03-01 | redacted
Low Income - Power to Save | Weather Strip/Caulk | 0 | 0.25 | 0.09 | 503.3 | 1 | Honeywell | 2023-03-01 | redacted
Low Income - Power to Save | Outdoor Coil Cleaning | 0 | 0.1 | 0 | 275 | 1 | Honeywell | 2023-03-01 | redacted
Low Income - Power to Save | LI - DUCT | 0 | 0.4 | 0.12 | 775.77 | 1 | Honeywell | 2023-03-01 | redacted
Low Income - Power to Save | HVAC Inspection | 0 | 0.17 | 0 | 268.73 | 1 | Honeywell | 2023-03-01 | redacted
Low Income - Power to Save | LED Lights | 0 | 0 | 0 | 47.6 | 1 | Honeywell | 2023-03-01 | redacted
Low Income - Power to Save | Faucet Aerators | 0 | 0 | 0.02 | 110.58 | 1 | Honeywell | 2023-03-01 | redacted
Low Income - Power to Save | Low Flow Showerhead | 0 | 0.04 | 0.1 | 504.08 | 1 | Honeywell | 2023-03-01 | redacted
Low Income - Power to Save | LED Lights | 0 | 0 | 0 | 47.6 | 1 | Honeywell | 2023-03-01 | redacted
Low Income - Power to Save | Faucet Aerators | 0 | 0 | 0.02 | 110.58 | 1 | Honeywell | 2023-03-01 | redacted
Low Income - Power to Save | Low Flow Showerhead | 0 | 0.04 | 0.1 | 504.08 | 1 | Honeywell | 2023-03-01 | redacted
Low Income - Power to Save | Pipe Wrap | 0 | 0.01 | 0.03 | 143.65 | 1 | Honeywell | 2023-03-01 | redacted
Low Income - Power to Save | Weather Strip/Caulk | 0 | 0.25 | 0.09 | 503.3 | 1 | Honeywell | 2023-03-01 | redacted
Low Income - Power to Save | Outdoor Coil Cleaning | 0 | 0.1 | 0 | 275 | 1 | Honeywell | 2023-03-01 | redacted
Low Income - Power to Save | LI - DUCT | 0 | 0.4 | 0.12 | 775.77 | 1 | Honeywell | 2023-03-01 | redacted
Low Income - Power to Save | HVAC Inspection | 0 | 0.17 | 0 | 268.73 | 1 | Honeywell | 2023-03-01 | redacted
Low Income - Power to Save | LED Lights | 0 | 0 | 0 | 47.6 | 1 | Honeywell | 2023-03-01 | redacted
Low Income - Power to Save | Faucet Aerators | 0 | 0 | 0.02 | 110.58 | 1 | Honeywell | 2023-03-01 | redacted
Low Income - Power to Save | Low Flow Showerhead | 0 | 0.04 | 0.1 | 504.08 | 1 | Honeywell | 2023-03-01 | redacted
Low Income - Power to Save | Weather Strip/Caulk | 0 | 0.25 | 0.09 | 503.3 | 1 | Honeywell | 2023-03-01 | redacted
Low Income - Power to Save | Outdoor Coil Cleaning | 0 | 0.1 | 0 | 275 | 1 | Honeywell | 2023-03-01 | redacted
Low Income - Power to Save | LI - DUCT | 0 | 0.4 | 0.12 | 775.77 | 1 | Honeywell | 2023-03-01 | redacted
Low Income - Power to Save | HVAC Inspection | 0 | 0.17 | 0 | 268.73 | 1 | Honeywell | 2023-03-01 | redacted
Low Income - Power to Save | LED Lights | 0 | 0 | 0 | 47.6 | 1 | Honeywell | 2023-03-01 | redacted
Low Income - Power to Save | Faucet Aerators | 0 | 0 | 0.02 | 110.58 | 1 | Honeywell | 2023-03-01 | redacted
Low Income - Power to Save | Low Flow Showerhead | 0 | 0.04 | 0.1 | 504.08 | 1 | Honeywell | 2023-03-01 | redacted
Low Income - Power to Save | Weather Strip/Caulk | 0 | 0.25 | 0.09 | 503.3 | 1 | Honeywell | 2023-03-01 | redacted
Low Income - Power to Save | Outdoor Coil Cleaning | 0 | 0.1 | 0 | 275 | 1 | Honeywell | 2023-03-01 | redacted
Low Income - Power to Save | LI - DUCT | 0 | 0.4 | 0.12 | 775.77 | 1 | Honeywell | 2023-03-01 | redacted
Low Income - Power to Save | HVAC Inspection | 0 | 0.17 | 0 | 268.73 | 1 | Honeywell | 2023-03-01 | redacted
Low Income - Power to Save | LED Lights | 0 | 0 | 0 | 47.6 | 1 | Honeywell | 2023-03-01 | redacted
Low Income - Power to Save | Faucet Aerators | 0 | 0 | 0.02 | 110.58 | 1 | Honeywell | 2023-03-01 | redacted
Low Income - Power to Save | Low Flow Showerhead | 0 | 0.04 | 0.1 | 504.08 | 1 | Honeywell | 2023-03-01 | redacted
Low Income - Power to Save | Weather Strip/Caulk | 0 | 0.25 | 0.09 | 503.3 | 1 | Honeywell | 2023-03-01 | redacted
Low Income - Power to Save | LED Lights | 0 | 0 | 0 | 47.6 | 1 | Honeywell | 2023-03-01 | redacted
Low Income - Power to Save | Low Flow Showerhead | 0 | 0.04 | 0.1 | 504.08 | 1 | Honeywell | 2023-03-01 | redacted
Low Income - Power to Save | Weather Strip/Caulk | 0 | 0.25 | 0.09 | 503.3 | 1 | Honeywell | 2023-03-01 | redacted
Low Income - Power to Save | Outdoor Coil Cleaning | 0 | 0.1 | 0 | 275 | 1 | Honeywell | 2023-03-01 | redacted
Low Income - Power to Save | LI - DUCT | 0 | 0.4 | 0.12 | 775.77 | 1 | Honeywell | 2023-03-01 | redacted
Low Income - Power to Save | HVAC Inspection | 0 | 0.17 | 0 | 268.73 | 1 | Honeywell | 2023-03-01 | redacted
Low Income - Power to Save | LED Lights | 0 | 0 | 0 | 47.6 | 1 | Honeywell | 2023-03-01 | redacted
Low Income - Power to Save | Faucet Aerators | 0 | 0 | 0.02 | 110.58 | 1 | Honeywell | 2023-03-01 | redacted
Low Income - Power to Save | Low Flow Showerhead | 0 | 0.04 | 0.1 | 504.08 | 1 | Honeywell | 2023-03-01 | redacted
Low Income - Power to Save | LED Lights | 0 | 0 | 0 | 47.6 | 1 | Honeywell | 2023-03-01 | redacted
Low Income - Power to Save | Faucet Aerators | 0 | 0 | 0.02 | 110.58 | 1 | Honeywell | 2023-03-01 | redacted
Low Income - Power to Save | Low Flow Showerhead | 0 | 0.04 | 0.1 | 504.08 | 1 | Honeywell | 2023-03-01 | redacted
Low Income - Power to Save | LED Lights | 0 | 0 | 0 | 47.6 | 1 | Honeywell | 2023-03-01 | redacted
Low Income - Power to Save | Faucet Aerators | 0 | 0 | 0.02 | 110.58 | 1 | Honeywell | 2023-03-01 | redacted
Low Income - Power to Save | Low Flow Showerhead | 0 | 0.04 | 0.1 | 504.08 | 1 | Honeywell | 2023-03-01 | redacted
Low Income - Power to Save | Weather Strip/Caulk | 0 | 0.25 | 0.09 | 503.3 | 1 | Honeywell | 2023-03-01 | redacted
Low Income - Power to Save | LED Lights | 0 | 0 | 0 | 47.6 | 1 | Honeywell | 2023-03-01 | redacted
Low Income - Power to Save | Faucet Aerators | 0 | 0 | 0.02 | 110.58 | 1 | Honeywell | 2023-03-01 | redacted
Low Income - Power to Save | Low Flow Showerhead | 0 | 0.04 | 0.1 | 504.08 | 1 | Honeywell | 2023-03-01 | redacted
Low Income - Power to Save | Pipe Wrap | 0 | 0.01 | 0.03 | 143.65 | 1 | Honeywell | 2023-03-01 | redacted
Low Income - Power to Save | Outdoor Coil Cleaning | 0 | 0.1 | 0 | 275 | 1 | Honeywell | 2023-03-01 | redacted
Low Income - Power to Save | LI - DUCT | 0 | 0.4 | 0.12 | 775.77 | 1 | Honeywell | 2023-03-01 | redacted
Low Income - Power to Save | HVAC Inspection | 0 | 0.17 | 0 | 268.73 | 1 | Honeywell | 2023-03-01 | redacted
Low Income - Power to Save | LED Lights | 0 | 0 | 0 | 47.6 | 1 | Honeywell | 2023-03-01 | redacted
Low Income - Power to Save | Low Flow Showerhead | 0 | 0.04 | 0.1 | 504.08 | 1 | Honeywell | 2023-03-01 | redacted
Low Income - Power to Save | Outdoor Coil Cleaning | 0 | 0.1 | 0 | 275 | 1 | Honeywell | 2023-03-01 | redacted
Low Income - Power to Save | HVAC Inspection | 0 | 0.17 | 0 | 268.73 | 1 | Honeywell | 2023-03-01 | redacted
Low Income - Power to Save | LED Lights | 0 | 0 | 0 | 47.6 | 1 | Honeywell | 2023-03-01 | redacted
Low Income - Power to Save | Faucet Aerators | 0 | 0 | 0.02 | 110.58 | 1 | Honeywell | 2023-03-01 | redacted
Low Income - Power to Save | Low Flow Showerhead | 0 | 0.04 | 0.1 | 504.08 | 1 | Honeywell | 2023-03-01 | redacted
Low Income - Power to Save | Weather Strip/Caulk | 0 | 0.25 | 0.09 | 503.3 | 1 | Honeywell | 2023-03-01 | redacted
Low Income - Power to Save | LED Lights | 0 | 0 | 0 | 47.6 | 1 | Honeywell | 2023-03-01 | redacted
Low Income - Power to Save | Weather Strip/Caulk | 0 | 0.25 | 0.09 | 503.3 | 1 | Honeywell | 2023-03-01 | redacted
Low Income - Power to Save | Outdoor Coil Cleaning | 0 | 0.1 | 0 | 275 | 1 | Honeywell | 2023-03-01 | redacted
Low Income - Power to Save | LI - DUCT | 0 | 0.4 | 0.12 | 775.77 | 1 | Honeywell | 2023-03-01 | redacted
Low Income - Power to Save | HVAC Inspection | 0 | 0.17 | 0 | 268.73 | 1 | Honeywell | 2023-03-01 | redacted
Low Income - Power to Save | LED Lights | 0 | 0 | 0 | 47.6 | 1 | Honeywell | 2023-03-01 | redacted
Low Income - Power to Save | Faucet Aerators | 0 | 0 | 0.02 | 110.58 | 1 | Honeywell | 2023-03-01 | redacted
Low Income - Power to Save | Low Flow Showerhead | 0 | 0.04 | 0.1 | 504.08 | 1 | Honeywell | 2023-03-01 | redacted
Low Income - Power to Save | LED Lights | 0 | 0 | 0 | 47.6 | 1 | Honeywell | 2023-03-01 | redacted
Low Income - Power to Save | Faucet Aerators | 0 | 0 | 0.02 | 110.58 | 1 | Honeywell | 2023-03-01 | redacted
Low Income - Power to Save | Pipe Wrap | 0 | 0.01 | 0.03 | 143.65 | 1 | Honeywell | 2023-03-01 | redacted
Low Income - Power to Save | Weather Strip/Caulk | 0 | 0.25 | 0.09 | 503.3 | 1 | Honeywell | 2023-03-01 | redacted
Low Income - Power to Save | Outdoor Coil Cleaning | 0 | 0.1 | 0 | 275 | 1 | Honeywell | 2023-03-01 | redacted
Low Income - Power to Save | LI - DUCT | 0 | 0.4 | 0.12 | 775.77 | 1 | Honeywell | 2023-03-01 | redacted
Low Income - Power to Save | HVAC Inspection | 0 | 0.17 | 0 | 268.73 | 1 | Honeywell | 2023-03-01 | redacted
Low Income - Power to Save | LED Lights | 0 | 0 | 0 | 47.6 | 1 | Honeywell | 2023-03-01 | redacted
Low Income - Power to Save | Faucet Aerators | 0 | 0 | 0.02 | 110.58 | 1 | Honeywell | 2023-03-01 | redacted
Low Income - Power to Save | Low Flow Showerhead | 0 | 0.04 | 0.1 | 504.08 | 1 | Honeywell | 2023-03-01 | redacted
Low Income - Power to Save | LED Lights | 0 | 0 | 0 | 47.6 | 1 | Honeywell | 2023-03-01 | redacted
Low Income - Power to Save | Faucet Aerators | 0 | 0 | 0.02 | 110.58 | 1 | Honeywell | 2023-03-01 | redacted
Low Income - Power to Save | Outdoor Coil Cleaning | 0 | 0.1 | 0 | 275 | 1 | Honeywell | 2023-03-01 | redacted
Low Income - Power to Save | LI - DUCT | 0 | 0.4 | 0.12 | 775.77 | 1 | Honeywell | 2023-03-01 | redacted
Low Income - Power to Save | HVAC Inspection | 0 | 0.17 | 0 | 268.73 | 1 | Honeywell | 2023-03-01 | redacted
Low Income - Power to Save | LED Lights | 0 | 0 | 0 | 47.6 | 1 | Honeywell | 2023-03-01 | redacted
Low Income - Power to Save | Faucet Aerators | 0 | 0 | 0.02 | 110.58 | 1 | Honeywell | 2023-03-01 | redacted
Low Income - Power to Save | Low Flow Showerhead | 0 | 0.04 | 0.1 | 504.08 | 1 | Honeywell | 2023-03-01 | redacted
Low Income - Power to Save | Weather Strip/Caulk | 0 | 0.25 | 0.09 | 503.3 | 1 | Honeywell | 2023-03-01 | redacted
Low Income - Power to Save | LED Lights | 0 | 0 | 0 | 47.6 | 1 | Honeywell | 2023-03-01 | redacted
Low Income - Power to Save | Faucet Aerators | 0 | 0 | 0.02 | 110.58 | 1 | Honeywell | 2023-03-01 | redacted
Low Income - Power to Save | Low Flow Showerhead | 0 | 0.04 | 0.1 | 504.08 | 1 | Honeywell | 2023-03-01 | redacted
Low Income - Power to Save | Pipe Wrap | 0 | 0.01 | 0.03 | 143.65 | 1 | Honeywell | 2023-03-01 | redacted
Low Income - Power to Save | Weather Strip/Caulk | 0 | 0.25 | 0.09 | 503.3 | 1 | Honeywell | 2023-03-01 | redacted
Low Income - Power to Save | Outdoor Coil Cleaning | 0 | 0.1 | 0 | 275 | 1 | Honeywell | 2023-03-01 | redacted
Low Income - Power to Save | LI - DUCT | 0 | 0.4 | 0.12 | 775.77 | 1 | Honeywell | 2023-03-01 | redacted
Low Income - Power to Save | HVAC Inspection | 0 | 0.17 | 0 | 268.73 | 1 | Honeywell | 2023-03-01 | redacted
Low Income - Power to Save | LED Lights | 0 | 0 | 0 | 47.6 | 1 | Honeywell | 2023-03-01 | redacted
Low Income - Power to Save | Faucet Aerators | 0 | 0 | 0.02 | 110.58 | 1 | Honeywell | 2023-03-01 | redacted
Low Income - Power to Save | Low Flow Showerhead | 0 | 0.04 | 0.1 | 504.08 | 1 | Honeywell | 2023-03-01 | redacted
Low Income - Power to Save | Weather Strip/Caulk | 0 | 0.25 | 0.09 | 503.3 | 1 | Honeywell | 2023-03-01 | redacted
Low Income - Power to Save | LED Lights | 0 | 0 | 0 | 47.6 | 1 | Honeywell | 2023-03-01 | redacted
Low Income - Power to Save | Faucet Aerators | 0 | 0 | 0.02 | 110.58 | 1 | Honeywell | 2023-03-01 | redacted
Low Income - Power to Save | Low Flow Showerhead | 0 | 0.04 | 0.1 | 504.08 | 1 | Honeywell | 2023-03-01 | redacted
Low Income - Power to Save | Weather Strip/Caulk | 0 | 0.25 | 0.09 | 503.3 | 1 | Honeywell | 2023-03-01 | redacted
Low Income - Power to Save | Outdoor Coil Cleaning | 0 | 0.1 | 0 | 275 | 1 | Honeywell | 2023-03-01 | redacted
Low Income - Power to Save | LI - DUCT | 0 | 0.4 | 0.12 | 775.77 | 1 | Honeywell | 2023-03-01 | redacted
Low Income - Power to Save | HVAC Inspection | 0 | 0.17 | 0 | 268.73 | 1 | Honeywell | 2023-03-01 | redacted
Low Income - Power to Save | LED Lights | 0 | 0 | 0 | 47.6 | 1 | Honeywell | 2023-03-01 | redacted
Low Income - Power to Save | Faucet Aerators | 0 | 0 | 0.02 | 110.58 | 1 | Honeywell | 2023-03-01 | redacted
Low Income - Power to Save | Low Flow Showerhead | 0 | 0.04 | 0.1 | 504.08 | 1 | Honeywell | 2023-03-01 | redacted
Low Income - Power to Save | Weather Strip/Caulk | 0 | 0.25 | 0.09 | 503.3 | 1 | Honeywell | 2023-03-01 | redacted
Low Income - Power to Save | Outdoor Coil Cleaning | 0 | 0.1 | 0 | 275 | 1 | Honeywell | 2023-03-01 | redacted
Low Income - Power to Save | LI - DUCT | 0 | 0.4 | 0.12 | 775.77 | 1 | Honeywell | 2023-03-01 | redacted
Low Income - Power to Save | HVAC Inspection | 0 | 0.17 | 0 | 268.73 | 1 | Honeywell | 2023-03-01 | redacted
Low Income - Power to Save | LED Lights | 0 | 0 | 0 | 47.6 | 1 | Honeywell | 2023-03-01 | redacted
Low Income - Power to Save | Faucet Aerators | 0 | 0 | 0.02 | 110.58 | 1 | Honeywell | 2023-03-01 | redacted
Low Income - Power to Save | Low Flow Showerhead | 0 | 0.04 | 0.1 | 504.08 | 1 | Honeywell | 2023-03-01 | redacted
Low Income - Power to Save | Weather Strip/Caulk | 0 | 0.25 | 0.09 | 503.3 | 1 | Honeywell | 2023-03-01 | redacted
Low Income - Power to Save | LED Lights | 0 | 0 | 0 | 47.6 | 1 | Honeywell | 2023-03-01 | redacted
Low Income - Power to Save | Faucet Aerators | 0 | 0 | 0.02 | 110.58 | 1 | Honeywell | 2023-03-01 | redacted
Low Income - Power to Save | Pipe Wrap | 0 | 0.01 | 0.03 | 143.65 | 1 | Honeywell | 2023-03-01 | redacted
Low Income - Power to Save | Weather Strip/Caulk | 0 | 0.25 | 0.09 | 503.3 | 1 | Honeywell | 2023-03-01 | redacted
Low Income - Power to Save | Outdoor Coil Cleaning | 0 | 0.1 | 0 | 275 | 1 | Honeywell | 2023-03-01 | redacted
Low Income - Power to Save | LI - DUCT | 0 | 0.4 | 0.12 | 775.77 | 1 | Honeywell | 2023-03-01 | redacted
Low Income - Power to Save | HVAC Inspection | 0 | 0.17 | 0 | 268.73 | 1 | Honeywell | 2023-03-01 | redacted
Low Income - Power to Save | LED Lights | 0 | 0 | 0 | 47.6 | 1 | Honeywell | 2023-03-01 | redacted
Low Income - Power to Save | LED Lights | 0 | 0 | 0 | 47.6 | 1 | Honeywell | 2023-03-01 | redacted
Low Income - Power to Save | LED Lights | 0 | 0 | 0 | 47.6 | 1 | Honeywell | 2023-03-01 | redacted
Low Income - Power to Save | Faucet Aerators | 0 | 0 | 0.02 | 110.58 | 1 | Honeywell | 2023-03-01 | redacted
Low Income - Power to Save | Low Flow Showerhead | 0 | 0.04 | 0.1 | 504.08 | 1 | Honeywell | 2023-03-01 | redacted
Low Income - Power to Save | Weather Strip/Caulk | 0 | 0.25 | 0.09 | 503.3 | 1 | Honeywell | 2023-03-01 | redacted
Low Income - Power to Save | Outdoor Coil Cleaning | 0 | 0.1 | 0 | 275 | 1 | Honeywell | 2023-03-01 | redacted
Low Income - Power to Save | LI - DUCT | 0 | 0.4 | 0.12 | 775.77 | 1 | Honeywell | 2023-03-01 | redacted
Low Income - Power to Save | HVAC Inspection | 0 | 0.17 | 0 | 268.73 | 1 | Honeywell | 2023-03-01 | redacted
Low Income - Power to Save | LED Lights | 0 | 0 | 0 | 47.6 | 1 | Honeywell | 2023-03-01 | redacted
Low Income - Power to Save | Outdoor Coil Cleaning | 0 | 0.1 | 0 | 275 | 1 | Honeywell | 2023-03-01 | redacted
Low Income - Power to Save | HVAC Inspection | 0 | 0.17 | 0 | 268.73 | 1 | Honeywell | 2023-03-01 | redacted
Low Income - Power to Save | LED Lights | 0 | 0 | 0 | 47.6 | 1 | Honeywell | 2023-03-01 | redacted
Low Income - Power to Save | Faucet Aerators | 0 | 0 | 0.02 | 110.58 | 1 | Honeywell | 2023-03-01 | redacted
Low Income - Power to Save | Weather Strip/Caulk | 0 | 0.25 | 0.09 | 503.3 | 1 | Honeywell | 2023-03-01 | redacted
Low Income - Power to Save | Outdoor Coil Cleaning | 0 | 0.1 | 0 | 275 | 1 | Honeywell | 2023-03-01 | redacted
Low Income - Power to Save | LI - DUCT | 0 | 0.4 | 0.12 | 775.77 | 1 | Honeywell | 2023-03-01 | redacted
Low Income - Power to Save | HVAC Inspection | 0 | 0.17 | 0 | 268.73 | 1 | Honeywell | 2023-03-01 | redacted
Low Income - Power to Save | LED Lights | 0 | 0 | 0 | 47.6 | 1 | Honeywell | 2023-03-01 | redacted
Low Income - Power to Save | Low Flow Showerhead | 0 | 0.04 | 0.1 | 504.08 | 1 | Honeywell | 2023-03-01 | redacted
Low Income - Power to Save | Weather Strip/Caulk | 0 | 0.25 | 0.09 | 503.3 | 1 | Honeywell | 2023-03-01 | redacted
Low Income - Power to Save | Outdoor Coil Cleaning | 0 | 0.1 | 0 | 275 | 1 | Honeywell | 2023-03-01 | redacted
Low Income - Power to Save | HVAC Inspection | 0 | 0.17 | 0 | 268.73 | 1 | Honeywell | 2023-03-01 | redacted
Low Income - Power to Save | LED Lights | 0 | 0 | 0 | 47.6 | 1 | Honeywell | 2023-03-01 | redacted
Low Income - Power to Save | Faucet Aerators | 0 | 0 | 0.02 | 110.58 | 1 | Honeywell | 2023-03-01 | redacted
Low Income - Power to Save | Weather Strip/Caulk | 0 | 0.25 | 0.09 | 503.3 | 1 | Honeywell | 2023-03-01 | redacted
Low Income - Power to Save | Outdoor Coil Cleaning | 0 | 0.1 | 0 | 275 | 1 | Honeywell | 2023-03-01 | redacted
Low Income - Power to Save | LI - DUCT | 0 | 0.4 | 0.12 | 775.77 | 1 | Honeywell | 2023-03-01 | redacted
Low Income - Power to Save | HVAC Inspection | 0 | 0.17 | 0 | 268.73 | 1 | Honeywell | 2023-03-01 | redacted
Low Income - Power to Save | LED Lights | 0 | 0 | 0 | 47.6 | 1 | Honeywell | 2023-03-01 | redacted
Low Income - Power to Save | Faucet Aerators | 0 | 0 | 0.02 | 110.58 | 1 | Honeywell | 2023-03-01 | redacted
Low Income - Power to Save | Low Flow Showerhead | 0 | 0.04 | 0.1 | 504.08 | 1 | Honeywell | 2023-03-01 | redacted
Low Income - Power to Save | Weather Strip/Caulk | 0 | 0.25 | 0.09 | 503.3 | 1 | Honeywell | 2023-03-01 | redacted
Low Income - Power to Save | Outdoor Coil Cleaning | 0 | 0.1 | 0 | 275 | 1 | Honeywell | 2023-03-01 | redacted
Low Income - Power to Save | LI - DUCT | 0 | 0.4 | 0.12 | 775.77 | 1 | Honeywell | 2023-03-01 | redacted
Low Income - Power to Save | HVAC Inspection | 0 | 0.17 | 0 | 268.73 | 1 | Honeywell | 2023-03-01 | redacted
Low Income - Power to Save | LED Lights | 0 | 0 | 0 | 47.6 | 1 | Honeywell | 2023-03-01 | redacted
Low Income - Power to Save | Weather Strip/Caulk | 0 | 0.25 | 0.09 | 503.3 | 1 | Honeywell | 2023-03-01 | redacted
Low Income - Power to Save | Outdoor Coil Cleaning | 0 | 0.1 | 0 | 275 | 1 | Honeywell | 2023-03-01 | redacted
Low Income - Power to Save | LI - DUCT | 0 | 0.4 | 0.12 | 775.77 | 1 | Honeywell | 2023-03-01 | redacted
Low Income - Power to Save | HVAC Inspection | 0 | 0.17 | 0 | 268.73 | 1 | Honeywell | 2023-03-01 | redacted
Low Income - Power to Save | LED Lights | 0 | 0 | 0 | 47.6 | 1 | Honeywell | 2023-03-01 | redacted
Low Income - Power to Save | Faucet Aerators | 0 | 0 | 0.02 | 110.58 | 1 | Honeywell | 2023-03-01 | redacted
Low Income - Power to Save | Low Flow Showerhead | 0 | 0.04 | 0.1 | 504.08 | 1 | Honeywell | 2023-03-01 | redacted
Low Income - Power to Save | Weather Strip/Caulk | 0 | 0.25 | 0.09 | 503.3 | 1 | Honeywell | 2023-03-01 | redacted
Low Income - Power to Save | LED Lights | 0 | 0 | 0 | 47.6 | 1 | Honeywell | 2023-03-01 | redacted
Low Income - Power to Save | Low Flow Showerhead | 0 | 0.04 | 0.1 | 504.08 | 1 | Honeywell | 2023-03-01 | redacted
Low Income - Power to Save | Pipe Wrap | 0 | 0.01 | 0.03 | 143.65 | 1 | Honeywell | 2023-03-01 | redacted
Low Income - Power to Save | Weather Strip/Caulk | 0 | 0.25 | 0.09 | 503.3 | 1 | Honeywell | 2023-03-01 | redacted
Low Income - Power to Save | Outdoor Coil Cleaning | 0 | 0.1 | 0 | 275 | 1 | Honeywell | 2023-03-01 | redacted
Low Income - Power to Save | LI - DUCT | 0 | 0.4 | 0.12 | 775.77 | 1 | Honeywell | 2023-03-01 | redacted
Low Income - Power to Save | HVAC Inspection | 0 | 0.17 | 0 | 268.73 | 1 | Honeywell | 2023-03-01 | redacted
Low Income - Power to Save | LED Lights | 0 | 0 | 0 | 47.6 | 1 | Honeywell | 2023-03-01 | redacted
Low Income - Power to Save | Faucet Aerators | 0 | 0 | 0.02 | 110.58 | 1 | Honeywell | 2023-03-01 | redacted
Low Income - Power to Save | Weather Strip/Caulk | 0 | 0.25 | 0.09 | 503.3 | 1 | Honeywell | 2023-03-01 | redacted
Low Income - Power to Save | Outdoor Coil Cleaning | 0 | 0.1 | 0 | 275 | 1 | Honeywell | 2023-03-01 | redacted
Low Income - Power to Save | LI - DUCT | 0 | 0.4 | 0.12 | 775.77 | 1 | Honeywell | 2023-03-01 | redacted
Low Income - Power to Save | HVAC Inspection | 0 | 0.17 | 0 | 268.73 | 1 | Honeywell | 2023-03-01 | redacted
Low Income - Power to Save | LED Lights | 0 | 0 | 0 | 47.6 | 1 | Honeywell | 2023-03-01 | redacted
Low Income - Power to Save | Weather Strip/Caulk | 0 | 0.25 | 0.09 | 503.3 | 1 | Honeywell | 2023-03-01 | redacted
Low Income - Power to Save | Outdoor Coil Cleaning | 0 | 0.1 | 0 | 275 | 1 | Honeywell | 2023-03-01 | redacted
Low Income - Power to Save | HVAC Inspection | 0 | 0.17 | 0 | 268.73 | 1 | Honeywell | 2023-03-01 | redacted
Low Income - Power to Save | LED Lights | 0 | 0 | 0 | 47.6 | 1 | Honeywell | 2023-03-01 | redacted
Low Income - Power to Save | Faucet Aerators | 0 | 0 | 0.02 | 110.58 | 1 | Honeywell | 2023-03-01 | redacted
Low Income - Power to Save | Low Flow Showerhead | 0 | 0.04 | 0.1 | 504.08 | 1 | Honeywell | 2023-03-01 | redacted
Low Income - Power to Save | Weather Strip/Caulk | 0 | 0.25 | 0.09 | 503.3 | 1 | Honeywell | 2023-03-01 | redacted
Low Income - Power to Save | Outdoor Coil Cleaning | 0 | 0.1 | 0 | 275 | 1 | Honeywell | 2023-03-01 | redacted
Low Income - Power to Save | LED Lights | 0 | 0 | 0 | 47.6 | 1 | Honeywell | 2023-03-01 | redacted
Low Income - Power to Save | Faucet Aerators | 0 | 0 | 0.02 | 110.58 | 1 | Honeywell | 2023-03-01 | redacted
Low Income - Power to Save | Low Flow Showerhead | 0 | 0.04 | 0.1 | 504.08 | 1 | Honeywell | 2023-03-01 | redacted
Low Income - Power to Save | Weather Strip/Caulk | 0 | 0.25 | 0.09 | 503.3 | 1 | Honeywell | 2023-03-01 | redacted
Low Income - Power to Save | LED Lights | 0 | 0 | 0 | 47.6 | 1 | Honeywell | 2023-03-01 | redacted
Low Income - Power to Save | Weather Strip/Caulk | 0 | 0.25 | 0.09 | 503.3 | 1 | Honeywell | 2023-03-01 | redacted
Low Income - Power to Save | Outdoor Coil Cleaning | 0 | 0.1 | 0 | 275 | 1 | Honeywell | 2023-03-01 | redacted
Low Income - Power to Save | HVAC Inspection | 0 | 0.17 | 0 | 268.73 | 1 | Honeywell | 2023-03-01 | redacted
Low Income - Power to Save | LED Lights | 0 | 0 | 0 | 47.6 | 1 | Honeywell | 2023-03-01 | redacted
Low Income - Power to Save | Faucet Aerators | 0 | 0 | 0.02 | 110.58 | 1 | Honeywell | 2023-03-01 | redacted
Low Income - Power to Save | Low Flow Showerhead | 0 | 0.04 | 0.1 | 504.08 | 1 | Honeywell | 2023-03-01 | redacted
Low Income - Power to Save | Weather Strip/Caulk | 0 | 0.25 | 0.09 | 503.3 | 1 | Honeywell | 2023-03-01 | redacted
Low Income - Power to Save | LED Lights | 0 | 0 | 0 | 47.6 | 1 | Honeywell | 2023-03-01 | redacted
Low Income - Power to Save | Faucet Aerators | 0 | 0 | 0.02 | 110.58 | 1 | Honeywell | 2023-03-01 | redacted
Low Income - Power to Save | Low Flow Showerhead | 0 | 0.04 | 0.1 | 504.08 | 1 | Honeywell | 2023-03-01 | redacted
Low Income - Power to Save | Weather Strip/Caulk | 0 | 0.25 | 0.09 | 503.3 | 1 | Honeywell | 2023-03-01 | redacted
Low Income - Power to Save | Outdoor Coil Cleaning | 0 | 0.1 | 0 | 275 | 1 | Honeywell | 2023-03-01 | redacted
Low Income - Power to Save | HVAC Inspection | 0 | 0.17 | 0 | 268.73 | 1 | Honeywell | 2023-03-01 | redacted
Low Income - Power to Save | LED Lights | 0 | 0 | 0 | 47.6 | 1 | Honeywell | 2023-03-01 | redacted
Low Income - Power to Save | Faucet Aerators | 0 | 0 | 0.02 | 110.58 | 1 | Honeywell | 2023-03-01 | redacted
Low Income - Power to Save | Weather Strip/Caulk | 0 | 0.25 | 0.09 | 503.3 | 1 | Honeywell | 2023-03-01 | redacted
Low Income - Power to Save | Outdoor Coil Cleaning | 0 | 0.1 | 0 | 275 | 1 | Honeywell | 2023-03-01 | redacted
Low Income - Power to Save | LI - DUCT | 0 | 0.4 | 0.12 | 775.77 | 1 | Honeywell | 2023-03-01 | redacted
Low Income - Power to Save | HVAC Inspection | 0 | 0.17 | 0 | 268.73 | 1 | Honeywell | 2023-03-01 | redacted
Low Income - Power to Save | LED Lights | 0 | 0 | 0 | 47.6 | 1 | Honeywell | 2023-03-01 | redacted
Low Income - Power to Save | Weather Strip/Caulk | 0 | 0.25 | 0.09 | 503.3 | 1 | Honeywell | 2023-03-01 | redacted
Low Income - Power to Save | HVAC Inspection | 0 | 0.17 | 0 | 268.73 | 1 | Honeywell | 2023-03-01 | redacted
Low Income - Power to Save | LED Lights | 0 | 0 | 0 | 47.6 | 1 | Honeywell | 2023-03-01 | redacted
Low Income - Power to Save | Faucet Aerators | 0 | 0 | 0.02 | 110.58 | 1 | Honeywell | 2023-03-01 | redacted
Low Income - Power to Save | Weather Strip/Caulk | 0 | 0.25 | 0.09 | 503.3 | 1 | Honeywell | 2023-03-01 | redacted
Low Income - Power to Save | Outdoor Coil Cleaning | 0 | 0.1 | 0 | 275 | 1 | Honeywell | 2023-03-01 | redacted
Low Income - Power to Save | LI - DUCT | 0 | 0.4 | 0.12 | 775.77 | 1 | Honeywell | 2023-03-01 | redacted
Low Income - Power to Save | HVAC Inspection | 0 | 0.17 | 0 | 268.73 | 1 | Honeywell | 2023-03-01 | redacted
Low Income - Power to Save | LED Lights | 0 | 0 | 0 | 47.6 | 1 | Honeywell | 2023-03-01 | redacted
Low Income - Power to Save | Outdoor Coil Cleaning | 0 | 0.1 | 0 | 275 | 1 | Honeywell | 2023-03-01 | redacted
Low Income - Power to Save | HVAC Inspection | 0 | 0.17 | 0 | 268.73 | 1 | Honeywell | 2023-03-01 | redacted
Low Income - Power to Save | LED Lights | 0 | 0 | 0 | 47.6 | 1 | Honeywell | 2023-03-01 | redacted
Low Income - Power to Save | Faucet Aerators | 0 | 0 | 0.02 | 110.58 | 1 | Honeywell | 2023-03-01 | redacted
Low Income - Power to Save | Low Flow Showerhead | 0 | 0.04 | 0.1 | 504.08 | 1 | Honeywell | 2023-03-01 | redacted
Low Income - Power to Save | LED Lights | 0 | 0 | 0 | 47.6 | 1 | Honeywell | 2023-03-01 | redacted
Low Income - Power to Save | Faucet Aerators | 0 | 0 | 0.02 | 110.58 | 1 | Honeywell | 2023-03-01 | redacted
Low Income - Power to Save | Low Flow Showerhead | 0 | 0.04 | 0.1 | 504.08 | 1 | Honeywell | 2023-03-01 | redacted
Low Income - Power to Save | Weather Strip/Caulk | 0 | 0.25 | 0.09 | 503.3 | 1 | Honeywell | 2023-03-01 | redacted
Low Income - Power to Save | Outdoor Coil Cleaning | 0 | 0.1 | 0 | 275 | 1 | Honeywell | 2023-03-01 | redacted
Low Income - Power to Save | LI - DUCT | 0 | 0.4 | 0.12 | 775.77 | 1 | Honeywell | 2023-03-01 | redacted
Low Income - Power to Save | HVAC Inspection | 0 | 0.17 | 0 | 268.73 | 1 | Honeywell | 2023-03-01 | redacted
Low Income - Power to Save | LED Lights | 0 | 0 | 0 | 47.6 | 1 | Honeywell | 2023-03-01 | redacted
Low Income - Power to Save | Weather Strip/Caulk | 0 | 0.25 | 0.09 | 503.3 | 1 | Honeywell | 2023-03-01 | redacted
Low Income - Power to Save | Outdoor Coil Cleaning | 0 | 0.1 | 0 | 275 | 1 | Honeywell | 2023-03-01 | redacted
Low Income - Power to Save | HVAC Inspection | 0 | 0.17 | 0 | 268.73 | 1 | Honeywell | 2023-03-01 | redacted
Low Income - Power to Save | LED Lights | 0 | 0 | 0 | 47.6 | 1 | Honeywell | 2023-03-01 | redacted
Low Income - Power to Save | Faucet Aerators | 0 | 0 | 0.02 | 110.58 | 1 | Honeywell | 2023-03-01 | redacted
Low Income - Power to Save | Low Flow Showerhead | 0 | 0.04 | 0.1 | 504.08 | 1 | Honeywell | 2023-03-01 | redacted
Low Income - Power to Save | Pipe Wrap | 0 | 0.01 | 0.03 | 143.65 | 1 | Honeywell | 2023-03-01 | redacted
Low Income - Power to Save | Weather Strip/Caulk | 0 | 0.25 | 0.09 | 503.3 | 1 | Honeywell | 2023-03-01 | redacted
Low Income - Power to Save | Outdoor Coil Cleaning | 0 | 0.1 | 0 | 275 | 1 | Honeywell | 2023-03-01 | redacted
Low Income - Power to Save | LI - DUCT | 0 | 0.4 | 0.12 | 775.77 | 1 | Honeywell | 2023-03-01 | redacted
Low Income - Power to Save | HVAC Inspection | 0 | 0.17 | 0 | 268.73 | 1 | Honeywell | 2023-03-01 | redacted
Low Income - Power to Save | LED Lights | 0 | 0 | 0 | 47.6 | 1 | Honeywell | 2023-03-01 | redacted
Low Income - Power to Save | Faucet Aerators | 0 | 0 | 0.02 | 110.58 | 1 | Honeywell | 2023-03-01 | redacted
Low Income - Power to Save | Low Flow Showerhead | 0 | 0.04 | 0.1 | 504.08 | 1 | Honeywell | 2023-03-01 | redacted
Low Income - Power to Save | LED Lights | 0 | 0 | 0 | 47.6 | 1 | Honeywell | 2023-03-01 | redacted
Low Income - Power to Save | Faucet Aerators | 0 | 0 | 0.02 | 110.58 | 1 | Honeywell | 2023-03-01 | redacted
Low Income - Power to Save | Low Flow Showerhead | 0 | 0.04 | 0.1 | 504.08 | 1 | Honeywell | 2023-03-01 | redacted
Low Income - Power to Save | Weather Strip/Caulk | 0 | 0.25 | 0.09 | 503.3 | 1 | Honeywell | 2023-03-01 | redacted
Low Income - Power to Save | Outdoor Coil Cleaning | 0 | 0.1 | 0 | 275 | 1 | Honeywell | 2023-03-01 | redacted
Low Income - Power to Save | LI - DUCT | 0 | 0.4 | 0.12 | 775.77 | 1 | Honeywell | 2023-03-01 | redacted
Low Income - Power to Save | HVAC Inspection | 0 | 0.17 | 0 | 268.73 | 1 | Honeywell | 2023-03-01 | redacted
Low Income - Power to Save | LED Lights | 0 | 0 | 0 | 47.6 | 1 | Honeywell | 2023-03-01 | redacted
Low Income - Power to Save | Faucet Aerators | 0 | 0 | 0.02 | 110.58 | 1 | Honeywell | 2023-03-01 | redacted
Low Income - Power to Save | Low Flow Showerhead | 0 | 0.04 | 0.1 | 504.08 | 1 | Honeywell | 2023-03-01 | redacted
Low Income - Power to Save | Weather Strip/Caulk | 0 | 0.25 | 0.09 | 503.3 | 1 | Honeywell | 2023-03-01 | redacted
Low Income - Power to Save | Outdoor Coil Cleaning | 0 | 0.1 | 0 | 275 | 1 | Honeywell | 2023-03-01 | redacted
Low Income - Power to Save | LI - DUCT | 0 | 0.4 | 0.12 | 775.77 | 1 | Honeywell | 2023-03-01 | redacted
Low Income - Power to Save | HVAC Inspection | 0 | 0.17 | 0 | 268.73 | 1 | Honeywell | 2023-03-01 | redacted
Low Income - Power to Save | LED Lights | 0 | 0 | 0 | 47.6 | 1 | Honeywell | 2023-03-01 | redacted
Low Income - Power to Save | Low Flow Showerhead | 0 | 0.04 | 0.1 | 504.08 | 1 | Honeywell | 2023-03-01 | redacted
Low Income - Power to Save | Weather Strip/Caulk | 0 | 0.25 | 0.09 | 503.3 | 1 | Honeywell | 2023-03-01 | redacted
Low Income - Power to Save | Outdoor Coil Cleaning | 0 | 0.1 | 0 | 275 | 1 | Honeywell | 2023-03-01 | redacted
Low Income - Power to Save | LI - DUCT | 0 | 0.4 | 0.12 | 775.77 | 1 | Honeywell | 2023-03-01 | redacted
Low Income - Power to Save | HVAC Inspection | 0 | 0.17 | 0 | 268.73 | 1 | Honeywell | 2023-03-01 | redacted
Low Income - Power to Save | LED Lights | 0 | 0 | 0 | 47.6 | 1 | Honeywell | 2023-03-01 | redacted
Low Income - Power to Save | Faucet Aerators | 0 | 0 | 0.02 | 110.58 | 1 | Honeywell | 2023-03-01 | redacted
Low Income - Power to Save | Low Flow Showerhead | 0 | 0.04 | 0.1 | 504.08 | 1 | Honeywell | 2023-03-01 | redacted
Low Income - Power to Save | Weather Strip/Caulk | 0 | 0.25 | 0.09 | 503.3 | 1 | Honeywell | 2023-03-01 | redacted
Low Income - Power to Save | Outdoor Coil Cleaning | 0 | 0.1 | 0 | 275 | 1 | Honeywell | 2023-03-01 | redacted
Low Income - Power to Save | LI - DUCT | 0 | 0.4 | 0.12 | 775.77 | 1 | Honeywell | 2023-03-01 | redacted
Low Income - Power to Save | HVAC Inspection | 0 | 0.17 | 0 | 268.73 | 1 | Honeywell | 2023-03-01 | redacted
Low Income - Power to Save | LED Lights | 0 | 0 | 0 | 47.6 | 1 | Honeywell | 2023-03-01 | redacted
Low Income - Power to Save | Faucet Aerators | 0 | 0 | 0.02 | 110.58 | 1 | Honeywell | 2023-03-01 | redacted
Low Income - Power to Save | Low Flow Showerhead | 0 | 0.04 | 0.1 | 504.08 | 1 | Honeywell | 2023-03-01 | redacted
Low Income - Power to Save | Weather Strip/Caulk | 0 | 0.25 | 0.09 | 503.3 | 1 | Honeywell | 2023-03-01 | redacted
Low Income - Power to Save | Outdoor Coil Cleaning | 0 | 0.1 | 0 | 275 | 1 | Honeywell | 2023-03-01 | redacted
Low Income - Power to Save | LED Lights | 0 | 0 | 0 | 47.6 | 1 | Honeywell | 2023-03-01 | redacted
Low Income - Power to Save | Faucet Aerators | 0 | 0 | 0.02 | 110.58 | 1 | Honeywell | 2023-03-01 | redacted
Low Income - Power to Save | Low Flow Showerhead | 0 | 0.04 | 0.1 | 504.08 | 1 | Honeywell | 2023-03-01 | redacted
Low Income - Power to Save | Weather Strip/Caulk | 0 | 0.25 | 0.09 | 503.3 | 1 | Honeywell | 2023-03-01 | redacted
Low Income - Power to Save | Outdoor Coil Cleaning | 0 | 0.1 | 0 | 275 | 1 | Honeywell | 2023-03-01 | redacted
Low Income - Power to Save | LI - DUCT | 0 | 0.4 | 0.12 | 775.77 | 1 | Honeywell | 2023-03-01 | redacted
Low Income - Power to Save | HVAC Inspection | 0 | 0.17 | 0 | 268.73 | 1 | Honeywell | 2023-03-01 | redacted
Low Income - Power to Save | LED Lights | 0 | 0 | 0 | 47.6 | 1 | Honeywell | 2023-03-01 | redacted
Low Income - Power to Save | Faucet Aerators | 0 | 0 | 0.02 | 110.58 | 1 | Honeywell | 2023-03-01 | redacted
Low Income - Power to Save | Low Flow Showerhead | 0 | 0.04 | 0.1 | 504.08 | 1 | Honeywell | 2023-03-01 | redacted
Low Income - Power to Save | Outdoor Coil Cleaning | 0 | 0.1 | 0 | 275 | 1 | Honeywell | 2023-03-01 | redacted
Low Income - Power to Save | HVAC Inspection | 0 | 0.17 | 0 | 268.73 | 1 | Honeywell | 2023-03-01 | redacted
Low Income - Power to Save | LED Lights | 0 | 0 | 0 | 47.6 | 1 | Honeywell | 2023-03-01 | redacted
Low Income - Power to Save | Faucet Aerators | 0 | 0 | 0.02 | 110.58 | 1 | Honeywell | 2023-03-01 | redacted
Low Income - Power to Save | Low Flow Showerhead | 0 | 0.04 | 0.1 | 504.08 | 1 | Honeywell | 2023-03-01 | redacted
Low Income - Power to Save | Weather Strip/Caulk | 0 | 0.25 | 0.09 | 503.3 | 1 | Honeywell | 2023-03-01 | redacted
Low Income - Power to Save | Outdoor Coil Cleaning | 0 | 0.1 | 0 | 275 | 1 | Honeywell | 2023-03-01 | redacted
Low Income - Power to Save | LI - DUCT | 0 | 0.4 | 0.12 | 775.77 | 1 | Honeywell | 2023-03-01 | redacted
Low Income - Power to Save | HVAC Inspection | 0 | 0.17 | 0 | 268.73 | 1 | Honeywell | 2023-03-01 | redacted
Low Income - Power to Save | LED Lights | 0 | 0 | 0 | 47.6 | 1 | Honeywell | 2023-03-01 | redacted
Low Income - Power to Save | Faucet Aerators | 0 | 0 | 0.02 | 110.58 | 1 | Honeywell | 2023-03-01 | redacted
Low Income - Power to Save | Low Flow Showerhead | 0 | 0.04 | 0.1 | 504.08 | 1 | Honeywell | 2023-03-01 | redacted
Low Income - Power to Save | Weather Strip/Caulk | 0 | 0.25 | 0.09 | 503.3 | 1 | Honeywell | 2023-03-01 | redacted
Low Income - Power to Save | Outdoor Coil Cleaning | 0 | 0.1 | 0 | 275 | 1 | Honeywell | 2023-03-01 | redacted
Low Income - Power to Save | LI - DUCT | 0 | 0.4 | 0.12 | 775.77 | 1 | Honeywell | 2023-03-01 | redacted
Low Income - Power to Save | HVAC Inspection | 0 | 0.17 | 0 | 268.73 | 1 | Honeywell | 2023-03-01 | redacted
Low Income - Power to Save | LED Lights | 0 | 0 | 0 | 47.6 | 1 | Honeywell | 2023-03-01 | redacted
Low Income - Power to Save | Faucet Aerators | 0 | 0 | 0.02 | 110.58 | 1 | Honeywell | 2023-03-01 | redacted
Low Income - Power to Save | Low Flow Showerhead | 0 | 0.04 | 0.1 | 504.08 | 1 | Honeywell | 2023-03-01 | redacted
Low Income - Power to Save | Weather Strip/Caulk | 0 | 0.25 | 0.09 | 503.3 | 1 | Honeywell | 2023-03-01 | redacted
Low Income - Power to Save | LED Lights | 0 | 0 | 0 | 47.6 | 1 | Honeywell | 2023-03-01 | redacted
Low Income - Power to Save | Faucet Aerators | 0 | 0 | 0.02 | 110.58 | 1 | Honeywell | 2023-03-01 | redacted
Low Income - Power to Save | Low Flow Showerhead | 0 | 0.04 | 0.1 | 504.08 | 1 | Honeywell | 2023-03-01 | redacted
Low Income - Power to Save | Pipe Wrap | 0 | 0.01 | 0.03 | 143.65 | 1 | Honeywell | 2023-03-01 | redacted
Low Income - Power to Save | Weather Strip/Caulk | 0 | 0.25 | 0.09 | 503.3 | 1 | Honeywell | 2023-03-01 | redacted
Low Income - Power to Save | Outdoor Coil Cleaning | 0 | 0.1 | 0 | 275 | 1 | Honeywell | 2023-03-01 | redacted
Low Income - Power to Save | LI - DUCT | 0 | 0.4 | 0.12 | 775.77 | 1 | Honeywell | 2023-03-01 | redacted
Low Income - Power to Save | HVAC Inspection | 0 | 0.17 | 0 | 268.73 | 1 | Honeywell | 2023-03-01 | redacted
Low Income - Power to Save | LED Lights | 0 | 0 | 0 | 47.6 | 1 | Honeywell | 2023-03-01 | redacted
Low Income - Power to Save | Faucet Aerators | 0 | 0 | 0.02 | 110.58 | 1 | Honeywell | 2023-03-01 | redacted
Low Income - Power to Save | Low Flow Showerhead | 0 | 0.04 | 0.1 | 504.08 | 1 | Honeywell | 2023-03-01 | redacted
Low Income - Power to Save | LED Lights | 0 | 0 | 0 | 47.6 | 1 | Honeywell | 2023-03-01 | redacted
Low Income - Power to Save | Faucet Aerators | 0 | 0 | 0.02 | 110.58 | 1 | Honeywell | 2023-03-01 | redacted
Low Income - Power to Save | Low Flow Showerhead | 0 | 0.04 | 0.1 | 504.08 | 1 | Honeywell | 2023-03-01 | redacted
Low Income - Power to Save | Weather Strip/Caulk | 0 | 0.25 | 0.09 | 503.3 | 1 | Honeywell | 2023-03-01 | redacted
Low Income - Power to Save | Outdoor Coil Cleaning | 0 | 0.1 | 0 | 275 | 1 | Honeywell | 2023-03-01 | redacted
Low Income - Power to Save | LI - DUCT | 0 | 0.4 | 0.12 | 775.77 | 1 | Honeywell | 2023-03-01 | redacted
Low Income - Power to Save | HVAC Inspection | 0 | 0.17 | 0 | 268.73 | 1 | Honeywell | 2023-03-01 | redacted
Low Income - Power to Save | LED Lights | 0 | 0 | 0 | 47.6 | 1 | Honeywell | 2023-03-01 | redacted
Low Income - Power to Save | Faucet Aerators | 0 | 0 | 0.02 | 110.58 | 1 | Honeywell | 2023-03-01 | redacted
Low Income - Power to Save | Low Flow Showerhead | 0 | 0.04 | 0.1 | 504.08 | 1 | Honeywell | 2023-03-01 | redacted
Low Income - Power to Save | Pipe Wrap | 0 | 0.01 | 0.03 | 143.65 | 1 | Honeywell | 2023-03-01 | redacted
Low Income - Power to Save | Weather Strip/Caulk | 0 | 0.25 | 0.09 | 503.3 | 1 | Honeywell | 2023-03-01 | redacted
Low Income - Power to Save | Outdoor Coil Cleaning | 0 | 0.1 | 0 | 275 | 1 | Honeywell | 2023-03-01 | redacted
Low Income - Power to Save | LI - DUCT | 0 | 0.4 | 0.12 | 775.77 | 1 | Honeywell | 2023-03-01 | redacted
Low Income - Power to Save | HVAC Inspection | 0 | 0.17 | 0 | 268.73 | 1 | Honeywell | 2023-03-01 | redacted
Low Income - Power to Save | LED Lights | 0 | 0 | 0 | 47.6 | 1 | Honeywell | 2023-03-01 | redacted
Low Income - Power to Save | Weather Strip/Caulk | 0 | 0.25 | 0.09 | 503.3 | 1 | Honeywell | 2023-03-01 | redacted
Low Income - Power to Save | Outdoor Coil Cleaning | 0 | 0.1 | 0 | 275 | 1 | Honeywell | 2023-03-01 | redacted
Low Income - Power to Save | HVAC Inspection | 0 | 0.17 | 0 | 268.73 | 1 | Honeywell | 2023-03-01 | redacted
Low Income - Power to Save | LED Lights | 0 | 0 | 0 | 47.6 | 1 | Honeywell | 2023-03-01 | redacted
Low Income - Power to Save | Faucet Aerators | 0 | 0 | 0.02 | 110.58 | 1 | Honeywell | 2023-03-01 | redacted
Low Income - Power to Save | Weather Strip/Caulk | 0 | 0.25 | 0.09 | 503.3 | 1 | Honeywell | 2023-03-01 | redacted
Low Income - Power to Save | Outdoor Coil Cleaning | 0 | 0.1 | 0 | 275 | 1 | Honeywell | 2023-03-01 | redacted
Low Income - Power to Save | HVAC Inspection | 0 | 0.17 | 0 | 268.73 | 1 | Honeywell | 2023-03-01 | redacted
Low Income - Power to Save | LED Lights | 0 | 0 | 0 | 47.6 | 1 | Honeywell | 2023-03-01 | redacted
Low Income - Power to Save | Faucet Aerators | 0 | 0 | 0.02 | 110.58 | 1 | Honeywell | 2023-03-01 | redacted
Low Income - Power to Save | Low Flow Showerhead | 0 | 0.04 | 0.1 | 504.08 | 1 | Honeywell | 2023-03-01 | redacted
Low Income - Power to Save | LED Lights | 0 | 0 | 0 | 47.6 | 1 | Honeywell | 2023-03-01 | redacted
Low Income - Power to Save | Faucet Aerators | 0 | 0 | 0.02 | 110.58 | 1 | Honeywell | 2023-03-01 | redacted
Low Income - Power to Save | Low Flow Showerhead | 0 | 0.04 | 0.1 | 504.08 | 1 | Honeywell | 2023-03-01 | redacted
Low Income - Power to Save | Weather Strip/Caulk | 0 | 0.25 | 0.09 | 503.3 | 1 | Honeywell | 2023-03-01 | redacted
Low Income - Power to Save | LED Lights | 0 | 0 | 0 | 47.6 | 1 | Honeywell | 2023-03-01 | redacted
Low Income - Power to Save | Faucet Aerators | 0 | 0 | 0.02 | 110.58 | 1 | Honeywell | 2023-03-01 | redacted
Low Income - Power to Save | Low Flow Showerhead | 0 | 0.04 | 0.1 | 504.08 | 1 | Honeywell | 2023-03-01 | redacted
Low Income - Power to Save | Weather Strip/Caulk | 0 | 0.25 | 0.09 | 503.3 | 1 | Honeywell | 2023-03-01 | redacted
Low Income - Power to Save | Outdoor Coil Cleaning | 0 | 0.1 | 0 | 275 | 1 | Honeywell | 2023-03-01 | redacted
Low Income - Power to Save | LI - DUCT | 0 | 0.4 | 0.12 | 775.77 | 1 | Honeywell | 2023-03-01 | redacted
Low Income - Power to Save | HVAC Inspection | 0 | 0.17 | 0 | 268.73 | 1 | Honeywell | 2023-03-01 | redacted
Low Income - Power to Save | LED Lights | 0 | 0 | 0 | 47.6 | 1 | Honeywell | 2023-03-01 | redacted
Low Income - Power to Save | Faucet Aerators | 0 | 0 | 0.02 | 110.58 | 1 | Honeywell | 2023-03-01 | redacted
Low Income - Power to Save | Low Flow Showerhead | 0 | 0.04 | 0.1 | 504.08 | 1 | Honeywell | 2023-03-01 | redacted
Low Income - Power to Save | Weather Strip/Caulk | 0 | 0.25 | 0.09 | 503.3 | 1 | Honeywell | 2023-03-01 | redacted
Low Income - Power to Save | Outdoor Coil Cleaning | 0 | 0.1 | 0 | 275 | 1 | Honeywell | 2023-03-01 | redacted
Low Income - Power to Save | LI - DUCT | 0 | 0.4 | 0.12 | 775.77 | 1 | Honeywell | 2023-03-01 | redacted
Low Income - Power to Save | HVAC Inspection | 0 | 0.17 | 0 | 268.73 | 1 | Honeywell | 2023-03-01 | redacted
Low Income - Power to Save | LED Lights | 0 | 0 | 0 | 47.6 | 1 | Honeywell | 2023-03-01 | redacted
Low Income - Power to Save | Low Flow Showerhead | 0 | 0.04 | 0.1 | 504.08 | 1 | Honeywell | 2023-03-01 | redacted
Low Income - Power to Save | Pipe Wrap | 0 | 0.01 | 0.03 | 143.65 | 1 | Honeywell | 2023-03-01 | redacted
Low Income - Power to Save | Weather Strip/Caulk | 0 | 0.25 | 0.09 | 503.3 | 1 | Honeywell | 2023-03-01 | redacted
Low Income - Power to Save | Outdoor Coil Cleaning | 0 | 0.1 | 0 | 275 | 1 | Honeywell | 2023-03-01 | redacted
Low Income - Power to Save | LI - DUCT | 0 | 0.4 | 0.12 | 775.77 | 1 | Honeywell | 2023-03-01 | redacted
Low Income - Power to Save | HVAC Inspection | 0 | 0.17 | 0 | 268.73 | 1 | Honeywell | 2023-03-01 | redacted
Low Income - Power to Save | LED Lights | 0 | 0 | 0 | 47.6 | 1 | Honeywell | 2023-03-01 | redacted
Low Income - Power to Save | Faucet Aerators | 0 | 0 | 0.02 | 110.58 | 1 | Honeywell | 2023-03-01 | redacted
Low Income - Power to Save | Low Flow Showerhead | 0 | 0.04 | 0.1 | 504.08 | 1 | Honeywell | 2023-03-01 | redacted
Low Income - Power to Save | LED Lights | 0 | 0 | 0 | 47.6 | 1 | Honeywell | 2023-03-01 | redacted
Low Income - Power to Save | Low Flow Showerhead | 0 | 0.04 | 0.1 | 504.08 | 1 | Honeywell | 2023-03-01 | redacted
Low Income - Power to Save | Weather Strip/Caulk | 0 | 0.25 | 0.09 | 503.3 | 1 | Honeywell | 2023-03-01 | redacted
Low Income - Power to Save | Outdoor Coil Cleaning | 0 | 0.1 | 0 | 275 | 1 | Honeywell | 2023-03-01 | redacted
Low Income - Power to Save | HVAC Inspection | 0 | 0.17 | 0 | 268.73 | 1 | Honeywell | 2023-03-01 | redacted
Low Income - Power to Save | LED Lights | 0 | 0 | 0 | 47.6 | 1 | Honeywell | 2023-03-01 | redacted
Low Income - Power to Save | Faucet Aerators | 0 | 0 | 0.02 | 110.58 | 1 | Honeywell | 2023-03-01 | redacted
Low Income - Power to Save | LED Lights | 0 | 0 | 0 | 47.6 | 1 | Honeywell | 2023-03-01 | redacted
Low Income - Power to Save | Outdoor Coil Cleaning | 0 | 0.1 | 0 | 275 | 1 | Honeywell | 2023-03-01 | redacted
Low Income - Power to Save | HVAC Inspection | 0 | 0.17 | 0 | 268.73 | 1 | Honeywell | 2023-03-01 | redacted
Low Income - Power to Save | LED Lights | 0 | 0 | 0 | 47.6 | 1 | Honeywell | 2023-03-01 | redacted
Low Income - Power to Save | Faucet Aerators | 0 | 0 | 0.02 | 110.58 | 1 | Honeywell | 2023-03-01 | redacted
Low Income - Power to Save | Low Flow Showerhead | 0 | 0.04 | 0.1 | 504.08 | 1 | Honeywell | 2023-03-01 | redacted
Low Income - Power to Save | LED Lights | 0 | 0 | 0 | 47.6 | 1 | Honeywell | 2023-03-01 | redacted
Low Income - Power to Save | LED Lights | 0 | 0 | 0 | 47.6 | 1 | Honeywell | 2023-03-01 | redacted
Low Income - Power to Save | Faucet Aerators | 0 | 0 | 0.02 | 110.58 | 1 | Honeywell | 2023-03-01 | redacted
Low Income - Power to Save | Low Flow Showerhead | 0 | 0.04 | 0.1 | 504.08 | 1 | Honeywell | 2023-03-01 | redacted
Low Income - Power to Save | LED Lights | 0 | 0 | 0 | 47.6 | 1 | Honeywell | 2023-03-01 | redacted
Low Income - Power to Save | Faucet Aerators | 0 | 0 | 0.02 | 110.58 | 1 | Honeywell | 2023-03-01 | redacted
Low Income - Power to Save | Low Flow Showerhead | 0 | 0.04 | 0.1 | 504.08 | 1 | Honeywell | 2023-03-01 | redacted
Low Income - Power to Save | LED Lights | 0 | 0 | 0 | 47.6 | 1 | Honeywell | 2023-03-01 | redacted
Low Income - Power to Save | Low Flow Showerhead | 0 | 0.04 | 0.1 | 504.08 | 1 | Honeywell | 2023-03-01 | redacted
Low Income - Power to Save | Weather Strip/Caulk | 0 | 0.25 | 0.09 | 503.3 | 1 | Honeywell | 2023-03-01 | redacted
Low Income - Power to Save | Outdoor Coil Cleaning | 0 | 0.1 | 0 | 275 | 1 | Honeywell | 2023-03-01 | redacted
Low Income - Power to Save | LI - DUCT | 0 | 0.4 | 0.12 | 775.77 | 1 | Honeywell | 2023-03-01 | redacted
Low Income - Power to Save | HVAC Inspection | 0 | 0.17 | 0 | 268.73 | 1 | Honeywell | 2023-03-01 | redacted
Low Income - Power to Save | LED Lights | 0 | 0 | 0 | 47.6 | 1 | Honeywell | 2023-03-01 | redacted
Low Income - Power to Save | Faucet Aerators | 0 | 0 | 0.02 | 110.58 | 1 | Honeywell | 2023-03-01 | redacted
Low Income - Power to Save | Pipe Wrap | 0 | 0.01 | 0.03 | 143.65 | 1 | Honeywell | 2023-03-01 | redacted
Low Income - Power to Save | Weather Strip/Caulk | 0 | 0.25 | 0.09 | 503.3 | 1 | Honeywell | 2023-03-01 | redacted
Low Income - Power to Save | Outdoor Coil Cleaning | 0 | 0.1 | 0 | 275 | 1 | Honeywell | 2023-03-01 | redacted
Low Income - Power to Save | LI - DUCT | 0 | 0.4 | 0.12 | 775.77 | 1 | Honeywell | 2023-03-01 | redacted
Low Income - Power to Save | HVAC Inspection | 0 | 0.17 | 0 | 268.73 | 1 | Honeywell | 2023-03-01 | redacted
Low Income - Power to Save | LED Lights | 0 | 0 | 0 | 47.6 | 1 | Honeywell | 2023-03-01 | redacted
Low Income - Power to Save | Outdoor Coil Cleaning | 0 | 0.1 | 0 | 275 | 1 | Honeywell | 2023-03-01 | redacted
Low Income - Power to Save | HVAC Inspection | 0 | 0.17 | 0 | 268.73 | 1 | Honeywell | 2023-03-01 | redacted
Low Income - Power to Save | LED Lights | 0 | 0 | 0 | 47.6 | 1 | Honeywell | 2023-03-01 | redacted
Low Income - Power to Save | Faucet Aerators | 0 | 0 | 0.02 | 110.58 | 1 | Honeywell | 2023-03-01 | redacted
Low Income - Power to Save | Weather Strip/Caulk | 0 | 0.25 | 0.09 | 503.3 | 1 | Honeywell | 2023-03-01 | redacted
Low Income - Power to Save | Outdoor Coil Cleaning | 0 | 0.1 | 0 | 275 | 1 | Honeywell | 2023-03-01 | redacted
Low Income - Power to Save | HVAC Inspection | 0 | 0.17 | 0 | 268.73 | 1 | Honeywell | 2023-03-01 | redacted
Low Income - Power to Save | LED Lights | 0 | 0 | 0 | 47.6 | 1 | Honeywell | 2023-03-01 | redacted
Low Income - Power to Save | Pipe Wrap | 0 | 0.01 | 0.03 | 143.65 | 1 | Honeywell | 2023-03-01 | redacted
Low Income - Power to Save | Weather Strip/Caulk | 0 | 0.25 | 0.09 | 503.3 | 1 | Honeywell | 2023-03-01 | redacted
Low Income - Power to Save | Outdoor Coil Cleaning | 0 | 0.1 | 0 | 275 | 1 | Honeywell | 2023-03-01 | redacted
Low Income - Power to Save | LI - DUCT | 0 | 0.4 | 0.12 | 775.77 | 1 | Honeywell | 2023-03-01 | redacted
Low Income - Power to Save | HVAC Inspection | 0 | 0.17 | 0 | 268.73 | 1 | Honeywell | 2023-03-01 | redacted
Low Income - Power to Save | LED Lights | 0 | 0 | 0 | 47.6 | 1 | Honeywell | 2023-03-01 | redacted
Low Income - Power to Save | Pipe Wrap | 0 | 0.01 | 0.03 | 143.65 | 1 | Honeywell | 2023-03-01 | redacted
Low Income - Power to Save | Weather Strip/Caulk | 0 | 0.25 | 0.09 | 503.3 | 1 | Honeywell | 2023-03-01 | redacted
Low Income - Power to Save | LED Lights | 0 | 0 | 0 | 47.6 | 1 | Honeywell | 2023-03-01 | redacted
Low Income - Power to Save | Faucet Aerators | 0 | 0 | 0.02 | 110.58 | 1 | Honeywell | 2023-03-01 | redacted
Low Income - Power to Save | Low Flow Showerhead | 0 | 0.04 | 0.1 | 504.08 | 1 | Honeywell | 2023-03-01 | redacted
Low Income - Power to Save | Weather Strip/Caulk | 0 | 0.25 | 0.09 | 503.3 | 1 | Honeywell | 2023-03-01 | redacted
Low Income - Power to Save | Outdoor Coil Cleaning | 0 | 0.1 | 0 | 275 | 1 | Honeywell | 2023-03-01 | redacted
Low Income - Power to Save | LI - DUCT | 0 | 0.4 | 0.12 | 775.77 | 1 | Honeywell | 2023-03-01 | redacted
Low Income - Power to Save | HVAC Inspection | 0 | 0.17 | 0 | 268.73 | 1 | Honeywell | 2023-03-01 | redacted
Low Income - Power to Save | LED Lights | 0 | 0 | 0 | 47.6 | 1 | Honeywell | 2023-03-01 | redacted
Low Income - Power to Save | Faucet Aerators | 0 | 0 | 0.02 | 110.58 | 1 | Honeywell | 2023-03-01 | redacted
Low Income - Power to Save | Weather Strip/Caulk | 0 | 0.25 | 0.09 | 503.3 | 1 | Honeywell | 2023-03-01 | redacted
Low Income - Power to Save | Outdoor Coil Cleaning | 0 | 0.1 | 0 | 275 | 1 | Honeywell | 2023-03-01 | redacted
Low Income - Power to Save | LI - DUCT | 0 | 0.4 | 0.12 | 775.77 | 1 | Honeywell | 2023-03-01 | redacted
Low Income - Power to Save | HVAC Inspection | 0 | 0.17 | 0 | 268.73 | 1 | Honeywell | 2023-03-01 | redacted
Low Income - Power to Save | LED Lights | 0 | 0 | 0 | 47.6 | 1 | Honeywell | 2023-03-01 | redacted
Low Income - Power to Save | Faucet Aerators | 0 | 0 | 0.02 | 110.58 | 1 | Honeywell | 2023-03-01 | redacted
Low Income - Power to Save | Low Flow Showerhead | 0 | 0.04 | 0.1 | 504.08 | 1 | Honeywell | 2023-03-01 | redacted
Low Income - Power to Save | LED Lights | 0 | 0 | 0 | 47.6 | 1 | Honeywell | 2023-03-01 | redacted
Low Income - Power to Save | Faucet Aerators | 0 | 0 | 0.02 | 110.58 | 1 | Honeywell | 2023-03-01 | redacted
Low Income - Power to Save | Low Flow Showerhead | 0 | 0.04 | 0.1 | 504.08 | 1 | Honeywell | 2023-03-01 | redacted
Low Income - Power to Save | Weather Strip/Caulk | 0 | 0.25 | 0.09 | 503.3 | 1 | Honeywell | 2023-03-01 | redacted
Low Income - Power to Save | Outdoor Coil Cleaning | 0 | 0.1 | 0 | 275 | 1 | Honeywell | 2023-03-01 | redacted
Low Income - Power to Save | LED Lights | 0 | 0 | 0 | 47.6 | 1 | Honeywell | 2023-03-01 | redacted
Low Income - Power to Save | Faucet Aerators | 0 | 0 | 0.02 | 110.58 | 1 | Honeywell | 2023-03-01 | redacted
Low Income - Power to Save | Low Flow Showerhead | 0 | 0.04 | 0.1 | 504.08 | 1 | Honeywell | 2023-03-01 | redacted
Low Income - Power to Save | Weather Strip/Caulk | 0 | 0.25 | 0.09 | 503.3 | 1 | Honeywell | 2023-03-01 | redacted
Low Income - Power to Save | Outdoor Coil Cleaning | 0 | 0.1 | 0 | 275 | 1 | Honeywell | 2023-03-01 | redacted
Low Income - Power to Save | LI - DUCT | 0 | 0.4 | 0.12 | 775.77 | 1 | Honeywell | 2023-03-01 | redacted
Low Income - Power to Save | HVAC Inspection | 0 | 0.17 | 0 | 268.73 | 1 | Honeywell | 2023-03-01 | redacted
Low Income - Power to Save | LED Lights | 0 | 0 | 0 | 47.6 | 1 | Honeywell | 2023-03-01 | redacted
Low Income - Power to Save | Faucet Aerators | 0 | 0 | 0.02 | 110.58 | 1 | Honeywell | 2023-03-01 | redacted
Low Income - Power to Save | Low Flow Showerhead | 0 | 0.04 | 0.1 | 504.08 | 1 | Honeywell | 2023-03-01 | redacted
Low Income - Power to Save | Weather Strip/Caulk | 0 | 0.25 | 0.09 | 503.3 | 1 | Honeywell | 2023-03-01 | redacted
Low Income - Power to Save | Outdoor Coil Cleaning | 0 | 0.1 | 0 | 275 | 1 | Honeywell | 2023-03-01 | redacted
Low Income - Power to Save | LI - DUCT | 0 | 0.4 | 0.12 | 775.77 | 1 | Honeywell | 2023-03-01 | redacted
Low Income - Power to Save | HVAC Inspection | 0 | 0.17 | 0 | 268.73 | 1 | Honeywell | 2023-03-01 | redacted
Low Income - Power to Save | LED Lights | 0 | 0 | 0 | 47.6 | 1 | Honeywell | 2023-03-01 | redacted
Low Income - Power to Save | Faucet Aerators | 0 | 0 | 0.02 | 110.58 | 1 | Honeywell | 2023-03-01 | redacted
Low Income - Power to Save | Weather Strip/Caulk | 0 | 0.25 | 0.09 | 503.3 | 1 | Honeywell | 2023-03-01 | redacted
Low Income - Power to Save | LED Lights | 0 | 0 | 0 | 47.6 | 1 | Honeywell | 2023-03-01 | redacted
Low Income - Power to Save | Faucet Aerators | 0 | 0 | 0.02 | 110.58 | 1 | Honeywell | 2023-03-01 | redacted
Low Income - Power to Save | Weather Strip/Caulk | 0 | 0.25 | 0.09 | 503.3 | 1 | Honeywell | 2023-03-01 | redacted
Low Income - Power to Save | LED Lights | 0 | 0 | 0 | 47.6 | 1 | Honeywell | 2023-03-01 | redacted
Low Income - Power to Save | Low Flow Showerhead | 0 | 0.04 | 0.1 | 504.08 | 1 | Honeywell | 2023-03-01 | redacted
Low Income - Power to Save | Weather Strip/Caulk | 0 | 0.25 | 0.09 | 503.3 | 1 | Honeywell | 2023-03-01 | redacted
Low Income - Power to Save | Outdoor Coil Cleaning | 0 | 0.1 | 0 | 275 | 1 | Honeywell | 2023-03-01 | redacted
Low Income - Power to Save | LED Lights | 0 | 0 | 0 | 47.6 | 1 | Honeywell | 2023-03-01 | redacted
Low Income - Power to Save | Faucet Aerators | 0 | 0 | 0.02 | 110.58 | 1 | Honeywell | 2023-03-01 | redacted
Low Income - Power to Save | Low Flow Showerhead | 0 | 0.04 | 0.1 | 504.08 | 1 | Honeywell | 2023-03-01 | redacted
Low Income - Power to Save | Weather Strip/Caulk | 0 | 0.25 | 0.09 | 503.3 | 1 | Honeywell | 2023-03-01 | redacted
Low Income - Power to Save | Outdoor Coil Cleaning | 0 | 0.1 | 0 | 275 | 1 | Honeywell | 2023-03-01 | redacted
Low Income - Power to Save | LI - DUCT | 0 | 0.4 | 0.12 | 775.77 | 1 | Honeywell | 2023-03-01 | redacted
Low Income - Power to Save | HVAC Inspection | 0 | 0.17 | 0 | 268.73 | 1 | Honeywell | 2023-03-01 | redacted
Low Income - Power to Save | LED Lights | 0 | 0 | 0 | 47.6 | 1 | Honeywell | 2023-03-01 | redacted
Low Income - Power to Save | Faucet Aerators | 0 | 0 | 0.02 | 110.58 | 1 | Honeywell | 2023-03-01 | redacted
Low Income - Power to Save | Low Flow Showerhead | 0 | 0.04 | 0.1 | 504.08 | 1 | Honeywell | 2023-03-01 | redacted
Low Income - Power to Save | Weather Strip/Caulk | 0 | 0.25 | 0.09 | 503.3 | 1 | Honeywell | 2023-03-01 | redacted
Low Income - Power to Save | Outdoor Coil Cleaning | 0 | 0.1 | 0 | 275 | 1 | Honeywell | 2023-03-01 | redacted
Low Income - Power to Save | LI - DUCT | 0 | 0.4 | 0.12 | 775.77 | 1 | Honeywell | 2023-03-01 | redacted
Low Income - Power to Save | HVAC Inspection | 0 | 0.17 | 0 | 268.73 | 1 | Honeywell | 2023-03-01 | redacted
Low Income - Power to Save | LED Lights | 0 | 0 | 0 | 47.6 | 1 | Honeywell | 2023-03-01 | redacted
Low Income - Power to Save | Faucet Aerators | 0 | 0 | 0.02 | 110.58 | 1 | Honeywell | 2023-03-01 | redacted
Low Income - Power to Save | Low Flow Showerhead | 0 | 0.04 | 0.1 | 504.08 | 1 | Honeywell | 2023-03-01 | redacted
Low Income - Power to Save | LED Lights | 0 | 0 | 0 | 47.6 | 1 | Honeywell | 2023-03-01 | redacted
Low Income - Power to Save | Faucet Aerators | 0 | 0 | 0.02 | 110.58 | 1 | Honeywell | 2023-03-01 | redacted
Low Income - Power to Save | Pipe Wrap | 0 | 0.01 | 0.03 | 143.65 | 1 | Honeywell | 2023-03-01 | redacted
Low Income - Power to Save | Outdoor Coil Cleaning | 0 | 0.1 | 0 | 275 | 1 | Honeywell | 2023-03-01 | redacted
Low Income - Power to Save | HVAC Inspection | 0 | 0.17 | 0 | 268.73 | 1 | Honeywell | 2023-03-01 | redacted
Low Income - Power to Save | LED Lights | 0 | 0 | 0 | 47.6 | 1 | Honeywell | 2023-03-01 | redacted
Low Income - Power to Save | Low Flow Showerhead | 0 | 0.04 | 0.1 | 504.08 | 1 | Honeywell | 2023-03-01 | redacted
Low Income - Power to Save | Weather Strip/Caulk | 0 | 0.25 | 0.09 | 503.3 | 1 | Honeywell | 2023-03-01 | redacted
Low Income - Power to Save | Outdoor Coil Cleaning | 0 | 0.1 | 0 | 275 | 1 | Honeywell | 2023-03-01 | redacted
Low Income - Power to Save | LI - DUCT | 0 | 0.4 | 0.12 | 775.77 | 1 | Honeywell | 2023-03-01 | redacted
Low Income - Power to Save | HVAC Inspection | 0 | 0.17 | 0 | 268.73 | 1 | Honeywell | 2023-03-01 | redacted
Low Income - Power to Save | LED Lights | 0 | 0 | 0 | 47.6 | 1 | Honeywell | 2023-03-01 | redacted
Low Income - Power to Save | Faucet Aerators | 0 | 0 | 0.02 | 110.58 | 1 | Honeywell | 2023-03-01 | redacted
Low Income - Power to Save | Low Flow Showerhead | 0 | 0.04 | 0.1 | 504.08 | 1 | Honeywell | 2023-03-01 | redacted
Low Income - Power to Save | Weather Strip/Caulk | 0 | 0.25 | 0.09 | 503.3 | 1 | Honeywell | 2023-03-01 | redacted
Low Income - Power to Save | Outdoor Coil Cleaning | 0 | 0.1 | 0 | 275 | 1 | Honeywell | 2023-03-01 | redacted
Low Income - Power to Save | LI - DUCT | 0 | 0.4 | 0.12 | 775.77 | 1 | Honeywell | 2023-03-01 | redacted
Low Income - Power to Save | HVAC Inspection | 0 | 0.17 | 0 | 268.73 | 1 | Honeywell | 2023-03-01 | redacted
Low Income - Power to Save | LED Lights | 0 | 0 | 0 | 47.6 | 1 | Honeywell | 2023-03-01 | redacted
Low Income - Power to Save | Faucet Aerators | 0 | 0 | 0.02 | 110.58 | 1 | Honeywell | 2023-03-01 | redacted
Low Income - Power to Save | Weather Strip/Caulk | 0 | 0.25 | 0.09 | 503.3 | 1 | Honeywell | 2023-03-01 | redacted
Low Income - Power to Save | Outdoor Coil Cleaning | 0 | 0.1 | 0 | 275 | 1 | Honeywell | 2023-03-01 | redacted
Low Income - Power to Save | LI - DUCT | 0 | 0.4 | 0.12 | 775.77 | 1 | Honeywell | 2023-03-01 | redacted
Low Income - Power to Save | HVAC Inspection | 0 | 0.17 | 0 | 268.73 | 1 | Honeywell | 2023-03-01 | redacted
Low Income - Power to Save | LED Lights | 0 | 0 | 0 | 47.6 | 1 | Honeywell | 2023-03-01 | redacted
Low Income - Power to Save | Weather Strip/Caulk | 0 | 0.25 | 0.09 | 503.3 | 1 | Honeywell | 2023-03-01 | redacted
Low Income - Power to Save | Outdoor Coil Cleaning | 0 | 0.1 | 0 | 275 | 1 | Honeywell | 2023-03-01 | redacted
Low Income - Power to Save | LI - DUCT | 0 | 0.4 | 0.12 | 775.77 | 1 | Honeywell | 2023-03-01 | redacted
Low Income - Power to Save | HVAC Inspection | 0 | 0.17 | 0 | 268.73 | 1 | Honeywell | 2023-03-01 | redacted
Low Income - Power to Save | LED Lights | 0 | 0 | 0 | 47.6 | 1 | Honeywell | 2023-03-01 | redacted
Low Income - Power to Save | Faucet Aerators | 0 | 0 | 0.02 | 110.58 | 1 | Honeywell | 2023-03-01 | redacted
Low Income - Power to Save | Low Flow Showerhead | 0 | 0.04 | 0.1 | 504.08 | 1 | Honeywell | 2023-03-01 | redacted
Low Income - Power to Save | Outdoor Coil Cleaning | 0 | 0.1 | 0 | 275 | 1 | Honeywell | 2023-03-01 | redacted
Low Income - Power to Save | HVAC Inspection | 0 | 0.17 | 0 | 268.73 | 1 | Honeywell | 2023-03-01 | redacted
Low Income - Power to Save | LED Lights | 0 | 0 | 0 | 47.6 | 1 | Honeywell | 2023-03-01 | redacted
Low Income - Power to Save | Faucet Aerators | 0 | 0 | 0.02 | 110.58 | 1 | Honeywell | 2023-03-01 | redacted
Low Income - Power to Save | Low Flow Showerhead | 0 | 0.04 | 0.1 | 504.08 | 1 | Honeywell | 2023-03-01 | redacted
Low Income - Power to Save | LED Lights | 0 | 0 | 0 | 47.6 | 1 | Honeywell | 2023-03-01 | redacted
Low Income - Power to Save | Outdoor Coil Cleaning | 0 | 0.1 | 0 | 275 | 1 | Honeywell | 2023-03-01 | redacted
Low Income - Power to Save | HVAC Inspection | 0 | 0.17 | 0 | 268.73 | 1 | Honeywell | 2023-03-01 | redacted
Low Income - Power to Save | LED Lights | 0 | 0 | 0 | 47.6 | 1 | Honeywell | 2023-03-01 | redacted
Low Income - Power to Save | Faucet Aerators | 0 | 0 | 0.02 | 110.58 | 1 | Honeywell | 2023-03-01 | redacted
Low Income - Power to Save | Low Flow Showerhead | 0 | 0.04 | 0.1 | 504.08 | 1 | Honeywell | 2023-03-01 | redacted
Low Income - Power to Save | Weather Strip/Caulk | 0 | 0.25 | 0.09 | 503.3 | 1 | Honeywell | 2023-03-01 | redacted
Low Income - Power to Save | Outdoor Coil Cleaning | 0 | 0.1 | 0 | 275 | 1 | Honeywell | 2023-03-01 | redacted
Low Income - Power to Save | LI - DUCT | 0 | 0.4 | 0.12 | 775.77 | 1 | Honeywell | 2023-03-01 | redacted
Low Income - Power to Save | HVAC Inspection | 0 | 0.17 | 0 | 268.73 | 1 | Honeywell | 2023-03-01 | redacted
Low Income - Power to Save | LED Lights | 0 | 0 | 0 | 47.6 | 1 | Honeywell | 2023-03-01 | redacted
Low Income - Power to Save | Weather Strip/Caulk | 0 | 0.25 | 0.09 | 503.3 | 1 | Honeywell | 2023-03-01 | redacted
Low Income - Power to Save | Outdoor Coil Cleaning | 0 | 0.1 | 0 | 275 | 1 | Honeywell | 2023-03-01 | redacted
Low Income - Power to Save | HVAC Inspection | 0 | 0.17 | 0 | 268.73 | 1 | Honeywell | 2023-03-01 | redacted
Low Income - Power to Save | LED Lights | 0 | 0 | 0 | 47.6 | 1 | Honeywell | 2023-03-01 | redacted
Low Income - Power to Save | Faucet Aerators | 0 | 0 | 0.02 | 110.58 | 1 | Honeywell | 2023-03-01 | redacted
Low Income - Power to Save | Low Flow Showerhead | 0 | 0.04 | 0.1 | 504.08 | 1 | Honeywell | 2023-03-01 | redacted
Low Income - Power to Save | Pipe Wrap | 0 | 0.01 | 0.03 | 143.65 | 1 | Honeywell | 2023-03-01 | redacted
Low Income - Power to Save | Weather Strip/Caulk | 0 | 0.25 | 0.09 | 503.3 | 1 | Honeywell | 2023-03-01 | redacted
Low Income - Power to Save | Outdoor Coil Cleaning | 0 | 0.1 | 0 | 275 | 1 | Honeywell | 2023-03-01 | redacted
Low Income - Power to Save | LI - DUCT | 0 | 0.4 | 0.12 | 775.77 | 1 | Honeywell | 2023-03-01 | redacted
Low Income - Power to Save | HVAC Inspection | 0 | 0.17 | 0 | 268.73 | 1 | Honeywell | 2023-03-01 | redacted
Low Income - Power to Save | LED Lights | 0 | 0 | 0 | 47.6 | 1 | Honeywell | 2023-03-01 | redacted
Low Income - Power to Save | Faucet Aerators | 0 | 0 | 0.02 | 110.58 | 1 | Honeywell | 2023-03-01 | redacted
Low Income - Power to Save | Low Flow Showerhead | 0 | 0.04 | 0.1 | 504.08 | 1 | Honeywell | 2023-03-01 | redacted
Low Income - Power to Save | LED Lights | 0 | 0 | 0 | 47.6 | 1 | Honeywell | 2023-03-01 | redacted
Low Income - Power to Save | Low Flow Showerhead | 0 | 0.04 | 0.1 | 504.08 | 1 | Honeywell | 2023-03-01 | redacted
Low Income - Power to Save | Weather Strip/Caulk | 0 | 0.25 | 0.09 | 503.3 | 1 | Honeywell | 2023-03-01 | redacted
Low Income - Power to Save | Outdoor Coil Cleaning | 0 | 0.1 | 0 | 275 | 1 | Honeywell | 2023-03-01 | redacted
Low Income - Power to Save | LI - DUCT | 0 | 0.4 | 0.12 | 775.77 | 1 | Honeywell | 2023-03-01 | redacted
Low Income - Power to Save | HVAC Inspection | 0 | 0.17 | 0 | 268.73 | 1 | Honeywell | 2023-03-01 | redacted
Low Income - Power to Save | LED Lights | 0 | 0 | 0 | 47.6 | 1 | Honeywell | 2023-03-01 | redacted
Low Income - Power to Save | Faucet Aerators | 0 | 0 | 0.02 | 110.58 | 1 | Honeywell | 2023-03-01 | redacted
Low Income - Power to Save | Low Flow Showerhead | 0 | 0.04 | 0.1 | 504.08 | 1 | Honeywell | 2023-03-01 | redacted
Low Income - Power to Save | Weather Strip/Caulk | 0 | 0.25 | 0.09 | 503.3 | 1 | Honeywell | 2023-03-01 | redacted
Low Income - Power to Save | Outdoor Coil Cleaning | 0 | 0.1 | 0 | 275 | 1 | Honeywell | 2023-03-01 | redacted
Low Income - Power to Save | LI - DUCT | 0 | 0.4 | 0.12 | 775.77 | 1 | Honeywell | 2023-03-01 | redacted
Low Income - Power to Save | HVAC Inspection | 0 | 0.17 | 0 | 268.73 | 1 | Honeywell | 2023-03-01 | redacted
Low Income - Power to Save | LED Lights | 0 | 0 | 0 | 47.6 | 1 | Honeywell | 2023-03-01 | redacted
Low Income - Power to Save | Faucet Aerators | 0 | 0 | 0.02 | 110.58 | 1 | Honeywell | 2023-03-01 | redacted
Low Income - Power to Save | Weather Strip/Caulk | 0 | 0.25 | 0.09 | 503.3 | 1 | Honeywell | 2023-03-01 | redacted
Low Income - Power to Save | Outdoor Coil Cleaning | 0 | 0.1 | 0 | 275 | 1 | Honeywell | 2023-03-01 | redacted
Low Income - Power to Save | LI - DUCT | 0 | 0.4 | 0.12 | 775.77 | 1 | Honeywell | 2023-03-01 | redacted
Low Income - Power to Save | HVAC Inspection | 0 | 0.17 | 0 | 268.73 | 1 | Honeywell | 2023-03-01 | redacted
Low Income - Power to Save | LED Lights | 0 | 0 | 0 | 47.6 | 1 | Honeywell | 2023-03-01 | redacted
Low Income - Power to Save | Outdoor Coil Cleaning | 0 | 0.1 | 0 | 275 | 1 | Honeywell | 2023-03-01 | redacted
Low Income - Power to Save | HVAC Inspection | 0 | 0.17 | 0 | 268.73 | 1 | Honeywell | 2023-03-01 | redacted
Low Income - Power to Save | LED Lights | 0 | 0 | 0 | 47.6 | 1 | Honeywell | 2023-03-01 | redacted
Low Income - Power to Save | Faucet Aerators | 0 | 0 | 0.02 | 110.58 | 1 | Honeywell | 2023-03-01 | redacted
Low Income - Power to Save | Low Flow Showerhead | 0 | 0.04 | 0.1 | 504.08 | 1 | Honeywell | 2023-03-01 | redacted
Low Income - Power to Save | LED Lights | 0 | 0 | 0 | 47.6 | 1 | Honeywell | 2023-03-01 | redacted
Low Income - Power to Save | Faucet Aerators | 0 | 0 | 0.02 | 110.58 | 1 | Honeywell | 2023-03-01 | redacted
Low Income - Power to Save | Low Flow Showerhead | 0 | 0.04 | 0.1 | 504.08 | 1 | Honeywell | 2023-03-01 | redacted
Low Income - Power to Save | LED Lights | 0 | 0 | 0 | 47.6 | 1 | Honeywell | 2023-03-01 | redacted
Low Income - Power to Save | Outdoor Coil Cleaning | 0 | 0.1 | 0 | 275 | 1 | Honeywell | 2023-03-01 | redacted
Low Income - Power to Save | HVAC Inspection | 0 | 0.17 | 0 | 268.73 | 1 | Honeywell | 2023-03-01 | redacted
Low Income - Power to Save | LED Lights | 0 | 0 | 0 | 47.6 | 1 | Honeywell | 2023-03-01 | redacted
Low Income - Power to Save | Outdoor Coil Cleaning | 0 | 0.1 | 0 | 275 | 1 | Honeywell | 2023-03-01 | redacted
Low Income - Power to Save | HVAC Inspection | 0 | 0.17 | 0 | 268.73 | 1 | Honeywell | 2023-03-01 | redacted
Low Income - Power to Save | LED Lights | 0 | 0 | 0 | 47.6 | 1 | Honeywell | 2023-03-01 | redacted
Low Income - Power to Save | Faucet Aerators | 0 | 0 | 0.02 | 110.58 | 1 | Honeywell | 2023-03-01 | redacted
Low Income - Power to Save | Low Flow Showerhead | 0 | 0.04 | 0.1 | 504.08 | 1 | Honeywell | 2023-03-01 | redacted
Low Income - Power to Save | LED Lights | 0 | 0 | 0 | 47.6 | 1 | Honeywell | 2023-03-01 | redacted
Low Income - Power to Save | Faucet Aerators | 0 | 0 | 0.02 | 110.58 | 1 | Honeywell | 2023-03-01 | redacted
Low Income - Power to Save | Low Flow Showerhead | 0 | 0.04 | 0.1 | 504.08 | 1 | Honeywell | 2023-03-01 | redacted
Low Income - Power to Save | Outdoor Coil Cleaning | 0 | 0.1 | 0 | 275 | 1 | Honeywell | 2023-03-01 | redacted
Low Income - Power to Save | LED Lights | 0 | 0 | 0 | 47.6 | 1 | Honeywell | 2023-03-01 | redacted
Low Income - Power to Save | Faucet Aerators | 0 | 0 | 0.02 | 110.58 | 1 | Honeywell | 2023-03-01 | redacted
Low Income - Power to Save | Low Flow Showerhead | 0 | 0.04 | 0.1 | 504.08 | 1 | Honeywell | 2023-03-01 | redacted
Low Income - Power to Save | Outdoor Coil Cleaning | 0 | 0.1 | 0 | 275 | 1 | Honeywell | 2023-03-01 | redacted
Low Income - Power to Save | LED Lights | 0 | 0 | 0 | 47.6 | 1 | Honeywell | 2023-03-01 | redacted
Low Income - Power to Save | Faucet Aerators | 0 | 0 | 0.02 | 110.58 | 1 | Honeywell | 2023-03-01 | redacted
Low Income - Power to Save | Low Flow Showerhead | 0 | 0.04 | 0.1 | 504.08 | 1 | Honeywell | 2023-03-01 | redacted
Low Income - Power to Save | Pipe Wrap | 0 | 0.01 | 0.03 | 143.65 | 1 | Honeywell | 2023-03-01 | redacted
Low Income - Power to Save | Weather Strip/Caulk | 0 | 0.25 | 0.09 | 503.3 | 1 | Honeywell | 2023-03-01 | redacted
Low Income - Power to Save | Outdoor Coil Cleaning | 0 | 0.1 | 0 | 275 | 1 | Honeywell | 2023-03-01 | redacted
Low Income - Power to Save | LI - DUCT | 0 | 0.4 | 0.12 | 775.77 | 1 | Honeywell | 2023-03-01 | redacted
Low Income - Power to Save | HVAC Inspection | 0 | 0.17 | 0 | 268.73 | 1 | Honeywell | 2023-03-01 | redacted
Low Income - Power to Save | LED Lights | 0 | 0 | 0 | 47.6 | 1 | Honeywell | 2023-03-01 | redacted
Low Income - Power to Save | Weather Strip/Caulk | 0 | 0.25 | 0.09 | 503.3 | 1 | Honeywell | 2023-03-01 | redacted
Low Income - Power to Save | Outdoor Coil Cleaning | 0 | 0.1 | 0 | 275 | 1 | Honeywell | 2023-03-01 | redacted
Low Income - Power to Save | HVAC Inspection | 0 | 0.17 | 0 | 268.73 | 1 | Honeywell | 2023-03-01 | redacted
Low Income - Power to Save | LED Lights | 0 | 0 | 0 | 47.6 | 1 | Honeywell | 2023-03-01 | redacted
Low Income - Power to Save | Faucet Aerators | 0 | 0 | 0.02 | 110.58 | 1 | Honeywell | 2023-03-01 | redacted
Low Income - Power to Save | Low Flow Showerhead | 0 | 0.04 | 0.1 | 504.08 | 1 | Honeywell | 2023-03-01 | redacted
Low Income - Power to Save | Weather Strip/Caulk | 0 | 0.25 | 0.09 | 503.3 | 1 | Honeywell | 2023-03-01 | redacted
Low Income - Power to Save | Outdoor Coil Cleaning | 0 | 0.1 | 0 | 275 | 1 | Honeywell | 2023-03-01 | redacted
Low Income - Power to Save | HVAC Inspection | 0 | 0.17 | 0 | 268.73 | 1 | Honeywell | 2023-03-01 | redacted
Low Income - Power to Save | LED Lights | 0 | 0 | 0 | 47.6 | 1 | Honeywell | 2023-03-01 | redacted
Low Income - Power to Save | Faucet Aerators | 0 | 0 | 0.02 | 110.58 | 1 | Honeywell | 2023-03-01 | redacted
Low Income - Power to Save | Pipe Wrap | 0 | 0.01 | 0.03 | 143.65 | 1 | Honeywell | 2023-03-01 | redacted
Low Income - Power to Save | Weather Strip/Caulk | 0 | 0.25 | 0.09 | 503.3 | 1 | Honeywell | 2023-03-01 | redacted
Low Income - Power to Save | Outdoor Coil Cleaning | 0 | 0.1 | 0 | 275 | 1 | Honeywell | 2023-03-01 | redacted
Low Income - Power to Save | LI - DUCT | 0 | 0.4 | 0.12 | 775.77 | 1 | Honeywell | 2023-03-01 | redacted
Low Income - Power to Save | HVAC Inspection | 0 | 0.17 | 0 | 268.73 | 1 | Honeywell | 2023-03-01 | redacted
Low Income - Power to Save | LED Lights | 0 | 0 | 0 | 47.6 | 1 | Honeywell | 2023-03-01 | redacted
Low Income - Power to Save | Low Flow Showerhead | 0 | 0.04 | 0.1 | 504.08 | 1 | Honeywell | 2023-03-01 | redacted
Low Income - Power to Save | Pipe Wrap | 0 | 0.01 | 0.03 | 143.65 | 1 | Honeywell | 2023-03-01 | redacted
Low Income - Power to Save | Weather Strip/Caulk | 0 | 0.25 | 0.09 | 503.3 | 1 | Honeywell | 2023-03-01 | redacted
Low Income - Power to Save | Outdoor Coil Cleaning | 0 | 0.1 | 0 | 275 | 1 | Honeywell | 2023-03-01 | redacted
Low Income - Power to Save | LI - DUCT | 0 | 0.4 | 0.12 | 775.77 | 1 | Honeywell | 2023-03-01 | redacted
Low Income - Power to Save | HVAC Inspection | 0 | 0.17 | 0 | 268.73 | 1 | Honeywell | 2023-03-01 | redacted
Low Income - Power to Save | LED Lights | 0 | 0 | 0 | 47.6 | 1 | Honeywell | 2023-03-01 | redacted
Low Income - Power to Save | Outdoor Coil Cleaning | 0 | 0.1 | 0 | 275 | 1 | Honeywell | 2023-03-01 | redacted
Low Income - Power to Save | HVAC Inspection | 0 | 0.17 | 0 | 268.73 | 1 | Honeywell | 2023-03-01 | redacted
Low Income - Power to Save | LED Lights | 0 | 0 | 0 | 47.6 | 1 | Honeywell | 2023-03-01 | redacted
Low Income - Power to Save | Faucet Aerators | 0 | 0 | 0.02 | 110.58 | 1 | Honeywell | 2023-03-01 | redacted
Low Income - Power to Save | Low Flow Showerhead | 0 | 0.04 | 0.1 | 504.08 | 1 | Honeywell | 2023-03-01 | redacted
Low Income - Power to Save | Outdoor Coil Cleaning | 0 | 0.1 | 0 | 275 | 1 | Honeywell | 2023-03-01 | redacted
Low Income - Power to Save | LED Lights | 0 | 0 | 0 | 47.6 | 1 | Honeywell | 2023-03-01 | redacted
Low Income - Power to Save | Faucet Aerators | 0 | 0 | 0.02 | 110.58 | 1 | Honeywell | 2023-03-01 | redacted
Low Income - Power to Save | Low Flow Showerhead | 0 | 0.04 | 0.1 | 504.08 | 1 | Honeywell | 2023-03-01 | redacted
Low Income - Power to Save | Weather Strip/Caulk | 0 | 0.25 | 0.09 | 503.3 | 1 | Honeywell | 2023-03-01 | redacted
Low Income - Power to Save | Outdoor Coil Cleaning | 0 | 0.1 | 0 | 275 | 1 | Honeywell | 2023-03-01 | redacted
Low Income - Power to Save | LI - DUCT | 0 | 0.4 | 0.12 | 775.77 | 1 | Honeywell | 2023-03-01 | redacted
Low Income - Power to Save | HVAC Inspection | 0 | 0.17 | 0 | 268.73 | 1 | Honeywell | 2023-03-01 | redacted
Low Income - Power to Save | LED Lights | 0 | 0 | 0 | 47.6 | 1 | Honeywell | 2023-03-01 | redacted
Low Income - Power to Save | Faucet Aerators | 0 | 0 | 0.02 | 110.58 | 1 | Honeywell | 2023-03-01 | redacted
Low Income - Power to Save | Weather Strip/Caulk | 0 | 0.25 | 0.09 | 503.3 | 1 | Honeywell | 2023-03-01 | redacted
Low Income - Power to Save | Outdoor Coil Cleaning | 0 | 0.1 | 0 | 275 | 1 | Honeywell | 2023-03-01 | redacted
Low Income - Power to Save | LED Lights | 0 | 0 | 0 | 47.6 | 1 | Honeywell | 2023-03-01 | redacted
Low Income - Power to Save | Faucet Aerators | 0 | 0 | 0.02 | 110.58 | 1 | Honeywell | 2023-03-01 | redacted
Low Income - Power to Save | Low Flow Showerhead | 0 | 0.04 | 0.1 | 504.08 | 1 | Honeywell | 2023-03-01 | redacted
Low Income - Power to Save | Weather Strip/Caulk | 0 | 0.25 | 0.09 | 503.3 | 1 | Honeywell | 2023-03-01 | redacted
Low Income - Power to Save | Outdoor Coil Cleaning | 0 | 0.1 | 0 | 275 | 1 | Honeywell | 2023-03-01 | redacted
Low Income - Power to Save | LI - DUCT | 0 | 0.4 | 0.12 | 775.77 | 1 | Honeywell | 2023-03-01 | redacted
Low Income - Power to Save | HVAC Inspection | 0 | 0.17 | 0 | 268.73 | 1 | Honeywell | 2023-03-01 | redacted
Low Income - Power to Save | LED Lights | 0 | 0 | 0 | 47.6 | 1 | Honeywell | 2023-03-01 | redacted
Low Income - Power to Save | Faucet Aerators | 0 | 0 | 0.02 | 110.58 | 1 | Honeywell | 2023-03-01 | redacted
Low Income - Power to Save | Low Flow Showerhead | 0 | 0.04 | 0.1 | 504.08 | 1 | Honeywell | 2023-03-01 | redacted
Low Income - Power to Save | Weather Strip/Caulk | 0 | 0.25 | 0.09 | 503.3 | 1 | Honeywell | 2023-03-01 | redacted
Low Income - Power to Save | Outdoor Coil Cleaning | 0 | 0.1 | 0 | 275 | 1 | Honeywell | 2023-03-01 | redacted
Low Income - Power to Save | LI - DUCT | 0 | 0.4 | 0.12 | 775.77 | 1 | Honeywell | 2023-03-01 | redacted
Low Income - Power to Save | HVAC Inspection | 0 | 0.17 | 0 | 268.73 | 1 | Honeywell | 2023-03-01 | redacted
Low Income - Power to Save | LED Lights | 0 | 0 | 0 | 47.6 | 1 | Honeywell | 2023-03-01 | redacted
Low Income - Power to Save | Faucet Aerators | 0 | 0 | 0.02 | 110.58 | 1 | Honeywell | 2023-03-01 | redacted
Low Income - Power to Save | Low Flow Showerhead | 0 | 0.04 | 0.1 | 504.08 | 1 | Honeywell | 2023-03-01 | redacted
Low Income - Power to Save | LED Lights | 0 | 0 | 0 | 47.6 | 1 | Honeywell | 2023-03-01 | redacted
Low Income - Power to Save | Outdoor Coil Cleaning | 0 | 0.1 | 0 | 275 | 1 | Honeywell | 2023-03-01 | redacted
Low Income - Power to Save | HVAC Inspection | 0 | 0.17 | 0 | 268.73 | 1 | Honeywell | 2023-03-01 | redacted
Low Income - Power to Save | LED Lights | 0 | 0 | 0 | 47.6 | 1 | Honeywell | 2023-03-01 | redacted
Low Income - Power to Save | Faucet Aerators | 0 | 0 | 0.02 | 110.58 | 1 | Honeywell | 2023-03-01 | redacted
Low Income - Power to Save | Low Flow Showerhead | 0 | 0.04 | 0.1 | 504.08 | 1 | Honeywell | 2023-03-01 | redacted
Low Income - Power to Save | Weather Strip/Caulk | 0 | 0.25 | 0.09 | 503.3 | 1 | Honeywell | 2023-03-01 | redacted
Low Income - Power to Save | Outdoor Coil Cleaning | 0 | 0.1 | 0 | 275 | 1 | Honeywell | 2023-03-01 | redacted
Low Income - Power to Save | LI - DUCT | 0 | 0.4 | 0.12 | 775.77 | 1 | Honeywell | 2023-03-01 | redacted
Low Income - Power to Save | HVAC Inspection | 0 | 0.17 | 0 | 268.73 | 1 | Honeywell | 2023-03-01 | redacted
Low Income - Power to Save | LED Lights | 0 | 0 | 0 | 47.6 | 1 | Honeywell | 2023-03-01 | redacted
Low Income - Power to Save | Faucet Aerators | 0 | 0 | 0.02 | 110.58 | 1 | Honeywell | 2023-03-01 | redacted
Low Income - Power to Save | Weather Strip/Caulk | 0 | 0.25 | 0.09 | 503.3 | 1 | Honeywell | 2023-03-01 | redacted
Low Income - Power to Save | Outdoor Coil Cleaning | 0 | 0.1 | 0 | 275 | 1 | Honeywell | 2023-03-01 | redacted
Low Income - Power to Save | LED Lights | 0 | 0 | 0 | 47.6 | 1 | Honeywell | 2023-03-01 | redacted
Low Income - Power to Save | Faucet Aerators | 0 | 0 | 0.02 | 110.58 | 1 | Honeywell | 2023-03-01 | redacted
Low Income - Power to Save | Low Flow Showerhead | 0 | 0.04 | 0.1 | 504.08 | 1 | Honeywell | 2023-03-01 | redacted
Low Income - Power to Save | Weather Strip/Caulk | 0 | 0.25 | 0.09 | 503.3 | 1 | Honeywell | 2023-03-01 | redacted
Low Income - Power to Save | Outdoor Coil Cleaning | 0 | 0.1 | 0 | 275 | 1 | Honeywell | 2023-03-01 | redacted
Low Income - Power to Save | LI - DUCT | 0 | 0.4 | 0.12 | 775.77 | 1 | Honeywell | 2023-03-01 | redacted
Low Income - Power to Save | HVAC Inspection | 0 | 0.17 | 0 | 268.73 | 1 | Honeywell | 2023-03-01 | redacted
Low Income - Power to Save | LED Lights | 0 | 0 | 0 | 47.6 | 1 | Honeywell | 2023-03-01 | redacted
Low Income - Power to Save | Faucet Aerators | 0 | 0 | 0.02 | 110.58 | 1 | Honeywell | 2023-03-01 | redacted
Low Income - Power to Save | Low Flow Showerhead | 0 | 0.04 | 0.1 | 504.08 | 1 | Honeywell | 2023-03-01 | redacted
Low Income - Power to Save | LED Lights | 0 | 0 | 0 | 47.6 | 1 | Honeywell | 2023-03-01 | redacted
Low Income - Power to Save | Faucet Aerators | 0 | 0 | 0.02 | 110.58 | 1 | Honeywell | 2023-03-01 | redacted
Low Income - Power to Save | Low Flow Showerhead | 0 | 0.04 | 0.1 | 504.08 | 1 | Honeywell | 2023-03-01 | redacted
Low Income - Power to Save | Pipe Wrap | 0 | 0.01 | 0.03 | 143.65 | 1 | Honeywell | 2023-03-01 | redacted
Low Income - Power to Save | Weather Strip/Caulk | 0 | 0.25 | 0.09 | 503.3 | 1 | Honeywell | 2023-03-01 | redacted
Low Income - Power to Save | Outdoor Coil Cleaning | 0 | 0.1 | 0 | 275 | 1 | Honeywell | 2023-03-01 | redacted
Low Income - Power to Save | LI - DUCT | 0 | 0.4 | 0.12 | 775.77 | 1 | Honeywell | 2023-03-01 | redacted
Low Income - Power to Save | HVAC Inspection | 0 | 0.17 | 0 | 268.73 | 1 | Honeywell | 2023-03-01 | redacted
Low Income - Power to Save | LED Lights | 0 | 0 | 0 | 47.6 | 1 | Honeywell | 2023-03-01 | redacted
Low Income - Power to Save | Weather Strip/Caulk | 0 | 0.25 | 0.09 | 503.3 | 1 | Honeywell | 2023-03-01 | redacted
Low Income - Power to Save | Outdoor Coil Cleaning | 0 | 0.1 | 0 | 275 | 1 | Honeywell | 2023-03-01 | redacted
Low Income - Power to Save | HVAC Inspection | 0 | 0.17 | 0 | 268.73 | 1 | Honeywell | 2023-03-01 | redacted
Low Income - Power to Save | LED Lights | 0 | 0 | 0 | 47.6 | 1 | Honeywell | 2023-03-01 | redacted
Low Income - Power to Save | Faucet Aerators | 0 | 0 | 0.02 | 110.58 | 1 | Honeywell | 2023-03-01 | redacted
Low Income - Power to Save | Low Flow Showerhead | 0 | 0.04 | 0.1 | 504.08 | 1 | Honeywell | 2023-03-01 | redacted
Low Income - Power to Save | Weather Strip/Caulk | 0 | 0.25 | 0.09 | 503.3 | 1 | Honeywell | 2023-03-01 | redacted
Low Income - Power to Save | LED Lights | 0 | 0 | 0 | 47.6 | 1 | Honeywell | 2023-03-01 | redacted
Low Income - Power to Save | Low Flow Showerhead | 0 | 0.04 | 0.1 | 504.08 | 1 | Honeywell | 2023-03-01 | redacted
Low Income - Power to Save | Pipe Wrap | 0 | 0.01 | 0.03 | 143.65 | 1 | Honeywell | 2023-03-01 | redacted
Low Income - Power to Save | Weather Strip/Caulk | 0 | 0.25 | 0.09 | 503.3 | 1 | Honeywell | 2023-03-01 | redacted
Low Income - Power to Save | Outdoor Coil Cleaning | 0 | 0.1 | 0 | 275 | 1 | Honeywell | 2023-03-01 | redacted
Low Income - Power to Save | LI - DUCT | 0 | 0.4 | 0.12 | 775.77 | 1 | Honeywell | 2023-03-01 | redacted
Low Income - Power to Save | HVAC Inspection | 0 | 0.17 | 0 | 268.73 | 1 | Honeywell | 2023-03-01 | redacted
Low Income - Power to Save | LED Lights | 0 | 0 | 0 | 47.6 | 1 | Honeywell | 2023-03-01 | redacted
Low Income - Power to Save | Low Flow Showerhead | 0 | 0.04 | 0.1 | 504.08 | 1 | Honeywell | 2023-03-01 | redacted
Low Income - Power to Save | Outdoor Coil Cleaning | 0 | 0.1 | 0 | 275 | 1 | Honeywell | 2023-03-01 | redacted
Low Income - Power to Save | HVAC Inspection | 0 | 0.17 | 0 | 268.73 | 1 | Honeywell | 2023-03-01 | redacted
Low Income - Power to Save | LED Lights | 0 | 0 | 0 | 47.6 | 1 | Honeywell | 2023-03-01 | redacted
Low Income - Power to Save | Faucet Aerators | 0 | 0 | 0.02 | 110.58 | 1 | Honeywell | 2023-03-01 | redacted
Low Income - Power to Save | Low Flow Showerhead | 0 | 0.04 | 0.1 | 504.08 | 1 | Honeywell | 2023-03-01 | redacted
Low Income - Power to Save | Pipe Wrap | 0 | 0.01 | 0.03 | 143.65 | 1 | Honeywell | 2023-03-01 | redacted
Low Income - Power to Save | Weather Strip/Caulk | 0 | 0.25 | 0.09 | 503.3 | 1 | Honeywell | 2023-03-01 | redacted
Low Income - Power to Save | Outdoor Coil Cleaning | 0 | 0.1 | 0 | 275 | 1 | Honeywell | 2023-03-01 | redacted
Low Income - Power to Save | LI - DUCT | 0 | 0.4 | 0.12 | 775.77 | 1 | Honeywell | 2023-03-01 | redacted
Low Income - Power to Save | HVAC Inspection | 0 | 0.17 | 0 | 268.73 | 1 | Honeywell | 2023-03-01 | redacted
Low Income - Power to Save | LED Lights | 0 | 0 | 0 | 47.6 | 1 | Honeywell | 2023-03-01 | redacted
Low Income - Power to Save | Weather Strip/Caulk | 0 | 0.25 | 0.09 | 503.3 | 1 | Honeywell | 2023-03-01 | redacted
Low Income - Power to Save | Outdoor Coil Cleaning | 0 | 0.1 | 0 | 275 | 1 | Honeywell | 2023-03-01 | redacted
Low Income - Power to Save | HVAC Inspection | 0 | 0.17 | 0 | 268.73 | 1 | Honeywell | 2023-03-01 | redacted
Low Income - Power to Save | LED Lights | 0 | 0 | 0 | 47.6 | 1 | Honeywell | 2023-03-01 | redacted
Low Income - Power to Save | Faucet Aerators | 0 | 0 | 0.02 | 110.58 | 1 | Honeywell | 2023-03-01 | redacted
Low Income - Power to Save | Low Flow Showerhead | 0 | 0.04 | 0.1 | 504.08 | 1 | Honeywell | 2023-03-01 | redacted
Low Income - Power to Save | Weather Strip/Caulk | 0 | 0.25 | 0.09 | 503.3 | 1 | Honeywell | 2023-03-01 | redacted
Low Income - Power to Save | Outdoor Coil Cleaning | 0 | 0.1 | 0 | 275 | 1 | Honeywell | 2023-03-01 | redacted
Low Income - Power to Save | LI - DUCT | 0 | 0.4 | 0.12 | 775.77 | 1 | Honeywell | 2023-03-01 | redacted
Low Income - Power to Save | HVAC Inspection | 0 | 0.17 | 0 | 268.73 | 1 | Honeywell | 2023-03-01 | redacted
Low Income - Power to Save | LED Lights | 0 | 0 | 0 | 47.6 | 1 | Honeywell | 2023-03-01 | redacted
Low Income - Power to Save | Faucet Aerators | 0 | 0 | 0.02 | 110.58 | 1 | Honeywell | 2023-03-01 | redacted
Low Income - Power to Save | Low Flow Showerhead | 0 | 0.04 | 0.1 | 504.08 | 1 | Honeywell | 2023-03-01 | redacted
Low Income - Power to Save | Weather Strip/Caulk | 0 | 0.25 | 0.09 | 503.3 | 1 | Honeywell | 2023-03-01 | redacted
Low Income - Power to Save | LED Lights | 0 | 0 | 0 | 47.6 | 1 | Honeywell | 2023-03-01 | redacted
Low Income - Power to Save | Faucet Aerators | 0 | 0 | 0.02 | 110.58 | 1 | Honeywell | 2023-03-01 | redacted
Low Income - Power to Save | Low Flow Showerhead | 0 | 0.04 | 0.1 | 504.08 | 1 | Honeywell | 2023-03-01 | redacted
Low Income - Power to Save | LED Lights | 0 | 0 | 0 | 47.6 | 1 | Honeywell | 2023-03-01 | redacted
Low Income - Power to Save | Faucet Aerators | 0 | 0 | 0.02 | 110.58 | 1 | Honeywell | 2023-03-01 | redacted
Low Income - Power to Save | Low Flow Showerhead | 0 | 0.04 | 0.1 | 504.08 | 1 | Honeywell | 2023-03-01 | redacted
Low Income - Power to Save | Weather Strip/Caulk | 0 | 0.25 | 0.09 | 503.3 | 1 | Honeywell | 2023-03-01 | redacted
Low Income - Power to Save | Outdoor Coil Cleaning | 0 | 0.1 | 0 | 275 | 1 | Honeywell | 2023-03-01 | redacted
Low Income - Power to Save | LI - DUCT | 0 | 0.4 | 0.12 | 775.77 | 1 | Honeywell | 2023-03-01 | redacted
Low Income - Power to Save | HVAC Inspection | 0 | 0.17 | 0 | 268.73 | 1 | Honeywell | 2023-03-01 | redacted
Low Income - Power to Save | LED Lights | 0 | 0 | 0 | 47.6 | 1 | Honeywell | 2023-03-01 | redacted
Low Income - Power to Save | Faucet Aerators | 0 | 0 | 0.02 | 110.58 | 1 | Honeywell | 2023-03-01 | redacted
Low Income - Power to Save | Weather Strip/Caulk | 0 | 0.25 | 0.09 | 503.3 | 1 | Honeywell | 2023-03-01 | redacted
Low Income - Power to Save | Outdoor Coil Cleaning | 0 | 0.1 | 0 | 275 | 1 | Honeywell | 2023-03-01 | redacted
Low Income - Power to Save | HVAC Inspection | 0 | 0.17 | 0 | 268.73 | 1 | Honeywell | 2023-03-01 | redacted
Low Income - Power to Save | LED Lights | 0 | 0 | 0 | 47.6 | 1 | Honeywell | 2023-03-01 | redacted
Low Income - Power to Save | Faucet Aerators | 0 | 0 | 0.02 | 110.58 | 1 | Honeywell | 2023-03-01 | redacted
Low Income - Power to Save | Pipe Wrap | 0 | 0.01 | 0.03 | 143.65 | 1 | Honeywell | 2023-03-01 | redacted
Low Income - Power to Save | Weather Strip/Caulk | 0 | 0.25 | 0.09 | 503.3 | 1 | Honeywell | 2023-03-01 | redacted
Low Income - Power to Save | Outdoor Coil Cleaning | 0 | 0.1 | 0 | 275 | 1 | Honeywell | 2023-03-01 | redacted
Low Income - Power to Save | LI - DUCT | 0 | 0.4 | 0.12 | 775.77 | 1 | Honeywell | 2023-03-01 | redacted
Low Income - Power to Save | HVAC Inspection | 0 | 0.17 | 0 | 268.73 | 1 | Honeywell | 2023-03-01 | redacted
Low Income - Power to Save | LED Lights | 0 | 0 | 0 | 47.6 | 1 | Honeywell | 2023-03-01 | redacted
Low Income - Power to Save | LED Lights | 0 | 0 | 0 | 47.6 | 1 | Honeywell | 2023-03-01 | redacted
Low Income - Power to Save | LED Lights | 0 | 0 | 0 | 47.6 | 1 | Honeywell | 2023-03-01 | redacted
Low Income - Power to Save | Faucet Aerators | 0 | 0 | 0.02 | 110.58 | 1 | Honeywell | 2023-03-01 | redacted
Low Income - Power to Save | Low Flow Showerhead | 0 | 0.04 | 0.1 | 504.08 | 1 | Honeywell | 2023-03-01 | redacted
Low Income - Power to Save | Pipe Wrap | 0 | 0.01 | 0.03 | 143.65 | 1 | Honeywell | 2023-03-01 | redacted
Low Income - Power to Save | Weather Strip/Caulk | 0 | 0.25 | 0.09 | 503.3 | 1 | Honeywell | 2023-03-01 | redacted
Low Income - Power to Save | Outdoor Coil Cleaning | 0 | 0.1 | 0 | 275 | 1 | Honeywell | 2023-03-01 | redacted
Low Income - Power to Save | LI - DUCT | 0 | 0.4 | 0.12 | 775.77 | 1 | Honeywell | 2023-03-01 | redacted
Low Income - Power to Save | HVAC Inspection | 0 | 0.17 | 0 | 268.73 | 1 | Honeywell | 2023-03-01 | redacted
Low Income - Power to Save | LED Lights | 0 | 0 | 0 | 47.6 | 1 | Honeywell | 2023-03-01 | redacted
Low Income - Power to Save | Faucet Aerators | 0 | 0 | 0.02 | 110.58 | 1 | Honeywell | 2023-03-01 | redacted
Low Income - Power to Save | Low Flow Showerhead | 0 | 0.04 | 0.1 | 504.08 | 1 | Honeywell | 2023-03-01 | redacted
Low Income - Power to Save | Weather Strip/Caulk | 0 | 0.25 | 0.09 | 503.3 | 1 | Honeywell | 2023-03-01 | redacted
Low Income - Power to Save | Outdoor Coil Cleaning | 0 | 0.1 | 0 | 275 | 1 | Honeywell | 2023-03-01 | redacted
Low Income - Power to Save | HVAC Inspection | 0 | 0.17 | 0 | 268.73 | 1 | Honeywell | 2023-03-01 | redacted
Low Income - Power to Save | LED Lights | 0 | 0 | 0 | 47.6 | 1 | Honeywell | 2023-03-01 | redacted
Low Income - Power to Save | Faucet Aerators | 0 | 0 | 0.02 | 110.58 | 1 | Honeywell | 2023-03-01 | redacted
Low Income - Power to Save | Low Flow Showerhead | 0 | 0.04 | 0.1 | 504.08 | 1 | Honeywell | 2023-03-01 | redacted
Low Income - Power to Save | Weather Strip/Caulk | 0 | 0.25 | 0.09 | 503.3 | 1 | Honeywell | 2023-03-01 | redacted
Low Income - Power to Save | Outdoor Coil Cleaning | 0 | 0.1 | 0 | 275 | 1 | Honeywell | 2023-03-01 | redacted
Low Income - Power to Save | LI - DUCT | 0 | 0.4 | 0.12 | 775.77 | 1 | Honeywell | 2023-03-01 | redacted
Low Income - Power to Save | HVAC Inspection | 0 | 0.17 | 0 | 268.73 | 1 | Honeywell | 2023-03-01 | redacted
Low Income - Power to Save | LED Lights | 0 | 0 | 0 | 47.6 | 1 | Honeywell | 2023-03-01 | redacted
Low Income - Power to Save | Outdoor Coil Cleaning | 0 | 0.1 | 0 | 275 | 1 | Honeywell | 2023-03-01 | redacted
Low Income - Power to Save | HVAC Inspection | 0 | 0.17 | 0 | 268.73 | 1 | Honeywell | 2023-03-01 | redacted
Low Income - Power to Save | LED Lights | 0 | 0 | 0 | 47.6 | 1 | Honeywell | 2023-03-01 | redacted
Low Income - Power to Save | Weather Strip/Caulk | 0 | 0.25 | 0.09 | 503.3 | 1 | Honeywell | 2023-03-01 | redacted
Low Income - Power to Save | Outdoor Coil Cleaning | 0 | 0.1 | 0 | 275 | 1 | Honeywell | 2023-03-01 | redacted
Low Income - Power to Save | HVAC Inspection | 0 | 0.17 | 0 | 268.73 | 1 | Honeywell | 2023-03-01 | redacted
Low Income - Power to Save | LED Lights | 0 | 0 | 0 | 47.6 | 1 | Honeywell | 2023-03-01 | redacted
Low Income - Power to Save | Faucet Aerators | 0 | 0 | 0.02 | 110.58 | 1 | Honeywell | 2023-03-01 | redacted
Low Income - Power to Save | Low Flow Showerhead | 0 | 0.04 | 0.1 | 504.08 | 1 | Honeywell | 2023-03-01 | redacted
Low Income - Power to Save | Weather Strip/Caulk | 0 | 0.25 | 0.09 | 503.3 | 1 | Honeywell | 2023-03-01 | redacted
Low Income - Power to Save | Outdoor Coil Cleaning | 0 | 0.1 | 0 | 275 | 1 | Honeywell | 2023-03-01 | redacted
Low Income - Power to Save | LI - DUCT | 0 | 0.4 | 0.12 | 775.77 | 1 | Honeywell | 2023-03-01 | redacted
Low Income - Power to Save | HVAC Inspection | 0 | 0.17 | 0 | 268.73 | 1 | Honeywell | 2023-03-01 | redacted
Low Income - Power to Save | LED Lights | 0 | 0 | 0 | 47.6 | 1 | Honeywell | 2023-03-01 | redacted
Low Income - Power to Save | Faucet Aerators | 0 | 0 | 0.02 | 110.58 | 1 | Honeywell | 2023-03-01 | redacted
Low Income - Power to Save | Low Flow Showerhead | 0 | 0.04 | 0.1 | 504.08 | 1 | Honeywell | 2023-03-01 | redacted
Low Income - Power to Save | LED Lights | 0 | 0 | 0 | 47.6 | 1 | Honeywell | 2023-03-01 | redacted
Low Income - Power to Save | Weather Strip/Caulk | 0 | 0.25 | 0.09 | 503.3 | 1 | Honeywell | 2023-03-01 | redacted
Low Income - Power to Save | Outdoor Coil Cleaning | 0 | 0.1 | 0 | 275 | 1 | Honeywell | 2023-03-01 | redacted
Low Income - Power to Save | HVAC Inspection | 0 | 0.17 | 0 | 268.73 | 1 | Honeywell | 2023-03-01 | redacted
Low Income - Power to Save | LED Lights | 0 | 0 | 0 | 47.6 | 1 | Honeywell | 2023-03-01 | redacted
Low Income - Power to Save | Low Flow Showerhead | 0 | 0.04 | 0.1 | 504.08 | 1 | Honeywell | 2023-03-01 | redacted
Low Income - Power to Save | Weather Strip/Caulk | 0 | 0.25 | 0.09 | 503.3 | 1 | Honeywell | 2023-03-01 | redacted
Low Income - Power to Save | Outdoor Coil Cleaning | 0 | 0.1 | 0 | 275 | 1 | Honeywell | 2023-03-01 | redacted
Low Income - Power to Save | HVAC Inspection | 0 | 0.17 | 0 | 268.73 | 1 | Honeywell | 2023-03-01 | redacted
Low Income - Power to Save | LED Lights | 0 | 0 | 0 | 47.6 | 1 | Honeywell | 2023-03-01 | redacted
Low Income - Power to Save | Faucet Aerators | 0 | 0 | 0.02 | 110.58 | 1 | Honeywell | 2023-03-01 | redacted
Low Income - Power to Save | Low Flow Showerhead | 0 | 0.04 | 0.1 | 504.08 | 1 | Honeywell | 2023-03-01 | redacted
Low Income - Power to Save | Weather Strip/Caulk | 0 | 0.25 | 0.09 | 503.3 | 1 | Honeywell | 2023-03-01 | redacted
Low Income - Power to Save | Outdoor Coil Cleaning | 0 | 0.1 | 0 | 275 | 1 | Honeywell | 2023-03-01 | redacted
Low Income - Power to Save | LI - DUCT | 0 | 0.4 | 0.12 | 775.77 | 1 | Honeywell | 2023-03-01 | redacted
Low Income - Power to Save | HVAC Inspection | 0 | 0.17 | 0 | 268.73 | 1 | Honeywell | 2023-03-01 | redacted
Low Income - Power to Save | LED Lights | 0 | 0 | 0 | 47.6 | 1 | Honeywell | 2023-03-01 | redacted
Low Income - Power to Save | Outdoor Coil Cleaning | 0 | 0.1 | 0 | 275 | 1 | Honeywell | 2023-03-01 | redacted
Low Income - Power to Save | HVAC Inspection | 0 | 0.17 | 0 | 268.73 | 1 | Honeywell | 2023-03-01 | redacted
Low Income - Power to Save | LED Lights | 0 | 0 | 0 | 47.6 | 1 | Honeywell | 2023-03-01 | redacted
Low Income - Power to Save | Faucet Aerators | 0 | 0 | 0.02 | 110.58 | 1 | Honeywell | 2023-03-01 | redacted
Low Income - Power to Save | Low Flow Showerhead | 0 | 0.04 | 0.1 | 504.08 | 1 | Honeywell | 2023-03-01 | redacted
Low Income - Power to Save | Outdoor Coil Cleaning | 0 | 0.1 | 0 | 275 | 1 | Honeywell | 2023-03-01 | redacted
Low Income - Power to Save | LED Lights | 0 | 0 | 0 | 47.6 | 1 | Honeywell | 2023-03-01 | redacted
Low Income - Power to Save | Low Flow Showerhead | 0 | 0.04 | 0.1 | 504.08 | 1 | Honeywell | 2023-03-01 | redacted
Low Income - Power to Save | Weather Strip/Caulk | 0 | 0.25 | 0.09 | 503.3 | 1 | Honeywell | 2023-03-01 | redacted
Low Income - Power to Save | Outdoor Coil Cleaning | 0 | 0.1 | 0 | 275 | 1 | Honeywell | 2023-03-01 | redacted
Low Income - Power to Save | LI - DUCT | 0 | 0.4 | 0.12 | 775.77 | 1 | Honeywell | 2023-03-01 | redacted
Low Income - Power to Save | HVAC Inspection | 0 | 0.17 | 0 | 268.73 | 1 | Honeywell | 2023-03-01 | redacted
Low Income - Power to Save | LED Lights | 0 | 0 | 0 | 47.6 | 1 | Honeywell | 2023-03-01 | redacted
Low Income - Power to Save | Faucet Aerators | 0 | 0 | 0.02 | 110.58 | 1 | Honeywell | 2023-03-01 | redacted
Low Income - Power to Save | Low Flow Showerhead | 0 | 0.04 | 0.1 | 504.08 | 1 | Honeywell | 2023-03-01 | redacted
Low Income - Power to Save | Weather Strip/Caulk | 0 | 0.25 | 0.09 | 503.3 | 1 | Honeywell | 2023-03-01 | redacted
Low Income - Power to Save | Outdoor Coil Cleaning | 0 | 0.1 | 0 | 275 | 1 | Honeywell | 2023-03-01 | redacted
Low Income - Power to Save | LI - DUCT | 0 | 0.4 | 0.12 | 775.77 | 1 | Honeywell | 2023-03-01 | redacted
Low Income - Power to Save | HVAC Inspection | 0 | 0.17 | 0 | 268.73 | 1 | Honeywell | 2023-03-01 | redacted
Low Income - Power to Save | LED Lights | 0 | 0 | 0 | 47.6 | 1 | Honeywell | 2023-03-01 | redacted
Low Income - Power to Save | Faucet Aerators | 0 | 0 | 0.02 | 110.58 | 1 | Honeywell | 2023-03-01 | redacted
Low Income - Power to Save | Low Flow Showerhead | 0 | 0.04 | 0.1 | 504.08 | 1 | Honeywell | 2023-03-01 | redacted
Low Income - Power to Save | Pipe Wrap | 0 | 0.01 | 0.03 | 143.65 | 1 | Honeywell | 2023-03-01 | redacted
Low Income - Power to Save | Weather Strip/Caulk | 0 | 0.25 | 0.09 | 503.3 | 1 | Honeywell | 2023-03-01 | redacted
Low Income - Power to Save | Outdoor Coil Cleaning | 0 | 0.1 | 0 | 275 | 1 | Honeywell | 2023-03-01 | redacted
Low Income - Power to Save | LI - DUCT | 0 | 0.4 | 0.12 | 775.77 | 1 | Honeywell | 2023-03-01 | redacted
Low Income - Power to Save | HVAC Inspection | 0 | 0.17 | 0 | 268.73 | 1 | Honeywell | 2023-03-01 | redacted
Low Income - Power to Save | LED Lights | 0 | 0 | 0 | 47.6 | 1 | Honeywell | 2023-03-01 | redacted
Low Income - Power to Save | Faucet Aerators | 0 | 0 | 0.02 | 110.58 | 1 | Honeywell | 2023-03-01 | redacted
Low Income - Power to Save | Low Flow Showerhead | 0 | 0.04 | 0.1 | 504.08 | 1 | Honeywell | 2023-03-01 | redacted
Low Income - Power to Save | LED Lights | 0 | 0 | 0 | 47.6 | 1 | Honeywell | 2023-03-01 | redacted
Low Income - Power to Save | Pipe Wrap | 0 | 0.01 | 0.03 | 143.65 | 1 | Honeywell | 2023-03-01 | redacted
Low Income - Power to Save | Outdoor Coil Cleaning | 0 | 0.1 | 0 | 275 | 1 | Honeywell | 2023-03-01 | redacted
Low Income - Power to Save | LI - DUCT | 0 | 0.4 | 0.12 | 775.77 | 1 | Honeywell | 2023-03-01 | redacted
Low Income - Power to Save | HVAC Inspection | 0 | 0.17 | 0 | 268.73 | 1 | Honeywell | 2023-03-01 | redacted
Low Income - Power to Save | LED Lights | 0 | 0 | 0 | 47.6 | 1 | Honeywell | 2023-03-01 | redacted
Low Income - Power to Save | Faucet Aerators | 0 | 0 | 0.02 | 110.58 | 1 | Honeywell | 2023-03-01 | redacted
Low Income - Power to Save | Low Flow Showerhead | 0 | 0.04 | 0.1 | 504.08 | 1 | Honeywell | 2023-03-01 | redacted
Low Income - Power to Save | Weather Strip/Caulk | 0 | 0.25 | 0.09 | 503.3 | 1 | Honeywell | 2023-03-01 | redacted
Low Income - Power to Save | Outdoor Coil Cleaning | 0 | 0.1 | 0 | 275 | 1 | Honeywell | 2023-03-01 | redacted
Low Income - Power to Save | LI - DUCT | 0 | 0.4 | 0.12 | 775.77 | 1 | Honeywell | 2023-03-01 | redacted
Low Income - Power to Save | HVAC Inspection | 0 | 0.17 | 0 | 268.73 | 1 | Honeywell | 2023-03-01 | redacted
Low Income - Power to Save | LED Lights | 0 | 0 | 0 | 47.6 | 1 | Honeywell | 2023-03-01 | redacted
Low Income - Power to Save | Faucet Aerators | 0 | 0 | 0.02 | 110.58 | 1 | Honeywell | 2023-03-01 | redacted
Low Income - Power to Save | Low Flow Showerhead | 0 | 0.04 | 0.1 | 504.08 | 1 | Honeywell | 2023-03-01 | redacted
Low Income - Power to Save | LED Lights | 0 | 0 | 0 | 47.6 | 1 | Honeywell | 2023-03-01 | redacted
Low Income - Power to Save | Outdoor Coil Cleaning | 0 | 0.1 | 0 | 275 | 1 | Honeywell | 2023-03-01 | redacted
Low Income - Power to Save | HVAC Inspection | 0 | 0.17 | 0 | 268.73 | 1 | Honeywell | 2023-03-01 | redacted
Low Income - Power to Save | LED Lights | 0 | 0 | 0 | 47.6 | 1 | Honeywell | 2023-03-01 | redacted
Low Income - Power to Save | Faucet Aerators | 0 | 0 | 0.02 | 110.58 | 1 | Honeywell | 2023-03-01 | redacted
Low Income - Power to Save | Low Flow Showerhead | 0 | 0.04 | 0.1 | 504.08 | 1 | Honeywell | 2023-03-01 | redacted
Low Income - Power to Save | Weather Strip/Caulk | 0 | 0.25 | 0.09 | 503.3 | 1 | Honeywell | 2023-03-01 | redacted
Low Income - Power to Save | Outdoor Coil Cleaning | 0 | 0.1 | 0 | 275 | 1 | Honeywell | 2023-03-01 | redacted
Low Income - Power to Save | LI - DUCT | 0 | 0.4 | 0.12 | 775.77 | 1 | Honeywell | 2023-03-01 | redacted
Low Income - Power to Save | HVAC Inspection | 0 | 0.17 | 0 | 268.73 | 1 | Honeywell | 2023-03-01 | redacted
Low Income - Power to Save | LED Lights | 0 | 0 | 0 | 47.6 | 1 | Honeywell | 2023-03-01 | redacted
Low Income - Power to Save | Faucet Aerators | 0 | 0 | 0.02 | 110.58 | 1 | Honeywell | 2023-03-01 | redacted
Low Income - Power to Save | Low Flow Showerhead | 0 | 0.04 | 0.1 | 504.08 | 1 | Honeywell | 2023-03-01 | redacted
Low Income - Power to Save | Pipe Wrap | 0 | 0.01 | 0.03 | 143.65 | 1 | Honeywell | 2023-03-01 | redacted
Low Income - Power to Save | Weather Strip/Caulk | 0 | 0.25 | 0.09 | 503.3 | 1 | Honeywell | 2023-03-01 | redacted
Low Income - Power to Save | Outdoor Coil Cleaning | 0 | 0.1 | 0 | 275 | 1 | Honeywell | 2023-03-01 | redacted
Low Income - Power to Save | LI - DUCT | 0 | 0.4 | 0.12 | 775.77 | 1 | Honeywell | 2023-03-01 | redacted
Low Income - Power to Save | HVAC Inspection | 0 | 0.17 | 0 | 268.73 | 1 | Honeywell | 2023-03-01 | redacted
Low Income - Power to Save | LED Lights | 0 | 0 | 0 | 47.6 | 1 | Honeywell | 2023-03-01 | redacted
Low Income - Power to Save | Outdoor Coil Cleaning | 0 | 0.1 | 0 | 275 | 1 | Honeywell | 2023-03-01 | redacted
Low Income - Power to Save | HVAC Inspection | 0 | 0.17 | 0 | 268.73 | 1 | Honeywell | 2023-03-01 | redacted
Low Income - Power to Save | LED Lights | 0 | 0 | 0 | 47.6 | 1 | Honeywell | 2023-03-01 | redacted
Low Income - Power to Save | Faucet Aerators | 0 | 0 | 0.02 | 110.58 | 1 | Honeywell | 2023-03-01 | redacted
Low Income - Power to Save | Low Flow Showerhead | 0 | 0.04 | 0.1 | 504.08 | 1 | Honeywell | 2023-03-01 | redacted
Low Income - Power to Save | LED Lights | 0 | 0 | 0 | 47.6 | 1 | Honeywell | 2023-03-01 | redacted
Low Income - Power to Save | Faucet Aerators | 0 | 0 | 0.02 | 110.58 | 1 | Honeywell | 2023-03-01 | redacted
Low Income - Power to Save | Low Flow Showerhead | 0 | 0.04 | 0.1 | 504.08 | 1 | Honeywell | 2023-03-01 | redacted
Low Income - Power to Save | Weather Strip/Caulk | 0 | 0.25 | 0.09 | 503.3 | 1 | Honeywell | 2023-03-01 | redacted
Low Income - Power to Save | Outdoor Coil Cleaning | 0 | 0.1 | 0 | 275 | 1 | Honeywell | 2023-03-01 | redacted
Low Income - Power to Save | LI - DUCT | 0 | 0.4 | 0.12 | 775.77 | 1 | Honeywell | 2023-03-01 | redacted
Low Income - Power to Save | HVAC Inspection | 0 | 0.17 | 0 | 268.73 | 1 | Honeywell | 2023-03-01 | redacted
Low Income - Power to Save | LED Lights | 0 | 0 | 0 | 47.6 | 1 | Honeywell | 2023-03-01 | redacted
Low Income - Power to Save | Faucet Aerators | 0 | 0 | 0.02 | 110.58 | 1 | Honeywell | 2023-03-01 | redacted
Low Income - Power to Save | Outdoor Coil Cleaning | 0 | 0.1 | 0 | 275 | 1 | Honeywell | 2023-03-01 | redacted
Low Income - Power to Save | LED Lights | 0 | 0 | 0 | 47.6 | 1 | Honeywell | 2023-03-01 | redacted
Low Income - Power to Save | Faucet Aerators | 0 | 0 | 0.02 | 110.58 | 1 | Honeywell | 2023-03-01 | redacted
Low Income - Power to Save | Low Flow Showerhead | 0 | 0.04 | 0.1 | 504.08 | 1 | Honeywell | 2023-03-01 | redacted
Low Income - Power to Save | Pipe Wrap | 0 | 0.01 | 0.03 | 143.65 | 1 | Honeywell | 2023-03-01 | redacted
Low Income - Power to Save | Weather Strip/Caulk | 0 | 0.25 | 0.09 | 503.3 | 1 | Honeywell | 2023-03-01 | redacted
Low Income - Power to Save | Outdoor Coil Cleaning | 0 | 0.1 | 0 | 275 | 1 | Honeywell | 2023-03-01 | redacted
Low Income - Power to Save | LI - DUCT | 0 | 0.4 | 0.12 | 775.77 | 1 | Honeywell | 2023-03-01 | redacted
Low Income - Power to Save | HVAC Inspection | 0 | 0.17 | 0 | 268.73 | 1 | Honeywell | 2023-03-01 | redacted
Low Income - Power to Save | LED Lights | 0 | 0 | 0 | 47.6 | 1 | Honeywell | 2023-03-01 | redacted
Low Income - Power to Save | Outdoor Coil Cleaning | 0 | 0.1 | 0 | 275 | 1 | Honeywell | 2023-03-01 | redacted
Low Income - Power to Save | LED Lights | 0 | 0 | 0 | 47.6 | 1 | Honeywell | 2023-03-01 | redacted
Low Income - Power to Save | Faucet Aerators | 0 | 0 | 0.02 | 110.58 | 1 | Honeywell | 2023-03-01 | redacted
Low Income - Power to Save | Low Flow Showerhead | 0 | 0.04 | 0.1 | 504.08 | 1 | Honeywell | 2023-03-01 | redacted
Low Income - Power to Save | Weather Strip/Caulk | 0 | 0.25 | 0.09 | 503.3 | 1 | Honeywell | 2023-03-01 | redacted
Low Income - Power to Save | LED Lights | 0 | 0 | 0 | 47.6 | 1 | Honeywell | 2023-03-01 | redacted
Low Income - Power to Save | Faucet Aerators | 0 | 0 | 0.02 | 110.58 | 1 | Honeywell | 2023-03-01 | redacted
Low Income - Power to Save | Low Flow Showerhead | 0 | 0.04 | 0.1 | 504.08 | 1 | Honeywell | 2023-03-01 | redacted
Low Income - Power to Save | Weather Strip/Caulk | 0 | 0.25 | 0.09 | 503.3 | 1 | Honeywell | 2023-03-01 | redacted
Low Income - Power to Save | LED Lights | 0 | 0 | 0 | 47.6 | 1 | Honeywell | 2023-03-01 | redacted
Low Income - Power to Save | Outdoor Coil Cleaning | 0 | 0.1 | 0 | 275 | 1 | Honeywell | 2023-03-01 | redacted
Low Income - Power to Save | HVAC Inspection | 0 | 0.17 | 0 | 268.73 | 1 | Honeywell | 2023-03-01 | redacted
Low Income - Power to Save | LED Lights | 0 | 0 | 0 | 47.6 | 1 | Honeywell | 2023-03-01 | redacted
Low Income - Power to Save | Faucet Aerators | 0 | 0 | 0.02 | 110.58 | 1 | Honeywell | 2023-03-01 | redacted
Low Income - Power to Save | Weather Strip/Caulk | 0 | 0.25 | 0.09 | 503.3 | 1 | Honeywell | 2023-03-01 | redacted
Low Income - Power to Save | Outdoor Coil Cleaning | 0 | 0.1 | 0 | 275 | 1 | Honeywell | 2023-03-01 | redacted
Low Income - Power to Save | HVAC Inspection | 0 | 0.17 | 0 | 268.73 | 1 | Honeywell | 2023-03-01 | redacted
Low Income - Power to Save | LED Lights | 0 | 0 | 0 | 47.6 | 1 | Honeywell | 2023-03-01 | redacted
Low Income - Power to Save | Faucet Aerators | 0 | 0 | 0.02 | 110.58 | 1 | Honeywell | 2023-03-01 | redacted
Low Income - Power to Save | Low Flow Showerhead | 0 | 0.04 | 0.1 | 504.08 | 1 | Honeywell | 2023-03-01 | redacted
Low Income - Power to Save | Weather Strip/Caulk | 0 | 0.25 | 0.09 | 503.3 | 1 | Honeywell | 2023-03-01 | redacted
Low Income - Power to Save | Outdoor Coil Cleaning | 0 | 0.1 | 0 | 275 | 1 | Honeywell | 2023-03-01 | redacted
Low Income - Power to Save | LI - DUCT | 0 | 0.4 | 0.12 | 775.77 | 1 | Honeywell | 2023-03-01 | redacted
Low Income - Power to Save | HVAC Inspection | 0 | 0.17 | 0 | 268.73 | 1 | Honeywell | 2023-03-01 | redacted
Low Income - Power to Save | LED Lights | 0 | 0 | 0 | 47.6 | 1 | Honeywell | 2023-03-01 | redacted
Low Income - Power to Save | Faucet Aerators | 0 | 0 | 0.02 | 110.58 | 1 | Honeywell | 2023-03-01 | redacted
Low Income - Power to Save | Low Flow Showerhead | 0 | 0.04 | 0.1 | 504.08 | 1 | Honeywell | 2023-03-01 | redacted
Low Income - Power to Save | Weather Strip/Caulk | 0 | 0.25 | 0.09 | 503.3 | 1 | Honeywell | 2023-03-01 | redacted
Low Income - Power to Save | Outdoor Coil Cleaning | 0 | 0.1 | 0 | 275 | 1 | Honeywell | 2023-03-01 | redacted
Low Income - Power to Save | LI - DUCT | 0 | 0.4 | 0.12 | 775.77 | 1 | Honeywell | 2023-03-01 | redacted
Low Income - Power to Save | HVAC Inspection | 0 | 0.17 | 0 | 268.73 | 1 | Honeywell | 2023-03-01 | redacted
Low Income - Power to Save | LED Lights | 0 | 0 | 0 | 47.6 | 1 | Honeywell | 2023-03-01 | redacted
Low Income - Power to Save | Faucet Aerators | 0 | 0 | 0.02 | 110.58 | 1 | Honeywell | 2023-03-01 | redacted
Low Income - Power to Save | Low Flow Showerhead | 0 | 0.04 | 0.1 | 504.08 | 1 | Honeywell | 2023-03-01 | redacted
Low Income - Power to Save | Weather Strip/Caulk | 0 | 0.25 | 0.09 | 503.3 | 1 | Honeywell | 2023-03-01 | redacted
Low Income - Power to Save | Outdoor Coil Cleaning | 0 | 0.1 | 0 | 275 | 1 | Honeywell | 2023-03-01 | redacted
Low Income - Power to Save | LI - DUCT | 0 | 0.4 | 0.12 | 775.77 | 1 | Honeywell | 2023-03-01 | redacted
Low Income - Power to Save | HVAC Inspection | 0 | 0.17 | 0 | 268.73 | 1 | Honeywell | 2023-03-01 | redacted
Low Income - Power to Save | LED Lights | 0 | 0 | 0 | 47.6 | 1 | Honeywell | 2023-03-01 | redacted
Low Income - Power to Save | Faucet Aerators | 0 | 0 | 0.02 | 110.58 | 1 | Honeywell | 2023-03-01 | redacted
Low Income - Power to Save | Weather Strip/Caulk | 0 | 0.25 | 0.09 | 503.3 | 1 | Honeywell | 2023-03-01 | redacted
Low Income - Power to Save | Outdoor Coil Cleaning | 0 | 0.1 | 0 | 275 | 1 | Honeywell | 2023-03-01 | redacted
Low Income - Power to Save | LI - DUCT | 0 | 0.4 | 0.12 | 775.77 | 1 | Honeywell | 2023-03-01 | redacted
Low Income - Power to Save | HVAC Inspection | 0 | 0.17 | 0 | 268.73 | 1 | Honeywell | 2023-03-01 | redacted
Low Income - Power to Save | LED Lights | 0 | 0 | 0 | 47.6 | 1 | Honeywell | 2023-03-01 | redacted
Low Income - Power to Save | Faucet Aerators | 0 | 0 | 0.02 | 110.58 | 1 | Honeywell | 2023-03-01 | redacted
Low Income - Power to Save | Low Flow Showerhead | 0 | 0.04 | 0.1 | 504.08 | 1 | Honeywell | 2023-03-01 | redacted
Low Income - Power to Save | Weather Strip/Caulk | 0 | 0.25 | 0.09 | 503.3 | 1 | Honeywell | 2023-03-01 | redacted
Low Income - Power to Save | Outdoor Coil Cleaning | 0 | 0.1 | 0 | 275 | 1 | Honeywell | 2023-03-01 | redacted
Low Income - Power to Save | LI - DUCT | 0 | 0.4 | 0.12 | 775.77 | 1 | Honeywell | 2023-03-01 | redacted
Low Income - Power to Save | HVAC Inspection | 0 | 0.17 | 0 | 268.73 | 1 | Honeywell | 2023-03-01 | redacted
Low Income - Power to Save | LED Lights | 0 | 0 | 0 | 47.6 | 1 | Honeywell | 2023-03-01 | redacted
Low Income - Power to Save | Faucet Aerators | 0 | 0 | 0.02 | 110.58 | 1 | Honeywell | 2023-03-01 | redacted
Low Income - Power to Save | Weather Strip/Caulk | 0 | 0.25 | 0.09 | 503.3 | 1 | Honeywell | 2023-03-01 | redacted
Low Income - Power to Save | Outdoor Coil Cleaning | 0 | 0.1 | 0 | 275 | 1 | Honeywell | 2023-03-01 | redacted
Low Income - Power to Save | LI - DUCT | 0 | 0.4 | 0.12 | 775.77 | 1 | Honeywell | 2023-03-01 | redacted
Low Income - Power to Save | HVAC Inspection | 0 | 0.17 | 0 | 268.73 | 1 | Honeywell | 2023-03-01 | redacted
Low Income - Power to Save | LED Lights | 0 | 0 | 0 | 47.6 | 1 | Honeywell | 2023-03-01 | redacted
Low Income - Power to Save | Weather Strip/Caulk | 0 | 0.25 | 0.09 | 503.3 | 1 | Honeywell | 2023-03-01 | redacted
Low Income - Power to Save | Outdoor Coil Cleaning | 0 | 0.1 | 0 | 275 | 1 | Honeywell | 2023-03-01 | redacted
Low Income - Power to Save | HVAC Inspection | 0 | 0.17 | 0 | 268.73 | 1 | Honeywell | 2023-03-01 | redacted
Low Income - Power to Save | LED Lights | 0 | 0 | 0 | 47.6 | 1 | Honeywell | 2023-03-01 | redacted
Low Income - Power to Save | Low Flow Showerhead | 0 | 0.04 | 0.1 | 504.08 | 1 | Honeywell | 2023-03-01 | redacted
Low Income - Power to Save | Weather Strip/Caulk | 0 | 0.25 | 0.09 | 503.3 | 1 | Honeywell | 2023-03-01 | redacted
Low Income - Power to Save | Outdoor Coil Cleaning | 0 | 0.1 | 0 | 275 | 1 | Honeywell | 2023-03-01 | redacted
Low Income - Power to Save | LI - DUCT | 0 | 0.4 | 0.12 | 775.77 | 1 | Honeywell | 2023-03-01 | redacted
Low Income - Power to Save | HVAC Inspection | 0 | 0.17 | 0 | 268.73 | 1 | Honeywell | 2023-03-01 | redacted
Low Income - Power to Save | LED Lights | 0 | 0 | 0 | 47.6 | 1 | Honeywell | 2023-03-01 | redacted
Low Income - Power to Save | Faucet Aerators | 0 | 0 | 0.02 | 110.58 | 1 | Honeywell | 2023-03-01 | redacted
Low Income - Power to Save | Low Flow Showerhead | 0 | 0.04 | 0.1 | 504.08 | 1 | Honeywell | 2023-03-01 | redacted
Low Income - Power to Save | Weather Strip/Caulk | 0 | 0.25 | 0.09 | 503.3 | 1 | Honeywell | 2023-03-01 | redacted
Low Income - Power to Save | Outdoor Coil Cleaning | 0 | 0.1 | 0 | 275 | 1 | Honeywell | 2023-03-01 | redacted
Low Income - Power to Save | LI - DUCT | 0 | 0.4 | 0.12 | 775.77 | 1 | Honeywell | 2023-03-01 | redacted
Low Income - Power to Save | HVAC Inspection | 0 | 0.17 | 0 | 268.73 | 1 | Honeywell | 2023-03-01 | redacted
Low Income - Power to Save | LED Lights | 0 | 0 | 0 | 47.6 | 1 | Honeywell | 2023-03-01 | redacted
Low Income - Power to Save | Weather Strip/Caulk | 0 | 0.25 | 0.09 | 503.3 | 1 | Honeywell | 2023-03-01 | redacted
Low Income - Power to Save | HVAC Inspection | 0 | 0.17 | 0 | 268.73 | 1 | Honeywell | 2023-03-01 | redacted
Low Income - Power to Save | LED Lights | 0 | 0 | 0 | 47.6 | 1 | Honeywell | 2023-03-01 | redacted
Low Income - Power to Save | Faucet Aerators | 0 | 0 | 0.02 | 110.58 | 1 | Honeywell | 2023-03-01 | redacted
Low Income - Power to Save | Low Flow Showerhead | 0 | 0.04 | 0.1 | 504.08 | 1 | Honeywell | 2023-03-01 | redacted
Low Income - Power to Save | Weather Strip/Caulk | 0 | 0.25 | 0.09 | 503.3 | 1 | Honeywell | 2023-03-01 | redacted
Low Income - Power to Save | Outdoor Coil Cleaning | 0 | 0.1 | 0 | 275 | 1 | Honeywell | 2023-03-01 | redacted
Low Income - Power to Save | LI - DUCT | 0 | 0.4 | 0.12 | 775.77 | 1 | Honeywell | 2023-03-01 | redacted
Low Income - Power to Save | HVAC Inspection | 0 | 0.17 | 0 | 268.73 | 1 | Honeywell | 2023-03-01 | redacted
Low Income - Power to Save | LED Lights | 0 | 0 | 0 | 47.6 | 1 | Honeywell | 2023-03-01 | redacted
Low Income - Power to Save | Faucet Aerators | 0 | 0 | 0.02 | 110.58 | 1 | Honeywell | 2023-03-01 | redacted
Low Income - Power to Save | Low Flow Showerhead | 0 | 0.04 | 0.1 | 504.08 | 1 | Honeywell | 2023-03-01 | redacted
Low Income - Power to Save | Weather Strip/Caulk | 0 | 0.25 | 0.09 | 503.3 | 1 | Honeywell | 2023-03-01 | redacted
Low Income - Power to Save | LED Lights | 0 | 0 | 0 | 47.6 | 1 | Honeywell | 2023-03-01 | redacted
Low Income - Power to Save | Faucet Aerators | 0 | 0 | 0.02 | 110.58 | 1 | Honeywell | 2023-03-01 | redacted
Low Income - Power to Save | Low Flow Showerhead | 0 | 0.04 | 0.1 | 504.08 | 1 | Honeywell | 2023-03-01 | redacted
Low Income - Power to Save | Weather Strip/Caulk | 0 | 0.25 | 0.09 | 503.3 | 1 | Honeywell | 2023-03-01 | redacted
Low Income - Power to Save | Outdoor Coil Cleaning | 0 | 0.1 | 0 | 275 | 1 | Honeywell | 2023-03-01 | redacted
Low Income - Power to Save | LED Lights | 0 | 0 | 0 | 47.6 | 1 | Honeywell | 2023-03-01 | redacted
Low Income - Power to Save | Faucet Aerators | 0 | 0 | 0.02 | 110.58 | 1 | Honeywell | 2023-03-01 | redacted
Low Income - Power to Save | Weather Strip/Caulk | 0 | 0.25 | 0.09 | 503.3 | 1 | Honeywell | 2023-03-01 | redacted
Low Income - Power to Save | Outdoor Coil Cleaning | 0 | 0.1 | 0 | 275 | 1 | Honeywell | 2023-03-01 | redacted
Low Income - Power to Save | LI - DUCT | 0 | 0.4 | 0.12 | 775.77 | 1 | Honeywell | 2023-03-01 | redacted
Low Income - Power to Save | HVAC Inspection | 0 | 0.17 | 0 | 268.73 | 1 | Honeywell | 2023-03-01 | redacted
Low Income - Power to Save | LED Lights | 0 | 0 | 0 | 47.6 | 1 | Honeywell | 2023-03-01 | redacted
Low Income - Power to Save | Faucet Aerators | 0 | 0 | 0.02 | 110.58 | 1 | Honeywell | 2023-03-01 | redacted
Low Income - Power to Save | Low Flow Showerhead | 0 | 0.04 | 0.1 | 504.08 | 1 | Honeywell | 2023-03-01 | redacted
Low Income - Power to Save | Weather Strip/Caulk | 0 | 0.25 | 0.09 | 503.3 | 1 | Honeywell | 2023-03-01 | redacted
Low Income - Power to Save | Outdoor Coil Cleaning | 0 | 0.1 | 0 | 275 | 1 | Honeywell | 2023-03-01 | redacted
Low Income - Power to Save | LED Lights | 0 | 0 | 0 | 47.6 | 1 | Honeywell | 2023-03-01 | redacted
Low Income - Power to Save | Faucet Aerators | 0 | 0 | 0.02 | 110.58 | 1 | Honeywell | 2023-03-01 | redacted
Low Income - Power to Save | Low Flow Showerhead | 0 | 0.04 | 0.1 | 504.08 | 1 | Honeywell | 2023-03-01 | redacted
Low Income - Power to Save | Weather Strip/Caulk | 0 | 0.25 | 0.09 | 503.3 | 1 | Honeywell | 2023-03-01 | redacted
Low Income - Power to Save | Outdoor Coil Cleaning | 0 | 0.1 | 0 | 275 | 1 | Honeywell | 2023-03-01 | redacted
Low Income - Power to Save | LI - DUCT | 0 | 0.4 | 0.12 | 775.77 | 1 | Honeywell | 2023-03-01 | redacted
Low Income - Power to Save | HVAC Inspection | 0 | 0.17 | 0 | 268.73 | 1 | Honeywell | 2023-03-01 | redacted
Low Income - Power to Save | LED Lights | 0 | 0 | 0 | 47.6 | 1 | Honeywell | 2023-03-01 | redacted
Low Income - Power to Save | Faucet Aerators | 0 | 0 | 0.02 | 110.58 | 1 | Honeywell | 2023-03-01 | redacted
Low Income - Power to Save | Weather Strip/Caulk | 0 | 0.25 | 0.09 | 503.3 | 1 | Honeywell | 2023-03-01 | redacted
Low Income - Power to Save | Outdoor Coil Cleaning | 0 | 0.1 | 0 | 275 | 1 | Honeywell | 2023-03-01 | redacted
Low Income - Power to Save | LI - DUCT | 0 | 0.4 | 0.12 | 775.77 | 1 | Honeywell | 2023-03-01 | redacted
Low Income - Power to Save | HVAC Inspection | 0 | 0.17 | 0 | 268.73 | 1 | Honeywell | 2023-03-01 | redacted
Low Income - Power to Save | LED Lights | 0 | 0 | 0 | 47.6 | 1 | Honeywell | 2023-03-01 | redacted
Low Income - Power to Save | Weather Strip/Caulk | 0 | 0.25 | 0.09 | 503.3 | 1 | Honeywell | 2023-03-01 | redacted
Low Income - Power to Save | Outdoor Coil Cleaning | 0 | 0.1 | 0 | 275 | 1 | Honeywell | 2023-03-01 | redacted
Low Income - Power to Save | LI - DUCT | 0 | 0.4 | 0.12 | 775.77 | 1 | Honeywell | 2023-03-01 | redacted
Low Income - Power to Save | HVAC Inspection | 0 | 0.17 | 0 | 268.73 | 1 | Honeywell | 2023-03-01 | redacted
Low Income - Power to Save | LED Lights | 0 | 0 | 0 | 47.6 | 1 | Honeywell | 2023-03-01 | redacted
Low Income - Power to Save | Faucet Aerators | 0 | 0 | 0.02 | 110.58 | 1 | Honeywell | 2023-03-01 | redacted
Low Income - Power to Save | Low Flow Showerhead | 0 | 0.04 | 0.1 | 504.08 | 1 | Honeywell | 2023-03-01 | redacted
Low Income - Power to Save | Outdoor Coil Cleaning | 0 | 0.1 | 0 | 275 | 1 | Honeywell | 2023-03-01 | redacted
Low Income - Power to Save | HVAC Inspection | 0 | 0.17 | 0 | 268.73 | 1 | Honeywell | 2023-03-01 | redacted
Low Income - Power to Save | LED Lights | 0 | 0 | 0 | 47.6 | 1 | Honeywell | 2023-03-01 | redacted
Low Income - Power to Save | Pipe Wrap | 0 | 0.01 | 0.03 | 143.65 | 1 | Honeywell | 2023-03-01 | redacted
Low Income - Power to Save | Weather Strip/Caulk | 0 | 0.25 | 0.09 | 503.3 | 1 | Honeywell | 2023-03-01 | redacted
Low Income - Power to Save | Outdoor Coil Cleaning | 0 | 0.1 | 0 | 275 | 1 | Honeywell | 2023-03-01 | redacted
Low Income - Power to Save | LI - DUCT | 0 | 0.4 | 0.12 | 775.77 | 1 | Honeywell | 2023-03-01 | redacted
Low Income - Power to Save | HVAC Inspection | 0 | 0.17 | 0 | 268.73 | 1 | Honeywell | 2023-03-01 | redacted
Low Income - Power to Save | LED Lights | 0 | 0 | 0 | 47.6 | 1 | Honeywell | 2023-03-01 | redacted
Low Income - Power to Save | Outdoor Coil Cleaning | 0 | 0.1 | 0 | 275 | 1 | Honeywell | 2023-03-01 | redacted
Low Income - Power to Save | HVAC Inspection | 0 | 0.17 | 0 | 268.73 | 1 | Honeywell | 2023-03-01 | redacted
Low Income - Power to Save | LED Lights | 0 | 0 | 0 | 47.6 | 1 | Honeywell | 2023-03-01 | redacted
Low Income - Power to Save | Outdoor Coil Cleaning | 0 | 0.1 | 0 | 275 | 1 | Honeywell | 2023-03-01 | redacted
Low Income - Power to Save | LED Lights | 0 | 0 | 0 | 47.6 | 1 | Honeywell | 2023-03-01 | redacted
Low Income - Power to Save | Faucet Aerators | 0 | 0 | 0.02 | 110.58 | 1 | Honeywell | 2023-03-01 | redacted
Low Income - Power to Save | Low Flow Showerhead | 0 | 0.04 | 0.1 | 504.08 | 1 | Honeywell | 2023-03-01 | redacted
Low Income - Power to Save | LED Lights | 0 | 0 | 0 | 47.6 | 1 | Honeywell | 2023-03-01 | redacted
Low Income - Power to Save | Faucet Aerators | 0 | 0 | 0.02 | 110.58 | 1 | Honeywell | 2023-03-01 | redacted
Low Income - Power to Save | Low Flow Showerhead | 0 | 0.04 | 0.1 | 504.08 | 1 | Honeywell | 2023-03-01 | redacted
Low Income - Power to Save | Weather Strip/Caulk | 0 | 0.25 | 0.09 | 503.3 | 1 | Honeywell | 2023-03-01 | redacted
Low Income - Power to Save | Outdoor Coil Cleaning | 0 | 0.1 | 0 | 275 | 1 | Honeywell | 2023-03-01 | redacted
Low Income - Power to Save | LI - DUCT | 0 | 0.4 | 0.12 | 775.77 | 1 | Honeywell | 2023-03-01 | redacted
Low Income - Power to Save | HVAC Inspection | 0 | 0.17 | 0 | 268.73 | 1 | Honeywell | 2023-03-01 | redacted
Low Income - Power to Save | LED Lights | 0 | 0 | 0 | 47.6 | 1 | Honeywell | 2023-03-01 | redacted
Low Income - Power to Save | Faucet Aerators | 0 | 0 | 0.02 | 110.58 | 1 | Honeywell | 2023-03-01 | redacted
Low Income - Power to Save | Low Flow Showerhead | 0 | 0.04 | 0.1 | 504.08 | 1 | Honeywell | 2023-03-01 | redacted
Low Income - Power to Save | Weather Strip/Caulk | 0 | 0.25 | 0.09 | 503.3 | 1 | Honeywell | 2023-03-01 | redacted
Low Income - Power to Save | Outdoor Coil Cleaning | 0 | 0.1 | 0 | 275 | 1 | Honeywell | 2023-03-01 | redacted
Low Income - Power to Save | LI - DUCT | 0 | 0.4 | 0.12 | 775.77 | 1 | Honeywell | 2023-03-01 | redacted
Low Income - Power to Save | HVAC Inspection | 0 | 0.17 | 0 | 268.73 | 1 | Honeywell | 2023-03-01 | redacted
Low Income - Power to Save | LED Lights | 0 | 0 | 0 | 47.6 | 1 | Honeywell | 2023-03-01 | redacted
Low Income - Power to Save | Faucet Aerators | 0 | 0 | 0.02 | 110.58 | 1 | Honeywell | 2023-03-01 | redacted
Low Income - Power to Save | Low Flow Showerhead | 0 | 0.04 | 0.1 | 504.08 | 1 | Honeywell | 2023-03-01 | redacted
Low Income - Power to Save | Weather Strip/Caulk | 0 | 0.25 | 0.09 | 503.3 | 1 | Honeywell | 2023-03-01 | redacted
Low Income - Power to Save | LED Lights | 0 | 0 | 0 | 47.6 | 1 | Honeywell | 2023-03-01 | redacted
Low Income - Power to Save | Faucet Aerators | 0 | 0 | 0.02 | 110.58 | 1 | Honeywell | 2023-03-01 | redacted
Low Income - Power to Save | Low Flow Showerhead | 0 | 0.04 | 0.1 | 504.08 | 1 | Honeywell | 2023-03-01 | redacted
Low Income - Power to Save | LED Lights | 0 | 0 | 0 | 47.6 | 1 | Honeywell | 2023-03-01 | redacted
Low Income - Power to Save | Faucet Aerators | 0 | 0 | 0.02 | 110.58 | 1 | Honeywell | 2023-03-01 | redacted
Low Income - Power to Save | Low Flow Showerhead | 0 | 0.04 | 0.1 | 504.08 | 1 | Honeywell | 2023-03-01 | redacted
Low Income - Power to Save | Weather Strip/Caulk | 0 | 0.25 | 0.09 | 503.3 | 1 | Honeywell | 2023-03-01 | redacted
Low Income - Power to Save | Outdoor Coil Cleaning | 0 | 0.1 | 0 | 275 | 1 | Honeywell | 2023-03-01 | redacted
Low Income - Power to Save | LI - DUCT | 0 | 0.4 | 0.12 | 775.77 | 1 | Honeywell | 2023-03-01 | redacted
Low Income - Power to Save | HVAC Inspection | 0 | 0.17 | 0 | 268.73 | 1 | Honeywell | 2023-03-01 | redacted
Low Income - Power to Save | LED Lights | 0 | 0 | 0 | 47.6 | 1 | Honeywell | 2023-03-01 | redacted
Low Income - Power to Save | Faucet Aerators | 0 | 0 | 0.02 | 110.58 | 1 | Honeywell | 2023-03-01 | redacted
Low Income - Power to Save | Low Flow Showerhead | 0 | 0.04 | 0.1 | 504.08 | 1 | Honeywell | 2023-03-01 | redacted
Low Income - Power to Save | LED Lights | 0 | 0 | 0 | 47.6 | 1 | Honeywell | 2023-03-01 | redacted
Low Income - Power to Save | Faucet Aerators | 0 | 0 | 0.02 | 110.58 | 1 | Honeywell | 2023-03-01 | redacted
Low Income - Power to Save | Low Flow Showerhead | 0 | 0.04 | 0.1 | 504.08 | 1 | Honeywell | 2023-03-01 | redacted
Low Income - Power to Save | Weather Strip/Caulk | 0 | 0.25 | 0.09 | 503.3 | 1 | Honeywell | 2023-03-01 | redacted
Low Income - Power to Save | Outdoor Coil Cleaning | 0 | 0.1 | 0 | 275 | 1 | Honeywell | 2023-03-01 | redacted
Low Income - Power to Save | LI - DUCT | 0 | 0.4 | 0.12 | 775.77 | 1 | Honeywell | 2023-03-01 | redacted
Low Income - Power to Save | HVAC Inspection | 0 | 0.17 | 0 | 268.73 | 1 | Honeywell | 2023-03-01 | redacted
Low Income - Power to Save | LED Lights | 0 | 0 | 0 | 47.6 | 1 | Honeywell | 2023-03-01 | redacted
Low Income - Power to Save | Low Flow Showerhead | 0 | 0.04 | 0.1 | 504.08 | 1 | Honeywell | 2023-03-01 | redacted
Low Income - Power to Save | Pipe Wrap | 0 | 0.01 | 0.03 | 143.65 | 1 | Honeywell | 2023-03-01 | redacted
Low Income - Power to Save | Weather Strip/Caulk | 0 | 0.25 | 0.09 | 503.3 | 1 | Honeywell | 2023-03-01 | redacted
Low Income - Power to Save | Outdoor Coil Cleaning | 0 | 0.1 | 0 | 275 | 1 | Honeywell | 2023-03-01 | redacted
Low Income - Power to Save | LI - DUCT | 0 | 0.4 | 0.12 | 775.77 | 1 | Honeywell | 2023-03-01 | redacted
Low Income - Power to Save | HVAC Inspection | 0 | 0.17 | 0 | 268.73 | 1 | Honeywell | 2023-03-01 | redacted
Low Income - Power to Save | LED Lights | 0 | 0 | 0 | 47.6 | 1 | Honeywell | 2023-03-01 | redacted
Low Income - Power to Save | Weather Strip/Caulk | 0 | 0.25 | 0.09 | 503.3 | 1 | Honeywell | 2023-03-01 | redacted
Low Income - Power to Save | Outdoor Coil Cleaning | 0 | 0.1 | 0 | 275 | 1 | Honeywell | 2023-03-01 | redacted
Low Income - Power to Save | HVAC Inspection | 0 | 0.17 | 0 | 268.73 | 1 | Honeywell | 2023-03-01 | redacted
Low Income - Power to Save | LED Lights | 0 | 0 | 0 | 47.6 | 1 | Honeywell | 2023-03-01 | redacted
Low Income - Power to Save | Weather Strip/Caulk | 0 | 0.25 | 0.09 | 503.3 | 1 | Honeywell | 2023-03-01 | redacted
Low Income - Power to Save | Outdoor Coil Cleaning | 0 | 0.1 | 0 | 275 | 1 | Honeywell | 2023-03-01 | redacted
Low Income - Power to Save | LED Lights | 0 | 0 | 0 | 47.6 | 1 | Honeywell | 2023-03-01 | redacted
Low Income - Power to Save | Faucet Aerators | 0 | 0 | 0.02 | 110.58 | 1 | Honeywell | 2023-03-01 | redacted
Low Income - Power to Save | Low Flow Showerhead | 0 | 0.04 | 0.1 | 504.08 | 1 | Honeywell | 2023-03-01 | redacted
Low Income - Power to Save | Weather Strip/Caulk | 0 | 0.25 | 0.09 | 503.3 | 1 | Honeywell | 2023-03-01 | redacted
Low Income - Power to Save | Outdoor Coil Cleaning | 0 | 0.1 | 0 | 275 | 1 | Honeywell | 2023-03-01 | redacted
Low Income - Power to Save | LI - DUCT | 0 | 0.4 | 0.12 | 775.77 | 1 | Honeywell | 2023-03-01 | redacted
Low Income - Power to Save | HVAC Inspection | 0 | 0.17 | 0 | 268.73 | 1 | Honeywell | 2023-03-01 | redacted
Low Income - Power to Save | LED Lights | 0 | 0 | 0 | 47.6 | 1 | Honeywell | 2023-03-01 | redacted
Low Income - Power to Save | Faucet Aerators | 0 | 0 | 0.02 | 110.58 | 1 | Honeywell | 2023-03-01 | redacted
Low Income - Power to Save | Low Flow Showerhead | 0 | 0.04 | 0.1 | 504.08 | 1 | Honeywell | 2023-03-01 | redacted
Low Income - Power to Save | Weather Strip/Caulk | 0 | 0.25 | 0.09 | 503.3 | 1 | Honeywell | 2023-03-01 | redacted
Low Income - Power to Save | Outdoor Coil Cleaning | 0 | 0.1 | 0 | 275 | 1 | Honeywell | 2023-03-01 | redacted
Low Income - Power to Save | LI - DUCT | 0 | 0.4 | 0.12 | 775.77 | 1 | Honeywell | 2023-03-01 | redacted
Low Income - Power to Save | HVAC Inspection | 0 | 0.17 | 0 | 268.73 | 1 | Honeywell | 2023-03-01 | redacted
Low Income - Power to Save | LED Lights | 0 | 0 | 0 | 47.6 | 1 | Honeywell | 2023-03-01 | redacted
Low Income - Power to Save | Faucet Aerators | 0 | 0 | 0.02 | 110.58 | 1 | Honeywell | 2023-03-01 | redacted
Low Income - Power to Save | Low Flow Showerhead | 0 | 0.04 | 0.1 | 504.08 | 1 | Honeywell | 2023-03-01 | redacted
Low Income - Power to Save | Weather Strip/Caulk | 0 | 0.25 | 0.09 | 503.3 | 1 | Honeywell | 2023-03-01 | redacted
Low Income - Power to Save | Outdoor Coil Cleaning | 0 | 0.1 | 0 | 275 | 1 | Honeywell | 2023-03-01 | redacted
Low Income - Power to Save | LI - DUCT | 0 | 0.4 | 0.12 | 775.77 | 1 | Honeywell | 2023-03-01 | redacted
Low Income - Power to Save | HVAC Inspection | 0 | 0.17 | 0 | 268.73 | 1 | Honeywell | 2023-03-01 | redacted
Low Income - Power to Save | LED Lights | 0 | 0 | 0 | 47.6 | 1 | Honeywell | 2023-02-01 | redacted
Low Income - Power to Save | Weather Strip/Caulk | 0 | 0.25 | 0.09 | 503.3 | 1 | Honeywell | 2023-02-01 | redacted
Low Income - Power to Save | Outdoor Coil Cleaning | 0 | 0.1 | 0 | 275 | 1 | Honeywell | 2023-02-01 | redacted
Low Income - Power to Save | HVAC Inspection | 0 | 0.17 | 0 | 268.73 | 1 | Honeywell | 2023-02-01 | redacted
Low Income - Power to Save | LED Lights | 0 | 0 | 0 | 47.6 | 1 | Honeywell | 2023-02-01 | redacted
Low Income - Power to Save | Low Flow Showerhead | 0 | 0.04 | 0.1 | 504.08 | 1 | Honeywell | 2023-02-01 | redacted
Low Income - Power to Save | Pipe Wrap | 0 | 0.01 | 0.03 | 143.65 | 1 | Honeywell | 2023-02-01 | redacted
Low Income - Power to Save | Weather Strip/Caulk | 0 | 0.25 | 0.09 | 503.3 | 1 | Honeywell | 2023-02-01 | redacted
Low Income - Power to Save | Outdoor Coil Cleaning | 0 | 0.1 | 0 | 275 | 1 | Honeywell | 2023-02-01 | redacted
Low Income - Power to Save | LI - DUCT | 0 | 0.4 | 0.12 | 775.77 | 1 | Honeywell | 2023-02-01 | redacted
Low Income - Power to Save | HVAC Inspection | 0 | 0.17 | 0 | 268.73 | 1 | Honeywell | 2023-02-01 | redacted
Low Income - Power to Save | LED Lights | 0 | 0 | 0 | 47.6 | 1 | Honeywell | 2023-02-01 | redacted
Low Income - Power to Save | Faucet Aerators | 0 | 0 | 0.02 | 110.58 | 1 | Honeywell | 2023-02-01 | redacted
Low Income - Power to Save | Low Flow Showerhead | 0 | 0.04 | 0.1 | 504.08 | 1 | Honeywell | 2023-02-01 | redacted
Low Income - Power to Save | Weather Strip/Caulk | 0 | 0.25 | 0.09 | 503.3 | 1 | Honeywell | 2023-02-01 | redacted
Low Income - Power to Save | Outdoor Coil Cleaning | 0 | 0.1 | 0 | 275 | 1 | Honeywell | 2023-02-01 | redacted
Low Income - Power to Save | LI - DUCT | 0 | 0.4 | 0.12 | 775.77 | 1 | Honeywell | 2023-02-01 | redacted
Low Income - Power to Save | HVAC Inspection | 0 | 0.17 | 0 | 268.73 | 1 | Honeywell | 2023-02-01 | redacted
Low Income - Power to Save | LED Lights | 0 | 0 | 0 | 47.6 | 1 | Honeywell | 2023-02-01 | redacted
Low Income - Power to Save | Faucet Aerators | 0 | 0 | 0.02 | 110.58 | 1 | Honeywell | 2023-02-01 | redacted
Low Income - Power to Save | Low Flow Showerhead | 0 | 0.04 | 0.1 | 504.08 | 1 | Honeywell | 2023-02-01 | redacted
Low Income - Power to Save | Outdoor Coil Cleaning | 0 | 0.1 | 0 | 275 | 1 | Honeywell | 2023-02-01 | redacted
Low Income - Power to Save | HVAC Inspection | 0 | 0.17 | 0 | 268.73 | 1 | Honeywell | 2023-02-01 | redacted
Low Income - Power to Save | LED Lights | 0 | 0 | 0 | 47.6 | 1 | Honeywell | 2023-02-01 | redacted
Low Income - Power to Save | Low Flow Showerhead | 0 | 0.04 | 0.1 | 504.08 | 1 | Honeywell | 2023-02-01 | redacted
Low Income - Power to Save | Weather Strip/Caulk | 0 | 0.25 | 0.09 | 503.3 | 1 | Honeywell | 2023-02-01 | redacted
Low Income - Power to Save | LED Lights | 0 | 0 | 0 | 47.6 | 1 | Honeywell | 2023-02-01 | redacted
Low Income - Power to Save | Faucet Aerators | 0 | 0 | 0.02 | 110.58 | 1 | Honeywell | 2023-02-01 | redacted
Low Income - Power to Save | Outdoor Coil Cleaning | 0 | 0.1 | 0 | 275 | 1 | Honeywell | 2023-02-01 | redacted
Low Income - Power to Save | HVAC Inspection | 0 | 0.17 | 0 | 268.73 | 1 | Honeywell | 2023-02-01 | redacted
Low Income - Power to Save | LED Lights | 0 | 0 | 0 | 47.6 | 1 | Honeywell | 2023-02-01 | redacted
Low Income - Power to Save | LED Lights | 0 | 0 | 0 | 47.6 | 1 | Honeywell | 2023-02-01 | redacted
Low Income - Power to Save | HVAC Inspection | 0 | 0.17 | 0 | 268.73 | 1 | Honeywell | 2023-02-01 | redacted
Low Income - Power to Save | LED Lights | 0 | 0 | 0 | 47.6 | 1 | Honeywell | 2023-02-01 | redacted
Low Income - Power to Save | Faucet Aerators | 0 | 0 | 0.02 | 110.58 | 1 | Honeywell | 2023-02-01 | redacted
Low Income - Power to Save | Weather Strip/Caulk | 0 | 0.25 | 0.09 | 503.3 | 1 | Honeywell | 2023-02-01 | redacted
Low Income - Power to Save | Outdoor Coil Cleaning | 0 | 0.1 | 0 | 275 | 1 | Honeywell | 2023-02-01 | redacted
Low Income - Power to Save | LI - DUCT | 0 | 0.4 | 0.12 | 775.77 | 1 | Honeywell | 2023-02-01 | redacted
Low Income - Power to Save | HVAC Inspection | 0 | 0.17 | 0 | 268.73 | 1 | Honeywell | 2023-02-01 | redacted
Low Income - Power to Save | LED Lights | 0 | 0 | 0 | 47.6 | 1 | Honeywell | 2023-02-01 | redacted
Low Income - Power to Save | Low Flow Showerhead | 0 | 0.04 | 0.1 | 504.08 | 1 | Honeywell | 2023-02-01 | redacted
Low Income - Power to Save | Pipe Wrap | 0 | 0.01 | 0.03 | 143.65 | 1 | Honeywell | 2023-02-01 | redacted
Low Income - Power to Save | Weather Strip/Caulk | 0 | 0.25 | 0.09 | 503.3 | 1 | Honeywell | 2023-02-01 | redacted
Low Income - Power to Save | Outdoor Coil Cleaning | 0 | 0.1 | 0 | 275 | 1 | Honeywell | 2023-02-01 | redacted
Low Income - Power to Save | LI - DUCT | 0 | 0.4 | 0.12 | 775.77 | 1 | Honeywell | 2023-02-01 | redacted
Low Income - Power to Save | HVAC Inspection | 0 | 0.17 | 0 | 268.73 | 1 | Honeywell | 2023-02-01 | redacted
Low Income - Power to Save | LED Lights | 0 | 0 | 0 | 47.6 | 1 | Honeywell | 2023-02-01 | redacted
Low Income - Power to Save | Faucet Aerators | 0 | 0 | 0.02 | 110.58 | 1 | Honeywell | 2023-02-01 | redacted
Low Income - Power to Save | Low Flow Showerhead | 0 | 0.04 | 0.1 | 504.08 | 1 | Honeywell | 2023-02-01 | redacted
Low Income - Power to Save | Outdoor Coil Cleaning | 0 | 0.1 | 0 | 275 | 1 | Honeywell | 2023-02-01 | redacted
Low Income - Power to Save | LI - DUCT | 0 | 0.4 | 0.12 | 775.77 | 1 | Honeywell | 2023-02-01 | redacted
Low Income - Power to Save | HVAC Inspection | 0 | 0.17 | 0 | 268.73 | 1 | Honeywell | 2023-02-01 | redacted
Low Income - Power to Save | LED Lights | 0 | 0 | 0 | 47.6 | 1 | Honeywell | 2023-02-01 | redacted
Low Income - Power to Save | Faucet Aerators | 0 | 0 | 0.02 | 110.58 | 1 | Honeywell | 2023-02-01 | redacted
Low Income - Power to Save | Low Flow Showerhead | 0 | 0.04 | 0.1 | 504.08 | 1 | Honeywell | 2023-02-01 | redacted
Low Income - Power to Save | Weather Strip/Caulk | 0 | 0.25 | 0.09 | 503.3 | 1 | Honeywell | 2023-02-01 | redacted
Low Income - Power to Save | Outdoor Coil Cleaning | 0 | 0.1 | 0 | 275 | 1 | Honeywell | 2023-02-01 | redacted
Low Income - Power to Save | LI - DUCT | 0 | 0.4 | 0.12 | 775.77 | 1 | Honeywell | 2023-02-01 | redacted
Low Income - Power to Save | HVAC Inspection | 0 | 0.17 | 0 | 268.73 | 1 | Honeywell | 2023-02-01 | redacted
Low Income - Power to Save | LED Lights | 0 | 0 | 0 | 47.6 | 1 | Honeywell | 2023-02-01 | redacted
Low Income - Power to Save | Weather Strip/Caulk | 0 | 0.25 | 0.09 | 503.3 | 1 | Honeywell | 2023-02-01 | redacted
Low Income - Power to Save | Outdoor Coil Cleaning | 0 | 0.1 | 0 | 275 | 1 | Honeywell | 2023-02-01 | redacted
Low Income - Power to Save | LED Lights | 0 | 0 | 0 | 47.6 | 1 | Honeywell | 2023-02-01 | redacted
Low Income - Power to Save | Outdoor Coil Cleaning | 0 | 0.1 | 0 | 275 | 1 | Honeywell | 2023-02-01 | redacted
Low Income - Power to Save | HVAC Inspection | 0 | 0.17 | 0 | 268.73 | 1 | Honeywell | 2023-02-01 | redacted
Low Income - Power to Save | LED Lights | 0 | 0 | 0 | 47.6 | 1 | Honeywell | 2023-02-01 | redacted
Low Income - Power to Save | Faucet Aerators | 0 | 0 | 0.02 | 110.58 | 1 | Honeywell | 2023-02-01 | redacted
Low Income - Power to Save | Low Flow Showerhead | 0 | 0.04 | 0.1 | 504.08 | 1 | Honeywell | 2023-02-01 | redacted
Low Income - Power to Save | Weather Strip/Caulk | 0 | 0.25 | 0.09 | 503.3 | 1 | Honeywell | 2023-02-01 | redacted
Low Income - Power to Save | Outdoor Coil Cleaning | 0 | 0.1 | 0 | 275 | 1 | Honeywell | 2023-02-01 | redacted
Low Income - Power to Save | LI - DUCT | 0 | 0.4 | 0.12 | 775.77 | 1 | Honeywell | 2023-02-01 | redacted
Low Income - Power to Save | HVAC Inspection | 0 | 0.17 | 0 | 268.73 | 1 | Honeywell | 2023-02-01 | redacted
Low Income - Power to Save | LED Lights | 0 | 0 | 0 | 47.6 | 1 | Honeywell | 2023-02-01 | redacted
Low Income - Power to Save | Outdoor Coil Cleaning | 0 | 0.1 | 0 | 275 | 1 | Honeywell | 2023-02-01 | redacted
Low Income - Power to Save | HVAC Inspection | 0 | 0.17 | 0 | 268.73 | 1 | Honeywell | 2023-02-01 | redacted
Low Income - Power to Save | LED Lights | 0 | 0 | 0 | 47.6 | 1 | Honeywell | 2023-02-01 | redacted
Low Income - Power to Save | Weather Strip/Caulk | 0 | 0.25 | 0.09 | 503.3 | 1 | Honeywell | 2023-02-01 | redacted
Low Income - Power to Save | Outdoor Coil Cleaning | 0 | 0.1 | 0 | 275 | 1 | Honeywell | 2023-02-01 | redacted
Low Income - Power to Save | LED Lights | 0 | 0 | 0 | 47.6 | 1 | Honeywell | 2023-02-01 | redacted
Low Income - Power to Save | Faucet Aerators | 0 | 0 | 0.02 | 110.58 | 1 | Honeywell | 2023-02-01 | redacted
Low Income - Power to Save | Low Flow Showerhead | 0 | 0.04 | 0.1 | 504.08 | 1 | Honeywell | 2023-02-01 | redacted
Low Income - Power to Save | Outdoor Coil Cleaning | 0 | 0.1 | 0 | 275 | 1 | Honeywell | 2023-02-01 | redacted
Low Income - Power to Save | HVAC Inspection | 0 | 0.17 | 0 | 268.73 | 1 | Honeywell | 2023-02-01 | redacted
Low Income - Power to Save | LED Lights | 0 | 0 | 0 | 47.6 | 1 | Honeywell | 2023-02-01 | redacted
Low Income - Power to Save | Faucet Aerators | 0 | 0 | 0.02 | 110.58 | 1 | Honeywell | 2023-02-01 | redacted
Low Income - Power to Save | Low Flow Showerhead | 0 | 0.04 | 0.1 | 504.08 | 1 | Honeywell | 2023-02-01 | redacted
Low Income - Power to Save | Weather Strip/Caulk | 0 | 0.25 | 0.09 | 503.3 | 1 | Honeywell | 2023-02-01 | redacted
Low Income - Power to Save | Outdoor Coil Cleaning | 0 | 0.1 | 0 | 275 | 1 | Honeywell | 2023-02-01 | redacted
Low Income - Power to Save | LI - DUCT | 0 | 0.4 | 0.12 | 775.77 | 1 | Honeywell | 2023-02-01 | redacted
Low Income - Power to Save | HVAC Inspection | 0 | 0.17 | 0 | 268.73 | 1 | Honeywell | 2023-02-01 | redacted
Low Income - Power to Save | LED Lights | 0 | 0 | 0 | 47.6 | 1 | Honeywell | 2023-02-01 | redacted
Low Income - Power to Save | Low Flow Showerhead | 0 | 0.04 | 0.1 | 504.08 | 1 | Honeywell | 2023-02-01 | redacted
Low Income - Power to Save | Pipe Wrap | 0 | 0.01 | 0.03 | 143.65 | 1 | Honeywell | 2023-02-01 | redacted
Low Income - Power to Save | Weather Strip/Caulk | 0 | 0.25 | 0.09 | 503.3 | 1 | Honeywell | 2023-02-01 | redacted
Low Income - Power to Save | Outdoor Coil Cleaning | 0 | 0.1 | 0 | 275 | 1 | Honeywell | 2023-02-01 | redacted
Low Income - Power to Save | LED Lights | 0 | 0 | 0 | 47.6 | 1 | Honeywell | 2023-02-01 | redacted
Low Income - Power to Save | Faucet Aerators | 0 | 0 | 0.02 | 110.58 | 1 | Honeywell | 2023-02-01 | redacted
Low Income - Power to Save | Low Flow Showerhead | 0 | 0.04 | 0.1 | 504.08 | 1 | Honeywell | 2023-02-01 | redacted
Low Income - Power to Save | Outdoor Coil Cleaning | 0 | 0.1 | 0 | 275 | 1 | Honeywell | 2023-02-01 | redacted
Low Income - Power to Save | HVAC Inspection | 0 | 0.17 | 0 | 268.73 | 1 | Honeywell | 2023-02-01 | redacted
Low Income - Power to Save | LED Lights | 0 | 0 | 0 | 47.6 | 1 | Honeywell | 2023-02-01 | redacted
Low Income - Power to Save | Faucet Aerators | 0 | 0 | 0.02 | 110.58 | 1 | Honeywell | 2023-02-01 | redacted
Low Income - Power to Save | Weather Strip/Caulk | 0 | 0.25 | 0.09 | 503.3 | 1 | Honeywell | 2023-02-01 | redacted
Low Income - Power to Save | LED Lights | 0 | 0 | 0 | 47.6 | 1 | Honeywell | 2023-02-01 | redacted
Low Income - Power to Save | Outdoor Coil Cleaning | 0 | 0.1 | 0 | 275 | 1 | Honeywell | 2023-02-01 | redacted
Low Income - Power to Save | HVAC Inspection | 0 | 0.17 | 0 | 268.73 | 1 | Honeywell | 2023-02-01 | redacted
Low Income - Power to Save | LED Lights | 0 | 0 | 0 | 47.6 | 1 | Honeywell | 2023-02-01 | redacted
Low Income - Power to Save | Outdoor Coil Cleaning | 0 | 0.1 | 0 | 275 | 1 | Honeywell | 2023-02-01 | redacted
Low Income - Power to Save | HVAC Inspection | 0 | 0.17 | 0 | 268.73 | 1 | Honeywell | 2023-02-01 | redacted
Low Income - Power to Save | LED Lights | 0 | 0 | 0 | 47.6 | 1 | Honeywell | 2023-02-01 | redacted
Low Income - Power to Save | Weather Strip/Caulk | 0 | 0.25 | 0.09 | 503.3 | 1 | Honeywell | 2023-02-01 | redacted
Low Income - Power to Save | Outdoor Coil Cleaning | 0 | 0.1 | 0 | 275 | 1 | Honeywell | 2023-02-01 | redacted
Low Income - Power to Save | LED Lights | 0 | 0 | 0 | 47.6 | 1 | Honeywell | 2023-02-01 | redacted
Low Income - Power to Save | Pipe Wrap | 0 | 0.01 | 0.03 | 143.65 | 1 | Honeywell | 2023-02-01 | redacted
Low Income - Power to Save | Weather Strip/Caulk | 0 | 0.25 | 0.09 | 503.3 | 1 | Honeywell | 2023-02-01 | redacted
Low Income - Power to Save | Outdoor Coil Cleaning | 0 | 0.1 | 0 | 275 | 1 | Honeywell | 2023-02-01 | redacted
Low Income - Power to Save | LI - DUCT | 0 | 0.4 | 0.12 | 775.77 | 1 | Honeywell | 2023-02-01 | redacted
Low Income - Power to Save | HVAC Inspection | 0 | 0.17 | 0 | 268.73 | 1 | Honeywell | 2023-02-01 | redacted
Low Income - Power to Save | LED Lights | 0 | 0 | 0 | 47.6 | 1 | Honeywell | 2023-02-01 | redacted
Low Income - Power to Save | Low Flow Showerhead | 0 | 0.04 | 0.1 | 504.08 | 1 | Honeywell | 2023-02-01 | redacted
Low Income - Power to Save | Pipe Wrap | 0 | 0.01 | 0.03 | 143.65 | 1 | Honeywell | 2023-02-01 | redacted
Low Income - Power to Save | Weather Strip/Caulk | 0 | 0.25 | 0.09 | 503.3 | 1 | Honeywell | 2023-02-01 | redacted
Low Income - Power to Save | Outdoor Coil Cleaning | 0 | 0.1 | 0 | 275 | 1 | Honeywell | 2023-02-01 | redacted
Low Income - Power to Save | LI - DUCT | 0 | 0.4 | 0.12 | 775.77 | 1 | Honeywell | 2023-02-01 | redacted
Low Income - Power to Save | HVAC Inspection | 0 | 0.17 | 0 | 268.73 | 1 | Honeywell | 2023-02-01 | redacted
Low Income - Power to Save | LED Lights | 0 | 0 | 0 | 47.6 | 1 | Honeywell | 2023-02-01 | redacted
Low Income - Power to Save | Faucet Aerators | 0 | 0 | 0.02 | 110.58 | 1 | Honeywell | 2023-02-01 | redacted
Low Income - Power to Save | Low Flow Showerhead | 0 | 0.04 | 0.1 | 504.08 | 1 | Honeywell | 2023-02-01 | redacted
Low Income - Power to Save | Weather Strip/Caulk | 0 | 0.25 | 0.09 | 503.3 | 1 | Honeywell | 2023-02-01 | redacted
Low Income - Power to Save | Outdoor Coil Cleaning | 0 | 0.1 | 0 | 275 | 1 | Honeywell | 2023-02-01 | redacted
Low Income - Power to Save | LI - DUCT | 0 | 0.4 | 0.12 | 775.77 | 1 | Honeywell | 2023-02-01 | redacted
Low Income - Power to Save | HVAC Inspection | 0 | 0.17 | 0 | 268.73 | 1 | Honeywell | 2023-02-01 | redacted
Low Income - Power to Save | LED Lights | 0 | 0 | 0 | 47.6 | 1 | Honeywell | 2023-02-01 | redacted
Low Income - Power to Save | Faucet Aerators | 0 | 0 | 0.02 | 110.58 | 1 | Honeywell | 2023-02-01 | redacted
Low Income - Power to Save | Low Flow Showerhead | 0 | 0.04 | 0.1 | 504.08 | 1 | Honeywell | 2023-02-01 | redacted
Low Income - Power to Save | Weather Strip/Caulk | 0 | 0.25 | 0.09 | 503.3 | 1 | Honeywell | 2023-02-01 | redacted
Low Income - Power to Save | Outdoor Coil Cleaning | 0 | 0.1 | 0 | 275 | 1 | Honeywell | 2023-02-01 | redacted
Low Income - Power to Save | LI - DUCT | 0 | 0.4 | 0.12 | 775.77 | 1 | Honeywell | 2023-02-01 | redacted
Low Income - Power to Save | HVAC Inspection | 0 | 0.17 | 0 | 268.73 | 1 | Honeywell | 2023-02-01 | redacted
Low Income - Power to Save | LED Lights | 0 | 0 | 0 | 47.6 | 1 | Honeywell | 2023-02-01 | redacted
Low Income - Power to Save | Outdoor Coil Cleaning | 0 | 0.1 | 0 | 275 | 1 | Honeywell | 2023-02-01 | redacted
Low Income - Power to Save | HVAC Inspection | 0 | 0.17 | 0 | 268.73 | 1 | Honeywell | 2023-02-01 | redacted
Low Income - Power to Save | LED Lights | 0 | 0 | 0 | 47.6 | 1 | Honeywell | 2023-02-01 | redacted
Low Income - Power to Save | Faucet Aerators | 0 | 0 | 0.02 | 110.58 | 1 | Honeywell | 2023-02-01 | redacted
Low Income - Power to Save | Low Flow Showerhead | 0 | 0.04 | 0.1 | 504.08 | 1 | Honeywell | 2023-02-01 | redacted
Low Income - Power to Save | Outdoor Coil Cleaning | 0 | 0.1 | 0 | 275 | 1 | Honeywell | 2023-02-01 | redacted
Low Income - Power to Save | LI - DUCT | 0 | 0.4 | 0.12 | 775.77 | 1 | Honeywell | 2023-02-01 | redacted
Low Income - Power to Save | HVAC Inspection | 0 | 0.17 | 0 | 268.73 | 1 | Honeywell | 2023-02-01 | redacted
Low Income - Power to Save | LED Lights | 0 | 0 | 0 | 47.6 | 1 | Honeywell | 2023-02-01 | redacted
Low Income - Power to Save | Faucet Aerators | 0 | 0 | 0.02 | 110.58 | 1 | Honeywell | 2023-02-01 | redacted
Low Income - Power to Save | Low Flow Showerhead | 0 | 0.04 | 0.1 | 504.08 | 1 | Honeywell | 2023-02-01 | redacted
Low Income - Power to Save | Weather Strip/Caulk | 0 | 0.25 | 0.09 | 503.3 | 1 | Honeywell | 2023-02-01 | redacted
Low Income - Power to Save | HVAC Inspection | 0 | 0.17 | 0 | 268.73 | 1 | Honeywell | 2023-02-01 | redacted
Low Income - Power to Save | LED Lights | 0 | 0 | 0 | 47.6 | 1 | Honeywell | 2023-02-01 | redacted
Low Income - Power to Save | Outdoor Coil Cleaning | 0 | 0.1 | 0 | 275 | 1 | Honeywell | 2023-02-01 | redacted
Low Income - Power to Save | HVAC Inspection | 0 | 0.17 | 0 | 268.73 | 1 | Honeywell | 2023-02-01 | redacted
Low Income - Power to Save | LED Lights | 0 | 0 | 0 | 47.6 | 1 | Honeywell | 2023-02-01 | redacted
Low Income - Power to Save | Faucet Aerators | 0 | 0 | 0.02 | 110.58 | 1 | Honeywell | 2023-02-01 | redacted
Low Income - Power to Save | Low Flow Showerhead | 0 | 0.04 | 0.1 | 504.08 | 1 | Honeywell | 2023-02-01 | redacted
Low Income - Power to Save | Weather Strip/Caulk | 0 | 0.25 | 0.09 | 503.3 | 1 | Honeywell | 2023-02-01 | redacted
Low Income - Power to Save | Outdoor Coil Cleaning | 0 | 0.1 | 0 | 275 | 1 | Honeywell | 2023-02-01 | redacted
Low Income - Power to Save | LED Lights | 0 | 0 | 0 | 47.6 | 1 | Honeywell | 2023-02-01 | redacted
Low Income - Power to Save | Low Flow Showerhead | 0 | 0.04 | 0.1 | 504.08 | 1 | Honeywell | 2023-02-01 | redacted
Low Income - Power to Save | Pipe Wrap | 0 | 0.01 | 0.03 | 143.65 | 1 | Honeywell | 2023-02-01 | redacted
Low Income - Power to Save | Weather Strip/Caulk | 0 | 0.25 | 0.09 | 503.3 | 1 | Honeywell | 2023-02-01 | redacted
Low Income - Power to Save | Outdoor Coil Cleaning | 0 | 0.1 | 0 | 275 | 1 | Honeywell | 2023-02-01 | redacted
Low Income - Power to Save | LI - DUCT | 0 | 0.4 | 0.12 | 775.77 | 1 | Honeywell | 2023-02-01 | redacted
Low Income - Power to Save | HVAC Inspection | 0 | 0.17 | 0 | 268.73 | 1 | Honeywell | 2023-02-01 | redacted
Low Income - Power to Save | LED Lights | 0 | 0 | 0 | 47.6 | 1 | Honeywell | 2023-02-01 | redacted
Low Income - Power to Save | Outdoor Coil Cleaning | 0 | 0.1 | 0 | 275 | 1 | Honeywell | 2023-02-01 | redacted
Low Income - Power to Save | LED Lights | 0 | 0 | 0 | 47.6 | 1 | Honeywell | 2023-02-01 | redacted
Low Income - Power to Save | Faucet Aerators | 0 | 0 | 0.02 | 110.58 | 1 | Honeywell | 2023-02-01 | redacted
Low Income - Power to Save | Weather Strip/Caulk | 0 | 0.25 | 0.09 | 503.3 | 1 | Honeywell | 2023-02-01 | redacted
Low Income - Power to Save | LED Lights | 0 | 0 | 0 | 47.6 | 1 | Honeywell | 2023-02-01 | redacted
Low Income - Power to Save | Faucet Aerators | 0 | 0 | 0.02 | 110.58 | 1 | Honeywell | 2023-02-01 | redacted
Low Income - Power to Save | Weather Strip/Caulk | 0 | 0.25 | 0.09 | 503.3 | 1 | Honeywell | 2023-02-01 | redacted
Low Income - Power to Save | Outdoor Coil Cleaning | 0 | 0.1 | 0 | 275 | 1 | Honeywell | 2023-02-01 | redacted
Low Income - Power to Save | LI - DUCT | 0 | 0.4 | 0.12 | 775.77 | 1 | Honeywell | 2023-02-01 | redacted
Low Income - Power to Save | HVAC Inspection | 0 | 0.17 | 0 | 268.73 | 1 | Honeywell | 2023-02-01 | redacted
Low Income - Power to Save | LED Lights | 0 | 0 | 0 | 47.6 | 1 | Honeywell | 2023-02-01 | redacted
Low Income - Power to Save | Faucet Aerators | 0 | 0 | 0.02 | 110.58 | 1 | Honeywell | 2023-02-01 | redacted
Low Income - Power to Save | Pipe Wrap | 0 | 0.01 | 0.03 | 143.65 | 1 | Honeywell | 2023-02-01 | redacted
Low Income - Power to Save | Weather Strip/Caulk | 0 | 0.25 | 0.09 | 503.3 | 1 | Honeywell | 2023-02-01 | redacted
Low Income - Power to Save | Outdoor Coil Cleaning | 0 | 0.1 | 0 | 275 | 1 | Honeywell | 2023-02-01 | redacted
Low Income - Power to Save | LI - DUCT | 0 | 0.4 | 0.12 | 775.77 | 1 | Honeywell | 2023-02-01 | redacted
Low Income - Power to Save | HVAC Inspection | 0 | 0.17 | 0 | 268.73 | 1 | Honeywell | 2023-02-01 | redacted
Low Income - Power to Save | LED Lights | 0 | 0 | 0 | 47.6 | 1 | Honeywell | 2023-02-01 | redacted
Low Income - Power to Save | Faucet Aerators | 0 | 0 | 0.02 | 110.58 | 1 | Honeywell | 2023-02-01 | redacted
Low Income - Power to Save | Low Flow Showerhead | 0 | 0.04 | 0.1 | 504.08 | 1 | Honeywell | 2023-02-01 | redacted
Low Income - Power to Save | Pipe Wrap | 0 | 0.01 | 0.03 | 143.65 | 1 | Honeywell | 2023-02-01 | redacted
Low Income - Power to Save | Weather Strip/Caulk | 0 | 0.25 | 0.09 | 503.3 | 1 | Honeywell | 2023-02-01 | redacted
Low Income - Power to Save | Outdoor Coil Cleaning | 0 | 0.1 | 0 | 275 | 1 | Honeywell | 2023-02-01 | redacted
Low Income - Power to Save | LI - DUCT | 0 | 0.4 | 0.12 | 775.77 | 1 | Honeywell | 2023-02-01 | redacted
Low Income - Power to Save | HVAC Inspection | 0 | 0.17 | 0 | 268.73 | 1 | Honeywell | 2023-02-01 | redacted
Low Income - Power to Save | LED Lights | 0 | 0 | 0 | 47.6 | 1 | Honeywell | 2023-02-01 | redacted
Low Income - Power to Save | Outdoor Coil Cleaning | 0 | 0.1 | 0 | 275 | 1 | Honeywell | 2023-02-01 | redacted
Low Income - Power to Save | HVAC Inspection | 0 | 0.17 | 0 | 268.73 | 1 | Honeywell | 2023-02-01 | redacted
Low Income - Power to Save | LED Lights | 0 | 0 | 0 | 47.6 | 1 | Honeywell | 2023-02-01 | redacted
Low Income - Power to Save | Low Flow Showerhead | 0 | 0.04 | 0.1 | 504.08 | 1 | Honeywell | 2023-02-01 | redacted
Low Income - Power to Save | Weather Strip/Caulk | 0 | 0.25 | 0.09 | 503.3 | 1 | Honeywell | 2023-02-01 | redacted
Low Income - Power to Save | Outdoor Coil Cleaning | 0 | 0.1 | 0 | 275 | 1 | Honeywell | 2023-02-01 | redacted
Low Income - Power to Save | LI - DUCT | 0 | 0.4 | 0.12 | 775.77 | 1 | Honeywell | 2023-02-01 | redacted
Low Income - Power to Save | HVAC Inspection | 0 | 0.17 | 0 | 268.73 | 1 | Honeywell | 2023-02-01 | redacted
Low Income - Power to Save | LED Lights | 0 | 0 | 0 | 47.6 | 1 | Honeywell | 2023-02-01 | redacted
Low Income - Power to Save | Faucet Aerators | 0 | 0 | 0.02 | 110.58 | 1 | Honeywell | 2023-02-01 | redacted
Low Income - Power to Save | Pipe Wrap | 0 | 0.01 | 0.03 | 143.65 | 1 | Honeywell | 2023-02-01 | redacted
Low Income - Power to Save | Outdoor Coil Cleaning | 0 | 0.1 | 0 | 275 | 1 | Honeywell | 2023-02-01 | redacted
Low Income - Power to Save | HVAC Inspection | 0 | 0.17 | 0 | 268.73 | 1 | Honeywell | 2023-02-01 | redacted
Low Income - Power to Save | LED Lights | 0 | 0 | 0 | 47.6 | 1 | Honeywell | 2023-02-01 | redacted
Low Income - Power to Save | Faucet Aerators | 0 | 0 | 0.02 | 110.58 | 1 | Honeywell | 2023-02-01 | redacted
Low Income - Power to Save | Low Flow Showerhead | 0 | 0.04 | 0.1 | 504.08 | 1 | Honeywell | 2023-02-01 | redacted
Low Income - Power to Save | Weather Strip/Caulk | 0 | 0.25 | 0.09 | 503.3 | 1 | Honeywell | 2023-02-01 | redacted
Low Income - Power to Save | Outdoor Coil Cleaning | 0 | 0.1 | 0 | 275 | 1 | Honeywell | 2023-02-01 | redacted
Low Income - Power to Save | LI - DUCT | 0 | 0.4 | 0.12 | 775.77 | 1 | Honeywell | 2023-02-01 | redacted
Low Income - Power to Save | HVAC Inspection | 0 | 0.17 | 0 | 268.73 | 1 | Honeywell | 2023-02-01 | redacted
Low Income - Power to Save | LED Lights | 0 | 0 | 0 | 47.6 | 1 | Honeywell | 2023-02-01 | redacted
Low Income - Power to Save | Outdoor Coil Cleaning | 0 | 0.1 | 0 | 275 | 1 | Honeywell | 2023-02-01 | redacted
Low Income - Power to Save | HVAC Inspection | 0 | 0.17 | 0 | 268.73 | 1 | Honeywell | 2023-02-01 | redacted
Low Income - Power to Save | LED Lights | 0 | 0 | 0 | 47.6 | 1 | Honeywell | 2023-02-01 | redacted
Low Income - Power to Save | Faucet Aerators | 0 | 0 | 0.02 | 110.58 | 1 | Honeywell | 2023-02-01 | redacted
Low Income - Power to Save | Low Flow Showerhead | 0 | 0.04 | 0.1 | 504.08 | 1 | Honeywell | 2023-02-01 | redacted
Low Income - Power to Save | Weather Strip/Caulk | 0 | 0.25 | 0.09 | 503.3 | 1 | Honeywell | 2023-02-01 | redacted
Low Income - Power to Save | Outdoor Coil Cleaning | 0 | 0.1 | 0 | 275 | 1 | Honeywell | 2023-02-01 | redacted
Low Income - Power to Save | LI - DUCT | 0 | 0.4 | 0.12 | 775.77 | 1 | Honeywell | 2023-02-01 | redacted
Low Income - Power to Save | HVAC Inspection | 0 | 0.17 | 0 | 268.73 | 1 | Honeywell | 2023-02-01 | redacted
Low Income - Power to Save | LED Lights | 0 | 0 | 0 | 47.6 | 1 | Honeywell | 2023-02-01 | redacted
Low Income - Power to Save | Faucet Aerators | 0 | 0 | 0.02 | 110.58 | 1 | Honeywell | 2023-02-01 | redacted
Low Income - Power to Save | Low Flow Showerhead | 0 | 0.04 | 0.1 | 504.08 | 1 | Honeywell | 2023-02-01 | redacted
Low Income - Power to Save | LED Lights | 0 | 0 | 0 | 47.6 | 1 | Honeywell | 2023-02-01 | redacted
Low Income - Power to Save | Low Flow Showerhead | 0 | 0.04 | 0.1 | 504.08 | 1 | Honeywell | 2023-02-01 | redacted
Low Income - Power to Save | Weather Strip/Caulk | 0 | 0.25 | 0.09 | 503.3 | 1 | Honeywell | 2023-02-01 | redacted
Low Income - Power to Save | Outdoor Coil Cleaning | 0 | 0.1 | 0 | 275 | 1 | Honeywell | 2023-02-01 | redacted
Low Income - Power to Save | LI - DUCT | 0 | 0.4 | 0.12 | 775.77 | 1 | Honeywell | 2023-02-01 | redacted
Low Income - Power to Save | HVAC Inspection | 0 | 0.17 | 0 | 268.73 | 1 | Honeywell | 2023-02-01 | redacted
Low Income - Power to Save | LED Lights | 0 | 0 | 0 | 47.6 | 1 | Honeywell | 2023-02-01 | redacted
Low Income - Power to Save | Outdoor Coil Cleaning | 0 | 0.1 | 0 | 275 | 1 | Honeywell | 2023-02-01 | redacted
Low Income - Power to Save | HVAC Inspection | 0 | 0.17 | 0 | 268.73 | 1 | Honeywell | 2023-02-01 | redacted
Low Income - Power to Save | LED Lights | 0 | 0 | 0 | 47.6 | 1 | Honeywell | 2023-02-01 | redacted
Low Income - Power to Save | Pipe Wrap | 0 | 0.01 | 0.03 | 143.65 | 1 | Honeywell | 2023-02-01 | redacted
Low Income - Power to Save | Weather Strip/Caulk | 0 | 0.25 | 0.09 | 503.3 | 1 | Honeywell | 2023-02-01 | redacted
Low Income - Power to Save | Outdoor Coil Cleaning | 0 | 0.1 | 0 | 275 | 1 | Honeywell | 2023-02-01 | redacted
Low Income - Power to Save | LI - DUCT | 0 | 0.4 | 0.12 | 775.77 | 1 | Honeywell | 2023-02-01 | redacted
Low Income - Power to Save | HVAC Inspection | 0 | 0.17 | 0 | 268.73 | 1 | Honeywell | 2023-02-01 | redacted
Low Income - Power to Save | LED Lights | 0 | 0 | 0 | 47.6 | 1 | Honeywell | 2023-02-01 | redacted
Low Income - Power to Save | Faucet Aerators | 0 | 0 | 0.02 | 110.58 | 1 | Honeywell | 2023-02-01 | redacted
Low Income - Power to Save | Low Flow Showerhead | 0 | 0.04 | 0.1 | 504.08 | 1 | Honeywell | 2023-02-01 | redacted
Low Income - Power to Save | Weather Strip/Caulk | 0 | 0.25 | 0.09 | 503.3 | 1 | Honeywell | 2023-02-01 | redacted
Low Income - Power to Save | LED Lights | 0 | 0 | 0 | 47.6 | 1 | Honeywell | 2023-02-01 | redacted
Low Income - Power to Save | Low Flow Showerhead | 0 | 0.04 | 0.1 | 504.08 | 1 | Honeywell | 2023-02-01 | redacted
Low Income - Power to Save | Pipe Wrap | 0 | 0.01 | 0.03 | 143.65 | 1 | Honeywell | 2023-02-01 | redacted
Low Income - Power to Save | Weather Strip/Caulk | 0 | 0.25 | 0.09 | 503.3 | 1 | Honeywell | 2023-02-01 | redacted
Low Income - Power to Save | Outdoor Coil Cleaning | 0 | 0.1 | 0 | 275 | 1 | Honeywell | 2023-02-01 | redacted
Low Income - Power to Save | LI - DUCT | 0 | 0.4 | 0.12 | 775.77 | 1 | Honeywell | 2023-02-01 | redacted
Low Income - Power to Save | HVAC Inspection | 0 | 0.17 | 0 | 268.73 | 1 | Honeywell | 2023-02-01 | redacted
Low Income - Power to Save | LED Lights | 0 | 0 | 0 | 47.6 | 1 | Honeywell | 2023-02-01 | redacted
Low Income - Power to Save | Faucet Aerators | 0 | 0 | 0.02 | 110.58 | 1 | Honeywell | 2023-02-01 | redacted
Low Income - Power to Save | Low Flow Showerhead | 0 | 0.04 | 0.1 | 504.08 | 1 | Honeywell | 2023-02-01 | redacted
Low Income - Power to Save | Weather Strip/Caulk | 0 | 0.25 | 0.09 | 503.3 | 1 | Honeywell | 2023-02-01 | redacted
Low Income - Power to Save | Outdoor Coil Cleaning | 0 | 0.1 | 0 | 275 | 1 | Honeywell | 2023-02-01 | redacted
Low Income - Power to Save | LI - DUCT | 0 | 0.4 | 0.12 | 775.77 | 1 | Honeywell | 2023-02-01 | redacted
Low Income - Power to Save | HVAC Inspection | 0 | 0.17 | 0 | 268.73 | 1 | Honeywell | 2023-02-01 | redacted
Low Income - Power to Save | LED Lights | 0 | 0 | 0 | 47.6 | 1 | Honeywell | 2023-02-01 | redacted
Low Income - Power to Save | Faucet Aerators | 0 | 0 | 0.02 | 110.58 | 1 | Honeywell | 2023-02-01 | redacted
Low Income - Power to Save | Outdoor Coil Cleaning | 0 | 0.1 | 0 | 275 | 1 | Honeywell | 2023-02-01 | redacted
Low Income - Power to Save | LED Lights | 0 | 0 | 0 | 47.6 | 1 | Honeywell | 2023-02-01 | redacted
Low Income - Power to Save | Outdoor Coil Cleaning | 0 | 0.1 | 0 | 275 | 1 | Honeywell | 2023-02-01 | redacted
Low Income - Power to Save | HVAC Inspection | 0 | 0.17 | 0 | 268.73 | 1 | Honeywell | 2023-02-01 | redacted
Low Income - Power to Save | LED Lights | 0 | 0 | 0 | 47.6 | 1 | Honeywell | 2023-02-01 | redacted
Low Income - Power to Save | Weather Strip/Caulk | 0 | 0.25 | 0.09 | 503.3 | 1 | Honeywell | 2023-02-01 | redacted
Low Income - Power to Save | Outdoor Coil Cleaning | 0 | 0.1 | 0 | 275 | 1 | Honeywell | 2023-02-01 | redacted
Low Income - Power to Save | LI - DUCT | 0 | 0.4 | 0.12 | 775.77 | 1 | Honeywell | 2023-02-01 | redacted
Low Income - Power to Save | HVAC Inspection | 0 | 0.17 | 0 | 268.73 | 1 | Honeywell | 2023-02-01 | redacted
Low Income - Power to Save | LED Lights | 0 | 0 | 0 | 47.6 | 1 | Honeywell | 2023-02-01 | redacted
Low Income - Power to Save | Weather Strip/Caulk | 0 | 0.25 | 0.09 | 503.3 | 1 | Honeywell | 2023-02-01 | redacted
Low Income - Power to Save | LED Lights | 0 | 0 | 0 | 47.6 | 1 | Honeywell | 2023-02-01 | redacted
Low Income - Power to Save | Outdoor Coil Cleaning | 0 | 0.1 | 0 | 275 | 1 | Honeywell | 2023-02-01 | redacted
Low Income - Power to Save | LED Lights | 0 | 0 | 0 | 47.6 | 1 | Honeywell | 2023-02-01 | redacted
Low Income - Power to Save | Outdoor Coil Cleaning | 0 | 0.1 | 0 | 275 | 1 | Honeywell | 2023-02-01 | redacted
Low Income - Power to Save | HVAC Inspection | 0 | 0.17 | 0 | 268.73 | 1 | Honeywell | 2023-02-01 | redacted
Low Income - Power to Save | LED Lights | 0 | 0 | 0 | 47.6 | 1 | Honeywell | 2023-02-01 | redacted
Low Income - Power to Save | Faucet Aerators | 0 | 0 | 0.02 | 110.58 | 1 | Honeywell | 2023-02-01 | redacted
Low Income - Power to Save | Low Flow Showerhead | 0 | 0.04 | 0.1 | 504.08 | 1 | Honeywell | 2023-02-01 | redacted
Low Income - Power to Save | Weather Strip/Caulk | 0 | 0.25 | 0.09 | 503.3 | 1 | Honeywell | 2023-02-01 | redacted
Low Income - Power to Save | Outdoor Coil Cleaning | 0 | 0.1 | 0 | 275 | 1 | Honeywell | 2023-02-01 | redacted
Low Income - Power to Save | LI - DUCT | 0 | 0.4 | 0.12 | 775.77 | 1 | Honeywell | 2023-02-01 | redacted
Low Income - Power to Save | HVAC Inspection | 0 | 0.17 | 0 | 268.73 | 1 | Honeywell | 2023-02-01 | redacted
Low Income - Power to Save | LED Lights | 0 | 0 | 0 | 47.6 | 1 | Honeywell | 2023-02-01 | redacted
Low Income - Power to Save | Faucet Aerators | 0 | 0 | 0.02 | 110.58 | 1 | Honeywell | 2023-02-01 | redacted
Low Income - Power to Save | Pipe Wrap | 0 | 0.01 | 0.03 | 143.65 | 1 | Honeywell | 2023-02-01 | redacted
Low Income - Power to Save | Weather Strip/Caulk | 0 | 0.25 | 0.09 | 503.3 | 1 | Honeywell | 2023-02-01 | redacted
Low Income - Power to Save | Outdoor Coil Cleaning | 0 | 0.1 | 0 | 275 | 1 | Honeywell | 2023-02-01 | redacted
Low Income - Power to Save | LI - DUCT | 0 | 0.4 | 0.12 | 775.77 | 1 | Honeywell | 2023-02-01 | redacted
Low Income - Power to Save | HVAC Inspection | 0 | 0.17 | 0 | 268.73 | 1 | Honeywell | 2023-02-01 | redacted
Low Income - Power to Save | LED Lights | 0 | 0 | 0 | 47.6 | 1 | Honeywell | 2023-02-01 | redacted
Low Income - Power to Save | Faucet Aerators | 0 | 0 | 0.02 | 110.58 | 1 | Honeywell | 2023-02-01 | redacted
Low Income - Power to Save | Low Flow Showerhead | 0 | 0.04 | 0.1 | 504.08 | 1 | Honeywell | 2023-02-01 | redacted
Low Income - Power to Save | Weather Strip/Caulk | 0 | 0.25 | 0.09 | 503.3 | 1 | Honeywell | 2023-02-01 | redacted
Low Income - Power to Save | Outdoor Coil Cleaning | 0 | 0.1 | 0 | 275 | 1 | Honeywell | 2023-02-01 | redacted
Low Income - Power to Save | HVAC Inspection | 0 | 0.17 | 0 | 268.73 | 1 | Honeywell | 2023-02-01 | redacted
Low Income - Power to Save | LED Lights | 0 | 0 | 0 | 47.6 | 1 | Honeywell | 2023-02-01 | redacted
Low Income - Power to Save | Low Flow Showerhead | 0 | 0.04 | 0.1 | 504.08 | 1 | Honeywell | 2023-02-01 | redacted
Low Income - Power to Save | Weather Strip/Caulk | 0 | 0.25 | 0.09 | 503.3 | 1 | Honeywell | 2023-02-01 | redacted
Low Income - Power to Save | Outdoor Coil Cleaning | 0 | 0.1 | 0 | 275 | 1 | Honeywell | 2023-02-01 | redacted
Low Income - Power to Save | LED Lights | 0 | 0 | 0 | 47.6 | 1 | Honeywell | 2023-02-01 | redacted
Low Income - Power to Save | Weather Strip/Caulk | 0 | 0.25 | 0.09 | 503.3 | 1 | Honeywell | 2023-02-01 | redacted
Low Income - Power to Save | Outdoor Coil Cleaning | 0 | 0.1 | 0 | 275 | 1 | Honeywell | 2023-02-01 | redacted
Low Income - Power to Save | HVAC Inspection | 0 | 0.17 | 0 | 268.73 | 1 | Honeywell | 2023-02-01 | redacted
Low Income - Power to Save | LED Lights | 0 | 0 | 0 | 47.6 | 1 | Honeywell | 2023-02-01 | redacted
Low Income - Power to Save | Faucet Aerators | 0 | 0 | 0.02 | 110.58 | 1 | Honeywell | 2023-02-01 | redacted
Low Income - Power to Save | Low Flow Showerhead | 0 | 0.04 | 0.1 | 504.08 | 1 | Honeywell | 2023-02-01 | redacted
Low Income - Power to Save | Weather Strip/Caulk | 0 | 0.25 | 0.09 | 503.3 | 1 | Honeywell | 2023-02-01 | redacted
Low Income - Power to Save | Outdoor Coil Cleaning | 0 | 0.1 | 0 | 275 | 1 | Honeywell | 2023-02-01 | redacted
Low Income - Power to Save | HVAC Inspection | 0 | 0.17 | 0 | 268.73 | 1 | Honeywell | 2023-02-01 | redacted
Low Income - Power to Save | LED Lights | 0 | 0 | 0 | 47.6 | 1 | Honeywell | 2023-02-01 | redacted
Low Income - Power to Save | Faucet Aerators | 0 | 0 | 0.02 | 110.58 | 1 | Honeywell | 2023-02-01 | redacted
Low Income - Power to Save | Low Flow Showerhead | 0 | 0.04 | 0.1 | 504.08 | 1 | Honeywell | 2023-02-01 | redacted
Low Income - Power to Save | Outdoor Coil Cleaning | 0 | 0.1 | 0 | 275 | 1 | Honeywell | 2023-02-01 | redacted
Low Income - Power to Save | HVAC Inspection | 0 | 0.17 | 0 | 268.73 | 1 | Honeywell | 2023-02-01 | redacted
Low Income - Power to Save | LED Lights | 0 | 0 | 0 | 47.6 | 1 | Honeywell | 2023-02-01 | redacted
Low Income - Power to Save | Faucet Aerators | 0 | 0 | 0.02 | 110.58 | 1 | Honeywell | 2023-02-01 | redacted
Low Income - Power to Save | Low Flow Showerhead | 0 | 0.04 | 0.1 | 504.08 | 1 | Honeywell | 2023-02-01 | redacted
Low Income - Power to Save | HVAC Inspection | 0 | 0.17 | 0 | 268.73 | 1 | Honeywell | 2023-02-01 | redacted
Low Income - Power to Save | LED Lights | 0 | 0 | 0 | 47.6 | 1 | Honeywell | 2023-02-01 | redacted
Low Income - Power to Save | Outdoor Coil Cleaning | 0 | 0.1 | 0 | 275 | 1 | Honeywell | 2023-02-01 | redacted
Low Income - Power to Save | HVAC Inspection | 0 | 0.17 | 0 | 268.73 | 1 | Honeywell | 2023-02-01 | redacted
Low Income - Power to Save | LED Lights | 0 | 0 | 0 | 47.6 | 1 | Honeywell | 2023-02-01 | redacted
Low Income - Power to Save | Faucet Aerators | 0 | 0 | 0.02 | 110.58 | 1 | Honeywell | 2023-02-01 | redacted
Low Income - Power to Save | Weather Strip/Caulk | 0 | 0.25 | 0.09 | 503.3 | 1 | Honeywell | 2023-02-01 | redacted
Low Income - Power to Save | LED Lights | 0 | 0 | 0 | 47.6 | 1 | Honeywell | 2023-02-01 | redacted
Low Income - Power to Save | Faucet Aerators | 0 | 0 | 0.02 | 110.58 | 1 | Honeywell | 2023-02-01 | redacted
Low Income - Power to Save | Low Flow Showerhead | 0 | 0.04 | 0.1 | 504.08 | 1 | Honeywell | 2023-02-01 | redacted
Low Income - Power to Save | Weather Strip/Caulk | 0 | 0.25 | 0.09 | 503.3 | 1 | Honeywell | 2023-02-01 | redacted
Low Income - Power to Save | Outdoor Coil Cleaning | 0 | 0.1 | 0 | 275 | 1 | Honeywell | 2023-02-01 | redacted
Low Income - Power to Save | LI - DUCT | 0 | 0.4 | 0.12 | 775.77 | 1 | Honeywell | 2023-02-01 | redacted
Low Income - Power to Save | HVAC Inspection | 0 | 0.17 | 0 | 268.73 | 1 | Honeywell | 2023-02-01 | redacted
Low Income - Power to Save | LED Lights | 0 | 0 | 0 | 47.6 | 1 | Honeywell | 2023-02-01 | redacted
Low Income - Power to Save | Faucet Aerators | 0 | 0 | 0.02 | 110.58 | 1 | Honeywell | 2023-02-01 | redacted
Low Income - Power to Save | Weather Strip/Caulk | 0 | 0.25 | 0.09 | 503.3 | 1 | Honeywell | 2023-02-01 | redacted
Low Income - Power to Save | Outdoor Coil Cleaning | 0 | 0.1 | 0 | 275 | 1 | Honeywell | 2023-02-01 | redacted
Low Income - Power to Save | LI - DUCT | 0 | 0.4 | 0.12 | 775.77 | 1 | Honeywell | 2023-02-01 | redacted
Low Income - Power to Save | HVAC Inspection | 0 | 0.17 | 0 | 268.73 | 1 | Honeywell | 2023-02-01 | redacted
Low Income - Power to Save | LED Lights | 0 | 0 | 0 | 47.6 | 1 | Honeywell | 2023-02-01 | redacted
Low Income - Power to Save | Faucet Aerators | 0 | 0 | 0.02 | 110.58 | 1 | Honeywell | 2023-02-01 | redacted
Low Income - Power to Save | Low Flow Showerhead | 0 | 0.04 | 0.1 | 504.08 | 1 | Honeywell | 2023-02-01 | redacted
Low Income - Power to Save | Pipe Wrap | 0 | 0.01 | 0.03 | 143.65 | 1 | Honeywell | 2023-02-01 | redacted
Low Income - Power to Save | Weather Strip/Caulk | 0 | 0.25 | 0.09 | 503.3 | 1 | Honeywell | 2023-02-01 | redacted
Low Income - Power to Save | Outdoor Coil Cleaning | 0 | 0.1 | 0 | 275 | 1 | Honeywell | 2023-02-01 | redacted
Low Income - Power to Save | LI - DUCT | 0 | 0.4 | 0.12 | 775.77 | 1 | Honeywell | 2023-02-01 | redacted
Low Income - Power to Save | HVAC Inspection | 0 | 0.17 | 0 | 268.73 | 1 | Honeywell | 2023-02-01 | redacted
Low Income - Power to Save | LED Lights | 0 | 0 | 0 | 47.6 | 1 | Honeywell | 2023-02-01 | redacted
Low Income - Power to Save | Weather Strip/Caulk | 0 | 0.25 | 0.09 | 503.3 | 1 | Honeywell | 2023-02-01 | redacted
Low Income - Power to Save | Outdoor Coil Cleaning | 0 | 0.1 | 0 | 275 | 1 | Honeywell | 2023-02-01 | redacted
Low Income - Power to Save | LED Lights | 0 | 0 | 0 | 47.6 | 1 | Honeywell | 2023-02-01 | redacted
Low Income - Power to Save | Faucet Aerators | 0 | 0 | 0.02 | 110.58 | 1 | Honeywell | 2023-02-01 | redacted
Low Income - Power to Save | Low Flow Showerhead | 0 | 0.04 | 0.1 | 504.08 | 1 | Honeywell | 2023-02-01 | redacted
Low Income - Power to Save | Weather Strip/Caulk | 0 | 0.25 | 0.09 | 503.3 | 1 | Honeywell | 2023-02-01 | redacted
Low Income - Power to Save | Outdoor Coil Cleaning | 0 | 0.1 | 0 | 275 | 1 | Honeywell | 2023-02-01 | redacted
Low Income - Power to Save | LI - DUCT | 0 | 0.4 | 0.12 | 775.77 | 1 | Honeywell | 2023-02-01 | redacted
Low Income - Power to Save | HVAC Inspection | 0 | 0.17 | 0 | 268.73 | 1 | Honeywell | 2023-02-01 | redacted
Low Income - Power to Save | LED Lights | 0 | 0 | 0 | 47.6 | 1 | Honeywell | 2023-02-01 | redacted
Low Income - Power to Save | Weather Strip/Caulk | 0 | 0.25 | 0.09 | 503.3 | 1 | Honeywell | 2023-02-01 | redacted
Low Income - Power to Save | Outdoor Coil Cleaning | 0 | 0.1 | 0 | 275 | 1 | Honeywell | 2023-02-01 | redacted
Low Income - Power to Save | LI - DUCT | 0 | 0.4 | 0.12 | 775.77 | 1 | Honeywell | 2023-02-01 | redacted
Low Income - Power to Save | HVAC Inspection | 0 | 0.17 | 0 | 268.73 | 1 | Honeywell | 2023-02-01 | redacted
Low Income - Power to Save | LED Lights | 0 | 0 | 0 | 47.6 | 1 | Honeywell | 2023-02-01 | redacted
Low Income - Power to Save | Faucet Aerators | 0 | 0 | 0.02 | 110.58 | 1 | Honeywell | 2023-02-01 | redacted
Low Income - Power to Save | LED Lights | 0 | 0 | 0 | 47.6 | 1 | Honeywell | 2023-02-01 | redacted
Low Income - Power to Save | Outdoor Coil Cleaning | 0 | 0.1 | 0 | 275 | 1 | Honeywell | 2023-02-01 | redacted
Low Income - Power to Save | HVAC Inspection | 0 | 0.17 | 0 | 268.73 | 1 | Honeywell | 2023-02-01 | redacted
Low Income - Power to Save | LED Lights | 0 | 0 | 0 | 47.6 | 1 | Honeywell | 2023-02-01 | redacted
Low Income - Power to Save | Faucet Aerators | 0 | 0 | 0.02 | 110.58 | 1 | Honeywell | 2023-02-01 | redacted
Low Income - Power to Save | Weather Strip/Caulk | 0 | 0.25 | 0.09 | 503.3 | 1 | Honeywell | 2023-02-01 | redacted
Low Income - Power to Save | Outdoor Coil Cleaning | 0 | 0.1 | 0 | 275 | 1 | Honeywell | 2023-02-01 | redacted
Low Income - Power to Save | LI - DUCT | 0 | 0.4 | 0.12 | 775.77 | 1 | Honeywell | 2023-02-01 | redacted
Low Income - Power to Save | HVAC Inspection | 0 | 0.17 | 0 | 268.73 | 1 | Honeywell | 2023-02-01 | redacted
Low Income - Power to Save | LED Lights | 0 | 0 | 0 | 47.6 | 1 | Honeywell | 2023-02-01 | redacted
Low Income - Power to Save | Weather Strip/Caulk | 0 | 0.25 | 0.09 | 503.3 | 1 | Honeywell | 2023-02-01 | redacted
Low Income - Power to Save | Outdoor Coil Cleaning | 0 | 0.1 | 0 | 275 | 1 | Honeywell | 2023-02-01 | redacted
Low Income - Power to Save | LED Lights | 0 | 0 | 0 | 47.6 | 1 | Honeywell | 2023-02-01 | redacted
Low Income - Power to Save | Outdoor Coil Cleaning | 0 | 0.1 | 0 | 275 | 1 | Honeywell | 2023-02-01 | redacted
Low Income - Power to Save | HVAC Inspection | 0 | 0.17 | 0 | 268.73 | 1 | Honeywell | 2023-02-01 | redacted
Low Income - Power to Save | LED Lights | 0 | 0 | 0 | 47.6 | 1 | Honeywell | 2023-02-01 | redacted
Low Income - Power to Save | LED Lights | 0 | 0 | 0 | 47.6 | 1 | Honeywell | 2023-02-01 | redacted
Low Income - Power to Save | Faucet Aerators | 0 | 0 | 0.02 | 110.58 | 1 | Honeywell | 2023-02-01 | redacted
Low Income - Power to Save | Low Flow Showerhead | 0 | 0.04 | 0.1 | 504.08 | 1 | Honeywell | 2023-02-01 | redacted
Low Income - Power to Save | Pipe Wrap | 0 | 0.01 | 0.03 | 143.65 | 1 | Honeywell | 2023-02-01 | redacted
Low Income - Power to Save | Weather Strip/Caulk | 0 | 0.25 | 0.09 | 503.3 | 1 | Honeywell | 2023-02-01 | redacted
Low Income - Power to Save | Outdoor Coil Cleaning | 0 | 0.1 | 0 | 275 | 1 | Honeywell | 2023-02-01 | redacted
Low Income - Power to Save | LI - DUCT | 0 | 0.4 | 0.12 | 775.77 | 1 | Honeywell | 2023-02-01 | redacted
Low Income - Power to Save | HVAC Inspection | 0 | 0.17 | 0 | 268.73 | 1 | Honeywell | 2023-02-01 | redacted
Low Income - Power to Save | LED Lights | 0 | 0 | 0 | 47.6 | 1 | Honeywell | 2023-02-01 | redacted
Low Income - Power to Save | Outdoor Coil Cleaning | 0 | 0.1 | 0 | 275 | 1 | Honeywell | 2023-02-01 | redacted
Low Income - Power to Save | HVAC Inspection | 0 | 0.17 | 0 | 268.73 | 1 | Honeywell | 2023-02-01 | redacted
Low Income - Power to Save | LED Lights | 0 | 0 | 0 | 47.6 | 1 | Honeywell | 2023-02-01 | redacted
Low Income - Power to Save | Outdoor Coil Cleaning | 0 | 0.1 | 0 | 275 | 1 | Honeywell | 2023-02-01 | redacted
Low Income - Power to Save | HVAC Inspection | 0 | 0.17 | 0 | 268.73 | 1 | Honeywell | 2023-02-01 | redacted
Low Income - Power to Save | LED Lights | 0 | 0 | 0 | 47.6 | 1 | Honeywell | 2023-02-01 | redacted
Low Income - Power to Save | Faucet Aerators | 0 | 0 | 0.02 | 110.58 | 1 | Honeywell | 2023-02-01 | redacted
Low Income - Power to Save | Pipe Wrap | 0 | 0.01 | 0.03 | 143.65 | 1 | Honeywell | 2023-02-01 | redacted
Low Income - Power to Save | Weather Strip/Caulk | 0 | 0.25 | 0.09 | 503.3 | 1 | Honeywell | 2023-02-01 | redacted
Low Income - Power to Save | Outdoor Coil Cleaning | 0 | 0.1 | 0 | 275 | 1 | Honeywell | 2023-02-01 | redacted
Low Income - Power to Save | LI - DUCT | 0 | 0.4 | 0.12 | 775.77 | 1 | Honeywell | 2023-02-01 | redacted
Low Income - Power to Save | HVAC Inspection | 0 | 0.17 | 0 | 268.73 | 1 | Honeywell | 2023-02-01 | redacted
Low Income - Power to Save | LED Lights | 0 | 0 | 0 | 47.6 | 1 | Honeywell | 2023-02-01 | redacted
Low Income - Power to Save | Low Flow Showerhead | 0 | 0.04 | 0.1 | 504.08 | 1 | Honeywell | 2023-02-01 | redacted
Low Income - Power to Save | Pipe Wrap | 0 | 0.01 | 0.03 | 143.65 | 1 | Honeywell | 2023-02-01 | redacted
Low Income - Power to Save | Weather Strip/Caulk | 0 | 0.25 | 0.09 | 503.3 | 1 | Honeywell | 2023-02-01 | redacted
Low Income - Power to Save | Outdoor Coil Cleaning | 0 | 0.1 | 0 | 275 | 1 | Honeywell | 2023-02-01 | redacted
Low Income - Power to Save | LI - DUCT | 0 | 0.4 | 0.12 | 775.77 | 1 | Honeywell | 2023-02-01 | redacted
Low Income - Power to Save | HVAC Inspection | 0 | 0.17 | 0 | 268.73 | 1 | Honeywell | 2023-02-01 | redacted
Low Income - Power to Save | LED Lights | 0 | 0 | 0 | 47.6 | 1 | Honeywell | 2023-02-01 | redacted
Low Income - Power to Save | Faucet Aerators | 0 | 0 | 0.02 | 110.58 | 1 | Honeywell | 2023-02-01 | redacted
Low Income - Power to Save | Low Flow Showerhead | 0 | 0.04 | 0.1 | 504.08 | 1 | Honeywell | 2023-02-01 | redacted
Low Income - Power to Save | Pipe Wrap | 0 | 0.01 | 0.03 | 143.65 | 1 | Honeywell | 2023-02-01 | redacted
Low Income - Power to Save | Weather Strip/Caulk | 0 | 0.25 | 0.09 | 503.3 | 1 | Honeywell | 2023-02-01 | redacted
Low Income - Power to Save | Outdoor Coil Cleaning | 0 | 0.1 | 0 | 275 | 1 | Honeywell | 2023-02-01 | redacted
Low Income - Power to Save | LI - DUCT | 0 | 0.4 | 0.12 | 775.77 | 1 | Honeywell | 2023-02-01 | redacted
Low Income - Power to Save | HVAC Inspection | 0 | 0.17 | 0 | 268.73 | 1 | Honeywell | 2023-02-01 | redacted
Low Income - Power to Save | LED Lights | 0 | 0 | 0 | 47.6 | 1 | Honeywell | 2023-02-01 | redacted
Low Income - Power to Save | Faucet Aerators | 0 | 0 | 0.02 | 110.58 | 1 | Honeywell | 2023-02-01 | redacted
Low Income - Power to Save | Low Flow Showerhead | 0 | 0.04 | 0.1 | 504.08 | 1 | Honeywell | 2023-02-01 | redacted
Low Income - Power to Save | Pipe Wrap | 0 | 0.01 | 0.03 | 143.65 | 1 | Honeywell | 2023-02-01 | redacted
Low Income - Power to Save | Weather Strip/Caulk | 0 | 0.25 | 0.09 | 503.3 | 1 | Honeywell | 2023-02-01 | redacted
Low Income - Power to Save | Outdoor Coil Cleaning | 0 | 0.1 | 0 | 275 | 1 | Honeywell | 2023-02-01 | redacted
Low Income - Power to Save | LI - DUCT | 0 | 0.4 | 0.12 | 775.77 | 1 | Honeywell | 2023-02-01 | redacted
Low Income - Power to Save | HVAC Inspection | 0 | 0.17 | 0 | 268.73 | 1 | Honeywell | 2023-02-01 | redacted
Low Income - Power to Save | LED Lights | 0 | 0 | 0 | 47.6 | 1 | Honeywell | 2023-02-01 | redacted
Low Income - Power to Save | Faucet Aerators | 0 | 0 | 0.02 | 110.58 | 1 | Honeywell | 2023-02-01 | redacted
Low Income - Power to Save | Low Flow Showerhead | 0 | 0.04 | 0.1 | 504.08 | 1 | Honeywell | 2023-02-01 | redacted
Low Income - Power to Save | Pipe Wrap | 0 | 0.01 | 0.03 | 143.65 | 1 | Honeywell | 2023-02-01 | redacted
Low Income - Power to Save | Weather Strip/Caulk | 0 | 0.25 | 0.09 | 503.3 | 1 | Honeywell | 2023-02-01 | redacted
Low Income - Power to Save | Outdoor Coil Cleaning | 0 | 0.1 | 0 | 275 | 1 | Honeywell | 2023-02-01 | redacted
Low Income - Power to Save | LI - DUCT | 0 | 0.4 | 0.12 | 775.77 | 1 | Honeywell | 2023-02-01 | redacted
Low Income - Power to Save | HVAC Inspection | 0 | 0.17 | 0 | 268.73 | 1 | Honeywell | 2023-02-01 | redacted
Low Income - Power to Save | LED Lights | 0 | 0 | 0 | 47.6 | 1 | Honeywell | 2023-02-01 | redacted
Low Income - Power to Save | Outdoor Coil Cleaning | 0 | 0.1 | 0 | 275 | 1 | Honeywell | 2023-02-01 | redacted
Low Income - Power to Save | HVAC Inspection | 0 | 0.17 | 0 | 268.73 | 1 | Honeywell | 2023-02-01 | redacted
Low Income - Power to Save | LED Lights | 0 | 0 | 0 | 47.6 | 1 | Honeywell | 2023-02-01 | redacted
Low Income - Power to Save | Low Flow Showerhead | 0 | 0.04 | 0.1 | 504.08 | 1 | Honeywell | 2023-02-01 | redacted
Low Income - Power to Save | Pipe Wrap | 0 | 0.01 | 0.03 | 143.65 | 1 | Honeywell | 2023-02-01 | redacted
Low Income - Power to Save | Weather Strip/Caulk | 0 | 0.25 | 0.09 | 503.3 | 1 | Honeywell | 2023-02-01 | redacted
Low Income - Power to Save | Outdoor Coil Cleaning | 0 | 0.1 | 0 | 275 | 1 | Honeywell | 2023-02-01 | redacted
Low Income - Power to Save | LI - DUCT | 0 | 0.4 | 0.12 | 775.77 | 1 | Honeywell | 2023-02-01 | redacted
Low Income - Power to Save | HVAC Inspection | 0 | 0.17 | 0 | 268.73 | 1 | Honeywell | 2023-02-01 | redacted
Low Income - Power to Save | LED Lights | 0 | 0 | 0 | 47.6 | 1 | Honeywell | 2023-02-01 | redacted
Low Income - Power to Save | Faucet Aerators | 0 | 0 | 0.02 | 110.58 | 1 | Honeywell | 2023-02-01 | redacted
Low Income - Power to Save | Outdoor Coil Cleaning | 0 | 0.1 | 0 | 275 | 1 | Honeywell | 2023-02-01 | redacted
Low Income - Power to Save | HVAC Inspection | 0 | 0.17 | 0 | 268.73 | 1 | Honeywell | 2023-02-01 | redacted
Low Income - Power to Save | LED Lights | 0 | 0 | 0 | 47.6 | 1 | Honeywell | 2023-02-01 | redacted
Low Income - Power to Save | Outdoor Coil Cleaning | 0 | 0.1 | 0 | 275 | 1 | Honeywell | 2023-02-01 | redacted
Low Income - Power to Save | HVAC Inspection | 0 | 0.17 | 0 | 268.73 | 1 | Honeywell | 2023-02-01 | redacted
Low Income - Power to Save | LED Lights | 0 | 0 | 0 | 47.6 | 1 | Honeywell | 2023-02-01 | redacted
Low Income - Power to Save | Low Flow Showerhead | 0 | 0.04 | 0.1 | 504.08 | 1 | Honeywell | 2023-02-01 | redacted
Low Income - Power to Save | Outdoor Coil Cleaning | 0 | 0.1 | 0 | 275 | 1 | Honeywell | 2023-02-01 | redacted
Low Income - Power to Save | LI - DUCT | 0 | 0.4 | 0.12 | 775.77 | 1 | Honeywell | 2023-02-01 | redacted
Low Income - Power to Save | HVAC Inspection | 0 | 0.17 | 0 | 268.73 | 1 | Honeywell | 2023-02-01 | redacted
Low Income - Power to Save | LED Lights | 0 | 0 | 0 | 47.6 | 1 | Honeywell | 2023-02-01 | redacted
Low Income - Power to Save | Outdoor Coil Cleaning | 0 | 0.1 | 0 | 275 | 1 | Honeywell | 2023-02-01 | redacted
Low Income - Power to Save | HVAC Inspection | 0 | 0.17 | 0 | 268.73 | 1 | Honeywell | 2023-02-01 | redacted
Low Income - Power to Save | LED Lights | 0 | 0 | 0 | 47.6 | 1 | Honeywell | 2023-02-01 | redacted
Low Income - Power to Save | Outdoor Coil Cleaning | 0 | 0.1 | 0 | 275 | 1 | Honeywell | 2023-02-01 | redacted
Low Income - Power to Save | HVAC Inspection | 0 | 0.17 | 0 | 268.73 | 1 | Honeywell | 2023-02-01 | redacted
Low Income - Power to Save | LED Lights | 0 | 0 | 0 | 47.6 | 1 | Honeywell | 2023-02-01 | redacted
Low Income - Power to Save | Pipe Wrap | 0 | 0.01 | 0.03 | 143.65 | 1 | Honeywell | 2023-02-01 | redacted
Low Income - Power to Save | Weather Strip/Caulk | 0 | 0.25 | 0.09 | 503.3 | 1 | Honeywell | 2023-02-01 | redacted
Low Income - Power to Save | Outdoor Coil Cleaning | 0 | 0.1 | 0 | 275 | 1 | Honeywell | 2023-02-01 | redacted
Low Income - Power to Save | LI - DUCT | 0 | 0.4 | 0.12 | 775.77 | 1 | Honeywell | 2023-02-01 | redacted
Low Income - Power to Save | HVAC Inspection | 0 | 0.17 | 0 | 268.73 | 1 | Honeywell | 2023-02-01 | redacted
Low Income - Power to Save | LED Lights | 0 | 0 | 0 | 47.6 | 1 | Honeywell | 2023-02-01 | redacted
Low Income - Power to Save | LED Lights | 0 | 0 | 0 | 47.6 | 1 | Honeywell | 2023-02-01 | redacted
Low Income - Power to Save | Outdoor Coil Cleaning | 0 | 0.1 | 0 | 275 | 1 | Honeywell | 2023-02-01 | redacted
Low Income - Power to Save | HVAC Inspection | 0 | 0.17 | 0 | 268.73 | 1 | Honeywell | 2023-02-01 | redacted
Low Income - Power to Save | LED Lights | 0 | 0 | 0 | 47.6 | 1 | Honeywell | 2023-02-01 | redacted
Low Income - Power to Save | Faucet Aerators | 0 | 0 | 0.02 | 110.58 | 1 | Honeywell | 2023-02-01 | redacted
Low Income - Power to Save | Low Flow Showerhead | 0 | 0.04 | 0.1 | 504.08 | 1 | Honeywell | 2023-02-01 | redacted
Low Income - Power to Save | Outdoor Coil Cleaning | 0 | 0.1 | 0 | 275 | 1 | Honeywell | 2023-02-01 | redacted
Low Income - Power to Save | LI - DUCT | 0 | 0.4 | 0.12 | 775.77 | 1 | Honeywell | 2023-02-01 | redacted
Low Income - Power to Save | HVAC Inspection | 0 | 0.17 | 0 | 268.73 | 1 | Honeywell | 2023-02-01 | redacted
Low Income - Power to Save | LED Lights | 0 | 0 | 0 | 47.6 | 1 | Honeywell | 2023-02-01 | redacted
Low Income - Power to Save | Outdoor Coil Cleaning | 0 | 0.1 | 0 | 275 | 1 | Honeywell | 2023-02-01 | redacted
Low Income - Power to Save | HVAC Inspection | 0 | 0.17 | 0 | 268.73 | 1 | Honeywell | 2023-02-01 | redacted
Low Income - Power to Save | LED Lights | 0 | 0 | 0 | 47.6 | 1 | Honeywell | 2023-02-01 | redacted
Low Income - Power to Save | Pipe Wrap | 0 | 0.01 | 0.03 | 143.65 | 1 | Honeywell | 2023-02-01 | redacted
Low Income - Power to Save | Weather Strip/Caulk | 0 | 0.25 | 0.09 | 503.3 | 1 | Honeywell | 2023-02-01 | redacted
Low Income - Power to Save | Outdoor Coil Cleaning | 0 | 0.1 | 0 | 275 | 1 | Honeywell | 2023-02-01 | redacted
Low Income - Power to Save | LI - DUCT | 0 | 0.4 | 0.12 | 775.77 | 1 | Honeywell | 2023-02-01 | redacted
Low Income - Power to Save | HVAC Inspection | 0 | 0.17 | 0 | 268.73 | 1 | Honeywell | 2023-02-01 | redacted
Low Income - Power to Save | LED Lights | 0 | 0 | 0 | 47.6 | 1 | Honeywell | 2023-02-01 | redacted
Low Income - Power to Save | HVAC Inspection | 0 | 0.17 | 0 | 268.73 | 1 | Honeywell | 2023-02-01 | redacted
Low Income - Power to Save | LED Lights | 0 | 0 | 0 | 47.6 | 1 | Honeywell | 2023-02-01 | redacted
Low Income - Power to Save | LED Lights | 0 | 0 | 0 | 47.6 | 1 | Honeywell | 2023-02-01 | redacted
Low Income - Power to Save | Outdoor Coil Cleaning | 0 | 0.1 | 0 | 275 | 1 | Honeywell | 2023-02-01 | redacted
Low Income - Power to Save | HVAC Inspection | 0 | 0.17 | 0 | 268.73 | 1 | Honeywell | 2023-02-01 | redacted
Low Income - Power to Save | LED Lights | 0 | 0 | 0 | 47.6 | 1 | Honeywell | 2023-02-01 | redacted
Low Income - Power to Save | Faucet Aerators | 0 | 0 | 0.02 | 110.58 | 1 | Honeywell | 2023-02-01 | redacted
Low Income - Power to Save | Low Flow Showerhead | 0 | 0.04 | 0.1 | 504.08 | 1 | Honeywell | 2023-02-01 | redacted
Low Income - Power to Save | Weather Strip/Caulk | 0 | 0.25 | 0.09 | 503.3 | 1 | Honeywell | 2023-02-01 | redacted
Low Income - Power to Save | Outdoor Coil Cleaning | 0 | 0.1 | 0 | 275 | 1 | Honeywell | 2023-02-01 | redacted
Low Income - Power to Save | LI - DUCT | 0 | 0.4 | 0.12 | 775.77 | 1 | Honeywell | 2023-02-01 | redacted
Low Income - Power to Save | HVAC Inspection | 0 | 0.17 | 0 | 268.73 | 1 | Honeywell | 2023-02-01 | redacted
Low Income - Power to Save | LED Lights | 0 | 0 | 0 | 47.6 | 1 | Honeywell | 2023-02-01 | redacted
Low Income - Power to Save | Faucet Aerators | 0 | 0 | 0.02 | 110.58 | 1 | Honeywell | 2023-02-01 | redacted
Low Income - Power to Save | Low Flow Showerhead | 0 | 0.04 | 0.1 | 504.08 | 1 | Honeywell | 2023-02-01 | redacted
Low Income - Power to Save | Outdoor Coil Cleaning | 0 | 0.1 | 0 | 275 | 1 | Honeywell | 2023-02-01 | redacted
Low Income - Power to Save | LED Lights | 0 | 0 | 0 | 47.6 | 1 | Honeywell | 2023-02-01 | redacted
Low Income - Power to Save | Faucet Aerators | 0 | 0 | 0.02 | 110.58 | 1 | Honeywell | 2023-02-01 | redacted
Low Income - Power to Save | Weather Strip/Caulk | 0 | 0.25 | 0.09 | 503.3 | 1 | Honeywell | 2023-02-01 | redacted
Low Income - Power to Save | Outdoor Coil Cleaning | 0 | 0.1 | 0 | 275 | 1 | Honeywell | 2023-02-01 | redacted
Low Income - Power to Save | LI - DUCT | 0 | 0.4 | 0.12 | 775.77 | 1 | Honeywell | 2023-02-01 | redacted
Low Income - Power to Save | HVAC Inspection | 0 | 0.17 | 0 | 268.73 | 1 | Honeywell | 2023-02-01 | redacted
Low Income - Power to Save | LED Lights | 0 | 0 | 0 | 47.6 | 1 | Honeywell | 2023-02-01 | redacted
Low Income - Power to Save | Faucet Aerators | 0 | 0 | 0.02 | 110.58 | 1 | Honeywell | 2023-02-01 | redacted
Low Income - Power to Save | Low Flow Showerhead | 0 | 0.04 | 0.1 | 504.08 | 1 | Honeywell | 2023-02-01 | redacted
Low Income - Power to Save | Pipe Wrap | 0 | 0.01 | 0.03 | 143.65 | 1 | Honeywell | 2023-02-01 | redacted
Low Income - Power to Save | Weather Strip/Caulk | 0 | 0.25 | 0.09 | 503.3 | 1 | Honeywell | 2023-02-01 | redacted
Low Income - Power to Save | Outdoor Coil Cleaning | 0 | 0.1 | 0 | 275 | 1 | Honeywell | 2023-02-01 | redacted
Low Income - Power to Save | LI - DUCT | 0 | 0.4 | 0.12 | 775.77 | 1 | Honeywell | 2023-02-01 | redacted
Low Income - Power to Save | HVAC Inspection | 0 | 0.17 | 0 | 268.73 | 1 | Honeywell | 2023-02-01 | redacted
Low Income - Power to Save | LED Lights | 0 | 0 | 0 | 47.6 | 1 | Honeywell | 2023-02-01 | redacted
Low Income - Power to Save | LED Lights | 0 | 0 | 0 | 47.6 | 1 | Honeywell | 2023-02-01 | redacted
Low Income - Power to Save | Outdoor Coil Cleaning | 0 | 0.1 | 0 | 275 | 1 | Honeywell | 2023-02-01 | redacted
Low Income - Power to Save | HVAC Inspection | 0 | 0.17 | 0 | 268.73 | 1 | Honeywell | 2023-02-01 | redacted
Low Income - Power to Save | LED Lights | 0 | 0 | 0 | 47.6 | 1 | Honeywell | 2023-02-01 | redacted
Low Income - Power to Save | LED Lights | 0 | 0 | 0 | 47.6 | 1 | Honeywell | 2023-02-01 | redacted
Low Income - Power to Save | Faucet Aerators | 0 | 0 | 0.02 | 110.58 | 1 | Honeywell | 2023-02-01 | redacted
Low Income - Power to Save | Low Flow Showerhead | 0 | 0.04 | 0.1 | 504.08 | 1 | Honeywell | 2023-02-01 | redacted
Low Income - Power to Save | Weather Strip/Caulk | 0 | 0.25 | 0.09 | 503.3 | 1 | Honeywell | 2023-02-01 | redacted
Low Income - Power to Save | Outdoor Coil Cleaning | 0 | 0.1 | 0 | 275 | 1 | Honeywell | 2023-02-01 | redacted
Low Income - Power to Save | LI - DUCT | 0 | 0.4 | 0.12 | 775.77 | 1 | Honeywell | 2023-02-01 | redacted
Low Income - Power to Save | HVAC Inspection | 0 | 0.17 | 0 | 268.73 | 1 | Honeywell | 2023-02-01 | redacted
Low Income - Power to Save | LED Lights | 0 | 0 | 0 | 47.6 | 1 | Honeywell | 2023-02-01 | redacted
Low Income - Power to Save | Faucet Aerators | 0 | 0 | 0.02 | 110.58 | 1 | Honeywell | 2023-02-01 | redacted
Low Income - Power to Save | Low Flow Showerhead | 0 | 0.04 | 0.1 | 504.08 | 1 | Honeywell | 2023-02-01 | redacted
Low Income - Power to Save | Weather Strip/Caulk | 0 | 0.25 | 0.09 | 503.3 | 1 | Honeywell | 2023-02-01 | redacted
Low Income - Power to Save | Outdoor Coil Cleaning | 0 | 0.1 | 0 | 275 | 1 | Honeywell | 2023-02-01 | redacted
Low Income - Power to Save | LI - DUCT | 0 | 0.4 | 0.12 | 775.77 | 1 | Honeywell | 2023-02-01 | redacted
Low Income - Power to Save | HVAC Inspection | 0 | 0.17 | 0 | 268.73 | 1 | Honeywell | 2023-02-01 | redacted
Low Income - Power to Save | LED Lights | 0 | 0 | 0 | 47.6 | 1 | Honeywell | 2023-02-01 | redacted
Low Income - Power to Save | Faucet Aerators | 0 | 0 | 0.02 | 110.58 | 1 | Honeywell | 2023-02-01 | redacted
Low Income - Power to Save | Weather Strip/Caulk | 0 | 0.25 | 0.09 | 503.3 | 1 | Honeywell | 2023-02-01 | redacted
Low Income - Power to Save | Outdoor Coil Cleaning | 0 | 0.1 | 0 | 275 | 1 | Honeywell | 2023-02-01 | redacted
Low Income - Power to Save | LI - DUCT | 0 | 0.4 | 0.12 | 775.77 | 1 | Honeywell | 2023-02-01 | redacted
Low Income - Power to Save | HVAC Inspection | 0 | 0.17 | 0 | 268.73 | 1 | Honeywell | 2023-02-01 | redacted
Low Income - Power to Save | LED Lights | 0 | 0 | 0 | 47.6 | 1 | Honeywell | 2023-02-01 | redacted
Low Income - Power to Save | Faucet Aerators | 0 | 0 | 0.02 | 110.58 | 1 | Honeywell | 2023-02-01 | redacted
Low Income - Power to Save | Low Flow Showerhead | 0 | 0.04 | 0.1 | 504.08 | 1 | Honeywell | 2023-02-01 | redacted
Low Income - Power to Save | Outdoor Coil Cleaning | 0 | 0.1 | 0 | 275 | 1 | Honeywell | 2023-02-01 | redacted
Low Income - Power to Save | HVAC Inspection | 0 | 0.17 | 0 | 268.73 | 1 | Honeywell | 2023-02-01 | redacted
Low Income - Power to Save | LED Lights | 0 | 0 | 0 | 47.6 | 1 | Honeywell | 2023-02-01 | redacted
Low Income - Power to Save | Low Flow Showerhead | 0 | 0.04 | 0.1 | 504.08 | 1 | Honeywell | 2023-02-01 | redacted
Low Income - Power to Save | Pipe Wrap | 0 | 0.01 | 0.03 | 143.65 | 1 | Honeywell | 2023-02-01 | redacted
Low Income - Power to Save | Weather Strip/Caulk | 0 | 0.25 | 0.09 | 503.3 | 1 | Honeywell | 2023-02-01 | redacted
Low Income - Power to Save | Outdoor Coil Cleaning | 0 | 0.1 | 0 | 275 | 1 | Honeywell | 2023-02-01 | redacted
Low Income - Power to Save | LI - DUCT | 0 | 0.4 | 0.12 | 775.77 | 1 | Honeywell | 2023-02-01 | redacted
Low Income - Power to Save | HVAC Inspection | 0 | 0.17 | 0 | 268.73 | 1 | Honeywell | 2023-02-01 | redacted
Low Income - Power to Save | LED Lights | 0 | 0 | 0 | 47.6 | 1 | Honeywell | 2023-02-01 | redacted
Low Income - Power to Save | Faucet Aerators | 0 | 0 | 0.02 | 110.58 | 1 | Honeywell | 2023-02-01 | redacted
Low Income - Power to Save | Low Flow Showerhead | 0 | 0.04 | 0.1 | 504.08 | 1 | Honeywell | 2023-02-01 | redacted
Low Income - Power to Save | Weather Strip/Caulk | 0 | 0.25 | 0.09 | 503.3 | 1 | Honeywell | 2023-02-01 | redacted
Low Income - Power to Save | Outdoor Coil Cleaning | 0 | 0.1 | 0 | 275 | 1 | Honeywell | 2023-02-01 | redacted
Low Income - Power to Save | LI - DUCT | 0 | 0.4 | 0.12 | 775.77 | 1 | Honeywell | 2023-02-01 | redacted
Low Income - Power to Save | HVAC Inspection | 0 | 0.17 | 0 | 268.73 | 1 | Honeywell | 2023-02-01 | redacted
Low Income - Power to Save | LED Lights | 0 | 0 | 0 | 47.6 | 1 | Honeywell | 2023-02-01 | redacted
Low Income - Power to Save | Faucet Aerators | 0 | 0 | 0.02 | 110.58 | 1 | Honeywell | 2023-02-01 | redacted
Low Income - Power to Save | Low Flow Showerhead | 0 | 0.04 | 0.1 | 504.08 | 1 | Honeywell | 2023-02-01 | redacted
Low Income - Power to Save | Weather Strip/Caulk | 0 | 0.25 | 0.09 | 503.3 | 1 | Honeywell | 2023-02-01 | redacted
Low Income - Power to Save | Outdoor Coil Cleaning | 0 | 0.1 | 0 | 275 | 1 | Honeywell | 2023-02-01 | redacted
Low Income - Power to Save | LI - DUCT | 0 | 0.4 | 0.12 | 775.77 | 1 | Honeywell | 2023-02-01 | redacted
Low Income - Power to Save | HVAC Inspection | 0 | 0.17 | 0 | 268.73 | 1 | Honeywell | 2023-02-01 | redacted
Low Income - Power to Save | LED Lights | 0 | 0 | 0 | 47.6 | 1 | Honeywell | 2023-02-01 | redacted
Low Income - Power to Save | Outdoor Coil Cleaning | 0 | 0.1 | 0 | 275 | 1 | Honeywell | 2023-02-01 | redacted
Low Income - Power to Save | LED Lights | 0 | 0 | 0 | 47.6 | 1 | Honeywell | 2023-02-01 | redacted
Low Income - Power to Save | Faucet Aerators | 0 | 0 | 0.02 | 110.58 | 1 | Honeywell | 2023-02-01 | redacted
Low Income - Power to Save | Pipe Wrap | 0 | 0.01 | 0.03 | 143.65 | 1 | Honeywell | 2023-02-01 | redacted
Low Income - Power to Save | Weather Strip/Caulk | 0 | 0.25 | 0.09 | 503.3 | 1 | Honeywell | 2023-02-01 | redacted
Low Income - Power to Save | Outdoor Coil Cleaning | 0 | 0.1 | 0 | 275 | 1 | Honeywell | 2023-02-01 | redacted
Low Income - Power to Save | LED Lights | 0 | 0 | 0 | 47.6 | 1 | Honeywell | 2023-02-01 | redacted
Low Income - Power to Save | LED Lights | 0 | 0 | 0 | 47.6 | 1 | Honeywell | 2023-02-01 | redacted
Low Income - Power to Save | Low Flow Showerhead | 0 | 0.04 | 0.1 | 504.08 | 1 | Honeywell | 2023-02-01 | redacted
Low Income - Power to Save | Weather Strip/Caulk | 0 | 0.25 | 0.09 | 503.3 | 1 | Honeywell | 2023-02-01 | redacted
Low Income - Power to Save | LED Lights | 0 | 0 | 0 | 47.6 | 1 | Honeywell | 2023-02-01 | redacted
Low Income - Power to Save | Outdoor Coil Cleaning | 0 | 0.1 | 0 | 275 | 1 | Honeywell | 2023-02-01 | redacted
Low Income - Power to Save | HVAC Inspection | 0 | 0.17 | 0 | 268.73 | 1 | Honeywell | 2023-02-01 | redacted
Low Income - Power to Save | LED Lights | 0 | 0 | 0 | 47.6 | 1 | Honeywell | 2023-02-01 | redacted
Low Income - Power to Save | Faucet Aerators | 0 | 0 | 0.02 | 110.58 | 1 | Honeywell | 2023-02-01 | redacted
Low Income - Power to Save | Low Flow Showerhead | 0 | 0.04 | 0.1 | 504.08 | 1 | Honeywell | 2023-02-01 | redacted
Low Income - Power to Save | Weather Strip/Caulk | 0 | 0.25 | 0.09 | 503.3 | 1 | Honeywell | 2023-02-01 | redacted
Low Income - Power to Save | Outdoor Coil Cleaning | 0 | 0.1 | 0 | 275 | 1 | Honeywell | 2023-02-01 | redacted
Low Income - Power to Save | LI - DUCT | 0 | 0.4 | 0.12 | 775.77 | 1 | Honeywell | 2023-02-01 | redacted
Low Income - Power to Save | HVAC Inspection | 0 | 0.17 | 0 | 268.73 | 1 | Honeywell | 2023-02-01 | redacted
Low Income - Power to Save | LED Lights | 0 | 0 | 0 | 47.6 | 1 | Honeywell | 2023-02-01 | redacted
Low Income - Power to Save | Faucet Aerators | 0 | 0 | 0.02 | 110.58 | 1 | Honeywell | 2023-02-01 | redacted
Low Income - Power to Save | Low Flow Showerhead | 0 | 0.04 | 0.1 | 504.08 | 1 | Honeywell | 2023-02-01 | redacted
Low Income - Power to Save | Weather Strip/Caulk | 0 | 0.25 | 0.09 | 503.3 | 1 | Honeywell | 2023-02-01 | redacted
Low Income - Power to Save | Outdoor Coil Cleaning | 0 | 0.1 | 0 | 275 | 1 | Honeywell | 2023-02-01 | redacted
Low Income - Power to Save | LI - DUCT | 0 | 0.4 | 0.12 | 775.77 | 1 | Honeywell | 2023-02-01 | redacted
Low Income - Power to Save | HVAC Inspection | 0 | 0.17 | 0 | 268.73 | 1 | Honeywell | 2023-02-01 | redacted
Low Income - Power to Save | LED Lights | 0 | 0 | 0 | 47.6 | 1 | Honeywell | 2023-02-01 | redacted
Low Income - Power to Save | Outdoor Coil Cleaning | 0 | 0.1 | 0 | 275 | 1 | Honeywell | 2023-02-01 | redacted
Low Income - Power to Save | HVAC Inspection | 0 | 0.17 | 0 | 268.73 | 1 | Honeywell | 2023-02-01 | redacted
Low Income - Power to Save | LED Lights | 0 | 0 | 0 | 47.6 | 1 | Honeywell | 2023-02-01 | redacted
Low Income - Power to Save | Faucet Aerators | 0 | 0 | 0.02 | 110.58 | 1 | Honeywell | 2023-02-01 | redacted
Low Income - Power to Save | Low Flow Showerhead | 0 | 0.04 | 0.1 | 504.08 | 1 | Honeywell | 2023-02-01 | redacted
Low Income - Power to Save | Weather Strip/Caulk | 0 | 0.25 | 0.09 | 503.3 | 1 | Honeywell | 2023-02-01 | redacted
Low Income - Power to Save | Outdoor Coil Cleaning | 0 | 0.1 | 0 | 275 | 1 | Honeywell | 2023-02-01 | redacted
Low Income - Power to Save | HVAC Inspection | 0 | 0.17 | 0 | 268.73 | 1 | Honeywell | 2023-02-01 | redacted
Low Income - Power to Save | LED Lights | 0 | 0 | 0 | 47.6 | 1 | Honeywell | 2023-02-01 | redacted
Low Income - Power to Save | Faucet Aerators | 0 | 0 | 0.02 | 110.58 | 1 | Honeywell | 2023-02-01 | redacted
Low Income - Power to Save | Low Flow Showerhead | 0 | 0.04 | 0.1 | 504.08 | 1 | Honeywell | 2023-02-01 | redacted
Low Income - Power to Save | Weather Strip/Caulk | 0 | 0.25 | 0.09 | 503.3 | 1 | Honeywell | 2023-02-01 | redacted
Low Income - Power to Save | Outdoor Coil Cleaning | 0 | 0.1 | 0 | 275 | 1 | Honeywell | 2023-02-01 | redacted
Low Income - Power to Save | LI - DUCT | 0 | 0.4 | 0.12 | 775.77 | 1 | Honeywell | 2023-02-01 | redacted
Low Income - Power to Save | HVAC Inspection | 0 | 0.17 | 0 | 268.73 | 1 | Honeywell | 2023-02-01 | redacted
Low Income - Power to Save | LED Lights | 0 | 0 | 0 | 47.6 | 1 | Honeywell | 2023-02-01 | redacted
Low Income - Power to Save | Faucet Aerators | 0 | 0 | 0.02 | 110.58 | 1 | Honeywell | 2023-02-01 | redacted
Low Income - Power to Save | Low Flow Showerhead | 0 | 0.04 | 0.1 | 504.08 | 1 | Honeywell | 2023-02-01 | redacted
Low Income - Power to Save | Pipe Wrap | 0 | 0.01 | 0.03 | 143.65 | 1 | Honeywell | 2023-02-01 | redacted
Low Income - Power to Save | Weather Strip/Caulk | 0 | 0.25 | 0.09 | 503.3 | 1 | Honeywell | 2023-02-01 | redacted
Low Income - Power to Save | Outdoor Coil Cleaning | 0 | 0.1 | 0 | 275 | 1 | Honeywell | 2023-02-01 | redacted
Low Income - Power to Save | LI - DUCT | 0 | 0.4 | 0.12 | 775.77 | 1 | Honeywell | 2023-02-01 | redacted
Low Income - Power to Save | HVAC Inspection | 0 | 0.17 | 0 | 268.73 | 1 | Honeywell | 2023-02-01 | redacted
Low Income - Power to Save | LED Lights | 0 | 0 | 0 | 47.6 | 1 | Honeywell | 2023-02-01 | redacted
Low Income - Power to Save | LED Lights | 0 | 0 | 0 | 47.6 | 1 | Honeywell | 2023-02-01 | redacted
Low Income - Power to Save | Outdoor Coil Cleaning | 0 | 0.1 | 0 | 275 | 1 | Honeywell | 2023-02-01 | redacted
Low Income - Power to Save | LED Lights | 0 | 0 | 0 | 47.6 | 1 | Honeywell | 2023-02-01 | redacted
Low Income - Power to Save | Outdoor Coil Cleaning | 0 | 0.1 | 0 | 275 | 1 | Honeywell | 2023-02-01 | redacted
Low Income - Power to Save | HVAC Inspection | 0 | 0.17 | 0 | 268.73 | 1 | Honeywell | 2023-02-01 | redacted
Low Income - Power to Save | LED Lights | 0 | 0 | 0 | 47.6 | 1 | Honeywell | 2023-02-01 | redacted
Low Income - Power to Save | Faucet Aerators | 0 | 0 | 0.02 | 110.58 | 1 | Honeywell | 2023-02-01 | redacted
Low Income - Power to Save | Low Flow Showerhead | 0 | 0.04 | 0.1 | 504.08 | 1 | Honeywell | 2023-02-01 | redacted
Low Income - Power to Save | Pipe Wrap | 0 | 0.01 | 0.03 | 143.65 | 1 | Honeywell | 2023-02-01 | redacted
Low Income - Power to Save | Weather Strip/Caulk | 0 | 0.25 | 0.09 | 503.3 | 1 | Honeywell | 2023-02-01 | redacted
Low Income - Power to Save | Outdoor Coil Cleaning | 0 | 0.1 | 0 | 275 | 1 | Honeywell | 2023-02-01 | redacted
Low Income - Power to Save | LI - DUCT | 0 | 0.4 | 0.12 | 775.77 | 1 | Honeywell | 2023-02-01 | redacted
Low Income - Power to Save | HVAC Inspection | 0 | 0.17 | 0 | 268.73 | 1 | Honeywell | 2023-02-01 | redacted
Low Income - Power to Save | LED Lights | 0 | 0 | 0 | 47.6 | 1 | Honeywell | 2023-02-01 | redacted
Low Income - Power to Save | Outdoor Coil Cleaning | 0 | 0.1 | 0 | 275 | 1 | Honeywell | 2023-02-01 | redacted
Low Income - Power to Save | HVAC Inspection | 0 | 0.17 | 0 | 268.73 | 1 | Honeywell | 2023-02-01 | redacted
Low Income - Power to Save | LED Lights | 0 | 0 | 0 | 47.6 | 1 | Honeywell | 2023-02-01 | redacted
Low Income - Power to Save | Faucet Aerators | 0 | 0 | 0.02 | 110.58 | 1 | Honeywell | 2023-02-01 | redacted
Low Income - Power to Save | Low Flow Showerhead | 0 | 0.04 | 0.1 | 504.08 | 1 | Honeywell | 2023-02-01 | redacted
Low Income - Power to Save | Weather Strip/Caulk | 0 | 0.25 | 0.09 | 503.3 | 1 | Honeywell | 2023-02-01 | redacted
Low Income - Power to Save | Outdoor Coil Cleaning | 0 | 0.1 | 0 | 275 | 1 | Honeywell | 2023-02-01 | redacted
Low Income - Power to Save | LI - DUCT | 0 | 0.4 | 0.12 | 775.77 | 1 | Honeywell | 2023-02-01 | redacted
Low Income - Power to Save | HVAC Inspection | 0 | 0.17 | 0 | 268.73 | 1 | Honeywell | 2023-02-01 | redacted
Low Income - Power to Save | LED Lights | 0 | 0 | 0 | 47.6 | 1 | Honeywell | 2023-02-01 | redacted
Low Income - Power to Save | Faucet Aerators | 0 | 0 | 0.02 | 110.58 | 1 | Honeywell | 2023-02-01 | redacted
Low Income - Power to Save | Weather Strip/Caulk | 0 | 0.25 | 0.09 | 503.3 | 1 | Honeywell | 2023-02-01 | redacted
Low Income - Power to Save | Outdoor Coil Cleaning | 0 | 0.1 | 0 | 275 | 1 | Honeywell | 2023-02-01 | redacted
Low Income - Power to Save | LI - DUCT | 0 | 0.4 | 0.12 | 775.77 | 1 | Honeywell | 2023-02-01 | redacted
Low Income - Power to Save | HVAC Inspection | 0 | 0.17 | 0 | 268.73 | 1 | Honeywell | 2023-02-01 | redacted
Low Income - Power to Save | LED Lights | 0 | 0 | 0 | 47.6 | 1 | Honeywell | 2023-02-01 | redacted
Low Income - Power to Save | Faucet Aerators | 0 | 0 | 0.02 | 110.58 | 1 | Honeywell | 2023-02-01 | redacted
Low Income - Power to Save | Weather Strip/Caulk | 0 | 0.25 | 0.09 | 503.3 | 1 | Honeywell | 2023-02-01 | redacted
Low Income - Power to Save | LED Lights | 0 | 0 | 0 | 47.6 | 1 | Honeywell | 2023-02-01 | redacted
Low Income - Power to Save | Faucet Aerators | 0 | 0 | 0.02 | 110.58 | 1 | Honeywell | 2023-02-01 | redacted
Low Income - Power to Save | Low Flow Showerhead | 0 | 0.04 | 0.1 | 504.08 | 1 | Honeywell | 2023-02-01 | redacted
Low Income - Power to Save | Pipe Wrap | 0 | 0.01 | 0.03 | 143.65 | 1 | Honeywell | 2023-02-01 | redacted
Low Income - Power to Save | Weather Strip/Caulk | 0 | 0.25 | 0.09 | 503.3 | 1 | Honeywell | 2023-02-01 | redacted
Low Income - Power to Save | Outdoor Coil Cleaning | 0 | 0.1 | 0 | 275 | 1 | Honeywell | 2023-02-01 | redacted
Low Income - Power to Save | LI - DUCT | 0 | 0.4 | 0.12 | 775.77 | 1 | Honeywell | 2023-02-01 | redacted
Low Income - Power to Save | HVAC Inspection | 0 | 0.17 | 0 | 268.73 | 1 | Honeywell | 2023-02-01 | redacted
Low Income - Power to Save | LED Lights | 0 | 0 | 0 | 47.6 | 1 | Honeywell | 2023-02-01 | redacted
Low Income - Power to Save | Faucet Aerators | 0 | 0 | 0.02 | 110.58 | 1 | Honeywell | 2023-02-01 | redacted
Low Income - Power to Save | Low Flow Showerhead | 0 | 0.04 | 0.1 | 504.08 | 1 | Honeywell | 2023-02-01 | redacted
Low Income - Power to Save | Pipe Wrap | 0 | 0.01 | 0.03 | 143.65 | 1 | Honeywell | 2023-02-01 | redacted
Low Income - Power to Save | Weather Strip/Caulk | 0 | 0.25 | 0.09 | 503.3 | 1 | Honeywell | 2023-02-01 | redacted
Low Income - Power to Save | Outdoor Coil Cleaning | 0 | 0.1 | 0 | 275 | 1 | Honeywell | 2023-02-01 | redacted
Low Income - Power to Save | LI - DUCT | 0 | 0.4 | 0.12 | 775.77 | 1 | Honeywell | 2023-02-01 | redacted
Low Income - Power to Save | HVAC Inspection | 0 | 0.17 | 0 | 268.73 | 1 | Honeywell | 2023-02-01 | redacted
Low Income - Power to Save | LED Lights | 0 | 0 | 0 | 47.6 | 1 | Honeywell | 2023-02-01 | redacted
Low Income - Power to Save | Faucet Aerators | 0 | 0 | 0.02 | 110.58 | 1 | Honeywell | 2023-02-01 | redacted
Low Income - Power to Save | Low Flow Showerhead | 0 | 0.04 | 0.1 | 504.08 | 1 | Honeywell | 2023-02-01 | redacted
Low Income - Power to Save | Weather Strip/Caulk | 0 | 0.25 | 0.09 | 503.3 | 1 | Honeywell | 2023-02-01 | redacted
Low Income - Power to Save | LED Lights | 0 | 0 | 0 | 47.6 | 1 | Honeywell | 2023-02-01 | redacted
Low Income - Power to Save | Faucet Aerators | 0 | 0 | 0.02 | 110.58 | 1 | Honeywell | 2023-02-01 | redacted
Low Income - Power to Save | Low Flow Showerhead | 0 | 0.04 | 0.1 | 504.08 | 1 | Honeywell | 2023-02-01 | redacted
Low Income - Power to Save | Pipe Wrap | 0 | 0.01 | 0.03 | 143.65 | 1 | Honeywell | 2023-02-01 | redacted
Low Income - Power to Save | Weather Strip/Caulk | 0 | 0.25 | 0.09 | 503.3 | 1 | Honeywell | 2023-02-01 | redacted
Low Income - Power to Save | Outdoor Coil Cleaning | 0 | 0.1 | 0 | 275 | 1 | Honeywell | 2023-02-01 | redacted
Low Income - Power to Save | LI - DUCT | 0 | 0.4 | 0.12 | 775.77 | 1 | Honeywell | 2023-02-01 | redacted
Low Income - Power to Save | HVAC Inspection | 0 | 0.17 | 0 | 268.73 | 1 | Honeywell | 2023-02-01 | redacted
Low Income - Power to Save | LED Lights | 0 | 0 | 0 | 47.6 | 1 | Honeywell | 2023-02-01 | redacted
Low Income - Power to Save | Outdoor Coil Cleaning | 0 | 0.1 | 0 | 275 | 1 | Honeywell | 2023-02-01 | redacted
Low Income - Power to Save | HVAC Inspection | 0 | 0.17 | 0 | 268.73 | 1 | Honeywell | 2023-02-01 | redacted
Low Income - Power to Save | LED Lights | 0 | 0 | 0 | 47.6 | 1 | Honeywell | 2023-02-01 | redacted
Low Income - Power to Save | Outdoor Coil Cleaning | 0 | 0.1 | 0 | 275 | 1 | Honeywell | 2023-02-01 | redacted
Low Income - Power to Save | HVAC Inspection | 0 | 0.17 | 0 | 268.73 | 1 | Honeywell | 2023-02-01 | redacted
Low Income - Power to Save | LED Lights | 0 | 0 | 0 | 47.6 | 1 | Honeywell | 2023-02-01 | redacted
Low Income - Power to Save | Faucet Aerators | 0 | 0 | 0.02 | 110.58 | 1 | Honeywell | 2023-02-01 | redacted
Low Income - Power to Save | Pipe Wrap | 0 | 0.01 | 0.03 | 143.65 | 1 | Honeywell | 2023-02-01 | redacted
Low Income - Power to Save | Outdoor Coil Cleaning | 0 | 0.1 | 0 | 275 | 1 | Honeywell | 2023-02-01 | redacted
Low Income - Power to Save | LI - DUCT | 0 | 0.4 | 0.12 | 775.77 | 1 | Honeywell | 2023-02-01 | redacted
Low Income - Power to Save | HVAC Inspection | 0 | 0.17 | 0 | 268.73 | 1 | Honeywell | 2023-02-01 | redacted
Low Income - Power to Save | LED Lights | 0 | 0 | 0 | 47.6 | 1 | Honeywell | 2023-02-01 | redacted
Low Income - Power to Save | Low Flow Showerhead | 0 | 0.04 | 0.1 | 504.08 | 1 | Honeywell | 2023-02-01 | redacted
Low Income - Power to Save | Weather Strip/Caulk | 0 | 0.25 | 0.09 | 503.3 | 1 | Honeywell | 2023-02-01 | redacted
Low Income - Power to Save | Outdoor Coil Cleaning | 0 | 0.1 | 0 | 275 | 1 | Honeywell | 2023-02-01 | redacted
Low Income - Power to Save | LI - DUCT | 0 | 0.4 | 0.12 | 775.77 | 1 | Honeywell | 2023-02-01 | redacted
Low Income - Power to Save | HVAC Inspection | 0 | 0.17 | 0 | 268.73 | 1 | Honeywell | 2023-02-01 | redacted
Low Income - Power to Save | LED Lights | 0 | 0 | 0 | 47.6 | 1 | Honeywell | 2023-02-01 | redacted
Low Income - Power to Save | Weather Strip/Caulk | 0 | 0.25 | 0.09 | 503.3 | 1 | Honeywell | 2023-02-01 | redacted
Low Income - Power to Save | Outdoor Coil Cleaning | 0 | 0.1 | 0 | 275 | 1 | Honeywell | 2023-02-01 | redacted
Low Income - Power to Save | LED Lights | 0 | 0 | 0 | 47.6 | 1 | Honeywell | 2023-02-01 | redacted
Low Income - Power to Save | Faucet Aerators | 0 | 0 | 0.02 | 110.58 | 1 | Honeywell | 2023-02-01 | redacted
Low Income - Power to Save | Weather Strip/Caulk | 0 | 0.25 | 0.09 | 503.3 | 1 | Honeywell | 2023-02-01 | redacted
Low Income - Power to Save | Outdoor Coil Cleaning | 0 | 0.1 | 0 | 275 | 1 | Honeywell | 2023-02-01 | redacted
Low Income - Power to Save | LI - DUCT | 0 | 0.4 | 0.12 | 775.77 | 1 | Honeywell | 2023-02-01 | redacted
Low Income - Power to Save | HVAC Inspection | 0 | 0.17 | 0 | 268.73 | 1 | Honeywell | 2023-02-01 | redacted
Low Income - Power to Save | Pipe Wrap | 0 | 0.01 | 0.03 | 143.65 | 1 | Honeywell | 2023-02-01 | redacted
Low Income - Power to Save | Weather Strip/Caulk | 0 | 0.25 | 0.09 | 503.3 | 1 | Honeywell | 2023-02-01 | redacted
Low Income - Power to Save | Outdoor Coil Cleaning | 0 | 0.1 | 0 | 275 | 1 | Honeywell | 2023-02-01 | redacted
Low Income - Power to Save | LI - DUCT | 0 | 0.4 | 0.12 | 775.77 | 1 | Honeywell | 2023-02-01 | redacted
Low Income - Power to Save | HVAC Inspection | 0 | 0.17 | 0 | 268.73 | 1 | Honeywell | 2023-02-01 | redacted
Low Income - Power to Save | LED Lights | 0 | 0 | 0 | 47.6 | 1 | Honeywell | 2023-02-01 | redacted
Low Income - Power to Save | LED Lights | 0 | 0 | 0 | 47.6 | 1 | Honeywell | 2023-02-01 | redacted
Low Income - Power to Save | Outdoor Coil Cleaning | 0 | 0.1 | 0 | 275 | 1 | Honeywell | 2023-02-01 | redacted
Low Income - Power to Save | LED Lights | 0 | 0 | 0 | 47.6 | 1 | Honeywell | 2023-02-01 | redacted
Low Income - Power to Save | Faucet Aerators | 0 | 0 | 0.02 | 110.58 | 1 | Honeywell | 2023-02-01 | redacted
Low Income - Power to Save | Low Flow Showerhead | 0 | 0.04 | 0.1 | 504.08 | 1 | Honeywell | 2023-02-01 | redacted
Low Income - Power to Save | LED Lights | 0 | 0 | 0 | 47.6 | 1 | Honeywell | 2023-02-01 | redacted
Low Income - Power to Save | Weather Strip/Caulk | 0 | 0.25 | 0.09 | 503.3 | 1 | Honeywell | 2023-02-01 | redacted
Low Income - Power to Save | Outdoor Coil Cleaning | 0 | 0.1 | 0 | 275 | 1 | Honeywell | 2023-02-01 | redacted
Low Income - Power to Save | HVAC Inspection | 0 | 0.17 | 0 | 268.73 | 1 | Honeywell | 2023-02-01 | redacted
Low Income - Power to Save | LED Lights | 0 | 0 | 0 | 47.6 | 1 | Honeywell | 2023-02-01 | redacted
Low Income - Power to Save | Faucet Aerators | 0 | 0 | 0.02 | 110.58 | 1 | Honeywell | 2023-02-01 | redacted
Low Income - Power to Save | Low Flow Showerhead | 0 | 0.04 | 0.1 | 504.08 | 1 | Honeywell | 2023-02-01 | redacted
Low Income - Power to Save | LED Lights | 0 | 0 | 0 | 47.6 | 1 | Honeywell | 2023-02-01 | redacted
Low Income - Power to Save | Low Flow Showerhead | 0 | 0.04 | 0.1 | 504.08 | 1 | Honeywell | 2023-02-01 | redacted
Low Income - Power to Save | Pipe Wrap | 0 | 0.01 | 0.03 | 143.65 | 1 | Honeywell | 2023-02-01 | redacted
Low Income - Power to Save | Weather Strip/Caulk | 0 | 0.25 | 0.09 | 503.3 | 1 | Honeywell | 2023-02-01 | redacted
Low Income - Power to Save | Outdoor Coil Cleaning | 0 | 0.1 | 0 | 275 | 1 | Honeywell | 2023-02-01 | redacted
Low Income - Power to Save | LI - DUCT | 0 | 0.4 | 0.12 | 775.77 | 1 | Honeywell | 2023-02-01 | redacted
Low Income - Power to Save | HVAC Inspection | 0 | 0.17 | 0 | 268.73 | 1 | Honeywell | 2023-02-01 | redacted
Low Income - Power to Save | LED Lights | 0 | 0 | 0 | 47.6 | 1 | Honeywell | 2023-02-01 | redacted
Low Income - Power to Save | Outdoor Coil Cleaning | 0 | 0.1 | 0 | 275 | 1 | Honeywell | 2023-02-01 | redacted
Low Income - Power to Save | HVAC Inspection | 0 | 0.17 | 0 | 268.73 | 1 | Honeywell | 2023-02-01 | redacted
Low Income - Power to Save | LED Lights | 0 | 0 | 0 | 47.6 | 1 | Honeywell | 2023-02-01 | redacted
Low Income - Power to Save | Weather Strip/Caulk | 0 | 0.25 | 0.09 | 503.3 | 1 | Honeywell | 2023-02-01 | redacted
Low Income - Power to Save | Outdoor Coil Cleaning | 0 | 0.1 | 0 | 275 | 1 | Honeywell | 2023-02-01 | redacted
Low Income - Power to Save | HVAC Inspection | 0 | 0.17 | 0 | 268.73 | 1 | Honeywell | 2023-02-01 | redacted
Low Income - Power to Save | LED Lights | 0 | 0 | 0 | 47.6 | 1 | Honeywell | 2023-02-01 | redacted
Low Income - Power to Save | Faucet Aerators | 0 | 0 | 0.02 | 110.58 | 1 | Honeywell | 2023-02-01 | redacted
Low Income - Power to Save | Low Flow Showerhead | 0 | 0.04 | 0.1 | 504.08 | 1 | Honeywell | 2023-02-01 | redacted
Low Income - Power to Save | Pipe Wrap | 0 | 0.01 | 0.03 | 143.65 | 1 | Honeywell | 2023-02-01 | redacted
Low Income - Power to Save | Weather Strip/Caulk | 0 | 0.25 | 0.09 | 503.3 | 1 | Honeywell | 2023-02-01 | redacted
Low Income - Power to Save | Outdoor Coil Cleaning | 0 | 0.1 | 0 | 275 | 1 | Honeywell | 2023-02-01 | redacted
Low Income - Power to Save | LI - DUCT | 0 | 0.4 | 0.12 | 775.77 | 1 | Honeywell | 2023-02-01 | redacted
Low Income - Power to Save | HVAC Inspection | 0 | 0.17 | 0 | 268.73 | 1 | Honeywell | 2023-02-01 | redacted
Low Income - Power to Save | LED Lights | 0 | 0 | 0 | 47.6 | 1 | Honeywell | 2023-02-01 | redacted
Low Income - Power to Save | Faucet Aerators | 0 | 0 | 0.02 | 110.58 | 1 | Honeywell | 2023-02-01 | redacted
Low Income - Power to Save | LED Lights | 0 | 0 | 0 | 47.6 | 1 | Honeywell | 2023-02-01 | redacted
Low Income - Power to Save | Low Flow Showerhead | 0 | 0.04 | 0.1 | 504.08 | 1 | Honeywell | 2023-02-01 | redacted
Low Income - Power to Save | Weather Strip/Caulk | 0 | 0.25 | 0.09 | 503.3 | 1 | Honeywell | 2023-02-01 | redacted
Low Income - Power to Save | Outdoor Coil Cleaning | 0 | 0.1 | 0 | 275 | 1 | Honeywell | 2023-02-01 | redacted
Low Income - Power to Save | LI - DUCT | 0 | 0.4 | 0.12 | 775.77 | 1 | Honeywell | 2023-02-01 | redacted
Low Income - Power to Save | HVAC Inspection | 0 | 0.17 | 0 | 268.73 | 1 | Honeywell | 2023-02-01 | redacted
Low Income - Power to Save | LED Lights | 0 | 0 | 0 | 47.6 | 1 | Honeywell | 2023-02-01 | redacted
Low Income - Power to Save | Faucet Aerators | 0 | 0 | 0.02 | 110.58 | 1 | Honeywell | 2023-02-01 | redacted
Low Income - Power to Save | Low Flow Showerhead | 0 | 0.04 | 0.1 | 504.08 | 1 | Honeywell | 2023-02-01 | redacted
Low Income - Power to Save | Weather Strip/Caulk | 0 | 0.25 | 0.09 | 503.3 | 1 | Honeywell | 2023-02-01 | redacted
Low Income - Power to Save | Outdoor Coil Cleaning | 0 | 0.1 | 0 | 275 | 1 | Honeywell | 2023-02-01 | redacted
Low Income - Power to Save | LI - DUCT | 0 | 0.4 | 0.12 | 775.77 | 1 | Honeywell | 2023-02-01 | redacted
Low Income - Power to Save | HVAC Inspection | 0 | 0.17 | 0 | 268.73 | 1 | Honeywell | 2023-02-01 | redacted
Low Income - Power to Save | LED Lights | 0 | 0 | 0 | 47.6 | 1 | Honeywell | 2023-02-01 | redacted
Low Income - Power to Save | Weather Strip/Caulk | 0 | 0.25 | 0.09 | 503.3 | 1 | Honeywell | 2023-02-01 | redacted
Low Income - Power to Save | Outdoor Coil Cleaning | 0 | 0.1 | 0 | 275 | 1 | Honeywell | 2023-02-01 | redacted
Low Income - Power to Save | LI - DUCT | 0 | 0.4 | 0.12 | 775.77 | 1 | Honeywell | 2023-02-01 | redacted
Low Income - Power to Save | HVAC Inspection | 0 | 0.17 | 0 | 268.73 | 1 | Honeywell | 2023-02-01 | redacted
Low Income - Power to Save | LED Lights | 0 | 0 | 0 | 47.6 | 1 | Honeywell | 2023-02-01 | redacted
Low Income - Power to Save | Faucet Aerators | 0 | 0 | 0.02 | 110.58 | 1 | Honeywell | 2023-02-01 | redacted
Low Income - Power to Save | Low Flow Showerhead | 0 | 0.04 | 0.1 | 504.08 | 1 | Honeywell | 2023-02-01 | redacted
Low Income - Power to Save | LED Lights | 0 | 0 | 0 | 47.6 | 1 | Honeywell | 2023-02-01 | redacted
Low Income - Power to Save | Faucet Aerators | 0 | 0 | 0.02 | 110.58 | 1 | Honeywell | 2023-02-01 | redacted
Low Income - Power to Save | Low Flow Showerhead | 0 | 0.04 | 0.1 | 504.08 | 1 | Honeywell | 2023-02-01 | redacted
Low Income - Power to Save | Pipe Wrap | 0 | 0.01 | 0.03 | 143.65 | 1 | Honeywell | 2023-02-01 | redacted
Low Income - Power to Save | Weather Strip/Caulk | 0 | 0.25 | 0.09 | 503.3 | 1 | Honeywell | 2023-02-01 | redacted
Low Income - Power to Save | Outdoor Coil Cleaning | 0 | 0.1 | 0 | 275 | 1 | Honeywell | 2023-02-01 | redacted
Low Income - Power to Save | LI - DUCT | 0 | 0.4 | 0.12 | 775.77 | 1 | Honeywell | 2023-02-01 | redacted
Low Income - Power to Save | HVAC Inspection | 0 | 0.17 | 0 | 268.73 | 1 | Honeywell | 2023-02-01 | redacted
Low Income - Power to Save | LED Lights | 0 | 0 | 0 | 47.6 | 1 | Honeywell | 2023-02-01 | redacted
Low Income - Power to Save | Faucet Aerators | 0 | 0 | 0.02 | 110.58 | 1 | Honeywell | 2023-02-01 | redacted
Low Income - Power to Save | Low Flow Showerhead | 0 | 0.04 | 0.1 | 504.08 | 1 | Honeywell | 2023-02-01 | redacted
Low Income - Power to Save | Pipe Wrap | 0 | 0.01 | 0.03 | 143.65 | 1 | Honeywell | 2023-02-01 | redacted
Low Income - Power to Save | Weather Strip/Caulk | 0 | 0.25 | 0.09 | 503.3 | 1 | Honeywell | 2023-02-01 | redacted
Low Income - Power to Save | Outdoor Coil Cleaning | 0 | 0.1 | 0 | 275 | 1 | Honeywell | 2023-02-01 | redacted
Low Income - Power to Save | LI - DUCT | 0 | 0.4 | 0.12 | 775.77 | 1 | Honeywell | 2023-02-01 | redacted
Low Income - Power to Save | HVAC Inspection | 0 | 0.17 | 0 | 268.73 | 1 | Honeywell | 2023-02-01 | redacted
Low Income - Power to Save | LED Lights | 0 | 0 | 0 | 47.6 | 1 | Honeywell | 2023-02-01 | redacted
Low Income - Power to Save | Faucet Aerators | 0 | 0 | 0.02 | 110.58 | 1 | Honeywell | 2023-02-01 | redacted
Low Income - Power to Save | Low Flow Showerhead | 0 | 0.04 | 0.1 | 504.08 | 1 | Honeywell | 2023-02-01 | redacted
Low Income - Power to Save | LED Lights | 0 | 0 | 0 | 47.6 | 1 | Honeywell | 2023-02-01 | redacted
Low Income - Power to Save | Faucet Aerators | 0 | 0 | 0.02 | 110.58 | 1 | Honeywell | 2023-02-01 | redacted
Low Income - Power to Save | Low Flow Showerhead | 0 | 0.04 | 0.1 | 504.08 | 1 | Honeywell | 2023-02-01 | redacted
Low Income - Power to Save | Pipe Wrap | 0 | 0.01 | 0.03 | 143.65 | 1 | Honeywell | 2023-02-01 | redacted
Low Income - Power to Save | Weather Strip/Caulk | 0 | 0.25 | 0.09 | 503.3 | 1 | Honeywell | 2023-02-01 | redacted
Low Income - Power to Save | Outdoor Coil Cleaning | 0 | 0.1 | 0 | 275 | 1 | Honeywell | 2023-02-01 | redacted
Low Income - Power to Save | LI - DUCT | 0 | 0.4 | 0.12 | 775.77 | 1 | Honeywell | 2023-02-01 | redacted
Low Income - Power to Save | LED Lights | 0 | 0 | 0 | 47.6 | 1 | Honeywell | 2023-02-01 | redacted
Low Income - Power to Save | LED Lights | 0 | 0 | 0 | 47.6 | 1 | Honeywell | 2023-02-01 | redacted
Low Income - Power to Save | Weather Strip/Caulk | 0 | 0.25 | 0.09 | 503.3 | 1 | Honeywell | 2023-02-01 | redacted
Low Income - Power to Save | Outdoor Coil Cleaning | 0 | 0.1 | 0 | 275 | 1 | Honeywell | 2023-02-01 | redacted
Low Income - Power to Save | HVAC Inspection | 0 | 0.17 | 0 | 268.73 | 1 | Honeywell | 2023-02-01 | redacted
Low Income - Power to Save | LED Lights | 0 | 0 | 0 | 47.6 | 1 | Honeywell | 2023-02-01 | redacted
Low Income - Power to Save | Faucet Aerators | 0 | 0 | 0.02 | 110.58 | 1 | Honeywell | 2023-02-01 | redacted
Low Income - Power to Save | Low Flow Showerhead | 0 | 0.04 | 0.1 | 504.08 | 1 | Honeywell | 2023-02-01 | redacted
Low Income - Power to Save | Outdoor Coil Cleaning | 0 | 0.1 | 0 | 275 | 1 | Honeywell | 2023-02-01 | redacted
Low Income - Power to Save | HVAC Inspection | 0 | 0.17 | 0 | 268.73 | 1 | Honeywell | 2023-02-01 | redacted
Low Income - Power to Save | LED Lights | 0 | 0 | 0 | 47.6 | 1 | Honeywell | 2023-02-01 | redacted
Low Income - Power to Save | Faucet Aerators | 0 | 0 | 0.02 | 110.58 | 1 | Honeywell | 2023-02-01 | redacted
Low Income - Power to Save | Low Flow Showerhead | 0 | 0.04 | 0.1 | 504.08 | 1 | Honeywell | 2023-02-01 | redacted
Low Income - Power to Save | LED Lights | 0 | 0 | 0 | 47.6 | 1 | Honeywell | 2023-02-01 | redacted
Low Income - Power to Save | Faucet Aerators | 0 | 0 | 0.02 | 110.58 | 1 | Honeywell | 2023-02-01 | redacted
Low Income - Power to Save | LED Lights | 0 | 0 | 0 | 47.6 | 1 | Honeywell | 2023-02-01 | redacted
Low Income - Power to Save | Weather Strip/Caulk | 0 | 0.25 | 0.09 | 503.3 | 1 | Honeywell | 2023-02-01 | redacted
Low Income - Power to Save | Outdoor Coil Cleaning | 0 | 0.1 | 0 | 275 | 1 | Honeywell | 2023-02-01 | redacted
Low Income - Power to Save | HVAC Inspection | 0 | 0.17 | 0 | 268.73 | 1 | Honeywell | 2023-02-01 | redacted
Low Income - Power to Save | LED Lights | 0 | 0 | 0 | 47.6 | 1 | Honeywell | 2023-02-01 | redacted
Low Income - Power to Save | LED Lights | 0 | 0 | 0 | 47.6 | 1 | Honeywell | 2023-02-01 | redacted
Low Income - Power to Save | Faucet Aerators | 0 | 0 | 0.02 | 110.58 | 1 | Honeywell | 2023-02-01 | redacted
Low Income - Power to Save | Weather Strip/Caulk | 0 | 0.25 | 0.09 | 503.3 | 1 | Honeywell | 2023-02-01 | redacted
Low Income - Power to Save | Outdoor Coil Cleaning | 0 | 0.1 | 0 | 275 | 1 | Honeywell | 2023-02-01 | redacted
Low Income - Power to Save | LI - DUCT | 0 | 0.4 | 0.12 | 775.77 | 1 | Honeywell | 2023-02-01 | redacted
Low Income - Power to Save | HVAC Inspection | 0 | 0.17 | 0 | 268.73 | 1 | Honeywell | 2023-02-01 | redacted
Low Income - Power to Save | LED Lights | 0 | 0 | 0 | 47.6 | 1 | Honeywell | 2023-02-01 | redacted
Low Income - Power to Save | Faucet Aerators | 0 | 0 | 0.02 | 110.58 | 1 | Honeywell | 2023-02-01 | redacted
Low Income - Power to Save | Low Flow Showerhead | 0 | 0.04 | 0.1 | 504.08 | 1 | Honeywell | 2023-02-01 | redacted
Low Income - Power to Save | Pipe Wrap | 0 | 0.01 | 0.03 | 143.65 | 1 | Honeywell | 2023-02-01 | redacted
Low Income - Power to Save | Weather Strip/Caulk | 0 | 0.25 | 0.09 | 503.3 | 1 | Honeywell | 2023-02-01 | redacted
Low Income - Power to Save | Outdoor Coil Cleaning | 0 | 0.1 | 0 | 275 | 1 | Honeywell | 2023-02-01 | redacted
Low Income - Power to Save | LI - DUCT | 0 | 0.4 | 0.12 | 775.77 | 1 | Honeywell | 2023-02-01 | redacted
Low Income - Power to Save | HVAC Inspection | 0 | 0.17 | 0 | 268.73 | 1 | Honeywell | 2023-02-01 | redacted
Low Income - Power to Save | LED Lights | 0 | 0 | 0 | 47.6 | 1 | Honeywell | 2023-02-01 | redacted
Low Income - Power to Save | Faucet Aerators | 0 | 0 | 0.02 | 110.58 | 1 | Honeywell | 2023-02-01 | redacted
Low Income - Power to Save | Low Flow Showerhead | 0 | 0.04 | 0.1 | 504.08 | 1 | Honeywell | 2023-02-01 | redacted
Low Income - Power to Save | LED Lights | 0 | 0 | 0 | 47.6 | 1 | Honeywell | 2023-02-01 | redacted
Low Income - Power to Save | Faucet Aerators | 0 | 0 | 0.02 | 110.58 | 1 | Honeywell | 2023-02-01 | redacted
Low Income - Power to Save | Outdoor Coil Cleaning | 0 | 0.1 | 0 | 275 | 1 | Honeywell | 2023-02-01 | redacted
Low Income - Power to Save | HVAC Inspection | 0 | 0.17 | 0 | 268.73 | 1 | Honeywell | 2023-02-01 | redacted
Low Income - Power to Save | LED Lights | 0 | 0 | 0 | 47.6 | 1 | Honeywell | 2023-02-01 | redacted
Low Income - Power to Save | Faucet Aerators | 0 | 0 | 0.02 | 110.58 | 1 | Honeywell | 2023-02-01 | redacted
Low Income - Power to Save | Low Flow Showerhead | 0 | 0.04 | 0.1 | 504.08 | 1 | Honeywell | 2023-02-01 | redacted
Low Income - Power to Save | Weather Strip/Caulk | 0 | 0.25 | 0.09 | 503.3 | 1 | Honeywell | 2023-02-01 | redacted
Low Income - Power to Save | Outdoor Coil Cleaning | 0 | 0.1 | 0 | 275 | 1 | Honeywell | 2023-02-01 | redacted
Low Income - Power to Save | HVAC Inspection | 0 | 0.17 | 0 | 268.73 | 1 | Honeywell | 2023-02-01 | redacted
Low Income - Power to Save | LED Lights | 0 | 0 | 0 | 47.6 | 1 | Honeywell | 2023-02-01 | redacted
Low Income - Power to Save | Faucet Aerators | 0 | 0 | 0.02 | 110.58 | 1 | Honeywell | 2023-02-01 | redacted
Low Income - Power to Save | Low Flow Showerhead | 0 | 0.04 | 0.1 | 504.08 | 1 | Honeywell | 2023-02-01 | redacted
Low Income - Power to Save | Outdoor Coil Cleaning | 0 | 0.1 | 0 | 275 | 1 | Honeywell | 2023-02-01 | redacted
Low Income - Power to Save | LED Lights | 0 | 0 | 0 | 47.6 | 1 | Honeywell | 2023-02-01 | redacted
Low Income - Power to Save | Faucet Aerators | 0 | 0 | 0.02 | 110.58 | 1 | Honeywell | 2023-02-01 | redacted
Low Income - Power to Save | LED Lights | 0 | 0 | 0 | 47.6 | 1 | Honeywell | 2023-02-01 | redacted
Low Income - Power to Save | Weather Strip/Caulk | 0 | 0.25 | 0.09 | 503.3 | 1 | Honeywell | 2023-02-01 | redacted
Low Income - Power to Save | Outdoor Coil Cleaning | 0 | 0.1 | 0 | 275 | 1 | Honeywell | 2023-02-01 | redacted
Low Income - Power to Save | HVAC Inspection | 0 | 0.17 | 0 | 268.73 | 1 | Honeywell | 2023-02-01 | redacted
Low Income - Power to Save | LED Lights | 0 | 0 | 0 | 47.6 | 1 | Honeywell | 2023-02-01 | redacted
Low Income - Power to Save | Faucet Aerators | 0 | 0 | 0.02 | 110.58 | 1 | Honeywell | 2023-02-01 | redacted
Low Income - Power to Save | Low Flow Showerhead | 0 | 0.04 | 0.1 | 504.08 | 1 | Honeywell | 2023-02-01 | redacted
Low Income - Power to Save | Weather Strip/Caulk | 0 | 0.25 | 0.09 | 503.3 | 1 | Honeywell | 2023-02-01 | redacted
Low Income - Power to Save | Outdoor Coil Cleaning | 0 | 0.1 | 0 | 275 | 1 | Honeywell | 2023-02-01 | redacted
Low Income - Power to Save | LI - DUCT | 0 | 0.4 | 0.12 | 775.77 | 1 | Honeywell | 2023-02-01 | redacted
Low Income - Power to Save | HVAC Inspection | 0 | 0.17 | 0 | 268.73 | 1 | Honeywell | 2023-02-01 | redacted
Low Income - Power to Save | LED Lights | 0 | 0 | 0 | 47.6 | 1 | Honeywell | 2023-02-01 | redacted
Low Income - Power to Save | LED Lights | 0 | 0 | 0 | 47.6 | 1 | Honeywell | 2023-02-01 | redacted
Low Income - Power to Save | Outdoor Coil Cleaning | 0 | 0.1 | 0 | 275 | 1 | Honeywell | 2023-02-01 | redacted
Low Income - Power to Save | LED Lights | 0 | 0 | 0 | 47.6 | 1 | Honeywell | 2023-02-01 | redacted
Low Income - Power to Save | Weather Strip/Caulk | 0 | 0.25 | 0.09 | 503.3 | 1 | Honeywell | 2023-02-01 | redacted
Low Income - Power to Save | LED Lights | 0 | 0 | 0 | 47.6 | 1 | Honeywell | 2023-02-01 | redacted
Low Income - Power to Save | Faucet Aerators | 0 | 0 | 0.02 | 110.58 | 1 | Honeywell | 2023-02-01 | redacted
Low Income - Power to Save | Outdoor Coil Cleaning | 0 | 0.1 | 0 | 275 | 1 | Honeywell | 2023-02-01 | redacted
Low Income - Power to Save | HVAC Inspection | 0 | 0.17 | 0 | 268.73 | 1 | Honeywell | 2023-02-01 | redacted
Low Income - Power to Save | LED Lights | 0 | 0 | 0 | 47.6 | 1 | Honeywell | 2023-02-01 | redacted
Low Income - Power to Save | Faucet Aerators | 0 | 0 | 0.02 | 110.58 | 1 | Honeywell | 2023-02-01 | redacted
Low Income - Power to Save | Low Flow Showerhead | 0 | 0.04 | 0.1 | 504.08 | 1 | Honeywell | 2023-02-01 | redacted
Low Income - Power to Save | Pipe Wrap | 0 | 0.01 | 0.03 | 143.65 | 1 | Honeywell | 2023-02-01 | redacted
Low Income - Power to Save | Weather Strip/Caulk | 0 | 0.25 | 0.09 | 503.3 | 1 | Honeywell | 2023-02-01 | redacted
Low Income - Power to Save | Outdoor Coil Cleaning | 0 | 0.1 | 0 | 275 | 1 | Honeywell | 2023-02-01 | redacted
Low Income - Power to Save | LI - DUCT | 0 | 0.4 | 0.12 | 775.77 | 1 | Honeywell | 2023-02-01 | redacted
Low Income - Power to Save | HVAC Inspection | 0 | 0.17 | 0 | 268.73 | 1 | Honeywell | 2023-02-01 | redacted
Low Income - Power to Save | LED Lights | 0 | 0 | 0 | 47.6 | 1 | Honeywell | 2023-02-01 | redacted
Low Income - Power to Save | Faucet Aerators | 0 | 0 | 0.02 | 110.58 | 1 | Honeywell | 2023-02-01 | redacted
Low Income - Power to Save | Low Flow Showerhead | 0 | 0.04 | 0.1 | 504.08 | 1 | Honeywell | 2023-02-01 | redacted
Low Income - Power to Save | Weather Strip/Caulk | 0 | 0.25 | 0.09 | 503.3 | 1 | Honeywell | 2023-02-01 | redacted
Low Income - Power to Save | LED Lights | 0 | 0 | 0 | 47.6 | 1 | Honeywell | 2023-02-01 | redacted
Low Income - Power to Save | Weather Strip/Caulk | 0 | 0.25 | 0.09 | 503.3 | 1 | Honeywell | 2023-02-01 | redacted
Low Income - Power to Save | LED Lights | 0 | 0 | 0 | 47.6 | 1 | Honeywell | 2023-02-01 | redacted
Low Income - Power to Save | Outdoor Coil Cleaning | 0 | 0.1 | 0 | 275 | 1 | Honeywell | 2023-02-01 | redacted
Low Income - Power to Save | HVAC Inspection | 0 | 0.17 | 0 | 268.73 | 1 | Honeywell | 2023-02-01 | redacted
Low Income - Power to Save | LED Lights | 0 | 0 | 0 | 47.6 | 1 | Honeywell | 2023-02-01 | redacted
Low Income - Power to Save | Faucet Aerators | 0 | 0 | 0.02 | 110.58 | 1 | Honeywell | 2023-02-01 | redacted
Low Income - Power to Save | Low Flow Showerhead | 0 | 0.04 | 0.1 | 504.08 | 1 | Honeywell | 2023-02-01 | redacted
Low Income - Power to Save | LED Lights | 0 | 0 | 0 | 47.6 | 1 | Honeywell | 2023-02-01 | redacted
Low Income - Power to Save | Faucet Aerators | 0 | 0 | 0.02 | 110.58 | 1 | Honeywell | 2023-02-01 | redacted
Low Income - Power to Save | Low Flow Showerhead | 0 | 0.04 | 0.1 | 504.08 | 1 | Honeywell | 2023-02-01 | redacted
Low Income - Power to Save | Weather Strip/Caulk | 0 | 0.25 | 0.09 | 503.3 | 1 | Honeywell | 2023-02-01 | redacted
Low Income - Power to Save | Outdoor Coil Cleaning | 0 | 0.1 | 0 | 275 | 1 | Honeywell | 2023-02-01 | redacted
Low Income - Power to Save | LI - DUCT | 0 | 0.4 | 0.12 | 775.77 | 1 | Honeywell | 2023-02-01 | redacted
Low Income - Power to Save | HVAC Inspection | 0 | 0.17 | 0 | 268.73 | 1 | Honeywell | 2023-02-01 | redacted
Low Income - Power to Save | LED Lights | 0 | 0 | 0 | 47.6 | 1 | Honeywell | 2023-02-01 | redacted
Low Income - Power to Save | Faucet Aerators | 0 | 0 | 0.02 | 110.58 | 1 | Honeywell | 2023-02-01 | redacted
Low Income - Power to Save | Low Flow Showerhead | 0 | 0.04 | 0.1 | 504.08 | 1 | Honeywell | 2023-02-01 | redacted
Low Income - Power to Save | Outdoor Coil Cleaning | 0 | 0.1 | 0 | 275 | 1 | Honeywell | 2023-02-01 | redacted
Low Income - Power to Save | LI - DUCT | 0 | 0.4 | 0.12 | 775.77 | 1 | Honeywell | 2023-02-01 | redacted
Low Income - Power to Save | HVAC Inspection | 0 | 0.17 | 0 | 268.73 | 1 | Honeywell | 2023-02-01 | redacted
Low Income - Power to Save | LED Lights | 0 | 0 | 0 | 47.6 | 1 | Honeywell | 2023-02-01 | redacted
Low Income - Power to Save | Faucet Aerators | 0 | 0 | 0.02 | 110.58 | 1 | Honeywell | 2023-02-01 | redacted
Low Income - Power to Save | Low Flow Showerhead | 0 | 0.04 | 0.1 | 504.08 | 1 | Honeywell | 2023-02-01 | redacted
Low Income - Power to Save | Outdoor Coil Cleaning | 0 | 0.1 | 0 | 275 | 1 | Honeywell | 2023-02-01 | redacted
Low Income - Power to Save | HVAC Inspection | 0 | 0.17 | 0 | 268.73 | 1 | Honeywell | 2023-02-01 | redacted
Low Income - Power to Save | LED Lights | 0 | 0 | 0 | 47.6 | 1 | Honeywell | 2023-02-01 | redacted
Low Income - Power to Save | LED Lights | 0 | 0 | 0 | 47.6 | 1 | Honeywell | 2023-02-01 | redacted
Low Income - Power to Save | Faucet Aerators | 0 | 0 | 0.02 | 110.58 | 1 | Honeywell | 2023-02-01 | redacted
Low Income - Power to Save | Low Flow Showerhead | 0 | 0.04 | 0.1 | 504.08 | 1 | Honeywell | 2023-02-01 | redacted
Low Income - Power to Save | Weather Strip/Caulk | 0 | 0.25 | 0.09 | 503.3 | 1 | Honeywell | 2023-02-01 | redacted
Low Income - Power to Save | Outdoor Coil Cleaning | 0 | 0.1 | 0 | 275 | 1 | Honeywell | 2023-02-01 | redacted
Low Income - Power to Save | LI - DUCT | 0 | 0.4 | 0.12 | 775.77 | 1 | Honeywell | 2023-02-01 | redacted
Low Income - Power to Save | HVAC Inspection | 0 | 0.17 | 0 | 268.73 | 1 | Honeywell | 2023-02-01 | redacted
Low Income - Power to Save | LED Lights | 0 | 0 | 0 | 47.6 | 1 | Honeywell | 2023-02-01 | redacted
Low Income - Power to Save | Weather Strip/Caulk | 0 | 0.25 | 0.09 | 503.3 | 1 | Honeywell | 2023-02-01 | redacted
Low Income - Power to Save | Outdoor Coil Cleaning | 0 | 0.1 | 0 | 275 | 1 | Honeywell | 2023-02-01 | redacted
Low Income - Power to Save | HVAC Inspection | 0 | 0.17 | 0 | 268.73 | 1 | Honeywell | 2023-02-01 | redacted
Low Income - Power to Save | LED Lights | 0 | 0 | 0 | 47.6 | 1 | Honeywell | 2023-02-01 | redacted
Low Income - Power to Save | Faucet Aerators | 0 | 0 | 0.02 | 110.58 | 1 | Honeywell | 2023-02-01 | redacted
Low Income - Power to Save | Low Flow Showerhead | 0 | 0.04 | 0.1 | 504.08 | 1 | Honeywell | 2023-02-01 | redacted
Low Income - Power to Save | Weather Strip/Caulk | 0 | 0.25 | 0.09 | 503.3 | 1 | Honeywell | 2023-02-01 | redacted
Low Income - Power to Save | Outdoor Coil Cleaning | 0 | 0.1 | 0 | 275 | 1 | Honeywell | 2023-02-01 | redacted
Low Income - Power to Save | LED Lights | 0 | 0 | 0 | 47.6 | 1 | Honeywell | 2023-02-01 | redacted
Low Income - Power to Save | Faucet Aerators | 0 | 0 | 0.02 | 110.58 | 1 | Honeywell | 2023-02-01 | redacted
Low Income - Power to Save | Low Flow Showerhead | 0 | 0.04 | 0.1 | 504.08 | 1 | Honeywell | 2023-02-01 | redacted
Low Income - Power to Save | LED Lights | 0 | 0 | 0 | 47.6 | 1 | Honeywell | 2023-02-01 | redacted
Low Income - Power to Save | Faucet Aerators | 0 | 0 | 0.02 | 110.58 | 1 | Honeywell | 2023-02-01 | redacted
Low Income - Power to Save | Low Flow Showerhead | 0 | 0.04 | 0.1 | 504.08 | 1 | Honeywell | 2023-02-01 | redacted
Low Income - Power to Save | LED Lights | 0 | 0 | 0 | 47.6 | 1 | Honeywell | 2023-02-01 | redacted
Low Income - Power to Save | Weather Strip/Caulk | 0 | 0.25 | 0.09 | 503.3 | 1 | Honeywell | 2023-02-01 | redacted
Low Income - Power to Save | LED Lights | 0 | 0 | 0 | 47.6 | 1 | Honeywell | 2023-02-01 | redacted
Low Income - Power to Save | Weather Strip/Caulk | 0 | 0.25 | 0.09 | 503.3 | 1 | Honeywell | 2023-02-01 | redacted
Low Income - Power to Save | LED Lights | 0 | 0 | 0 | 47.6 | 1 | Honeywell | 2023-02-01 | redacted
Low Income - Power to Save | LED Lights | 0 | 0 | 0 | 47.6 | 1 | Honeywell | 2023-02-01 | redacted
Low Income - Power to Save | Faucet Aerators | 0 | 0 | 0.02 | 110.58 | 1 | Honeywell | 2023-02-01 | redacted
Low Income - Power to Save | Low Flow Showerhead | 0 | 0.04 | 0.1 | 504.08 | 1 | Honeywell | 2023-02-01 | redacted
Low Income - Power to Save | Weather Strip/Caulk | 0 | 0.25 | 0.09 | 503.3 | 1 | Honeywell | 2023-02-01 | redacted
Low Income - Power to Save | Outdoor Coil Cleaning | 0 | 0.1 | 0 | 275 | 1 | Honeywell | 2023-02-01 | redacted
Low Income - Power to Save | LI - DUCT | 0 | 0.4 | 0.12 | 775.77 | 1 | Honeywell | 2023-02-01 | redacted
Low Income - Power to Save | HVAC Inspection | 0 | 0.17 | 0 | 268.73 | 1 | Honeywell | 2023-02-01 | redacted
Low Income - Power to Save | LED Lights | 0 | 0 | 0 | 47.6 | 1 | Honeywell | 2023-02-01 | redacted
Low Income - Power to Save | Faucet Aerators | 0 | 0 | 0.02 | 110.58 | 1 | Honeywell | 2023-02-01 | redacted
Low Income - Power to Save | Low Flow Showerhead | 0 | 0.04 | 0.1 | 504.08 | 1 | Honeywell | 2023-02-01 | redacted
Low Income - Power to Save | Outdoor Coil Cleaning | 0 | 0.1 | 0 | 275 | 1 | Honeywell | 2023-02-01 | redacted
Low Income - Power to Save | LI - DUCT | 0 | 0.4 | 0.12 | 775.77 | 1 | Honeywell | 2023-02-01 | redacted
Low Income - Power to Save | HVAC Inspection | 0 | 0.17 | 0 | 268.73 | 1 | Honeywell | 2023-02-01 | redacted
Low Income - Power to Save | LED Lights | 0 | 0 | 0 | 47.6 | 1 | Honeywell | 2023-02-01 | redacted
Low Income - Power to Save | Faucet Aerators | 0 | 0 | 0.02 | 110.58 | 1 | Honeywell | 2023-02-01 | redacted
Low Income - Power to Save | Low Flow Showerhead | 0 | 0.04 | 0.1 | 504.08 | 1 | Honeywell | 2023-02-01 | redacted
Low Income - Power to Save | Outdoor Coil Cleaning | 0 | 0.1 | 0 | 275 | 1 | Honeywell | 2023-02-01 | redacted
Low Income - Power to Save | HVAC Inspection | 0 | 0.17 | 0 | 268.73 | 1 | Honeywell | 2023-02-01 | redacted
Low Income - Power to Save | LED Lights | 0 | 0 | 0 | 47.6 | 1 | Honeywell | 2023-02-01 | redacted
Low Income - Power to Save | Faucet Aerators | 0 | 0 | 0.02 | 110.58 | 1 | Honeywell | 2023-02-01 | redacted
Low Income - Power to Save | Pipe Wrap | 0 | 0.01 | 0.03 | 143.65 | 1 | Honeywell | 2023-02-01 | redacted
Low Income - Power to Save | Weather Strip/Caulk | 0 | 0.25 | 0.09 | 503.3 | 1 | Honeywell | 2023-02-01 | redacted
Low Income - Power to Save | Outdoor Coil Cleaning | 0 | 0.1 | 0 | 275 | 1 | Honeywell | 2023-02-01 | redacted
Low Income - Power to Save | LI - DUCT | 0 | 0.4 | 0.12 | 775.77 | 1 | Honeywell | 2023-02-01 | redacted
Low Income - Power to Save | HVAC Inspection | 0 | 0.17 | 0 | 268.73 | 1 | Honeywell | 2023-02-01 | redacted
Low Income - Power to Save | LED Lights | 0 | 0 | 0 | 47.6 | 1 | Honeywell | 2023-02-01 | redacted
Low Income - Power to Save | Faucet Aerators | 0 | 0 | 0.02 | 110.58 | 1 | Honeywell | 2023-02-01 | redacted
Low Income - Power to Save | Low Flow Showerhead | 0 | 0.04 | 0.1 | 504.08 | 1 | Honeywell | 2023-02-01 | redacted
Low Income - Power to Save | Outdoor Coil Cleaning | 0 | 0.1 | 0 | 275 | 1 | Honeywell | 2023-02-01 | redacted
Low Income - Power to Save | LI - DUCT | 0 | 0.4 | 0.12 | 775.77 | 1 | Honeywell | 2023-02-01 | redacted
Low Income - Power to Save | HVAC Inspection | 0 | 0.17 | 0 | 268.73 | 1 | Honeywell | 2023-02-01 | redacted
Low Income - Power to Save | LED Lights | 0 | 0 | 0 | 47.6 | 1 | Honeywell | 2023-02-01 | redacted
Low Income - Power to Save | Faucet Aerators | 0 | 0 | 0.02 | 110.58 | 1 | Honeywell | 2023-02-01 | redacted
Low Income - Power to Save | Low Flow Showerhead | 0 | 0.04 | 0.1 | 504.08 | 1 | Honeywell | 2023-02-01 | redacted
Low Income - Power to Save | LED Lights | 0 | 0 | 0 | 47.6 | 1 | Honeywell | 2023-02-01 | redacted
Low Income - Power to Save | Outdoor Coil Cleaning | 0 | 0.1 | 0 | 275 | 1 | Honeywell | 2023-02-01 | redacted
Low Income - Power to Save | HVAC Inspection | 0 | 0.17 | 0 | 268.73 | 1 | Honeywell | 2023-02-01 | redacted
Low Income - Power to Save | LED Lights | 0 | 0 | 0 | 47.6 | 1 | Honeywell | 2023-02-01 | redacted
Low Income - Power to Save | Faucet Aerators | 0 | 0 | 0.02 | 110.58 | 1 | Honeywell | 2023-02-01 | redacted
Low Income - Power to Save | Pipe Wrap | 0 | 0.01 | 0.03 | 143.65 | 1 | Honeywell | 2023-02-01 | redacted
Low Income - Power to Save | Weather Strip/Caulk | 0 | 0.25 | 0.09 | 503.3 | 1 | Honeywell | 2023-02-01 | redacted
Low Income - Power to Save | Outdoor Coil Cleaning | 0 | 0.1 | 0 | 275 | 1 | Honeywell | 2023-02-01 | redacted
Low Income - Power to Save | LI - DUCT | 0 | 0.4 | 0.12 | 775.77 | 1 | Honeywell | 2023-02-01 | redacted
Low Income - Power to Save | HVAC Inspection | 0 | 0.17 | 0 | 268.73 | 1 | Honeywell | 2023-02-01 | redacted
Low Income - Power to Save | LED Lights | 0 | 0 | 0 | 47.6 | 1 | Honeywell | 2023-02-01 | redacted
Low Income - Power to Save | Outdoor Coil Cleaning | 0 | 0.1 | 0 | 275 | 1 | Honeywell | 2023-02-01 | redacted
Low Income - Power to Save | LED Lights | 0 | 0 | 0 | 47.6 | 1 | Honeywell | 2023-02-01 | redacted
Low Income - Power to Save | Faucet Aerators | 0 | 0 | 0.02 | 110.58 | 1 | Honeywell | 2023-02-01 | redacted
Low Income - Power to Save | Low Flow Showerhead | 0 | 0.04 | 0.1 | 504.08 | 1 | Honeywell | 2023-02-01 | redacted
Low Income - Power to Save | Outdoor Coil Cleaning | 0 | 0.1 | 0 | 275 | 1 | Honeywell | 2023-02-01 | redacted
Low Income - Power to Save | LI - DUCT | 0 | 0.4 | 0.12 | 775.77 | 1 | Honeywell | 2023-02-01 | redacted
Low Income - Power to Save | HVAC Inspection | 0 | 0.17 | 0 | 268.73 | 1 | Honeywell | 2023-02-01 | redacted
Low Income - Power to Save | LED Lights | 0 | 0 | 0 | 47.6 | 1 | Honeywell | 2023-02-01 | redacted
Low Income - Power to Save | Outdoor Coil Cleaning | 0 | 0.1 | 0 | 275 | 1 | Honeywell | 2023-02-01 | redacted
Low Income - Power to Save | HVAC Inspection | 0 | 0.17 | 0 | 268.73 | 1 | Honeywell | 2023-02-01 | redacted
Low Income - Power to Save | LED Lights | 0 | 0 | 0 | 47.6 | 1 | Honeywell | 2023-02-01 | redacted
Low Income - Power to Save | Weather Strip/Caulk | 0 | 0.25 | 0.09 | 503.3 | 1 | Honeywell | 2023-02-01 | redacted
Low Income - Power to Save | Outdoor Coil Cleaning | 0 | 0.1 | 0 | 275 | 1 | Honeywell | 2023-02-01 | redacted
Low Income - Power to Save | LED Lights | 0 | 0 | 0 | 47.6 | 1 | Honeywell | 2023-02-01 | redacted
Low Income - Power to Save | Faucet Aerators | 0 | 0 | 0.02 | 110.58 | 1 | Honeywell | 2023-02-01 | redacted
Low Income - Power to Save | Pipe Wrap | 0 | 0.01 | 0.03 | 143.65 | 1 | Honeywell | 2023-02-01 | redacted
Low Income - Power to Save | Weather Strip/Caulk | 0 | 0.25 | 0.09 | 503.3 | 1 | Honeywell | 2023-02-01 | redacted
Low Income - Power to Save | Outdoor Coil Cleaning | 0 | 0.1 | 0 | 275 | 1 | Honeywell | 2023-02-01 | redacted
Low Income - Power to Save | LI - DUCT | 0 | 0.4 | 0.12 | 775.77 | 1 | Honeywell | 2023-02-01 | redacted
Low Income - Power to Save | HVAC Inspection | 0 | 0.17 | 0 | 268.73 | 1 | Honeywell | 2023-02-01 | redacted
Low Income - Power to Save | LED Lights | 0 | 0 | 0 | 47.6 | 1 | Honeywell | 2023-02-01 | redacted
Low Income - Power to Save | Faucet Aerators | 0 | 0 | 0.02 | 110.58 | 1 | Honeywell | 2023-02-01 | redacted
Low Income - Power to Save | Low Flow Showerhead | 0 | 0.04 | 0.1 | 504.08 | 1 | Honeywell | 2023-02-01 | redacted
Low Income - Power to Save | Weather Strip/Caulk | 0 | 0.25 | 0.09 | 503.3 | 1 | Honeywell | 2023-02-01 | redacted
Low Income - Power to Save | Outdoor Coil Cleaning | 0 | 0.1 | 0 | 275 | 1 | Honeywell | 2023-02-01 | redacted
Low Income - Power to Save | LI - DUCT | 0 | 0.4 | 0.12 | 775.77 | 1 | Honeywell | 2023-02-01 | redacted
Low Income - Power to Save | HVAC Inspection | 0 | 0.17 | 0 | 268.73 | 1 | Honeywell | 2023-02-01 | redacted
Low Income - Power to Save | LED Lights | 0 | 0 | 0 | 47.6 | 1 | Honeywell | 2023-02-01 | redacted
Low Income - Power to Save | LED Lights | 0 | 0 | 0 | 47.6 | 1 | Honeywell | 2023-02-01 | redacted
Low Income - Power to Save | Faucet Aerators | 0 | 0 | 0.02 | 110.58 | 1 | Honeywell | 2023-02-01 | redacted
Low Income - Power to Save | Low Flow Showerhead | 0 | 0.04 | 0.1 | 504.08 | 1 | Honeywell | 2023-02-01 | redacted
Low Income - Power to Save | Pipe Wrap | 0 | 0.01 | 0.03 | 143.65 | 1 | Honeywell | 2023-02-01 | redacted
Low Income - Power to Save | Outdoor Coil Cleaning | 0 | 0.1 | 0 | 275 | 1 | Honeywell | 2023-02-01 | redacted
Low Income - Power to Save | LI - DUCT | 0 | 0.4 | 0.12 | 775.77 | 1 | Honeywell | 2023-02-01 | redacted
Low Income - Power to Save | HVAC Inspection | 0 | 0.17 | 0 | 268.73 | 1 | Honeywell | 2023-02-01 | redacted
Low Income - Power to Save | LED Lights | 0 | 0 | 0 | 47.6 | 1 | Honeywell | 2023-02-01 | redacted
Low Income - Power to Save | Faucet Aerators | 0 | 0 | 0.02 | 110.58 | 1 | Honeywell | 2023-02-01 | redacted
Low Income - Power to Save | Low Flow Showerhead | 0 | 0.04 | 0.1 | 504.08 | 1 | Honeywell | 2023-02-01 | redacted
Low Income - Power to Save | Outdoor Coil Cleaning | 0 | 0.1 | 0 | 275 | 1 | Honeywell | 2023-02-01 | redacted
Low Income - Power to Save | LED Lights | 0 | 0 | 0 | 47.6 | 1 | Honeywell | 2023-02-01 | redacted
Low Income - Power to Save | Faucet Aerators | 0 | 0 | 0.02 | 110.58 | 1 | Honeywell | 2023-02-01 | redacted
Low Income - Power to Save | Weather Strip/Caulk | 0 | 0.25 | 0.09 | 503.3 | 1 | Honeywell | 2023-02-01 | redacted
Low Income - Power to Save | Outdoor Coil Cleaning | 0 | 0.1 | 0 | 275 | 1 | Honeywell | 2023-02-01 | redacted
Low Income - Power to Save | LI - DUCT | 0 | 0.4 | 0.12 | 775.77 | 1 | Honeywell | 2023-02-01 | redacted
Low Income - Power to Save | HVAC Inspection | 0 | 0.17 | 0 | 268.73 | 1 | Honeywell | 2023-02-01 | redacted
Low Income - Power to Save | LED Lights | 0 | 0 | 0 | 47.6 | 1 | Honeywell | 2023-02-01 | redacted
Low Income - Power to Save | Outdoor Coil Cleaning | 0 | 0.1 | 0 | 275 | 1 | Honeywell | 2023-02-01 | redacted
Low Income - Power to Save | HVAC Inspection | 0 | 0.17 | 0 | 268.73 | 1 | Honeywell | 2023-02-01 | redacted
Low Income - Power to Save | LED Lights | 0 | 0 | 0 | 47.6 | 1 | Honeywell | 2023-02-01 | redacted
Low Income - Power to Save | Outdoor Coil Cleaning | 0 | 0.1 | 0 | 275 | 1 | Honeywell | 2023-02-01 | redacted
Low Income - Power to Save | HVAC Inspection | 0 | 0.17 | 0 | 268.73 | 1 | Honeywell | 2023-02-01 | redacted
Low Income - Power to Save | LED Lights | 0 | 0 | 0 | 47.6 | 1 | Honeywell | 2023-02-01 | redacted
Low Income - Power to Save | Faucet Aerators | 0 | 0 | 0.02 | 110.58 | 1 | Honeywell | 2023-02-01 | redacted
Low Income - Power to Save | Low Flow Showerhead | 0 | 0.04 | 0.1 | 504.08 | 1 | Honeywell | 2023-02-01 | redacted
Low Income - Power to Save | Weather Strip/Caulk | 0 | 0.25 | 0.09 | 503.3 | 1 | Honeywell | 2023-02-01 | redacted
Low Income - Power to Save | Outdoor Coil Cleaning | 0 | 0.1 | 0 | 275 | 1 | Honeywell | 2023-02-01 | redacted
Low Income - Power to Save | LI - DUCT | 0 | 0.4 | 0.12 | 775.77 | 1 | Honeywell | 2023-02-01 | redacted
Low Income - Power to Save | HVAC Inspection | 0 | 0.17 | 0 | 268.73 | 1 | Honeywell | 2023-02-01 | redacted
Low Income - Power to Save | LED Lights | 0 | 0 | 0 | 47.6 | 1 | Honeywell | 2023-02-01 | redacted
Low Income - Power to Save | Faucet Aerators | 0 | 0 | 0.02 | 110.58 | 1 | Honeywell | 2023-02-01 | redacted
Low Income - Power to Save | Low Flow Showerhead | 0 | 0.04 | 0.1 | 504.08 | 1 | Honeywell | 2023-02-01 | redacted
Low Income - Power to Save | Weather Strip/Caulk | 0 | 0.25 | 0.09 | 503.3 | 1 | Honeywell | 2023-02-01 | redacted
Low Income - Power to Save | Outdoor Coil Cleaning | 0 | 0.1 | 0 | 275 | 1 | Honeywell | 2023-02-01 | redacted
Low Income - Power to Save | LI - DUCT | 0 | 0.4 | 0.12 | 775.77 | 1 | Honeywell | 2023-02-01 | redacted
Low Income - Power to Save | HVAC Inspection | 0 | 0.17 | 0 | 268.73 | 1 | Honeywell | 2023-02-01 | redacted
Low Income - Power to Save | LED Lights | 0 | 0 | 0 | 47.6 | 1 | Honeywell | 2023-02-01 | redacted
Low Income - Power to Save | LED Lights | 0 | 0 | 0 | 47.6 | 1 | Honeywell | 2023-02-01 | redacted
Low Income - Power to Save | Faucet Aerators | 0 | 0 | 0.02 | 110.58 | 1 | Honeywell | 2023-02-01 | redacted
Low Income - Power to Save | Low Flow Showerhead | 0 | 0.04 | 0.1 | 504.08 | 1 | Honeywell | 2023-02-01 | redacted
Low Income - Power to Save | Weather Strip/Caulk | 0 | 0.25 | 0.09 | 503.3 | 1 | Honeywell | 2023-02-01 | redacted
Low Income - Power to Save | Outdoor Coil Cleaning | 0 | 0.1 | 0 | 275 | 1 | Honeywell | 2023-02-01 | redacted
Low Income - Power to Save | LI - DUCT | 0 | 0.4 | 0.12 | 775.77 | 1 | Honeywell | 2023-02-01 | redacted
Low Income - Power to Save | HVAC Inspection | 0 | 0.17 | 0 | 268.73 | 1 | Honeywell | 2023-02-01 | redacted
Low Income - Power to Save | LED Lights | 0 | 0 | 0 | 47.6 | 1 | Honeywell | 2023-02-01 | redacted
Low Income - Power to Save | Faucet Aerators | 0 | 0 | 0.02 | 110.58 | 1 | Honeywell | 2023-02-01 | redacted
Low Income - Power to Save | Weather Strip/Caulk | 0 | 0.25 | 0.09 | 503.3 | 1 | Honeywell | 2023-02-01 | redacted
Low Income - Power to Save | Outdoor Coil Cleaning | 0 | 0.1 | 0 | 275 | 1 | Honeywell | 2023-02-01 | redacted
Low Income - Power to Save | LI - DUCT | 0 | 0.4 | 0.12 | 775.77 | 1 | Honeywell | 2023-02-01 | redacted
Low Income - Power to Save | HVAC Inspection | 0 | 0.17 | 0 | 268.73 | 1 | Honeywell | 2023-02-01 | redacted
Low Income - Power to Save | LED Lights | 0 | 0 | 0 | 47.6 | 1 | Honeywell | 2023-02-01 | redacted
Low Income - Power to Save | Faucet Aerators | 0 | 0 | 0.02 | 110.58 | 1 | Honeywell | 2023-02-01 | redacted
Low Income - Power to Save | Low Flow Showerhead | 0 | 0.04 | 0.1 | 504.08 | 1 | Honeywell | 2023-02-01 | redacted
Low Income - Power to Save | Weather Strip/Caulk | 0 | 0.25 | 0.09 | 503.3 | 1 | Honeywell | 2023-02-01 | redacted
Low Income - Power to Save | Outdoor Coil Cleaning | 0 | 0.1 | 0 | 275 | 1 | Honeywell | 2023-02-01 | redacted
Low Income - Power to Save | HVAC Inspection | 0 | 0.17 | 0 | 268.73 | 1 | Honeywell | 2023-02-01 | redacted
Low Income - Power to Save | LED Lights | 0 | 0 | 0 | 47.6 | 1 | Honeywell | 2023-02-01 | redacted
Low Income - Power to Save | Low Flow Showerhead | 0 | 0.04 | 0.1 | 504.08 | 1 | Honeywell | 2023-02-01 | redacted
Low Income - Power to Save | Pipe Wrap | 0 | 0.01 | 0.03 | 143.65 | 1 | Honeywell | 2023-02-01 | redacted
Low Income - Power to Save | Weather Strip/Caulk | 0 | 0.25 | 0.09 | 503.3 | 1 | Honeywell | 2023-02-01 | redacted
Low Income - Power to Save | Outdoor Coil Cleaning | 0 | 0.1 | 0 | 275 | 1 | Honeywell | 2023-02-01 | redacted
Low Income - Power to Save | LI - DUCT | 0 | 0.4 | 0.12 | 775.77 | 1 | Honeywell | 2023-02-01 | redacted
Low Income - Power to Save | HVAC Inspection | 0 | 0.17 | 0 | 268.73 | 1 | Honeywell | 2023-02-01 | redacted
Low Income - Power to Save | LED Lights | 0 | 0 | 0 | 47.6 | 1 | Honeywell | 2023-02-01 | redacted
Low Income - Power to Save | Outdoor Coil Cleaning | 0 | 0.1 | 0 | 275 | 1 | Honeywell | 2023-02-01 | redacted
Low Income - Power to Save | HVAC Inspection | 0 | 0.17 | 0 | 268.73 | 1 | Honeywell | 2023-02-01 | redacted
Low Income - Power to Save | LED Lights | 0 | 0 | 0 | 47.6 | 1 | Honeywell | 2023-02-01 | redacted
Low Income - Power to Save | Outdoor Coil Cleaning | 0 | 0.1 | 0 | 275 | 1 | Honeywell | 2023-02-01 | redacted
Low Income - Power to Save | HVAC Inspection | 0 | 0.17 | 0 | 268.73 | 1 | Honeywell | 2023-02-01 | redacted
Low Income - Power to Save | LED Lights | 0 | 0 | 0 | 47.6 | 1 | Honeywell | 2023-02-01 | redacted
Low Income - Power to Save | Low Flow Showerhead | 0 | 0.04 | 0.1 | 504.08 | 1 | Honeywell | 2023-02-01 | redacted
Low Income - Power to Save | Pipe Wrap | 0 | 0.01 | 0.03 | 143.65 | 1 | Honeywell | 2023-02-01 | redacted
Low Income - Power to Save | Outdoor Coil Cleaning | 0 | 0.1 | 0 | 275 | 1 | Honeywell | 2023-02-01 | redacted
Low Income - Power to Save | LI - DUCT | 0 | 0.4 | 0.12 | 775.77 | 1 | Honeywell | 2023-02-01 | redacted
Low Income - Power to Save | HVAC Inspection | 0 | 0.17 | 0 | 268.73 | 1 | Honeywell | 2023-02-01 | redacted
Low Income - Power to Save | LED Lights | 0 | 0 | 0 | 47.6 | 1 | Honeywell | 2023-02-01 | redacted
Low Income - Power to Save | Faucet Aerators | 0 | 0 | 0.02 | 110.58 | 1 | Honeywell | 2023-02-01 | redacted
Low Income - Power to Save | Weather Strip/Caulk | 0 | 0.25 | 0.09 | 503.3 | 1 | Honeywell | 2023-02-01 | redacted
Low Income - Power to Save | Outdoor Coil Cleaning | 0 | 0.1 | 0 | 275 | 1 | Honeywell | 2023-02-01 | redacted
Low Income - Power to Save | LI - DUCT | 0 | 0.4 | 0.12 | 775.77 | 1 | Honeywell | 2023-02-01 | redacted
Low Income - Power to Save | HVAC Inspection | 0 | 0.17 | 0 | 268.73 | 1 | Honeywell | 2023-02-01 | redacted
Low Income - Power to Save | LED Lights | 0 | 0 | 0 | 47.6 | 1 | Honeywell | 2023-02-01 | redacted
Low Income - Power to Save | Faucet Aerators | 0 | 0 | 0.02 | 110.58 | 1 | Honeywell | 2023-02-01 | redacted
Low Income - Power to Save | Low Flow Showerhead | 0 | 0.04 | 0.1 | 504.08 | 1 | Honeywell | 2023-02-01 | redacted
Low Income - Power to Save | Weather Strip/Caulk | 0 | 0.25 | 0.09 | 503.3 | 1 | Honeywell | 2023-02-01 | redacted
Low Income - Power to Save | Outdoor Coil Cleaning | 0 | 0.1 | 0 | 275 | 1 | Honeywell | 2023-02-01 | redacted
Low Income - Power to Save | HVAC Inspection | 0 | 0.17 | 0 | 268.73 | 1 | Honeywell | 2023-02-01 | redacted
Low Income - Power to Save | LED Lights | 0 | 0 | 0 | 47.6 | 1 | Honeywell | 2023-02-01 | redacted
Low Income - Power to Save | LED Lights | 0 | 0 | 0 | 47.6 | 1 | Honeywell | 2023-02-01 | redacted
Low Income - Power to Save | Weather Strip/Caulk | 0 | 0.25 | 0.09 | 503.3 | 1 | Honeywell | 2023-02-01 | redacted
Low Income - Power to Save | Outdoor Coil Cleaning | 0 | 0.1 | 0 | 275 | 1 | Honeywell | 2023-02-01 | redacted
Low Income - Power to Save | LI - DUCT | 0 | 0.4 | 0.12 | 775.77 | 1 | Honeywell | 2023-02-01 | redacted
Low Income - Power to Save | HVAC Inspection | 0 | 0.17 | 0 | 268.73 | 1 | Honeywell | 2023-02-01 | redacted
Low Income - Power to Save | LED Lights | 0 | 0 | 0 | 47.6 | 1 | Honeywell | 2023-02-01 | redacted
Low Income - Power to Save | Low Flow Showerhead | 0 | 0.04 | 0.1 | 504.08 | 1 | Honeywell | 2023-02-01 | redacted
Low Income - Power to Save | Weather Strip/Caulk | 0 | 0.25 | 0.09 | 503.3 | 1 | Honeywell | 2023-02-01 | redacted
Low Income - Power to Save | Outdoor Coil Cleaning | 0 | 0.1 | 0 | 275 | 1 | Honeywell | 2023-02-01 | redacted
Low Income - Power to Save | LED Lights | 0 | 0 | 0 | 47.6 | 1 | Honeywell | 2023-02-01 | redacted
Low Income - Power to Save | Faucet Aerators | 0 | 0 | 0.02 | 110.58 | 1 | Honeywell | 2023-02-01 | redacted
Low Income - Power to Save | Low Flow Showerhead | 0 | 0.04 | 0.1 | 504.08 | 1 | Honeywell | 2023-02-01 | redacted
Low Income - Power to Save | Outdoor Coil Cleaning | 0 | 0.1 | 0 | 275 | 1 | Honeywell | 2023-02-01 | redacted
Low Income - Power to Save | HVAC Inspection | 0 | 0.17 | 0 | 268.73 | 1 | Honeywell | 2023-02-01 | redacted
Low Income - Power to Save | LED Lights | 0 | 0 | 0 | 47.6 | 1 | Honeywell | 2023-02-01 | redacted
Low Income - Power to Save | Faucet Aerators | 0 | 0 | 0.02 | 110.58 | 1 | Honeywell | 2023-02-01 | redacted
Low Income - Power to Save | Low Flow Showerhead | 0 | 0.04 | 0.1 | 504.08 | 1 | Honeywell | 2023-02-01 | redacted
Low Income - Power to Save | LED Lights | 0 | 0 | 0 | 47.6 | 1 | Honeywell | 2023-02-01 | redacted
Low Income - Power to Save | Outdoor Coil Cleaning | 0 | 0.1 | 0 | 275 | 1 | Honeywell | 2023-02-01 | redacted
Low Income - Power to Save | HVAC Inspection | 0 | 0.17 | 0 | 268.73 | 1 | Honeywell | 2023-02-01 | redacted
Low Income - Power to Save | LED Lights | 0 | 0 | 0 | 47.6 | 1 | Honeywell | 2023-02-01 | redacted
Low Income - Power to Save | Faucet Aerators | 0 | 0 | 0.02 | 110.58 | 1 | Honeywell | 2023-02-01 | redacted
Low Income - Power to Save | Low Flow Showerhead | 0 | 0.04 | 0.1 | 504.08 | 1 | Honeywell | 2023-02-01 | redacted
Low Income - Power to Save | Pipe Wrap | 0 | 0.01 | 0.03 | 143.65 | 1 | Honeywell | 2023-02-01 | redacted
Low Income - Power to Save | Weather Strip/Caulk | 0 | 0.25 | 0.09 | 503.3 | 1 | Honeywell | 2023-02-01 | redacted
Low Income - Power to Save | Outdoor Coil Cleaning | 0 | 0.1 | 0 | 275 | 1 | Honeywell | 2023-02-01 | redacted
Low Income - Power to Save | LI - DUCT | 0 | 0.4 | 0.12 | 775.77 | 1 | Honeywell | 2023-02-01 | redacted
Low Income - Power to Save | HVAC Inspection | 0 | 0.17 | 0 | 268.73 | 1 | Honeywell | 2023-02-01 | redacted
Low Income - Power to Save | LED Lights | 0 | 0 | 0 | 47.6 | 1 | Honeywell | 2023-02-01 | redacted
Low Income - Power to Save | Outdoor Coil Cleaning | 0 | 0.1 | 0 | 275 | 1 | Honeywell | 2023-02-01 | redacted
Low Income - Power to Save | HVAC Inspection | 0 | 0.17 | 0 | 268.73 | 1 | Honeywell | 2023-02-01 | redacted
Low Income - Power to Save | LED Lights | 0 | 0 | 0 | 47.6 | 1 | Honeywell | 2023-02-01 | redacted
Low Income - Power to Save | Faucet Aerators | 0 | 0 | 0.02 | 110.58 | 1 | Honeywell | 2023-02-01 | redacted
Low Income - Power to Save | Low Flow Showerhead | 0 | 0.04 | 0.1 | 504.08 | 1 | Honeywell | 2023-02-01 | redacted
Low Income - Power to Save | Pipe Wrap | 0 | 0.01 | 0.03 | 143.65 | 1 | Honeywell | 2023-02-01 | redacted
Low Income - Power to Save | Weather Strip/Caulk | 0 | 0.25 | 0.09 | 503.3 | 1 | Honeywell | 2023-02-01 | redacted
Low Income - Power to Save | Outdoor Coil Cleaning | 0 | 0.1 | 0 | 275 | 1 | Honeywell | 2023-02-01 | redacted
Low Income - Power to Save | LI - DUCT | 0 | 0.4 | 0.12 | 775.77 | 1 | Honeywell | 2023-02-01 | redacted
Low Income - Power to Save | HVAC Inspection | 0 | 0.17 | 0 | 268.73 | 1 | Honeywell | 2023-02-01 | redacted
Low Income - Power to Save | LED Lights | 0 | 0 | 0 | 47.6 | 1 | Honeywell | 2023-02-01 | redacted
Low Income - Power to Save | Faucet Aerators | 0 | 0 | 0.02 | 110.58 | 1 | Honeywell | 2023-02-01 | redacted
Low Income - Power to Save | Weather Strip/Caulk | 0 | 0.25 | 0.09 | 503.3 | 1 | Honeywell | 2023-02-01 | redacted
Low Income - Power to Save | Outdoor Coil Cleaning | 0 | 0.1 | 0 | 275 | 1 | Honeywell | 2023-02-01 | redacted
Low Income - Power to Save | LI - DUCT | 0 | 0.4 | 0.12 | 775.77 | 1 | Honeywell | 2023-02-01 | redacted
Low Income - Power to Save | HVAC Inspection | 0 | 0.17 | 0 | 268.73 | 1 | Honeywell | 2023-02-01 | redacted
Low Income - Power to Save | LED Lights | 0 | 0 | 0 | 47.6 | 1 | Honeywell | 2023-02-01 | redacted
Low Income - Power to Save | Weather Strip/Caulk | 0 | 0.25 | 0.09 | 503.3 | 1 | Honeywell | 2023-02-01 | redacted
Low Income - Power to Save | LED Lights | 0 | 0 | 0 | 47.6 | 1 | Honeywell | 2023-02-01 | redacted
Low Income - Power to Save | Faucet Aerators | 0 | 0 | 0.02 | 110.58 | 1 | Honeywell | 2023-02-01 | redacted
Low Income - Power to Save | Weather Strip/Caulk | 0 | 0.25 | 0.09 | 503.3 | 1 | Honeywell | 2023-02-01 | redacted
Low Income - Power to Save | Outdoor Coil Cleaning | 0 | 0.1 | 0 | 275 | 1 | Honeywell | 2023-02-01 | redacted
Low Income - Power to Save | LI - DUCT | 0 | 0.4 | 0.12 | 775.77 | 1 | Honeywell | 2023-02-01 | redacted
Low Income - Power to Save | HVAC Inspection | 0 | 0.17 | 0 | 268.73 | 1 | Honeywell | 2023-02-01 | redacted
Low Income - Power to Save | LED Lights | 0 | 0 | 0 | 47.6 | 1 | Honeywell | 2023-02-01 | redacted
Low Income - Power to Save | Faucet Aerators | 0 | 0 | 0.02 | 110.58 | 1 | Honeywell | 2023-02-01 | redacted
Low Income - Power to Save | Low Flow Showerhead | 0 | 0.04 | 0.1 | 504.08 | 1 | Honeywell | 2023-02-01 | redacted
Low Income - Power to Save | Weather Strip/Caulk | 0 | 0.25 | 0.09 | 503.3 | 1 | Honeywell | 2023-02-01 | redacted
Low Income - Power to Save | Outdoor Coil Cleaning | 0 | 0.1 | 0 | 275 | 1 | Honeywell | 2023-02-01 | redacted
Low Income - Power to Save | LI - DUCT | 0 | 0.4 | 0.12 | 775.77 | 1 | Honeywell | 2023-02-01 | redacted
Low Income - Power to Save | HVAC Inspection | 0 | 0.17 | 0 | 268.73 | 1 | Honeywell | 2023-02-01 | redacted
Low Income - Power to Save | LED Lights | 0 | 0 | 0 | 47.6 | 1 | Honeywell | 2023-02-01 | redacted
Low Income - Power to Save | Pipe Wrap | 0 | 0.01 | 0.03 | 143.65 | 1 | Honeywell | 2023-02-01 | redacted
Low Income - Power to Save | Outdoor Coil Cleaning | 0 | 0.1 | 0 | 275 | 1 | Honeywell | 2023-02-01 | redacted
Low Income - Power to Save | LI - DUCT | 0 | 0.4 | 0.12 | 775.77 | 1 | Honeywell | 2023-02-01 | redacted
Low Income - Power to Save | HVAC Inspection | 0 | 0.17 | 0 | 268.73 | 1 | Honeywell | 2023-02-01 | redacted
Low Income - Power to Save | LED Lights | 0 | 0 | 0 | 47.6 | 1 | Honeywell | 2023-02-01 | redacted
Low Income - Power to Save | Outdoor Coil Cleaning | 0 | 0.1 | 0 | 275 | 1 | Honeywell | 2023-02-01 | redacted
Low Income - Power to Save | HVAC Inspection | 0 | 0.17 | 0 | 268.73 | 1 | Honeywell | 2023-02-01 | redacted
Low Income - Power to Save | LED Lights | 0 | 0 | 0 | 47.6 | 1 | Honeywell | 2023-02-01 | redacted
Low Income - Power to Save | Faucet Aerators | 0 | 0 | 0.02 | 110.58 | 1 | Honeywell | 2023-02-01 | redacted
Low Income - Power to Save | Low Flow Showerhead | 0 | 0.04 | 0.1 | 504.08 | 1 | Honeywell | 2023-02-01 | redacted
Low Income - Power to Save | Weather Strip/Caulk | 0 | 0.25 | 0.09 | 503.3 | 1 | Honeywell | 2023-02-01 | redacted
Low Income - Power to Save | Outdoor Coil Cleaning | 0 | 0.1 | 0 | 275 | 1 | Honeywell | 2023-02-01 | redacted
Low Income - Power to Save | LI - DUCT | 0 | 0.4 | 0.12 | 775.77 | 1 | Honeywell | 2023-02-01 | redacted
Low Income - Power to Save | HVAC Inspection | 0 | 0.17 | 0 | 268.73 | 1 | Honeywell | 2023-02-01 | redacted
Low Income - Power to Save | LED Lights | 0 | 0 | 0 | 47.6 | 1 | Honeywell | 2023-02-01 | redacted
Low Income - Power to Save | Weather Strip/Caulk | 0 | 0.25 | 0.09 | 503.3 | 1 | Honeywell | 2023-02-01 | redacted
Low Income - Power to Save | Outdoor Coil Cleaning | 0 | 0.1 | 0 | 275 | 1 | Honeywell | 2023-02-01 | redacted
Low Income - Power to Save | LED Lights | 0 | 0 | 0 | 47.6 | 1 | Honeywell | 2023-02-01 | redacted
Low Income - Power to Save | Outdoor Coil Cleaning | 0 | 0.1 | 0 | 275 | 1 | Honeywell | 2023-02-01 | redacted
Low Income - Power to Save | LED Lights | 0 | 0 | 0 | 47.6 | 1 | Honeywell | 2023-02-01 | redacted
Low Income - Power to Save | Faucet Aerators | 0 | 0 | 0.02 | 110.58 | 1 | Honeywell | 2023-02-01 | redacted
Low Income - Power to Save | Low Flow Showerhead | 0 | 0.04 | 0.1 | 504.08 | 1 | Honeywell | 2023-02-01 | redacted
Low Income - Power to Save | Pipe Wrap | 0 | 0.01 | 0.03 | 143.65 | 1 | Honeywell | 2023-02-01 | redacted
Low Income - Power to Save | Weather Strip/Caulk | 0 | 0.25 | 0.09 | 503.3 | 1 | Honeywell | 2023-02-01 | redacted
Low Income - Power to Save | Outdoor Coil Cleaning | 0 | 0.1 | 0 | 275 | 1 | Honeywell | 2023-02-01 | redacted
Low Income - Power to Save | LI - DUCT | 0 | 0.4 | 0.12 | 775.77 | 1 | Honeywell | 2023-02-01 | redacted
Low Income - Power to Save | HVAC Inspection | 0 | 0.17 | 0 | 268.73 | 1 | Honeywell | 2023-02-01 | redacted
Low Income - Power to Save | LED Lights | 0 | 0 | 0 | 47.6 | 1 | Honeywell | 2023-02-01 | redacted
Low Income - Power to Save | Faucet Aerators | 0 | 0 | 0.02 | 110.58 | 1 | Honeywell | 2023-02-01 | redacted
Low Income - Power to Save | Low Flow Showerhead | 0 | 0.04 | 0.1 | 504.08 | 1 | Honeywell | 2023-02-01 | redacted
Low Income - Power to Save | Pipe Wrap | 0 | 0.01 | 0.03 | 143.65 | 1 | Honeywell | 2023-02-01 | redacted
Low Income - Power to Save | Weather Strip/Caulk | 0 | 0.25 | 0.09 | 503.3 | 1 | Honeywell | 2023-02-01 | redacted
Low Income - Power to Save | Outdoor Coil Cleaning | 0 | 0.1 | 0 | 275 | 1 | Honeywell | 2023-02-01 | redacted
Low Income - Power to Save | LI - DUCT | 0 | 0.4 | 0.12 | 775.77 | 1 | Honeywell | 2023-02-01 | redacted
Low Income - Power to Save | HVAC Inspection | 0 | 0.17 | 0 | 268.73 | 1 | Honeywell | 2023-02-01 | redacted
Low Income - Power to Save | LED Lights | 0 | 0 | 0 | 47.6 | 1 | Honeywell | 2023-02-01 | redacted
Low Income - Power to Save | Faucet Aerators | 0 | 0 | 0.02 | 110.58 | 1 | Honeywell | 2023-02-01 | redacted
Low Income - Power to Save | Low Flow Showerhead | 0 | 0.04 | 0.1 | 504.08 | 1 | Honeywell | 2023-02-01 | redacted
Low Income - Power to Save | Weather Strip/Caulk | 0 | 0.25 | 0.09 | 503.3 | 1 | Honeywell | 2023-02-01 | redacted
Low Income - Power to Save | LED Lights | 0 | 0 | 0 | 47.6 | 1 | Honeywell | 2023-02-01 | redacted
Low Income - Power to Save | Weather Strip/Caulk | 0 | 0.25 | 0.09 | 503.3 | 1 | Honeywell | 2023-02-01 | redacted
Low Income - Power to Save | Outdoor Coil Cleaning | 0 | 0.1 | 0 | 275 | 1 | Honeywell | 2023-02-01 | redacted
Low Income - Power to Save | LED Lights | 0 | 0 | 0 | 47.6 | 1 | Honeywell | 2023-02-01 | redacted
Low Income - Power to Save | Faucet Aerators | 0 | 0 | 0.02 | 110.58 | 1 | Honeywell | 2023-02-01 | redacted
Low Income - Power to Save | LED Lights | 0 | 0 | 0 | 47.6 | 1 | Honeywell | 2023-02-01 | redacted
Low Income - Power to Save | Outdoor Coil Cleaning | 0 | 0.1 | 0 | 275 | 1 | Honeywell | 2023-02-01 | redacted
Low Income - Power to Save | LED Lights | 0 | 0 | 0 | 47.6 | 1 | Honeywell | 2023-02-01 | redacted
Low Income - Power to Save | Low Flow Showerhead | 0 | 0.04 | 0.1 | 504.08 | 1 | Honeywell | 2023-02-01 | redacted
Low Income - Power to Save | Weather Strip/Caulk | 0 | 0.25 | 0.09 | 503.3 | 1 | Honeywell | 2023-02-01 | redacted
Low Income - Power to Save | Outdoor Coil Cleaning | 0 | 0.1 | 0 | 275 | 1 | Honeywell | 2023-02-01 | redacted
Low Income - Power to Save | LI - DUCT | 0 | 0.4 | 0.12 | 775.77 | 1 | Honeywell | 2023-02-01 | redacted
Low Income - Power to Save | HVAC Inspection | 0 | 0.17 | 0 | 268.73 | 1 | Honeywell | 2023-02-01 | redacted
Low Income - Power to Save | LED Lights | 0 | 0 | 0 | 47.6 | 1 | Honeywell | 2023-02-01 | redacted
Low Income - Power to Save | Low Flow Showerhead | 0 | 0.04 | 0.1 | 504.08 | 1 | Honeywell | 2023-02-01 | redacted
Low Income - Power to Save | Pipe Wrap | 0 | 0.01 | 0.03 | 143.65 | 1 | Honeywell | 2023-02-01 | redacted
Low Income - Power to Save | Weather Strip/Caulk | 0 | 0.25 | 0.09 | 503.3 | 1 | Honeywell | 2023-02-01 | redacted
Low Income - Power to Save | Outdoor Coil Cleaning | 0 | 0.1 | 0 | 275 | 1 | Honeywell | 2023-02-01 | redacted
Low Income - Power to Save | LI - DUCT | 0 | 0.4 | 0.12 | 775.77 | 1 | Honeywell | 2023-02-01 | redacted
Low Income - Power to Save | HVAC Inspection | 0 | 0.17 | 0 | 268.73 | 1 | Honeywell | 2023-02-01 | redacted
Low Income - Power to Save | LED Lights | 0 | 0 | 0 | 47.6 | 1 | Honeywell | 2023-02-01 | redacted
Low Income - Power to Save | Faucet Aerators | 0 | 0 | 0.02 | 110.58 | 1 | Honeywell | 2023-02-01 | redacted
Low Income - Power to Save | Weather Strip/Caulk | 0 | 0.25 | 0.09 | 503.3 | 1 | Honeywell | 2023-02-01 | redacted
Low Income - Power to Save | Outdoor Coil Cleaning | 0 | 0.1 | 0 | 275 | 1 | Honeywell | 2023-02-01 | redacted
Low Income - Power to Save | LED Lights | 0 | 0 | 0 | 47.6 | 1 | Honeywell | 2023-02-01 | redacted
Low Income - Power to Save | Faucet Aerators | 0 | 0 | 0.02 | 110.58 | 1 | Honeywell | 2023-02-01 | redacted
Low Income - Power to Save | Low Flow Showerhead | 0 | 0.04 | 0.1 | 504.08 | 1 | Honeywell | 2023-02-01 | redacted
Low Income - Power to Save | Weather Strip/Caulk | 0 | 0.25 | 0.09 | 503.3 | 1 | Honeywell | 2023-02-01 | redacted
Low Income - Power to Save | Outdoor Coil Cleaning | 0 | 0.1 | 0 | 275 | 1 | Honeywell | 2023-02-01 | redacted
Low Income - Power to Save | LI - DUCT | 0 | 0.4 | 0.12 | 775.77 | 1 | Honeywell | 2023-02-01 | redacted
Low Income - Power to Save | HVAC Inspection | 0 | 0.17 | 0 | 268.73 | 1 | Honeywell | 2023-02-01 | redacted
Low Income - Power to Save | LED Lights | 0 | 0 | 0 | 47.6 | 1 | Honeywell | 2023-02-01 | redacted
Low Income - Power to Save | Faucet Aerators | 0 | 0 | 0.02 | 110.58 | 1 | Honeywell | 2023-02-01 | redacted
Low Income - Power to Save | Weather Strip/Caulk | 0 | 0.25 | 0.09 | 503.3 | 1 | Honeywell | 2023-02-01 | redacted
Low Income - Power to Save | Outdoor Coil Cleaning | 0 | 0.1 | 0 | 275 | 1 | Honeywell | 2023-02-01 | redacted
Low Income - Power to Save | LI - DUCT | 0 | 0.4 | 0.12 | 775.77 | 1 | Honeywell | 2023-02-01 | redacted
Low Income - Power to Save | HVAC Inspection | 0 | 0.17 | 0 | 268.73 | 1 | Honeywell | 2023-02-01 | redacted
Low Income - Power to Save | LED Lights | 0 | 0 | 0 | 47.6 | 1 | Honeywell | 2023-02-01 | redacted
Low Income - Power to Save | Faucet Aerators | 0 | 0 | 0.02 | 110.58 | 1 | Honeywell | 2023-02-01 | redacted
Low Income - Power to Save | Low Flow Showerhead | 0 | 0.04 | 0.1 | 504.08 | 1 | Honeywell | 2023-02-01 | redacted
Low Income - Power to Save | Weather Strip/Caulk | 0 | 0.25 | 0.09 | 503.3 | 1 | Honeywell | 2023-02-01 | redacted
Low Income - Power to Save | Outdoor Coil Cleaning | 0 | 0.1 | 0 | 275 | 1 | Honeywell | 2023-02-01 | redacted
Low Income - Power to Save | LED Lights | 0 | 0 | 0 | 47.6 | 1 | Honeywell | 2023-02-01 | redacted
Low Income - Power to Save | Low Flow Showerhead | 0 | 0.04 | 0.1 | 504.08 | 1 | Honeywell | 2023-02-01 | redacted
Low Income - Power to Save | Weather Strip/Caulk | 0 | 0.25 | 0.09 | 503.3 | 1 | Honeywell | 2023-02-01 | redacted
Low Income - Power to Save | Outdoor Coil Cleaning | 0 | 0.1 | 0 | 275 | 1 | Honeywell | 2023-02-01 | redacted
Low Income - Power to Save | HVAC Inspection | 0 | 0.17 | 0 | 268.73 | 1 | Honeywell | 2023-02-01 | redacted
Low Income - Power to Save | LED Lights | 0 | 0 | 0 | 47.6 | 1 | Honeywell | 2023-02-01 | redacted
Low Income - Power to Save | Outdoor Coil Cleaning | 0 | 0.1 | 0 | 275 | 1 | Honeywell | 2023-02-01 | redacted
Low Income - Power to Save | HVAC Inspection | 0 | 0.17 | 0 | 268.73 | 1 | Honeywell | 2023-02-01 | redacted
Low Income - Power to Save | LED Lights | 0 | 0 | 0 | 47.6 | 1 | Honeywell | 2023-02-01 | redacted
Low Income - Power to Save | Faucet Aerators | 0 | 0 | 0.02 | 110.58 | 1 | Honeywell | 2023-02-01 | redacted
Low Income - Power to Save | Low Flow Showerhead | 0 | 0.04 | 0.1 | 504.08 | 1 | Honeywell | 2023-02-01 | redacted
Low Income - Power to Save | LED Lights | 0 | 0 | 0 | 47.6 | 1 | Honeywell | 2023-02-01 | redacted
Low Income - Power to Save | Low Flow Showerhead | 0 | 0.04 | 0.1 | 504.08 | 1 | Honeywell | 2023-02-01 | redacted
Low Income - Power to Save | Weather Strip/Caulk | 0 | 0.25 | 0.09 | 503.3 | 1 | Honeywell | 2023-02-01 | redacted
Low Income - Power to Save | Outdoor Coil Cleaning | 0 | 0.1 | 0 | 275 | 1 | Honeywell | 2023-02-01 | redacted
Low Income - Power to Save | LI - DUCT | 0 | 0.4 | 0.12 | 775.77 | 1 | Honeywell | 2023-02-01 | redacted
Low Income - Power to Save | HVAC Inspection | 0 | 0.17 | 0 | 268.73 | 1 | Honeywell | 2023-02-01 | redacted
Low Income - Power to Save | LED Lights | 0 | 0 | 0 | 47.6 | 1 | Honeywell | 2023-02-01 | redacted
Low Income - Power to Save | Faucet Aerators | 0 | 0 | 0.02 | 110.58 | 1 | Honeywell | 2023-02-01 | redacted
Low Income - Power to Save | Low Flow Showerhead | 0 | 0.04 | 0.1 | 504.08 | 1 | Honeywell | 2023-02-01 | redacted
Low Income - Power to Save | Outdoor Coil Cleaning | 0 | 0.1 | 0 | 275 | 1 | Honeywell | 2023-02-01 | redacted
Low Income - Power to Save | LED Lights | 0 | 0 | 0 | 47.6 | 1 | Honeywell | 2023-02-01 | redacted
Low Income - Power to Save | Outdoor Coil Cleaning | 0 | 0.1 | 0 | 275 | 1 | Honeywell | 2023-02-01 | redacted
Low Income - Power to Save | LED Lights | 0 | 0 | 0 | 47.6 | 1 | Honeywell | 2023-02-01 | redacted
Low Income - Power to Save | Pipe Wrap | 0 | 0.01 | 0.03 | 143.65 | 1 | Honeywell | 2023-02-01 | redacted
Low Income - Power to Save | Outdoor Coil Cleaning | 0 | 0.1 | 0 | 275 | 1 | Honeywell | 2023-02-01 | redacted
Low Income - Power to Save | HVAC Inspection | 0 | 0.17 | 0 | 268.73 | 1 | Honeywell | 2023-02-01 | redacted
Low Income - Power to Save | LED Lights | 0 | 0 | 0 | 47.6 | 1 | Honeywell | 2023-02-01 | redacted
Low Income - Power to Save | LED Lights | 0 | 0 | 0 | 47.6 | 1 | Honeywell | 2023-02-01 | redacted
Low Income - Power to Save | Faucet Aerators | 0 | 0 | 0.02 | 110.58 | 1 | Honeywell | 2023-02-01 | redacted
Low Income - Power to Save | Low Flow Showerhead | 0 | 0.04 | 0.1 | 504.08 | 1 | Honeywell | 2023-02-01 | redacted
Low Income - Power to Save | Outdoor Coil Cleaning | 0 | 0.1 | 0 | 275 | 1 | Honeywell | 2023-02-01 | redacted
Low Income - Power to Save | HVAC Inspection | 0 | 0.17 | 0 | 268.73 | 1 | Honeywell | 2023-02-01 | redacted
Low Income - Power to Save | LED Lights | 0 | 0 | 0 | 47.6 | 1 | Honeywell | 2023-02-01 | redacted
Low Income - Power to Save | Weather Strip/Caulk | 0 | 0.25 | 0.09 | 503.3 | 1 | Honeywell | 2023-02-01 | redacted
Low Income - Power to Save | Outdoor Coil Cleaning | 0 | 0.1 | 0 | 275 | 1 | Honeywell | 2023-02-01 | redacted
Low Income - Power to Save | HVAC Inspection | 0 | 0.17 | 0 | 268.73 | 1 | Honeywell | 2023-02-01 | redacted
Low Income - Power to Save | LED Lights | 0 | 0 | 0 | 47.6 | 1 | Honeywell | 2023-02-01 | redacted
Low Income - Power to Save | Outdoor Coil Cleaning | 0 | 0.1 | 0 | 275 | 1 | Honeywell | 2023-02-01 | redacted
Low Income - Power to Save | HVAC Inspection | 0 | 0.17 | 0 | 268.73 | 1 | Honeywell | 2023-02-01 | redacted
Low Income - Power to Save | LED Lights | 0 | 0 | 0 | 47.6 | 1 | Honeywell | 2023-02-01 | redacted
Low Income - Power to Save | Outdoor Coil Cleaning | 0 | 0.1 | 0 | 275 | 1 | Honeywell | 2023-02-01 | redacted
Low Income - Power to Save | HVAC Inspection | 0 | 0.17 | 0 | 268.73 | 1 | Honeywell | 2023-02-01 | redacted
Low Income - Power to Save | LED Lights | 0 | 0 | 0 | 47.6 | 1 | Honeywell | 2023-02-01 | redacted
Low Income - Power to Save | Faucet Aerators | 0 | 0 | 0.02 | 110.58 | 1 | Honeywell | 2023-02-01 | redacted
Low Income - Power to Save | Low Flow Showerhead | 0 | 0.04 | 0.1 | 504.08 | 1 | Honeywell | 2023-02-01 | redacted
Low Income - Power to Save | LED Lights | 0 | 0 | 0 | 47.6 | 1 | Honeywell | 2023-02-01 | redacted
Low Income - Power to Save | Outdoor Coil Cleaning | 0 | 0.1 | 0 | 275 | 1 | Honeywell | 2023-02-01 | redacted
Low Income - Power to Save | HVAC Inspection | 0 | 0.17 | 0 | 268.73 | 1 | Honeywell | 2023-02-01 | redacted
Low Income - Power to Save | LED Lights | 0 | 0 | 0 | 47.6 | 1 | Honeywell | 2023-02-01 | redacted
Low Income - Power to Save | Faucet Aerators | 0 | 0 | 0.02 | 110.58 | 1 | Honeywell | 2023-02-01 | redacted
Low Income - Power to Save | Low Flow Showerhead | 0 | 0.04 | 0.1 | 504.08 | 1 | Honeywell | 2023-02-01 | redacted
Low Income - Power to Save | Weather Strip/Caulk | 0 | 0.25 | 0.09 | 503.3 | 1 | Honeywell | 2023-02-01 | redacted
Low Income - Power to Save | LED Lights | 0 | 0 | 0 | 47.6 | 1 | Honeywell | 2023-02-01 | redacted
Low Income - Power to Save | Faucet Aerators | 0 | 0 | 0.02 | 110.58 | 1 | Honeywell | 2023-02-01 | redacted
Low Income - Power to Save | Outdoor Coil Cleaning | 0 | 0.1 | 0 | 275 | 1 | Honeywell | 2023-02-01 | redacted
Low Income - Power to Save | LED Lights | 0 | 0 | 0 | 47.6 | 1 | Honeywell | 2023-02-01 | redacted
Low Income - Power to Save | Faucet Aerators | 0 | 0 | 0.02 | 110.58 | 1 | Honeywell | 2023-02-01 | redacted
Low Income - Power to Save | Low Flow Showerhead | 0 | 0.04 | 0.1 | 504.08 | 1 | Honeywell | 2023-02-01 | redacted
Low Income - Power to Save | Weather Strip/Caulk | 0 | 0.25 | 0.09 | 503.3 | 1 | Honeywell | 2023-02-01 | redacted
Low Income - Power to Save | Outdoor Coil Cleaning | 0 | 0.1 | 0 | 275 | 1 | Honeywell | 2023-02-01 | redacted
Low Income - Power to Save | LED Lights | 0 | 0 | 0 | 47.6 | 1 | Honeywell | 2023-02-01 | redacted
Low Income - Power to Save | Faucet Aerators | 0 | 0 | 0.02 | 110.58 | 1 | Honeywell | 2023-02-01 | redacted
Low Income - Power to Save | Low Flow Showerhead | 0 | 0.04 | 0.1 | 504.08 | 1 | Honeywell | 2023-02-01 | redacted
Low Income - Power to Save | Outdoor Coil Cleaning | 0 | 0.1 | 0 | 275 | 1 | Honeywell | 2023-02-01 | redacted
Low Income - Power to Save | HVAC Inspection | 0 | 0.17 | 0 | 268.73 | 1 | Honeywell | 2023-02-01 | redacted
Low Income - Power to Save | LED Lights | 0 | 0 | 0 | 47.6 | 1 | Honeywell | 2023-02-01 | redacted
Low Income - Power to Save | Faucet Aerators | 0 | 0 | 0.02 | 110.58 | 1 | Honeywell | 2023-02-01 | redacted
Low Income - Power to Save | Low Flow Showerhead | 0 | 0.04 | 0.1 | 504.08 | 1 | Honeywell | 2023-02-01 | redacted
Low Income - Power to Save | Outdoor Coil Cleaning | 0 | 0.1 | 0 | 275 | 1 | Honeywell | 2023-02-01 | redacted
Low Income - Power to Save | LED Lights | 0 | 0 | 0 | 47.6 | 1 | Honeywell | 2023-02-01 | redacted
Low Income - Power to Save | Weather Strip/Caulk | 0 | 0.25 | 0.09 | 503.3 | 1 | Honeywell | 2023-02-01 | redacted
Low Income - Power to Save | Outdoor Coil Cleaning | 0 | 0.1 | 0 | 275 | 1 | Honeywell | 2023-02-01 | redacted
Low Income - Power to Save | HVAC Inspection | 0 | 0.17 | 0 | 268.73 | 1 | Honeywell | 2023-02-01 | redacted
Low Income - Power to Save | LED Lights | 0 | 0 | 0 | 47.6 | 1 | Honeywell | 2023-02-01 | redacted
Low Income - Power to Save | Faucet Aerators | 0 | 0 | 0.02 | 110.58 | 1 | Honeywell | 2023-02-01 | redacted
Low Income - Power to Save | Low Flow Showerhead | 0 | 0.04 | 0.1 | 504.08 | 1 | Honeywell | 2023-02-01 | redacted
Low Income - Power to Save | LED Lights | 0 | 0 | 0 | 47.6 | 1 | Honeywell | 2023-02-01 | redacted
Low Income - Power to Save | Faucet Aerators | 0 | 0 | 0.02 | 110.58 | 1 | Honeywell | 2023-02-01 | redacted
Low Income - Power to Save | Low Flow Showerhead | 0 | 0.04 | 0.1 | 504.08 | 1 | Honeywell | 2023-02-01 | redacted
Low Income - Power to Save | Pipe Wrap | 0 | 0.01 | 0.03 | 143.65 | 1 | Honeywell | 2023-02-01 | redacted
Low Income - Power to Save | Weather Strip/Caulk | 0 | 0.25 | 0.09 | 503.3 | 1 | Honeywell | 2023-02-01 | redacted
Low Income - Power to Save | Outdoor Coil Cleaning | 0 | 0.1 | 0 | 275 | 1 | Honeywell | 2023-02-01 | redacted
Low Income - Power to Save | LI - DUCT | 0 | 0.4 | 0.12 | 775.77 | 1 | Honeywell | 2023-02-01 | redacted
Low Income - Power to Save | HVAC Inspection | 0 | 0.17 | 0 | 268.73 | 1 | Honeywell | 2023-02-01 | redacted
Low Income - Power to Save | LED Lights | 0 | 0 | 0 | 47.6 | 1 | Honeywell | 2023-02-01 | redacted
Low Income - Power to Save | Faucet Aerators | 0 | 0 | 0.02 | 110.58 | 1 | Honeywell | 2023-02-01 | redacted
Low Income - Power to Save | LED Lights | 0 | 0 | 0 | 47.6 | 1 | Honeywell | 2023-02-01 | redacted
Low Income - Power to Save | Outdoor Coil Cleaning | 0 | 0.1 | 0 | 275 | 1 | Honeywell | 2023-02-01 | redacted
Low Income - Power to Save | HVAC Inspection | 0 | 0.17 | 0 | 268.73 | 1 | Honeywell | 2023-02-01 | redacted
Low Income - Power to Save | LED Lights | 0 | 0 | 0 | 47.6 | 1 | Honeywell | 2023-02-01 | redacted
Low Income - Power to Save | Faucet Aerators | 0 | 0 | 0.02 | 110.58 | 1 | Honeywell | 2023-02-01 | redacted
Low Income - Power to Save | Low Flow Showerhead | 0 | 0.04 | 0.1 | 504.08 | 1 | Honeywell | 2023-02-01 | redacted
Low Income - Power to Save | Outdoor Coil Cleaning | 0 | 0.1 | 0 | 275 | 1 | Honeywell | 2023-02-01 | redacted
Low Income - Power to Save | LI - DUCT | 0 | 0.4 | 0.12 | 775.77 | 1 | Honeywell | 2023-02-01 | redacted
Low Income - Power to Save | HVAC Inspection | 0 | 0.17 | 0 | 268.73 | 1 | Honeywell | 2023-02-01 | redacted
Low Income - Power to Save | LED Lights | 0 | 0 | 0 | 47.6 | 1 | Honeywell | 2023-02-01 | redacted
Low Income - Power to Save | Faucet Aerators | 0 | 0 | 0.02 | 110.58 | 1 | Honeywell | 2023-02-01 | redacted
Low Income - Power to Save | Low Flow Showerhead | 0 | 0.04 | 0.1 | 504.08 | 1 | Honeywell | 2023-02-01 | redacted
Low Income - Power to Save | Outdoor Coil Cleaning | 0 | 0.1 | 0 | 275 | 1 | Honeywell | 2023-02-01 | redacted
Low Income - Power to Save | LED Lights | 0 | 0 | 0 | 47.6 | 1 | Honeywell | 2023-02-01 | redacted
Low Income - Power to Save | LED Lights | 0 | 0 | 0 | 47.6 | 1 | Honeywell | 2023-02-01 | redacted
Low Income - Power to Save | Outdoor Coil Cleaning | 0 | 0.1 | 0 | 275 | 1 | Honeywell | 2023-02-01 | redacted
Low Income - Power to Save | HVAC Inspection | 0 | 0.17 | 0 | 268.73 | 1 | Honeywell | 2023-02-01 | redacted
Low Income - Power to Save | LED Lights | 0 | 0 | 0 | 47.6 | 1 | Honeywell | 2023-02-01 | redacted
Low Income - Power to Save | Low Flow Showerhead | 0 | 0.04 | 0.1 | 504.08 | 1 | Honeywell | 2023-02-01 | redacted
Low Income - Power to Save | Weather Strip/Caulk | 0 | 0.25 | 0.09 | 503.3 | 1 | Honeywell | 2023-02-01 | redacted
Low Income - Power to Save | Outdoor Coil Cleaning | 0 | 0.1 | 0 | 275 | 1 | Honeywell | 2023-02-01 | redacted
Low Income - Power to Save | LI - DUCT | 0 | 0.4 | 0.12 | 775.77 | 1 | Honeywell | 2023-02-01 | redacted
Low Income - Power to Save | HVAC Inspection | 0 | 0.17 | 0 | 268.73 | 1 | Honeywell | 2023-02-01 | redacted
Low Income - Power to Save | LED Lights | 0 | 0 | 0 | 47.6 | 1 | Honeywell | 2023-02-01 | redacted
Low Income - Power to Save | Faucet Aerators | 0 | 0 | 0.02 | 110.58 | 1 | Honeywell | 2023-02-01 | redacted
Low Income - Power to Save | Low Flow Showerhead | 0 | 0.04 | 0.1 | 504.08 | 1 | Honeywell | 2023-02-01 | redacted
Low Income - Power to Save | Pipe Wrap | 0 | 0.01 | 0.03 | 143.65 | 1 | Honeywell | 2023-02-01 | redacted
Low Income - Power to Save | Weather Strip/Caulk | 0 | 0.25 | 0.09 | 503.3 | 1 | Honeywell | 2023-02-01 | redacted
Low Income - Power to Save | Outdoor Coil Cleaning | 0 | 0.1 | 0 | 275 | 1 | Honeywell | 2023-02-01 | redacted
Low Income - Power to Save | LI - DUCT | 0 | 0.4 | 0.12 | 775.77 | 1 | Honeywell | 2023-02-01 | redacted
Low Income - Power to Save | HVAC Inspection | 0 | 0.17 | 0 | 268.73 | 1 | Honeywell | 2023-02-01 | redacted
Low Income - Power to Save | LED Lights | 0 | 0 | 0 | 47.6 | 1 | Honeywell | 2023-02-01 | redacted
Low Income - Power to Save | Faucet Aerators | 0 | 0 | 0.02 | 110.58 | 1 | Honeywell | 2023-02-01 | redacted
Low Income - Power to Save | Low Flow Showerhead | 0 | 0.04 | 0.1 | 504.08 | 1 | Honeywell | 2023-02-01 | redacted
Low Income - Power to Save | Outdoor Coil Cleaning | 0 | 0.1 | 0 | 275 | 1 | Honeywell | 2023-02-01 | redacted
Low Income - Power to Save | HVAC Inspection | 0 | 0.17 | 0 | 268.73 | 1 | Honeywell | 2023-02-01 | redacted
Low Income - Power to Save | LED Lights | 0 | 0 | 0 | 47.6 | 1 | Honeywell | 2023-02-01 | redacted
Low Income - Power to Save | Faucet Aerators | 0 | 0 | 0.02 | 110.58 | 1 | Honeywell | 2023-02-01 | redacted
Low Income - Power to Save | Low Flow Showerhead | 0 | 0.04 | 0.1 | 504.08 | 1 | Honeywell | 2023-02-01 | redacted
Low Income - Power to Save | Pipe Wrap | 0 | 0.01 | 0.03 | 143.65 | 1 | Honeywell | 2023-02-01 | redacted
Low Income - Power to Save | Weather Strip/Caulk | 0 | 0.25 | 0.09 | 503.3 | 1 | Honeywell | 2023-02-01 | redacted
Low Income - Power to Save | Outdoor Coil Cleaning | 0 | 0.1 | 0 | 275 | 1 | Honeywell | 2023-02-01 | redacted
Low Income - Power to Save | LI - DUCT | 0 | 0.4 | 0.12 | 775.77 | 1 | Honeywell | 2023-02-01 | redacted
Low Income - Power to Save | HVAC Inspection | 0 | 0.17 | 0 | 268.73 | 1 | Honeywell | 2023-02-01 | redacted
Low Income - Power to Save | LED Lights | 0 | 0 | 0 | 47.6 | 1 | Honeywell | 2023-02-01 | redacted
Low Income - Power to Save | Outdoor Coil Cleaning | 0 | 0.1 | 0 | 275 | 1 | Honeywell | 2023-02-01 | redacted
Low Income - Power to Save | HVAC Inspection | 0 | 0.17 | 0 | 268.73 | 1 | Honeywell | 2023-02-01 | redacted
Low Income - Power to Save | LED Lights | 0 | 0 | 0 | 47.6 | 1 | Honeywell | 2023-02-01 | redacted
Low Income - Power to Save | Faucet Aerators | 0 | 0 | 0.02 | 110.58 | 1 | Honeywell | 2023-02-01 | redacted
Low Income - Power to Save | Low Flow Showerhead | 0 | 0.04 | 0.1 | 504.08 | 1 | Honeywell | 2023-02-01 | redacted
Low Income - Power to Save | Weather Strip/Caulk | 0 | 0.25 | 0.09 | 503.3 | 1 | Honeywell | 2023-02-01 | redacted
Low Income - Power to Save | Outdoor Coil Cleaning | 0 | 0.1 | 0 | 275 | 1 | Honeywell | 2023-02-01 | redacted
Low Income - Power to Save | LI - DUCT | 0 | 0.4 | 0.12 | 775.77 | 1 | Honeywell | 2023-02-01 | redacted
Low Income - Power to Save | HVAC Inspection | 0 | 0.17 | 0 | 268.73 | 1 | Honeywell | 2023-02-01 | redacted
Low Income - Power to Save | LED Lights | 0 | 0 | 0 | 47.6 | 1 | Honeywell | 2023-02-01 | redacted
Low Income - Power to Save | Faucet Aerators | 0 | 0 | 0.02 | 110.58 | 1 | Honeywell | 2023-02-01 | redacted
Low Income - Power to Save | Low Flow Showerhead | 0 | 0.04 | 0.1 | 504.08 | 1 | Honeywell | 2023-02-01 | redacted
Low Income - Power to Save | Weather Strip/Caulk | 0 | 0.25 | 0.09 | 503.3 | 1 | Honeywell | 2023-02-01 | redacted
Low Income - Power to Save | Outdoor Coil Cleaning | 0 | 0.1 | 0 | 275 | 1 | Honeywell | 2023-02-01 | redacted
Low Income - Power to Save | HVAC Inspection | 0 | 0.17 | 0 | 268.73 | 1 | Honeywell | 2023-02-01 | redacted
Low Income - Power to Save | LED Lights | 0 | 0 | 0 | 47.6 | 1 | Honeywell | 2023-02-01 | redacted
Low Income - Power to Save | Faucet Aerators | 0 | 0 | 0.02 | 110.58 | 1 | Honeywell | 2023-02-01 | redacted
Low Income - Power to Save | Low Flow Showerhead | 0 | 0.04 | 0.1 | 504.08 | 1 | Honeywell | 2023-02-01 | redacted
Low Income - Power to Save | Weather Strip/Caulk | 0 | 0.25 | 0.09 | 503.3 | 1 | Honeywell | 2023-02-01 | redacted
Low Income - Power to Save | Outdoor Coil Cleaning | 0 | 0.1 | 0 | 275 | 1 | Honeywell | 2023-02-01 | redacted
Low Income - Power to Save | LI - DUCT | 0 | 0.4 | 0.12 | 775.77 | 1 | Honeywell | 2023-02-01 | redacted
Low Income - Power to Save | HVAC Inspection | 0 | 0.17 | 0 | 268.73 | 1 | Honeywell | 2023-02-01 | redacted
Low Income - Power to Save | LED Lights | 0 | 0 | 0 | 47.6 | 1 | Honeywell | 2023-02-01 | redacted
Low Income - Power to Save | Faucet Aerators | 0 | 0 | 0.02 | 110.58 | 1 | Honeywell | 2023-02-01 | redacted
Low Income - Power to Save | Low Flow Showerhead | 0 | 0.04 | 0.1 | 504.08 | 1 | Honeywell | 2023-02-01 | redacted
Low Income - Power to Save | LED Lights | 0 | 0 | 0 | 47.6 | 1 | Honeywell | 2023-02-01 | redacted
Low Income - Power to Save | Weather Strip/Caulk | 0 | 0.25 | 0.09 | 503.3 | 1 | Honeywell | 2023-02-01 | redacted
Low Income - Power to Save | Outdoor Coil Cleaning | 0 | 0.1 | 0 | 275 | 1 | Honeywell | 2023-02-01 | redacted
Low Income - Power to Save | LED Lights | 0 | 0 | 0 | 47.6 | 1 | Honeywell | 2023-02-01 | redacted
Low Income - Power to Save | Faucet Aerators | 0 | 0 | 0.02 | 110.58 | 1 | Honeywell | 2023-02-01 | redacted
Low Income - Power to Save | Low Flow Showerhead | 0 | 0.04 | 0.1 | 504.08 | 1 | Honeywell | 2023-02-01 | redacted
Low Income - Power to Save | Pipe Wrap | 0 | 0.01 | 0.03 | 143.65 | 1 | Honeywell | 2023-02-01 | redacted
Low Income - Power to Save | Weather Strip/Caulk | 0 | 0.25 | 0.09 | 503.3 | 1 | Honeywell | 2023-02-01 | redacted
Low Income - Power to Save | Outdoor Coil Cleaning | 0 | 0.1 | 0 | 275 | 1 | Honeywell | 2023-02-01 | redacted
Low Income - Power to Save | LI - DUCT | 0 | 0.4 | 0.12 | 775.77 | 1 | Honeywell | 2023-02-01 | redacted
Low Income - Power to Save | HVAC Inspection | 0 | 0.17 | 0 | 268.73 | 1 | Honeywell | 2023-02-01 | redacted
Low Income - Power to Save | LED Lights | 0 | 0 | 0 | 47.6 | 1 | Honeywell | 2023-02-01 | redacted
Low Income - Power to Save | Outdoor Coil Cleaning | 0 | 0.1 | 0 | 275 | 1 | Honeywell | 2023-02-01 | redacted
Low Income - Power to Save | HVAC Inspection | 0 | 0.17 | 0 | 268.73 | 1 | Honeywell | 2023-02-01 | redacted
Low Income - Power to Save | LED Lights | 0 | 0 | 0 | 47.6 | 1 | Honeywell | 2023-02-01 | redacted
Low Income - Power to Save | Faucet Aerators | 0 | 0 | 0.02 | 110.58 | 1 | Honeywell | 2023-02-01 | redacted
Low Income - Power to Save | Low Flow Showerhead | 0 | 0.04 | 0.1 | 504.08 | 1 | Honeywell | 2023-02-01 | redacted
Low Income - Power to Save | Weather Strip/Caulk | 0 | 0.25 | 0.09 | 503.3 | 1 | Honeywell | 2023-02-01 | redacted
Low Income - Power to Save | Outdoor Coil Cleaning | 0 | 0.1 | 0 | 275 | 1 | Honeywell | 2023-02-01 | redacted
Low Income - Power to Save | LED Lights | 0 | 0 | 0 | 47.6 | 1 | Honeywell | 2023-02-01 | redacted
Low Income - Power to Save | Faucet Aerators | 0 | 0 | 0.02 | 110.58 | 1 | Honeywell | 2023-02-01 | redacted
Low Income - Power to Save | LED Lights | 0 | 0 | 0 | 47.6 | 1 | Honeywell | 2023-02-01 | redacted
Low Income - Power to Save | Weather Strip/Caulk | 0 | 0.25 | 0.09 | 503.3 | 1 | Honeywell | 2023-02-01 | redacted
Low Income - Power to Save | Outdoor Coil Cleaning | 0 | 0.1 | 0 | 275 | 1 | Honeywell | 2023-02-01 | redacted
Low Income - Power to Save | HVAC Inspection | 0 | 0.17 | 0 | 268.73 | 1 | Honeywell | 2023-02-01 | redacted
Low Income - Power to Save | LED Lights | 0 | 0 | 0 | 47.6 | 1 | Honeywell | 2023-02-01 | redacted
Low Income - Power to Save | Faucet Aerators | 0 | 0 | 0.02 | 110.58 | 1 | Honeywell | 2023-02-01 | redacted
Low Income - Power to Save | Low Flow Showerhead | 0 | 0.04 | 0.1 | 504.08 | 1 | Honeywell | 2023-02-01 | redacted
Low Income - Power to Save | Outdoor Coil Cleaning | 0 | 0.1 | 0 | 275 | 1 | Honeywell | 2023-02-01 | redacted
Low Income - Power to Save | HVAC Inspection | 0 | 0.17 | 0 | 268.73 | 1 | Honeywell | 2023-02-01 | redacted
Low Income - Power to Save | LED Lights | 0 | 0 | 0 | 47.6 | 1 | Honeywell | 2023-02-01 | redacted
Low Income - Power to Save | Pipe Wrap | 0 | 0.01 | 0.03 | 143.65 | 1 | Honeywell | 2023-02-01 | redacted
Low Income - Power to Save | Weather Strip/Caulk | 0 | 0.25 | 0.09 | 503.3 | 1 | Honeywell | 2023-02-01 | redacted
Low Income - Power to Save | Outdoor Coil Cleaning | 0 | 0.1 | 0 | 275 | 1 | Honeywell | 2023-02-01 | redacted
Low Income - Power to Save | LI - DUCT | 0 | 0.4 | 0.12 | 775.77 | 1 | Honeywell | 2023-02-01 | redacted
Low Income - Power to Save | HVAC Inspection | 0 | 0.17 | 0 | 268.73 | 1 | Honeywell | 2023-02-01 | redacted
Low Income - Power to Save | LED Lights | 0 | 0 | 0 | 47.6 | 1 | Honeywell | 2023-02-01 | redacted
Low Income - Power to Save | Faucet Aerators | 0 | 0 | 0.02 | 110.58 | 1 | Honeywell | 2023-02-01 | redacted
Low Income - Power to Save | Low Flow Showerhead | 0 | 0.04 | 0.1 | 504.08 | 1 | Honeywell | 2023-02-01 | redacted
Low Income - Power to Save | Outdoor Coil Cleaning | 0 | 0.1 | 0 | 275 | 1 | Honeywell | 2023-02-01 | redacted
Low Income - Power to Save | LI - DUCT | 0 | 0.4 | 0.12 | 775.77 | 1 | Honeywell | 2023-02-01 | redacted
Low Income - Power to Save | HVAC Inspection | 0 | 0.17 | 0 | 268.73 | 1 | Honeywell | 2023-02-01 | redacted
Low Income - Power to Save | LED Lights | 0 | 0 | 0 | 47.6 | 1 | Honeywell | 2023-02-01 | redacted
Low Income - Power to Save | Pipe Wrap | 0 | 0.01 | 0.03 | 143.65 | 1 | Honeywell | 2023-02-01 | redacted
Low Income - Power to Save | Weather Strip/Caulk | 0 | 0.25 | 0.09 | 503.3 | 1 | Honeywell | 2023-02-01 | redacted
Low Income - Power to Save | Outdoor Coil Cleaning | 0 | 0.1 | 0 | 275 | 1 | Honeywell | 2023-02-01 | redacted
Low Income - Power to Save | LI - DUCT | 0 | 0.4 | 0.12 | 775.77 | 1 | Honeywell | 2023-02-01 | redacted
Low Income - Power to Save | HVAC Inspection | 0 | 0.17 | 0 | 268.73 | 1 | Honeywell | 2023-02-01 | redacted
Low Income - Power to Save | LED Lights | 0 | 0 | 0 | 47.6 | 1 | Honeywell | 2023-02-01 | redacted
Low Income - Power to Save | Faucet Aerators | 0 | 0 | 0.02 | 110.58 | 1 | Honeywell | 2023-02-01 | redacted
Low Income - Power to Save | Low Flow Showerhead | 0 | 0.04 | 0.1 | 504.08 | 1 | Honeywell | 2023-02-01 | redacted
Low Income - Power to Save | Pipe Wrap | 0 | 0.01 | 0.03 | 143.65 | 1 | Honeywell | 2023-02-01 | redacted
Low Income - Power to Save | Weather Strip/Caulk | 0 | 0.25 | 0.09 | 503.3 | 1 | Honeywell | 2023-02-01 | redacted
Low Income - Power to Save | Outdoor Coil Cleaning | 0 | 0.1 | 0 | 275 | 1 | Honeywell | 2023-02-01 | redacted
Low Income - Power to Save | LI - DUCT | 0 | 0.4 | 0.12 | 775.77 | 1 | Honeywell | 2023-02-01 | redacted
Low Income - Power to Save | HVAC Inspection | 0 | 0.17 | 0 | 268.73 | 1 | Honeywell | 2023-02-01 | redacted
Low Income - Power to Save | LED Lights | 0 | 0 | 0 | 47.6 | 1 | Honeywell | 2023-02-01 | redacted
Low Income - Power to Save | Outdoor Coil Cleaning | 0 | 0.1 | 0 | 275 | 1 | Honeywell | 2023-02-01 | redacted
Low Income - Power to Save | HVAC Inspection | 0 | 0.17 | 0 | 268.73 | 1 | Honeywell | 2023-02-01 | redacted
Low Income - Power to Save | LED Lights | 0 | 0 | 0 | 47.6 | 1 | Honeywell | 2023-02-01 | redacted
Low Income - Power to Save | Faucet Aerators | 0 | 0 | 0.02 | 110.58 | 1 | Honeywell | 2023-02-01 | redacted
Low Income - Power to Save | Low Flow Showerhead | 0 | 0.04 | 0.1 | 504.08 | 1 | Honeywell | 2023-02-01 | redacted
Low Income - Power to Save | Outdoor Coil Cleaning | 0 | 0.1 | 0 | 275 | 1 | Honeywell | 2023-02-01 | redacted
Low Income - Power to Save | HVAC Inspection | 0 | 0.17 | 0 | 268.73 | 1 | Honeywell | 2023-02-01 | redacted
Low Income - Power to Save | LED Lights | 0 | 0 | 0 | 47.6 | 1 | Honeywell | 2023-02-01 | redacted
Low Income - Power to Save | Faucet Aerators | 0 | 0 | 0.02 | 110.58 | 1 | Honeywell | 2023-02-01 | redacted
Low Income - Power to Save | Low Flow Showerhead | 0 | 0.04 | 0.1 | 504.08 | 1 | Honeywell | 2023-02-01 | redacted
Low Income - Power to Save | LED Lights | 0 | 0 | 0 | 47.6 | 1 | Honeywell | 2023-02-01 | redacted
Low Income - Power to Save | Faucet Aerators | 0 | 0 | 0.02 | 110.58 | 1 | Honeywell | 2023-02-01 | redacted
Low Income - Power to Save | Weather Strip/Caulk | 0 | 0.25 | 0.09 | 503.3 | 1 | Honeywell | 2023-02-01 | redacted
Low Income - Power to Save | Outdoor Coil Cleaning | 0 | 0.1 | 0 | 275 | 1 | Honeywell | 2023-02-01 | redacted
Low Income - Power to Save | LI - DUCT | 0 | 0.4 | 0.12 | 775.77 | 1 | Honeywell | 2023-02-01 | redacted
Low Income - Power to Save | HVAC Inspection | 0 | 0.17 | 0 | 268.73 | 1 | Honeywell | 2023-02-01 | redacted
Low Income - Power to Save | LED Lights | 0 | 0 | 0 | 47.6 | 1 | Honeywell | 2023-02-01 | redacted
Low Income - Power to Save | Outdoor Coil Cleaning | 0 | 0.1 | 0 | 275 | 1 | Honeywell | 2023-02-01 | redacted
Low Income - Power to Save | LED Lights | 0 | 0 | 0 | 47.6 | 1 | Honeywell | 2023-02-01 | redacted
Low Income - Power to Save | Faucet Aerators | 0 | 0 | 0.02 | 110.58 | 1 | Honeywell | 2023-02-01 | redacted
Low Income - Power to Save | LED Lights | 0 | 0 | 0 | 47.6 | 1 | Honeywell | 2023-02-01 | redacted
Low Income - Power to Save | Weather Strip/Caulk | 0 | 0.25 | 0.09 | 503.3 | 1 | Honeywell | 2023-02-01 | redacted
Low Income - Power to Save | Outdoor Coil Cleaning | 0 | 0.1 | 0 | 275 | 1 | Honeywell | 2023-02-01 | redacted
Low Income - Power to Save | LI - DUCT | 0 | 0.4 | 0.12 | 775.77 | 1 | Honeywell | 2023-02-01 | redacted
Low Income - Power to Save | HVAC Inspection | 0 | 0.17 | 0 | 268.73 | 1 | Honeywell | 2023-02-01 | redacted
Low Income - Power to Save | LED Lights | 0 | 0 | 0 | 47.6 | 1 | Honeywell | 2023-02-01 | redacted
Low Income - Power to Save | LED Lights | 0 | 0 | 0 | 47.6 | 1 | Honeywell | 2023-02-01 | redacted
Low Income - Power to Save | Faucet Aerators | 0 | 0 | 0.02 | 110.58 | 1 | Honeywell | 2023-02-01 | redacted
Low Income - Power to Save | Outdoor Coil Cleaning | 0 | 0.1 | 0 | 275 | 1 | Honeywell | 2023-02-01 | redacted
Low Income - Power to Save | HVAC Inspection | 0 | 0.17 | 0 | 268.73 | 1 | Honeywell | 2023-02-01 | redacted
Low Income - Power to Save | LED Lights | 0 | 0 | 0 | 47.6 | 1 | Honeywell | 2023-02-01 | redacted
Low Income - Power to Save | Faucet Aerators | 0 | 0 | 0.02 | 110.58 | 1 | Honeywell | 2023-02-01 | redacted
Low Income - Power to Save | Low Flow Showerhead | 0 | 0.04 | 0.1 | 504.08 | 1 | Honeywell | 2023-02-01 | redacted
Low Income - Power to Save | Weather Strip/Caulk | 0 | 0.25 | 0.09 | 503.3 | 1 | Honeywell | 2023-02-01 | redacted
Low Income - Power to Save | Outdoor Coil Cleaning | 0 | 0.1 | 0 | 275 | 1 | Honeywell | 2023-02-01 | redacted
Low Income - Power to Save | LI - DUCT | 0 | 0.4 | 0.12 | 775.77 | 1 | Honeywell | 2023-02-01 | redacted
Low Income - Power to Save | HVAC Inspection | 0 | 0.17 | 0 | 268.73 | 1 | Honeywell | 2023-02-01 | redacted
Low Income - Power to Save | LED Lights | 0 | 0 | 0 | 47.6 | 1 | Honeywell | 2023-02-01 | redacted
Low Income - Power to Save | LED Lights | 0 | 0 | 0 | 47.6 | 1 | Honeywell | 2023-02-01 | redacted
Low Income - Power to Save | Outdoor Coil Cleaning | 0 | 0.1 | 0 | 275 | 1 | Honeywell | 2023-02-01 | redacted
Low Income - Power to Save | HVAC Inspection | 0 | 0.17 | 0 | 268.73 | 1 | Honeywell | 2023-02-01 | redacted
Low Income - Power to Save | LED Lights | 0 | 0 | 0 | 47.6 | 1 | Honeywell | 2023-02-01 | redacted
Low Income - Power to Save | Outdoor Coil Cleaning | 0 | 0.1 | 0 | 275 | 1 | Honeywell | 2023-02-01 | redacted
Low Income - Power to Save | LED Lights | 0 | 0 | 0 | 47.6 | 1 | Honeywell | 2023-02-01 | redacted
Low Income - Power to Save | Faucet Aerators | 0 | 0 | 0.02 | 110.58 | 1 | Honeywell | 2023-02-01 | redacted
Low Income - Power to Save | Low Flow Showerhead | 0 | 0.04 | 0.1 | 504.08 | 1 | Honeywell | 2023-02-01 | redacted
Low Income - Power to Save | Weather Strip/Caulk | 0 | 0.25 | 0.09 | 503.3 | 1 | Honeywell | 2023-02-01 | redacted
Low Income - Power to Save | Outdoor Coil Cleaning | 0 | 0.1 | 0 | 275 | 1 | Honeywell | 2023-02-01 | redacted
Low Income - Power to Save | LI - DUCT | 0 | 0.4 | 0.12 | 775.77 | 1 | Honeywell | 2023-02-01 | redacted
Low Income - Power to Save | HVAC Inspection | 0 | 0.17 | 0 | 268.73 | 1 | Honeywell | 2023-02-01 | redacted
Low Income - Power to Save | LED Lights | 0 | 0 | 0 | 47.6 | 1 | Honeywell | 2023-02-01 | redacted
Low Income - Power to Save | Faucet Aerators | 0 | 0 | 0.02 | 110.58 | 1 | Honeywell | 2023-02-01 | redacted
Low Income - Power to Save | Low Flow Showerhead | 0 | 0.04 | 0.1 | 504.08 | 1 | Honeywell | 2023-02-01 | redacted
Low Income - Power to Save | Outdoor Coil Cleaning | 0 | 0.1 | 0 | 275 | 1 | Honeywell | 2023-02-01 | redacted
Low Income - Power to Save | LED Lights | 0 | 0 | 0 | 47.6 | 1 | Honeywell | 2023-02-01 | redacted
Low Income - Power to Save | Faucet Aerators | 0 | 0 | 0.02 | 110.58 | 1 | Honeywell | 2023-02-01 | redacted
Low Income - Power to Save | Low Flow Showerhead | 0 | 0.04 | 0.1 | 504.08 | 1 | Honeywell | 2023-02-01 | redacted
Low Income - Power to Save | Weather Strip/Caulk | 0 | 0.25 | 0.09 | 503.3 | 1 | Honeywell | 2023-02-01 | redacted
Low Income - Power to Save | Outdoor Coil Cleaning | 0 | 0.1 | 0 | 275 | 1 | Honeywell | 2023-02-01 | redacted
Low Income - Power to Save | LI - DUCT | 0 | 0.4 | 0.12 | 775.77 | 1 | Honeywell | 2023-02-01 | redacted
Low Income - Power to Save | HVAC Inspection | 0 | 0.17 | 0 | 268.73 | 1 | Honeywell | 2023-02-01 | redacted
Low Income - Power to Save | LED Lights | 0 | 0 | 0 | 47.6 | 1 | Honeywell | 2023-02-01 | redacted
Low Income - Power to Save | Faucet Aerators | 0 | 0 | 0.02 | 110.58 | 1 | Honeywell | 2023-02-01 | redacted
Low Income - Power to Save | Low Flow Showerhead | 0 | 0.04 | 0.1 | 504.08 | 1 | Honeywell | 2023-02-01 | redacted
Low Income - Power to Save | LED Lights | 0 | 0 | 0 | 47.6 | 1 | Honeywell | 2023-02-01 | redacted
Low Income - Power to Save | Faucet Aerators | 0 | 0 | 0.02 | 110.58 | 1 | Honeywell | 2023-02-01 | redacted
Low Income - Power to Save | Outdoor Coil Cleaning | 0 | 0.1 | 0 | 275 | 1 | Honeywell | 2023-02-01 | redacted
Low Income - Power to Save | LED Lights | 0 | 0 | 0 | 47.6 | 1 | Honeywell | 2023-02-01 | redacted
Low Income - Power to Save | Pipe Wrap | 0 | 0.01 | 0.03 | 143.65 | 1 | Honeywell | 2023-02-01 | redacted
Low Income - Power to Save | Weather Strip/Caulk | 0 | 0.25 | 0.09 | 503.3 | 1 | Honeywell | 2023-02-01 | redacted
Low Income - Power to Save | Outdoor Coil Cleaning | 0 | 0.1 | 0 | 275 | 1 | Honeywell | 2023-02-01 | redacted
Low Income - Power to Save | LI - DUCT | 0 | 0.4 | 0.12 | 775.77 | 1 | Honeywell | 2023-02-01 | redacted
Low Income - Power to Save | HVAC Inspection | 0 | 0.17 | 0 | 268.73 | 1 | Honeywell | 2023-02-01 | redacted
Low Income - Power to Save | LED Lights | 0 | 0 | 0 | 47.6 | 1 | Honeywell | 2023-02-01 | redacted
Low Income - Power to Save | Pipe Wrap | 0 | 0.01 | 0.03 | 143.65 | 1 | Honeywell | 2023-02-01 | redacted
Low Income - Power to Save | Outdoor Coil Cleaning | 0 | 0.1 | 0 | 275 | 1 | Honeywell | 2023-02-01 | redacted
Low Income - Power to Save | LI - DUCT | 0 | 0.4 | 0.12 | 775.77 | 1 | Honeywell | 2023-02-01 | redacted
Low Income - Power to Save | HVAC Inspection | 0 | 0.17 | 0 | 268.73 | 1 | Honeywell | 2023-02-01 | redacted
Low Income - Power to Save | LED Lights | 0 | 0 | 0 | 47.6 | 1 | Honeywell | 2023-02-01 | redacted
Low Income - Power to Save | Low Flow Showerhead | 0 | 0.04 | 0.1 | 504.08 | 1 | Honeywell | 2023-02-01 | redacted
Low Income - Power to Save | Pipe Wrap | 0 | 0.01 | 0.03 | 143.65 | 1 | Honeywell | 2023-02-01 | redacted
Low Income - Power to Save | Weather Strip/Caulk | 0 | 0.25 | 0.09 | 503.3 | 1 | Honeywell | 2023-02-01 | redacted
Low Income - Power to Save | Outdoor Coil Cleaning | 0 | 0.1 | 0 | 275 | 1 | Honeywell | 2023-02-01 | redacted
Low Income - Power to Save | LI - DUCT | 0 | 0.4 | 0.12 | 775.77 | 1 | Honeywell | 2023-02-01 | redacted
Low Income - Power to Save | HVAC Inspection | 0 | 0.17 | 0 | 268.73 | 1 | Honeywell | 2023-02-01 | redacted
Low Income - Power to Save | LED Lights | 0 | 0 | 0 | 47.6 | 1 | Honeywell | 2023-02-01 | redacted
Low Income - Power to Save | Faucet Aerators | 0 | 0 | 0.02 | 110.58 | 1 | Honeywell | 2023-02-01 | redacted
Low Income - Power to Save | Low Flow Showerhead | 0 | 0.04 | 0.1 | 504.08 | 1 | Honeywell | 2023-02-01 | redacted
Low Income - Power to Save | Pipe Wrap | 0 | 0.01 | 0.03 | 143.65 | 1 | Honeywell | 2023-02-01 | redacted
Low Income - Power to Save | Weather Strip/Caulk | 0 | 0.25 | 0.09 | 503.3 | 1 | Honeywell | 2023-02-01 | redacted
Low Income - Power to Save | Outdoor Coil Cleaning | 0 | 0.1 | 0 | 275 | 1 | Honeywell | 2023-02-01 | redacted
Low Income - Power to Save | LI - DUCT | 0 | 0.4 | 0.12 | 775.77 | 1 | Honeywell | 2023-02-01 | redacted
Low Income - Power to Save | HVAC Inspection | 0 | 0.17 | 0 | 268.73 | 1 | Honeywell | 2023-02-01 | redacted
Low Income - Power to Save | LED Lights | 0 | 0 | 0 | 47.6 | 1 | Honeywell | 2023-02-01 | redacted
Low Income - Power to Save | Weather Strip/Caulk | 0 | 0.25 | 0.09 | 503.3 | 1 | Honeywell | 2023-02-01 | redacted
Low Income - Power to Save | Outdoor Coil Cleaning | 0 | 0.1 | 0 | 275 | 1 | Honeywell | 2023-02-01 | redacted
Low Income - Power to Save | HVAC Inspection | 0 | 0.17 | 0 | 268.73 | 1 | Honeywell | 2023-02-01 | redacted
Low Income - Power to Save | LED Lights | 0 | 0 | 0 | 47.6 | 1 | Honeywell | 2023-02-01 | redacted
Low Income - Power to Save | Faucet Aerators | 0 | 0 | 0.02 | 110.58 | 1 | Honeywell | 2023-02-01 | redacted
Low Income - Power to Save | Low Flow Showerhead | 0 | 0.04 | 0.1 | 504.08 | 1 | Honeywell | 2023-02-01 | redacted
Low Income - Power to Save | Weather Strip/Caulk | 0 | 0.25 | 0.09 | 503.3 | 1 | Honeywell | 2023-02-01 | redacted
Low Income - Power to Save | LED Lights | 0 | 0 | 0 | 47.6 | 1 | Honeywell | 2023-02-01 | redacted
Low Income - Power to Save | Outdoor Coil Cleaning | 0 | 0.1 | 0 | 275 | 1 | Honeywell | 2023-02-01 | redacted
Low Income - Power to Save | HVAC Inspection | 0 | 0.17 | 0 | 268.73 | 1 | Honeywell | 2023-02-01 | redacted
Low Income - Power to Save | LED Lights | 0 | 0 | 0 | 47.6 | 1 | Honeywell | 2023-02-01 | redacted
Low Income - Power to Save | Faucet Aerators | 0 | 0 | 0.02 | 110.58 | 1 | Honeywell | 2023-02-01 | redacted
Low Income - Power to Save | LED Lights | 0 | 0 | 0 | 47.6 | 1 | Honeywell | 2023-02-01 | redacted
Low Income - Power to Save | Faucet Aerators | 0 | 0 | 0.02 | 110.58 | 1 | Honeywell | 2023-02-01 | redacted
Low Income - Power to Save | Low Flow Showerhead | 0 | 0.04 | 0.1 | 504.08 | 1 | Honeywell | 2023-02-01 | redacted
Low Income - Power to Save | Pipe Wrap | 0 | 0.01 | 0.03 | 143.65 | 1 | Honeywell | 2023-02-01 | redacted
Low Income - Power to Save | Weather Strip/Caulk | 0 | 0.25 | 0.09 | 503.3 | 1 | Honeywell | 2023-02-01 | redacted
Low Income - Power to Save | Outdoor Coil Cleaning | 0 | 0.1 | 0 | 275 | 1 | Honeywell | 2023-02-01 | redacted
Low Income - Power to Save | LED Lights | 0 | 0 | 0 | 47.6 | 1 | Honeywell | 2023-02-01 | redacted
Low Income - Power to Save | Faucet Aerators | 0 | 0 | 0.02 | 110.58 | 1 | Honeywell | 2023-02-01 | redacted
Low Income - Power to Save | Low Flow Showerhead | 0 | 0.04 | 0.1 | 504.08 | 1 | Honeywell | 2023-02-01 | redacted
Low Income - Power to Save | Outdoor Coil Cleaning | 0 | 0.1 | 0 | 275 | 1 | Honeywell | 2023-02-01 | redacted
Low Income - Power to Save | HVAC Inspection | 0 | 0.17 | 0 | 268.73 | 1 | Honeywell | 2023-02-01 | redacted
Low Income - Power to Save | LED Lights | 0 | 0 | 0 | 47.6 | 1 | Honeywell | 2023-02-01 | redacted
Low Income - Power to Save | Faucet Aerators | 0 | 0 | 0.02 | 110.58 | 1 | Honeywell | 2023-02-01 | redacted
Low Income - Power to Save | Weather Strip/Caulk | 0 | 0.25 | 0.09 | 503.3 | 1 | Honeywell | 2023-02-01 | redacted
Low Income - Power to Save | Outdoor Coil Cleaning | 0 | 0.1 | 0 | 275 | 1 | Honeywell | 2023-02-01 | redacted
Low Income - Power to Save | LI - DUCT | 0 | 0.4 | 0.12 | 775.77 | 1 | Honeywell | 2023-02-01 | redacted
Low Income - Power to Save | HVAC Inspection | 0 | 0.17 | 0 | 268.73 | 1 | Honeywell | 2023-02-01 | redacted
Low Income - Power to Save | LED Lights | 0 | 0 | 0 | 47.6 | 1 | Honeywell | 2023-02-01 | redacted
Low Income - Power to Save | Faucet Aerators | 0 | 0 | 0.02 | 110.58 | 1 | Honeywell | 2023-02-01 | redacted
Low Income - Power to Save | Weather Strip/Caulk | 0 | 0.25 | 0.09 | 503.3 | 1 | Honeywell | 2023-02-01 | redacted
Low Income - Power to Save | Outdoor Coil Cleaning | 0 | 0.1 | 0 | 275 | 1 | Honeywell | 2023-02-01 | redacted
Low Income - Power to Save | LI - DUCT | 0 | 0.4 | 0.12 | 775.77 | 1 | Honeywell | 2023-02-01 | redacted
Low Income - Power to Save | HVAC Inspection | 0 | 0.17 | 0 | 268.73 | 1 | Honeywell | 2023-02-01 | redacted
Low Income - Power to Save | LED Lights | 0 | 0 | 0 | 47.6 | 1 | Honeywell | 2023-02-01 | redacted
Low Income - Power to Save | Faucet Aerators | 0 | 0 | 0.02 | 110.58 | 1 | Honeywell | 2023-02-01 | redacted
Low Income - Power to Save | Low Flow Showerhead | 0 | 0.04 | 0.1 | 504.08 | 1 | Honeywell | 2023-02-01 | redacted
Low Income - Power to Save | Outdoor Coil Cleaning | 0 | 0.1 | 0 | 275 | 1 | Honeywell | 2023-02-01 | redacted
Low Income - Power to Save | LED Lights | 0 | 0 | 0 | 47.6 | 1 | Honeywell | 2023-02-01 | redacted
Low Income - Power to Save | Faucet Aerators | 0 | 0 | 0.02 | 110.58 | 1 | Honeywell | 2023-02-01 | redacted
Low Income - Power to Save | Low Flow Showerhead | 0 | 0.04 | 0.1 | 504.08 | 1 | Honeywell | 2023-02-01 | redacted
Low Income - Power to Save | Pipe Wrap | 0 | 0.01 | 0.03 | 143.65 | 1 | Honeywell | 2023-02-01 | redacted
Low Income - Power to Save | Weather Strip/Caulk | 0 | 0.25 | 0.09 | 503.3 | 1 | Honeywell | 2023-02-01 | redacted
Low Income - Power to Save | Outdoor Coil Cleaning | 0 | 0.1 | 0 | 275 | 1 | Honeywell | 2023-02-01 | redacted
Low Income - Power to Save | LI - DUCT | 0 | 0.4 | 0.12 | 775.77 | 1 | Honeywell | 2023-02-01 | redacted
Low Income - Power to Save | HVAC Inspection | 0 | 0.17 | 0 | 268.73 | 1 | Honeywell | 2023-02-01 | redacted
Low Income - Power to Save | LED Lights | 0 | 0 | 0 | 47.6 | 1 | Honeywell | 2023-02-01 | redacted
Low Income - Power to Save | Faucet Aerators | 0 | 0 | 0.02 | 110.58 | 1 | Honeywell | 2023-02-01 | redacted
Low Income - Power to Save | Weather Strip/Caulk | 0 | 0.25 | 0.09 | 503.3 | 1 | Honeywell | 2023-02-01 | redacted
Low Income - Power to Save | Outdoor Coil Cleaning | 0 | 0.1 | 0 | 275 | 1 | Honeywell | 2023-02-01 | redacted
Low Income - Power to Save | LI - DUCT | 0 | 0.4 | 0.12 | 775.77 | 1 | Honeywell | 2023-02-01 | redacted
Low Income - Power to Save | HVAC Inspection | 0 | 0.17 | 0 | 268.73 | 1 | Honeywell | 2023-02-01 | redacted
Low Income - Power to Save | LED Lights | 0 | 0 | 0 | 47.6 | 1 | Honeywell | 2023-02-01 | redacted
Low Income - Power to Save | Outdoor Coil Cleaning | 0 | 0.1 | 0 | 275 | 1 | Honeywell | 2023-02-01 | redacted
Low Income - Power to Save | HVAC Inspection | 0 | 0.17 | 0 | 268.73 | 1 | Honeywell | 2023-02-01 | redacted
Low Income - Power to Save | LED Lights | 0 | 0 | 0 | 47.6 | 1 | Honeywell | 2023-02-01 | redacted
Low Income - Power to Save | Pipe Wrap | 0 | 0.01 | 0.03 | 143.65 | 1 | Honeywell | 2023-02-01 | redacted
Low Income - Power to Save | Weather Strip/Caulk | 0 | 0.25 | 0.09 | 503.3 | 1 | Honeywell | 2023-02-01 | redacted
Low Income - Power to Save | Outdoor Coil Cleaning | 0 | 0.1 | 0 | 275 | 1 | Honeywell | 2023-02-01 | redacted
Low Income - Power to Save | LI - DUCT | 0 | 0.4 | 0.12 | 775.77 | 1 | Honeywell | 2023-02-01 | redacted
Low Income - Power to Save | HVAC Inspection | 0 | 0.17 | 0 | 268.73 | 1 | Honeywell | 2023-02-01 | redacted
Low Income - Power to Save | LED Lights | 0 | 0 | 0 | 47.6 | 1 | Honeywell | 2023-02-01 | redacted
Low Income - Power to Save | Weather Strip/Caulk | 0 | 0.25 | 0.09 | 503.3 | 1 | Honeywell | 2023-02-01 | redacted
Low Income - Power to Save | Outdoor Coil Cleaning | 0 | 0.1 | 0 | 275 | 1 | Honeywell | 2023-02-01 | redacted
Low Income - Power to Save | HVAC Inspection | 0 | 0.17 | 0 | 268.73 | 1 | Honeywell | 2023-02-01 | redacted
Low Income - Power to Save | LED Lights | 0 | 0 | 0 | 47.6 | 1 | Honeywell | 2023-02-01 | redacted
Low Income - Power to Save | Faucet Aerators | 0 | 0 | 0.02 | 110.58 | 1 | Honeywell | 2023-02-01 | redacted
Low Income - Power to Save | Low Flow Showerhead | 0 | 0.04 | 0.1 | 504.08 | 1 | Honeywell | 2023-02-01 | redacted
Low Income - Power to Save | Outdoor Coil Cleaning | 0 | 0.1 | 0 | 275 | 1 | Honeywell | 2023-02-01 | redacted
Low Income - Power to Save | HVAC Inspection | 0 | 0.17 | 0 | 268.73 | 1 | Honeywell | 2023-02-01 | redacted
Low Income - Power to Save | LED Lights | 0 | 0 | 0 | 47.6 | 1 | Honeywell | 2023-02-01 | redacted
Low Income - Power to Save | Faucet Aerators | 0 | 0 | 0.02 | 110.58 | 1 | Honeywell | 2023-02-01 | redacted
Low Income - Power to Save | Low Flow Showerhead | 0 | 0.04 | 0.1 | 504.08 | 1 | Honeywell | 2023-02-01 | redacted
Low Income - Power to Save | Outdoor Coil Cleaning | 0 | 0.1 | 0 | 275 | 1 | Honeywell | 2023-02-01 | redacted
Low Income - Power to Save | HVAC Inspection | 0 | 0.17 | 0 | 268.73 | 1 | Honeywell | 2023-02-01 | redacted
Low Income - Power to Save | LED Lights | 0 | 0 | 0 | 47.6 | 1 | Honeywell | 2023-02-01 | redacted
Low Income - Power to Save | Low Flow Showerhead | 0 | 0.04 | 0.1 | 504.08 | 1 | Honeywell | 2023-02-01 | redacted
Low Income - Power to Save | Weather Strip/Caulk | 0 | 0.25 | 0.09 | 503.3 | 1 | Honeywell | 2023-02-01 | redacted
Low Income - Power to Save | Outdoor Coil Cleaning | 0 | 0.1 | 0 | 275 | 1 | Honeywell | 2023-02-01 | redacted
Low Income - Power to Save | LED Lights | 0 | 0 | 0 | 47.6 | 1 | Honeywell | 2023-02-01 | redacted
Low Income - Power to Save | Faucet Aerators | 0 | 0 | 0.02 | 110.58 | 1 | Honeywell | 2023-02-01 | redacted
Low Income - Power to Save | Weather Strip/Caulk | 0 | 0.25 | 0.09 | 503.3 | 1 | Honeywell | 2023-02-01 | redacted
Low Income - Power to Save | Outdoor Coil Cleaning | 0 | 0.1 | 0 | 275 | 1 | Honeywell | 2023-02-01 | redacted
Low Income - Power to Save | HVAC Inspection | 0 | 0.17 | 0 | 268.73 | 1 | Honeywell | 2023-02-01 | redacted
Low Income - Power to Save | LED Lights | 0 | 0 | 0 | 47.6 | 1 | Honeywell | 2023-02-01 | redacted
Low Income - Power to Save | Faucet Aerators | 0 | 0 | 0.02 | 110.58 | 1 | Honeywell | 2023-02-01 | redacted
Low Income - Power to Save | Weather Strip/Caulk | 0 | 0.25 | 0.09 | 503.3 | 1 | Honeywell | 2023-02-01 | redacted
Low Income - Power to Save | Outdoor Coil Cleaning | 0 | 0.1 | 0 | 275 | 1 | Honeywell | 2023-02-01 | redacted
Low Income - Power to Save | LI - DUCT | 0 | 0.4 | 0.12 | 775.77 | 1 | Honeywell | 2023-02-01 | redacted
Low Income - Power to Save | HVAC Inspection | 0 | 0.17 | 0 | 268.73 | 1 | Honeywell | 2023-02-01 | redacted
Low Income - Power to Save | LED Lights | 0 | 0 | 0 | 47.6 | 1 | Honeywell | 2023-02-01 | redacted
Low Income - Power to Save | Outdoor Coil Cleaning | 0 | 0.1 | 0 | 275 | 1 | Honeywell | 2023-02-01 | redacted
Low Income - Power to Save | HVAC Inspection | 0 | 0.17 | 0 | 268.73 | 1 | Honeywell | 2023-02-01 | redacted
Low Income - Power to Save | LED Lights | 0 | 0 | 0 | 47.6 | 1 | Honeywell | 2023-02-01 | redacted
Low Income - Power to Save | Faucet Aerators | 0 | 0 | 0.02 | 110.58 | 1 | Honeywell | 2023-02-01 | redacted
Low Income - Power to Save | LED Lights | 0 | 0 | 0 | 47.6 | 1 | Honeywell | 2023-02-01 | redacted
Low Income - Power to Save | Faucet Aerators | 0 | 0 | 0.02 | 110.58 | 1 | Honeywell | 2023-02-01 | redacted
Low Income - Power to Save | Weather Strip/Caulk | 0 | 0.25 | 0.09 | 503.3 | 1 | Honeywell | 2023-02-01 | redacted
Low Income - Power to Save | Outdoor Coil Cleaning | 0 | 0.1 | 0 | 275 | 1 | Honeywell | 2023-02-01 | redacted
Low Income - Power to Save | LI - DUCT | 0 | 0.4 | 0.12 | 775.77 | 1 | Honeywell | 2023-02-01 | redacted
Low Income - Power to Save | HVAC Inspection | 0 | 0.17 | 0 | 268.73 | 1 | Honeywell | 2023-02-01 | redacted
Low Income - Power to Save | LED Lights | 0 | 0 | 0 | 47.6 | 1 | Honeywell | 2023-02-01 | redacted
Low Income - Power to Save | Faucet Aerators | 0 | 0 | 0.02 | 110.58 | 1 | Honeywell | 2023-02-01 | redacted
Low Income - Power to Save | Low Flow Showerhead | 0 | 0.04 | 0.1 | 504.08 | 1 | Honeywell | 2023-02-01 | redacted
Low Income - Power to Save | Outdoor Coil Cleaning | 0 | 0.1 | 0 | 275 | 1 | Honeywell | 2023-02-01 | redacted
Low Income - Power to Save | LED Lights | 0 | 0 | 0 | 47.6 | 1 | Honeywell | 2023-02-01 | redacted
Low Income - Power to Save | Faucet Aerators | 0 | 0 | 0.02 | 110.58 | 1 | Honeywell | 2023-02-01 | redacted
Low Income - Power to Save | Low Flow Showerhead | 0 | 0.04 | 0.1 | 504.08 | 1 | Honeywell | 2023-02-01 | redacted
Low Income - Power to Save | Weather Strip/Caulk | 0 | 0.25 | 0.09 | 503.3 | 1 | Honeywell | 2023-02-01 | redacted
Low Income - Power to Save | Outdoor Coil Cleaning | 0 | 0.1 | 0 | 275 | 1 | Honeywell | 2023-02-01 | redacted
Low Income - Power to Save | LI - DUCT | 0 | 0.4 | 0.12 | 775.77 | 1 | Honeywell | 2023-02-01 | redacted
Low Income - Power to Save | HVAC Inspection | 0 | 0.17 | 0 | 268.73 | 1 | Honeywell | 2023-02-01 | redacted
Low Income - Power to Save | LED Lights | 0 | 0 | 0 | 47.6 | 1 | Honeywell | 2023-02-01 | redacted
Low Income - Power to Save | Faucet Aerators | 0 | 0 | 0.02 | 110.58 | 1 | Honeywell | 2023-02-01 | redacted
Low Income - Power to Save | Low Flow Showerhead | 0 | 0.04 | 0.1 | 504.08 | 1 | Honeywell | 2023-02-01 | redacted
Low Income - Power to Save | Weather Strip/Caulk | 0 | 0.25 | 0.09 | 503.3 | 1 | Honeywell | 2023-02-01 | redacted
Low Income - Power to Save | Outdoor Coil Cleaning | 0 | 0.1 | 0 | 275 | 1 | Honeywell | 2023-02-01 | redacted
Low Income - Power to Save | LI - DUCT | 0 | 0.4 | 0.12 | 775.77 | 1 | Honeywell | 2023-02-01 | redacted
Low Income - Power to Save | HVAC Inspection | 0 | 0.17 | 0 | 268.73 | 1 | Honeywell | 2023-02-01 | redacted
Low Income - Power to Save | LED Lights | 0 | 0 | 0 | 47.6 | 1 | Honeywell | 2023-02-01 | redacted
Low Income - Power to Save | Low Flow Showerhead | 0 | 0.04 | 0.1 | 504.08 | 1 | Honeywell | 2023-02-01 | redacted
Low Income - Power to Save | Outdoor Coil Cleaning | 0 | 0.1 | 0 | 275 | 1 | Honeywell | 2023-02-01 | redacted
Low Income - Power to Save | HVAC Inspection | 0 | 0.17 | 0 | 268.73 | 1 | Honeywell | 2023-02-01 | redacted
Low Income - Power to Save | LED Lights | 0 | 0 | 0 | 47.6 | 1 | Honeywell | 2023-02-01 | redacted
Low Income - Power to Save | Faucet Aerators | 0 | 0 | 0.02 | 110.58 | 1 | Honeywell | 2023-02-01 | redacted
Low Income - Power to Save | Low Flow Showerhead | 0 | 0.04 | 0.1 | 504.08 | 1 | Honeywell | 2023-02-01 | redacted
Low Income - Power to Save | Weather Strip/Caulk | 0 | 0.25 | 0.09 | 503.3 | 1 | Honeywell | 2023-02-01 | redacted
Low Income - Power to Save | Outdoor Coil Cleaning | 0 | 0.1 | 0 | 275 | 1 | Honeywell | 2023-02-01 | redacted
Low Income - Power to Save | LI - DUCT | 0 | 0.4 | 0.12 | 775.77 | 1 | Honeywell | 2023-02-01 | redacted
Low Income - Power to Save | HVAC Inspection | 0 | 0.17 | 0 | 268.73 | 1 | Honeywell | 2023-02-01 | redacted
Low Income - Power to Save | LED Lights | 0 | 0 | 0 | 47.6 | 1 | Honeywell | 2023-02-01 | redacted
Low Income - Power to Save | Faucet Aerators | 0 | 0 | 0.02 | 110.58 | 1 | Honeywell | 2023-02-01 | redacted
Low Income - Power to Save | Low Flow Showerhead | 0 | 0.04 | 0.1 | 504.08 | 1 | Honeywell | 2023-02-01 | redacted
Low Income - Power to Save | Weather Strip/Caulk | 0 | 0.25 | 0.09 | 503.3 | 1 | Honeywell | 2023-02-01 | redacted
Low Income - Power to Save | Outdoor Coil Cleaning | 0 | 0.1 | 0 | 275 | 1 | Honeywell | 2023-02-01 | redacted
Low Income - Power to Save | LI - DUCT | 0 | 0.4 | 0.12 | 775.77 | 1 | Honeywell | 2023-02-01 | redacted
Low Income - Power to Save | HVAC Inspection | 0 | 0.17 | 0 | 268.73 | 1 | Honeywell | 2023-02-01 | redacted
Low Income - Power to Save | LED Lights | 0 | 0 | 0 | 47.6 | 1 | Honeywell | 2023-02-01 | redacted
Low Income - Power to Save | Faucet Aerators | 0 | 0 | 0.02 | 110.58 | 1 | Honeywell | 2023-02-01 | redacted
Low Income - Power to Save | Low Flow Showerhead | 0 | 0.04 | 0.1 | 504.08 | 1 | Honeywell | 2023-02-01 | redacted
Low Income - Power to Save | Weather Strip/Caulk | 0 | 0.25 | 0.09 | 503.3 | 1 | Honeywell | 2023-02-01 | redacted
Low Income - Power to Save | LED Lights | 0 | 0 | 0 | 47.6 | 1 | Honeywell | 2023-02-01 | redacted
Low Income - Power to Save | Faucet Aerators | 0 | 0 | 0.02 | 110.58 | 1 | Honeywell | 2023-02-01 | redacted
Low Income - Power to Save | Low Flow Showerhead | 0 | 0.04 | 0.1 | 504.08 | 1 | Honeywell | 2023-02-01 | redacted
Low Income - Power to Save | Weather Strip/Caulk | 0 | 0.25 | 0.09 | 503.3 | 1 | Honeywell | 2023-02-01 | redacted
Low Income - Power to Save | Outdoor Coil Cleaning | 0 | 0.1 | 0 | 275 | 1 | Honeywell | 2023-02-01 | redacted
Low Income - Power to Save | LED Lights | 0 | 0 | 0 | 47.6 | 1 | Honeywell | 2023-02-01 | redacted
Low Income - Power to Save | Outdoor Coil Cleaning | 0 | 0.1 | 0 | 275 | 1 | Honeywell | 2023-02-01 | redacted
Low Income - Power to Save | LED Lights | 0 | 0 | 0 | 47.6 | 1 | Honeywell | 2023-02-01 | redacted
Low Income - Power to Save | Faucet Aerators | 0 | 0 | 0.02 | 110.58 | 1 | Honeywell | 2023-02-01 | redacted
Low Income - Power to Save | Low Flow Showerhead | 0 | 0.04 | 0.1 | 504.08 | 1 | Honeywell | 2023-02-01 | redacted
Low Income - Power to Save | LED Lights | 0 | 0 | 0 | 47.6 | 1 | Honeywell | 2023-02-01 | redacted
Low Income - Power to Save | Faucet Aerators | 0 | 0 | 0.02 | 110.58 | 1 | Honeywell | 2023-02-01 | redacted
Low Income - Power to Save | Pipe Wrap | 0 | 0.01 | 0.03 | 143.65 | 1 | Honeywell | 2023-02-01 | redacted
Low Income - Power to Save | Weather Strip/Caulk | 0 | 0.25 | 0.09 | 503.3 | 1 | Honeywell | 2023-02-01 | redacted
Low Income - Power to Save | Outdoor Coil Cleaning | 0 | 0.1 | 0 | 275 | 1 | Honeywell | 2023-02-01 | redacted
Low Income - Power to Save | LI - DUCT | 0 | 0.4 | 0.12 | 775.77 | 1 | Honeywell | 2023-02-01 | redacted
Low Income - Power to Save | HVAC Inspection | 0 | 0.17 | 0 | 268.73 | 1 | Honeywell | 2023-02-01 | redacted
Low Income - Power to Save | LED Lights | 0 | 0 | 0 | 47.6 | 1 | Honeywell | 2023-02-01 | redacted
Low Income - Power to Save | Faucet Aerators | 0 | 0 | 0.02 | 110.58 | 1 | Honeywell | 2023-02-01 | redacted
Low Income - Power to Save | Low Flow Showerhead | 0 | 0.04 | 0.1 | 504.08 | 1 | Honeywell | 2023-02-01 | redacted
Low Income - Power to Save | Pipe Wrap | 0 | 0.01 | 0.03 | 143.65 | 1 | Honeywell | 2023-02-01 | redacted
Low Income - Power to Save | Weather Strip/Caulk | 0 | 0.25 | 0.09 | 503.3 | 1 | Honeywell | 2023-02-01 | redacted
Low Income - Power to Save | Outdoor Coil Cleaning | 0 | 0.1 | 0 | 275 | 1 | Honeywell | 2023-02-01 | redacted
Low Income - Power to Save | LED Lights | 0 | 0 | 0 | 47.6 | 1 | Honeywell | 2023-02-01 | redacted
Low Income - Power to Save | Faucet Aerators | 0 | 0 | 0.02 | 110.58 | 1 | Honeywell | 2023-02-01 | redacted
Low Income - Power to Save | Low Flow Showerhead | 0 | 0.04 | 0.1 | 504.08 | 1 | Honeywell | 2023-02-01 | redacted
Low Income - Power to Save | LED Lights | 0 | 0 | 0 | 47.6 | 1 | Honeywell | 2023-02-01 | redacted
Low Income - Power to Save | Faucet Aerators | 0 | 0 | 0.02 | 110.58 | 1 | Honeywell | 2023-02-01 | redacted
Low Income - Power to Save | Low Flow Showerhead | 0 | 0.04 | 0.1 | 504.08 | 1 | Honeywell | 2023-02-01 | redacted
Low Income - Power to Save | Pipe Wrap | 0 | 0.01 | 0.03 | 143.65 | 1 | Honeywell | 2023-02-01 | redacted
Low Income - Power to Save | Weather Strip/Caulk | 0 | 0.25 | 0.09 | 503.3 | 1 | Honeywell | 2023-02-01 | redacted
Low Income - Power to Save | Outdoor Coil Cleaning | 0 | 0.1 | 0 | 275 | 1 | Honeywell | 2023-02-01 | redacted
Low Income - Power to Save | LI - DUCT | 0 | 0.4 | 0.12 | 775.77 | 1 | Honeywell | 2023-02-01 | redacted
Low Income - Power to Save | HVAC Inspection | 0 | 0.17 | 0 | 268.73 | 1 | Honeywell | 2023-02-01 | redacted
Low Income - Power to Save | LED Lights | 0 | 0 | 0 | 47.6 | 1 | Honeywell | 2023-02-01 | redacted
Low Income - Power to Save | Faucet Aerators | 0 | 0 | 0.02 | 110.58 | 1 | Honeywell | 2023-02-01 | redacted
Low Income - Power to Save | Low Flow Showerhead | 0 | 0.04 | 0.1 | 504.08 | 1 | Honeywell | 2023-02-01 | redacted
Low Income - Power to Save | Weather Strip/Caulk | 0 | 0.25 | 0.09 | 503.3 | 1 | Honeywell | 2023-02-01 | redacted
Low Income - Power to Save | Outdoor Coil Cleaning | 0 | 0.1 | 0 | 275 | 1 | Honeywell | 2023-02-01 | redacted
Low Income - Power to Save | LI - DUCT | 0 | 0.4 | 0.12 | 775.77 | 1 | Honeywell | 2023-02-01 | redacted
Low Income - Power to Save | HVAC Inspection | 0 | 0.17 | 0 | 268.73 | 1 | Honeywell | 2023-02-01 | redacted
Low Income - Power to Save | LED Lights | 0 | 0 | 0 | 47.6 | 1 | Honeywell | 2023-02-01 | redacted
Low Income - Power to Save | Outdoor Coil Cleaning | 0 | 0.1 | 0 | 275 | 1 | Honeywell | 2023-02-01 | redacted
Low Income - Power to Save | HVAC Inspection | 0 | 0.17 | 0 | 268.73 | 1 | Honeywell | 2023-02-01 | redacted
Low Income - Power to Save | LED Lights | 0 | 0 | 0 | 47.6 | 1 | Honeywell | 2023-02-01 | redacted
Low Income - Power to Save | Low Flow Showerhead | 0 | 0.04 | 0.1 | 504.08 | 1 | Honeywell | 2023-02-01 | redacted
Low Income - Power to Save | Pipe Wrap | 0 | 0.01 | 0.03 | 143.65 | 1 | Honeywell | 2023-02-01 | redacted
Low Income - Power to Save | Weather Strip/Caulk | 0 | 0.25 | 0.09 | 503.3 | 1 | Honeywell | 2023-02-01 | redacted
Low Income - Power to Save | Outdoor Coil Cleaning | 0 | 0.1 | 0 | 275 | 1 | Honeywell | 2023-02-01 | redacted
Low Income - Power to Save | LI - DUCT | 0 | 0.4 | 0.12 | 775.77 | 1 | Honeywell | 2023-02-01 | redacted
Low Income - Power to Save | HVAC Inspection | 0 | 0.17 | 0 | 268.73 | 1 | Honeywell | 2023-02-01 | redacted
Low Income - Power to Save | LED Lights | 0 | 0 | 0 | 47.6 | 1 | Honeywell | 2023-02-01 | redacted
Low Income - Power to Save | Outdoor Coil Cleaning | 0 | 0.1 | 0 | 275 | 1 | Honeywell | 2023-02-01 | redacted
Low Income - Power to Save | HVAC Inspection | 0 | 0.17 | 0 | 268.73 | 1 | Honeywell | 2023-02-01 | redacted
Low Income - Power to Save | LED Lights | 0 | 0 | 0 | 47.6 | 1 | Honeywell | 2023-02-01 | redacted
Low Income - Power to Save | Faucet Aerators | 0 | 0 | 0.02 | 110.58 | 1 | Honeywell | 2023-02-01 | redacted
Low Income - Power to Save | Weather Strip/Caulk | 0 | 0.25 | 0.09 | 503.3 | 1 | Honeywell | 2023-02-01 | redacted
Low Income - Power to Save | LED Lights | 0 | 0 | 0 | 47.6 | 1 | Honeywell | 2023-02-01 | redacted
Low Income - Power to Save | Faucet Aerators | 0 | 0 | 0.02 | 110.58 | 1 | Honeywell | 2023-02-01 | redacted
Low Income - Power to Save | Low Flow Showerhead | 0 | 0.04 | 0.1 | 504.08 | 1 | Honeywell | 2023-02-01 | redacted
Low Income - Power to Save | Weather Strip/Caulk | 0 | 0.25 | 0.09 | 503.3 | 1 | Honeywell | 2023-02-01 | redacted
Low Income - Power to Save | Outdoor Coil Cleaning | 0 | 0.1 | 0 | 275 | 1 | Honeywell | 2023-02-01 | redacted
Low Income - Power to Save | LED Lights | 0 | 0 | 0 | 47.6 | 1 | Honeywell | 2023-02-01 | redacted
Low Income - Power to Save | Faucet Aerators | 0 | 0 | 0.02 | 110.58 | 1 | Honeywell | 2023-02-01 | redacted
Low Income - Power to Save | Low Flow Showerhead | 0 | 0.04 | 0.1 | 504.08 | 1 | Honeywell | 2023-02-01 | redacted
Low Income - Power to Save | LED Lights | 0 | 0 | 0 | 47.6 | 1 | Honeywell | 2023-02-01 | redacted
Low Income - Power to Save | Faucet Aerators | 0 | 0 | 0.02 | 110.58 | 1 | Honeywell | 2023-02-01 | redacted
Low Income - Power to Save | Low Flow Showerhead | 0 | 0.04 | 0.1 | 504.08 | 1 | Honeywell | 2023-02-01 | redacted
Low Income - Power to Save | LED Lights | 0 | 0 | 0 | 47.6 | 1 | Honeywell | 2023-02-01 | redacted
Low Income - Power to Save | Faucet Aerators | 0 | 0 | 0.02 | 110.58 | 1 | Honeywell | 2023-02-01 | redacted
Low Income - Power to Save | Low Flow Showerhead | 0 | 0.04 | 0.1 | 504.08 | 1 | Honeywell | 2023-02-01 | redacted
Low Income - Power to Save | Weather Strip/Caulk | 0 | 0.25 | 0.09 | 503.3 | 1 | Honeywell | 2023-02-01 | redacted
Low Income - Power to Save | Outdoor Coil Cleaning | 0 | 0.1 | 0 | 275 | 1 | Honeywell | 2023-02-01 | redacted
Low Income - Power to Save | LI - DUCT | 0 | 0.4 | 0.12 | 775.77 | 1 | Honeywell | 2023-02-01 | redacted
Low Income - Power to Save | HVAC Inspection | 0 | 0.17 | 0 | 268.73 | 1 | Honeywell | 2023-02-01 | redacted
Low Income - Power to Save | LED Lights | 0 | 0 | 0 | 47.6 | 1 | Honeywell | 2023-02-01 | redacted
Low Income - Power to Save | Faucet Aerators | 0 | 0 | 0.02 | 110.58 | 1 | Honeywell | 2023-02-01 | redacted
Low Income - Power to Save | Low Flow Showerhead | 0 | 0.04 | 0.1 | 504.08 | 1 | Honeywell | 2023-02-01 | redacted
Low Income - Power to Save | Pipe Wrap | 0 | 0.01 | 0.03 | 143.65 | 1 | Honeywell | 2023-02-01 | redacted
Low Income - Power to Save | Weather Strip/Caulk | 0 | 0.25 | 0.09 | 503.3 | 1 | Honeywell | 2023-02-01 | redacted
Low Income - Power to Save | Outdoor Coil Cleaning | 0 | 0.1 | 0 | 275 | 1 | Honeywell | 2023-02-01 | redacted
Low Income - Power to Save | LI - DUCT | 0 | 0.4 | 0.12 | 775.77 | 1 | Honeywell | 2023-02-01 | redacted
Low Income - Power to Save | HVAC Inspection | 0 | 0.17 | 0 | 268.73 | 1 | Honeywell | 2023-02-01 | redacted
Low Income - Power to Save | LED Lights | 0 | 0 | 0 | 47.6 | 1 | Honeywell | 2023-02-01 | redacted
Low Income - Power to Save | Faucet Aerators | 0 | 0 | 0.02 | 110.58 | 1 | Honeywell | 2023-02-01 | redacted
Low Income - Power to Save | Low Flow Showerhead | 0 | 0.04 | 0.1 | 504.08 | 1 | Honeywell | 2023-02-01 | redacted
Low Income - Power to Save | Weather Strip/Caulk | 0 | 0.25 | 0.09 | 503.3 | 1 | Honeywell | 2023-02-01 | redacted
Low Income - Power to Save | LI - DUCT | 0 | 0.4 | 0.12 | 775.77 | 1 | Honeywell | 2023-02-01 | redacted
Low Income - Power to Save | HVAC Inspection | 0 | 0.17 | 0 | 268.73 | 1 | Honeywell | 2023-02-01 | redacted
Low Income - Power to Save | LED Lights | 0 | 0 | 0 | 47.6 | 1 | Honeywell | 2023-02-01 | redacted
Low Income - Power to Save | Faucet Aerators | 0 | 0 | 0.02 | 110.58 | 1 | Honeywell | 2023-02-01 | redacted
Low Income - Power to Save | Weather Strip/Caulk | 0 | 0.25 | 0.09 | 503.3 | 1 | Honeywell | 2023-02-01 | redacted
Low Income - Power to Save | LED Lights | 0 | 0 | 0 | 47.6 | 1 | Honeywell | 2023-02-01 | redacted
Low Income - Power to Save | Faucet Aerators | 0 | 0 | 0.02 | 110.58 | 1 | Honeywell | 2023-02-01 | redacted
Low Income - Power to Save | Low Flow Showerhead | 0 | 0.04 | 0.1 | 504.08 | 1 | Honeywell | 2023-02-01 | redacted
Low Income - Power to Save | Outdoor Coil Cleaning | 0 | 0.1 | 0 | 275 | 1 | Honeywell | 2023-02-01 | redacted
Low Income - Power to Save | LI - DUCT | 0 | 0.4 | 0.12 | 775.77 | 1 | Honeywell | 2023-02-01 | redacted
Low Income - Power to Save | HVAC Inspection | 0 | 0.17 | 0 | 268.73 | 1 | Honeywell | 2023-02-01 | redacted
Low Income - Power to Save | LED Lights | 0 | 0 | 0 | 47.6 | 1 | Honeywell | 2023-02-01 | redacted
Low Income - Power to Save | Faucet Aerators | 0 | 0 | 0.02 | 110.58 | 1 | Honeywell | 2023-02-01 | redacted
Low Income - Power to Save | Weather Strip/Caulk | 0 | 0.25 | 0.09 | 503.3 | 1 | Honeywell | 2023-02-01 | redacted
Low Income - Power to Save | LED Lights | 0 | 0 | 0 | 47.6 | 1 | Honeywell | 2023-02-01 | redacted
Low Income - Power to Save | Faucet Aerators | 0 | 0 | 0.02 | 110.58 | 1 | Honeywell | 2023-02-01 | redacted
Low Income - Power to Save | Low Flow Showerhead | 0 | 0.04 | 0.1 | 504.08 | 1 | Honeywell | 2023-02-01 | redacted
Low Income - Power to Save | Weather Strip/Caulk | 0 | 0.25 | 0.09 | 503.3 | 1 | Honeywell | 2023-02-01 | redacted
Low Income - Power to Save | Outdoor Coil Cleaning | 0 | 0.1 | 0 | 275 | 1 | Honeywell | 2023-02-01 | redacted
Low Income - Power to Save | LI - DUCT | 0 | 0.4 | 0.12 | 775.77 | 1 | Honeywell | 2023-02-01 | redacted
Low Income - Power to Save | HVAC Inspection | 0 | 0.17 | 0 | 268.73 | 1 | Honeywell | 2023-02-01 | redacted
Low Income - Power to Save | LED Lights | 0 | 0 | 0 | 47.6 | 1 | Honeywell | 2023-02-01 | redacted
Low Income - Power to Save | Outdoor Coil Cleaning | 0 | 0.1 | 0 | 275 | 1 | Honeywell | 2023-02-01 | redacted
Low Income - Power to Save | HVAC Inspection | 0 | 0.17 | 0 | 268.73 | 1 | Honeywell | 2023-02-01 | redacted
Low Income - Power to Save | LED Lights | 0 | 0 | 0 | 47.6 | 1 | Honeywell | 2023-02-01 | redacted
Low Income - Power to Save | Low Flow Showerhead | 0 | 0.04 | 0.1 | 504.08 | 1 | Honeywell | 2023-02-01 | redacted
Low Income - Power to Save | Weather Strip/Caulk | 0 | 0.25 | 0.09 | 503.3 | 1 | Honeywell | 2023-02-01 | redacted
Low Income - Power to Save | Outdoor Coil Cleaning | 0 | 0.1 | 0 | 275 | 1 | Honeywell | 2023-02-01 | redacted
Low Income - Power to Save | LI - DUCT | 0 | 0.4 | 0.12 | 775.77 | 1 | Honeywell | 2023-02-01 | redacted
Low Income - Power to Save | HVAC Inspection | 0 | 0.17 | 0 | 268.73 | 1 | Honeywell | 2023-02-01 | redacted
Low Income - Power to Save | LED Lights | 0 | 0 | 0 | 47.6 | 1 | Honeywell | 2023-02-01 | redacted
Low Income - Power to Save | Weather Strip/Caulk | 0 | 0.25 | 0.09 | 503.3 | 1 | Honeywell | 2023-02-01 | redacted
Low Income - Power to Save | Outdoor Coil Cleaning | 0 | 0.1 | 0 | 275 | 1 | Honeywell | 2023-02-01 | redacted
Low Income - Power to Save | HVAC Inspection | 0 | 0.17 | 0 | 268.73 | 1 | Honeywell | 2023-02-01 | redacted
Low Income - Power to Save | LED Lights | 0 | 0 | 0 | 47.6 | 1 | Honeywell | 2023-02-01 | redacted
Low Income - Power to Save | Faucet Aerators | 0 | 0 | 0.02 | 110.58 | 1 | Honeywell | 2023-02-01 | redacted
Low Income - Power to Save | Low Flow Showerhead | 0 | 0.04 | 0.1 | 504.08 | 1 | Honeywell | 2023-02-01 | redacted
Low Income - Power to Save | Outdoor Coil Cleaning | 0 | 0.1 | 0 | 275 | 1 | Honeywell | 2023-02-01 | redacted
Low Income - Power to Save | HVAC Inspection | 0 | 0.17 | 0 | 268.73 | 1 | Honeywell | 2023-02-01 | redacted
Low Income - Power to Save | LED Lights | 0 | 0 | 0 | 47.6 | 1 | Honeywell | 2023-02-01 | redacted
Low Income - Power to Save | Faucet Aerators | 0 | 0 | 0.02 | 110.58 | 1 | Honeywell | 2023-02-01 | redacted
Low Income - Power to Save | Low Flow Showerhead | 0 | 0.04 | 0.1 | 504.08 | 1 | Honeywell | 2023-02-01 | redacted
Low Income - Power to Save | Outdoor Coil Cleaning | 0 | 0.1 | 0 | 275 | 1 | Honeywell | 2023-02-01 | redacted
Low Income - Power to Save | LED Lights | 0 | 0 | 0 | 47.6 | 1 | Honeywell | 2023-02-01 | redacted
Low Income - Power to Save | Faucet Aerators | 0 | 0 | 0.02 | 110.58 | 1 | Honeywell | 2023-02-01 | redacted
Low Income - Power to Save | Weather Strip/Caulk | 0 | 0.25 | 0.09 | 503.3 | 1 | Honeywell | 2023-02-01 | redacted
Low Income - Power to Save | LED Lights | 0 | 0 | 0 | 47.6 | 1 | Honeywell | 2023-02-01 | redacted
Low Income - Power to Save | Faucet Aerators | 0 | 0 | 0.02 | 110.58 | 1 | Honeywell | 2023-02-01 | redacted
Low Income - Power to Save | Low Flow Showerhead | 0 | 0.04 | 0.1 | 504.08 | 1 | Honeywell | 2023-02-01 | redacted
Low Income - Power to Save | Weather Strip/Caulk | 0 | 0.25 | 0.09 | 503.3 | 1 | Honeywell | 2023-02-01 | redacted
Low Income - Power to Save | Outdoor Coil Cleaning | 0 | 0.1 | 0 | 275 | 1 | Honeywell | 2023-02-01 | redacted
Low Income - Power to Save | LI - DUCT | 0 | 0.4 | 0.12 | 775.77 | 1 | Honeywell | 2023-02-01 | redacted
Low Income - Power to Save | HVAC Inspection | 0 | 0.17 | 0 | 268.73 | 1 | Honeywell | 2023-02-01 | redacted
Low Income - Power to Save | LED Lights | 0 | 0 | 0 | 47.6 | 1 | Honeywell | 2023-02-01 | redacted
Low Income - Power to Save | Faucet Aerators | 0 | 0 | 0.02 | 110.58 | 1 | Honeywell | 2023-02-01 | redacted
Low Income - Power to Save | Weather Strip/Caulk | 0 | 0.25 | 0.09 | 503.3 | 1 | Honeywell | 2023-02-01 | redacted
Low Income - Power to Save | LED Lights | 0 | 0 | 0 | 47.6 | 1 | Honeywell | 2023-02-01 | redacted
Low Income - Power to Save | Faucet Aerators | 0 | 0 | 0.02 | 110.58 | 1 | Honeywell | 2023-02-01 | redacted
Low Income - Power to Save | Low Flow Showerhead | 0 | 0.04 | 0.1 | 504.08 | 1 | Honeywell | 2023-02-01 | redacted
Low Income - Power to Save | Weather Strip/Caulk | 0 | 0.25 | 0.09 | 503.3 | 1 | Honeywell | 2023-02-01 | redacted
Low Income - Power to Save | Outdoor Coil Cleaning | 0 | 0.1 | 0 | 275 | 1 | Honeywell | 2023-02-01 | redacted
Low Income - Power to Save | LI - DUCT | 0 | 0.4 | 0.12 | 775.77 | 1 | Honeywell | 2023-02-01 | redacted
Low Income - Power to Save | HVAC Inspection | 0 | 0.17 | 0 | 268.73 | 1 | Honeywell | 2023-02-01 | redacted
Low Income - Power to Save | LED Lights | 0 | 0 | 0 | 47.6 | 1 | Honeywell | 2023-02-01 | redacted
Low Income - Power to Save | Faucet Aerators | 0 | 0 | 0.02 | 110.58 | 1 | Honeywell | 2023-02-01 | redacted
Low Income - Power to Save | Low Flow Showerhead | 0 | 0.04 | 0.1 | 504.08 | 1 | Honeywell | 2023-02-01 | redacted
Low Income - Power to Save | Weather Strip/Caulk | 0 | 0.25 | 0.09 | 503.3 | 1 | Honeywell | 2023-02-01 | redacted
Low Income - Power to Save | LED Lights | 0 | 0 | 0 | 47.6 | 1 | Honeywell | 2023-02-01 | redacted
Low Income - Power to Save | Faucet Aerators | 0 | 0 | 0.02 | 110.58 | 1 | Honeywell | 2023-02-01 | redacted
Low Income - Power to Save | Pipe Wrap | 0 | 0.01 | 0.03 | 143.65 | 1 | Honeywell | 2023-02-01 | redacted
Low Income - Power to Save | Weather Strip/Caulk | 0 | 0.25 | 0.09 | 503.3 | 1 | Honeywell | 2023-02-01 | redacted
Low Income - Power to Save | Outdoor Coil Cleaning | 0 | 0.1 | 0 | 275 | 1 | Honeywell | 2023-02-01 | redacted
Low Income - Power to Save | LI - DUCT | 0 | 0.4 | 0.12 | 775.77 | 1 | Honeywell | 2023-02-01 | redacted
Low Income - Power to Save | HVAC Inspection | 0 | 0.17 | 0 | 268.73 | 1 | Honeywell | 2023-02-01 | redacted
Low Income - Power to Save | LED Lights | 0 | 0 | 0 | 47.6 | 1 | Honeywell | 2023-02-01 | redacted
Low Income - Power to Save | Low Flow Showerhead | 0 | 0.04 | 0.1 | 504.08 | 1 | Honeywell | 2023-02-01 | redacted
Low Income - Power to Save | Weather Strip/Caulk | 0 | 0.25 | 0.09 | 503.3 | 1 | Honeywell | 2023-02-01 | redacted
Low Income - Power to Save | Outdoor Coil Cleaning | 0 | 0.1 | 0 | 275 | 1 | Honeywell | 2023-02-01 | redacted
Low Income - Power to Save | HVAC Inspection | 0 | 0.17 | 0 | 268.73 | 1 | Honeywell | 2023-02-01 | redacted
Low Income - Power to Save | LED Lights | 0 | 0 | 0 | 47.6 | 1 | Honeywell | 2023-02-01 | redacted
Low Income - Power to Save | Faucet Aerators | 0 | 0 | 0.02 | 110.58 | 1 | Honeywell | 2023-02-01 | redacted
Low Income - Power to Save | Low Flow Showerhead | 0 | 0.04 | 0.1 | 504.08 | 1 | Honeywell | 2023-02-01 | redacted
Low Income - Power to Save | LED Lights | 0 | 0 | 0 | 47.6 | 1 | Honeywell | 2023-02-01 | redacted
Low Income - Power to Save | Faucet Aerators | 0 | 0 | 0.02 | 110.58 | 1 | Honeywell | 2023-02-01 | redacted
Low Income - Power to Save | Weather Strip/Caulk | 0 | 0.25 | 0.09 | 503.3 | 1 | Honeywell | 2023-02-01 | redacted
Low Income - Power to Save | Outdoor Coil Cleaning | 0 | 0.1 | 0 | 275 | 1 | Honeywell | 2023-02-01 | redacted
Low Income - Power to Save | LI - DUCT | 0 | 0.4 | 0.12 | 775.77 | 1 | Honeywell | 2023-02-01 | redacted
Low Income - Power to Save | HVAC Inspection | 0 | 0.17 | 0 | 268.73 | 1 | Honeywell | 2023-02-01 | redacted
Low Income - Power to Save | LED Lights | 0 | 0 | 0 | 47.6 | 1 | Honeywell | 2023-02-01 | redacted
Low Income - Power to Save | Low Flow Showerhead | 0 | 0.04 | 0.1 | 504.08 | 1 | Honeywell | 2023-02-01 | redacted
Low Income - Power to Save | Weather Strip/Caulk | 0 | 0.25 | 0.09 | 503.3 | 1 | Honeywell | 2023-02-01 | redacted
Low Income - Power to Save | Outdoor Coil Cleaning | 0 | 0.1 | 0 | 275 | 1 | Honeywell | 2023-02-01 | redacted
Low Income - Power to Save | LI - DUCT | 0 | 0.4 | 0.12 | 775.77 | 1 | Honeywell | 2023-02-01 | redacted
Low Income - Power to Save | HVAC Inspection | 0 | 0.17 | 0 | 268.73 | 1 | Honeywell | 2023-02-01 | redacted
Low Income - Power to Save | LED Lights | 0 | 0 | 0 | 47.6 | 1 | Honeywell | 2023-02-01 | redacted
Low Income - Power to Save | LED Lights | 0 | 0 | 0 | 47.6 | 1 | Honeywell | 2023-02-01 | redacted
Low Income - Power to Save | Faucet Aerators | 0 | 0 | 0.02 | 110.58 | 1 | Honeywell | 2023-02-01 | redacted
Low Income - Power to Save | Low Flow Showerhead | 0 | 0.04 | 0.1 | 504.08 | 1 | Honeywell | 2023-02-01 | redacted
Low Income - Power to Save | Weather Strip/Caulk | 0 | 0.25 | 0.09 | 503.3 | 1 | Honeywell | 2023-02-01 | redacted
Low Income - Power to Save | Outdoor Coil Cleaning | 0 | 0.1 | 0 | 275 | 1 | Honeywell | 2023-02-01 | redacted
Low Income - Power to Save | LI - DUCT | 0 | 0.4 | 0.12 | 775.77 | 1 | Honeywell | 2023-02-01 | redacted
Low Income - Power to Save | HVAC Inspection | 0 | 0.17 | 0 | 268.73 | 1 | Honeywell | 2023-02-01 | redacted
Low Income - Power to Save | LED Lights | 0 | 0 | 0 | 47.6 | 1 | Honeywell | 2023-02-01 | redacted
Low Income - Power to Save | Faucet Aerators | 0 | 0 | 0.02 | 110.58 | 1 | Honeywell | 2023-02-01 | redacted
Low Income - Power to Save | Low Flow Showerhead | 0 | 0.04 | 0.1 | 504.08 | 1 | Honeywell | 2023-02-01 | redacted
Low Income - Power to Save | Pipe Wrap | 0 | 0.01 | 0.03 | 143.65 | 1 | Honeywell | 2023-02-01 | redacted
Low Income - Power to Save | Weather Strip/Caulk | 0 | 0.25 | 0.09 | 503.3 | 1 | Honeywell | 2023-02-01 | redacted
Low Income - Power to Save | Outdoor Coil Cleaning | 0 | 0.1 | 0 | 275 | 1 | Honeywell | 2023-02-01 | redacted
Low Income - Power to Save | LI - DUCT | 0 | 0.4 | 0.12 | 775.77 | 1 | Honeywell | 2023-02-01 | redacted
Low Income - Power to Save | HVAC Inspection | 0 | 0.17 | 0 | 268.73 | 1 | Honeywell | 2023-02-01 | redacted
Low Income - Power to Save | LED Lights | 0 | 0 | 0 | 47.6 | 1 | Honeywell | 2023-02-01 | redacted
Low Income - Power to Save | Faucet Aerators | 0 | 0 | 0.02 | 110.58 | 1 | Honeywell | 2023-02-01 | redacted
Low Income - Power to Save | Low Flow Showerhead | 0 | 0.04 | 0.1 | 504.08 | 1 | Honeywell | 2023-02-01 | redacted
Low Income - Power to Save | Weather Strip/Caulk | 0 | 0.25 | 0.09 | 503.3 | 1 | Honeywell | 2023-02-01 | redacted
Low Income - Power to Save | Outdoor Coil Cleaning | 0 | 0.1 | 0 | 275 | 1 | Honeywell | 2023-02-01 | redacted
Low Income - Power to Save | LI - DUCT | 0 | 0.4 | 0.12 | 775.77 | 1 | Honeywell | 2023-02-01 | redacted
Low Income - Power to Save | HVAC Inspection | 0 | 0.17 | 0 | 268.73 | 1 | Honeywell | 2023-02-01 | redacted
Low Income - Power to Save | LED Lights | 0 | 0 | 0 | 47.6 | 1 | Honeywell | 2023-02-01 | redacted
Low Income - Power to Save | Weather Strip/Caulk | 0 | 0.25 | 0.09 | 503.3 | 1 | Honeywell | 2023-02-01 | redacted
Low Income - Power to Save | LED Lights | 0 | 0 | 0 | 47.6 | 1 | Honeywell | 2023-02-01 | redacted
Low Income - Power to Save | Outdoor Coil Cleaning | 0 | 0.1 | 0 | 275 | 1 | Honeywell | 2023-02-01 | redacted
Low Income - Power to Save | HVAC Inspection | 0 | 0.17 | 0 | 268.73 | 1 | Honeywell | 2023-02-01 | redacted
Low Income - Power to Save | LED Lights | 0 | 0 | 0 | 47.6 | 1 | Honeywell | 2023-02-01 | redacted
Low Income - Power to Save | Faucet Aerators | 0 | 0 | 0.02 | 110.58 | 1 | Honeywell | 2023-02-01 | redacted
Low Income - Power to Save | Low Flow Showerhead | 0 | 0.04 | 0.1 | 504.08 | 1 | Honeywell | 2023-02-01 | redacted
Low Income - Power to Save | Weather Strip/Caulk | 0 | 0.25 | 0.09 | 503.3 | 1 | Honeywell | 2023-02-01 | redacted
Low Income - Power to Save | Outdoor Coil Cleaning | 0 | 0.1 | 0 | 275 | 1 | Honeywell | 2023-02-01 | redacted
Low Income - Power to Save | LI - DUCT | 0 | 0.4 | 0.12 | 775.77 | 1 | Honeywell | 2023-02-01 | redacted
Low Income - Power to Save | HVAC Inspection | 0 | 0.17 | 0 | 268.73 | 1 | Honeywell | 2023-02-01 | redacted
Low Income - Power to Save | LED Lights | 0 | 0 | 0 | 47.6 | 1 | Honeywell | 2023-02-01 | redacted
Low Income - Power to Save | Low Flow Showerhead | 0 | 0.04 | 0.1 | 504.08 | 1 | Honeywell | 2023-02-01 | redacted
Low Income - Power to Save | Weather Strip/Caulk | 0 | 0.25 | 0.09 | 503.3 | 1 | Honeywell | 2023-02-01 | redacted
Low Income - Power to Save | Outdoor Coil Cleaning | 0 | 0.1 | 0 | 275 | 1 | Honeywell | 2023-02-01 | redacted
Low Income - Power to Save | HVAC Inspection | 0 | 0.17 | 0 | 268.73 | 1 | Honeywell | 2023-02-01 | redacted
Low Income - Power to Save | LED Lights | 0 | 0 | 0 | 47.6 | 1 | Honeywell | 2023-02-01 | redacted
Low Income - Power to Save | Faucet Aerators | 0 | 0 | 0.02 | 110.58 | 1 | Honeywell | 2023-02-01 | redacted
Low Income - Power to Save | Low Flow Showerhead | 0 | 0.04 | 0.1 | 504.08 | 1 | Honeywell | 2023-02-01 | redacted
Low Income - Power to Save | Outdoor Coil Cleaning | 0 | 0.1 | 0 | 275 | 1 | Honeywell | 2023-02-01 | redacted
Low Income - Power to Save | LED Lights | 0 | 0 | 0 | 47.6 | 1 | Honeywell | 2023-02-01 | redacted
Low Income - Power to Save | Low Flow Showerhead | 0 | 0.04 | 0.1 | 504.08 | 1 | Honeywell | 2023-02-01 | redacted
Low Income - Power to Save | Weather Strip/Caulk | 0 | 0.25 | 0.09 | 503.3 | 1 | Honeywell | 2023-02-01 | redacted
Low Income - Power to Save | Outdoor Coil Cleaning | 0 | 0.1 | 0 | 275 | 1 | Honeywell | 2023-02-01 | redacted
Low Income - Power to Save | LED Lights | 0 | 0 | 0 | 47.6 | 1 | Honeywell | 2023-02-01 | redacted
Low Income - Power to Save | Faucet Aerators | 0 | 0 | 0.02 | 110.58 | 1 | Honeywell | 2023-02-01 | redacted
Low Income - Power to Save | Low Flow Showerhead | 0 | 0.04 | 0.1 | 504.08 | 1 | Honeywell | 2023-02-01 | redacted
Low Income - Power to Save | Weather Strip/Caulk | 0 | 0.25 | 0.09 | 503.3 | 1 | Honeywell | 2023-02-01 | redacted
Low Income - Power to Save | Outdoor Coil Cleaning | 0 | 0.1 | 0 | 275 | 1 | Honeywell | 2023-02-01 | redacted
Low Income - Power to Save | LED Lights | 0 | 0 | 0 | 47.6 | 1 | Honeywell | 2023-02-01 | redacted
Low Income - Power to Save | Faucet Aerators | 0 | 0 | 0.02 | 110.58 | 1 | Honeywell | 2023-02-01 | redacted
Low Income - Power to Save | Low Flow Showerhead | 0 | 0.04 | 0.1 | 504.08 | 1 | Honeywell | 2023-02-01 | redacted
Low Income - Power to Save | Outdoor Coil Cleaning | 0 | 0.1 | 0 | 275 | 1 | Honeywell | 2023-02-01 | redacted
Low Income - Power to Save | LED Lights | 0 | 0 | 0 | 47.6 | 1 | Honeywell | 2023-02-01 | redacted
Low Income - Power to Save | Faucet Aerators | 0 | 0 | 0.02 | 110.58 | 1 | Honeywell | 2023-02-01 | redacted
Low Income - Power to Save | Low Flow Showerhead | 0 | 0.04 | 0.1 | 504.08 | 1 | Honeywell | 2023-02-01 | redacted
Low Income - Power to Save | Weather Strip/Caulk | 0 | 0.25 | 0.09 | 503.3 | 1 | Honeywell | 2023-02-01 | redacted
Low Income - Power to Save | Outdoor Coil Cleaning | 0 | 0.1 | 0 | 275 | 1 | Honeywell | 2023-02-01 | redacted
Low Income - Power to Save | LI - DUCT | 0 | 0.4 | 0.12 | 775.77 | 1 | Honeywell | 2023-02-01 | redacted
Low Income - Power to Save | HVAC Inspection | 0 | 0.17 | 0 | 268.73 | 1 | Honeywell | 2023-02-01 | redacted
Low Income - Power to Save | LED Lights | 0 | 0 | 0 | 47.6 | 1 | Honeywell | 2023-02-01 | redacted
Low Income - Power to Save | Outdoor Coil Cleaning | 0 | 0.1 | 0 | 275 | 1 | Honeywell | 2023-02-01 | redacted
Low Income - Power to Save | HVAC Inspection | 0 | 0.17 | 0 | 268.73 | 1 | Honeywell | 2023-02-01 | redacted
Low Income - Power to Save | LED Lights | 0 | 0 | 0 | 47.6 | 1 | Honeywell | 2023-02-01 | redacted
Low Income - Power to Save | Outdoor Coil Cleaning | 0 | 0.1 | 0 | 275 | 1 | Honeywell | 2023-02-01 | redacted
Low Income - Power to Save | HVAC Inspection | 0 | 0.17 | 0 | 268.73 | 1 | Honeywell | 2023-02-01 | redacted
Low Income - Power to Save | LED Lights | 0 | 0 | 0 | 47.6 | 1 | Honeywell | 2023-01-01 | redacted
Low Income - Power to Save | Faucet Aerators | 0 | 0 | 0.02 | 110.58 | 1 | Honeywell | 2023-01-01 | redacted
Low Income - Power to Save | Weather Strip/Caulk | 0 | 0.25 | 0.09 | 503.3 | 1 | Honeywell | 2023-01-01 | redacted
Low Income - Power to Save | Outdoor Coil Cleaning | 0 | 0.1 | 0 | 275 | 1 | Honeywell | 2023-01-01 | redacted
Low Income - Power to Save | LED Lights | 0 | 0 | 0 | 47.6 | 1 | Honeywell | 2023-01-01 | redacted
Low Income - Power to Save | Faucet Aerators | 0 | 0 | 0.02 | 110.58 | 1 | Honeywell | 2023-01-01 | redacted
Low Income - Power to Save | Low Flow Showerhead | 0 | 0.04 | 0.1 | 504.08 | 1 | Honeywell | 2023-01-01 | redacted
Low Income - Power to Save | Weather Strip/Caulk | 0 | 0.25 | 0.09 | 503.3 | 1 | Honeywell | 2023-01-01 | redacted
Low Income - Power to Save | Outdoor Coil Cleaning | 0 | 0.1 | 0 | 275 | 1 | Honeywell | 2023-01-01 | redacted
Low Income - Power to Save | LI - DUCT | 0 | 0.4 | 0.12 | 775.77 | 1 | Honeywell | 2023-01-01 | redacted
Low Income - Power to Save | HVAC Inspection | 0 | 0.17 | 0 | 268.73 | 1 | Honeywell | 2023-01-01 | redacted
Low Income - Power to Save | LED Lights | 0 | 0 | 0 | 47.6 | 1 | Honeywell | 2023-01-01 | redacted
Low Income - Power to Save | Faucet Aerators | 0 | 0 | 0.02 | 110.58 | 1 | Honeywell | 2023-01-01 | redacted
Low Income - Power to Save | Low Flow Showerhead | 0 | 0.04 | 0.1 | 504.08 | 1 | Honeywell | 2023-01-01 | redacted
Low Income - Power to Save | Pipe Wrap | 0 | 0.01 | 0.03 | 143.65 | 1 | Honeywell | 2023-01-01 | redacted
Low Income - Power to Save | Weather Strip/Caulk | 0 | 0.25 | 0.09 | 503.3 | 1 | Honeywell | 2023-01-01 | redacted
Low Income - Power to Save | Outdoor Coil Cleaning | 0 | 0.1 | 0 | 275 | 1 | Honeywell | 2023-01-01 | redacted
Low Income - Power to Save | LI - DUCT | 0 | 0.4 | 0.12 | 775.77 | 1 | Honeywell | 2023-01-01 | redacted
Low Income - Power to Save | HVAC Inspection | 0 | 0.17 | 0 | 268.73 | 1 | Honeywell | 2023-01-01 | redacted
Low Income - Power to Save | LED Lights | 0 | 0 | 0 | 47.6 | 1 | Honeywell | 2023-01-01 | redacted
Low Income - Power to Save | Faucet Aerators | 0 | 0 | 0.02 | 110.58 | 1 | Honeywell | 2023-01-01 | redacted
Low Income - Power to Save | Pipe Wrap | 0 | 0.01 | 0.03 | 143.65 | 1 | Honeywell | 2023-01-01 | redacted
Low Income - Power to Save | Weather Strip/Caulk | 0 | 0.25 | 0.09 | 503.3 | 1 | Honeywell | 2023-01-01 | redacted
Low Income - Power to Save | Outdoor Coil Cleaning | 0 | 0.1 | 0 | 275 | 1 | Honeywell | 2023-01-01 | redacted
Low Income - Power to Save | LI - DUCT | 0 | 0.4 | 0.12 | 775.77 | 1 | Honeywell | 2023-01-01 | redacted
Low Income - Power to Save | HVAC Inspection | 0 | 0.17 | 0 | 268.73 | 1 | Honeywell | 2023-01-01 | redacted
Low Income - Power to Save | LED Lights | 0 | 0 | 0 | 47.6 | 1 | Honeywell | 2023-01-01 | redacted
Low Income - Power to Save | LED Lights | 0 | 0 | 0 | 47.6 | 1 | Honeywell | 2023-01-01 | redacted
Low Income - Power to Save | Faucet Aerators | 0 | 0 | 0.02 | 110.58 | 1 | Honeywell | 2023-01-01 | redacted
Low Income - Power to Save | Outdoor Coil Cleaning | 0 | 0.1 | 0 | 275 | 1 | Honeywell | 2023-01-01 | redacted
Low Income - Power to Save | LI - DUCT | 0 | 0.4 | 0.12 | 775.77 | 1 | Honeywell | 2023-01-01 | redacted
Low Income - Power to Save | HVAC Inspection | 0 | 0.17 | 0 | 268.73 | 1 | Honeywell | 2023-01-01 | redacted
Low Income - Power to Save | LED Lights | 0 | 0 | 0 | 47.6 | 1 | Honeywell | 2023-01-01 | redacted
Low Income - Power to Save | Outdoor Coil Cleaning | 0 | 0.1 | 0 | 275 | 1 | Honeywell | 2023-01-01 | redacted
Low Income - Power to Save | LED Lights | 0 | 0 | 0 | 47.6 | 1 | Honeywell | 2023-01-01 | redacted
Low Income - Power to Save | Faucet Aerators | 0 | 0 | 0.02 | 110.58 | 1 | Honeywell | 2023-01-01 | redacted
Low Income - Power to Save | Low Flow Showerhead | 0 | 0.04 | 0.1 | 504.08 | 1 | Honeywell | 2023-01-01 | redacted
Low Income - Power to Save | Weather Strip/Caulk | 0 | 0.25 | 0.09 | 503.3 | 1 | Honeywell | 2023-01-01 | redacted
Low Income - Power to Save | Outdoor Coil Cleaning | 0 | 0.1 | 0 | 275 | 1 | Honeywell | 2023-01-01 | redacted
Low Income - Power to Save | LI - DUCT | 0 | 0.4 | 0.12 | 775.77 | 1 | Honeywell | 2023-01-01 | redacted
Low Income - Power to Save | HVAC Inspection | 0 | 0.17 | 0 | 268.73 | 1 | Honeywell | 2023-01-01 | redacted
Low Income - Power to Save | LED Lights | 0 | 0 | 0 | 47.6 | 1 | Honeywell | 2023-01-01 | redacted
Low Income - Power to Save | Outdoor Coil Cleaning | 0 | 0.1 | 0 | 275 | 1 | Honeywell | 2023-01-01 | redacted
Low Income - Power to Save | LI - DUCT | 0 | 0.4 | 0.12 | 775.77 | 1 | Honeywell | 2023-01-01 | redacted
Low Income - Power to Save | HVAC Inspection | 0 | 0.17 | 0 | 268.73 | 1 | Honeywell | 2023-01-01 | redacted
Low Income - Power to Save | LED Lights | 0 | 0 | 0 | 47.6 | 1 | Honeywell | 2023-01-01 | redacted
Low Income - Power to Save | Pipe Wrap | 0 | 0.01 | 0.03 | 143.65 | 1 | Honeywell | 2023-01-01 | redacted
Low Income - Power to Save | Weather Strip/Caulk | 0 | 0.25 | 0.09 | 503.3 | 1 | Honeywell | 2023-01-01 | redacted
Low Income - Power to Save | Outdoor Coil Cleaning | 0 | 0.1 | 0 | 275 | 1 | Honeywell | 2023-01-01 | redacted
Low Income - Power to Save | LI - DUCT | 0 | 0.4 | 0.12 | 775.77 | 1 | Honeywell | 2023-01-01 | redacted
Low Income - Power to Save | HVAC Inspection | 0 | 0.17 | 0 | 268.73 | 1 | Honeywell | 2023-01-01 | redacted
Low Income - Power to Save | LED Lights | 0 | 0 | 0 | 47.6 | 1 | Honeywell | 2023-01-01 | redacted
Low Income - Power to Save | Outdoor Coil Cleaning | 0 | 0.1 | 0 | 275 | 1 | Honeywell | 2023-01-01 | redacted
Low Income - Power to Save | HVAC Inspection | 0 | 0.17 | 0 | 268.73 | 1 | Honeywell | 2023-01-01 | redacted
Low Income - Power to Save | LED Lights | 0 | 0 | 0 | 47.6 | 1 | Honeywell | 2023-01-01 | redacted
Low Income - Power to Save | Faucet Aerators | 0 | 0 | 0.02 | 110.58 | 1 | Honeywell | 2023-01-01 | redacted
Low Income - Power to Save | Low Flow Showerhead | 0 | 0.04 | 0.1 | 504.08 | 1 | Honeywell | 2023-01-01 | redacted
Low Income - Power to Save | Weather Strip/Caulk | 0 | 0.25 | 0.09 | 503.3 | 1 | Honeywell | 2023-01-01 | redacted
Low Income - Power to Save | Outdoor Coil Cleaning | 0 | 0.1 | 0 | 275 | 1 | Honeywell | 2023-01-01 | redacted
Low Income - Power to Save | LED Lights | 0 | 0 | 0 | 47.6 | 1 | Honeywell | 2023-01-01 | redacted
Low Income - Power to Save | Weather Strip/Caulk | 0 | 0.25 | 0.09 | 503.3 | 1 | Honeywell | 2023-01-01 | redacted
Low Income - Power to Save | LED Lights | 0 | 0 | 0 | 47.6 | 1 | Honeywell | 2023-01-01 | redacted
Low Income - Power to Save | Low Flow Showerhead | 0 | 0.04 | 0.1 | 504.08 | 1 | Honeywell | 2023-01-01 | redacted
Low Income - Power to Save | Outdoor Coil Cleaning | 0 | 0.1 | 0 | 275 | 1 | Honeywell | 2023-01-01 | redacted
Low Income - Power to Save | HVAC Inspection | 0 | 0.17 | 0 | 268.73 | 1 | Honeywell | 2023-01-01 | redacted
Low Income - Power to Save | LED Lights | 0 | 0 | 0 | 47.6 | 1 | Honeywell | 2023-01-01 | redacted
Low Income - Power to Save | Low Flow Showerhead | 0 | 0.04 | 0.1 | 504.08 | 1 | Honeywell | 2023-01-01 | redacted
Low Income - Power to Save | Pipe Wrap | 0 | 0.01 | 0.03 | 143.65 | 1 | Honeywell | 2023-01-01 | redacted
Low Income - Power to Save | Weather Strip/Caulk | 0 | 0.25 | 0.09 | 503.3 | 1 | Honeywell | 2023-01-01 | redacted
Low Income - Power to Save | Outdoor Coil Cleaning | 0 | 0.1 | 0 | 275 | 1 | Honeywell | 2023-01-01 | redacted
Low Income - Power to Save | LI - DUCT | 0 | 0.4 | 0.12 | 775.77 | 1 | Honeywell | 2023-01-01 | redacted
Low Income - Power to Save | HVAC Inspection | 0 | 0.17 | 0 | 268.73 | 1 | Honeywell | 2023-01-01 | redacted
Low Income - Power to Save | LED Lights | 0 | 0 | 0 | 47.6 | 1 | Honeywell | 2023-01-01 | redacted
Low Income - Power to Save | Outdoor Coil Cleaning | 0 | 0.1 | 0 | 275 | 1 | Honeywell | 2023-01-01 | redacted
Low Income - Power to Save | HVAC Inspection | 0 | 0.17 | 0 | 268.73 | 1 | Honeywell | 2023-01-01 | redacted
Low Income - Power to Save | LED Lights | 0 | 0 | 0 | 47.6 | 1 | Honeywell | 2023-01-01 | redacted
Low Income - Power to Save | Faucet Aerators | 0 | 0 | 0.02 | 110.58 | 1 | Honeywell | 2023-01-01 | redacted
Low Income - Power to Save | Weather Strip/Caulk | 0 | 0.25 | 0.09 | 503.3 | 1 | Honeywell | 2023-01-01 | redacted
Low Income - Power to Save | Outdoor Coil Cleaning | 0 | 0.1 | 0 | 275 | 1 | Honeywell | 2023-01-01 | redacted
Low Income - Power to Save | HVAC Inspection | 0 | 0.17 | 0 | 268.73 | 1 | Honeywell | 2023-01-01 | redacted
Low Income - Power to Save | LED Lights | 0 | 0 | 0 | 47.6 | 1 | Honeywell | 2023-01-01 | redacted
Low Income - Power to Save | Low Flow Showerhead | 0 | 0.04 | 0.1 | 504.08 | 1 | Honeywell | 2023-01-01 | redacted
Low Income - Power to Save | Pipe Wrap | 0 | 0.01 | 0.03 | 143.65 | 1 | Honeywell | 2023-01-01 | redacted
Low Income - Power to Save | Weather Strip/Caulk | 0 | 0.25 | 0.09 | 503.3 | 1 | Honeywell | 2023-01-01 | redacted
Low Income - Power to Save | Outdoor Coil Cleaning | 0 | 0.1 | 0 | 275 | 1 | Honeywell | 2023-01-01 | redacted
Low Income - Power to Save | LI - DUCT | 0 | 0.4 | 0.12 | 775.77 | 1 | Honeywell | 2023-01-01 | redacted
Low Income - Power to Save | HVAC Inspection | 0 | 0.17 | 0 | 268.73 | 1 | Honeywell | 2023-01-01 | redacted
Low Income - Power to Save | LED Lights | 0 | 0 | 0 | 47.6 | 1 | Honeywell | 2023-01-01 | redacted
Low Income - Power to Save | Weather Strip/Caulk | 0 | 0.25 | 0.09 | 503.3 | 1 | Honeywell | 2023-01-01 | redacted
Low Income - Power to Save | Outdoor Coil Cleaning | 0 | 0.1 | 0 | 275 | 1 | Honeywell | 2023-01-01 | redacted
Low Income - Power to Save | HVAC Inspection | 0 | 0.17 | 0 | 268.73 | 1 | Honeywell | 2023-01-01 | redacted
Low Income - Power to Save | LED Lights | 0 | 0 | 0 | 47.6 | 1 | Honeywell | 2023-01-01 | redacted
Low Income - Power to Save | Faucet Aerators | 0 | 0 | 0.02 | 110.58 | 1 | Honeywell | 2023-01-01 | redacted
Low Income - Power to Save | Low Flow Showerhead | 0 | 0.04 | 0.1 | 504.08 | 1 | Honeywell | 2023-01-01 | redacted
Low Income - Power to Save | Pipe Wrap | 0 | 0.01 | 0.03 | 143.65 | 1 | Honeywell | 2023-01-01 | redacted
Low Income - Power to Save | Weather Strip/Caulk | 0 | 0.25 | 0.09 | 503.3 | 1 | Honeywell | 2023-01-01 | redacted
Low Income - Power to Save | Outdoor Coil Cleaning | 0 | 0.1 | 0 | 275 | 1 | Honeywell | 2023-01-01 | redacted
Low Income - Power to Save | LI - DUCT | 0 | 0.4 | 0.12 | 775.77 | 1 | Honeywell | 2023-01-01 | redacted
Low Income - Power to Save | HVAC Inspection | 0 | 0.17 | 0 | 268.73 | 1 | Honeywell | 2023-01-01 | redacted
Low Income - Power to Save | LED Lights | 0 | 0 | 0 | 47.6 | 1 | Honeywell | 2023-01-01 | redacted
Low Income - Power to Save | Outdoor Coil Cleaning | 0 | 0.1 | 0 | 275 | 1 | Honeywell | 2023-01-01 | redacted
Low Income - Power to Save | HVAC Inspection | 0 | 0.17 | 0 | 268.73 | 1 | Honeywell | 2023-01-01 | redacted
Low Income - Power to Save | LED Lights | 0 | 0 | 0 | 47.6 | 1 | Honeywell | 2023-01-01 | redacted
Low Income - Power to Save | Faucet Aerators | 0 | 0 | 0.02 | 110.58 | 1 | Honeywell | 2023-01-01 | redacted
Low Income - Power to Save | Low Flow Showerhead | 0 | 0.04 | 0.1 | 504.08 | 1 | Honeywell | 2023-01-01 | redacted
Low Income - Power to Save | LED Lights | 0 | 0 | 0 | 47.6 | 1 | Honeywell | 2023-01-01 | redacted
Low Income - Power to Save | Faucet Aerators | 0 | 0 | 0.02 | 110.58 | 1 | Honeywell | 2023-01-01 | redacted
Low Income - Power to Save | Low Flow Showerhead | 0 | 0.04 | 0.1 | 504.08 | 1 | Honeywell | 2023-01-01 | redacted
Low Income - Power to Save | Outdoor Coil Cleaning | 0 | 0.1 | 0 | 275 | 1 | Honeywell | 2023-01-01 | redacted
Low Income - Power to Save | LI - DUCT | 0 | 0.4 | 0.12 | 775.77 | 1 | Honeywell | 2023-01-01 | redacted
Low Income - Power to Save | HVAC Inspection | 0 | 0.17 | 0 | 268.73 | 1 | Honeywell | 2023-01-01 | redacted
Low Income - Power to Save | LED Lights | 0 | 0 | 0 | 47.6 | 1 | Honeywell | 2023-01-01 | redacted
Low Income - Power to Save | Low Flow Showerhead | 0 | 0.04 | 0.1 | 504.08 | 1 | Honeywell | 2023-01-01 | redacted
Low Income - Power to Save | Pipe Wrap | 0 | 0.01 | 0.03 | 143.65 | 1 | Honeywell | 2023-01-01 | redacted
Low Income - Power to Save | Weather Strip/Caulk | 0 | 0.25 | 0.09 | 503.3 | 1 | Honeywell | 2023-01-01 | redacted
Low Income - Power to Save | Outdoor Coil Cleaning | 0 | 0.1 | 0 | 275 | 1 | Honeywell | 2023-01-01 | redacted
Low Income - Power to Save | LI - DUCT | 0 | 0.4 | 0.12 | 775.77 | 1 | Honeywell | 2023-01-01 | redacted
Low Income - Power to Save | HVAC Inspection | 0 | 0.17 | 0 | 268.73 | 1 | Honeywell | 2023-01-01 | redacted
Low Income - Power to Save | LED Lights | 0 | 0 | 0 | 47.6 | 1 | Honeywell | 2023-01-01 | redacted
Low Income - Power to Save | Faucet Aerators | 0 | 0 | 0.02 | 110.58 | 1 | Honeywell | 2023-01-01 | redacted
Low Income - Power to Save | Outdoor Coil Cleaning | 0 | 0.1 | 0 | 275 | 1 | Honeywell | 2023-01-01 | redacted
Low Income - Power to Save | LED Lights | 0 | 0 | 0 | 47.6 | 1 | Honeywell | 2023-01-01 | redacted
Low Income - Power to Save | Low Flow Showerhead | 0 | 0.04 | 0.1 | 504.08 | 1 | Honeywell | 2023-01-01 | redacted
Low Income - Power to Save | Weather Strip/Caulk | 0 | 0.25 | 0.09 | 503.3 | 1 | Honeywell | 2023-01-01 | redacted
Low Income - Power to Save | Outdoor Coil Cleaning | 0 | 0.1 | 0 | 275 | 1 | Honeywell | 2023-01-01 | redacted
Low Income - Power to Save | LI - DUCT | 0 | 0.4 | 0.12 | 775.77 | 1 | Honeywell | 2023-01-01 | redacted
Low Income - Power to Save | HVAC Inspection | 0 | 0.17 | 0 | 268.73 | 1 | Honeywell | 2023-01-01 | redacted
Low Income - Power to Save | LED Lights | 0 | 0 | 0 | 47.6 | 1 | Honeywell | 2023-01-01 | redacted
Low Income - Power to Save | Faucet Aerators | 0 | 0 | 0.02 | 110.58 | 1 | Honeywell | 2023-01-01 | redacted
Low Income - Power to Save | Outdoor Coil Cleaning | 0 | 0.1 | 0 | 275 | 1 | Honeywell | 2023-01-01 | redacted
Low Income - Power to Save | HVAC Inspection | 0 | 0.17 | 0 | 268.73 | 1 | Honeywell | 2023-01-01 | redacted
Low Income - Power to Save | LED Lights | 0 | 0 | 0 | 47.6 | 1 | Honeywell | 2023-01-01 | redacted
Low Income - Power to Save | Faucet Aerators | 0 | 0 | 0.02 | 110.58 | 1 | Honeywell | 2023-01-01 | redacted
Low Income - Power to Save | Outdoor Coil Cleaning | 0 | 0.1 | 0 | 275 | 1 | Honeywell | 2023-01-01 | redacted
Low Income - Power to Save | HVAC Inspection | 0 | 0.17 | 0 | 268.73 | 1 | Honeywell | 2023-01-01 | redacted
Low Income - Power to Save | LED Lights | 0 | 0 | 0 | 47.6 | 1 | Honeywell | 2023-01-01 | redacted
Low Income - Power to Save | Outdoor Coil Cleaning | 0 | 0.1 | 0 | 275 | 1 | Honeywell | 2023-01-01 | redacted
Low Income - Power to Save | LED Lights | 0 | 0 | 0 | 47.6 | 1 | Honeywell | 2023-01-01 | redacted
Low Income - Power to Save | Outdoor Coil Cleaning | 0 | 0.1 | 0 | 275 | 1 | Honeywell | 2023-01-01 | redacted
Low Income - Power to Save | HVAC Inspection | 0 | 0.17 | 0 | 268.73 | 1 | Honeywell | 2023-01-01 | redacted
Low Income - Power to Save | LED Lights | 0 | 0 | 0 | 47.6 | 1 | Honeywell | 2023-01-01 | redacted
Low Income - Power to Save | Faucet Aerators | 0 | 0 | 0.02 | 110.58 | 1 | Honeywell | 2023-01-01 | redacted
Low Income - Power to Save | Low Flow Showerhead | 0 | 0.04 | 0.1 | 504.08 | 1 | Honeywell | 2023-01-01 | redacted
Low Income - Power to Save | LED Lights | 0 | 0 | 0 | 47.6 | 1 | Honeywell | 2023-01-01 | redacted
Low Income - Power to Save | Outdoor Coil Cleaning | 0 | 0.1 | 0 | 275 | 1 | Honeywell | 2023-01-01 | redacted
Low Income - Power to Save | HVAC Inspection | 0 | 0.17 | 0 | 268.73 | 1 | Honeywell | 2023-01-01 | redacted
Low Income - Power to Save | LED Lights | 0 | 0 | 0 | 47.6 | 1 | Honeywell | 2023-01-01 | redacted
Low Income - Power to Save | Faucet Aerators | 0 | 0 | 0.02 | 110.58 | 1 | Honeywell | 2023-01-01 | redacted
Low Income - Power to Save | Outdoor Coil Cleaning | 0 | 0.1 | 0 | 275 | 1 | Honeywell | 2023-01-01 | redacted
Low Income - Power to Save | LED Lights | 0 | 0 | 0 | 47.6 | 1 | Honeywell | 2023-01-01 | redacted
Low Income - Power to Save | LED Lights | 0 | 0 | 0 | 47.6 | 1 | Honeywell | 2023-01-01 | redacted
Low Income - Power to Save | Weather Strip/Caulk | 0 | 0.25 | 0.09 | 503.3 | 1 | Honeywell | 2023-01-01 | redacted
Low Income - Power to Save | Outdoor Coil Cleaning | 0 | 0.1 | 0 | 275 | 1 | Honeywell | 2023-01-01 | redacted
Low Income - Power to Save | LI - DUCT | 0 | 0.4 | 0.12 | 775.77 | 1 | Honeywell | 2023-01-01 | redacted
Low Income - Power to Save | HVAC Inspection | 0 | 0.17 | 0 | 268.73 | 1 | Honeywell | 2023-01-01 | redacted
Low Income - Power to Save | LED Lights | 0 | 0 | 0 | 47.6 | 1 | Honeywell | 2023-01-01 | redacted
Low Income - Power to Save | Low Flow Showerhead | 0 | 0.04 | 0.1 | 504.08 | 1 | Honeywell | 2023-01-01 | redacted
Low Income - Power to Save | Weather Strip/Caulk | 0 | 0.25 | 0.09 | 503.3 | 1 | Honeywell | 2023-01-01 | redacted
Low Income - Power to Save | Outdoor Coil Cleaning | 0 | 0.1 | 0 | 275 | 1 | Honeywell | 2023-01-01 | redacted
Low Income - Power to Save | LI - DUCT | 0 | 0.4 | 0.12 | 775.77 | 1 | Honeywell | 2023-01-01 | redacted
Low Income - Power to Save | HVAC Inspection | 0 | 0.17 | 0 | 268.73 | 1 | Honeywell | 2023-01-01 | redacted
Low Income - Power to Save | LED Lights | 0 | 0 | 0 | 47.6 | 1 | Honeywell | 2023-01-01 | redacted
Low Income - Power to Save | Low Flow Showerhead | 0 | 0.04 | 0.1 | 504.08 | 1 | Honeywell | 2023-01-01 | redacted
Low Income - Power to Save | Outdoor Coil Cleaning | 0 | 0.1 | 0 | 275 | 1 | Honeywell | 2023-01-01 | redacted
Low Income - Power to Save | LED Lights | 0 | 0 | 0 | 47.6 | 1 | Honeywell | 2023-01-01 | redacted
Low Income - Power to Save | LED Lights | 0 | 0 | 0 | 47.6 | 1 | Honeywell | 2023-01-01 | redacted
Low Income - Power to Save | Low Flow Showerhead | 0 | 0.04 | 0.1 | 504.08 | 1 | Honeywell | 2023-01-01 | redacted
Low Income - Power to Save | Outdoor Coil Cleaning | 0 | 0.1 | 0 | 275 | 1 | Honeywell | 2023-01-01 | redacted
Low Income - Power to Save | HVAC Inspection | 0 | 0.17 | 0 | 268.73 | 1 | Honeywell | 2023-01-01 | redacted
Low Income - Power to Save | LED Lights | 0 | 0 | 0 | 47.6 | 1 | Honeywell | 2023-01-01 | redacted
Low Income - Power to Save | Outdoor Coil Cleaning | 0 | 0.1 | 0 | 275 | 1 | Honeywell | 2023-01-01 | redacted
Low Income - Power to Save | HVAC Inspection | 0 | 0.17 | 0 | 268.73 | 1 | Honeywell | 2023-01-01 | redacted
Low Income - Power to Save | LED Lights | 0 | 0 | 0 | 47.6 | 1 | Honeywell | 2023-01-01 | redacted
Low Income - Power to Save | Weather Strip/Caulk | 0 | 0.25 | 0.09 | 503.3 | 1 | Honeywell | 2023-01-01 | redacted
Low Income - Power to Save | Outdoor Coil Cleaning | 0 | 0.1 | 0 | 275 | 1 | Honeywell | 2023-01-01 | redacted
Low Income - Power to Save | LI - DUCT | 0 | 0.4 | 0.12 | 775.77 | 1 | Honeywell | 2023-01-01 | redacted
Low Income - Power to Save | HVAC Inspection | 0 | 0.17 | 0 | 268.73 | 1 | Honeywell | 2023-01-01 | redacted
Low Income - Power to Save | LED Lights | 0 | 0 | 0 | 47.6 | 1 | Honeywell | 2023-01-01 | redacted
Low Income - Power to Save | Faucet Aerators | 0 | 0 | 0.02 | 110.58 | 1 | Honeywell | 2023-01-01 | redacted
Low Income - Power to Save | Low Flow Showerhead | 0 | 0.04 | 0.1 | 504.08 | 1 | Honeywell | 2023-01-01 | redacted
Low Income - Power to Save | Pipe Wrap | 0 | 0.01 | 0.03 | 143.65 | 1 | Honeywell | 2023-01-01 | redacted
Low Income - Power to Save | Weather Strip/Caulk | 0 | 0.25 | 0.09 | 503.3 | 1 | Honeywell | 2023-01-01 | redacted
Low Income - Power to Save | Outdoor Coil Cleaning | 0 | 0.1 | 0 | 275 | 1 | Honeywell | 2023-01-01 | redacted
Low Income - Power to Save | LI - DUCT | 0 | 0.4 | 0.12 | 775.77 | 1 | Honeywell | 2023-01-01 | redacted
Low Income - Power to Save | HVAC Inspection | 0 | 0.17 | 0 | 268.73 | 1 | Honeywell | 2023-01-01 | redacted
Low Income - Power to Save | LED Lights | 0 | 0 | 0 | 47.6 | 1 | Honeywell | 2023-01-01 | redacted
Low Income - Power to Save | Faucet Aerators | 0 | 0 | 0.02 | 110.58 | 1 | Honeywell | 2023-01-01 | redacted
Low Income - Power to Save | Low Flow Showerhead | 0 | 0.04 | 0.1 | 504.08 | 1 | Honeywell | 2023-01-01 | redacted
Low Income - Power to Save | Weather Strip/Caulk | 0 | 0.25 | 0.09 | 503.3 | 1 | Honeywell | 2023-01-01 | redacted
Low Income - Power to Save | Outdoor Coil Cleaning | 0 | 0.1 | 0 | 275 | 1 | Honeywell | 2023-01-01 | redacted
Low Income - Power to Save | LI - DUCT | 0 | 0.4 | 0.12 | 775.77 | 1 | Honeywell | 2023-01-01 | redacted
Low Income - Power to Save | HVAC Inspection | 0 | 0.17 | 0 | 268.73 | 1 | Honeywell | 2023-01-01 | redacted
Low Income - Power to Save | LED Lights | 0 | 0 | 0 | 47.6 | 1 | Honeywell | 2023-01-01 | redacted
Low Income - Power to Save | Weather Strip/Caulk | 0 | 0.25 | 0.09 | 503.3 | 1 | Honeywell | 2023-01-01 | redacted
Low Income - Power to Save | Outdoor Coil Cleaning | 0 | 0.1 | 0 | 275 | 1 | Honeywell | 2023-01-01 | redacted
Low Income - Power to Save | LED Lights | 0 | 0 | 0 | 47.6 | 1 | Honeywell | 2023-01-01 | redacted
Low Income - Power to Save | Outdoor Coil Cleaning | 0 | 0.1 | 0 | 275 | 1 | Honeywell | 2023-01-01 | redacted
Low Income - Power to Save | HVAC Inspection | 0 | 0.17 | 0 | 268.73 | 1 | Honeywell | 2023-01-01 | redacted
Low Income - Power to Save | LED Lights | 0 | 0 | 0 | 47.6 | 1 | Honeywell | 2023-01-01 | redacted
Low Income - Power to Save | Faucet Aerators | 0 | 0 | 0.02 | 110.58 | 1 | Honeywell | 2023-01-01 | redacted
Low Income - Power to Save | Low Flow Showerhead | 0 | 0.04 | 0.1 | 504.08 | 1 | Honeywell | 2023-01-01 | redacted
Low Income - Power to Save | Pipe Wrap | 0 | 0.01 | 0.03 | 143.65 | 1 | Honeywell | 2023-01-01 | redacted
Low Income - Power to Save | Weather Strip/Caulk | 0 | 0.25 | 0.09 | 503.3 | 1 | Honeywell | 2023-01-01 | redacted
Low Income - Power to Save | Outdoor Coil Cleaning | 0 | 0.1 | 0 | 275 | 1 | Honeywell | 2023-01-01 | redacted
Low Income - Power to Save | LI - DUCT | 0 | 0.4 | 0.12 | 775.77 | 1 | Honeywell | 2023-01-01 | redacted
Low Income - Power to Save | HVAC Inspection | 0 | 0.17 | 0 | 268.73 | 1 | Honeywell | 2023-01-01 | redacted
Low Income - Power to Save | LED Lights | 0 | 0 | 0 | 47.6 | 1 | Honeywell | 2023-01-01 | redacted
Low Income - Power to Save | Faucet Aerators | 0 | 0 | 0.02 | 110.58 | 1 | Honeywell | 2023-01-01 | redacted
Low Income - Power to Save | Low Flow Showerhead | 0 | 0.04 | 0.1 | 504.08 | 1 | Honeywell | 2023-01-01 | redacted
Low Income - Power to Save | Outdoor Coil Cleaning | 0 | 0.1 | 0 | 275 | 1 | Honeywell | 2023-01-01 | redacted
Low Income - Power to Save | LED Lights | 0 | 0 | 0 | 47.6 | 1 | Honeywell | 2023-01-01 | redacted
Low Income - Power to Save | Pipe Wrap | 0 | 0.01 | 0.03 | 143.65 | 1 | Honeywell | 2023-01-01 | redacted
Low Income - Power to Save | Weather Strip/Caulk | 0 | 0.25 | 0.09 | 503.3 | 1 | Honeywell | 2023-01-01 | redacted
Low Income - Power to Save | Outdoor Coil Cleaning | 0 | 0.1 | 0 | 275 | 1 | Honeywell | 2023-01-01 | redacted
Low Income - Power to Save | HVAC Inspection | 0 | 0.17 | 0 | 268.73 | 1 | Honeywell | 2023-01-01 | redacted
Low Income - Power to Save | LED Lights | 0 | 0 | 0 | 47.6 | 1 | Honeywell | 2023-01-01 | redacted
Low Income - Power to Save | Faucet Aerators | 0 | 0 | 0.02 | 110.58 | 1 | Honeywell | 2023-01-01 | redacted
Low Income - Power to Save | Low Flow Showerhead | 0 | 0.04 | 0.1 | 504.08 | 1 | Honeywell | 2023-01-01 | redacted
Low Income - Power to Save | Weather Strip/Caulk | 0 | 0.25 | 0.09 | 503.3 | 1 | Honeywell | 2023-01-01 | redacted
Low Income - Power to Save | Outdoor Coil Cleaning | 0 | 0.1 | 0 | 275 | 1 | Honeywell | 2023-01-01 | redacted
Low Income - Power to Save | HVAC Inspection | 0 | 0.17 | 0 | 268.73 | 1 | Honeywell | 2023-01-01 | redacted
Low Income - Power to Save | LED Lights | 0 | 0 | 0 | 47.6 | 1 | Honeywell | 2023-01-01 | redacted
Low Income - Power to Save | Faucet Aerators | 0 | 0 | 0.02 | 110.58 | 1 | Honeywell | 2023-01-01 | redacted
Low Income - Power to Save | Low Flow Showerhead | 0 | 0.04 | 0.1 | 504.08 | 1 | Honeywell | 2023-01-01 | redacted
Low Income - Power to Save | Weather Strip/Caulk | 0 | 0.25 | 0.09 | 503.3 | 1 | Honeywell | 2023-01-01 | redacted
Low Income - Power to Save | Outdoor Coil Cleaning | 0 | 0.1 | 0 | 275 | 1 | Honeywell | 2023-01-01 | redacted
Low Income - Power to Save | LED Lights | 0 | 0 | 0 | 47.6 | 1 | Honeywell | 2023-01-01 | redacted
Low Income - Power to Save | Outdoor Coil Cleaning | 0 | 0.1 | 0 | 275 | 1 | Honeywell | 2023-01-01 | redacted
Low Income - Power to Save | LED Lights | 0 | 0 | 0 | 47.6 | 1 | Honeywell | 2023-01-01 | redacted
Low Income - Power to Save | Outdoor Coil Cleaning | 0 | 0.1 | 0 | 275 | 1 | Honeywell | 2023-01-01 | redacted
Low Income - Power to Save | HVAC Inspection | 0 | 0.17 | 0 | 268.73 | 1 | Honeywell | 2023-01-01 | redacted
Low Income - Power to Save | LED Lights | 0 | 0 | 0 | 47.6 | 1 | Honeywell | 2023-01-01 | redacted
Low Income - Power to Save | Faucet Aerators | 0 | 0 | 0.02 | 110.58 | 1 | Honeywell | 2023-01-01 | redacted
Low Income - Power to Save | Pipe Wrap | 0 | 0.01 | 0.03 | 143.65 | 1 | Honeywell | 2023-01-01 | redacted
Low Income - Power to Save | Weather Strip/Caulk | 0 | 0.25 | 0.09 | 503.3 | 1 | Honeywell | 2023-01-01 | redacted
Low Income - Power to Save | Outdoor Coil Cleaning | 0 | 0.1 | 0 | 275 | 1 | Honeywell | 2023-01-01 | redacted
Low Income - Power to Save | LI - DUCT | 0 | 0.4 | 0.12 | 775.77 | 1 | Honeywell | 2023-01-01 | redacted
Low Income - Power to Save | HVAC Inspection | 0 | 0.17 | 0 | 268.73 | 1 | Honeywell | 2023-01-01 | redacted
Low Income - Power to Save | LED Lights | 0 | 0 | 0 | 47.6 | 1 | Honeywell | 2023-01-01 | redacted
Low Income - Power to Save | Outdoor Coil Cleaning | 0 | 0.1 | 0 | 275 | 1 | Honeywell | 2023-01-01 | redacted
Low Income - Power to Save | HVAC Inspection | 0 | 0.17 | 0 | 268.73 | 1 | Honeywell | 2023-01-01 | redacted
Low Income - Power to Save | LED Lights | 0 | 0 | 0 | 47.6 | 1 | Honeywell | 2023-01-01 | redacted
Low Income - Power to Save | Pipe Wrap | 0 | 0.01 | 0.03 | 143.65 | 1 | Honeywell | 2023-01-01 | redacted
Low Income - Power to Save | Weather Strip/Caulk | 0 | 0.25 | 0.09 | 503.3 | 1 | Honeywell | 2023-01-01 | redacted
Low Income - Power to Save | Outdoor Coil Cleaning | 0 | 0.1 | 0 | 275 | 1 | Honeywell | 2023-01-01 | redacted
Low Income - Power to Save | LI - DUCT | 0 | 0.4 | 0.12 | 775.77 | 1 | Honeywell | 2023-01-01 | redacted
Low Income - Power to Save | HVAC Inspection | 0 | 0.17 | 0 | 268.73 | 1 | Honeywell | 2023-01-01 | redacted
Low Income - Power to Save | LED Lights | 0 | 0 | 0 | 47.6 | 1 | Honeywell | 2023-01-01 | redacted
Low Income - Power to Save | Faucet Aerators | 0 | 0 | 0.02 | 110.58 | 1 | Honeywell | 2023-01-01 | redacted
Low Income - Power to Save | Low Flow Showerhead | 0 | 0.04 | 0.1 | 504.08 | 1 | Honeywell | 2023-01-01 | redacted
Low Income - Power to Save | Weather Strip/Caulk | 0 | 0.25 | 0.09 | 503.3 | 1 | Honeywell | 2023-01-01 | redacted
Low Income - Power to Save | Outdoor Coil Cleaning | 0 | 0.1 | 0 | 275 | 1 | Honeywell | 2023-01-01 | redacted
Low Income - Power to Save | LI - DUCT | 0 | 0.4 | 0.12 | 775.77 | 1 | Honeywell | 2023-01-01 | redacted
Low Income - Power to Save | HVAC Inspection | 0 | 0.17 | 0 | 268.73 | 1 | Honeywell | 2023-01-01 | redacted
Low Income - Power to Save | LED Lights | 0 | 0 | 0 | 47.6 | 1 | Honeywell | 2023-01-01 | redacted
Low Income - Power to Save | Faucet Aerators | 0 | 0 | 0.02 | 110.58 | 1 | Honeywell | 2023-01-01 | redacted
Low Income - Power to Save | Low Flow Showerhead | 0 | 0.04 | 0.1 | 504.08 | 1 | Honeywell | 2023-01-01 | redacted
Low Income - Power to Save | Weather Strip/Caulk | 0 | 0.25 | 0.09 | 503.3 | 1 | Honeywell | 2023-01-01 | redacted
Low Income - Power to Save | Outdoor Coil Cleaning | 0 | 0.1 | 0 | 275 | 1 | Honeywell | 2023-01-01 | redacted
Low Income - Power to Save | LI - DUCT | 0 | 0.4 | 0.12 | 775.77 | 1 | Honeywell | 2023-01-01 | redacted
Low Income - Power to Save | HVAC Inspection | 0 | 0.17 | 0 | 268.73 | 1 | Honeywell | 2023-01-01 | redacted
Low Income - Power to Save | LED Lights | 0 | 0 | 0 | 47.6 | 1 | Honeywell | 2023-01-01 | redacted
Low Income - Power to Save | LED Lights | 0 | 0 | 0 | 47.6 | 1 | Honeywell | 2023-01-01 | redacted
Low Income - Power to Save | Faucet Aerators | 0 | 0 | 0.02 | 110.58 | 1 | Honeywell | 2023-01-01 | redacted
Low Income - Power to Save | Low Flow Showerhead | 0 | 0.04 | 0.1 | 504.08 | 1 | Honeywell | 2023-01-01 | redacted
Low Income - Power to Save | Pipe Wrap | 0 | 0.01 | 0.03 | 143.65 | 1 | Honeywell | 2023-01-01 | redacted
Low Income - Power to Save | Weather Strip/Caulk | 0 | 0.25 | 0.09 | 503.3 | 1 | Honeywell | 2023-01-01 | redacted
Low Income - Power to Save | Outdoor Coil Cleaning | 0 | 0.1 | 0 | 275 | 1 | Honeywell | 2023-01-01 | redacted
Low Income - Power to Save | LI - DUCT | 0 | 0.4 | 0.12 | 775.77 | 1 | Honeywell | 2023-01-01 | redacted
Low Income - Power to Save | HVAC Inspection | 0 | 0.17 | 0 | 268.73 | 1 | Honeywell | 2023-01-01 | redacted
Low Income - Power to Save | LED Lights | 0 | 0 | 0 | 47.6 | 1 | Honeywell | 2023-01-01 | redacted
Low Income - Power to Save | Outdoor Coil Cleaning | 0 | 0.1 | 0 | 275 | 1 | Honeywell | 2023-01-01 | redacted
Low Income - Power to Save | HVAC Inspection | 0 | 0.17 | 0 | 268.73 | 1 | Honeywell | 2023-01-01 | redacted
Low Income - Power to Save | LED Lights | 0 | 0 | 0 | 47.6 | 1 | Honeywell | 2023-01-01 | redacted
Low Income - Power to Save | Low Flow Showerhead | 0 | 0.04 | 0.1 | 504.08 | 1 | Honeywell | 2023-01-01 | redacted
Low Income - Power to Save | Weather Strip/Caulk | 0 | 0.25 | 0.09 | 503.3 | 1 | Honeywell | 2023-01-01 | redacted
Low Income - Power to Save | Outdoor Coil Cleaning | 0 | 0.1 | 0 | 275 | 1 | Honeywell | 2023-01-01 | redacted
Low Income - Power to Save | LI - DUCT | 0 | 0.4 | 0.12 | 775.77 | 1 | Honeywell | 2023-01-01 | redacted
Low Income - Power to Save | HVAC Inspection | 0 | 0.17 | 0 | 268.73 | 1 | Honeywell | 2023-01-01 | redacted
Low Income - Power to Save | LED Lights | 0 | 0 | 0 | 47.6 | 1 | Honeywell | 2023-01-01 | redacted
Low Income - Power to Save | Faucet Aerators | 0 | 0 | 0.02 | 110.58 | 1 | Honeywell | 2023-01-01 | redacted
Low Income - Power to Save | Low Flow Showerhead | 0 | 0.04 | 0.1 | 504.08 | 1 | Honeywell | 2023-01-01 | redacted
Low Income - Power to Save | Outdoor Coil Cleaning | 0 | 0.1 | 0 | 275 | 1 | Honeywell | 2023-01-01 | redacted
Low Income - Power to Save | LED Lights | 0 | 0 | 0 | 47.6 | 1 | Honeywell | 2023-01-01 | redacted
Low Income - Power to Save | Faucet Aerators | 0 | 0 | 0.02 | 110.58 | 1 | Honeywell | 2023-01-01 | redacted
Low Income - Power to Save | Weather Strip/Caulk | 0 | 0.25 | 0.09 | 503.3 | 1 | Honeywell | 2023-01-01 | redacted
Low Income - Power to Save | Outdoor Coil Cleaning | 0 | 0.1 | 0 | 275 | 1 | Honeywell | 2023-01-01 | redacted
Low Income - Power to Save | LI - DUCT | 0 | 0.4 | 0.12 | 775.77 | 1 | Honeywell | 2023-01-01 | redacted
Low Income - Power to Save | HVAC Inspection | 0 | 0.17 | 0 | 268.73 | 1 | Honeywell | 2023-01-01 | redacted
Low Income - Power to Save | LED Lights | 0 | 0 | 0 | 47.6 | 1 | Honeywell | 2023-01-01 | redacted
Low Income - Power to Save | Low Flow Showerhead | 0 | 0.04 | 0.1 | 504.08 | 1 | Honeywell | 2023-01-01 | redacted
Low Income - Power to Save | Outdoor Coil Cleaning | 0 | 0.1 | 0 | 275 | 1 | Honeywell | 2023-01-01 | redacted
Low Income - Power to Save | HVAC Inspection | 0 | 0.17 | 0 | 268.73 | 1 | Honeywell | 2023-01-01 | redacted
Low Income - Power to Save | LED Lights | 0 | 0 | 0 | 47.6 | 1 | Honeywell | 2023-01-01 | redacted
Low Income - Power to Save | Faucet Aerators | 0 | 0 | 0.02 | 110.58 | 1 | Honeywell | 2023-01-01 | redacted
Low Income - Power to Save | Low Flow Showerhead | 0 | 0.04 | 0.1 | 504.08 | 1 | Honeywell | 2023-01-01 | redacted
Low Income - Power to Save | LED Lights | 0 | 0 | 0 | 47.6 | 1 | Honeywell | 2023-01-01 | redacted
Low Income - Power to Save | Weather Strip/Caulk | 0 | 0.25 | 0.09 | 503.3 | 1 | Honeywell | 2023-01-01 | redacted
Low Income - Power to Save | Outdoor Coil Cleaning | 0 | 0.1 | 0 | 275 | 1 | Honeywell | 2023-01-01 | redacted
Low Income - Power to Save | LI - DUCT | 0 | 0.4 | 0.12 | 775.77 | 1 | Honeywell | 2023-01-01 | redacted
Low Income - Power to Save | HVAC Inspection | 0 | 0.17 | 0 | 268.73 | 1 | Honeywell | 2023-01-01 | redacted
Low Income - Power to Save | LED Lights | 0 | 0 | 0 | 47.6 | 1 | Honeywell | 2023-01-01 | redacted
Low Income - Power to Save | Faucet Aerators | 0 | 0 | 0.02 | 110.58 | 1 | Honeywell | 2023-01-01 | redacted
Low Income - Power to Save | Low Flow Showerhead | 0 | 0.04 | 0.1 | 504.08 | 1 | Honeywell | 2023-01-01 | redacted
Low Income - Power to Save | Weather Strip/Caulk | 0 | 0.25 | 0.09 | 503.3 | 1 | Honeywell | 2023-01-01 | redacted
Low Income - Power to Save | Outdoor Coil Cleaning | 0 | 0.1 | 0 | 275 | 1 | Honeywell | 2023-01-01 | redacted
Low Income - Power to Save | LED Lights | 0 | 0 | 0 | 47.6 | 1 | Honeywell | 2023-01-01 | redacted
Low Income - Power to Save | Low Flow Showerhead | 0 | 0.04 | 0.1 | 504.08 | 1 | Honeywell | 2023-01-01 | redacted
Low Income - Power to Save | Weather Strip/Caulk | 0 | 0.25 | 0.09 | 503.3 | 1 | Honeywell | 2023-01-01 | redacted
Low Income - Power to Save | Outdoor Coil Cleaning | 0 | 0.1 | 0 | 275 | 1 | Honeywell | 2023-01-01 | redacted
Low Income - Power to Save | LI - DUCT | 0 | 0.4 | 0.12 | 775.77 | 1 | Honeywell | 2023-01-01 | redacted
Low Income - Power to Save | HVAC Inspection | 0 | 0.17 | 0 | 268.73 | 1 | Honeywell | 2023-01-01 | redacted
Low Income - Power to Save | LED Lights | 0 | 0 | 0 | 47.6 | 1 | Honeywell | 2023-01-01 | redacted
Low Income - Power to Save | Faucet Aerators | 0 | 0 | 0.02 | 110.58 | 1 | Honeywell | 2023-01-01 | redacted
Low Income - Power to Save | Low Flow Showerhead | 0 | 0.04 | 0.1 | 504.08 | 1 | Honeywell | 2023-01-01 | redacted
Low Income - Power to Save | Weather Strip/Caulk | 0 | 0.25 | 0.09 | 503.3 | 1 | Honeywell | 2023-01-01 | redacted
Low Income - Power to Save | Outdoor Coil Cleaning | 0 | 0.1 | 0 | 275 | 1 | Honeywell | 2023-01-01 | redacted
Low Income - Power to Save | LI - DUCT | 0 | 0.4 | 0.12 | 775.77 | 1 | Honeywell | 2023-01-01 | redacted
Low Income - Power to Save | HVAC Inspection | 0 | 0.17 | 0 | 268.73 | 1 | Honeywell | 2023-01-01 | redacted
Low Income - Power to Save | LED Lights | 0 | 0 | 0 | 47.6 | 1 | Honeywell | 2023-01-01 | redacted
Low Income - Power to Save | Low Flow Showerhead | 0 | 0.04 | 0.1 | 504.08 | 1 | Honeywell | 2023-01-01 | redacted
Low Income - Power to Save | Outdoor Coil Cleaning | 0 | 0.1 | 0 | 275 | 1 | Honeywell | 2023-01-01 | redacted
Low Income - Power to Save | HVAC Inspection | 0 | 0.17 | 0 | 268.73 | 1 | Honeywell | 2023-01-01 | redacted
Low Income - Power to Save | LED Lights | 0 | 0 | 0 | 47.6 | 1 | Honeywell | 2023-01-01 | redacted
Low Income - Power to Save | Outdoor Coil Cleaning | 0 | 0.1 | 0 | 275 | 1 | Honeywell | 2023-01-01 | redacted
Low Income - Power to Save | HVAC Inspection | 0 | 0.17 | 0 | 268.73 | 1 | Honeywell | 2023-01-01 | redacted
Low Income - Power to Save | LED Lights | 0 | 0 | 0 | 47.6 | 1 | Honeywell | 2023-01-01 | redacted
Low Income - Power to Save | LED Lights | 0 | 0 | 0 | 47.6 | 1 | Honeywell | 2023-01-01 | redacted
Low Income - Power to Save | Low Flow Showerhead | 0 | 0.04 | 0.1 | 504.08 | 1 | Honeywell | 2023-01-01 | redacted
Low Income - Power to Save | Weather Strip/Caulk | 0 | 0.25 | 0.09 | 503.3 | 1 | Honeywell | 2023-01-01 | redacted
Low Income - Power to Save | LED Lights | 0 | 0 | 0 | 47.6 | 1 | Honeywell | 2023-01-01 | redacted
Low Income - Power to Save | Pipe Wrap | 0 | 0.01 | 0.03 | 143.65 | 1 | Honeywell | 2023-01-01 | redacted
Low Income - Power to Save | Weather Strip/Caulk | 0 | 0.25 | 0.09 | 503.3 | 1 | Honeywell | 2023-01-01 | redacted
Low Income - Power to Save | Outdoor Coil Cleaning | 0 | 0.1 | 0 | 275 | 1 | Honeywell | 2023-01-01 | redacted
Low Income - Power to Save | LI - DUCT | 0 | 0.4 | 0.12 | 775.77 | 1 | Honeywell | 2023-01-01 | redacted
Low Income - Power to Save | HVAC Inspection | 0 | 0.17 | 0 | 268.73 | 1 | Honeywell | 2023-01-01 | redacted
Low Income - Power to Save | LED Lights | 0 | 0 | 0 | 47.6 | 1 | Honeywell | 2023-01-01 | redacted
Low Income - Power to Save | Faucet Aerators | 0 | 0 | 0.02 | 110.58 | 1 | Honeywell | 2023-01-01 | redacted
Low Income - Power to Save | Low Flow Showerhead | 0 | 0.04 | 0.1 | 504.08 | 1 | Honeywell | 2023-01-01 | redacted
Low Income - Power to Save | Outdoor Coil Cleaning | 0 | 0.1 | 0 | 275 | 1 | Honeywell | 2023-01-01 | redacted
Low Income - Power to Save | HVAC Inspection | 0 | 0.17 | 0 | 268.73 | 1 | Honeywell | 2023-01-01 | redacted
Low Income - Power to Save | LED Lights | 0 | 0 | 0 | 47.6 | 1 | Honeywell | 2023-01-01 | redacted
Low Income - Power to Save | Faucet Aerators | 0 | 0 | 0.02 | 110.58 | 1 | Honeywell | 2023-01-01 | redacted
Low Income - Power to Save | Weather Strip/Caulk | 0 | 0.25 | 0.09 | 503.3 | 1 | Honeywell | 2023-01-01 | redacted
Low Income - Power to Save | LED Lights | 0 | 0 | 0 | 47.6 | 1 | Honeywell | 2023-01-01 | redacted
Low Income - Power to Save | Faucet Aerators | 0 | 0 | 0.02 | 110.58 | 1 | Honeywell | 2023-01-01 | redacted
Low Income - Power to Save | Low Flow Showerhead | 0 | 0.04 | 0.1 | 504.08 | 1 | Honeywell | 2023-01-01 | redacted
Low Income - Power to Save | Weather Strip/Caulk | 0 | 0.25 | 0.09 | 503.3 | 1 | Honeywell | 2023-01-01 | redacted
Low Income - Power to Save | LED Lights | 0 | 0 | 0 | 47.6 | 1 | Honeywell | 2023-01-01 | redacted
Low Income - Power to Save | Faucet Aerators | 0 | 0 | 0.02 | 110.58 | 1 | Honeywell | 2023-01-01 | redacted
Low Income - Power to Save | Low Flow Showerhead | 0 | 0.04 | 0.1 | 504.08 | 1 | Honeywell | 2023-01-01 | redacted
Low Income - Power to Save | Outdoor Coil Cleaning | 0 | 0.1 | 0 | 275 | 1 | Honeywell | 2023-01-01 | redacted
Low Income - Power to Save | LI - DUCT | 0 | 0.4 | 0.12 | 775.77 | 1 | Honeywell | 2023-01-01 | redacted
Low Income - Power to Save | HVAC Inspection | 0 | 0.17 | 0 | 268.73 | 1 | Honeywell | 2023-01-01 | redacted
Low Income - Power to Save | LED Lights | 0 | 0 | 0 | 47.6 | 1 | Honeywell | 2023-01-01 | redacted
Low Income - Power to Save | Low Flow Showerhead | 0 | 0.04 | 0.1 | 504.08 | 1 | Honeywell | 2023-01-01 | redacted
Low Income - Power to Save | Outdoor Coil Cleaning | 0 | 0.1 | 0 | 275 | 1 | Honeywell | 2023-01-01 | redacted
Low Income - Power to Save | HVAC Inspection | 0 | 0.17 | 0 | 268.73 | 1 | Honeywell | 2023-01-01 | redacted
Low Income - Power to Save | LED Lights | 0 | 0 | 0 | 47.6 | 1 | Honeywell | 2023-01-01 | redacted
Low Income - Power to Save | Faucet Aerators | 0 | 0 | 0.02 | 110.58 | 1 | Honeywell | 2023-01-01 | redacted
Low Income - Power to Save | Weather Strip/Caulk | 0 | 0.25 | 0.09 | 503.3 | 1 | Honeywell | 2023-01-01 | redacted
Low Income - Power to Save | Outdoor Coil Cleaning | 0 | 0.1 | 0 | 275 | 1 | Honeywell | 2023-01-01 | redacted
Low Income - Power to Save | LI - DUCT | 0 | 0.4 | 0.12 | 775.77 | 1 | Honeywell | 2023-01-01 | redacted
Low Income - Power to Save | HVAC Inspection | 0 | 0.17 | 0 | 268.73 | 1 | Honeywell | 2023-01-01 | redacted
Low Income - Power to Save | LED Lights | 0 | 0 | 0 | 47.6 | 1 | Honeywell | 2023-01-01 | redacted
Low Income - Power to Save | Faucet Aerators | 0 | 0 | 0.02 | 110.58 | 1 | Honeywell | 2023-01-01 | redacted
Low Income - Power to Save | Low Flow Showerhead | 0 | 0.04 | 0.1 | 504.08 | 1 | Honeywell | 2023-01-01 | redacted
Low Income - Power to Save | Weather Strip/Caulk | 0 | 0.25 | 0.09 | 503.3 | 1 | Honeywell | 2023-01-01 | redacted
Low Income - Power to Save | Outdoor Coil Cleaning | 0 | 0.1 | 0 | 275 | 1 | Honeywell | 2023-01-01 | redacted
Low Income - Power to Save | LI - DUCT | 0 | 0.4 | 0.12 | 775.77 | 1 | Honeywell | 2023-01-01 | redacted
Low Income - Power to Save | HVAC Inspection | 0 | 0.17 | 0 | 268.73 | 1 | Honeywell | 2023-01-01 | redacted
Low Income - Power to Save | LED Lights | 0 | 0 | 0 | 47.6 | 1 | Honeywell | 2023-01-01 | redacted
Low Income - Power to Save | Outdoor Coil Cleaning | 0 | 0.1 | 0 | 275 | 1 | Honeywell | 2023-01-01 | redacted
Low Income - Power to Save | HVAC Inspection | 0 | 0.17 | 0 | 268.73 | 1 | Honeywell | 2023-01-01 | redacted
Low Income - Power to Save | LED Lights | 0 | 0 | 0 | 47.6 | 1 | Honeywell | 2023-01-01 | redacted
Low Income - Power to Save | Low Flow Showerhead | 0 | 0.04 | 0.1 | 504.08 | 1 | Honeywell | 2023-01-01 | redacted
Low Income - Power to Save | Weather Strip/Caulk | 0 | 0.25 | 0.09 | 503.3 | 1 | Honeywell | 2023-01-01 | redacted
Low Income - Power to Save | Outdoor Coil Cleaning | 0 | 0.1 | 0 | 275 | 1 | Honeywell | 2023-01-01 | redacted
Low Income - Power to Save | LI - DUCT | 0 | 0.4 | 0.12 | 775.77 | 1 | Honeywell | 2023-01-01 | redacted
Low Income - Power to Save | HVAC Inspection | 0 | 0.17 | 0 | 268.73 | 1 | Honeywell | 2023-01-01 | redacted
Low Income - Power to Save | LED Lights | 0 | 0 | 0 | 47.6 | 1 | Honeywell | 2023-01-01 | redacted
Low Income - Power to Save | Low Flow Showerhead | 0 | 0.04 | 0.1 | 504.08 | 1 | Honeywell | 2023-01-01 | redacted
Low Income - Power to Save | Outdoor Coil Cleaning | 0 | 0.1 | 0 | 275 | 1 | Honeywell | 2023-01-01 | redacted
Low Income - Power to Save | LI - DUCT | 0 | 0.4 | 0.12 | 775.77 | 1 | Honeywell | 2023-01-01 | redacted
Low Income - Power to Save | HVAC Inspection | 0 | 0.17 | 0 | 268.73 | 1 | Honeywell | 2023-01-01 | redacted
Low Income - Power to Save | LED Lights | 0 | 0 | 0 | 47.6 | 1 | Honeywell | 2023-01-01 | redacted
Low Income - Power to Save | Weather Strip/Caulk | 0 | 0.25 | 0.09 | 503.3 | 1 | Honeywell | 2023-01-01 | redacted
Low Income - Power to Save | Outdoor Coil Cleaning | 0 | 0.1 | 0 | 275 | 1 | Honeywell | 2023-01-01 | redacted
Low Income - Power to Save | LI - DUCT | 0 | 0.4 | 0.12 | 775.77 | 1 | Honeywell | 2023-01-01 | redacted
Low Income - Power to Save | HVAC Inspection | 0 | 0.17 | 0 | 268.73 | 1 | Honeywell | 2023-01-01 | redacted
Low Income - Power to Save | LED Lights | 0 | 0 | 0 | 47.6 | 1 | Honeywell | 2023-01-01 | redacted
Low Income - Power to Save | Low Flow Showerhead | 0 | 0.04 | 0.1 | 504.08 | 1 | Honeywell | 2023-01-01 | redacted
Low Income - Power to Save | Outdoor Coil Cleaning | 0 | 0.1 | 0 | 275 | 1 | Honeywell | 2023-01-01 | redacted
Low Income - Power to Save | HVAC Inspection | 0 | 0.17 | 0 | 268.73 | 1 | Honeywell | 2023-01-01 | redacted
Low Income - Power to Save | LED Lights | 0 | 0 | 0 | 47.6 | 1 | Honeywell | 2023-01-01 | redacted
Low Income - Power to Save | Faucet Aerators | 0 | 0 | 0.02 | 110.58 | 1 | Honeywell | 2023-01-01 | redacted
Low Income - Power to Save | Low Flow Showerhead | 0 | 0.04 | 0.1 | 504.08 | 1 | Honeywell | 2023-01-01 | redacted
Low Income - Power to Save | Weather Strip/Caulk | 0 | 0.25 | 0.09 | 503.3 | 1 | Honeywell | 2023-01-01 | redacted
Low Income - Power to Save | Outdoor Coil Cleaning | 0 | 0.1 | 0 | 275 | 1 | Honeywell | 2023-01-01 | redacted
Low Income - Power to Save | HVAC Inspection | 0 | 0.17 | 0 | 268.73 | 1 | Honeywell | 2023-01-01 | redacted
Low Income - Power to Save | LED Lights | 0 | 0 | 0 | 47.6 | 1 | Honeywell | 2023-01-01 | redacted
Low Income - Power to Save | Outdoor Coil Cleaning | 0 | 0.1 | 0 | 275 | 1 | Honeywell | 2023-01-01 | redacted
Low Income - Power to Save | HVAC Inspection | 0 | 0.17 | 0 | 268.73 | 1 | Honeywell | 2023-01-01 | redacted
Low Income - Power to Save | LED Lights | 0 | 0 | 0 | 47.6 | 1 | Honeywell | 2023-01-01 | redacted
Low Income - Power to Save | Pipe Wrap | 0 | 0.01 | 0.03 | 143.65 | 1 | Honeywell | 2023-01-01 | redacted
Low Income - Power to Save | Weather Strip/Caulk | 0 | 0.25 | 0.09 | 503.3 | 1 | Honeywell | 2023-01-01 | redacted
Low Income - Power to Save | Outdoor Coil Cleaning | 0 | 0.1 | 0 | 275 | 1 | Honeywell | 2023-01-01 | redacted
Low Income - Power to Save | LI - DUCT | 0 | 0.4 | 0.12 | 775.77 | 1 | Honeywell | 2023-01-01 | redacted
Low Income - Power to Save | HVAC Inspection | 0 | 0.17 | 0 | 268.73 | 1 | Honeywell | 2023-01-01 | redacted
Low Income - Power to Save | LED Lights | 0 | 0 | 0 | 47.6 | 1 | Honeywell | 2023-01-01 | redacted
Low Income - Power to Save | Low Flow Showerhead | 0 | 0.04 | 0.1 | 504.08 | 1 | Honeywell | 2023-01-01 | redacted
Low Income - Power to Save | Weather Strip/Caulk | 0 | 0.25 | 0.09 | 503.3 | 1 | Honeywell | 2023-01-01 | redacted
Low Income - Power to Save | Outdoor Coil Cleaning | 0 | 0.1 | 0 | 275 | 1 | Honeywell | 2023-01-01 | redacted
Low Income - Power to Save | LI - DUCT | 0 | 0.4 | 0.12 | 775.77 | 1 | Honeywell | 2023-01-01 | redacted
Low Income - Power to Save | HVAC Inspection | 0 | 0.17 | 0 | 268.73 | 1 | Honeywell | 2023-01-01 | redacted
Low Income - Power to Save | LED Lights | 0 | 0 | 0 | 47.6 | 1 | Honeywell | 2023-01-01 | redacted
Low Income - Power to Save | Outdoor Coil Cleaning | 0 | 0.1 | 0 | 275 | 1 | Honeywell | 2023-01-01 | redacted
Low Income - Power to Save | HVAC Inspection | 0 | 0.17 | 0 | 268.73 | 1 | Honeywell | 2023-01-01 | redacted
Low Income - Power to Save | LED Lights | 0 | 0 | 0 | 47.6 | 1 | Honeywell | 2023-01-01 | redacted
Low Income - Power to Save | Faucet Aerators | 0 | 0 | 0.02 | 110.58 | 1 | Honeywell | 2023-01-01 | redacted
Low Income - Power to Save | Low Flow Showerhead | 0 | 0.04 | 0.1 | 504.08 | 1 | Honeywell | 2023-01-01 | redacted
Low Income - Power to Save | Weather Strip/Caulk | 0 | 0.25 | 0.09 | 503.3 | 1 | Honeywell | 2023-01-01 | redacted
Low Income - Power to Save | Outdoor Coil Cleaning | 0 | 0.1 | 0 | 275 | 1 | Honeywell | 2023-01-01 | redacted
Low Income - Power to Save | LI - DUCT | 0 | 0.4 | 0.12 | 775.77 | 1 | Honeywell | 2023-01-01 | redacted
Low Income - Power to Save | HVAC Inspection | 0 | 0.17 | 0 | 268.73 | 1 | Honeywell | 2023-01-01 | redacted
Low Income - Power to Save | LED Lights | 0 | 0 | 0 | 47.6 | 1 | Honeywell | 2023-01-01 | redacted
Low Income - Power to Save | Outdoor Coil Cleaning | 0 | 0.1 | 0 | 275 | 1 | Honeywell | 2023-01-01 | redacted
Low Income - Power to Save | LED Lights | 0 | 0 | 0 | 47.6 | 1 | Honeywell | 2023-01-01 | redacted
Low Income - Power to Save | Outdoor Coil Cleaning | 0 | 0.1 | 0 | 275 | 1 | Honeywell | 2023-01-01 | redacted
Low Income - Power to Save | HVAC Inspection | 0 | 0.17 | 0 | 268.73 | 1 | Honeywell | 2023-01-01 | redacted
Low Income - Power to Save | LED Lights | 0 | 0 | 0 | 47.6 | 1 | Honeywell | 2023-01-01 | redacted
Low Income - Power to Save | Low Flow Showerhead | 0 | 0.04 | 0.1 | 504.08 | 1 | Honeywell | 2023-01-01 | redacted
Low Income - Power to Save | Pipe Wrap | 0 | 0.01 | 0.03 | 143.65 | 1 | Honeywell | 2023-01-01 | redacted
Low Income - Power to Save | Weather Strip/Caulk | 0 | 0.25 | 0.09 | 503.3 | 1 | Honeywell | 2023-01-01 | redacted
Low Income - Power to Save | Outdoor Coil Cleaning | 0 | 0.1 | 0 | 275 | 1 | Honeywell | 2023-01-01 | redacted
Low Income - Power to Save | LI - DUCT | 0 | 0.4 | 0.12 | 775.77 | 1 | Honeywell | 2023-01-01 | redacted
Low Income - Power to Save | HVAC Inspection | 0 | 0.17 | 0 | 268.73 | 1 | Honeywell | 2023-01-01 | redacted
Low Income - Power to Save | LED Lights | 0 | 0 | 0 | 47.6 | 1 | Honeywell | 2023-01-01 | redacted
Low Income - Power to Save | Faucet Aerators | 0 | 0 | 0.02 | 110.58 | 1 | Honeywell | 2023-01-01 | redacted
Low Income - Power to Save | Low Flow Showerhead | 0 | 0.04 | 0.1 | 504.08 | 1 | Honeywell | 2023-01-01 | redacted
Low Income - Power to Save | Weather Strip/Caulk | 0 | 0.25 | 0.09 | 503.3 | 1 | Honeywell | 2023-01-01 | redacted
Low Income - Power to Save | LI - DUCT | 0 | 0.4 | 0.12 | 775.77 | 1 | Honeywell | 2023-01-01 | redacted
Low Income - Power to Save | HVAC Inspection | 0 | 0.17 | 0 | 268.73 | 1 | Honeywell | 2023-01-01 | redacted
Low Income - Power to Save | LED Lights | 0 | 0 | 0 | 47.6 | 1 | Honeywell | 2023-01-01 | redacted
Low Income - Power to Save | Faucet Aerators | 0 | 0 | 0.02 | 110.58 | 1 | Honeywell | 2023-01-01 | redacted
Low Income - Power to Save | LED Lights | 0 | 0 | 0 | 47.6 | 1 | Honeywell | 2023-01-01 | redacted
Low Income - Power to Save | Low Flow Showerhead | 0 | 0.04 | 0.1 | 504.08 | 1 | Honeywell | 2023-01-01 | redacted
Low Income - Power to Save | Outdoor Coil Cleaning | 0 | 0.1 | 0 | 275 | 1 | Honeywell | 2023-01-01 | redacted
Low Income - Power to Save | LED Lights | 0 | 0 | 0 | 47.6 | 1 | Honeywell | 2023-01-01 | redacted
Low Income - Power to Save | Faucet Aerators | 0 | 0 | 0.02 | 110.58 | 1 | Honeywell | 2023-01-01 | redacted
Low Income - Power to Save | Low Flow Showerhead | 0 | 0.04 | 0.1 | 504.08 | 1 | Honeywell | 2023-01-01 | redacted
Low Income - Power to Save | Weather Strip/Caulk | 0 | 0.25 | 0.09 | 503.3 | 1 | Honeywell | 2023-01-01 | redacted
Low Income - Power to Save | LED Lights | 0 | 0 | 0 | 47.6 | 1 | Honeywell | 2023-01-01 | redacted
Low Income - Power to Save | Outdoor Coil Cleaning | 0 | 0.1 | 0 | 275 | 1 | Honeywell | 2023-01-01 | redacted
Low Income - Power to Save | HVAC Inspection | 0 | 0.17 | 0 | 268.73 | 1 | Honeywell | 2023-01-01 | redacted
Low Income - Power to Save | LED Lights | 0 | 0 | 0 | 47.6 | 1 | Honeywell | 2023-01-01 | redacted
Low Income - Power to Save | Faucet Aerators | 0 | 0 | 0.02 | 110.58 | 1 | Honeywell | 2023-01-01 | redacted
Low Income - Power to Save | Low Flow Showerhead | 0 | 0.04 | 0.1 | 504.08 | 1 | Honeywell | 2023-01-01 | redacted
Low Income - Power to Save | Weather Strip/Caulk | 0 | 0.25 | 0.09 | 503.3 | 1 | Honeywell | 2023-01-01 | redacted
Low Income - Power to Save | Outdoor Coil Cleaning | 0 | 0.1 | 0 | 275 | 1 | Honeywell | 2023-01-01 | redacted
Low Income - Power to Save | LI - DUCT | 0 | 0.4 | 0.12 | 775.77 | 1 | Honeywell | 2023-01-01 | redacted
Low Income - Power to Save | HVAC Inspection | 0 | 0.17 | 0 | 268.73 | 1 | Honeywell | 2023-01-01 | redacted
Low Income - Power to Save | LED Lights | 0 | 0 | 0 | 47.6 | 1 | Honeywell | 2023-01-01 | redacted
Low Income - Power to Save | Outdoor Coil Cleaning | 0 | 0.1 | 0 | 275 | 1 | Honeywell | 2023-01-01 | redacted
Low Income - Power to Save | HVAC Inspection | 0 | 0.17 | 0 | 268.73 | 1 | Honeywell | 2023-01-01 | redacted
Low Income - Power to Save | LED Lights | 0 | 0 | 0 | 47.6 | 1 | Honeywell | 2023-01-01 | redacted
Low Income - Power to Save | Low Flow Showerhead | 0 | 0.04 | 0.1 | 504.08 | 1 | Honeywell | 2023-01-01 | redacted
Low Income - Power to Save | Pipe Wrap | 0 | 0.01 | 0.03 | 143.65 | 1 | Honeywell | 2023-01-01 | redacted
Low Income - Power to Save | Weather Strip/Caulk | 0 | 0.25 | 0.09 | 503.3 | 1 | Honeywell | 2023-01-01 | redacted
Low Income - Power to Save | Outdoor Coil Cleaning | 0 | 0.1 | 0 | 275 | 1 | Honeywell | 2023-01-01 | redacted
Low Income - Power to Save | LI - DUCT | 0 | 0.4 | 0.12 | 775.77 | 1 | Honeywell | 2023-01-01 | redacted
Low Income - Power to Save | HVAC Inspection | 0 | 0.17 | 0 | 268.73 | 1 | Honeywell | 2023-01-01 | redacted
Low Income - Power to Save | LED Lights | 0 | 0 | 0 | 47.6 | 1 | Honeywell | 2023-01-01 | redacted
Low Income - Power to Save | Weather Strip/Caulk | 0 | 0.25 | 0.09 | 503.3 | 1 | Honeywell | 2023-01-01 | redacted
Low Income - Power to Save | Outdoor Coil Cleaning | 0 | 0.1 | 0 | 275 | 1 | Honeywell | 2023-01-01 | redacted
Low Income - Power to Save | LI - DUCT | 0 | 0.4 | 0.12 | 775.77 | 1 | Honeywell | 2023-01-01 | redacted
Low Income - Power to Save | HVAC Inspection | 0 | 0.17 | 0 | 268.73 | 1 | Honeywell | 2023-01-01 | redacted
Low Income - Power to Save | LED Lights | 0 | 0 | 0 | 47.6 | 1 | Honeywell | 2023-01-01 | redacted
Low Income - Power to Save | Faucet Aerators | 0 | 0 | 0.02 | 110.58 | 1 | Honeywell | 2023-01-01 | redacted
Low Income - Power to Save | Low Flow Showerhead | 0 | 0.04 | 0.1 | 504.08 | 1 | Honeywell | 2023-01-01 | redacted
Low Income - Power to Save | Outdoor Coil Cleaning | 0 | 0.1 | 0 | 275 | 1 | Honeywell | 2023-01-01 | redacted
Low Income - Power to Save | LED Lights | 0 | 0 | 0 | 47.6 | 1 | Honeywell | 2023-01-01 | redacted
Low Income - Power to Save | Faucet Aerators | 0 | 0 | 0.02 | 110.58 | 1 | Honeywell | 2023-01-01 | redacted
Low Income - Power to Save | Weather Strip/Caulk | 0 | 0.25 | 0.09 | 503.3 | 1 | Honeywell | 2023-01-01 | redacted
Low Income - Power to Save | Outdoor Coil Cleaning | 0 | 0.1 | 0 | 275 | 1 | Honeywell | 2023-01-01 | redacted
Low Income - Power to Save | LI - DUCT | 0 | 0.4 | 0.12 | 775.77 | 1 | Honeywell | 2023-01-01 | redacted
Low Income - Power to Save | HVAC Inspection | 0 | 0.17 | 0 | 268.73 | 1 | Honeywell | 2023-01-01 | redacted
Low Income - Power to Save | LED Lights | 0 | 0 | 0 | 47.6 | 1 | Honeywell | 2023-01-01 | redacted
Low Income - Power to Save | Faucet Aerators | 0 | 0 | 0.02 | 110.58 | 1 | Honeywell | 2023-01-01 | redacted
Low Income - Power to Save | Low Flow Showerhead | 0 | 0.04 | 0.1 | 504.08 | 1 | Honeywell | 2023-01-01 | redacted
Low Income - Power to Save | Outdoor Coil Cleaning | 0 | 0.1 | 0 | 275 | 1 | Honeywell | 2023-01-01 | redacted
Low Income - Power to Save | HVAC Inspection | 0 | 0.17 | 0 | 268.73 | 1 | Honeywell | 2023-01-01 | redacted
Low Income - Power to Save | LED Lights | 0 | 0 | 0 | 47.6 | 1 | Honeywell | 2023-01-01 | redacted
Low Income - Power to Save | Faucet Aerators | 0 | 0 | 0.02 | 110.58 | 1 | Honeywell | 2023-01-01 | redacted
Low Income - Power to Save | Low Flow Showerhead | 0 | 0.04 | 0.1 | 504.08 | 1 | Honeywell | 2023-01-01 | redacted
Low Income - Power to Save | Weather Strip/Caulk | 0 | 0.25 | 0.09 | 503.3 | 1 | Honeywell | 2023-01-01 | redacted
Low Income - Power to Save | Outdoor Coil Cleaning | 0 | 0.1 | 0 | 275 | 1 | Honeywell | 2023-01-01 | redacted
Low Income - Power to Save | HVAC Inspection | 0 | 0.17 | 0 | 268.73 | 1 | Honeywell | 2023-01-01 | redacted
Low Income - Power to Save | LED Lights | 0 | 0 | 0 | 47.6 | 1 | Honeywell | 2023-01-01 | redacted
Low Income - Power to Save | Low Flow Showerhead | 0 | 0.04 | 0.1 | 504.08 | 1 | Honeywell | 2023-01-01 | redacted
Low Income - Power to Save | Outdoor Coil Cleaning | 0 | 0.1 | 0 | 275 | 1 | Honeywell | 2023-01-01 | redacted
Low Income - Power to Save | LED Lights | 0 | 0 | 0 | 47.6 | 1 | Honeywell | 2023-01-01 | redacted
Low Income - Power to Save | Faucet Aerators | 0 | 0 | 0.02 | 110.58 | 1 | Honeywell | 2023-01-01 | redacted
Low Income - Power to Save | Low Flow Showerhead | 0 | 0.04 | 0.1 | 504.08 | 1 | Honeywell | 2023-01-01 | redacted
Low Income - Power to Save | Weather Strip/Caulk | 0 | 0.25 | 0.09 | 503.3 | 1 | Honeywell | 2023-01-01 | redacted
Low Income - Power to Save | Outdoor Coil Cleaning | 0 | 0.1 | 0 | 275 | 1 | Honeywell | 2023-01-01 | redacted
Low Income - Power to Save | LI - DUCT | 0 | 0.4 | 0.12 | 775.77 | 1 | Honeywell | 2023-01-01 | redacted
Low Income - Power to Save | HVAC Inspection | 0 | 0.17 | 0 | 268.73 | 1 | Honeywell | 2023-01-01 | redacted
Low Income - Power to Save | LED Lights | 0 | 0 | 0 | 47.6 | 1 | Honeywell | 2023-01-01 | redacted
Low Income - Power to Save | LED Lights | 0 | 0 | 0 | 47.6 | 1 | Honeywell | 2023-01-01 | redacted
Low Income - Power to Save | Faucet Aerators | 0 | 0 | 0.02 | 110.58 | 1 | Honeywell | 2023-01-01 | redacted
Low Income - Power to Save | Low Flow Showerhead | 0 | 0.04 | 0.1 | 504.08 | 1 | Honeywell | 2023-01-01 | redacted
Low Income - Power to Save | Weather Strip/Caulk | 0 | 0.25 | 0.09 | 503.3 | 1 | Honeywell | 2023-01-01 | redacted
Low Income - Power to Save | Outdoor Coil Cleaning | 0 | 0.1 | 0 | 275 | 1 | Honeywell | 2023-01-01 | redacted
Low Income - Power to Save | LI - DUCT | 0 | 0.4 | 0.12 | 775.77 | 1 | Honeywell | 2023-01-01 | redacted
Low Income - Power to Save | HVAC Inspection | 0 | 0.17 | 0 | 268.73 | 1 | Honeywell | 2023-01-01 | redacted
Low Income - Power to Save | LED Lights | 0 | 0 | 0 | 47.6 | 1 | Honeywell | 2023-01-01 | redacted
Low Income - Power to Save | Outdoor Coil Cleaning | 0 | 0.1 | 0 | 275 | 1 | Honeywell | 2023-01-01 | redacted
Low Income - Power to Save | HVAC Inspection | 0 | 0.17 | 0 | 268.73 | 1 | Honeywell | 2023-01-01 | redacted
Low Income - Power to Save | LED Lights | 0 | 0 | 0 | 47.6 | 1 | Honeywell | 2023-01-01 | redacted
Low Income - Power to Save | Faucet Aerators | 0 | 0 | 0.02 | 110.58 | 1 | Honeywell | 2023-01-01 | redacted
Low Income - Power to Save | Low Flow Showerhead | 0 | 0.04 | 0.1 | 504.08 | 1 | Honeywell | 2023-01-01 | redacted
Low Income - Power to Save | Weather Strip/Caulk | 0 | 0.25 | 0.09 | 503.3 | 1 | Honeywell | 2023-01-01 | redacted
Low Income - Power to Save | LED Lights | 0 | 0 | 0 | 47.6 | 1 | Honeywell | 2023-01-01 | redacted
Low Income - Power to Save | Faucet Aerators | 0 | 0 | 0.02 | 110.58 | 1 | Honeywell | 2023-01-01 | redacted
Low Income - Power to Save | Weather Strip/Caulk | 0 | 0.25 | 0.09 | 503.3 | 1 | Honeywell | 2023-01-01 | redacted
Low Income - Power to Save | Outdoor Coil Cleaning | 0 | 0.1 | 0 | 275 | 1 | Honeywell | 2023-01-01 | redacted
Low Income - Power to Save | HVAC Inspection | 0 | 0.17 | 0 | 268.73 | 1 | Honeywell | 2023-01-01 | redacted
Low Income - Power to Save | LED Lights | 0 | 0 | 0 | 47.6 | 1 | Honeywell | 2023-01-01 | redacted
Low Income - Power to Save | Faucet Aerators | 0 | 0 | 0.02 | 110.58 | 1 | Honeywell | 2023-01-01 | redacted
Low Income - Power to Save | Weather Strip/Caulk | 0 | 0.25 | 0.09 | 503.3 | 1 | Honeywell | 2023-01-01 | redacted
Low Income - Power to Save | Outdoor Coil Cleaning | 0 | 0.1 | 0 | 275 | 1 | Honeywell | 2023-01-01 | redacted
Low Income - Power to Save | LI - DUCT | 0 | 0.4 | 0.12 | 775.77 | 1 | Honeywell | 2023-01-01 | redacted
Low Income - Power to Save | HVAC Inspection | 0 | 0.17 | 0 | 268.73 | 1 | Honeywell | 2023-01-01 | redacted
Low Income - Power to Save | LED Lights | 0 | 0 | 0 | 47.6 | 1 | Honeywell | 2023-01-01 | redacted
Low Income - Power to Save | Faucet Aerators | 0 | 0 | 0.02 | 110.58 | 1 | Honeywell | 2023-01-01 | redacted
Low Income - Power to Save | Low Flow Showerhead | 0 | 0.04 | 0.1 | 504.08 | 1 | Honeywell | 2023-01-01 | redacted
Low Income - Power to Save | Outdoor Coil Cleaning | 0 | 0.1 | 0 | 275 | 1 | Honeywell | 2023-01-01 | redacted
Low Income - Power to Save | HVAC Inspection | 0 | 0.17 | 0 | 268.73 | 1 | Honeywell | 2023-01-01 | redacted
Low Income - Power to Save | LED Lights | 0 | 0 | 0 | 47.6 | 1 | Honeywell | 2023-01-01 | redacted
Low Income - Power to Save | Faucet Aerators | 0 | 0 | 0.02 | 110.58 | 1 | Honeywell | 2023-01-01 | redacted
Low Income - Power to Save | Pipe Wrap | 0 | 0.01 | 0.03 | 143.65 | 1 | Honeywell | 2023-01-01 | redacted
Low Income - Power to Save | Weather Strip/Caulk | 0 | 0.25 | 0.09 | 503.3 | 1 | Honeywell | 2023-01-01 | redacted
Low Income - Power to Save | Outdoor Coil Cleaning | 0 | 0.1 | 0 | 275 | 1 | Honeywell | 2023-01-01 | redacted
Low Income - Power to Save | LI - DUCT | 0 | 0.4 | 0.12 | 775.77 | 1 | Honeywell | 2023-01-01 | redacted
Low Income - Power to Save | HVAC Inspection | 0 | 0.17 | 0 | 268.73 | 1 | Honeywell | 2023-01-01 | redacted
Low Income - Power to Save | LED Lights | 0 | 0 | 0 | 47.6 | 1 | Honeywell | 2023-01-01 | redacted
Low Income - Power to Save | Faucet Aerators | 0 | 0 | 0.02 | 110.58 | 1 | Honeywell | 2023-01-01 | redacted
Low Income - Power to Save | Weather Strip/Caulk | 0 | 0.25 | 0.09 | 503.3 | 1 | Honeywell | 2023-01-01 | redacted
Low Income - Power to Save | Outdoor Coil Cleaning | 0 | 0.1 | 0 | 275 | 1 | Honeywell | 2023-01-01 | redacted
Low Income - Power to Save | LI - DUCT | 0 | 0.4 | 0.12 | 775.77 | 1 | Honeywell | 2023-01-01 | redacted
Low Income - Power to Save | HVAC Inspection | 0 | 0.17 | 0 | 268.73 | 1 | Honeywell | 2023-01-01 | redacted
Low Income - Power to Save | LED Lights | 0 | 0 | 0 | 47.6 | 1 | Honeywell | 2023-01-01 | redacted
Low Income - Power to Save | Faucet Aerators | 0 | 0 | 0.02 | 110.58 | 1 | Honeywell | 2023-01-01 | redacted
Low Income - Power to Save | Low Flow Showerhead | 0 | 0.04 | 0.1 | 504.08 | 1 | Honeywell | 2023-01-01 | redacted
Low Income - Power to Save | Outdoor Coil Cleaning | 0 | 0.1 | 0 | 275 | 1 | Honeywell | 2023-01-01 | redacted
Low Income - Power to Save | LED Lights | 0 | 0 | 0 | 47.6 | 1 | Honeywell | 2023-01-01 | redacted
Low Income - Power to Save | Pipe Wrap | 0 | 0.01 | 0.03 | 143.65 | 1 | Honeywell | 2023-01-01 | redacted
Low Income - Power to Save | Weather Strip/Caulk | 0 | 0.25 | 0.09 | 503.3 | 1 | Honeywell | 2023-01-01 | redacted
Low Income - Power to Save | Outdoor Coil Cleaning | 0 | 0.1 | 0 | 275 | 1 | Honeywell | 2023-01-01 | redacted
Low Income - Power to Save | LI - DUCT | 0 | 0.4 | 0.12 | 775.77 | 1 | Honeywell | 2023-01-01 | redacted
Low Income - Power to Save | HVAC Inspection | 0 | 0.17 | 0 | 268.73 | 1 | Honeywell | 2023-01-01 | redacted
Low Income - Power to Save | LED Lights | 0 | 0 | 0 | 47.6 | 1 | Honeywell | 2023-01-01 | redacted
Low Income - Power to Save | Faucet Aerators | 0 | 0 | 0.02 | 110.58 | 1 | Honeywell | 2023-01-01 | redacted
Low Income - Power to Save | Low Flow Showerhead | 0 | 0.04 | 0.1 | 504.08 | 1 | Honeywell | 2023-01-01 | redacted
Low Income - Power to Save | Weather Strip/Caulk | 0 | 0.25 | 0.09 | 503.3 | 1 | Honeywell | 2023-01-01 | redacted
Low Income - Power to Save | Outdoor Coil Cleaning | 0 | 0.1 | 0 | 275 | 1 | Honeywell | 2023-01-01 | redacted
Low Income - Power to Save | LI - DUCT | 0 | 0.4 | 0.12 | 775.77 | 1 | Honeywell | 2023-01-01 | redacted
Low Income - Power to Save | HVAC Inspection | 0 | 0.17 | 0 | 268.73 | 1 | Honeywell | 2023-01-01 | redacted
Low Income - Power to Save | LED Lights | 0 | 0 | 0 | 47.6 | 1 | Honeywell | 2023-01-01 | redacted
Low Income - Power to Save | Faucet Aerators | 0 | 0 | 0.02 | 110.58 | 1 | Honeywell | 2023-01-01 | redacted
Low Income - Power to Save | Low Flow Showerhead | 0 | 0.04 | 0.1 | 504.08 | 1 | Honeywell | 2023-01-01 | redacted
Low Income - Power to Save | Weather Strip/Caulk | 0 | 0.25 | 0.09 | 503.3 | 1 | Honeywell | 2023-01-01 | redacted
Low Income - Power to Save | Outdoor Coil Cleaning | 0 | 0.1 | 0 | 275 | 1 | Honeywell | 2023-01-01 | redacted
Low Income - Power to Save | LI - DUCT | 0 | 0.4 | 0.12 | 775.77 | 1 | Honeywell | 2023-01-01 | redacted
Low Income - Power to Save | HVAC Inspection | 0 | 0.17 | 0 | 268.73 | 1 | Honeywell | 2023-01-01 | redacted
Low Income - Power to Save | LED Lights | 0 | 0 | 0 | 47.6 | 1 | Honeywell | 2023-01-01 | redacted
Low Income - Power to Save | Faucet Aerators | 0 | 0 | 0.02 | 110.58 | 1 | Honeywell | 2023-01-01 | redacted
Low Income - Power to Save | Low Flow Showerhead | 0 | 0.04 | 0.1 | 504.08 | 1 | Honeywell | 2023-01-01 | redacted
Low Income - Power to Save | Weather Strip/Caulk | 0 | 0.25 | 0.09 | 503.3 | 1 | Honeywell | 2023-01-01 | redacted
Low Income - Power to Save | Outdoor Coil Cleaning | 0 | 0.1 | 0 | 275 | 1 | Honeywell | 2023-01-01 | redacted
Low Income - Power to Save | LI - DUCT | 0 | 0.4 | 0.12 | 775.77 | 1 | Honeywell | 2023-01-01 | redacted
Low Income - Power to Save | HVAC Inspection | 0 | 0.17 | 0 | 268.73 | 1 | Honeywell | 2023-01-01 | redacted
Low Income - Power to Save | LED Lights | 0 | 0 | 0 | 47.6 | 1 | Honeywell | 2023-01-01 | redacted
Low Income - Power to Save | Faucet Aerators | 0 | 0 | 0.02 | 110.58 | 1 | Honeywell | 2023-01-01 | redacted
Low Income - Power to Save | Low Flow Showerhead | 0 | 0.04 | 0.1 | 504.08 | 1 | Honeywell | 2023-01-01 | redacted
Low Income - Power to Save | Weather Strip/Caulk | 0 | 0.25 | 0.09 | 503.3 | 1 | Honeywell | 2023-01-01 | redacted
Low Income - Power to Save | Outdoor Coil Cleaning | 0 | 0.1 | 0 | 275 | 1 | Honeywell | 2023-01-01 | redacted
Low Income - Power to Save | LI - DUCT | 0 | 0.4 | 0.12 | 775.77 | 1 | Honeywell | 2023-01-01 | redacted
Low Income - Power to Save | HVAC Inspection | 0 | 0.17 | 0 | 268.73 | 1 | Honeywell | 2023-01-01 | redacted
Low Income - Power to Save | LED Lights | 0 | 0 | 0 | 47.6 | 1 | Honeywell | 2023-01-01 | redacted
Low Income - Power to Save | Faucet Aerators | 0 | 0 | 0.02 | 110.58 | 1 | Honeywell | 2023-01-01 | redacted
Low Income - Power to Save | Low Flow Showerhead | 0 | 0.04 | 0.1 | 504.08 | 1 | Honeywell | 2023-01-01 | redacted
Low Income - Power to Save | Weather Strip/Caulk | 0 | 0.25 | 0.09 | 503.3 | 1 | Honeywell | 2023-01-01 | redacted
Low Income - Power to Save | Outdoor Coil Cleaning | 0 | 0.1 | 0 | 275 | 1 | Honeywell | 2023-01-01 | redacted
Low Income - Power to Save | HVAC Inspection | 0 | 0.17 | 0 | 268.73 | 1 | Honeywell | 2023-01-01 | redacted
Low Income - Power to Save | LED Lights | 0 | 0 | 0 | 47.6 | 1 | Honeywell | 2023-01-01 | redacted
Low Income - Power to Save | Weather Strip/Caulk | 0 | 0.25 | 0.09 | 503.3 | 1 | Honeywell | 2023-01-01 | redacted
Low Income - Power to Save | Outdoor Coil Cleaning | 0 | 0.1 | 0 | 275 | 1 | Honeywell | 2023-01-01 | redacted
Low Income - Power to Save | HVAC Inspection | 0 | 0.17 | 0 | 268.73 | 1 | Honeywell | 2023-01-01 | redacted
Low Income - Power to Save | LED Lights | 0 | 0 | 0 | 47.6 | 1 | Honeywell | 2023-01-01 | redacted
Low Income - Power to Save | Faucet Aerators | 0 | 0 | 0.02 | 110.58 | 1 | Honeywell | 2023-01-01 | redacted
Low Income - Power to Save | Weather Strip/Caulk | 0 | 0.25 | 0.09 | 503.3 | 1 | Honeywell | 2023-01-01 | redacted
Low Income - Power to Save | Outdoor Coil Cleaning | 0 | 0.1 | 0 | 275 | 1 | Honeywell | 2023-01-01 | redacted
Low Income - Power to Save | LI - DUCT | 0 | 0.4 | 0.12 | 775.77 | 1 | Honeywell | 2023-01-01 | redacted
Low Income - Power to Save | HVAC Inspection | 0 | 0.17 | 0 | 268.73 | 1 | Honeywell | 2023-01-01 | redacted
Low Income - Power to Save | LED Lights | 0 | 0 | 0 | 47.6 | 1 | Honeywell | 2023-01-01 | redacted
Low Income - Power to Save | Faucet Aerators | 0 | 0 | 0.02 | 110.58 | 1 | Honeywell | 2023-01-01 | redacted
Low Income - Power to Save | Low Flow Showerhead | 0 | 0.04 | 0.1 | 504.08 | 1 | Honeywell | 2023-01-01 | redacted
Low Income - Power to Save | Weather Strip/Caulk | 0 | 0.25 | 0.09 | 503.3 | 1 | Honeywell | 2023-01-01 | redacted
Low Income - Power to Save | Outdoor Coil Cleaning | 0 | 0.1 | 0 | 275 | 1 | Honeywell | 2023-01-01 | redacted
Low Income - Power to Save | LI - DUCT | 0 | 0.4 | 0.12 | 775.77 | 1 | Honeywell | 2023-01-01 | redacted
Low Income - Power to Save | HVAC Inspection | 0 | 0.17 | 0 | 268.73 | 1 | Honeywell | 2023-01-01 | redacted
Low Income - Power to Save | LED Lights | 0 | 0 | 0 | 47.6 | 1 | Honeywell | 2023-01-01 | redacted
Low Income - Power to Save | Faucet Aerators | 0 | 0 | 0.02 | 110.58 | 1 | Honeywell | 2023-01-01 | redacted
Low Income - Power to Save | Low Flow Showerhead | 0 | 0.04 | 0.1 | 504.08 | 1 | Honeywell | 2023-01-01 | redacted
Low Income - Power to Save | Outdoor Coil Cleaning | 0 | 0.1 | 0 | 275 | 1 | Honeywell | 2023-01-01 | redacted
Low Income - Power to Save | LED Lights | 0 | 0 | 0 | 47.6 | 1 | Honeywell | 2023-01-01 | redacted
Low Income - Power to Save | Faucet Aerators | 0 | 0 | 0.02 | 110.58 | 1 | Honeywell | 2023-01-01 | redacted
Low Income - Power to Save | Low Flow Showerhead | 0 | 0.04 | 0.1 | 504.08 | 1 | Honeywell | 2023-01-01 | redacted
Low Income - Power to Save | Weather Strip/Caulk | 0 | 0.25 | 0.09 | 503.3 | 1 | Honeywell | 2023-01-01 | redacted
Low Income - Power to Save | Outdoor Coil Cleaning | 0 | 0.1 | 0 | 275 | 1 | Honeywell | 2023-01-01 | redacted
Low Income - Power to Save | LI - DUCT | 0 | 0.4 | 0.12 | 775.77 | 1 | Honeywell | 2023-01-01 | redacted
Low Income - Power to Save | HVAC Inspection | 0 | 0.17 | 0 | 268.73 | 1 | Honeywell | 2023-01-01 | redacted
Low Income - Power to Save | LED Lights | 0 | 0 | 0 | 47.6 | 1 | Honeywell | 2023-01-01 | redacted
Low Income - Power to Save | Faucet Aerators | 0 | 0 | 0.02 | 110.58 | 1 | Honeywell | 2023-01-01 | redacted
Low Income - Power to Save | Low Flow Showerhead | 0 | 0.04 | 0.1 | 504.08 | 1 | Honeywell | 2023-01-01 | redacted
Low Income - Power to Save | Weather Strip/Caulk | 0 | 0.25 | 0.09 | 503.3 | 1 | Honeywell | 2023-01-01 | redacted
Low Income - Power to Save | Outdoor Coil Cleaning | 0 | 0.1 | 0 | 275 | 1 | Honeywell | 2023-01-01 | redacted
Low Income - Power to Save | HVAC Inspection | 0 | 0.17 | 0 | 268.73 | 1 | Honeywell | 2023-01-01 | redacted
Low Income - Power to Save | LED Lights | 0 | 0 | 0 | 47.6 | 1 | Honeywell | 2023-01-01 | redacted
Low Income - Power to Save | Low Flow Showerhead | 0 | 0.04 | 0.1 | 504.08 | 1 | Honeywell | 2023-01-01 | redacted
Low Income - Power to Save | Pipe Wrap | 0 | 0.01 | 0.03 | 143.65 | 1 | Honeywell | 2023-01-01 | redacted
Low Income - Power to Save | Weather Strip/Caulk | 0 | 0.25 | 0.09 | 503.3 | 1 | Honeywell | 2023-01-01 | redacted
Low Income - Power to Save | Outdoor Coil Cleaning | 0 | 0.1 | 0 | 275 | 1 | Honeywell | 2023-01-01 | redacted
Low Income - Power to Save | LI - DUCT | 0 | 0.4 | 0.12 | 775.77 | 1 | Honeywell | 2023-01-01 | redacted
Low Income - Power to Save | HVAC Inspection | 0 | 0.17 | 0 | 268.73 | 1 | Honeywell | 2023-01-01 | redacted
Low Income - Power to Save | LED Lights | 0 | 0 | 0 | 47.6 | 1 | Honeywell | 2023-01-01 | redacted
Low Income - Power to Save | Faucet Aerators | 0 | 0 | 0.02 | 110.58 | 1 | Honeywell | 2023-01-01 | redacted
Low Income - Power to Save | Pipe Wrap | 0 | 0.01 | 0.03 | 143.65 | 1 | Honeywell | 2023-01-01 | redacted
Low Income - Power to Save | Weather Strip/Caulk | 0 | 0.25 | 0.09 | 503.3 | 1 | Honeywell | 2023-01-01 | redacted
Low Income - Power to Save | Outdoor Coil Cleaning | 0 | 0.1 | 0 | 275 | 1 | Honeywell | 2023-01-01 | redacted
Low Income - Power to Save | LI - DUCT | 0 | 0.4 | 0.12 | 775.77 | 1 | Honeywell | 2023-01-01 | redacted
Low Income - Power to Save | HVAC Inspection | 0 | 0.17 | 0 | 268.73 | 1 | Honeywell | 2023-01-01 | redacted
Low Income - Power to Save | LED Lights | 0 | 0 | 0 | 47.6 | 1 | Honeywell | 2023-01-01 | redacted
Low Income - Power to Save | Faucet Aerators | 0 | 0 | 0.02 | 110.58 | 1 | Honeywell | 2023-01-01 | redacted
Low Income - Power to Save | Low Flow Showerhead | 0 | 0.04 | 0.1 | 504.08 | 1 | Honeywell | 2023-01-01 | redacted
Low Income - Power to Save | Pipe Wrap | 0 | 0.01 | 0.03 | 143.65 | 1 | Honeywell | 2023-01-01 | redacted
Low Income - Power to Save | Weather Strip/Caulk | 0 | 0.25 | 0.09 | 503.3 | 1 | Honeywell | 2023-01-01 | redacted
Low Income - Power to Save | Outdoor Coil Cleaning | 0 | 0.1 | 0 | 275 | 1 | Honeywell | 2023-01-01 | redacted
Low Income - Power to Save | LI - DUCT | 0 | 0.4 | 0.12 | 775.77 | 1 | Honeywell | 2023-01-01 | redacted
Low Income - Power to Save | HVAC Inspection | 0 | 0.17 | 0 | 268.73 | 1 | Honeywell | 2023-01-01 | redacted
Low Income - Power to Save | LED Lights | 0 | 0 | 0 | 47.6 | 1 | Honeywell | 2023-01-01 | redacted
Low Income - Power to Save | Faucet Aerators | 0 | 0 | 0.02 | 110.58 | 1 | Honeywell | 2023-01-01 | redacted
Low Income - Power to Save | Low Flow Showerhead | 0 | 0.04 | 0.1 | 504.08 | 1 | Honeywell | 2023-01-01 | redacted
Low Income - Power to Save | Outdoor Coil Cleaning | 0 | 0.1 | 0 | 275 | 1 | Honeywell | 2023-01-01 | redacted
Low Income - Power to Save | LED Lights | 0 | 0 | 0 | 47.6 | 1 | Honeywell | 2023-01-01 | redacted
Low Income - Power to Save | Faucet Aerators | 0 | 0 | 0.02 | 110.58 | 1 | Honeywell | 2023-01-01 | redacted
Low Income - Power to Save | Low Flow Showerhead | 0 | 0.04 | 0.1 | 504.08 | 1 | Honeywell | 2023-01-01 | redacted
Low Income - Power to Save | Outdoor Coil Cleaning | 0 | 0.1 | 0 | 275 | 1 | Honeywell | 2023-01-01 | redacted
Low Income - Power to Save | HVAC Inspection | 0 | 0.17 | 0 | 268.73 | 1 | Honeywell | 2023-01-01 | redacted
Low Income - Power to Save | LED Lights | 0 | 0 | 0 | 47.6 | 1 | Honeywell | 2023-01-01 | redacted
Low Income - Power to Save | Outdoor Coil Cleaning | 0 | 0.1 | 0 | 275 | 1 | Honeywell | 2023-01-01 | redacted
Low Income - Power to Save | LED Lights | 0 | 0 | 0 | 47.6 | 1 | Honeywell | 2023-01-01 | redacted
Low Income - Power to Save | Faucet Aerators | 0 | 0 | 0.02 | 110.58 | 1 | Honeywell | 2023-01-01 | redacted
Low Income - Power to Save | Low Flow Showerhead | 0 | 0.04 | 0.1 | 504.08 | 1 | Honeywell | 2023-01-01 | redacted
Low Income - Power to Save | Weather Strip/Caulk | 0 | 0.25 | 0.09 | 503.3 | 1 | Honeywell | 2023-01-01 | redacted
Low Income - Power to Save | Outdoor Coil Cleaning | 0 | 0.1 | 0 | 275 | 1 | Honeywell | 2023-01-01 | redacted
Low Income - Power to Save | LI - DUCT | 0 | 0.4 | 0.12 | 775.77 | 1 | Honeywell | 2023-01-01 | redacted
Low Income - Power to Save | HVAC Inspection | 0 | 0.17 | 0 | 268.73 | 1 | Honeywell | 2023-01-01 | redacted
Low Income - Power to Save | LED Lights | 0 | 0 | 0 | 47.6 | 1 | Honeywell | 2023-01-01 | redacted
Low Income - Power to Save | Outdoor Coil Cleaning | 0 | 0.1 | 0 | 275 | 1 | Honeywell | 2023-01-01 | redacted
Low Income - Power to Save | LED Lights | 0 | 0 | 0 | 47.6 | 1 | Honeywell | 2023-01-01 | redacted
Low Income - Power to Save | Faucet Aerators | 0 | 0 | 0.02 | 110.58 | 1 | Honeywell | 2023-01-01 | redacted
Low Income - Power to Save | Outdoor Coil Cleaning | 0 | 0.1 | 0 | 275 | 1 | Honeywell | 2023-01-01 | redacted
Low Income - Power to Save | LED Lights | 0 | 0 | 0 | 47.6 | 1 | Honeywell | 2023-01-01 | redacted
Low Income - Power to Save | Faucet Aerators | 0 | 0 | 0.02 | 110.58 | 1 | Honeywell | 2023-01-01 | redacted
Low Income - Power to Save | Low Flow Showerhead | 0 | 0.04 | 0.1 | 504.08 | 1 | Honeywell | 2023-01-01 | redacted
Low Income - Power to Save | Pipe Wrap | 0 | 0.01 | 0.03 | 143.65 | 1 | Honeywell | 2023-01-01 | redacted
Low Income - Power to Save | Weather Strip/Caulk | 0 | 0.25 | 0.09 | 503.3 | 1 | Honeywell | 2023-01-01 | redacted
Low Income - Power to Save | Outdoor Coil Cleaning | 0 | 0.1 | 0 | 275 | 1 | Honeywell | 2023-01-01 | redacted
Low Income - Power to Save | LI - DUCT | 0 | 0.4 | 0.12 | 775.77 | 1 | Honeywell | 2023-01-01 | redacted
Low Income - Power to Save | HVAC Inspection | 0 | 0.17 | 0 | 268.73 | 1 | Honeywell | 2023-01-01 | redacted
Low Income - Power to Save | LED Lights | 0 | 0 | 0 | 47.6 | 1 | Honeywell | 2023-01-01 | redacted
Low Income - Power to Save | Faucet Aerators | 0 | 0 | 0.02 | 110.58 | 1 | Honeywell | 2023-01-01 | redacted
Low Income - Power to Save | LED Lights | 0 | 0 | 0 | 47.6 | 1 | Honeywell | 2023-01-01 | redacted
Low Income - Power to Save | Weather Strip/Caulk | 0 | 0.25 | 0.09 | 503.3 | 1 | Honeywell | 2023-01-01 | redacted
Low Income - Power to Save | Outdoor Coil Cleaning | 0 | 0.1 | 0 | 275 | 1 | Honeywell | 2023-01-01 | redacted
Low Income - Power to Save | LI - DUCT | 0 | 0.4 | 0.12 | 775.77 | 1 | Honeywell | 2023-01-01 | redacted
Low Income - Power to Save | HVAC Inspection | 0 | 0.17 | 0 | 268.73 | 1 | Honeywell | 2023-01-01 | redacted
Low Income - Power to Save | LED Lights | 0 | 0 | 0 | 47.6 | 1 | Honeywell | 2023-01-01 | redacted
Low Income - Power to Save | Weather Strip/Caulk | 0 | 0.25 | 0.09 | 503.3 | 1 | Honeywell | 2023-01-01 | redacted
Low Income - Power to Save | Outdoor Coil Cleaning | 0 | 0.1 | 0 | 275 | 1 | Honeywell | 2023-01-01 | redacted
Low Income - Power to Save | HVAC Inspection | 0 | 0.17 | 0 | 268.73 | 1 | Honeywell | 2023-01-01 | redacted
Low Income - Power to Save | LED Lights | 0 | 0 | 0 | 47.6 | 1 | Honeywell | 2023-01-01 | redacted
Low Income - Power to Save | Faucet Aerators | 0 | 0 | 0.02 | 110.58 | 1 | Honeywell | 2023-01-01 | redacted
Low Income - Power to Save | Low Flow Showerhead | 0 | 0.04 | 0.1 | 504.08 | 1 | Honeywell | 2023-01-01 | redacted
Low Income - Power to Save | Weather Strip/Caulk | 0 | 0.25 | 0.09 | 503.3 | 1 | Honeywell | 2023-01-01 | redacted
Low Income - Power to Save | Outdoor Coil Cleaning | 0 | 0.1 | 0 | 275 | 1 | Honeywell | 2023-01-01 | redacted
Low Income - Power to Save | LI - DUCT | 0 | 0.4 | 0.12 | 775.77 | 1 | Honeywell | 2023-01-01 | redacted
Low Income - Power to Save | HVAC Inspection | 0 | 0.17 | 0 | 268.73 | 1 | Honeywell | 2023-01-01 | redacted
Low Income - Power to Save | LED Lights | 0 | 0 | 0 | 47.6 | 1 | Honeywell | 2023-01-01 | redacted
Low Income - Power to Save | Outdoor Coil Cleaning | 0 | 0.1 | 0 | 275 | 1 | Honeywell | 2023-01-01 | redacted
Low Income - Power to Save | HVAC Inspection | 0 | 0.17 | 0 | 268.73 | 1 | Honeywell | 2023-01-01 | redacted
Low Income - Power to Save | LED Lights | 0 | 0 | 0 | 47.6 | 1 | Honeywell | 2023-01-01 | redacted
Low Income - Power to Save | Faucet Aerators | 0 | 0 | 0.02 | 110.58 | 1 | Honeywell | 2023-01-01 | redacted
Low Income - Power to Save | Low Flow Showerhead | 0 | 0.04 | 0.1 | 504.08 | 1 | Honeywell | 2023-01-01 | redacted
Low Income - Power to Save | Outdoor Coil Cleaning | 0 | 0.1 | 0 | 275 | 1 | Honeywell | 2023-01-01 | redacted
Low Income - Power to Save | HVAC Inspection | 0 | 0.17 | 0 | 268.73 | 1 | Honeywell | 2023-01-01 | redacted
Low Income - Power to Save | LED Lights | 0 | 0 | 0 | 47.6 | 1 | Honeywell | 2023-01-01 | redacted
Low Income - Power to Save | Low Flow Showerhead | 0 | 0.04 | 0.1 | 504.08 | 1 | Honeywell | 2023-01-01 | redacted
Low Income - Power to Save | Weather Strip/Caulk | 0 | 0.25 | 0.09 | 503.3 | 1 | Honeywell | 2023-01-01 | redacted
Low Income - Power to Save | Outdoor Coil Cleaning | 0 | 0.1 | 0 | 275 | 1 | Honeywell | 2023-01-01 | redacted
Low Income - Power to Save | HVAC Inspection | 0 | 0.17 | 0 | 268.73 | 1 | Honeywell | 2023-01-01 | redacted
Low Income - Power to Save | LED Lights | 0 | 0 | 0 | 47.6 | 1 | Honeywell | 2023-01-01 | redacted
Low Income - Power to Save | Faucet Aerators | 0 | 0 | 0.02 | 110.58 | 1 | Honeywell | 2023-01-01 | redacted
Low Income - Power to Save | Low Flow Showerhead | 0 | 0.04 | 0.1 | 504.08 | 1 | Honeywell | 2023-01-01 | redacted
Low Income - Power to Save | Weather Strip/Caulk | 0 | 0.25 | 0.09 | 503.3 | 1 | Honeywell | 2023-01-01 | redacted
Low Income - Power to Save | Outdoor Coil Cleaning | 0 | 0.1 | 0 | 275 | 1 | Honeywell | 2023-01-01 | redacted
Low Income - Power to Save | LI - DUCT | 0 | 0.4 | 0.12 | 775.77 | 1 | Honeywell | 2023-01-01 | redacted
Low Income - Power to Save | HVAC Inspection | 0 | 0.17 | 0 | 268.73 | 1 | Honeywell | 2023-01-01 | redacted
Low Income - Power to Save | LED Lights | 0 | 0 | 0 | 47.6 | 1 | Honeywell | 2023-01-01 | redacted
Low Income - Power to Save | Faucet Aerators | 0 | 0 | 0.02 | 110.58 | 1 | Honeywell | 2023-01-01 | redacted
Low Income - Power to Save | Low Flow Showerhead | 0 | 0.04 | 0.1 | 504.08 | 1 | Honeywell | 2023-01-01 | redacted
Low Income - Power to Save | Weather Strip/Caulk | 0 | 0.25 | 0.09 | 503.3 | 1 | Honeywell | 2023-01-01 | redacted
Low Income - Power to Save | Outdoor Coil Cleaning | 0 | 0.1 | 0 | 275 | 1 | Honeywell | 2023-01-01 | redacted
Low Income - Power to Save | LI - DUCT | 0 | 0.4 | 0.12 | 775.77 | 1 | Honeywell | 2023-01-01 | redacted
Low Income - Power to Save | HVAC Inspection | 0 | 0.17 | 0 | 268.73 | 1 | Honeywell | 2023-01-01 | redacted
Low Income - Power to Save | LED Lights | 0 | 0 | 0 | 47.6 | 1 | Honeywell | 2023-01-01 | redacted
Low Income - Power to Save | Low Flow Showerhead | 0 | 0.04 | 0.1 | 504.08 | 1 | Honeywell | 2023-01-01 | redacted
Low Income - Power to Save | Weather Strip/Caulk | 0 | 0.25 | 0.09 | 503.3 | 1 | Honeywell | 2023-01-01 | redacted
Low Income - Power to Save | Outdoor Coil Cleaning | 0 | 0.1 | 0 | 275 | 1 | Honeywell | 2023-01-01 | redacted
Low Income - Power to Save | LI - DUCT | 0 | 0.4 | 0.12 | 775.77 | 1 | Honeywell | 2023-01-01 | redacted
Low Income - Power to Save | HVAC Inspection | 0 | 0.17 | 0 | 268.73 | 1 | Honeywell | 2023-01-01 | redacted
Low Income - Power to Save | LED Lights | 0 | 0 | 0 | 47.6 | 1 | Honeywell | 2023-01-01 | redacted
Low Income - Power to Save | Faucet Aerators | 0 | 0 | 0.02 | 110.58 | 1 | Honeywell | 2023-01-01 | redacted
Low Income - Power to Save | Low Flow Showerhead | 0 | 0.04 | 0.1 | 504.08 | 1 | Honeywell | 2023-01-01 | redacted
Low Income - Power to Save | Weather Strip/Caulk | 0 | 0.25 | 0.09 | 503.3 | 1 | Honeywell | 2023-01-01 | redacted
Low Income - Power to Save | LED Lights | 0 | 0 | 0 | 47.6 | 1 | Honeywell | 2023-01-01 | redacted
Low Income - Power to Save | Weather Strip/Caulk | 0 | 0.25 | 0.09 | 503.3 | 1 | Honeywell | 2023-01-01 | redacted
Low Income - Power to Save | Outdoor Coil Cleaning | 0 | 0.1 | 0 | 275 | 1 | Honeywell | 2023-01-01 | redacted
Low Income - Power to Save | LI - DUCT | 0 | 0.4 | 0.12 | 775.77 | 1 | Honeywell | 2023-01-01 | redacted
Low Income - Power to Save | HVAC Inspection | 0 | 0.17 | 0 | 268.73 | 1 | Honeywell | 2023-01-01 | redacted
Low Income - Power to Save | LED Lights | 0 | 0 | 0 | 47.6 | 1 | Honeywell | 2023-01-01 | redacted
Low Income - Power to Save | Outdoor Coil Cleaning | 0 | 0.1 | 0 | 275 | 1 | Honeywell | 2023-01-01 | redacted
Low Income - Power to Save | HVAC Inspection | 0 | 0.17 | 0 | 268.73 | 1 | Honeywell | 2023-01-01 | redacted
Low Income - Power to Save | LED Lights | 0 | 0 | 0 | 47.6 | 1 | Honeywell | 2023-01-01 | redacted
Low Income - Power to Save | Weather Strip/Caulk | 0 | 0.25 | 0.09 | 503.3 | 1 | Honeywell | 2023-01-01 | redacted
Low Income - Power to Save | Outdoor Coil Cleaning | 0 | 0.1 | 0 | 275 | 1 | Honeywell | 2023-01-01 | redacted
Low Income - Power to Save | HVAC Inspection | 0 | 0.17 | 0 | 268.73 | 1 | Honeywell | 2023-01-01 | redacted
Low Income - Power to Save | LED Lights | 0 | 0 | 0 | 47.6 | 1 | Honeywell | 2023-01-01 | redacted
Low Income - Power to Save | Faucet Aerators | 0 | 0 | 0.02 | 110.58 | 1 | Honeywell | 2023-01-01 | redacted
Low Income - Power to Save | Weather Strip/Caulk | 0 | 0.25 | 0.09 | 503.3 | 1 | Honeywell | 2023-01-01 | redacted
Low Income - Power to Save | Outdoor Coil Cleaning | 0 | 0.1 | 0 | 275 | 1 | Honeywell | 2023-01-01 | redacted
Low Income - Power to Save | LI - DUCT | 0 | 0.4 | 0.12 | 775.77 | 1 | Honeywell | 2023-01-01 | redacted
Low Income - Power to Save | HVAC Inspection | 0 | 0.17 | 0 | 268.73 | 1 | Honeywell | 2023-01-01 | redacted
Low Income - Power to Save | LED Lights | 0 | 0 | 0 | 47.6 | 1 | Honeywell | 2023-01-01 | redacted
Low Income - Power to Save | Faucet Aerators | 0 | 0 | 0.02 | 110.58 | 1 | Honeywell | 2023-01-01 | redacted
Low Income - Power to Save | Low Flow Showerhead | 0 | 0.04 | 0.1 | 504.08 | 1 | Honeywell | 2023-01-01 | redacted
Low Income - Power to Save | Outdoor Coil Cleaning | 0 | 0.1 | 0 | 275 | 1 | Honeywell | 2023-01-01 | redacted
Low Income - Power to Save | LED Lights | 0 | 0 | 0 | 47.6 | 1 | Honeywell | 2023-01-01 | redacted
Low Income - Power to Save | Faucet Aerators | 0 | 0 | 0.02 | 110.58 | 1 | Honeywell | 2023-01-01 | redacted
Low Income - Power to Save | LED Lights | 0 | 0 | 0 | 47.6 | 1 | Honeywell | 2023-01-01 | redacted
Low Income - Power to Save | Faucet Aerators | 0 | 0 | 0.02 | 110.58 | 1 | Honeywell | 2023-01-01 | redacted
Low Income - Power to Save | Low Flow Showerhead | 0 | 0.04 | 0.1 | 504.08 | 1 | Honeywell | 2023-01-01 | redacted
Low Income - Power to Save | Outdoor Coil Cleaning | 0 | 0.1 | 0 | 275 | 1 | Honeywell | 2023-01-01 | redacted
Low Income - Power to Save | HVAC Inspection | 0 | 0.17 | 0 | 268.73 | 1 | Honeywell | 2023-01-01 | redacted
Low Income - Power to Save | LED Lights | 0 | 0 | 0 | 47.6 | 1 | Honeywell | 2023-01-01 | redacted
Low Income - Power to Save | LED Lights | 0 | 0 | 0 | 47.6 | 1 | Honeywell | 2023-01-01 | redacted
Low Income - Power to Save | Faucet Aerators | 0 | 0 | 0.02 | 110.58 | 1 | Honeywell | 2023-01-01 | redacted
Low Income - Power to Save | Low Flow Showerhead | 0 | 0.04 | 0.1 | 504.08 | 1 | Honeywell | 2023-01-01 | redacted
Low Income - Power to Save | Outdoor Coil Cleaning | 0 | 0.1 | 0 | 275 | 1 | Honeywell | 2023-01-01 | redacted
Low Income - Power to Save | LED Lights | 0 | 0 | 0 | 47.6 | 1 | Honeywell | 2023-01-01 | redacted
Low Income - Power to Save | Faucet Aerators | 0 | 0 | 0.02 | 110.58 | 1 | Honeywell | 2023-01-01 | redacted
Low Income - Power to Save | Low Flow Showerhead | 0 | 0.04 | 0.1 | 504.08 | 1 | Honeywell | 2023-01-01 | redacted
Low Income - Power to Save | Weather Strip/Caulk | 0 | 0.25 | 0.09 | 503.3 | 1 | Honeywell | 2023-01-01 | redacted
Low Income - Power to Save | LED Lights | 0 | 0 | 0 | 47.6 | 1 | Honeywell | 2023-01-01 | redacted
Low Income - Power to Save | Outdoor Coil Cleaning | 0 | 0.1 | 0 | 275 | 1 | Honeywell | 2023-01-01 | redacted
Low Income - Power to Save | LED Lights | 0 | 0 | 0 | 47.6 | 1 | Honeywell | 2023-01-01 | redacted
Low Income - Power to Save | Faucet Aerators | 0 | 0 | 0.02 | 110.58 | 1 | Honeywell | 2023-01-01 | redacted
Low Income - Power to Save | Low Flow Showerhead | 0 | 0.04 | 0.1 | 504.08 | 1 | Honeywell | 2023-01-01 | redacted
Low Income - Power to Save | Weather Strip/Caulk | 0 | 0.25 | 0.09 | 503.3 | 1 | Honeywell | 2023-01-01 | redacted
Low Income - Power to Save | LED Lights | 0 | 0 | 0 | 47.6 | 1 | Honeywell | 2023-01-01 | redacted
Low Income - Power to Save | Low Flow Showerhead | 0 | 0.04 | 0.1 | 504.08 | 1 | Honeywell | 2023-01-01 | redacted
Low Income - Power to Save | Weather Strip/Caulk | 0 | 0.25 | 0.09 | 503.3 | 1 | Honeywell | 2023-01-01 | redacted
Low Income - Power to Save | Outdoor Coil Cleaning | 0 | 0.1 | 0 | 275 | 1 | Honeywell | 2023-01-01 | redacted
Low Income - Power to Save | LI - DUCT | 0 | 0.4 | 0.12 | 775.77 | 1 | Honeywell | 2023-01-01 | redacted
Low Income - Power to Save | HVAC Inspection | 0 | 0.17 | 0 | 268.73 | 1 | Honeywell | 2023-01-01 | redacted
Low Income - Power to Save | LED Lights | 0 | 0 | 0 | 47.6 | 1 | Honeywell | 2023-01-01 | redacted
Low Income - Power to Save | Low Flow Showerhead | 0 | 0.04 | 0.1 | 504.08 | 1 | Honeywell | 2023-01-01 | redacted
Low Income - Power to Save | Pipe Wrap | 0 | 0.01 | 0.03 | 143.65 | 1 | Honeywell | 2023-01-01 | redacted
Low Income - Power to Save | Weather Strip/Caulk | 0 | 0.25 | 0.09 | 503.3 | 1 | Honeywell | 2023-01-01 | redacted
Low Income - Power to Save | Outdoor Coil Cleaning | 0 | 0.1 | 0 | 275 | 1 | Honeywell | 2023-01-01 | redacted
Low Income - Power to Save | LI - DUCT | 0 | 0.4 | 0.12 | 775.77 | 1 | Honeywell | 2023-01-01 | redacted
Low Income - Power to Save | HVAC Inspection | 0 | 0.17 | 0 | 268.73 | 1 | Honeywell | 2023-01-01 | redacted
Low Income - Power to Save | LED Lights | 0 | 0 | 0 | 47.6 | 1 | Honeywell | 2023-01-01 | redacted
Low Income - Power to Save | Faucet Aerators | 0 | 0 | 0.02 | 110.58 | 1 | Honeywell | 2023-01-01 | redacted
Low Income - Power to Save | Low Flow Showerhead | 0 | 0.04 | 0.1 | 504.08 | 1 | Honeywell | 2023-01-01 | redacted
Low Income - Power to Save | Weather Strip/Caulk | 0 | 0.25 | 0.09 | 503.3 | 1 | Honeywell | 2023-01-01 | redacted
Low Income - Power to Save | Outdoor Coil Cleaning | 0 | 0.1 | 0 | 275 | 1 | Honeywell | 2023-01-01 | redacted
Low Income - Power to Save | HVAC Inspection | 0 | 0.17 | 0 | 268.73 | 1 | Honeywell | 2023-01-01 | redacted
Low Income - Power to Save | LED Lights | 0 | 0 | 0 | 47.6 | 1 | Honeywell | 2023-01-01 | redacted
Low Income - Power to Save | Outdoor Coil Cleaning | 0 | 0.1 | 0 | 275 | 1 | Honeywell | 2023-01-01 | redacted
Low Income - Power to Save | LED Lights | 0 | 0 | 0 | 47.6 | 1 | Honeywell | 2023-01-01 | redacted
Low Income - Power to Save | Faucet Aerators | 0 | 0 | 0.02 | 110.58 | 1 | Honeywell | 2023-01-01 | redacted
Low Income - Power to Save | Outdoor Coil Cleaning | 0 | 0.1 | 0 | 275 | 1 | Honeywell | 2023-01-01 | redacted
Low Income - Power to Save | LED Lights | 0 | 0 | 0 | 47.6 | 1 | Honeywell | 2023-01-01 | redacted
Low Income - Power to Save | Faucet Aerators | 0 | 0 | 0.02 | 110.58 | 1 | Honeywell | 2023-01-01 | redacted
Low Income - Power to Save | Outdoor Coil Cleaning | 0 | 0.1 | 0 | 275 | 1 | Honeywell | 2023-01-01 | redacted
Low Income - Power to Save | LED Lights | 0 | 0 | 0 | 47.6 | 1 | Honeywell | 2023-01-01 | redacted
Low Income - Power to Save | Faucet Aerators | 0 | 0 | 0.02 | 110.58 | 1 | Honeywell | 2023-01-01 | redacted
Low Income - Power to Save | Low Flow Showerhead | 0 | 0.04 | 0.1 | 504.08 | 1 | Honeywell | 2023-01-01 | redacted
Low Income - Power to Save | Weather Strip/Caulk | 0 | 0.25 | 0.09 | 503.3 | 1 | Honeywell | 2023-01-01 | redacted
Low Income - Power to Save | Outdoor Coil Cleaning | 0 | 0.1 | 0 | 275 | 1 | Honeywell | 2023-01-01 | redacted
Low Income - Power to Save | LI - DUCT | 0 | 0.4 | 0.12 | 775.77 | 1 | Honeywell | 2023-01-01 | redacted
Low Income - Power to Save | HVAC Inspection | 0 | 0.17 | 0 | 268.73 | 1 | Honeywell | 2023-01-01 | redacted
Low Income - Power to Save | LED Lights | 0 | 0 | 0 | 47.6 | 1 | Honeywell | 2023-01-01 | redacted
Low Income - Power to Save | Weather Strip/Caulk | 0 | 0.25 | 0.09 | 503.3 | 1 | Honeywell | 2023-01-01 | redacted
Low Income - Power to Save | Outdoor Coil Cleaning | 0 | 0.1 | 0 | 275 | 1 | Honeywell | 2023-01-01 | redacted
Low Income - Power to Save | LED Lights | 0 | 0 | 0 | 47.6 | 1 | Honeywell | 2023-01-01 | redacted
Low Income - Power to Save | Faucet Aerators | 0 | 0 | 0.02 | 110.58 | 1 | Honeywell | 2023-01-01 | redacted
Low Income - Power to Save | Weather Strip/Caulk | 0 | 0.25 | 0.09 | 503.3 | 1 | Honeywell | 2023-01-01 | redacted
Low Income - Power to Save | Outdoor Coil Cleaning | 0 | 0.1 | 0 | 275 | 1 | Honeywell | 2023-01-01 | redacted
Low Income - Power to Save | LED Lights | 0 | 0 | 0 | 47.6 | 1 | Honeywell | 2023-01-01 | redacted
Low Income - Power to Save | LED Lights | 0 | 0 | 0 | 47.6 | 1 | Honeywell | 2023-01-01 | redacted
Low Income - Power to Save | Weather Strip/Caulk | 0 | 0.25 | 0.09 | 503.3 | 1 | Honeywell | 2023-01-01 | redacted
Low Income - Power to Save | HVAC Inspection | 0 | 0.17 | 0 | 268.73 | 1 | Honeywell | 2023-01-01 | redacted
Low Income - Power to Save | LED Lights | 0 | 0 | 0 | 47.6 | 1 | Honeywell | 2023-01-01 | redacted
Low Income - Power to Save | Faucet Aerators | 0 | 0 | 0.02 | 110.58 | 1 | Honeywell | 2023-01-01 | redacted
Low Income - Power to Save | Low Flow Showerhead | 0 | 0.04 | 0.1 | 504.08 | 1 | Honeywell | 2023-01-01 | redacted
Low Income - Power to Save | Weather Strip/Caulk | 0 | 0.25 | 0.09 | 503.3 | 1 | Honeywell | 2023-01-01 | redacted
Low Income - Power to Save | Outdoor Coil Cleaning | 0 | 0.1 | 0 | 275 | 1 | Honeywell | 2023-01-01 | redacted
Low Income - Power to Save | LI - DUCT | 0 | 0.4 | 0.12 | 775.77 | 1 | Honeywell | 2023-01-01 | redacted
Low Income - Power to Save | HVAC Inspection | 0 | 0.17 | 0 | 268.73 | 1 | Honeywell | 2023-01-01 | redacted
Low Income - Power to Save | LED Lights | 0 | 0 | 0 | 47.6 | 1 | Honeywell | 2023-01-01 | redacted
Low Income - Power to Save | Outdoor Coil Cleaning | 0 | 0.1 | 0 | 275 | 1 | Honeywell | 2023-01-01 | redacted
Low Income - Power to Save | HVAC Inspection | 0 | 0.17 | 0 | 268.73 | 1 | Honeywell | 2023-01-01 | redacted
Low Income - Power to Save | LED Lights | 0 | 0 | 0 | 47.6 | 1 | Honeywell | 2023-01-01 | redacted
Low Income - Power to Save | Low Flow Showerhead | 0 | 0.04 | 0.1 | 504.08 | 1 | Honeywell | 2023-01-01 | redacted
Low Income - Power to Save | Weather Strip/Caulk | 0 | 0.25 | 0.09 | 503.3 | 1 | Honeywell | 2023-01-01 | redacted
Low Income - Power to Save | Outdoor Coil Cleaning | 0 | 0.1 | 0 | 275 | 1 | Honeywell | 2023-01-01 | redacted
Low Income - Power to Save | LI - DUCT | 0 | 0.4 | 0.12 | 775.77 | 1 | Honeywell | 2023-01-01 | redacted
Low Income - Power to Save | HVAC Inspection | 0 | 0.17 | 0 | 268.73 | 1 | Honeywell | 2023-01-01 | redacted
Low Income - Power to Save | LED Lights | 0 | 0 | 0 | 47.6 | 1 | Honeywell | 2023-01-01 | redacted
Low Income - Power to Save | Outdoor Coil Cleaning | 0 | 0.1 | 0 | 275 | 1 | Honeywell | 2023-01-01 | redacted
Low Income - Power to Save | HVAC Inspection | 0 | 0.17 | 0 | 268.73 | 1 | Honeywell | 2023-01-01 | redacted
Low Income - Power to Save | LED Lights | 0 | 0 | 0 | 47.6 | 1 | Honeywell | 2023-01-01 | redacted
Low Income - Power to Save | Faucet Aerators | 0 | 0 | 0.02 | 110.58 | 1 | Honeywell | 2023-01-01 | redacted
Low Income - Power to Save | Low Flow Showerhead | 0 | 0.04 | 0.1 | 504.08 | 1 | Honeywell | 2023-01-01 | redacted
Low Income - Power to Save | Weather Strip/Caulk | 0 | 0.25 | 0.09 | 503.3 | 1 | Honeywell | 2023-01-01 | redacted
Low Income - Power to Save | Outdoor Coil Cleaning | 0 | 0.1 | 0 | 275 | 1 | Honeywell | 2023-01-01 | redacted
Low Income - Power to Save | LED Lights | 0 | 0 | 0 | 47.6 | 1 | Honeywell | 2023-01-01 | redacted
Low Income - Power to Save | Faucet Aerators | 0 | 0 | 0.02 | 110.58 | 1 | Honeywell | 2023-01-01 | redacted
Low Income - Power to Save | Low Flow Showerhead | 0 | 0.04 | 0.1 | 504.08 | 1 | Honeywell | 2023-01-01 | redacted
Low Income - Power to Save | Outdoor Coil Cleaning | 0 | 0.1 | 0 | 275 | 1 | Honeywell | 2023-01-01 | redacted
Low Income - Power to Save | LED Lights | 0 | 0 | 0 | 47.6 | 1 | Honeywell | 2023-01-01 | redacted
Low Income - Power to Save | Faucet Aerators | 0 | 0 | 0.02 | 110.58 | 1 | Honeywell | 2023-01-01 | redacted
Low Income - Power to Save | Outdoor Coil Cleaning | 0 | 0.1 | 0 | 275 | 1 | Honeywell | 2023-01-01 | redacted
Low Income - Power to Save | LI - DUCT | 0 | 0.4 | 0.12 | 775.77 | 1 | Honeywell | 2023-01-01 | redacted
Low Income - Power to Save | HVAC Inspection | 0 | 0.17 | 0 | 268.73 | 1 | Honeywell | 2023-01-01 | redacted
Low Income - Power to Save | LED Lights | 0 | 0 | 0 | 47.6 | 1 | Honeywell | 2023-01-01 | redacted
Low Income - Power to Save | Faucet Aerators | 0 | 0 | 0.02 | 110.58 | 1 | Honeywell | 2023-01-01 | redacted
Low Income - Power to Save | Low Flow Showerhead | 0 | 0.04 | 0.1 | 504.08 | 1 | Honeywell | 2023-01-01 | redacted
Low Income - Power to Save | Outdoor Coil Cleaning | 0 | 0.1 | 0 | 275 | 1 | Honeywell | 2023-01-01 | redacted
Low Income - Power to Save | LED Lights | 0 | 0 | 0 | 47.6 | 1 | Honeywell | 2023-01-01 | redacted
Low Income - Power to Save | Faucet Aerators | 0 | 0 | 0.02 | 110.58 | 1 | Honeywell | 2023-01-01 | redacted
Low Income - Power to Save | Low Flow Showerhead | 0 | 0.04 | 0.1 | 504.08 | 1 | Honeywell | 2023-01-01 | redacted
Low Income - Power to Save | Outdoor Coil Cleaning | 0 | 0.1 | 0 | 275 | 1 | Honeywell | 2023-01-01 | redacted
Low Income - Power to Save | HVAC Inspection | 0 | 0.17 | 0 | 268.73 | 1 | Honeywell | 2023-01-01 | redacted
Low Income - Power to Save | LED Lights | 0 | 0 | 0 | 47.6 | 1 | Honeywell | 2023-01-01 | redacted
Low Income - Power to Save | Outdoor Coil Cleaning | 0 | 0.1 | 0 | 275 | 1 | Honeywell | 2023-01-01 | redacted
Low Income - Power to Save | HVAC Inspection | 0 | 0.17 | 0 | 268.73 | 1 | Honeywell | 2023-01-01 | redacted
Low Income - Power to Save | LED Lights | 0 | 0 | 0 | 47.6 | 1 | Honeywell | 2023-01-01 | redacted
Low Income - Power to Save | Weather Strip/Caulk | 0 | 0.25 | 0.09 | 503.3 | 1 | Honeywell | 2023-01-01 | redacted
Low Income - Power to Save | LED Lights | 0 | 0 | 0 | 47.6 | 1 | Honeywell | 2023-01-01 | redacted
Low Income - Power to Save | Faucet Aerators | 0 | 0 | 0.02 | 110.58 | 1 | Honeywell | 2023-01-01 | redacted
Low Income - Power to Save | Outdoor Coil Cleaning | 0 | 0.1 | 0 | 275 | 1 | Honeywell | 2023-01-01 | redacted
Low Income - Power to Save | LED Lights | 0 | 0 | 0 | 47.6 | 1 | Honeywell | 2023-01-01 | redacted
Low Income - Power to Save | LED Lights | 0 | 0 | 0 | 47.6 | 1 | Honeywell | 2023-01-01 | redacted
Low Income - Power to Save | Low Flow Showerhead | 0 | 0.04 | 0.1 | 504.08 | 1 | Honeywell | 2023-01-01 | redacted
Low Income - Power to Save | Outdoor Coil Cleaning | 0 | 0.1 | 0 | 275 | 1 | Honeywell | 2023-01-01 | redacted
Low Income - Power to Save | HVAC Inspection | 0 | 0.17 | 0 | 268.73 | 1 | Honeywell | 2023-01-01 | redacted
Low Income - Power to Save | LED Lights | 0 | 0 | 0 | 47.6 | 1 | Honeywell | 2023-01-01 | redacted
Low Income - Power to Save | Faucet Aerators | 0 | 0 | 0.02 | 110.58 | 1 | Honeywell | 2023-01-01 | redacted
Low Income - Power to Save | Weather Strip/Caulk | 0 | 0.25 | 0.09 | 503.3 | 1 | Honeywell | 2023-01-01 | redacted
Low Income - Power to Save | Outdoor Coil Cleaning | 0 | 0.1 | 0 | 275 | 1 | Honeywell | 2023-01-01 | redacted
Low Income - Power to Save | LED Lights | 0 | 0 | 0 | 47.6 | 1 | Honeywell | 2023-01-01 | redacted
Low Income - Power to Save | Faucet Aerators | 0 | 0 | 0.02 | 110.58 | 1 | Honeywell | 2023-01-01 | redacted
Low Income - Power to Save | Outdoor Coil Cleaning | 0 | 0.1 | 0 | 275 | 1 | Honeywell | 2023-01-01 | redacted
Low Income - Power to Save | HVAC Inspection | 0 | 0.17 | 0 | 268.73 | 1 | Honeywell | 2023-01-01 | redacted
Low Income - Power to Save | LED Lights | 0 | 0 | 0 | 47.6 | 1 | Honeywell | 2023-01-01 | redacted
Low Income - Power to Save | Low Flow Showerhead | 0 | 0.04 | 0.1 | 504.08 | 1 | Honeywell | 2023-01-01 | redacted
Low Income - Power to Save | Weather Strip/Caulk | 0 | 0.25 | 0.09 | 503.3 | 1 | Honeywell | 2023-01-01 | redacted
Low Income - Power to Save | Outdoor Coil Cleaning | 0 | 0.1 | 0 | 275 | 1 | Honeywell | 2023-01-01 | redacted
Low Income - Power to Save | LI - DUCT | 0 | 0.4 | 0.12 | 775.77 | 1 | Honeywell | 2023-01-01 | redacted
Low Income - Power to Save | HVAC Inspection | 0 | 0.17 | 0 | 268.73 | 1 | Honeywell | 2023-01-01 | redacted
Low Income - Power to Save | LED Lights | 0 | 0 | 0 | 47.6 | 1 | Honeywell | 2023-01-01 | redacted
Low Income - Power to Save | Outdoor Coil Cleaning | 0 | 0.1 | 0 | 275 | 1 | Honeywell | 2023-01-01 | redacted
Low Income - Power to Save | LED Lights | 0 | 0 | 0 | 47.6 | 1 | Honeywell | 2023-01-01 | redacted
Low Income - Power to Save | Faucet Aerators | 0 | 0 | 0.02 | 110.58 | 1 | Honeywell | 2023-01-01 | redacted
Low Income - Power to Save | Low Flow Showerhead | 0 | 0.04 | 0.1 | 504.08 | 1 | Honeywell | 2023-01-01 | redacted
Low Income - Power to Save | LED Lights | 0 | 0 | 0 | 47.6 | 1 | Honeywell | 2023-01-01 | redacted
Low Income - Power to Save | Outdoor Coil Cleaning | 0 | 0.1 | 0 | 275 | 1 | Honeywell | 2023-01-01 | redacted
Low Income - Power to Save | HVAC Inspection | 0 | 0.17 | 0 | 268.73 | 1 | Honeywell | 2023-01-01 | redacted
Low Income - Power to Save | LED Lights | 0 | 0 | 0 | 47.6 | 1 | Honeywell | 2023-01-01 | redacted
Low Income - Power to Save | Low Flow Showerhead | 0 | 0.04 | 0.1 | 504.08 | 1 | Honeywell | 2023-01-01 | redacted
Low Income - Power to Save | Weather Strip/Caulk | 0 | 0.25 | 0.09 | 503.3 | 1 | Honeywell | 2023-01-01 | redacted
Low Income - Power to Save | LED Lights | 0 | 0 | 0 | 47.6 | 1 | Honeywell | 2023-01-01 | redacted
Low Income - Power to Save | Low Flow Showerhead | 0 | 0.04 | 0.1 | 504.08 | 1 | Honeywell | 2023-01-01 | redacted
Low Income - Power to Save | Weather Strip/Caulk | 0 | 0.25 | 0.09 | 503.3 | 1 | Honeywell | 2023-01-01 | redacted
Low Income - Power to Save | Outdoor Coil Cleaning | 0 | 0.1 | 0 | 275 | 1 | Honeywell | 2023-01-01 | redacted
Low Income - Power to Save | HVAC Inspection | 0 | 0.17 | 0 | 268.73 | 1 | Honeywell | 2023-01-01 | redacted
Low Income - Power to Save | LED Lights | 0 | 0 | 0 | 47.6 | 1 | Honeywell | 2023-01-01 | redacted
Low Income - Power to Save | Low Flow Showerhead | 0 | 0.04 | 0.1 | 504.08 | 1 | Honeywell | 2023-01-01 | redacted
Low Income - Power to Save | Outdoor Coil Cleaning | 0 | 0.1 | 0 | 275 | 1 | Honeywell | 2023-01-01 | redacted
Low Income - Power to Save | HVAC Inspection | 0 | 0.17 | 0 | 268.73 | 1 | Honeywell | 2023-01-01 | redacted
Low Income - Power to Save | LED Lights | 0 | 0 | 0 | 47.6 | 1 | Honeywell | 2023-01-01 | redacted
Low Income - Power to Save | Low Flow Showerhead | 0 | 0.04 | 0.1 | 504.08 | 1 | Honeywell | 2023-01-01 | redacted
Low Income - Power to Save | Outdoor Coil Cleaning | 0 | 0.1 | 0 | 275 | 1 | Honeywell | 2023-01-01 | redacted
Low Income - Power to Save | HVAC Inspection | 0 | 0.17 | 0 | 268.73 | 1 | Honeywell | 2023-01-01 | redacted
Low Income - Power to Save | LED Lights | 0 | 0 | 0 | 47.6 | 1 | Honeywell | 2023-01-01 | redacted
Low Income - Power to Save | Low Flow Showerhead | 0 | 0.04 | 0.1 | 504.08 | 1 | Honeywell | 2023-01-01 | redacted
Low Income - Power to Save | Weather Strip/Caulk | 0 | 0.25 | 0.09 | 503.3 | 1 | Honeywell | 2023-01-01 | redacted
Low Income - Power to Save | Outdoor Coil Cleaning | 0 | 0.1 | 0 | 275 | 1 | Honeywell | 2023-01-01 | redacted
Low Income - Power to Save | HVAC Inspection | 0 | 0.17 | 0 | 268.73 | 1 | Honeywell | 2023-01-01 | redacted
Low Income - Power to Save | LED Lights | 0 | 0 | 0 | 47.6 | 1 | Honeywell | 2023-01-01 | redacted
Low Income - Power to Save | Faucet Aerators | 0 | 0 | 0.02 | 110.58 | 1 | Honeywell | 2023-01-01 | redacted
Low Income - Power to Save | Low Flow Showerhead | 0 | 0.04 | 0.1 | 504.08 | 1 | Honeywell | 2023-01-01 | redacted
Low Income - Power to Save | LED Lights | 0 | 0 | 0 | 47.6 | 1 | Honeywell | 2023-01-01 | redacted
Low Income - Power to Save | Faucet Aerators | 0 | 0 | 0.02 | 110.58 | 1 | Honeywell | 2023-01-01 | redacted
Low Income - Power to Save | Low Flow Showerhead | 0 | 0.04 | 0.1 | 504.08 | 1 | Honeywell | 2023-01-01 | redacted
Low Income - Power to Save | Outdoor Coil Cleaning | 0 | 0.1 | 0 | 275 | 1 | Honeywell | 2023-01-01 | redacted
Low Income - Power to Save | LI - DUCT | 0 | 0.4 | 0.12 | 775.77 | 1 | Honeywell | 2023-01-01 | redacted
Low Income - Power to Save | HVAC Inspection | 0 | 0.17 | 0 | 268.73 | 1 | Honeywell | 2023-01-01 | redacted
Low Income - Power to Save | LED Lights | 0 | 0 | 0 | 47.6 | 1 | Honeywell | 2023-01-01 | redacted
Low Income - Power to Save | Faucet Aerators | 0 | 0 | 0.02 | 110.58 | 1 | Honeywell | 2023-01-01 | redacted
Low Income - Power to Save | Low Flow Showerhead | 0 | 0.04 | 0.1 | 504.08 | 1 | Honeywell | 2023-01-01 | redacted
Low Income - Power to Save | Outdoor Coil Cleaning | 0 | 0.1 | 0 | 275 | 1 | Honeywell | 2023-01-01 | redacted
Low Income - Power to Save | LI - DUCT | 0 | 0.4 | 0.12 | 775.77 | 1 | Honeywell | 2023-01-01 | redacted
Low Income - Power to Save | HVAC Inspection | 0 | 0.17 | 0 | 268.73 | 1 | Honeywell | 2023-01-01 | redacted
Low Income - Power to Save | LED Lights | 0 | 0 | 0 | 47.6 | 1 | Honeywell | 2023-01-01 | redacted
Low Income - Power to Save | Faucet Aerators | 0 | 0 | 0.02 | 110.58 | 1 | Honeywell | 2023-01-01 | redacted
Low Income - Power to Save | Low Flow Showerhead | 0 | 0.04 | 0.1 | 504.08 | 1 | Honeywell | 2023-01-01 | redacted
Low Income - Power to Save | Weather Strip/Caulk | 0 | 0.25 | 0.09 | 503.3 | 1 | Honeywell | 2023-01-01 | redacted
Low Income - Power to Save | Outdoor Coil Cleaning | 0 | 0.1 | 0 | 275 | 1 | Honeywell | 2023-01-01 | redacted
Low Income - Power to Save | LI - DUCT | 0 | 0.4 | 0.12 | 775.77 | 1 | Honeywell | 2023-01-01 | redacted
Low Income - Power to Save | HVAC Inspection | 0 | 0.17 | 0 | 268.73 | 1 | Honeywell | 2023-01-01 | redacted
Low Income - Power to Save | LED Lights | 0 | 0 | 0 | 47.6 | 1 | Honeywell | 2023-01-01 | redacted
Low Income - Power to Save | Outdoor Coil Cleaning | 0 | 0.1 | 0 | 275 | 1 | Honeywell | 2023-01-01 | redacted
Low Income - Power to Save | HVAC Inspection | 0 | 0.17 | 0 | 268.73 | 1 | Honeywell | 2023-01-01 | redacted
Low Income - Power to Save | LED Lights | 0 | 0 | 0 | 47.6 | 1 | Honeywell | 2023-01-01 | redacted
Low Income - Power to Save | Low Flow Showerhead | 0 | 0.04 | 0.1 | 504.08 | 1 | Honeywell | 2023-01-01 | redacted
Low Income - Power to Save | Weather Strip/Caulk | 0 | 0.25 | 0.09 | 503.3 | 1 | Honeywell | 2023-01-01 | redacted
Low Income - Power to Save | Outdoor Coil Cleaning | 0 | 0.1 | 0 | 275 | 1 | Honeywell | 2023-01-01 | redacted
Low Income - Power to Save | LED Lights | 0 | 0 | 0 | 47.6 | 1 | Honeywell | 2023-01-01 | redacted
Low Income - Power to Save | Faucet Aerators | 0 | 0 | 0.02 | 110.58 | 1 | Honeywell | 2023-01-01 | redacted
Low Income - Power to Save | Low Flow Showerhead | 0 | 0.04 | 0.1 | 504.08 | 1 | Honeywell | 2023-01-01 | redacted
Low Income - Power to Save | Outdoor Coil Cleaning | 0 | 0.1 | 0 | 275 | 1 | Honeywell | 2023-01-01 | redacted
Low Income - Power to Save | HVAC Inspection | 0 | 0.17 | 0 | 268.73 | 1 | Honeywell | 2023-01-01 | redacted
Low Income - Power to Save | LED Lights | 0 | 0 | 0 | 47.6 | 1 | Honeywell | 2023-01-01 | redacted
Low Income - Power to Save | Pipe Wrap | 0 | 0.01 | 0.03 | 143.65 | 1 | Honeywell | 2023-01-01 | redacted
Low Income - Power to Save | Weather Strip/Caulk | 0 | 0.25 | 0.09 | 503.3 | 1 | Honeywell | 2023-01-01 | redacted
Low Income - Power to Save | Outdoor Coil Cleaning | 0 | 0.1 | 0 | 275 | 1 | Honeywell | 2023-01-01 | redacted
Low Income - Power to Save | LI - DUCT | 0 | 0.4 | 0.12 | 775.77 | 1 | Honeywell | 2023-01-01 | redacted
Low Income - Power to Save | HVAC Inspection | 0 | 0.17 | 0 | 268.73 | 1 | Honeywell | 2023-01-01 | redacted
Low Income - Power to Save | LED Lights | 0 | 0 | 0 | 47.6 | 1 | Honeywell | 2023-01-01 | redacted
Low Income - Power to Save | LED Lights | 0 | 0 | 0 | 47.6 | 1 | Honeywell | 2023-01-01 | redacted
Low Income - Power to Save | Faucet Aerators | 0 | 0 | 0.02 | 110.58 | 1 | Honeywell | 2023-01-01 | redacted
Low Income - Power to Save | Low Flow Showerhead | 0 | 0.04 | 0.1 | 504.08 | 1 | Honeywell | 2023-01-01 | redacted
Low Income - Power to Save | Weather Strip/Caulk | 0 | 0.25 | 0.09 | 503.3 | 1 | Honeywell | 2023-01-01 | redacted
Low Income - Power to Save | LED Lights | 0 | 0 | 0 | 47.6 | 1 | Honeywell | 2023-01-01 | redacted
Low Income - Power to Save | Faucet Aerators | 0 | 0 | 0.02 | 110.58 | 1 | Honeywell | 2023-01-01 | redacted
Low Income - Power to Save | Low Flow Showerhead | 0 | 0.04 | 0.1 | 504.08 | 1 | Honeywell | 2023-01-01 | redacted
Low Income - Power to Save | LED Lights | 0 | 0 | 0 | 47.6 | 1 | Honeywell | 2023-01-01 | redacted
Low Income - Power to Save | Low Flow Showerhead | 0 | 0.04 | 0.1 | 504.08 | 1 | Honeywell | 2023-01-01 | redacted
Low Income - Power to Save | Outdoor Coil Cleaning | 0 | 0.1 | 0 | 275 | 1 | Honeywell | 2023-01-01 | redacted
Low Income - Power to Save | LED Lights | 0 | 0 | 0 | 47.6 | 1 | Honeywell | 2023-01-01 | redacted
Low Income - Power to Save | Outdoor Coil Cleaning | 0 | 0.1 | 0 | 275 | 1 | Honeywell | 2023-01-01 | redacted
Low Income - Power to Save | HVAC Inspection | 0 | 0.17 | 0 | 268.73 | 1 | Honeywell | 2023-01-01 | redacted
Low Income - Power to Save | LED Lights | 0 | 0 | 0 | 47.6 | 1 | Honeywell | 2023-01-01 | redacted
Low Income - Power to Save | Weather Strip/Caulk | 0 | 0.25 | 0.09 | 503.3 | 1 | Honeywell | 2023-01-01 | redacted
Low Income - Power to Save | Outdoor Coil Cleaning | 0 | 0.1 | 0 | 275 | 1 | Honeywell | 2023-01-01 | redacted
Low Income - Power to Save | LI - DUCT | 0 | 0.4 | 0.12 | 775.77 | 1 | Honeywell | 2023-01-01 | redacted
Low Income - Power to Save | HVAC Inspection | 0 | 0.17 | 0 | 268.73 | 1 | Honeywell | 2023-01-01 | redacted
Low Income - Power to Save | LED Lights | 0 | 0 | 0 | 47.6 | 1 | Honeywell | 2023-01-01 | redacted
Low Income - Power to Save | Outdoor Coil Cleaning | 0 | 0.1 | 0 | 275 | 1 | Honeywell | 2023-01-01 | redacted
Low Income - Power to Save | LED Lights | 0 | 0 | 0 | 47.6 | 1 | Honeywell | 2023-01-01 | redacted
Low Income - Power to Save | Faucet Aerators | 0 | 0 | 0.02 | 110.58 | 1 | Honeywell | 2023-01-01 | redacted
Low Income - Power to Save | Low Flow Showerhead | 0 | 0.04 | 0.1 | 504.08 | 1 | Honeywell | 2023-01-01 | redacted
Low Income - Power to Save | Weather Strip/Caulk | 0 | 0.25 | 0.09 | 503.3 | 1 | Honeywell | 2023-01-01 | redacted
Low Income - Power to Save | Outdoor Coil Cleaning | 0 | 0.1 | 0 | 275 | 1 | Honeywell | 2023-01-01 | redacted
Low Income - Power to Save | LI - DUCT | 0 | 0.4 | 0.12 | 775.77 | 1 | Honeywell | 2023-01-01 | redacted
Low Income - Power to Save | HVAC Inspection | 0 | 0.17 | 0 | 268.73 | 1 | Honeywell | 2023-01-01 | redacted
Low Income - Power to Save | LED Lights | 0 | 0 | 0 | 47.6 | 1 | Honeywell | 2023-01-01 | redacted
Low Income - Power to Save | Low Flow Showerhead | 0 | 0.04 | 0.1 | 504.08 | 1 | Honeywell | 2023-01-01 | redacted
Low Income - Power to Save | Weather Strip/Caulk | 0 | 0.25 | 0.09 | 503.3 | 1 | Honeywell | 2023-01-01 | redacted
Low Income - Power to Save | Outdoor Coil Cleaning | 0 | 0.1 | 0 | 275 | 1 | Honeywell | 2023-01-01 | redacted
Low Income - Power to Save | LI - DUCT | 0 | 0.4 | 0.12 | 775.77 | 1 | Honeywell | 2023-01-01 | redacted
Low Income - Power to Save | HVAC Inspection | 0 | 0.17 | 0 | 268.73 | 1 | Honeywell | 2023-01-01 | redacted
Low Income - Power to Save | LED Lights | 0 | 0 | 0 | 47.6 | 1 | Honeywell | 2023-01-01 | redacted
Low Income - Power to Save | Faucet Aerators | 0 | 0 | 0.02 | 110.58 | 1 | Honeywell | 2023-01-01 | redacted
Low Income - Power to Save | Weather Strip/Caulk | 0 | 0.25 | 0.09 | 503.3 | 1 | Honeywell | 2023-01-01 | redacted
Low Income - Power to Save | Outdoor Coil Cleaning | 0 | 0.1 | 0 | 275 | 1 | Honeywell | 2023-01-01 | redacted
Low Income - Power to Save | LI - DUCT | 0 | 0.4 | 0.12 | 775.77 | 1 | Honeywell | 2023-01-01 | redacted
Low Income - Power to Save | HVAC Inspection | 0 | 0.17 | 0 | 268.73 | 1 | Honeywell | 2023-01-01 | redacted
Low Income - Power to Save | LED Lights | 0 | 0 | 0 | 47.6 | 1 | Honeywell | 2023-01-01 | redacted
Low Income - Power to Save | Weather Strip/Caulk | 0 | 0.25 | 0.09 | 503.3 | 1 | Honeywell | 2023-01-01 | redacted
Low Income - Power to Save | LED Lights | 0 | 0 | 0 | 47.6 | 1 | Honeywell | 2023-01-01 | redacted
Low Income - Power to Save | Outdoor Coil Cleaning | 0 | 0.1 | 0 | 275 | 1 | Honeywell | 2023-01-01 | redacted
Low Income - Power to Save | HVAC Inspection | 0 | 0.17 | 0 | 268.73 | 1 | Honeywell | 2023-01-01 | redacted
Low Income - Power to Save | LED Lights | 0 | 0 | 0 | 47.6 | 1 | Honeywell | 2023-01-01 | redacted
Low Income - Power to Save | Faucet Aerators | 0 | 0 | 0.02 | 110.58 | 1 | Honeywell | 2023-01-01 | redacted
Low Income - Power to Save | Low Flow Showerhead | 0 | 0.04 | 0.1 | 504.08 | 1 | Honeywell | 2023-01-01 | redacted
Low Income - Power to Save | Weather Strip/Caulk | 0 | 0.25 | 0.09 | 503.3 | 1 | Honeywell | 2023-01-01 | redacted
Low Income - Power to Save | Outdoor Coil Cleaning | 0 | 0.1 | 0 | 275 | 1 | Honeywell | 2023-01-01 | redacted
Low Income - Power to Save | LI - DUCT | 0 | 0.4 | 0.12 | 775.77 | 1 | Honeywell | 2023-01-01 | redacted
Low Income - Power to Save | HVAC Inspection | 0 | 0.17 | 0 | 268.73 | 1 | Honeywell | 2023-01-01 | redacted
Low Income - Power to Save | LED Lights | 0 | 0 | 0 | 47.6 | 1 | Honeywell | 2023-01-01 | redacted
Low Income - Power to Save | Weather Strip/Caulk | 0 | 0.25 | 0.09 | 503.3 | 1 | Honeywell | 2023-01-01 | redacted
Low Income - Power to Save | Outdoor Coil Cleaning | 0 | 0.1 | 0 | 275 | 1 | Honeywell | 2023-01-01 | redacted
Low Income - Power to Save | HVAC Inspection | 0 | 0.17 | 0 | 268.73 | 1 | Honeywell | 2023-01-01 | redacted
Low Income - Power to Save | LED Lights | 0 | 0 | 0 | 47.6 | 1 | Honeywell | 2023-01-01 | redacted
Low Income - Power to Save | Faucet Aerators | 0 | 0 | 0.02 | 110.58 | 1 | Honeywell | 2023-01-01 | redacted
Low Income - Power to Save | Low Flow Showerhead | 0 | 0.04 | 0.1 | 504.08 | 1 | Honeywell | 2023-01-01 | redacted
Low Income - Power to Save | LED Lights | 0 | 0 | 0 | 47.6 | 1 | Honeywell | 2023-01-01 | redacted
Low Income - Power to Save | Faucet Aerators | 0 | 0 | 0.02 | 110.58 | 1 | Honeywell | 2023-01-01 | redacted
Low Income - Power to Save | Low Flow Showerhead | 0 | 0.04 | 0.1 | 504.08 | 1 | Honeywell | 2023-01-01 | redacted
Low Income - Power to Save | Pipe Wrap | 0 | 0.01 | 0.03 | 143.65 | 1 | Honeywell | 2023-01-01 | redacted
Low Income - Power to Save | Weather Strip/Caulk | 0 | 0.25 | 0.09 | 503.3 | 1 | Honeywell | 2023-01-01 | redacted
Low Income - Power to Save | Outdoor Coil Cleaning | 0 | 0.1 | 0 | 275 | 1 | Honeywell | 2023-01-01 | redacted
Low Income - Power to Save | LI - DUCT | 0 | 0.4 | 0.12 | 775.77 | 1 | Honeywell | 2023-01-01 | redacted
Low Income - Power to Save | HVAC Inspection | 0 | 0.17 | 0 | 268.73 | 1 | Honeywell | 2023-01-01 | redacted
Low Income - Power to Save | LED Lights | 0 | 0 | 0 | 47.6 | 1 | Honeywell | 2023-01-01 | redacted
Low Income - Power to Save | Outdoor Coil Cleaning | 0 | 0.1 | 0 | 275 | 1 | Honeywell | 2023-01-01 | redacted
Low Income - Power to Save | HVAC Inspection | 0 | 0.17 | 0 | 268.73 | 1 | Honeywell | 2023-01-01 | redacted
Low Income - Power to Save | LED Lights | 0 | 0 | 0 | 47.6 | 1 | Honeywell | 2023-01-01 | redacted
Low Income - Power to Save | Pipe Wrap | 0 | 0.01 | 0.03 | 143.65 | 1 | Honeywell | 2023-01-01 | redacted
Low Income - Power to Save | Weather Strip/Caulk | 0 | 0.25 | 0.09 | 503.3 | 1 | Honeywell | 2023-01-01 | redacted
Low Income - Power to Save | Outdoor Coil Cleaning | 0 | 0.1 | 0 | 275 | 1 | Honeywell | 2023-01-01 | redacted
Low Income - Power to Save | LI - DUCT | 0 | 0.4 | 0.12 | 775.77 | 1 | Honeywell | 2023-01-01 | redacted
Low Income - Power to Save | HVAC Inspection | 0 | 0.17 | 0 | 268.73 | 1 | Honeywell | 2023-01-01 | redacted
Low Income - Power to Save | LED Lights | 0 | 0 | 0 | 47.6 | 1 | Honeywell | 2023-01-01 | redacted
Low Income - Power to Save | Weather Strip/Caulk | 0 | 0.25 | 0.09 | 503.3 | 1 | Honeywell | 2023-01-01 | redacted
Low Income - Power to Save | Outdoor Coil Cleaning | 0 | 0.1 | 0 | 275 | 1 | Honeywell | 2023-01-01 | redacted
Low Income - Power to Save | LI - DUCT | 0 | 0.4 | 0.12 | 775.77 | 1 | Honeywell | 2023-01-01 | redacted
Low Income - Power to Save | HVAC Inspection | 0 | 0.17 | 0 | 268.73 | 1 | Honeywell | 2023-01-01 | redacted
Low Income - Power to Save | LED Lights | 0 | 0 | 0 | 47.6 | 1 | Honeywell | 2023-01-01 | redacted
Low Income - Power to Save | Weather Strip/Caulk | 0 | 0.25 | 0.09 | 503.3 | 1 | Honeywell | 2023-01-01 | redacted
Low Income - Power to Save | Outdoor Coil Cleaning | 0 | 0.1 | 0 | 275 | 1 | Honeywell | 2023-01-01 | redacted
Low Income - Power to Save | LI - DUCT | 0 | 0.4 | 0.12 | 775.77 | 1 | Honeywell | 2023-01-01 | redacted
Low Income - Power to Save | HVAC Inspection | 0 | 0.17 | 0 | 268.73 | 1 | Honeywell | 2023-01-01 | redacted
Low Income - Power to Save | LED Lights | 0 | 0 | 0 | 47.6 | 1 | Honeywell | 2023-01-01 | redacted
Low Income - Power to Save | Faucet Aerators | 0 | 0 | 0.02 | 110.58 | 1 | Honeywell | 2023-01-01 | redacted
Low Income - Power to Save | Pipe Wrap | 0 | 0.01 | 0.03 | 143.65 | 1 | Honeywell | 2023-01-01 | redacted
Low Income - Power to Save | Weather Strip/Caulk | 0 | 0.25 | 0.09 | 503.3 | 1 | Honeywell | 2023-01-01 | redacted
Low Income - Power to Save | LED Lights | 0 | 0 | 0 | 47.6 | 1 | Honeywell | 2023-01-01 | redacted
Low Income - Power to Save | Outdoor Coil Cleaning | 0 | 0.1 | 0 | 275 | 1 | Honeywell | 2023-01-01 | redacted
Low Income - Power to Save | HVAC Inspection | 0 | 0.17 | 0 | 268.73 | 1 | Honeywell | 2023-01-01 | redacted
Low Income - Power to Save | LED Lights | 0 | 0 | 0 | 47.6 | 1 | Honeywell | 2023-01-01 | redacted
Low Income - Power to Save | Outdoor Coil Cleaning | 0 | 0.1 | 0 | 275 | 1 | Honeywell | 2023-01-01 | redacted
Low Income - Power to Save | HVAC Inspection | 0 | 0.17 | 0 | 268.73 | 1 | Honeywell | 2023-01-01 | redacted
Low Income - Power to Save | LED Lights | 0 | 0 | 0 | 47.6 | 1 | Honeywell | 2023-01-01 | redacted
Low Income - Power to Save | Faucet Aerators | 0 | 0 | 0.02 | 110.58 | 1 | Honeywell | 2023-01-01 | redacted
Low Income - Power to Save | Weather Strip/Caulk | 0 | 0.25 | 0.09 | 503.3 | 1 | Honeywell | 2023-01-01 | redacted
Low Income - Power to Save | Outdoor Coil Cleaning | 0 | 0.1 | 0 | 275 | 1 | Honeywell | 2023-01-01 | redacted
Low Income - Power to Save | HVAC Inspection | 0 | 0.17 | 0 | 268.73 | 1 | Honeywell | 2023-01-01 | redacted
Low Income - Power to Save | LED Lights | 0 | 0 | 0 | 47.6 | 1 | Honeywell | 2023-01-01 | redacted
Low Income - Power to Save | Outdoor Coil Cleaning | 0 | 0.1 | 0 | 275 | 1 | Honeywell | 2023-01-01 | redacted
Low Income - Power to Save | LED Lights | 0 | 0 | 0 | 47.6 | 1 | Honeywell | 2023-01-01 | redacted
Low Income - Power to Save | Faucet Aerators | 0 | 0 | 0.02 | 110.58 | 1 | Honeywell | 2023-01-01 | redacted
Low Income - Power to Save | Low Flow Showerhead | 0 | 0.04 | 0.1 | 504.08 | 1 | Honeywell | 2023-01-01 | redacted
Low Income - Power to Save | Weather Strip/Caulk | 0 | 0.25 | 0.09 | 503.3 | 1 | Honeywell | 2023-01-01 | redacted
Low Income - Power to Save | Outdoor Coil Cleaning | 0 | 0.1 | 0 | 275 | 1 | Honeywell | 2023-01-01 | redacted
Low Income - Power to Save | LI - DUCT | 0 | 0.4 | 0.12 | 775.77 | 1 | Honeywell | 2023-01-01 | redacted
Low Income - Power to Save | HVAC Inspection | 0 | 0.17 | 0 | 268.73 | 1 | Honeywell | 2023-01-01 | redacted
Low Income - Power to Save | LED Lights | 0 | 0 | 0 | 47.6 | 1 | Honeywell | 2023-01-01 | redacted
Low Income - Power to Save | Faucet Aerators | 0 | 0 | 0.02 | 110.58 | 1 | Honeywell | 2023-01-01 | redacted
Low Income - Power to Save | Low Flow Showerhead | 0 | 0.04 | 0.1 | 504.08 | 1 | Honeywell | 2023-01-01 | redacted
Low Income - Power to Save | LED Lights | 0 | 0 | 0 | 47.6 | 1 | Honeywell | 2023-01-01 | redacted
Low Income - Power to Save | Faucet Aerators | 0 | 0 | 0.02 | 110.58 | 1 | Honeywell | 2023-01-01 | redacted
Low Income - Power to Save | Low Flow Showerhead | 0 | 0.04 | 0.1 | 504.08 | 1 | Honeywell | 2023-01-01 | redacted
Low Income - Power to Save | Weather Strip/Caulk | 0 | 0.25 | 0.09 | 503.3 | 1 | Honeywell | 2023-01-01 | redacted
Low Income - Power to Save | Outdoor Coil Cleaning | 0 | 0.1 | 0 | 275 | 1 | Honeywell | 2023-01-01 | redacted
Low Income - Power to Save | HVAC Inspection | 0 | 0.17 | 0 | 268.73 | 1 | Honeywell | 2023-01-01 | redacted
Low Income - Power to Save | LED Lights | 0 | 0 | 0 | 47.6 | 1 | Honeywell | 2023-01-01 | redacted
Low Income - Power to Save | Faucet Aerators | 0 | 0 | 0.02 | 110.58 | 1 | Honeywell | 2023-01-01 | redacted
Low Income - Power to Save | Low Flow Showerhead | 0 | 0.04 | 0.1 | 504.08 | 1 | Honeywell | 2023-01-01 | redacted
Low Income - Power to Save | Pipe Wrap | 0 | 0.01 | 0.03 | 143.65 | 1 | Honeywell | 2023-01-01 | redacted
Low Income - Power to Save | Weather Strip/Caulk | 0 | 0.25 | 0.09 | 503.3 | 1 | Honeywell | 2023-01-01 | redacted
Low Income - Power to Save | Outdoor Coil Cleaning | 0 | 0.1 | 0 | 275 | 1 | Honeywell | 2023-01-01 | redacted
Low Income - Power to Save | LI - DUCT | 0 | 0.4 | 0.12 | 775.77 | 1 | Honeywell | 2023-01-01 | redacted
Low Income - Power to Save | HVAC Inspection | 0 | 0.17 | 0 | 268.73 | 1 | Honeywell | 2023-01-01 | redacted
Low Income - Power to Save | LED Lights | 0 | 0 | 0 | 47.6 | 1 | Honeywell | 2023-01-01 | redacted
Low Income - Power to Save | Faucet Aerators | 0 | 0 | 0.02 | 110.58 | 1 | Honeywell | 2023-01-01 | redacted
Low Income - Power to Save | Low Flow Showerhead | 0 | 0.04 | 0.1 | 504.08 | 1 | Honeywell | 2023-01-01 | redacted
Low Income - Power to Save | Weather Strip/Caulk | 0 | 0.25 | 0.09 | 503.3 | 1 | Honeywell | 2023-01-01 | redacted
Low Income - Power to Save | Outdoor Coil Cleaning | 0 | 0.1 | 0 | 275 | 1 | Honeywell | 2023-01-01 | redacted
Low Income - Power to Save | LI - DUCT | 0 | 0.4 | 0.12 | 775.77 | 1 | Honeywell | 2023-01-01 | redacted
Low Income - Power to Save | HVAC Inspection | 0 | 0.17 | 0 | 268.73 | 1 | Honeywell | 2023-01-01 | redacted
Low Income - Power to Save | LED Lights | 0 | 0 | 0 | 47.6 | 1 | Honeywell | 2023-01-01 | redacted
Low Income - Power to Save | Faucet Aerators | 0 | 0 | 0.02 | 110.58 | 1 | Honeywell | 2023-01-01 | redacted
Low Income - Power to Save | Outdoor Coil Cleaning | 0 | 0.1 | 0 | 275 | 1 | Honeywell | 2023-01-01 | redacted
Low Income - Power to Save | LED Lights | 0 | 0 | 0 | 47.6 | 1 | Honeywell | 2023-01-01 | redacted
Low Income - Power to Save | HVAC Inspection | 0 | 0.17 | 0 | 268.73 | 1 | Honeywell | 2023-01-01 | redacted
Low Income - Power to Save | LED Lights | 0 | 0 | 0 | 47.6 | 1 | Honeywell | 2023-01-01 | redacted
Low Income - Power to Save | Weather Strip/Caulk | 0 | 0.25 | 0.09 | 503.3 | 1 | Honeywell | 2023-01-01 | redacted
Low Income - Power to Save | Outdoor Coil Cleaning | 0 | 0.1 | 0 | 275 | 1 | Honeywell | 2023-01-01 | redacted
Low Income - Power to Save | LI - DUCT | 0 | 0.4 | 0.12 | 775.77 | 1 | Honeywell | 2023-01-01 | redacted
Low Income - Power to Save | HVAC Inspection | 0 | 0.17 | 0 | 268.73 | 1 | Honeywell | 2023-01-01 | redacted
Low Income - Power to Save | LED Lights | 0 | 0 | 0 | 47.6 | 1 | Honeywell | 2023-01-01 | redacted
Low Income - Power to Save | Outdoor Coil Cleaning | 0 | 0.1 | 0 | 275 | 1 | Honeywell | 2023-01-01 | redacted
Low Income - Power to Save | HVAC Inspection | 0 | 0.17 | 0 | 268.73 | 1 | Honeywell | 2023-01-01 | redacted
Low Income - Power to Save | LED Lights | 0 | 0 | 0 | 47.6 | 1 | Honeywell | 2023-01-01 | redacted
Low Income - Power to Save | Low Flow Showerhead | 0 | 0.04 | 0.1 | 504.08 | 1 | Honeywell | 2023-01-01 | redacted
Low Income - Power to Save | Outdoor Coil Cleaning | 0 | 0.1 | 0 | 275 | 1 | Honeywell | 2023-01-01 | redacted
Low Income - Power to Save | HVAC Inspection | 0 | 0.17 | 0 | 268.73 | 1 | Honeywell | 2023-01-01 | redacted
Low Income - Power to Save | LED Lights | 0 | 0 | 0 | 47.6 | 1 | Honeywell | 2023-01-01 | redacted
Low Income - Power to Save | Faucet Aerators | 0 | 0 | 0.02 | 110.58 | 1 | Honeywell | 2023-01-01 | redacted
Low Income - Power to Save | Low Flow Showerhead | 0 | 0.04 | 0.1 | 504.08 | 1 | Honeywell | 2023-01-01 | redacted
Low Income - Power to Save | Outdoor Coil Cleaning | 0 | 0.1 | 0 | 275 | 1 | Honeywell | 2023-01-01 | redacted
Low Income - Power to Save | LI - DUCT | 0 | 0.4 | 0.12 | 775.77 | 1 | Honeywell | 2023-01-01 | redacted
Low Income - Power to Save | HVAC Inspection | 0 | 0.17 | 0 | 268.73 | 1 | Honeywell | 2023-01-01 | redacted
Low Income - Power to Save | LED Lights | 0 | 0 | 0 | 47.6 | 1 | Honeywell | 2023-01-01 | redacted
Low Income - Power to Save | Faucet Aerators | 0 | 0 | 0.02 | 110.58 | 1 | Honeywell | 2023-01-01 | redacted
Low Income - Power to Save | Low Flow Showerhead | 0 | 0.04 | 0.1 | 504.08 | 1 | Honeywell | 2023-01-01 | redacted
Low Income - Power to Save | Outdoor Coil Cleaning | 0 | 0.1 | 0 | 275 | 1 | Honeywell | 2023-01-01 | redacted
Low Income - Power to Save | LED Lights | 0 | 0 | 0 | 47.6 | 1 | Honeywell | 2023-01-01 | redacted
Low Income - Power to Save | LED Lights | 0 | 0 | 0 | 47.6 | 1 | Honeywell | 2023-01-01 | redacted
Low Income - Power to Save | Faucet Aerators | 0 | 0 | 0.02 | 110.58 | 1 | Honeywell | 2023-01-01 | redacted
Low Income - Power to Save | Low Flow Showerhead | 0 | 0.04 | 0.1 | 504.08 | 1 | Honeywell | 2023-01-01 | redacted
Low Income - Power to Save | Outdoor Coil Cleaning | 0 | 0.1 | 0 | 275 | 1 | Honeywell | 2023-01-01 | redacted
Low Income - Power to Save | HVAC Inspection | 0 | 0.17 | 0 | 268.73 | 1 | Honeywell | 2023-01-01 | redacted
Low Income - Power to Save | LED Lights | 0 | 0 | 0 | 47.6 | 1 | Honeywell | 2023-01-01 | redacted
Low Income - Power to Save | Faucet Aerators | 0 | 0 | 0.02 | 110.58 | 1 | Honeywell | 2023-01-01 | redacted
Low Income - Power to Save | Low Flow Showerhead | 0 | 0.04 | 0.1 | 504.08 | 1 | Honeywell | 2023-01-01 | redacted
Low Income - Power to Save | Outdoor Coil Cleaning | 0 | 0.1 | 0 | 275 | 1 | Honeywell | 2023-01-01 | redacted
Low Income - Power to Save | LI - DUCT | 0 | 0.4 | 0.12 | 775.77 | 1 | Honeywell | 2023-01-01 | redacted
Low Income - Power to Save | HVAC Inspection | 0 | 0.17 | 0 | 268.73 | 1 | Honeywell | 2023-01-01 | redacted
Low Income - Power to Save | LED Lights | 0 | 0 | 0 | 47.6 | 1 | Honeywell | 2023-01-01 | redacted
Low Income - Power to Save | Pipe Wrap | 0 | 0.01 | 0.03 | 143.65 | 1 | Honeywell | 2023-01-01 | redacted
Low Income - Power to Save | Weather Strip/Caulk | 0 | 0.25 | 0.09 | 503.3 | 1 | Honeywell | 2023-01-01 | redacted
Low Income - Power to Save | Outdoor Coil Cleaning | 0 | 0.1 | 0 | 275 | 1 | Honeywell | 2023-01-01 | redacted
Low Income - Power to Save | LI - DUCT | 0 | 0.4 | 0.12 | 775.77 | 1 | Honeywell | 2023-01-01 | redacted
Low Income - Power to Save | HVAC Inspection | 0 | 0.17 | 0 | 268.73 | 1 | Honeywell | 2023-01-01 | redacted
Low Income - Power to Save | LED Lights | 0 | 0 | 0 | 47.6 | 1 | Honeywell | 2023-01-01 | redacted
Low Income - Power to Save | Faucet Aerators | 0 | 0 | 0.02 | 110.58 | 1 | Honeywell | 2023-01-01 | redacted
Low Income - Power to Save | Low Flow Showerhead | 0 | 0.04 | 0.1 | 504.08 | 1 | Honeywell | 2023-01-01 | redacted
Low Income - Power to Save | Pipe Wrap | 0 | 0.01 | 0.03 | 143.65 | 1 | Honeywell | 2023-01-01 | redacted
Low Income - Power to Save | Weather Strip/Caulk | 0 | 0.25 | 0.09 | 503.3 | 1 | Honeywell | 2023-01-01 | redacted
Low Income - Power to Save | Outdoor Coil Cleaning | 0 | 0.1 | 0 | 275 | 1 | Honeywell | 2023-01-01 | redacted
Low Income - Power to Save | LI - DUCT | 0 | 0.4 | 0.12 | 775.77 | 1 | Honeywell | 2023-01-01 | redacted
Low Income - Power to Save | HVAC Inspection | 0 | 0.17 | 0 | 268.73 | 1 | Honeywell | 2023-01-01 | redacted
Low Income - Power to Save | LED Lights | 0 | 0 | 0 | 47.6 | 1 | Honeywell | 2023-01-01 | redacted
Low Income - Power to Save | Faucet Aerators | 0 | 0 | 0.02 | 110.58 | 1 | Honeywell | 2023-01-01 | redacted
Low Income - Power to Save | Outdoor Coil Cleaning | 0 | 0.1 | 0 | 275 | 1 | Honeywell | 2023-01-01 | redacted
Low Income - Power to Save | LED Lights | 0 | 0 | 0 | 47.6 | 1 | Honeywell | 2023-01-01 | redacted
Low Income - Power to Save | Low Flow Showerhead | 0 | 0.04 | 0.1 | 504.08 | 1 | Honeywell | 2023-01-01 | redacted
Low Income - Power to Save | Outdoor Coil Cleaning | 0 | 0.1 | 0 | 275 | 1 | Honeywell | 2023-01-01 | redacted
Low Income - Power to Save | HVAC Inspection | 0 | 0.17 | 0 | 268.73 | 1 | Honeywell | 2023-01-01 | redacted
Low Income - Power to Save | LED Lights | 0 | 0 | 0 | 47.6 | 1 | Honeywell | 2023-01-01 | redacted
Low Income - Power to Save | Low Flow Showerhead | 0 | 0.04 | 0.1 | 504.08 | 1 | Honeywell | 2023-01-01 | redacted
Low Income - Power to Save | Pipe Wrap | 0 | 0.01 | 0.03 | 143.65 | 1 | Honeywell | 2023-01-01 | redacted
Low Income - Power to Save | Weather Strip/Caulk | 0 | 0.25 | 0.09 | 503.3 | 1 | Honeywell | 2023-01-01 | redacted
Low Income - Power to Save | Outdoor Coil Cleaning | 0 | 0.1 | 0 | 275 | 1 | Honeywell | 2023-01-01 | redacted
Low Income - Power to Save | LI - DUCT | 0 | 0.4 | 0.12 | 775.77 | 1 | Honeywell | 2023-01-01 | redacted
Low Income - Power to Save | HVAC Inspection | 0 | 0.17 | 0 | 268.73 | 1 | Honeywell | 2023-01-01 | redacted
Low Income - Power to Save | LED Lights | 0 | 0 | 0 | 47.6 | 1 | Honeywell | 2023-01-01 | redacted
Low Income - Power to Save | Faucet Aerators | 0 | 0 | 0.02 | 110.58 | 1 | Honeywell | 2023-01-01 | redacted
Low Income - Power to Save | Outdoor Coil Cleaning | 0 | 0.1 | 0 | 275 | 1 | Honeywell | 2023-01-01 | redacted
Low Income - Power to Save | LED Lights | 0 | 0 | 0 | 47.6 | 1 | Honeywell | 2023-01-01 | redacted
Low Income - Power to Save | Weather Strip/Caulk | 0 | 0.25 | 0.09 | 503.3 | 1 | Honeywell | 2023-01-01 | redacted
Low Income - Power to Save | Outdoor Coil Cleaning | 0 | 0.1 | 0 | 275 | 1 | Honeywell | 2023-01-01 | redacted
Low Income - Power to Save | HVAC Inspection | 0 | 0.17 | 0 | 268.73 | 1 | Honeywell | 2023-01-01 | redacted
Low Income - Power to Save | LED Lights | 0 | 0 | 0 | 47.6 | 1 | Honeywell | 2023-01-01 | redacted
Low Income - Power to Save | Faucet Aerators | 0 | 0 | 0.02 | 110.58 | 1 | Honeywell | 2023-01-01 | redacted
Low Income - Power to Save | Low Flow Showerhead | 0 | 0.04 | 0.1 | 504.08 | 1 | Honeywell | 2023-01-01 | redacted
Low Income - Power to Save | LED Lights | 0 | 0 | 0 | 47.6 | 1 | Honeywell | 2023-01-01 | redacted
Low Income - Power to Save | Outdoor Coil Cleaning | 0 | 0.1 | 0 | 275 | 1 | Honeywell | 2023-01-01 | redacted
Low Income - Power to Save | HVAC Inspection | 0 | 0.17 | 0 | 268.73 | 1 | Honeywell | 2023-01-01 | redacted
Low Income - Power to Save | LED Lights | 0 | 0 | 0 | 47.6 | 1 | Honeywell | 2023-01-01 | redacted
Low Income - Power to Save | Faucet Aerators | 0 | 0 | 0.02 | 110.58 | 1 | Honeywell | 2023-01-01 | redacted
Low Income - Power to Save | Low Flow Showerhead | 0 | 0.04 | 0.1 | 504.08 | 1 | Honeywell | 2023-01-01 | redacted
Low Income - Power to Save | Outdoor Coil Cleaning | 0 | 0.1 | 0 | 275 | 1 | Honeywell | 2023-01-01 | redacted
Low Income - Power to Save | HVAC Inspection | 0 | 0.17 | 0 | 268.73 | 1 | Honeywell | 2023-01-01 | redacted
Low Income - Power to Save | LED Lights | 0 | 0 | 0 | 47.6 | 1 | Honeywell | 2023-01-01 | redacted
Low Income - Power to Save | Low Flow Showerhead | 0 | 0.04 | 0.1 | 504.08 | 1 | Honeywell | 2023-01-01 | redacted
Low Income - Power to Save | Weather Strip/Caulk | 0 | 0.25 | 0.09 | 503.3 | 1 | Honeywell | 2023-01-01 | redacted
Low Income - Power to Save | LED Lights | 0 | 0 | 0 | 47.6 | 1 | Honeywell | 2023-01-01 | redacted
Low Income - Power to Save | Faucet Aerators | 0 | 0 | 0.02 | 110.58 | 1 | Honeywell | 2023-01-01 | redacted
Low Income - Power to Save | Low Flow Showerhead | 0 | 0.04 | 0.1 | 504.08 | 1 | Honeywell | 2023-01-01 | redacted
Low Income - Power to Save | Weather Strip/Caulk | 0 | 0.25 | 0.09 | 503.3 | 1 | Honeywell | 2023-01-01 | redacted
Low Income - Power to Save | Outdoor Coil Cleaning | 0 | 0.1 | 0 | 275 | 1 | Honeywell | 2023-01-01 | redacted
Low Income - Power to Save | HVAC Inspection | 0 | 0.17 | 0 | 268.73 | 1 | Honeywell | 2023-01-01 | redacted
Low Income - Power to Save | LED Lights | 0 | 0 | 0 | 47.6 | 1 | Honeywell | 2023-01-01 | redacted
Low Income - Power to Save | Faucet Aerators | 0 | 0 | 0.02 | 110.58 | 1 | Honeywell | 2023-01-01 | redacted
Low Income - Power to Save | Low Flow Showerhead | 0 | 0.04 | 0.1 | 504.08 | 1 | Honeywell | 2023-01-01 | redacted
Low Income - Power to Save | Weather Strip/Caulk | 0 | 0.25 | 0.09 | 503.3 | 1 | Honeywell | 2023-01-01 | redacted
Low Income - Power to Save | Outdoor Coil Cleaning | 0 | 0.1 | 0 | 275 | 1 | Honeywell | 2023-01-01 | redacted
Low Income - Power to Save | LI - DUCT | 0 | 0.4 | 0.12 | 775.77 | 1 | Honeywell | 2023-01-01 | redacted
Low Income - Power to Save | HVAC Inspection | 0 | 0.17 | 0 | 268.73 | 1 | Honeywell | 2023-01-01 | redacted
Low Income - Power to Save | LED Lights | 0 | 0 | 0 | 47.6 | 1 | Honeywell | 2023-01-01 | redacted
Low Income - Power to Save | Faucet Aerators | 0 | 0 | 0.02 | 110.58 | 1 | Honeywell | 2023-01-01 | redacted
Low Income - Power to Save | Low Flow Showerhead | 0 | 0.04 | 0.1 | 504.08 | 1 | Honeywell | 2023-01-01 | redacted
Low Income - Power to Save | Outdoor Coil Cleaning | 0 | 0.1 | 0 | 275 | 1 | Honeywell | 2023-01-01 | redacted
Low Income - Power to Save | LED Lights | 0 | 0 | 0 | 47.6 | 1 | Honeywell | 2023-01-01 | redacted
Low Income - Power to Save | Faucet Aerators | 0 | 0 | 0.02 | 110.58 | 1 | Honeywell | 2023-01-01 | redacted
Low Income - Power to Save | Low Flow Showerhead | 0 | 0.04 | 0.1 | 504.08 | 1 | Honeywell | 2023-01-01 | redacted
Low Income - Power to Save | Outdoor Coil Cleaning | 0 | 0.1 | 0 | 275 | 1 | Honeywell | 2023-01-01 | redacted
Low Income - Power to Save | HVAC Inspection | 0 | 0.17 | 0 | 268.73 | 1 | Honeywell | 2023-01-01 | redacted
Low Income - Power to Save | LED Lights | 0 | 0 | 0 | 47.6 | 1 | Honeywell | 2023-01-01 | redacted
Low Income - Power to Save | Low Flow Showerhead | 0 | 0.04 | 0.1 | 504.08 | 1 | Honeywell | 2023-01-01 | redacted
Low Income - Power to Save | Pipe Wrap | 0 | 0.01 | 0.03 | 143.65 | 1 | Honeywell | 2023-01-01 | redacted
Low Income - Power to Save | Weather Strip/Caulk | 0 | 0.25 | 0.09 | 503.3 | 1 | Honeywell | 2023-01-01 | redacted
Low Income - Power to Save | Outdoor Coil Cleaning | 0 | 0.1 | 0 | 275 | 1 | Honeywell | 2023-01-01 | redacted
Low Income - Power to Save | LI - DUCT | 0 | 0.4 | 0.12 | 775.77 | 1 | Honeywell | 2023-01-01 | redacted
Low Income - Power to Save | HVAC Inspection | 0 | 0.17 | 0 | 268.73 | 1 | Honeywell | 2023-01-01 | redacted
Low Income - Power to Save | LED Lights | 0 | 0 | 0 | 47.6 | 1 | Honeywell | 2023-01-01 | redacted
Low Income - Power to Save | Outdoor Coil Cleaning | 0 | 0.1 | 0 | 275 | 1 | Honeywell | 2023-01-01 | redacted
Low Income - Power to Save | LED Lights | 0 | 0 | 0 | 47.6 | 1 | Honeywell | 2023-01-01 | redacted
Low Income - Power to Save | Faucet Aerators | 0 | 0 | 0.02 | 110.58 | 1 | Honeywell | 2023-01-01 | redacted
Low Income - Power to Save | Low Flow Showerhead | 0 | 0.04 | 0.1 | 504.08 | 1 | Honeywell | 2023-01-01 | redacted
Low Income - Power to Save | Outdoor Coil Cleaning | 0 | 0.1 | 0 | 275 | 1 | Honeywell | 2023-01-01 | redacted
Low Income - Power to Save | LED Lights | 0 | 0 | 0 | 47.6 | 1 | Honeywell | 2023-01-01 | redacted
Low Income - Power to Save | Faucet Aerators | 0 | 0 | 0.02 | 110.58 | 1 | Honeywell | 2023-01-01 | redacted
Low Income - Power to Save | Low Flow Showerhead | 0 | 0.04 | 0.1 | 504.08 | 1 | Honeywell | 2023-01-01 | redacted
Low Income - Power to Save | Weather Strip/Caulk | 0 | 0.25 | 0.09 | 503.3 | 1 | Honeywell | 2023-01-01 | redacted
Low Income - Power to Save | Outdoor Coil Cleaning | 0 | 0.1 | 0 | 275 | 1 | Honeywell | 2023-01-01 | redacted
Low Income - Power to Save | LI - DUCT | 0 | 0.4 | 0.12 | 775.77 | 1 | Honeywell | 2023-01-01 | redacted
Low Income - Power to Save | HVAC Inspection | 0 | 0.17 | 0 | 268.73 | 1 | Honeywell | 2023-01-01 | redacted
Low Income - Power to Save | LED Lights | 0 | 0 | 0 | 47.6 | 1 | Honeywell | 2023-01-01 | redacted
Low Income - Power to Save | LED Lights | 0 | 0 | 0 | 47.6 | 1 | Honeywell | 2023-01-01 | redacted
Low Income - Power to Save | Low Flow Showerhead | 0 | 0.04 | 0.1 | 504.08 | 1 | Honeywell | 2023-01-01 | redacted
Low Income - Power to Save | Weather Strip/Caulk | 0 | 0.25 | 0.09 | 503.3 | 1 | Honeywell | 2023-01-01 | redacted
Low Income - Power to Save | Outdoor Coil Cleaning | 0 | 0.1 | 0 | 275 | 1 | Honeywell | 2023-01-01 | redacted
Low Income - Power to Save | LI - DUCT | 0 | 0.4 | 0.12 | 775.77 | 1 | Honeywell | 2023-01-01 | redacted
Low Income - Power to Save | HVAC Inspection | 0 | 0.17 | 0 | 268.73 | 1 | Honeywell | 2023-01-01 | redacted
Low Income - Power to Save | LED Lights | 0 | 0 | 0 | 47.6 | 1 | Honeywell | 2023-01-01 | redacted
Low Income - Power to Save | Low Flow Showerhead | 0 | 0.04 | 0.1 | 504.08 | 1 | Honeywell | 2023-01-01 | redacted
Low Income - Power to Save | Outdoor Coil Cleaning | 0 | 0.1 | 0 | 275 | 1 | Honeywell | 2023-01-01 | redacted
Low Income - Power to Save | HVAC Inspection | 0 | 0.17 | 0 | 268.73 | 1 | Honeywell | 2023-01-01 | redacted
Low Income - Power to Save | LED Lights | 0 | 0 | 0 | 47.6 | 1 | Honeywell | 2023-01-01 | redacted
Low Income - Power to Save | Faucet Aerators | 0 | 0 | 0.02 | 110.58 | 1 | Honeywell | 2023-01-01 | redacted
Low Income - Power to Save | Low Flow Showerhead | 0 | 0.04 | 0.1 | 504.08 | 1 | Honeywell | 2023-01-01 | redacted
Low Income - Power to Save | Outdoor Coil Cleaning | 0 | 0.1 | 0 | 275 | 1 | Honeywell | 2023-01-01 | redacted
Low Income - Power to Save | LED Lights | 0 | 0 | 0 | 47.6 | 1 | Honeywell | 2023-01-01 | redacted
Low Income - Power to Save | Faucet Aerators | 0 | 0 | 0.02 | 110.58 | 1 | Honeywell | 2023-01-01 | redacted
Low Income - Power to Save | Outdoor Coil Cleaning | 0 | 0.1 | 0 | 275 | 1 | Honeywell | 2023-01-01 | redacted
Low Income - Power to Save | LED Lights | 0 | 0 | 0 | 47.6 | 1 | Honeywell | 2023-01-01 | redacted
Low Income - Power to Save | Low Flow Showerhead | 0 | 0.04 | 0.1 | 504.08 | 1 | Honeywell | 2023-01-01 | redacted
Low Income - Power to Save | Pipe Wrap | 0 | 0.01 | 0.03 | 143.65 | 1 | Honeywell | 2023-01-01 | redacted
Low Income - Power to Save | Weather Strip/Caulk | 0 | 0.25 | 0.09 | 503.3 | 1 | Honeywell | 2023-01-01 | redacted
Low Income - Power to Save | Outdoor Coil Cleaning | 0 | 0.1 | 0 | 275 | 1 | Honeywell | 2023-01-01 | redacted
Low Income - Power to Save | LI - DUCT | 0 | 0.4 | 0.12 | 775.77 | 1 | Honeywell | 2023-01-01 | redacted
Low Income - Power to Save | HVAC Inspection | 0 | 0.17 | 0 | 268.73 | 1 | Honeywell | 2023-01-01 | redacted
Low Income - Power to Save | LED Lights | 0 | 0 | 0 | 47.6 | 1 | Honeywell | 2023-01-01 | redacted
Low Income - Power to Save | Faucet Aerators | 0 | 0 | 0.02 | 110.58 | 1 | Honeywell | 2023-01-01 | redacted
Low Income - Power to Save | Low Flow Showerhead | 0 | 0.04 | 0.1 | 504.08 | 1 | Honeywell | 2023-01-01 | redacted
Low Income - Power to Save | Outdoor Coil Cleaning | 0 | 0.1 | 0 | 275 | 1 | Honeywell | 2023-01-01 | redacted
Low Income - Power to Save | LED Lights | 0 | 0 | 0 | 47.6 | 1 | Honeywell | 2023-01-01 | redacted
Low Income - Power to Save | Faucet Aerators | 0 | 0 | 0.02 | 110.58 | 1 | Honeywell | 2023-01-01 | redacted
Low Income - Power to Save | Low Flow Showerhead | 0 | 0.04 | 0.1 | 504.08 | 1 | Honeywell | 2023-01-01 | redacted
Low Income - Power to Save | Outdoor Coil Cleaning | 0 | 0.1 | 0 | 275 | 1 | Honeywell | 2023-01-01 | redacted
Low Income - Power to Save | LED Lights | 0 | 0 | 0 | 47.6 | 1 | Honeywell | 2023-01-01 | redacted
Low Income - Power to Save | Faucet Aerators | 0 | 0 | 0.02 | 110.58 | 1 | Honeywell | 2023-01-01 | redacted
Low Income - Power to Save | Weather Strip/Caulk | 0 | 0.25 | 0.09 | 503.3 | 1 | Honeywell | 2023-01-01 | redacted
Low Income - Power to Save | Outdoor Coil Cleaning | 0 | 0.1 | 0 | 275 | 1 | Honeywell | 2023-01-01 | redacted
Low Income - Power to Save | LI - DUCT | 0 | 0.4 | 0.12 | 775.77 | 1 | Honeywell | 2023-01-01 | redacted
Low Income - Power to Save | HVAC Inspection | 0 | 0.17 | 0 | 268.73 | 1 | Honeywell | 2023-01-01 | redacted
Low Income - Power to Save | LED Lights | 0 | 0 | 0 | 47.6 | 1 | Honeywell | 2023-01-01 | redacted
Low Income - Power to Save | Outdoor Coil Cleaning | 0 | 0.1 | 0 | 275 | 1 | Honeywell | 2023-01-01 | redacted
Low Income - Power to Save | LED Lights | 0 | 0 | 0 | 47.6 | 1 | Honeywell | 2023-01-01 | redacted
Low Income - Power to Save | Faucet Aerators | 0 | 0 | 0.02 | 110.58 | 1 | Honeywell | 2023-01-01 | redacted
Low Income - Power to Save | Low Flow Showerhead | 0 | 0.04 | 0.1 | 504.08 | 1 | Honeywell | 2023-01-01 | redacted
Low Income - Power to Save | Outdoor Coil Cleaning | 0 | 0.1 | 0 | 275 | 1 | Honeywell | 2023-01-01 | redacted
Low Income - Power to Save | LED Lights | 0 | 0 | 0 | 47.6 | 1 | Honeywell | 2023-01-01 | redacted
Low Income - Power to Save | Faucet Aerators | 0 | 0 | 0.02 | 110.58 | 1 | Honeywell | 2023-01-01 | redacted
Low Income - Power to Save | Low Flow Showerhead | 0 | 0.04 | 0.1 | 504.08 | 1 | Honeywell | 2023-01-01 | redacted
Low Income - Power to Save | Outdoor Coil Cleaning | 0 | 0.1 | 0 | 275 | 1 | Honeywell | 2023-01-01 | redacted
Low Income - Power to Save | LED Lights | 0 | 0 | 0 | 47.6 | 1 | Honeywell | 2023-01-01 | redacted
Low Income - Power to Save | Faucet Aerators | 0 | 0 | 0.02 | 110.58 | 1 | Honeywell | 2023-01-01 | redacted
Low Income - Power to Save | Low Flow Showerhead | 0 | 0.04 | 0.1 | 504.08 | 1 | Honeywell | 2023-01-01 | redacted
Low Income - Power to Save | Outdoor Coil Cleaning | 0 | 0.1 | 0 | 275 | 1 | Honeywell | 2023-01-01 | redacted
Low Income - Power to Save | LED Lights | 0 | 0 | 0 | 47.6 | 1 | Honeywell | 2023-01-01 | redacted
Low Income - Power to Save | Faucet Aerators | 0 | 0 | 0.02 | 110.58 | 1 | Honeywell | 2023-01-01 | redacted
Low Income - Power to Save | Low Flow Showerhead | 0 | 0.04 | 0.1 | 504.08 | 1 | Honeywell | 2023-01-01 | redacted
Low Income - Power to Save | Weather Strip/Caulk | 0 | 0.25 | 0.09 | 503.3 | 1 | Honeywell | 2023-01-01 | redacted
Low Income - Power to Save | Outdoor Coil Cleaning | 0 | 0.1 | 0 | 275 | 1 | Honeywell | 2023-01-01 | redacted
Low Income - Power to Save | LI - DUCT | 0 | 0.4 | 0.12 | 775.77 | 1 | Honeywell | 2023-01-01 | redacted
Low Income - Power to Save | HVAC Inspection | 0 | 0.17 | 0 | 268.73 | 1 | Honeywell | 2023-01-01 | redacted
Low Income - Power to Save | LED Lights | 0 | 0 | 0 | 47.6 | 1 | Honeywell | 2023-01-01 | redacted
Low Income - Power to Save | Faucet Aerators | 0 | 0 | 0.02 | 110.58 | 1 | Honeywell | 2023-01-01 | redacted
Low Income - Power to Save | Low Flow Showerhead | 0 | 0.04 | 0.1 | 504.08 | 1 | Honeywell | 2023-01-01 | redacted
Low Income - Power to Save | Outdoor Coil Cleaning | 0 | 0.1 | 0 | 275 | 1 | Honeywell | 2023-01-01 | redacted
Low Income - Power to Save | LED Lights | 0 | 0 | 0 | 47.6 | 1 | Honeywell | 2023-01-01 | redacted
Low Income - Power to Save | Pipe Wrap | 0 | 0.01 | 0.03 | 143.65 | 1 | Honeywell | 2023-01-01 | redacted
Low Income - Power to Save | Weather Strip/Caulk | 0 | 0.25 | 0.09 | 503.3 | 1 | Honeywell | 2023-01-01 | redacted
Low Income - Power to Save | Outdoor Coil Cleaning | 0 | 0.1 | 0 | 275 | 1 | Honeywell | 2023-01-01 | redacted
Low Income - Power to Save | LI - DUCT | 0 | 0.4 | 0.12 | 775.77 | 1 | Honeywell | 2023-01-01 | redacted
Low Income - Power to Save | HVAC Inspection | 0 | 0.17 | 0 | 268.73 | 1 | Honeywell | 2023-01-01 | redacted
Low Income - Power to Save | LED Lights | 0 | 0 | 0 | 47.6 | 1 | Honeywell | 2023-01-01 | redacted
Low Income - Power to Save | Faucet Aerators | 0 | 0 | 0.02 | 110.58 | 1 | Honeywell | 2023-01-01 | redacted
Low Income - Power to Save | Low Flow Showerhead | 0 | 0.04 | 0.1 | 504.08 | 1 | Honeywell | 2023-01-01 | redacted
Low Income - Power to Save | Outdoor Coil Cleaning | 0 | 0.1 | 0 | 275 | 1 | Honeywell | 2023-01-01 | redacted
Low Income - Power to Save | HVAC Inspection | 0 | 0.17 | 0 | 268.73 | 1 | Honeywell | 2023-01-01 | redacted
Low Income - Power to Save | LED Lights | 0 | 0 | 0 | 47.6 | 1 | Honeywell | 2023-01-01 | redacted
Low Income - Power to Save | Faucet Aerators | 0 | 0 | 0.02 | 110.58 | 1 | Honeywell | 2023-01-01 | redacted
Low Income - Power to Save | Low Flow Showerhead | 0 | 0.04 | 0.1 | 504.08 | 1 | Honeywell | 2023-01-01 | redacted
Low Income - Power to Save | Weather Strip/Caulk | 0 | 0.25 | 0.09 | 503.3 | 1 | Honeywell | 2023-01-01 | redacted
Low Income - Power to Save | Outdoor Coil Cleaning | 0 | 0.1 | 0 | 275 | 1 | Honeywell | 2023-01-01 | redacted
Low Income - Power to Save | LI - DUCT | 0 | 0.4 | 0.12 | 775.77 | 1 | Honeywell | 2023-01-01 | redacted
Low Income - Power to Save | HVAC Inspection | 0 | 0.17 | 0 | 268.73 | 1 | Honeywell | 2023-01-01 | redacted
Low Income - Power to Save | LED Lights | 0 | 0 | 0 | 47.6 | 1 | Honeywell | 2023-01-01 | redacted
Low Income - Power to Save | Outdoor Coil Cleaning | 0 | 0.1 | 0 | 275 | 1 | Honeywell | 2023-01-01 | redacted
Low Income - Power to Save | HVAC Inspection | 0 | 0.17 | 0 | 268.73 | 1 | Honeywell | 2023-01-01 | redacted
Low Income - Power to Save | LED Lights | 0 | 0 | 0 | 47.6 | 1 | Honeywell | 2023-01-01 | redacted
Low Income - Power to Save | Faucet Aerators | 0 | 0 | 0.02 | 110.58 | 1 | Honeywell | 2023-01-01 | redacted
Low Income - Power to Save | Outdoor Coil Cleaning | 0 | 0.1 | 0 | 275 | 1 | Honeywell | 2023-01-01 | redacted
Low Income - Power to Save | LED Lights | 0 | 0 | 0 | 47.6 | 1 | Honeywell | 2023-01-01 | redacted
Low Income - Power to Save | Faucet Aerators | 0 | 0 | 0.02 | 110.58 | 1 | Honeywell | 2023-01-01 | redacted
Low Income - Power to Save | Low Flow Showerhead | 0 | 0.04 | 0.1 | 504.08 | 1 | Honeywell | 2023-01-01 | redacted
Low Income - Power to Save | LED Lights | 0 | 0 | 0 | 47.6 | 1 | Honeywell | 2023-01-01 | redacted
Low Income - Power to Save | Weather Strip/Caulk | 0 | 0.25 | 0.09 | 503.3 | 1 | Honeywell | 2023-01-01 | redacted
Low Income - Power to Save | Outdoor Coil Cleaning | 0 | 0.1 | 0 | 275 | 1 | Honeywell | 2023-01-01 | redacted
Low Income - Power to Save | HVAC Inspection | 0 | 0.17 | 0 | 268.73 | 1 | Honeywell | 2023-01-01 | redacted
Low Income - Power to Save | LED Lights | 0 | 0 | 0 | 47.6 | 1 | Honeywell | 2023-01-01 | redacted
Low Income - Power to Save | Low Flow Showerhead | 0 | 0.04 | 0.1 | 504.08 | 1 | Honeywell | 2023-01-01 | redacted
Low Income - Power to Save | Weather Strip/Caulk | 0 | 0.25 | 0.09 | 503.3 | 1 | Honeywell | 2023-01-01 | redacted
Low Income - Power to Save | Outdoor Coil Cleaning | 0 | 0.1 | 0 | 275 | 1 | Honeywell | 2023-01-01 | redacted
Low Income - Power to Save | LI - DUCT | 0 | 0.4 | 0.12 | 775.77 | 1 | Honeywell | 2023-01-01 | redacted
Low Income - Power to Save | HVAC Inspection | 0 | 0.17 | 0 | 268.73 | 1 | Honeywell | 2023-01-01 | redacted
Low Income - Power to Save | LED Lights | 0 | 0 | 0 | 47.6 | 1 | Honeywell | 2023-01-01 | redacted
Low Income - Power to Save | Faucet Aerators | 0 | 0 | 0.02 | 110.58 | 1 | Honeywell | 2023-01-01 | redacted
Low Income - Power to Save | Low Flow Showerhead | 0 | 0.04 | 0.1 | 504.08 | 1 | Honeywell | 2023-01-01 | redacted
Low Income - Power to Save | Outdoor Coil Cleaning | 0 | 0.1 | 0 | 275 | 1 | Honeywell | 2023-01-01 | redacted
Low Income - Power to Save | LED Lights | 0 | 0 | 0 | 47.6 | 1 | Honeywell | 2023-01-01 | redacted
Low Income - Power to Save | Outdoor Coil Cleaning | 0 | 0.1 | 0 | 275 | 1 | Honeywell | 2023-01-01 | redacted
Low Income - Power to Save | LED Lights | 0 | 0 | 0 | 47.6 | 1 | Honeywell | 2023-01-01 | redacted
Low Income - Power to Save | Faucet Aerators | 0 | 0 | 0.02 | 110.58 | 1 | Honeywell | 2023-01-01 | redacted
Low Income - Power to Save | Low Flow Showerhead | 0 | 0.04 | 0.1 | 504.08 | 1 | Honeywell | 2023-01-01 | redacted
Low Income - Power to Save | LED Lights | 0 | 0 | 0 | 47.6 | 1 | Honeywell | 2023-01-01 | redacted
Low Income - Power to Save | Faucet Aerators | 0 | 0 | 0.02 | 110.58 | 1 | Honeywell | 2023-01-01 | redacted
Low Income - Power to Save | Low Flow Showerhead | 0 | 0.04 | 0.1 | 504.08 | 1 | Honeywell | 2023-01-01 | redacted
Low Income - Power to Save | LED Lights | 0 | 0 | 0 | 47.6 | 1 | Honeywell | 2023-01-01 | redacted
Low Income - Power to Save | Outdoor Coil Cleaning | 0 | 0.1 | 0 | 275 | 1 | Honeywell | 2023-01-01 | redacted
Low Income - Power to Save | LED Lights | 0 | 0 | 0 | 47.6 | 1 | Honeywell | 2023-01-01 | redacted
Low Income - Power to Save | Faucet Aerators | 0 | 0 | 0.02 | 110.58 | 1 | Honeywell | 2023-01-01 | redacted
Low Income - Power to Save | Low Flow Showerhead | 0 | 0.04 | 0.1 | 504.08 | 1 | Honeywell | 2023-01-01 | redacted
Low Income - Power to Save | Weather Strip/Caulk | 0 | 0.25 | 0.09 | 503.3 | 1 | Honeywell | 2023-01-01 | redacted
Low Income - Power to Save | Outdoor Coil Cleaning | 0 | 0.1 | 0 | 275 | 1 | Honeywell | 2023-01-01 | redacted
Low Income - Power to Save | LI - DUCT | 0 | 0.4 | 0.12 | 775.77 | 1 | Honeywell | 2023-01-01 | redacted
Low Income - Power to Save | HVAC Inspection | 0 | 0.17 | 0 | 268.73 | 1 | Honeywell | 2023-01-01 | redacted
Low Income - Power to Save | LED Lights | 0 | 0 | 0 | 47.6 | 1 | Honeywell | 2023-01-01 | redacted
Low Income - Power to Save | Outdoor Coil Cleaning | 0 | 0.1 | 0 | 275 | 1 | Honeywell | 2023-01-01 | redacted
Low Income - Power to Save | HVAC Inspection | 0 | 0.17 | 0 | 268.73 | 1 | Honeywell | 2023-01-01 | redacted
Low Income - Power to Save | LED Lights | 0 | 0 | 0 | 47.6 | 1 | Honeywell | 2023-01-01 | redacted
Low Income - Power to Save | Weather Strip/Caulk | 0 | 0.25 | 0.09 | 503.3 | 1 | Honeywell | 2023-01-01 | redacted
Low Income - Power to Save | Outdoor Coil Cleaning | 0 | 0.1 | 0 | 275 | 1 | Honeywell | 2023-01-01 | redacted
Low Income - Power to Save | LI - DUCT | 0 | 0.4 | 0.12 | 775.77 | 1 | Honeywell | 2023-01-01 | redacted
Low Income - Power to Save | HVAC Inspection | 0 | 0.17 | 0 | 268.73 | 1 | Honeywell | 2023-01-01 | redacted
Low Income - Power to Save | LED Lights | 0 | 0 | 0 | 47.6 | 1 | Honeywell | 2023-01-01 | redacted
Low Income - Power to Save | Faucet Aerators | 0 | 0 | 0.02 | 110.58 | 1 | Honeywell | 2023-01-01 | redacted
Low Income - Power to Save | Low Flow Showerhead | 0 | 0.04 | 0.1 | 504.08 | 1 | Honeywell | 2023-01-01 | redacted
Low Income - Power to Save | LED Lights | 0 | 0 | 0 | 47.6 | 1 | Honeywell | 2023-01-01 | redacted
Low Income - Power to Save | Outdoor Coil Cleaning | 0 | 0.1 | 0 | 275 | 1 | Honeywell | 2023-01-01 | redacted
Low Income - Power to Save | LED Lights | 0 | 0 | 0 | 47.6 | 1 | Honeywell | 2023-01-01 | redacted
Low Income - Power to Save | Faucet Aerators | 0 | 0 | 0.02 | 110.58 | 1 | Honeywell | 2023-01-01 | redacted
Low Income - Power to Save | Low Flow Showerhead | 0 | 0.04 | 0.1 | 504.08 | 1 | Honeywell | 2023-01-01 | redacted
Low Income - Power to Save | Outdoor Coil Cleaning | 0 | 0.1 | 0 | 275 | 1 | Honeywell | 2023-01-01 | redacted
Low Income - Power to Save | HVAC Inspection | 0 | 0.17 | 0 | 268.73 | 1 | Honeywell | 2023-01-01 | redacted
Low Income - Power to Save | LED Lights | 0 | 0 | 0 | 47.6 | 1 | Honeywell | 2023-01-01 | redacted
Low Income - Power to Save | Faucet Aerators | 0 | 0 | 0.02 | 110.58 | 1 | Honeywell | 2023-01-01 | redacted
Low Income - Power to Save | Low Flow Showerhead | 0 | 0.04 | 0.1 | 504.08 | 1 | Honeywell | 2023-01-01 | redacted
Low Income - Power to Save | Outdoor Coil Cleaning | 0 | 0.1 | 0 | 275 | 1 | Honeywell | 2023-01-01 | redacted
Low Income - Power to Save | HVAC Inspection | 0 | 0.17 | 0 | 268.73 | 1 | Honeywell | 2023-01-01 | redacted
Low Income - Power to Save | LED Lights | 0 | 0 | 0 | 47.6 | 1 | Honeywell | 2023-01-01 | redacted
Low Income - Power to Save | Faucet Aerators | 0 | 0 | 0.02 | 110.58 | 1 | Honeywell | 2023-01-01 | redacted
Low Income - Power to Save | Low Flow Showerhead | 0 | 0.04 | 0.1 | 504.08 | 1 | Honeywell | 2023-01-01 | redacted
Low Income - Power to Save | Pipe Wrap | 0 | 0.01 | 0.03 | 143.65 | 1 | Honeywell | 2023-01-01 | redacted
Low Income - Power to Save | Weather Strip/Caulk | 0 | 0.25 | 0.09 | 503.3 | 1 | Honeywell | 2023-01-01 | redacted
Low Income - Power to Save | Outdoor Coil Cleaning | 0 | 0.1 | 0 | 275 | 1 | Honeywell | 2023-01-01 | redacted
Low Income - Power to Save | LI - DUCT | 0 | 0.4 | 0.12 | 775.77 | 1 | Honeywell | 2023-01-01 | redacted
Low Income - Power to Save | HVAC Inspection | 0 | 0.17 | 0 | 268.73 | 1 | Honeywell | 2023-01-01 | redacted
Low Income - Power to Save | LED Lights | 0 | 0 | 0 | 47.6 | 1 | Honeywell | 2023-01-01 | redacted
Low Income - Power to Save | Pipe Wrap | 0 | 0.01 | 0.03 | 143.65 | 1 | Honeywell | 2023-01-01 | redacted
Low Income - Power to Save | Outdoor Coil Cleaning | 0 | 0.1 | 0 | 275 | 1 | Honeywell | 2023-01-01 | redacted
Low Income - Power to Save | HVAC Inspection | 0 | 0.17 | 0 | 268.73 | 1 | Honeywell | 2023-01-01 | redacted
Low Income - Power to Save | LED Lights | 0 | 0 | 0 | 47.6 | 1 | Honeywell | 2023-01-01 | redacted
Low Income - Power to Save | Low Flow Showerhead | 0 | 0.04 | 0.1 | 504.08 | 1 | Honeywell | 2023-01-01 | redacted
Low Income - Power to Save | Weather Strip/Caulk | 0 | 0.25 | 0.09 | 503.3 | 1 | Honeywell | 2023-01-01 | redacted
Low Income - Power to Save | Outdoor Coil Cleaning | 0 | 0.1 | 0 | 275 | 1 | Honeywell | 2023-01-01 | redacted
Low Income - Power to Save | LI - DUCT | 0 | 0.4 | 0.12 | 775.77 | 1 | Honeywell | 2023-01-01 | redacted
Low Income - Power to Save | HVAC Inspection | 0 | 0.17 | 0 | 268.73 | 1 | Honeywell | 2023-01-01 | redacted
Low Income - Power to Save | LED Lights | 0 | 0 | 0 | 47.6 | 1 | Honeywell | 2023-01-01 | redacted
Low Income - Power to Save | Faucet Aerators | 0 | 0 | 0.02 | 110.58 | 1 | Honeywell | 2023-01-01 | redacted
Low Income - Power to Save | Low Flow Showerhead | 0 | 0.04 | 0.1 | 504.08 | 1 | Honeywell | 2023-01-01 | redacted
Low Income - Power to Save | Weather Strip/Caulk | 0 | 0.25 | 0.09 | 503.3 | 1 | Honeywell | 2023-01-01 | redacted
Low Income - Power to Save | HVAC Inspection | 0 | 0.17 | 0 | 268.73 | 1 | Honeywell | 2023-01-01 | redacted
Low Income - Power to Save | LED Lights | 0 | 0 | 0 | 47.6 | 1 | Honeywell | 2023-01-01 | redacted
Low Income - Power to Save | Outdoor Coil Cleaning | 0 | 0.1 | 0 | 275 | 1 | Honeywell | 2023-01-01 | redacted
Low Income - Power to Save | HVAC Inspection | 0 | 0.17 | 0 | 268.73 | 1 | Honeywell | 2023-01-01 | redacted
Low Income - Power to Save | LED Lights | 0 | 0 | 0 | 47.6 | 1 | Honeywell | 2023-01-01 | redacted
Low Income - Power to Save | Low Flow Showerhead | 0 | 0.04 | 0.1 | 504.08 | 1 | Honeywell | 2023-01-01 | redacted
Low Income - Power to Save | Outdoor Coil Cleaning | 0 | 0.1 | 0 | 275 | 1 | Honeywell | 2023-01-01 | redacted
Low Income - Power to Save | LED Lights | 0 | 0 | 0 | 47.6 | 1 | Honeywell | 2023-01-01 | redacted
Low Income - Power to Save | Faucet Aerators | 0 | 0 | 0.02 | 110.58 | 1 | Honeywell | 2023-01-01 | redacted
Low Income - Power to Save | Low Flow Showerhead | 0 | 0.04 | 0.1 | 504.08 | 1 | Honeywell | 2023-01-01 | redacted
Low Income - Power to Save | Pipe Wrap | 0 | 0.01 | 0.03 | 143.65 | 1 | Honeywell | 2023-01-01 | redacted
Low Income - Power to Save | Weather Strip/Caulk | 0 | 0.25 | 0.09 | 503.3 | 1 | Honeywell | 2023-01-01 | redacted
Low Income - Power to Save | Outdoor Coil Cleaning | 0 | 0.1 | 0 | 275 | 1 | Honeywell | 2023-01-01 | redacted
Low Income - Power to Save | HVAC Inspection | 0 | 0.17 | 0 | 268.73 | 1 | Honeywell | 2023-01-01 | redacted
Low Income - Power to Save | LED Lights | 0 | 0 | 0 | 47.6 | 1 | Honeywell | 2023-01-01 | redacted
Low Income - Power to Save | Pipe Wrap | 0 | 0.01 | 0.03 | 143.65 | 1 | Honeywell | 2023-01-01 | redacted
Low Income - Power to Save | Weather Strip/Caulk | 0 | 0.25 | 0.09 | 503.3 | 1 | Honeywell | 2023-01-01 | redacted
Low Income - Power to Save | Outdoor Coil Cleaning | 0 | 0.1 | 0 | 275 | 1 | Honeywell | 2023-01-01 | redacted
Low Income - Power to Save | LI - DUCT | 0 | 0.4 | 0.12 | 775.77 | 1 | Honeywell | 2023-01-01 | redacted
Low Income - Power to Save | HVAC Inspection | 0 | 0.17 | 0 | 268.73 | 1 | Honeywell | 2023-01-01 | redacted
Low Income - Power to Save | LED Lights | 0 | 0 | 0 | 47.6 | 1 | Honeywell | 2023-01-01 | redacted
Low Income - Power to Save | Outdoor Coil Cleaning | 0 | 0.1 | 0 | 275 | 1 | Honeywell | 2023-01-01 | redacted
Low Income - Power to Save | HVAC Inspection | 0 | 0.17 | 0 | 268.73 | 1 | Honeywell | 2023-01-01 | redacted
Low Income - Power to Save | LED Lights | 0 | 0 | 0 | 47.6 | 1 | Honeywell | 2023-01-01 | redacted
Low Income - Power to Save | Outdoor Coil Cleaning | 0 | 0.1 | 0 | 275 | 1 | Honeywell | 2023-01-01 | redacted
Low Income - Power to Save | LED Lights | 0 | 0 | 0 | 47.6 | 1 | Honeywell | 2023-01-01 | redacted
Low Income - Power to Save | LED Lights | 0 | 0 | 0 | 47.6 | 1 | Honeywell | 2023-01-01 | redacted
Low Income - Power to Save | Low Flow Showerhead | 0 | 0.04 | 0.1 | 504.08 | 1 | Honeywell | 2023-01-01 | redacted
Low Income - Power to Save | Weather Strip/Caulk | 0 | 0.25 | 0.09 | 503.3 | 1 | Honeywell | 2023-01-01 | redacted
Low Income - Power to Save | HVAC Inspection | 0 | 0.17 | 0 | 268.73 | 1 | Honeywell | 2023-01-01 | redacted
Low Income - Power to Save | LED Lights | 0 | 0 | 0 | 47.6 | 1 | Honeywell | 2023-01-01 | redacted
Low Income - Power to Save | Faucet Aerators | 0 | 0 | 0.02 | 110.58 | 1 | Honeywell | 2023-01-01 | redacted
Low Income - Power to Save | Low Flow Showerhead | 0 | 0.04 | 0.1 | 504.08 | 1 | Honeywell | 2023-01-01 | redacted
Low Income - Power to Save | Weather Strip/Caulk | 0 | 0.25 | 0.09 | 503.3 | 1 | Honeywell | 2023-01-01 | redacted
Low Income - Power to Save | LI - DUCT | 0 | 0.4 | 0.12 | 775.77 | 1 | Honeywell | 2023-01-01 | redacted
Low Income - Power to Save | HVAC Inspection | 0 | 0.17 | 0 | 268.73 | 1 | Honeywell | 2023-01-01 | redacted
Low Income - Power to Save | LED Lights | 0 | 0 | 0 | 47.6 | 1 | Honeywell | 2023-01-01 | redacted
Low Income - Power to Save | Faucet Aerators | 0 | 0 | 0.02 | 110.58 | 1 | Honeywell | 2023-01-01 | redacted
Low Income - Power to Save | Low Flow Showerhead | 0 | 0.04 | 0.1 | 504.08 | 1 | Honeywell | 2023-01-01 | redacted
Low Income - Power to Save | Weather Strip/Caulk | 0 | 0.25 | 0.09 | 503.3 | 1 | Honeywell | 2023-01-01 | redacted
Low Income - Power to Save | Outdoor Coil Cleaning | 0 | 0.1 | 0 | 275 | 1 | Honeywell | 2023-01-01 | redacted
Low Income - Power to Save | LI - DUCT | 0 | 0.4 | 0.12 | 775.77 | 1 | Honeywell | 2023-01-01 | redacted
Low Income - Power to Save | HVAC Inspection | 0 | 0.17 | 0 | 268.73 | 1 | Honeywell | 2023-01-01 | redacted
Low Income - Power to Save | LED Lights | 0 | 0 | 0 | 47.6 | 1 | Honeywell | 2023-01-01 | redacted
Low Income - Power to Save | Faucet Aerators | 0 | 0 | 0.02 | 110.58 | 1 | Honeywell | 2023-01-01 | redacted
Low Income - Power to Save | Low Flow Showerhead | 0 | 0.04 | 0.1 | 504.08 | 1 | Honeywell | 2023-01-01 | redacted
Low Income - Power to Save | Outdoor Coil Cleaning | 0 | 0.1 | 0 | 275 | 1 | Honeywell | 2023-01-01 | redacted
Low Income - Power to Save | LI - DUCT | 0 | 0.4 | 0.12 | 775.77 | 1 | Honeywell | 2023-01-01 | redacted
Low Income - Power to Save | HVAC Inspection | 0 | 0.17 | 0 | 268.73 | 1 | Honeywell | 2023-01-01 | redacted
Low Income - Power to Save | LED Lights | 0 | 0 | 0 | 47.6 | 1 | Honeywell | 2023-01-01 | redacted
Low Income - Power to Save | Low Flow Showerhead | 0 | 0.04 | 0.1 | 504.08 | 1 | Honeywell | 2023-01-01 | redacted
Low Income - Power to Save | LED Lights | 0 | 0 | 0 | 47.6 | 1 | Honeywell | 2023-01-01 | redacted
Low Income - Power to Save | Faucet Aerators | 0 | 0 | 0.02 | 110.58 | 1 | Honeywell | 2023-01-01 | redacted
Low Income - Power to Save | Pipe Wrap | 0 | 0.01 | 0.03 | 143.65 | 1 | Honeywell | 2023-01-01 | redacted
Low Income - Power to Save | Weather Strip/Caulk | 0 | 0.25 | 0.09 | 503.3 | 1 | Honeywell | 2023-01-01 | redacted
Low Income - Power to Save | Outdoor Coil Cleaning | 0 | 0.1 | 0 | 275 | 1 | Honeywell | 2023-01-01 | redacted
Low Income - Power to Save | LI - DUCT | 0 | 0.4 | 0.12 | 775.77 | 1 | Honeywell | 2023-01-01 | redacted
Low Income - Power to Save | HVAC Inspection | 0 | 0.17 | 0 | 268.73 | 1 | Honeywell | 2023-01-01 | redacted
Low Income - Power to Save | LED Lights | 0 | 0 | 0 | 47.6 | 1 | Honeywell | 2023-01-01 | redacted
Low Income - Power to Save | Faucet Aerators | 0 | 0 | 0.02 | 110.58 | 1 | Honeywell | 2023-01-01 | redacted
Low Income - Power to Save | Weather Strip/Caulk | 0 | 0.25 | 0.09 | 503.3 | 1 | Honeywell | 2023-01-01 | redacted
Low Income - Power to Save | Outdoor Coil Cleaning | 0 | 0.1 | 0 | 275 | 1 | Honeywell | 2023-01-01 | redacted
Low Income - Power to Save | LI - DUCT | 0 | 0.4 | 0.12 | 775.77 | 1 | Honeywell | 2023-01-01 | redacted
Low Income - Power to Save | HVAC Inspection | 0 | 0.17 | 0 | 268.73 | 1 | Honeywell | 2023-01-01 | redacted
Low Income - Power to Save | LED Lights | 0 | 0 | 0 | 47.6 | 1 | Honeywell | 2023-01-01 | redacted
Low Income - Power to Save | Faucet Aerators | 0 | 0 | 0.02 | 110.58 | 1 | Honeywell | 2023-01-01 | redacted
Low Income - Power to Save | Low Flow Showerhead | 0 | 0.04 | 0.1 | 504.08 | 1 | Honeywell | 2023-01-01 | redacted
Low Income - Power to Save | Pipe Wrap | 0 | 0.01 | 0.03 | 143.65 | 1 | Honeywell | 2023-01-01 | redacted
Low Income - Power to Save | Weather Strip/Caulk | 0 | 0.25 | 0.09 | 503.3 | 1 | Honeywell | 2023-01-01 | redacted
Low Income - Power to Save | Outdoor Coil Cleaning | 0 | 0.1 | 0 | 275 | 1 | Honeywell | 2023-01-01 | redacted
Low Income - Power to Save | HVAC Inspection | 0 | 0.17 | 0 | 268.73 | 1 | Honeywell | 2023-01-01 | redacted
Low Income - Power to Save | LED Lights | 0 | 0 | 0 | 47.6 | 1 | Honeywell | 2023-01-01 | redacted
Low Income - Power to Save | Outdoor Coil Cleaning | 0 | 0.1 | 0 | 275 | 1 | Honeywell | 2023-01-01 | redacted
Low Income - Power to Save | LED Lights | 0 | 0 | 0 | 47.6 | 1 | Honeywell | 2023-01-01 | redacted
Low Income - Power to Save | Weather Strip/Caulk | 0 | 0.25 | 0.09 | 503.3 | 1 | Honeywell | 2023-01-01 | redacted
Low Income - Power to Save | Outdoor Coil Cleaning | 0 | 0.1 | 0 | 275 | 1 | Honeywell | 2023-01-01 | redacted
Low Income - Power to Save | LI - DUCT | 0 | 0.4 | 0.12 | 775.77 | 1 | Honeywell | 2023-01-01 | redacted
Low Income - Power to Save | HVAC Inspection | 0 | 0.17 | 0 | 268.73 | 1 | Honeywell | 2023-01-01 | redacted
Low Income - Power to Save | LED Lights | 0 | 0 | 0 | 47.6 | 1 | Honeywell | 2023-01-01 | redacted
Low Income - Power to Save | Low Flow Showerhead | 0 | 0.04 | 0.1 | 504.08 | 1 | Honeywell | 2023-01-01 | redacted
Low Income - Power to Save | Weather Strip/Caulk | 0 | 0.25 | 0.09 | 503.3 | 1 | Honeywell | 2023-01-01 | redacted
Low Income - Power to Save | LED Lights | 0 | 0 | 0 | 47.6 | 1 | Honeywell | 2023-01-01 | redacted
Low Income - Power to Save | Faucet Aerators | 0 | 0 | 0.02 | 110.58 | 1 | Honeywell | 2023-01-01 | redacted
Low Income - Power to Save | Low Flow Showerhead | 0 | 0.04 | 0.1 | 504.08 | 1 | Honeywell | 2023-01-01 | redacted
Low Income - Power to Save | Outdoor Coil Cleaning | 0 | 0.1 | 0 | 275 | 1 | Honeywell | 2023-01-01 | redacted
Low Income - Power to Save | LI - DUCT | 0 | 0.4 | 0.12 | 775.77 | 1 | Honeywell | 2023-01-01 | redacted
Low Income - Power to Save | HVAC Inspection | 0 | 0.17 | 0 | 268.73 | 1 | Honeywell | 2023-01-01 | redacted
Low Income - Power to Save | LED Lights | 0 | 0 | 0 | 47.6 | 1 | Honeywell | 2023-01-01 | redacted
Low Income - Power to Save | Outdoor Coil Cleaning | 0 | 0.1 | 0 | 275 | 1 | Honeywell | 2023-01-01 | redacted
Low Income - Power to Save | HVAC Inspection | 0 | 0.17 | 0 | 268.73 | 1 | Honeywell | 2023-01-01 | redacted
Low Income - Power to Save | LED Lights | 0 | 0 | 0 | 47.6 | 1 | Honeywell | 2023-01-01 | redacted
Low Income - Power to Save | Faucet Aerators | 0 | 0 | 0.02 | 110.58 | 1 | Honeywell | 2023-01-01 | redacted
Low Income - Power to Save | Low Flow Showerhead | 0 | 0.04 | 0.1 | 504.08 | 1 | Honeywell | 2023-01-01 | redacted
Low Income - Power to Save | LED Lights | 0 | 0 | 0 | 47.6 | 1 | Honeywell | 2023-01-01 | redacted
Low Income - Power to Save | Low Flow Showerhead | 0 | 0.04 | 0.1 | 504.08 | 1 | Honeywell | 2023-01-01 | redacted
Low Income - Power to Save | Weather Strip/Caulk | 0 | 0.25 | 0.09 | 503.3 | 1 | Honeywell | 2023-01-01 | redacted
Low Income - Power to Save | Outdoor Coil Cleaning | 0 | 0.1 | 0 | 275 | 1 | Honeywell | 2023-01-01 | redacted
Low Income - Power to Save | LI - DUCT | 0 | 0.4 | 0.12 | 775.77 | 1 | Honeywell | 2023-01-01 | redacted
Low Income - Power to Save | HVAC Inspection | 0 | 0.17 | 0 | 268.73 | 1 | Honeywell | 2023-01-01 | redacted
Low Income - Power to Save | LED Lights | 0 | 0 | 0 | 47.6 | 1 | Honeywell | 2023-01-01 | redacted
Low Income - Power to Save | Faucet Aerators | 0 | 0 | 0.02 | 110.58 | 1 | Honeywell | 2023-01-01 | redacted
Low Income - Power to Save | Low Flow Showerhead | 0 | 0.04 | 0.1 | 504.08 | 1 | Honeywell | 2023-01-01 | redacted
Low Income - Power to Save | Weather Strip/Caulk | 0 | 0.25 | 0.09 | 503.3 | 1 | Honeywell | 2023-01-01 | redacted
Low Income - Power to Save | Outdoor Coil Cleaning | 0 | 0.1 | 0 | 275 | 1 | Honeywell | 2023-01-01 | redacted
Low Income - Power to Save | LI - DUCT | 0 | 0.4 | 0.12 | 775.77 | 1 | Honeywell | 2023-01-01 | redacted
Low Income - Power to Save | HVAC Inspection | 0 | 0.17 | 0 | 268.73 | 1 | Honeywell | 2023-01-01 | redacted
Low Income - Power to Save | LED Lights | 0 | 0 | 0 | 47.6 | 1 | Honeywell | 2023-01-01 | redacted
Low Income - Power to Save | Low Flow Showerhead | 0 | 0.04 | 0.1 | 504.08 | 1 | Honeywell | 2023-01-01 | redacted
Low Income - Power to Save | Outdoor Coil Cleaning | 0 | 0.1 | 0 | 275 | 1 | Honeywell | 2023-01-01 | redacted
Low Income - Power to Save | LED Lights | 0 | 0 | 0 | 47.6 | 1 | Honeywell | 2023-01-01 | redacted
Low Income - Power to Save | Faucet Aerators | 0 | 0 | 0.02 | 110.58 | 1 | Honeywell | 2023-01-01 | redacted
Low Income - Power to Save | Low Flow Showerhead | 0 | 0.04 | 0.1 | 504.08 | 1 | Honeywell | 2023-01-01 | redacted
Low Income - Power to Save | Weather Strip/Caulk | 0 | 0.25 | 0.09 | 503.3 | 1 | Honeywell | 2023-01-01 | redacted
Low Income - Power to Save | Outdoor Coil Cleaning | 0 | 0.1 | 0 | 275 | 1 | Honeywell | 2023-01-01 | redacted
Low Income - Power to Save | LED Lights | 0 | 0 | 0 | 47.6 | 1 | Honeywell | 2023-01-01 | redacted
Low Income - Power to Save | Faucet Aerators | 0 | 0 | 0.02 | 110.58 | 1 | Honeywell | 2023-01-01 | redacted
Low Income - Power to Save | Low Flow Showerhead | 0 | 0.04 | 0.1 | 504.08 | 1 | Honeywell | 2023-01-01 | redacted
Low Income - Power to Save | LED Lights | 0 | 0 | 0 | 47.6 | 1 | Honeywell | 2023-01-01 | redacted
Low Income - Power to Save | Faucet Aerators | 0 | 0 | 0.02 | 110.58 | 1 | Honeywell | 2023-01-01 | redacted
Low Income - Power to Save | Low Flow Showerhead | 0 | 0.04 | 0.1 | 504.08 | 1 | Honeywell | 2023-01-01 | redacted
Low Income - Power to Save | Outdoor Coil Cleaning | 0 | 0.1 | 0 | 275 | 1 | Honeywell | 2023-01-01 | redacted
Low Income - Power to Save | LED Lights | 0 | 0 | 0 | 47.6 | 1 | Honeywell | 2023-01-01 | redacted
Low Income - Power to Save | Faucet Aerators | 0 | 0 | 0.02 | 110.58 | 1 | Honeywell | 2023-01-01 | redacted
Low Income - Power to Save | Low Flow Showerhead | 0 | 0.04 | 0.1 | 504.08 | 1 | Honeywell | 2023-01-01 | redacted
Low Income - Power to Save | Pipe Wrap | 0 | 0.01 | 0.03 | 143.65 | 1 | Honeywell | 2023-01-01 | redacted
Low Income - Power to Save | Weather Strip/Caulk | 0 | 0.25 | 0.09 | 503.3 | 1 | Honeywell | 2023-01-01 | redacted
Low Income - Power to Save | Outdoor Coil Cleaning | 0 | 0.1 | 0 | 275 | 1 | Honeywell | 2023-01-01 | redacted
Low Income - Power to Save | LI - DUCT | 0 | 0.4 | 0.12 | 775.77 | 1 | Honeywell | 2023-01-01 | redacted
Low Income - Power to Save | HVAC Inspection | 0 | 0.17 | 0 | 268.73 | 1 | Honeywell | 2023-01-01 | redacted
Low Income - Power to Save | LED Lights | 0 | 0 | 0 | 47.6 | 1 | Honeywell | 2023-01-01 | redacted
Low Income - Power to Save | Faucet Aerators | 0 | 0 | 0.02 | 110.58 | 1 | Honeywell | 2023-01-01 | redacted
Low Income - Power to Save | Low Flow Showerhead | 0 | 0.04 | 0.1 | 504.08 | 1 | Honeywell | 2023-01-01 | redacted
Low Income - Power to Save | Pipe Wrap | 0 | 0.01 | 0.03 | 143.65 | 1 | Honeywell | 2023-01-01 | redacted
Low Income - Power to Save | Weather Strip/Caulk | 0 | 0.25 | 0.09 | 503.3 | 1 | Honeywell | 2023-01-01 | redacted
Low Income - Power to Save | Outdoor Coil Cleaning | 0 | 0.1 | 0 | 275 | 1 | Honeywell | 2023-01-01 | redacted
Low Income - Power to Save | LI - DUCT | 0 | 0.4 | 0.12 | 775.77 | 1 | Honeywell | 2023-01-01 | redacted
Low Income - Power to Save | HVAC Inspection | 0 | 0.17 | 0 | 268.73 | 1 | Honeywell | 2023-01-01 | redacted
Low Income - Power to Save | LED Lights | 0 | 0 | 0 | 47.6 | 1 | Honeywell | 2023-01-01 | redacted
Low Income - Power to Save | Outdoor Coil Cleaning | 0 | 0.1 | 0 | 275 | 1 | Honeywell | 2023-01-01 | redacted
Low Income - Power to Save | HVAC Inspection | 0 | 0.17 | 0 | 268.73 | 1 | Honeywell | 2023-01-01 | redacted
Low Income - Power to Save | LED Lights | 0 | 0 | 0 | 47.6 | 1 | Honeywell | 2023-01-01 | redacted
Low Income - Power to Save | Faucet Aerators | 0 | 0 | 0.02 | 110.58 | 1 | Honeywell | 2023-01-01 | redacted
Low Income - Power to Save | Low Flow Showerhead | 0 | 0.04 | 0.1 | 504.08 | 1 | Honeywell | 2023-01-01 | redacted
Low Income - Power to Save | Outdoor Coil Cleaning | 0 | 0.1 | 0 | 275 | 1 | Honeywell | 2023-01-01 | redacted
Low Income - Power to Save | HVAC Inspection | 0 | 0.17 | 0 | 268.73 | 1 | Honeywell | 2023-01-01 | redacted
Low Income - Power to Save | LED Lights | 0 | 0 | 0 | 47.6 | 1 | Honeywell | 2023-01-01 | redacted
Low Income - Power to Save | Faucet Aerators | 0 | 0 | 0.02 | 110.58 | 1 | Honeywell | 2023-01-01 | redacted
Low Income - Power to Save | Low Flow Showerhead | 0 | 0.04 | 0.1 | 504.08 | 1 | Honeywell | 2023-01-01 | redacted
Low Income - Power to Save | Outdoor Coil Cleaning | 0 | 0.1 | 0 | 275 | 1 | Honeywell | 2023-01-01 | redacted
Low Income - Power to Save | LED Lights | 0 | 0 | 0 | 47.6 | 1 | Honeywell | 2023-01-01 | redacted
Low Income - Power to Save | Outdoor Coil Cleaning | 0 | 0.1 | 0 | 275 | 1 | Honeywell | 2023-01-01 | redacted
Low Income - Power to Save | LED Lights | 0 | 0 | 0 | 47.6 | 1 | Honeywell | 2023-01-01 | redacted
Low Income - Power to Save | Faucet Aerators | 0 | 0 | 0.02 | 110.58 | 1 | Honeywell | 2023-01-01 | redacted
Low Income - Power to Save | Low Flow Showerhead | 0 | 0.04 | 0.1 | 504.08 | 1 | Honeywell | 2023-01-01 | redacted
Low Income - Power to Save | Outdoor Coil Cleaning | 0 | 0.1 | 0 | 275 | 1 | Honeywell | 2023-01-01 | redacted
Low Income - Power to Save | LED Lights | 0 | 0 | 0 | 47.6 | 1 | Honeywell | 2023-01-01 | redacted
Low Income - Power to Save | Low Flow Showerhead | 0 | 0.04 | 0.1 | 504.08 | 1 | Honeywell | 2023-01-01 | redacted
Low Income - Power to Save | Outdoor Coil Cleaning | 0 | 0.1 | 0 | 275 | 1 | Honeywell | 2023-01-01 | redacted
Low Income - Power to Save | HVAC Inspection | 0 | 0.17 | 0 | 268.73 | 1 | Honeywell | 2023-01-01 | redacted
Low Income - Power to Save | LED Lights | 0 | 0 | 0 | 47.6 | 1 | Honeywell | 2023-01-01 | redacted
Low Income - Power to Save | Faucet Aerators | 0 | 0 | 0.02 | 110.58 | 1 | Honeywell | 2023-01-01 | redacted
Low Income - Power to Save | Low Flow Showerhead | 0 | 0.04 | 0.1 | 504.08 | 1 | Honeywell | 2023-01-01 | redacted
Low Income - Power to Save | Weather Strip/Caulk | 0 | 0.25 | 0.09 | 503.3 | 1 | Honeywell | 2023-01-01 | redacted
Low Income - Power to Save | Outdoor Coil Cleaning | 0 | 0.1 | 0 | 275 | 1 | Honeywell | 2023-01-01 | redacted
Low Income - Power to Save | LI - DUCT | 0 | 0.4 | 0.12 | 775.77 | 1 | Honeywell | 2023-01-01 | redacted
Low Income - Power to Save | HVAC Inspection | 0 | 0.17 | 0 | 268.73 | 1 | Honeywell | 2023-01-01 | redacted
Low Income - Power to Save | LED Lights | 0 | 0 | 0 | 47.6 | 1 | Honeywell | 2023-01-01 | redacted
Low Income - Power to Save | Outdoor Coil Cleaning | 0 | 0.1 | 0 | 275 | 1 | Honeywell | 2023-01-01 | redacted
Low Income - Power to Save | LED Lights | 0 | 0 | 0 | 47.6 | 1 | Honeywell | 2023-01-01 | redacted
Low Income - Power to Save | Faucet Aerators | 0 | 0 | 0.02 | 110.58 | 1 | Honeywell | 2023-01-01 | redacted
Low Income - Power to Save | Low Flow Showerhead | 0 | 0.04 | 0.1 | 504.08 | 1 | Honeywell | 2023-01-01 | redacted
Low Income - Power to Save | Weather Strip/Caulk | 0 | 0.25 | 0.09 | 503.3 | 1 | Honeywell | 2023-01-01 | redacted
Low Income - Power to Save | HVAC Inspection | 0 | 0.17 | 0 | 268.73 | 1 | Honeywell | 2023-01-01 | redacted
Low Income - Power to Save | LED Lights | 0 | 0 | 0 | 47.6 | 1 | Honeywell | 2023-01-01 | redacted
Low Income - Power to Save | Faucet Aerators | 0 | 0 | 0.02 | 110.58 | 1 | Honeywell | 2023-01-01 | redacted
Low Income - Power to Save | Low Flow Showerhead | 0 | 0.04 | 0.1 | 504.08 | 1 | Honeywell | 2023-01-01 | redacted
Low Income - Power to Save | Weather Strip/Caulk | 0 | 0.25 | 0.09 | 503.3 | 1 | Honeywell | 2023-01-01 | redacted
Low Income - Power to Save | Outdoor Coil Cleaning | 0 | 0.1 | 0 | 275 | 1 | Honeywell | 2023-01-01 | redacted
Low Income - Power to Save | LI - DUCT | 0 | 0.4 | 0.12 | 775.77 | 1 | Honeywell | 2023-01-01 | redacted
Low Income - Power to Save | HVAC Inspection | 0 | 0.17 | 0 | 268.73 | 1 | Honeywell | 2023-01-01 | redacted
Low Income - Power to Save | LED Lights | 0 | 0 | 0 | 47.6 | 1 | Honeywell | 2023-01-01 | redacted
Low Income - Power to Save | Faucet Aerators | 0 | 0 | 0.02 | 110.58 | 1 | Honeywell | 2023-01-01 | redacted
Low Income - Power to Save | Low Flow Showerhead | 0 | 0.04 | 0.1 | 504.08 | 1 | Honeywell | 2023-01-01 | redacted
Low Income - Power to Save | Outdoor Coil Cleaning | 0 | 0.1 | 0 | 275 | 1 | Honeywell | 2023-01-01 | redacted
Low Income - Power to Save | LED Lights | 0 | 0 | 0 | 47.6 | 1 | Honeywell | 2023-01-01 | redacted
Low Income - Power to Save | Faucet Aerators | 0 | 0 | 0.02 | 110.58 | 1 | Honeywell | 2023-01-01 | redacted
Low Income - Power to Save | Pipe Wrap | 0 | 0.01 | 0.03 | 143.65 | 1 | Honeywell | 2023-01-01 | redacted
Low Income - Power to Save | Weather Strip/Caulk | 0 | 0.25 | 0.09 | 503.3 | 1 | Honeywell | 2023-01-01 | redacted
Low Income - Power to Save | Outdoor Coil Cleaning | 0 | 0.1 | 0 | 275 | 1 | Honeywell | 2023-01-01 | redacted
Low Income - Power to Save | LI - DUCT | 0 | 0.4 | 0.12 | 775.77 | 1 | Honeywell | 2023-01-01 | redacted
Low Income - Power to Save | HVAC Inspection | 0 | 0.17 | 0 | 268.73 | 1 | Honeywell | 2023-01-01 | redacted
Low Income - Power to Save | LED Lights | 0 | 0 | 0 | 47.6 | 1 | Honeywell | 2023-01-01 | redacted
Low Income - Power to Save | Weather Strip/Caulk | 0 | 0.25 | 0.09 | 503.3 | 1 | Honeywell | 2023-01-01 | redacted
Low Income - Power to Save | Outdoor Coil Cleaning | 0 | 0.1 | 0 | 275 | 1 | Honeywell | 2023-01-01 | redacted
Low Income - Power to Save | LED Lights | 0 | 0 | 0 | 47.6 | 1 | Honeywell | 2023-01-01 | redacted
Low Income - Power to Save | Faucet Aerators | 0 | 0 | 0.02 | 110.58 | 1 | Honeywell | 2023-01-01 | redacted
Low Income - Power to Save | Low Flow Showerhead | 0 | 0.04 | 0.1 | 504.08 | 1 | Honeywell | 2023-01-01 | redacted
Low Income - Power to Save | Weather Strip/Caulk | 0 | 0.25 | 0.09 | 503.3 | 1 | Honeywell | 2023-01-01 | redacted
Low Income - Power to Save | Outdoor Coil Cleaning | 0 | 0.1 | 0 | 275 | 1 | Honeywell | 2023-01-01 | redacted
Low Income - Power to Save | LI - DUCT | 0 | 0.4 | 0.12 | 775.77 | 1 | Honeywell | 2023-01-01 | redacted
Low Income - Power to Save | HVAC Inspection | 0 | 0.17 | 0 | 268.73 | 1 | Honeywell | 2023-01-01 | redacted
Low Income - Power to Save | LED Lights | 0 | 0 | 0 | 47.6 | 1 | Honeywell | 2023-01-01 | redacted
Low Income - Power to Save | Faucet Aerators | 0 | 0 | 0.02 | 110.58 | 1 | Honeywell | 2023-01-01 | redacted
Low Income - Power to Save | Low Flow Showerhead | 0 | 0.04 | 0.1 | 504.08 | 1 | Honeywell | 2023-01-01 | redacted
Low Income - Power to Save | Pipe Wrap | 0 | 0.01 | 0.03 | 143.65 | 1 | Honeywell | 2023-01-01 | redacted
Low Income - Power to Save | Weather Strip/Caulk | 0 | 0.25 | 0.09 | 503.3 | 1 | Honeywell | 2023-01-01 | redacted
Low Income - Power to Save | Outdoor Coil Cleaning | 0 | 0.1 | 0 | 275 | 1 | Honeywell | 2023-01-01 | redacted
Low Income - Power to Save | LI - DUCT | 0 | 0.4 | 0.12 | 775.77 | 1 | Honeywell | 2023-01-01 | redacted
Low Income - Power to Save | HVAC Inspection | 0 | 0.17 | 0 | 268.73 | 1 | Honeywell | 2023-01-01 | redacted
Low Income - Power to Save | LED Lights | 0 | 0 | 0 | 47.6 | 1 | Honeywell | 2023-01-01 | redacted
Low Income - Power to Save | Faucet Aerators | 0 | 0 | 0.02 | 110.58 | 1 | Honeywell | 2023-01-01 | redacted
Low Income - Power to Save | Low Flow Showerhead | 0 | 0.04 | 0.1 | 504.08 | 1 | Honeywell | 2023-01-01 | redacted
Low Income - Power to Save | Pipe Wrap | 0 | 0.01 | 0.03 | 143.65 | 1 | Honeywell | 2023-01-01 | redacted
Low Income - Power to Save | Weather Strip/Caulk | 0 | 0.25 | 0.09 | 503.3 | 1 | Honeywell | 2023-01-01 | redacted
Low Income - Power to Save | Outdoor Coil Cleaning | 0 | 0.1 | 0 | 275 | 1 | Honeywell | 2023-01-01 | redacted
Low Income - Power to Save | LI - DUCT | 0 | 0.4 | 0.12 | 775.77 | 1 | Honeywell | 2023-01-01 | redacted
Low Income - Power to Save | HVAC Inspection | 0 | 0.17 | 0 | 268.73 | 1 | Honeywell | 2023-01-01 | redacted
Low Income - Power to Save | LED Lights | 0 | 0 | 0 | 47.6 | 1 | Honeywell | 2023-01-01 | redacted
Low Income - Power to Save | Faucet Aerators | 0 | 0 | 0.02 | 110.58 | 1 | Honeywell | 2023-01-01 | redacted
Low Income - Power to Save | Low Flow Showerhead | 0 | 0.04 | 0.1 | 504.08 | 1 | Honeywell | 2023-01-01 | redacted
Low Income - Power to Save | Outdoor Coil Cleaning | 0 | 0.1 | 0 | 275 | 1 | Honeywell | 2023-01-01 | redacted
Low Income - Power to Save | LED Lights | 0 | 0 | 0 | 47.6 | 1 | Honeywell | 2023-01-01 | redacted
Low Income - Power to Save | Faucet Aerators | 0 | 0 | 0.02 | 110.58 | 1 | Honeywell | 2023-01-01 | redacted
Low Income - Power to Save | Low Flow Showerhead | 0 | 0.04 | 0.1 | 504.08 | 1 | Honeywell | 2023-01-01 | redacted
Low Income - Power to Save | Pipe Wrap | 0 | 0.01 | 0.03 | 143.65 | 1 | Honeywell | 2023-01-01 | redacted
Low Income - Power to Save | Weather Strip/Caulk | 0 | 0.25 | 0.09 | 503.3 | 1 | Honeywell | 2023-01-01 | redacted
Low Income - Power to Save | Outdoor Coil Cleaning | 0 | 0.1 | 0 | 275 | 1 | Honeywell | 2023-01-01 | redacted
Low Income - Power to Save | LI - DUCT | 0 | 0.4 | 0.12 | 775.77 | 1 | Honeywell | 2023-01-01 | redacted
Low Income - Power to Save | HVAC Inspection | 0 | 0.17 | 0 | 268.73 | 1 | Honeywell | 2023-01-01 | redacted
Low Income - Power to Save | LED Lights | 0 | 0 | 0 | 47.6 | 1 | Honeywell | 2023-01-01 | redacted
Low Income - Power to Save | Faucet Aerators | 0 | 0 | 0.02 | 110.58 | 1 | Honeywell | 2023-01-01 | redacted
Low Income - Power to Save | Low Flow Showerhead | 0 | 0.04 | 0.1 | 504.08 | 1 | Honeywell | 2023-01-01 | redacted
Low Income - Power to Save | LED Lights | 0 | 0 | 0 | 47.6 | 1 | Honeywell | 2023-01-01 | redacted
Low Income - Power to Save | Faucet Aerators | 0 | 0 | 0.02 | 110.58 | 1 | Honeywell | 2023-01-01 | redacted
Low Income - Power to Save | Pipe Wrap | 0 | 0.01 | 0.03 | 143.65 | 1 | Honeywell | 2023-01-01 | redacted
Low Income - Power to Save | Weather Strip/Caulk | 0 | 0.25 | 0.09 | 503.3 | 1 | Honeywell | 2023-01-01 | redacted
Low Income - Power to Save | Outdoor Coil Cleaning | 0 | 0.1 | 0 | 275 | 1 | Honeywell | 2023-01-01 | redacted
Low Income - Power to Save | LI - DUCT | 0 | 0.4 | 0.12 | 775.77 | 1 | Honeywell | 2023-01-01 | redacted
Low Income - Power to Save | HVAC Inspection | 0 | 0.17 | 0 | 268.73 | 1 | Honeywell | 2023-01-01 | redacted
Low Income - Power to Save | LED Lights | 0 | 0 | 0 | 47.6 | 1 | Honeywell | 2023-01-01 | redacted
Low Income - Power to Save | Faucet Aerators | 0 | 0 | 0.02 | 110.58 | 1 | Honeywell | 2023-01-01 | redacted
Low Income - Power to Save | Weather Strip/Caulk | 0 | 0.25 | 0.09 | 503.3 | 1 | Honeywell | 2023-01-01 | redacted
Low Income - Power to Save | Outdoor Coil Cleaning | 0 | 0.1 | 0 | 275 | 1 | Honeywell | 2023-01-01 | redacted
Low Income - Power to Save | LI - DUCT | 0 | 0.4 | 0.12 | 775.77 | 1 | Honeywell | 2023-01-01 | redacted
Low Income - Power to Save | HVAC Inspection | 0 | 0.17 | 0 | 268.73 | 1 | Honeywell | 2023-01-01 | redacted
Low Income - Power to Save | LED Lights | 0 | 0 | 0 | 47.6 | 1 | Honeywell | 2023-01-01 | redacted
Low Income - Power to Save | Outdoor Coil Cleaning | 0 | 0.1 | 0 | 275 | 1 | Honeywell | 2023-01-01 | redacted
Low Income - Power to Save | LED Lights | 0 | 0 | 0 | 47.6 | 1 | Honeywell | 2023-01-01 | redacted
Low Income - Power to Save | Faucet Aerators | 0 | 0 | 0.02 | 110.58 | 1 | Honeywell | 2023-01-01 | redacted
Low Income - Power to Save | Low Flow Showerhead | 0 | 0.04 | 0.1 | 504.08 | 1 | Honeywell | 2023-01-01 | redacted
Low Income - Power to Save | Pipe Wrap | 0 | 0.01 | 0.03 | 143.65 | 1 | Honeywell | 2023-01-01 | redacted
Low Income - Power to Save | Weather Strip/Caulk | 0 | 0.25 | 0.09 | 503.3 | 1 | Honeywell | 2023-01-01 | redacted
Low Income - Power to Save | Outdoor Coil Cleaning | 0 | 0.1 | 0 | 275 | 1 | Honeywell | 2023-01-01 | redacted
Low Income - Power to Save | LI - DUCT | 0 | 0.4 | 0.12 | 775.77 | 1 | Honeywell | 2023-01-01 | redacted
Low Income - Power to Save | LED Lights | 0 | 0 | 0 | 47.6 | 1 | Honeywell | 2023-01-01 | redacted
Low Income - Power to Save | Faucet Aerators | 0 | 0 | 0.02 | 110.58 | 1 | Honeywell | 2023-01-01 | redacted
Low Income - Power to Save | Low Flow Showerhead | 0 | 0.04 | 0.1 | 504.08 | 1 | Honeywell | 2023-01-01 | redacted
Low Income - Power to Save | LED Lights | 0 | 0 | 0 | 47.6 | 1 | Honeywell | 2023-01-01 | redacted
Low Income - Power to Save | Faucet Aerators | 0 | 0 | 0.02 | 110.58 | 1 | Honeywell | 2023-01-01 | redacted
Low Income - Power to Save | Weather Strip/Caulk | 0 | 0.25 | 0.09 | 503.3 | 1 | Honeywell | 2023-01-01 | redacted
Low Income - Power to Save | Outdoor Coil Cleaning | 0 | 0.1 | 0 | 275 | 1 | Honeywell | 2023-01-01 | redacted
Low Income - Power to Save | LED Lights | 0 | 0 | 0 | 47.6 | 1 | Honeywell | 2023-01-01 | redacted
Low Income - Power to Save | Faucet Aerators | 0 | 0 | 0.02 | 110.58 | 1 | Honeywell | 2023-01-01 | redacted
Low Income - Power to Save | Low Flow Showerhead | 0 | 0.04 | 0.1 | 504.08 | 1 | Honeywell | 2023-01-01 | redacted
Low Income - Power to Save | LED Lights | 0 | 0 | 0 | 47.6 | 1 | Honeywell | 2023-01-01 | redacted
Low Income - Power to Save | Faucet Aerators | 0 | 0 | 0.02 | 110.58 | 1 | Honeywell | 2023-01-01 | redacted
Low Income - Power to Save | Low Flow Showerhead | 0 | 0.04 | 0.1 | 504.08 | 1 | Honeywell | 2023-01-01 | redacted
Low Income - Power to Save | Weather Strip/Caulk | 0 | 0.25 | 0.09 | 503.3 | 1 | Honeywell | 2023-01-01 | redacted
Low Income - Power to Save | HVAC Inspection | 0 | 0.17 | 0 | 268.73 | 1 | Honeywell | 2023-01-01 | redacted
Low Income - Power to Save | LED Lights | 0 | 0 | 0 | 47.6 | 1 | Honeywell | 2023-01-01 | redacted
Low Income - Power to Save | Faucet Aerators | 0 | 0 | 0.02 | 110.58 | 1 | Honeywell | 2023-01-01 | redacted
Low Income - Power to Save | Weather Strip/Caulk | 0 | 0.25 | 0.09 | 503.3 | 1 | Honeywell | 2023-01-01 | redacted
Low Income - Power to Save | LI - DUCT | 0 | 0.4 | 0.12 | 775.77 | 1 | Honeywell | 2023-01-01 | redacted
Low Income - Power to Save | HVAC Inspection | 0 | 0.17 | 0 | 268.73 | 1 | Honeywell | 2023-01-01 | redacted
Low Income - Power to Save | LED Lights | 0 | 0 | 0 | 47.6 | 1 | Honeywell | 2023-01-01 | redacted
Low Income - Power to Save | Weather Strip/Caulk | 0 | 0.25 | 0.09 | 503.3 | 1 | Honeywell | 2023-01-01 | redacted
Low Income - Power to Save | Outdoor Coil Cleaning | 0 | 0.1 | 0 | 275 | 1 | Honeywell | 2023-01-01 | redacted
Low Income - Power to Save | LI - DUCT | 0 | 0.4 | 0.12 | 775.77 | 1 | Honeywell | 2023-01-01 | redacted
Low Income - Power to Save | HVAC Inspection | 0 | 0.17 | 0 | 268.73 | 1 | Honeywell | 2023-01-01 | redacted
Low Income - Power to Save | LED Lights | 0 | 0 | 0 | 47.6 | 1 | Honeywell | 2023-01-01 | redacted
Low Income - Power to Save | Faucet Aerators | 0 | 0 | 0.02 | 110.58 | 1 | Honeywell | 2023-01-01 | redacted
Low Income - Power to Save | Low Flow Showerhead | 0 | 0.04 | 0.1 | 504.08 | 1 | Honeywell | 2023-01-01 | redacted
Low Income - Power to Save | Pipe Wrap | 0 | 0.01 | 0.03 | 143.65 | 1 | Honeywell | 2023-01-01 | redacted
Low Income - Power to Save | Weather Strip/Caulk | 0 | 0.25 | 0.09 | 503.3 | 1 | Honeywell | 2023-01-01 | redacted
Low Income - Power to Save | Outdoor Coil Cleaning | 0 | 0.1 | 0 | 275 | 1 | Honeywell | 2023-01-01 | redacted
Low Income - Power to Save | LI - DUCT | 0 | 0.4 | 0.12 | 775.77 | 1 | Honeywell | 2023-01-01 | redacted
Low Income - Power to Save | HVAC Inspection | 0 | 0.17 | 0 | 268.73 | 1 | Honeywell | 2023-01-01 | redacted
Low Income - Power to Save | LED Lights | 0 | 0 | 0 | 47.6 | 1 | Honeywell | 2023-01-01 | redacted
Low Income - Power to Save | Faucet Aerators | 0 | 0 | 0.02 | 110.58 | 1 | Honeywell | 2023-01-01 | redacted
Low Income - Power to Save | Low Flow Showerhead | 0 | 0.04 | 0.1 | 504.08 | 1 | Honeywell | 2023-01-01 | redacted
Low Income - Power to Save | Pipe Wrap | 0 | 0.01 | 0.03 | 143.65 | 1 | Honeywell | 2023-01-01 | redacted
Low Income - Power to Save | Weather Strip/Caulk | 0 | 0.25 | 0.09 | 503.3 | 1 | Honeywell | 2023-01-01 | redacted
Low Income - Power to Save | Outdoor Coil Cleaning | 0 | 0.1 | 0 | 275 | 1 | Honeywell | 2023-01-01 | redacted
Low Income - Power to Save | LI - DUCT | 0 | 0.4 | 0.12 | 775.77 | 1 | Honeywell | 2023-01-01 | redacted
Low Income - Power to Save | HVAC Inspection | 0 | 0.17 | 0 | 268.73 | 1 | Honeywell | 2023-01-01 | redacted
Low Income - Power to Save | LED Lights | 0 | 0 | 0 | 47.6 | 1 | Honeywell | 2023-01-01 | redacted
Low Income - Power to Save | LED Lights | 0 | 0 | 0 | 47.6 | 1 | Honeywell | 2023-01-01 | redacted
Low Income - Power to Save | Faucet Aerators | 0 | 0 | 0.02 | 110.58 | 1 | Honeywell | 2023-01-01 | redacted
Low Income - Power to Save | Low Flow Showerhead | 0 | 0.04 | 0.1 | 504.08 | 1 | Honeywell | 2023-01-01 | redacted
Low Income - Power to Save | Outdoor Coil Cleaning | 0 | 0.1 | 0 | 275 | 1 | Honeywell | 2023-01-01 | redacted
Low Income - Power to Save | LI - DUCT | 0 | 0.4 | 0.12 | 775.77 | 1 | Honeywell | 2023-01-01 | redacted
Low Income - Power to Save | HVAC Inspection | 0 | 0.17 | 0 | 268.73 | 1 | Honeywell | 2023-01-01 | redacted
Low Income - Power to Save | LED Lights | 0 | 0 | 0 | 47.6 | 1 | Honeywell | 2023-01-01 | redacted
Low Income - Power to Save | Faucet Aerators | 0 | 0 | 0.02 | 110.58 | 1 | Honeywell | 2023-01-01 | redacted
Low Income - Power to Save | Low Flow Showerhead | 0 | 0.04 | 0.1 | 504.08 | 1 | Honeywell | 2023-01-01 | redacted
Low Income - Power to Save | Outdoor Coil Cleaning | 0 | 0.1 | 0 | 275 | 1 | Honeywell | 2023-01-01 | redacted
Low Income - Power to Save | HVAC Inspection | 0 | 0.17 | 0 | 268.73 | 1 | Honeywell | 2023-01-01 | redacted
Low Income - Power to Save | LED Lights | 0 | 0 | 0 | 47.6 | 1 | Honeywell | 2023-01-01 | redacted
Low Income - Power to Save | Faucet Aerators | 0 | 0 | 0.02 | 110.58 | 1 | Honeywell | 2023-01-01 | redacted
Low Income - Power to Save | Low Flow Showerhead | 0 | 0.04 | 0.1 | 504.08 | 1 | Honeywell | 2023-01-01 | redacted
Low Income - Power to Save | Weather Strip/Caulk | 0 | 0.25 | 0.09 | 503.3 | 1 | Honeywell | 2023-01-01 | redacted
Low Income - Power to Save | Outdoor Coil Cleaning | 0 | 0.1 | 0 | 275 | 1 | Honeywell | 2023-01-01 | redacted
Low Income - Power to Save | LI - DUCT | 0 | 0.4 | 0.12 | 775.77 | 1 | Honeywell | 2023-01-01 | redacted
Low Income - Power to Save | HVAC Inspection | 0 | 0.17 | 0 | 268.73 | 1 | Honeywell | 2023-01-01 | redacted
Low Income - Power to Save | LED Lights | 0 | 0 | 0 | 47.6 | 1 | Honeywell | 2023-01-01 | redacted
Low Income - Power to Save | Faucet Aerators | 0 | 0 | 0.02 | 110.58 | 1 | Honeywell | 2023-01-01 | redacted
Low Income - Power to Save | Low Flow Showerhead | 0 | 0.04 | 0.1 | 504.08 | 1 | Honeywell | 2023-01-01 | redacted
Low Income - Power to Save | Weather Strip/Caulk | 0 | 0.25 | 0.09 | 503.3 | 1 | Honeywell | 2023-01-01 | redacted
Low Income - Power to Save | Outdoor Coil Cleaning | 0 | 0.1 | 0 | 275 | 1 | Honeywell | 2023-01-01 | redacted
Low Income - Power to Save | LI - DUCT | 0 | 0.4 | 0.12 | 775.77 | 1 | Honeywell | 2023-01-01 | redacted
Low Income - Power to Save | HVAC Inspection | 0 | 0.17 | 0 | 268.73 | 1 | Honeywell | 2023-01-01 | redacted
Low Income - Power to Save | LED Lights | 0 | 0 | 0 | 47.6 | 1 | Honeywell | 2023-01-01 | redacted
Low Income - Power to Save | Faucet Aerators | 0 | 0 | 0.02 | 110.58 | 1 | Honeywell | 2023-01-01 | redacted
Low Income - Power to Save | Low Flow Showerhead | 0 | 0.04 | 0.1 | 504.08 | 1 | Honeywell | 2023-01-01 | redacted
Low Income - Power to Save | Outdoor Coil Cleaning | 0 | 0.1 | 0 | 275 | 1 | Honeywell | 2023-01-01 | redacted
Low Income - Power to Save | LED Lights | 0 | 0 | 0 | 47.6 | 1 | Honeywell | 2023-01-01 | redacted
Low Income - Power to Save | Faucet Aerators | 0 | 0 | 0.02 | 110.58 | 1 | Honeywell | 2023-01-01 | redacted
Low Income - Power to Save | LED Lights | 0 | 0 | 0 | 47.6 | 1 | Honeywell | 2023-01-01 | redacted
Low Income - Power to Save | Faucet Aerators | 0 | 0 | 0.02 | 110.58 | 1 | Honeywell | 2023-01-01 | redacted
Low Income - Power to Save | Low Flow Showerhead | 0 | 0.04 | 0.1 | 504.08 | 1 | Honeywell | 2023-01-01 | redacted
Low Income - Power to Save | Outdoor Coil Cleaning | 0 | 0.1 | 0 | 275 | 1 | Honeywell | 2023-01-01 | redacted
Low Income - Power to Save | LED Lights | 0 | 0 | 0 | 47.6 | 1 | Honeywell | 2023-01-01 | redacted
Low Income - Power to Save | Faucet Aerators | 0 | 0 | 0.02 | 110.58 | 1 | Honeywell | 2023-01-01 | redacted
Low Income - Power to Save | Low Flow Showerhead | 0 | 0.04 | 0.1 | 504.08 | 1 | Honeywell | 2023-01-01 | redacted
Low Income - Power to Save | Weather Strip/Caulk | 0 | 0.25 | 0.09 | 503.3 | 1 | Honeywell | 2023-01-01 | redacted
Low Income - Power to Save | LI - DUCT | 0 | 0.4 | 0.12 | 775.77 | 1 | Honeywell | 2023-01-01 | redacted
Low Income - Power to Save | HVAC Inspection | 0 | 0.17 | 0 | 268.73 | 1 | Honeywell | 2023-01-01 | redacted
Low Income - Power to Save | LED Lights | 0 | 0 | 0 | 47.6 | 1 | Honeywell | 2023-01-01 | redacted
Low Income - Power to Save | Faucet Aerators | 0 | 0 | 0.02 | 110.58 | 1 | Honeywell | 2023-01-01 | redacted
Low Income - Power to Save | Low Flow Showerhead | 0 | 0.04 | 0.1 | 504.08 | 1 | Honeywell | 2023-01-01 | redacted
Low Income - Power to Save | LED Lights | 0 | 0 | 0 | 47.6 | 1 | Honeywell | 2023-01-01 | redacted
Low Income - Power to Save | Faucet Aerators | 0 | 0 | 0.02 | 110.58 | 1 | Honeywell | 2023-01-01 | redacted
Low Income - Power to Save | Low Flow Showerhead | 0 | 0.04 | 0.1 | 504.08 | 1 | Honeywell | 2023-01-01 | redacted
Low Income - Power to Save | Outdoor Coil Cleaning | 0 | 0.1 | 0 | 275 | 1 | Honeywell | 2023-01-01 | redacted
Low Income - Power to Save | LED Lights | 0 | 0 | 0 | 47.6 | 1 | Honeywell | 2023-01-01 | redacted
Low Income - Power to Save | Low Flow Showerhead | 0 | 0.04 | 0.1 | 504.08 | 1 | Honeywell | 2023-01-01 | redacted
Low Income - Power to Save | Pipe Wrap | 0 | 0.01 | 0.03 | 143.65 | 1 | Honeywell | 2023-01-01 | redacted
Low Income - Power to Save | Weather Strip/Caulk | 0 | 0.25 | 0.09 | 503.3 | 1 | Honeywell | 2023-01-01 | redacted
Low Income - Power to Save | Outdoor Coil Cleaning | 0 | 0.1 | 0 | 275 | 1 | Honeywell | 2023-01-01 | redacted
Low Income - Power to Save | HVAC Inspection | 0 | 0.17 | 0 | 268.73 | 1 | Honeywell | 2023-01-01 | redacted
Low Income - Power to Save | LED Lights | 0 | 0 | 0 | 47.6 | 1 | Honeywell | 2023-01-01 | redacted
Low Income - Power to Save | Faucet Aerators | 0 | 0 | 0.02 | 110.58 | 1 | Honeywell | 2023-01-01 | redacted
Low Income - Power to Save | Low Flow Showerhead | 0 | 0.04 | 0.1 | 504.08 | 1 | Honeywell | 2023-01-01 | redacted
Low Income - Power to Save | Pipe Wrap | 0 | 0.01 | 0.03 | 143.65 | 1 | Honeywell | 2023-01-01 | redacted
Low Income - Power to Save | Weather Strip/Caulk | 0 | 0.25 | 0.09 | 503.3 | 1 | Honeywell | 2023-01-01 | redacted
Low Income - Power to Save | Outdoor Coil Cleaning | 0 | 0.1 | 0 | 275 | 1 | Honeywell | 2023-01-01 | redacted
Low Income - Power to Save | LI - DUCT | 0 | 0.4 | 0.12 | 775.77 | 1 | Honeywell | 2023-01-01 | redacted
Low Income - Power to Save | HVAC Inspection | 0 | 0.17 | 0 | 268.73 | 1 | Honeywell | 2023-01-01 | redacted
Low Income - Power to Save | LED Lights | 0 | 0 | 0 | 47.6 | 1 | Honeywell | 2023-01-01 | redacted
Low Income - Power to Save | Faucet Aerators | 0 | 0 | 0.02 | 110.58 | 1 | Honeywell | 2023-01-01 | redacted
Low Income - Power to Save | Low Flow Showerhead | 0 | 0.04 | 0.1 | 504.08 | 1 | Honeywell | 2023-01-01 | redacted
Low Income - Power to Save | Weather Strip/Caulk | 0 | 0.25 | 0.09 | 503.3 | 1 | Honeywell | 2023-01-01 | redacted
Low Income - Power to Save | Outdoor Coil Cleaning | 0 | 0.1 | 0 | 275 | 1 | Honeywell | 2023-01-01 | redacted
Low Income - Power to Save | LI - DUCT | 0 | 0.4 | 0.12 | 775.77 | 1 | Honeywell | 2023-01-01 | redacted
Low Income - Power to Save | HVAC Inspection | 0 | 0.17 | 0 | 268.73 | 1 | Honeywell | 2023-01-01 | redacted
Low Income - Power to Save | LED Lights | 0 | 0 | 0 | 47.6 | 1 | Honeywell | 2023-01-01 | redacted
Low Income - Power to Save | Weather Strip/Caulk | 0 | 0.25 | 0.09 | 503.3 | 1 | Honeywell | 2023-01-01 | redacted
Low Income - Power to Save | Outdoor Coil Cleaning | 0 | 0.1 | 0 | 275 | 1 | Honeywell | 2023-01-01 | redacted
Low Income - Power to Save | LED Lights | 0 | 0 | 0 | 47.6 | 1 | Honeywell | 2023-01-01 | redacted
Low Income - Power to Save | Faucet Aerators | 0 | 0 | 0.02 | 110.58 | 1 | Honeywell | 2023-01-01 | redacted
Low Income - Power to Save | Low Flow Showerhead | 0 | 0.04 | 0.1 | 504.08 | 1 | Honeywell | 2023-01-01 | redacted
Low Income - Power to Save | Pipe Wrap | 0 | 0.01 | 0.03 | 143.65 | 1 | Honeywell | 2023-01-01 | redacted
Low Income - Power to Save | Weather Strip/Caulk | 0 | 0.25 | 0.09 | 503.3 | 1 | Honeywell | 2023-01-01 | redacted
Low Income - Power to Save | Outdoor Coil Cleaning | 0 | 0.1 | 0 | 275 | 1 | Honeywell | 2023-01-01 | redacted
Low Income - Power to Save | LI - DUCT | 0 | 0.4 | 0.12 | 775.77 | 1 | Honeywell | 2023-01-01 | redacted
Low Income - Power to Save | HVAC Inspection | 0 | 0.17 | 0 | 268.73 | 1 | Honeywell | 2023-01-01 | redacted
Low Income - Power to Save | LED Lights | 0 | 0 | 0 | 47.6 | 1 | Honeywell | 2023-01-01 | redacted
Low Income - Power to Save | Faucet Aerators | 0 | 0 | 0.02 | 110.58 | 1 | Honeywell | 2023-01-01 | redacted
Low Income - Power to Save | Low Flow Showerhead | 0 | 0.04 | 0.1 | 504.08 | 1 | Honeywell | 2023-01-01 | redacted
Low Income - Power to Save | Pipe Wrap | 0 | 0.01 | 0.03 | 143.65 | 1 | Honeywell | 2023-01-01 | redacted
Low Income - Power to Save | Weather Strip/Caulk | 0 | 0.25 | 0.09 | 503.3 | 1 | Honeywell | 2023-01-01 | redacted
Low Income - Power to Save | Outdoor Coil Cleaning | 0 | 0.1 | 0 | 275 | 1 | Honeywell | 2023-01-01 | redacted
Low Income - Power to Save | LI - DUCT | 0 | 0.4 | 0.12 | 775.77 | 1 | Honeywell | 2023-01-01 | redacted
Low Income - Power to Save | HVAC Inspection | 0 | 0.17 | 0 | 268.73 | 1 | Honeywell | 2023-01-01 | redacted
Low Income - Power to Save | LED Lights | 0 | 0 | 0 | 47.6 | 1 | Honeywell | 2023-01-01 | redacted
Low Income - Power to Save | Faucet Aerators | 0 | 0 | 0.02 | 110.58 | 1 | Honeywell | 2023-01-01 | redacted
Low Income - Power to Save | Low Flow Showerhead | 0 | 0.04 | 0.1 | 504.08 | 1 | Honeywell | 2023-01-01 | redacted
Low Income - Power to Save | Outdoor Coil Cleaning | 0 | 0.1 | 0 | 275 | 1 | Honeywell | 2023-01-01 | redacted
Low Income - Power to Save | LED Lights | 0 | 0 | 0 | 47.6 | 1 | Honeywell | 2023-01-01 | redacted
Low Income - Power to Save | Faucet Aerators | 0 | 0 | 0.02 | 110.58 | 1 | Honeywell | 2023-01-01 | redacted
Low Income - Power to Save | Low Flow Showerhead | 0 | 0.04 | 0.1 | 504.08 | 1 | Honeywell | 2023-01-01 | redacted
Low Income - Power to Save | Pipe Wrap | 0 | 0.01 | 0.03 | 143.65 | 1 | Honeywell | 2023-01-01 | redacted
Low Income - Power to Save | Weather Strip/Caulk | 0 | 0.25 | 0.09 | 503.3 | 1 | Honeywell | 2023-01-01 | redacted
Low Income - Power to Save | Outdoor Coil Cleaning | 0 | 0.1 | 0 | 275 | 1 | Honeywell | 2023-01-01 | redacted
Low Income - Power to Save | LI - DUCT | 0 | 0.4 | 0.12 | 775.77 | 1 | Honeywell | 2023-01-01 | redacted
Low Income - Power to Save | HVAC Inspection | 0 | 0.17 | 0 | 268.73 | 1 | Honeywell | 2023-01-01 | redacted
Low Income - Power to Save | LED Lights | 0 | 0 | 0 | 47.6 | 1 | Honeywell | 2023-01-01 | redacted
Low Income - Power to Save | Faucet Aerators | 0 | 0 | 0.02 | 110.58 | 1 | Honeywell | 2023-01-01 | redacted
Low Income - Power to Save | Low Flow Showerhead | 0 | 0.04 | 0.1 | 504.08 | 1 | Honeywell | 2023-01-01 | redacted
Low Income - Power to Save | Weather Strip/Caulk | 0 | 0.25 | 0.09 | 503.3 | 1 | Honeywell | 2023-01-01 | redacted
Low Income - Power to Save | LI - DUCT | 0 | 0.4 | 0.12 | 775.77 | 1 | Honeywell | 2023-01-01 | redacted
Low Income - Power to Save | HVAC Inspection | 0 | 0.17 | 0 | 268.73 | 1 | Honeywell | 2023-01-01 | redacted
Low Income - Power to Save | LED Lights | 0 | 0 | 0 | 47.6 | 1 | Honeywell | 2023-01-01 | redacted
Low Income - Power to Save | Pipe Wrap | 0 | 0.01 | 0.03 | 143.65 | 1 | Honeywell | 2023-01-01 | redacted
Low Income - Power to Save | Weather Strip/Caulk | 0 | 0.25 | 0.09 | 503.3 | 1 | Honeywell | 2023-01-01 | redacted
Low Income - Power to Save | Outdoor Coil Cleaning | 0 | 0.1 | 0 | 275 | 1 | Honeywell | 2023-01-01 | redacted
Low Income - Power to Save | LED Lights | 0 | 0 | 0 | 47.6 | 1 | Honeywell | 2023-01-01 | redacted
Low Income - Power to Save | Faucet Aerators | 0 | 0 | 0.02 | 110.58 | 1 | Honeywell | 2023-01-01 | redacted
Low Income - Power to Save | Pipe Wrap | 0 | 0.01 | 0.03 | 143.65 | 1 | Honeywell | 2023-01-01 | redacted
Low Income - Power to Save | Weather Strip/Caulk | 0 | 0.25 | 0.09 | 503.3 | 1 | Honeywell | 2023-01-01 | redacted
Low Income - Power to Save | Outdoor Coil Cleaning | 0 | 0.1 | 0 | 275 | 1 | Honeywell | 2023-01-01 | redacted
Low Income - Power to Save | LI - DUCT | 0 | 0.4 | 0.12 | 775.77 | 1 | Honeywell | 2023-01-01 | redacted
Low Income - Power to Save | HVAC Inspection | 0 | 0.17 | 0 | 268.73 | 1 | Honeywell | 2023-01-01 | redacted
Low Income - Power to Save | LED Lights | 0 | 0 | 0 | 47.6 | 1 | Honeywell | 2023-01-01 | redacted
Low Income - Power to Save | Faucet Aerators | 0 | 0 | 0.02 | 110.58 | 1 | Honeywell | 2023-01-01 | redacted
Low Income - Power to Save | Outdoor Coil Cleaning | 0 | 0.1 | 0 | 275 | 1 | Honeywell | 2023-01-01 | redacted
Low Income - Power to Save | HVAC Inspection | 0 | 0.17 | 0 | 268.73 | 1 | Honeywell | 2023-01-01 | redacted
Low Income - Power to Save | LED Lights | 0 | 0 | 0 | 47.6 | 1 | Honeywell | 2023-01-01 | redacted
Low Income - Power to Save | Faucet Aerators | 0 | 0 | 0.02 | 110.58 | 1 | Honeywell | 2023-01-01 | redacted
Low Income - Power to Save | Low Flow Showerhead | 0 | 0.04 | 0.1 | 504.08 | 1 | Honeywell | 2023-01-01 | redacted
Low Income - Power to Save | Weather Strip/Caulk | 0 | 0.25 | 0.09 | 503.3 | 1 | Honeywell | 2023-01-01 | redacted
Low Income - Power to Save | Outdoor Coil Cleaning | 0 | 0.1 | 0 | 275 | 1 | Honeywell | 2023-01-01 | redacted
Low Income - Power to Save | LED Lights | 0 | 0 | 0 | 47.6 | 1 | Honeywell | 2023-01-01 | redacted
Low Income - Power to Save | Faucet Aerators | 0 | 0 | 0.02 | 110.58 | 1 | Honeywell | 2023-01-01 | redacted
Low Income - Power to Save | Low Flow Showerhead | 0 | 0.04 | 0.1 | 504.08 | 1 | Honeywell | 2023-01-01 | redacted
Low Income - Power to Save | Outdoor Coil Cleaning | 0 | 0.1 | 0 | 275 | 1 | Honeywell | 2023-01-01 | redacted
Low Income - Power to Save | LED Lights | 0 | 0 | 0 | 47.6 | 1 | Honeywell | 2023-01-01 | redacted
Low Income - Power to Save | Weather Strip/Caulk | 0 | 0.25 | 0.09 | 503.3 | 1 | Honeywell | 2023-01-01 | redacted
Low Income - Power to Save | LED Lights | 0 | 0 | 0 | 47.6 | 1 | Honeywell | 2023-01-01 | redacted
Low Income - Power to Save | Pipe Wrap | 0 | 0.01 | 0.03 | 143.65 | 1 | Honeywell | 2023-01-01 | redacted
Low Income - Power to Save | Weather Strip/Caulk | 0 | 0.25 | 0.09 | 503.3 | 1 | Honeywell | 2023-01-01 | redacted
Low Income - Power to Save | Outdoor Coil Cleaning | 0 | 0.1 | 0 | 275 | 1 | Honeywell | 2023-01-01 | redacted
Low Income - Power to Save | LI - DUCT | 0 | 0.4 | 0.12 | 775.77 | 1 | Honeywell | 2023-01-01 | redacted
Low Income - Power to Save | HVAC Inspection | 0 | 0.17 | 0 | 268.73 | 1 | Honeywell | 2023-01-01 | redacted
Low Income - Power to Save | LED Lights | 0 | 0 | 0 | 47.6 | 1 | Honeywell | 2023-01-01 | redacted
Low Income - Power to Save | Faucet Aerators | 0 | 0 | 0.02 | 110.58 | 1 | Honeywell | 2023-01-01 | redacted
Low Income - Power to Save | Low Flow Showerhead | 0 | 0.04 | 0.1 | 504.08 | 1 | Honeywell | 2023-01-01 | redacted
Low Income - Power to Save | Weather Strip/Caulk | 0 | 0.25 | 0.09 | 503.3 | 1 | Honeywell | 2023-01-01 | redacted
Low Income - Power to Save | Outdoor Coil Cleaning | 0 | 0.1 | 0 | 275 | 1 | Honeywell | 2023-01-01 | redacted
Low Income - Power to Save | LI - DUCT | 0 | 0.4 | 0.12 | 775.77 | 1 | Honeywell | 2023-01-01 | redacted
Low Income - Power to Save | HVAC Inspection | 0 | 0.17 | 0 | 268.73 | 1 | Honeywell | 2023-01-01 | redacted
Low Income - Power to Save | LED Lights | 0 | 0 | 0 | 47.6 | 1 | Honeywell | 2023-01-01 | redacted
Low Income - Power to Save | Low Flow Showerhead | 0 | 0.04 | 0.1 | 504.08 | 1 | Honeywell | 2023-01-01 | redacted
Low Income - Power to Save | Weather Strip/Caulk | 0 | 0.25 | 0.09 | 503.3 | 1 | Honeywell | 2023-01-01 | redacted
Low Income - Power to Save | Outdoor Coil Cleaning | 0 | 0.1 | 0 | 275 | 1 | Honeywell | 2023-01-01 | redacted
Low Income - Power to Save | LI - DUCT | 0 | 0.4 | 0.12 | 775.77 | 1 | Honeywell | 2023-01-01 | redacted
Low Income - Power to Save | HVAC Inspection | 0 | 0.17 | 0 | 268.73 | 1 | Honeywell | 2023-01-01 | redacted
Low Income - Power to Save | LED Lights | 0 | 0 | 0 | 47.6 | 1 | Honeywell | 2023-01-01 | redacted
Low Income - Power to Save | Faucet Aerators | 0 | 0 | 0.02 | 110.58 | 1 | Honeywell | 2023-01-01 | redacted
Low Income - Power to Save | Low Flow Showerhead | 0 | 0.04 | 0.1 | 504.08 | 1 | Honeywell | 2023-01-01 | redacted
Low Income - Power to Save | Outdoor Coil Cleaning | 0 | 0.1 | 0 | 275 | 1 | Honeywell | 2023-01-01 | redacted
Low Income - Power to Save | LED Lights | 0 | 0 | 0 | 47.6 | 1 | Honeywell | 2023-01-01 | redacted
Low Income - Power to Save | Faucet Aerators | 0 | 0 | 0.02 | 110.58 | 1 | Honeywell | 2023-01-01 | redacted
Low Income - Power to Save | Low Flow Showerhead | 0 | 0.04 | 0.1 | 504.08 | 1 | Honeywell | 2023-01-01 | redacted
Low Income - Power to Save | Weather Strip/Caulk | 0 | 0.25 | 0.09 | 503.3 | 1 | Honeywell | 2023-01-01 | redacted
Low Income - Power to Save | Outdoor Coil Cleaning | 0 | 0.1 | 0 | 275 | 1 | Honeywell | 2023-01-01 | redacted
Low Income - Power to Save | LI - DUCT | 0 | 0.4 | 0.12 | 775.77 | 1 | Honeywell | 2023-01-01 | redacted
Low Income - Power to Save | HVAC Inspection | 0 | 0.17 | 0 | 268.73 | 1 | Honeywell | 2023-01-01 | redacted
Low Income - Power to Save | LED Lights | 0 | 0 | 0 | 47.6 | 1 | Honeywell | 2023-01-01 | redacted
Low Income - Power to Save | Faucet Aerators | 0 | 0 | 0.02 | 110.58 | 1 | Honeywell | 2023-01-01 | redacted
Low Income - Power to Save | Low Flow Showerhead | 0 | 0.04 | 0.1 | 504.08 | 1 | Honeywell | 2023-01-01 | redacted
Low Income - Power to Save | Weather Strip/Caulk | 0 | 0.25 | 0.09 | 503.3 | 1 | Honeywell | 2023-01-01 | redacted
Low Income - Power to Save | Outdoor Coil Cleaning | 0 | 0.1 | 0 | 275 | 1 | Honeywell | 2023-01-01 | redacted
Low Income - Power to Save | LI - DUCT | 0 | 0.4 | 0.12 | 775.77 | 1 | Honeywell | 2023-01-01 | redacted
Low Income - Power to Save | HVAC Inspection | 0 | 0.17 | 0 | 268.73 | 1 | Honeywell | 2023-01-01 | redacted
Low Income - Power to Save | LED Lights | 0 | 0 | 0 | 47.6 | 1 | Honeywell | 2023-01-01 | redacted
Low Income - Power to Save | Faucet Aerators | 0 | 0 | 0.02 | 110.58 | 1 | Honeywell | 2023-01-01 | redacted
Low Income - Power to Save | Low Flow Showerhead | 0 | 0.04 | 0.1 | 504.08 | 1 | Honeywell | 2023-01-01 | redacted
Low Income - Power to Save | LED Lights | 0 | 0 | 0 | 47.6 | 1 | Honeywell | 2023-01-01 | redacted
Low Income - Power to Save | Faucet Aerators | 0 | 0 | 0.02 | 110.58 | 1 | Honeywell | 2023-01-01 | redacted
Low Income - Power to Save | Low Flow Showerhead | 0 | 0.04 | 0.1 | 504.08 | 1 | Honeywell | 2023-01-01 | redacted
Low Income - Power to Save | Pipe Wrap | 0 | 0.01 | 0.03 | 143.65 | 1 | Honeywell | 2023-01-01 | redacted
Low Income - Power to Save | Weather Strip/Caulk | 0 | 0.25 | 0.09 | 503.3 | 1 | Honeywell | 2023-01-01 | redacted
Low Income - Power to Save | Outdoor Coil Cleaning | 0 | 0.1 | 0 | 275 | 1 | Honeywell | 2023-01-01 | redacted
Low Income - Power to Save | LI - DUCT | 0 | 0.4 | 0.12 | 775.77 | 1 | Honeywell | 2023-01-01 | redacted
Low Income - Power to Save | HVAC Inspection | 0 | 0.17 | 0 | 268.73 | 1 | Honeywell | 2023-01-01 | redacted
Low Income | Weather Strip/Caulk | 90 | 0.25 | 0.09 | 503.3 | 1 | Meals On Wheels Etc Inc | 2023-12-04 | redacted
Low Income | LED Lights | 5 | 0 | 0 | 47.6 | 1 | Meals On Wheels Etc Inc | 2023-12-04 | redacted
Low Income | HVAC Inspection | 80 | 0.17 | 0 | 268.73 | 1 | Meals On Wheels Etc Inc | 2023-12-04 | redacted
Low Income | Weather Strip/Caulk | 90 | 0.25 | 0.09 | 503.3 | 1 | Meals On Wheels Etc Inc | 2023-12-04 | redacted
Low Income | LED Lights | 5 | 0 | 0 | 47.6 | 1 | Meals On Wheels Etc Inc | 2023-12-04 | redacted
Low Income | Pipe Wrap | 40 | 0.01 | 0.03 | 143.65 | 1 | Meals On Wheels Etc Inc | 2023-11-10 | redacted
Low Income | Weather Strip/Caulk | 90 | 0.25 | 0.09 | 503.3 | 1 | Meals On Wheels Etc Inc | 2023-11-10 | redacted
Low Income | LED Lights | 5 | 0 | 0 | 47.6 | 1 | Meals On Wheels Etc Inc | 2023-11-10 | redacted
Low Income | HVAC Inspection | 80 | 0.17 | 0 | 268.73 | 1 | Meals On Wheels Etc Inc | 2023-11-10 | redacted
Low Income | Weather Strip/Caulk | 90 | 0.25 | 0.09 | 503.3 | 1 | Meals On Wheels Etc Inc | 2023-11-10 | redacted
Low Income | LI - DUCT | 60 | 0.4 | 0.12 | 775.77 | 1 | Meals On Wheels Etc Inc | 2023-11-10 | redacted
Low Income | LED Lights | 5 | 0 | 0 | 47.6 | 1 | Meals On Wheels Etc Inc | 2023-11-10 | redacted
Low Income | Weather Strip/Caulk | 90 | 0.25 | 0.09 | 503.3 | 1 | Meals On Wheels Etc Inc | 2023-11-10 | redacted
Low Income | LED Lights | 5 | 0 | 0 | 47.6 | 1 | Meals On Wheels Etc Inc | 2023-11-10 | redacted
Low Income | Pipe Wrap | 40 | 0.01 | 0.03 | 143.65 | 1 | Meals On Wheels Etc Inc | 2023-11-13 | redacted
Low Income | HVAC Inspection | 80 | 0.17 | 0 | 268.73 | 1 | Meals On Wheels Etc Inc | 2023-11-13 | redacted
Low Income | Weather Strip/Caulk | 90 | 0.25 | 0.09 | 503.3 | 1 | Meals On Wheels Etc Inc | 2023-11-13 | redacted
Low Income | LED Lights | 5 | 0 | 0 | 47.6 | 1 | Meals On Wheels Etc Inc | 2023-11-13 | redacted
Low Income | Pipe Wrap | 40 | 0.01 | 0.03 | 143.65 | 1 | Meals On Wheels Etc Inc | 2023-09-19 | redacted
Low Income | HVAC Inspection | 80 | 0.17 | 0 | 268.73 | 1 | Meals On Wheels Etc Inc | 2023-09-19 | redacted
Low Income | Weather Strip/Caulk | 90 | 0.25 | 0.09 | 503.3 | 1 | Meals On Wheels Etc Inc | 2023-09-19 | redacted
Low Income | LI - DUCT | 60 | 0.4 | 0.12 | 775.77 | 1 | Meals On Wheels Etc Inc | 2023-09-19 | redacted
Low Income | LED Lights | 5 | 0 | 0 | 47.6 | 1 | Meals On Wheels Etc Inc | 2023-09-19 | redacted
Low Income | Weather Strip/Caulk | 90 | 0.25 | 0.09 | 503.3 | 1 | Meals On Wheels Etc Inc | 2023-09-19 | redacted
Low Income | LI - DUCT | 60 | 0.4 | 0.12 | 775.77 | 1 | Meals On Wheels Etc Inc | 2023-09-19 | redacted
Low Income | LED Lights | 5 | 0 | 0 | 47.6 | 1 | Meals On Wheels Etc Inc | 2023-09-19 | redacted
Low Income | Pipe Wrap | 40 | 0.01 | 0.03 | 143.65 | 1 | Meals On Wheels Etc Inc | 2023-09-19 | redacted
Low Income | Weather Strip/Caulk | 90 | 0.25 | 0.09 | 503.3 | 1 | Meals On Wheels Etc Inc | 2023-09-19 | redacted
Low Income | LED Lights | 5 | 0 | 0 | 47.6 | 1 | Meals On Wheels Etc Inc | 2023-09-19 | redacted
Low Income | HVAC Inspection | 80 | 0.17 | 0 | 268.73 | 1 | Meals On Wheels Etc Inc | 2023-09-19 | redacted
Low Income | Weather Strip/Caulk | 90 | 0.25 | 0.09 | 503.3 | 1 | Meals On Wheels Etc Inc | 2023-09-19 | redacted
Low Income | LI - DUCT | 60 | 0.4 | 0.12 | 775.77 | 1 | Meals On Wheels Etc Inc | 2023-09-19 | redacted
Low Income | LED Lights | 5 | 0 | 0 | 47.6 | 1 | Meals On Wheels Etc Inc | 2023-09-19 | redacted
Low Income | Weather Strip/Caulk | 90 | 0.25 | 0.09 | 503.3 | 1 | Meals On Wheels Etc Inc | 2023-08-15 | redacted
Low Income | LI - DUCT | 60 | 0.4 | 0.12 | 775.77 | 1 | Meals On Wheels Etc Inc | 2023-08-15 | redacted
Low Income | LED Lights | 5 | 0 | 0 | 47.6 | 1 | Meals On Wheels Etc Inc | 2023-08-15 | redacted
Low Income | Weather Strip/Caulk | 90 | 0.25 | 0.09 | 503 | 1 | Meals On Wheels Etc Inc | 2023-07-18 | redacted
Low Income | LI - DUCT | 60 | 0.4 | 0.12 | 775 | 1 | Meals On Wheels Etc Inc | 2023-07-18 | redacted
Low Income | LED Lights | 5 | 0 | 0 | 47 | 1 | Meals On Wheels Etc Inc | 2023-07-18 | redacted
Low Income | Weather Strip/Caulk | 90 | 0.25 | 0.09 | 503 | 1 | Meals On Wheels Etc Inc | 2023-07-18 | redacted
Low Income | LI - DUCT | 60 | 0.4 | 0.12 | 775 | 1 | Meals On Wheels Etc Inc | 2023-07-18 | redacted
Low Income | LED Lights | 5 | 0 | 0 | 47 | 1 | Meals On Wheels Etc Inc | 2023-07-18 | redacted
Low Income | LI - DUCT | 60 | 0.4 | 0.12 | 775.77 | 1 | Meals On Wheels Etc Inc | 2023-05-30 | redacted
Low Income | LED Lights | 5 | 0 | 0 | 47.6 | 1 | Meals On Wheels Etc Inc | 2023-05-30 | redacted
Low Income | Weather Strip/Caulk | 90 | 0.25 | 0.09 | 503.3 | 1 | Meals On Wheels Etc Inc | 2023-03-16 | redacted
Low Income | Pipe Wrap | 40 | 0.01 | 0.03 | 143.65 | 1 | Meals On Wheels Etc Inc | 2023-03-16 | redacted
Low Income | Weather Strip/Caulk | 90 | 0.25 | 0.09 | 503.3 | 1 | Meals On Wheels Etc Inc | 2023-02-02 | redacted
Low Income | HVAC Inspection | 80 | 0.17 | 0 | 268.73 | 1 | Meals On Wheels Etc Inc | 2023-02-02 | redacted
Low Income | Weather Strip/Caulk | 90 | 0.25 | 0.09 | 503.3 | 1 | Meals On Wheels Etc Inc | 2023-02-02 | redacted
Low Income | Pipe Wrap | 40 | 0.01 | 0.03 | 143.65 | 1 | Meals On Wheels Etc Inc | 2023-02-02 | redacted
Low Income | Weather Strip/Caulk | 90 | 0.25 | 0.09 | 503.3 | 1 | Meals On Wheels Etc Inc | 2023-02-02 | redacted
Low Income | Weather Strip/Caulk | 90 | 0.25 | 0.09 | 503.3 | 1 | Meals On Wheels Etc Inc | 2023-01-31 | redacted
Low Income | Weather Strip/Caulk | 90 | 0.25 | 0.09 | 503.3 | 1 | Mid Florida Community Services Inc | 2023-10-26 | redacted
Low Income | LI - DUCT | 60 | 0.4 | 0.12 | 775.77 | 1 | Mid Florida Community Services Inc | 2023-10-26 | redacted
Low Income | LED Lights | 5 | 0 | 0 | 47.6 | 1 | Mid Florida Community Services Inc | 2023-10-26 | redacted
Low Income | Pipe Wrap | 40 | 0.01 | 0.03 | 143.65 | 1 | Mid Florida Community Services Inc | 2023-10-26 | redacted
Low Income | HVAC Inspection | 80 | 0.17 | 0 | 268.73 | 1 | Mid Florida Community Services Inc | 2023-10-26 | redacted
Low Income | LI - DUCT | 60 | 0.4 | 0.12 | 775.77 | 1 | Mid Florida Community Services Inc | 2023-10-26 | redacted
Low Income | LED Lights | 5 | 0 | 0 | 47.6 | 1 | Mid Florida Community Services Inc | 2023-10-26 | redacted
Low Income | Pipe Wrap | 40 | 0.01 | 0.03 | 143.65 | 1 | Mid Florida Community Services Inc | 2023-10-26 | redacted
Low Income | LI - DUCT | 60 | 0.4 | 0.12 | 775.77 | 1 | Mid Florida Community Services Inc | 2023-10-26 | redacted
Low Income | LED Lights | 5 | 0 | 0 | 47.6 | 1 | Mid Florida Community Services Inc | 2023-10-26 | redacted
Low Income | Pipe Wrap | 40 | 0.01 | 0.03 | 143.65 | 1 | Mid Florida Community Services Inc | 2023-10-26 | redacted
Low Income | LI - DUCT | 60 | 0.4 | 0.12 | 775.77 | 1 | Mid Florida Community Services Inc | 2023-10-26 | redacted
Low Income | LED Lights | 5 | 0 | 0 | 47.6 | 1 | Mid Florida Community Services Inc | 2023-10-26 | redacted
Low Income | Pipe Wrap | 40 | 0.01 | 0.03 | 143.65 | 1 | Mid Florida Community Services Inc | 2023-10-26 | redacted
Low Income | LI - DUCT | 60 | 0.4 | 0.12 | 775.77 | 1 | Mid Florida Community Services Inc | 2023-10-26 | redacted
Low Income | LED Lights | 5 | 0 | 0 | 47.6 | 1 | Mid Florida Community Services Inc | 2023-10-26 | redacted
Low Income | Pipe Wrap | 40 | 0.01 | 0.03 | 143.65 | 1 | Mid Florida Community Services Inc | 2023-10-26 | redacted
Low Income | LI - DUCT | 60 | 0.4 | 0.12 | 775.77 | 1 | Mid Florida Community Services Inc | 2023-10-26 | redacted
Low Income | LED Lights | 5 | 0 | 0 | 47.6 | 1 | Mid Florida Community Services Inc | 2023-10-26 | redacted
Low Income | HVAC Inspection | 80 | 0.17 | 0 | 268.73 | 1 | Mid Florida Community Services Inc | 2023-10-26 | redacted
Low Income | LI - DUCT | 60 | 0.4 | 0.12 | 775.77 | 1 | Mid Florida Community Services Inc | 2023-10-26 | redacted
Low Income | LED Lights | 5 | 0 | 0 | 47.6 | 1 | Mid Florida Community Services Inc | 2023-10-26 | redacted
Low Income | Pipe Wrap | 40 | 0.01 | 0.03 | 143.65 | 1 | Mid Florida Community Services Inc | 2023-08-22 | redacted
Low Income | LI - DUCT | 60 | 0.4 | 0.12 | 775.77 | 1 | Mid Florida Community Services Inc | 2023-08-22 | redacted
Low Income | LED Lights | 5 | 0 | 0 | 47.6 | 1 | Mid Florida Community Services Inc | 2023-08-22 | redacted
Low Income | Pipe Wrap | 40 | 0.01 | 0.03 | 143.65 | 1 | Mid Florida Community Services Inc | 2023-08-22 | redacted
Low Income | Weather Strip/Caulk | 90 | 0.25 | 0.09 | 503.3 | 1 | Mid Florida Community Services Inc | 2023-08-22 | redacted
Low Income | LI - DUCT | 60 | 0.4 | 0.12 | 775.77 | 1 | Mid Florida Community Services Inc | 2023-08-22 | redacted
Low Income | LED Lights | 5 | 0 | 0 | 47.6 | 1 | Mid Florida Community Services Inc | 2023-08-22 | redacted
Low Income | Pipe Wrap | 40 | 0.01 | 0.03 | 143.65 | 1 | Mid Florida Community Services Inc | 2023-08-22 | redacted
Low Income | LI - DUCT | 60 | 0.4 | 0.12 | 775.77 | 1 | Mid Florida Community Services Inc | 2023-08-22 | redacted
Low Income | LED Lights | 5 | 0 | 0 | 47.6 | 1 | Mid Florida Community Services Inc | 2023-08-22 | redacted
Low Income | LED Lights | 5 | 0 | 0 | 47.6 | 1 | Mid Florida Community Services Inc | 2023-02-28 | redacted
Low Income | Pipe Wrap | 40 | 0.01 | 0.03 | 143.65 | 1 | Mid Florida Community Services Inc | 2023-02-28 | redacted
Low Income | Weather Strip/Caulk | 90 | 0.25 | 0.09 | 503.3 | 1 | Mid Florida Community Services Inc | 2023-02-28 | redacted
Low Income | LED Lights | 5 | 0 | 0 | 47.6 | 1 | Mid Florida Community Services Inc | 2023-02-28 | redacted
Low Income | Pipe Wrap | 40 | 0.01 | 0.03 | 143.65 | 1 | Mid Florida Community Services Inc | 2023-02-28 | redacted
Low Income | LED Lights | 5 | 0 | 0 | 47.6 | 1 | Mid Florida Community Services Inc | 2023-02-28 | redacted
Low Income | Pipe Wrap | 40 | 0.01 | 0.03 | 143.65 | 1 | Mid Florida Community Services Inc | 2023-02-28 | redacted
Low Income | Weather Strip/Caulk | 90 | 0.25 | 0.09 | 503.3 | 1 | Mid Florida Community Services Inc | 2023-02-28 | redacted
Low Income | LED Lights | 5 | 0 | 0 | 47.6 | 1 | Mid Florida Community Services Inc | 2023-02-28 | redacted
Low Income | Pipe Wrap | 40 | 0.01 | 0.03 | 143.65 | 1 | Mid Florida Community Services Inc | 2023-02-28 | redacted
Low Income | LED Lights | 5 | 0 | 0 | 47.6 | 1 | Mid Florida Community Services Inc | 2023-02-28 | redacted
Low Income | Pipe Wrap | 40 | 0.01 | 0.03 | 143.65 | 1 | Mid Florida Community Services Inc | 2023-02-28 | redacted
Low Income | HVAC Inspection | 80 | 0.17 | 0 | 268.73 | 1 | Mid Florida Community Services Inc | 2023-02-28 | redacted
Low Income | LED Lights | 5 | 0 | 0 | 47.6 | 1 | Mid Florida Community Services Inc | 2023-02-28 | redacted
Low Income | Pipe Wrap | 40 | 0.01 | 0.03 | 143.65 | 1 | Mid Florida Community Services Inc | 2023-02-28 | redacted
Low Income | Pipe Wrap | 40 | 0.01 | 0.03 | 143.65 | 1 | St Johns Housing Partnership Inc | 2023-11-29 | redacted
Low Income | HVAC Inspection | 80 | 0.17 | 0 | 268.73 | 1 | St Johns Housing Partnership Inc | 2023-11-29 | redacted
Low Income | Weather Strip/Caulk | 90 | 0.25 | 0.09 | 503.3 | 1 | St Johns Housing Partnership Inc | 2023-11-29 | redacted
Low Income | Pipe Wrap | 40 | 0.01 | 0.03 | 143.65 | 1 | St Johns Housing Partnership Inc | 2023-11-29 | redacted
Low Income | HVAC Inspection | 80 | 0.17 | 0 | 268.73 | 1 | St Johns Housing Partnership Inc | 2023-11-29 | redacted
Low Income | Weather Strip/Caulk | 90 | 0.25 | 0.09 | 503.3 | 1 | St Johns Housing Partnership Inc | 2023-11-29 | redacted
Low Income | Faucet Aerators | 10 | 0 | 0.02 | 110.58 | 1 | St Johns Housing Partnership Inc | 2023-11-29 | redacted
Low Income | Outdoor Coil Cleaning | 60 | 0.1 | 0 | 275 | 1 | St Johns Housing Partnership Inc | 2023-11-29 | redacted
Low Income | Pipe Wrap | 40 | 0.01 | 0.03 | 143.65 | 1 | St Johns Housing Partnership Inc | 2023-11-29 | redacted
Low Income | Low Flow Showerhead | 30 | 0.04 | 0.1 | 504.08 | 1 | St Johns Housing Partnership Inc | 2023-11-29 | redacted
Low Income | Weather Strip/Caulk | 90 | 0.25 | 0.09 | 503.3 | 1 | St Johns Housing Partnership Inc | 2023-11-29 | redacted
Low Income | Pipe Wrap | 40 | 0.01 | 0.03 | 143.65 | 1 | St Johns Housing Partnership Inc | 2023-11-29 | redacted
Low Income | HVAC Inspection | 80 | 0.17 | 0 | 268.73 | 1 | St Johns Housing Partnership Inc | 2023-11-29 | redacted
Low Income | Weather Strip/Caulk | 90 | 0.25 | 0.09 | 503.3 | 1 | St Johns Housing Partnership Inc | 2023-11-29 | redacted
Low Income | Pipe Wrap | 40 | 0.01 | 0.03 | 143.65 | 1 | St Johns Housing Partnership Inc | 2023-11-29 | redacted
Low Income | Weather Strip/Caulk | 90 | 0.25 | 0.09 | 503.3 | 1 | St Johns Housing Partnership Inc | 2023-11-29 | redacted
Low Income | LED Lights | 5 | 0 | 0 | 47.6 | 1 | St Johns Housing Partnership Inc | 2023-11-29 | redacted
Low Income | Pipe Wrap | 40 | 0.01 | 0.03 | 143.65 | 1 | St Johns Housing Partnership Inc | 2023-11-29 | redacted
Low Income | HVAC Inspection | 80 | 0.17 | 0 | 268.73 | 1 | St Johns Housing Partnership Inc | 2023-11-29 | redacted
Low Income | Weather Strip/Caulk | 90 | 0.25 | 0.09 | 503.3 | 1 | St Johns Housing Partnership Inc | 2023-11-29 | redacted
Low Income | Pipe Wrap | 40 | 0.01 | 0.03 | 143.65 | 1 | St Johns Housing Partnership Inc | 2023-11-29 | redacted
Low Income | HVAC Inspection | 80 | 0.17 | 0 | 268.73 | 1 | St Johns Housing Partnership Inc | 2023-11-29 | redacted
Low Income | Weather Strip/Caulk | 90 | 0.25 | 0.09 | 503.3 | 1 | St Johns Housing Partnership Inc | 2023-11-29 | redacted
Low Income | Outdoor Coil Cleaning | 60 | 0.1 | 0 | 275 | 1 | St Johns Housing Partnership Inc | 2023-11-29 | redacted
Low Income | Pipe Wrap | 40 | 0.01 | 0.03 | 143.65 | 1 | St Johns Housing Partnership Inc | 2023-11-29 | redacted
Low Income | HVAC Inspection | 80 | 0.17 | 0 | 268.73 | 1 | St Johns Housing Partnership Inc | 2023-11-29 | redacted
Low Income | Weather Strip/Caulk | 90 | 0.25 | 0.09 | 503.3 | 1 | St Johns Housing Partnership Inc | 2023-11-29 | redacted
Low Income | Pipe Wrap | 40 | 0.01 | 0.03 | 143.65 | 1 | St Johns Housing Partnership Inc | 2023-11-29 | redacted
Low Income | HVAC Inspection | 80 | 0.17 | 0 | 268.73 | 1 | St Johns Housing Partnership Inc | 2023-11-29 | redacted
Low Income | Weather Strip/Caulk | 90 | 0.25 | 0.09 | 503.3 | 1 | St Johns Housing Partnership Inc | 2023-11-29 | redacted
Low Income | LED Lights | 5 | 0 | 0 | 47.6 | 1 | St Johns Housing Partnership Inc | 2023-11-29 | redacted
Low Income | Pipe Wrap | 40 | 0.01 | 0.03 | 143.65 | 1 | St Johns Housing Partnership Inc | 2023-11-29 | redacted
Low Income | HVAC Inspection | 80 | 0.17 | 0 | 268.73 | 1 | St Johns Housing Partnership Inc | 2023-11-29 | redacted
Low Income | Weather Strip/Caulk | 90 | 0.25 | 0.09 | 503.3 | 1 | St Johns Housing Partnership Inc | 2023-11-29 | redacted
Low Income | Outdoor Coil Cleaning | 60 | 0.1 | 0 | 275 | 1 | St Johns Housing Partnership Inc | 2023-11-29 | redacted
Low Income | Pipe Wrap | 40 | 0.01 | 0.03 | 143.65 | 1 | St Johns Housing Partnership Inc | 2023-11-29 | redacted
Low Income | Weather Strip/Caulk | 90 | 0.25 | 0.09 | 503.3 | 1 | St Johns Housing Partnership Inc | 2023-11-29 | redacted
Low Income | Pipe Wrap | 40 | 0.01 | 0.03 | 143.65 | 1 | St Johns Housing Partnership Inc | 2023-11-29 | redacted
Low Income | HVAC Inspection | 80 | 0.17 | 0 | 268.73 | 1 | St Johns Housing Partnership Inc | 2023-11-29 | redacted
Low Income | Weather Strip/Caulk | 90 | 0.25 | 0.09 | 503.3 | 1 | St Johns Housing Partnership Inc | 2023-11-29 | redacted
Low Income | Outdoor Coil Cleaning | 60 | 0.1 | 0 | 275 | 1 | St Johns Housing Partnership Inc | 2023-11-29 | redacted
Low Income | Pipe Wrap | 40 | 0.01 | 0.03 | 143.65 | 1 | St Johns Housing Partnership Inc | 2023-11-29 | redacted
Low Income | Weather Strip/Caulk | 90 | 0.25 | 0.09 | 503.3 | 1 | St Johns Housing Partnership Inc | 2023-11-29 | redacted
Low Income | Pipe Wrap | 40 | 0.01 | 0.03 | 143.65 | 1 | St Johns Housing Partnership Inc | 2023-11-29 | redacted
Low Income | HVAC Inspection | 80 | 0.17 | 0 | 268.73 | 1 | St Johns Housing Partnership Inc | 2023-11-29 | redacted
Low Income | Outdoor Coil Cleaning | 60 | 0.1 | 0 | 275 | 1 | St Johns Housing Partnership Inc | 2023-11-29 | redacted
Low Income | HVAC Inspection | 80 | 0.17 | 0 | 268.73 | 1 | St Johns Housing Partnership Inc | 2023-10-26 | redacted
Low Income | Weather Strip/Caulk | 90 | 0.25 | 0.09 | 503.3 | 1 | St Johns Housing Partnership Inc | 2023-10-26 | redacted
Low Income | Pipe Wrap | 40 | 0.01 | 0.03 | 143.65 | 1 | St Johns Housing Partnership Inc | 2023-10-26 | redacted
Low Income | LI - DUCT | 60 | 0.4 | 0.12 | 775.77 | 1 | St Johns Housing Partnership Inc | 2023-10-26 | redacted
Low Income | Pipe Wrap | 40 | 0.01 | 0.03 | 143.65 | 1 | St Johns Housing Partnership Inc | 2023-10-26 | redacted
Low Income | Pipe Wrap | 40 | 0.01 | 0.03 | 143.65 | 1 | St Johns Housing Partnership Inc | 2023-10-26 | redacted
Low Income | HVAC Inspection | 80 | 0.17 | 0 | 268.73 | 1 | St Johns Housing Partnership Inc | 2023-10-26 | redacted
Low Income | Weather Strip/Caulk | 90 | 0.25 | 0.09 | 503.3 | 1 | St Johns Housing Partnership Inc | 2023-10-26 | redacted
Low Income | Outdoor Coil Cleaning | 60 | 0.1 | 0 | 275 | 1 | St Johns Housing Partnership Inc | 2023-10-26 | redacted
Low Income | Pipe Wrap | 40 | 0.01 | 0.03 | 143.65 | 1 | St Johns Housing Partnership Inc | 2023-10-26 | redacted
Low Income | Weather Strip/Caulk | 90 | 0.25 | 0.09 | 503.3 | 1 | St Johns Housing Partnership Inc | 2023-10-26 | redacted
Low Income | Faucet Aerators | 10 | 0 | 0.02 | 110.58 | 1 | St Johns Housing Partnership Inc | 2023-10-26 | redacted
Low Income | HVAC Inspection | 80 | 0.17 | 0 | 268.73 | 1 | St Johns Housing Partnership Inc | 2023-10-26 | redacted
Low Income | Weather Strip/Caulk | 90 | 0.25 | 0.09 | 503.3 | 1 | St Johns Housing Partnership Inc | 2023-10-26 | redacted
Low Income | Outdoor Coil Cleaning | 60 | 0.1 | 0 | 275 | 1 | St Johns Housing Partnership Inc | 2023-10-26 | redacted
Low Income | Pipe Wrap | 40 | 0.01 | 0.03 | 143.65 | 1 | St Johns Housing Partnership Inc | 2023-10-26 | redacted
Low Income | Pipe Wrap | 40 | 0.01 | 0.03 | 143.65 | 1 | St Johns Housing Partnership Inc | 2023-10-26 | redacted
Low Income | HVAC Inspection | 80 | 0.17 | 0 | 268.73 | 1 | St Johns Housing Partnership Inc | 2023-10-26 | redacted
Low Income | Outdoor Coil Cleaning | 60 | 0.1 | 0 | 275 | 1 | St Johns Housing Partnership Inc | 2023-10-26 | redacted
Low Income | Pipe Wrap | 40 | 0.01 | 0.03 | 143.65 | 1 | St Johns Housing Partnership Inc | 2023-10-26 | redacted
Low Income | LED Lights | 5 | 0 | 0 | 47.6 | 1 | St Johns Housing Partnership Inc | 2023-10-26 | redacted
Low Income | Pipe Wrap | 40 | 0.01 | 0.03 | 143.65 | 1 | St Johns Housing Partnership Inc | 2023-10-26 | redacted
Low Income | HVAC Inspection | 80 | 0.17 | 0 | 268.73 | 1 | St Johns Housing Partnership Inc | 2023-10-26 | redacted
Low Income | HVAC Inspection | 80 | 0.17 | 0 | 268.73 | 1 | St Johns Housing Partnership Inc | 2023-10-26 | redacted
Low Income | Weather Strip/Caulk | 90 | 0.25 | 0.09 | 503.3 | 1 | St Johns Housing Partnership Inc | 2023-10-26 | redacted
Low Income | Outdoor Coil Cleaning | 60 | 0.1 | 0 | 275 | 1 | St Johns Housing Partnership Inc | 2023-10-26 | redacted
Low Income | Pipe Wrap | 40 | 0.01 | 0.03 | 143.65 | 1 | St Johns Housing Partnership Inc | 2023-10-26 | redacted
Low Income | HVAC Inspection | 80 | 0.17 | 0 | 268.73 | 1 | St Johns Housing Partnership Inc | 2023-10-26 | redacted
Low Income | Pipe Wrap | 40 | 0.01 | 0.03 | 143.65 | 1 | St Johns Housing Partnership Inc | 2023-08-09 | redacted
Low Income | HVAC Inspection | 80 | 0.17 | 0 | 268.73 | 1 | St Johns Housing Partnership Inc | 2023-08-09 | redacted
Low Income | Outdoor Coil Cleaning | 60 | 0.1 | 0 | 275 | 1 | St Johns Housing Partnership Inc | 2023-08-09 | redacted
Low Income | Pipe Wrap | 40 | 0.01 | 0.03 | 143.65 | 1 | St Johns Housing Partnership Inc | 2023-08-09 | redacted
Low Income | Pipe Wrap | 40 | 0.01 | 0.03 | 143.65 | 1 | St Johns Housing Partnership Inc | 2023-08-09 | redacted
Low Income | Faucet Aerators | 10 | 0 | 0.02 | 110.58 | 1 | St Johns Housing Partnership Inc | 2023-08-09 | redacted
Low Income | Pipe Wrap | 40 | 0.01 | 0.03 | 143.65 | 1 | St Johns Housing Partnership Inc | 2023-08-09 | redacted
Low Income | HVAC Inspection | 80 | 0.17 | 0 | 268.73 | 1 | St Johns Housing Partnership Inc | 2023-08-09 | redacted
Low Income | Outdoor Coil Cleaning | 60 | 0.1 | 0 | 275 | 1 | St Johns Housing Partnership Inc | 2023-08-09 | redacted
Low Income | Weather Strip/Caulk | 90 | 0.25 | 0.09 | 503.3 | 1 | St Johns Housing Partnership Inc | 2023-08-09 | redacted
Low Income | Pipe Wrap | 40 | 0.01 | 0.03 | 143.65 | 1 | St Johns Housing Partnership Inc | 2023-08-09 | redacted
Low Income | Weather Strip/Caulk | 90 | 0.25 | 0.09 | 503.3 | 1 | St Johns Housing Partnership Inc | 2023-08-09 | redacted
Low Income | Pipe Wrap | 40 | 0.01 | 0.03 | 143.65 | 1 | St Johns Housing Partnership Inc | 2023-08-09 | redacted
Low Income | Weather Strip/Caulk | 90 | 0.25 | 0.09 | 503.3 | 1 | St Johns Housing Partnership Inc | 2023-08-09 | redacted
Low Income | Pipe Wrap | 40 | 0.01 | 0.03 | 143.65 | 1 | St Johns Housing Partnership Inc | 2023-08-09 | redacted
Low Income | Pipe Wrap | 40 | 0.01 | 0.03 | 143.65 | 1 | St Johns Housing Partnership Inc | 2023-05-04 | redacted
Low Income | HVAC Inspection | 80 | 0.17 | 0 | 268.73 | 1 | St Johns Housing Partnership Inc | 2023-05-04 | redacted
Low Income | Weather Strip/Caulk | 90 | 0.25 | 0.09 | 503.3 | 1 | St Johns Housing Partnership Inc | 2023-05-04 | redacted
Low Income | Outdoor Coil Cleaning | 60 | 0.1 | 0 | 275 | 1 | St Johns Housing Partnership Inc | 2023-05-04 | redacted
Low Income | Pipe Wrap | 40 | 0.01 | 0.03 | 143.65 | 1 | St Johns Housing Partnership Inc | 2023-05-04 | redacted
Low Income | HVAC Inspection | 80 | 0.17 | 0 | 268.73 | 1 | St Johns Housing Partnership Inc | 2023-05-04 | redacted
Low Income | Weather Strip/Caulk | 90 | 0.25 | 0.09 | 503.3 | 1 | St Johns Housing Partnership Inc | 2023-05-04 | redacted
Low Income | Outdoor Coil Cleaning | 60 | 0.1 | 0 | 275 | 1 | St Johns Housing Partnership Inc | 2023-05-04 | redacted
Low Income | Pipe Wrap | 40 | 0.01 | 0.03 | 143.65 | 1 | St Johns Housing Partnership Inc | 2023-05-04 | redacted
Low Income | Weather Strip/Caulk | 90 | 0.25 | 0.09 | 503.3 | 1 | St Johns Housing Partnership Inc | 2023-05-04 | redacted
Low Income | Pipe Wrap | 40 | 0.01 | 0.03 | 143.65 | 1 | St Johns Housing Partnership Inc | 2023-05-04 | redacted
Low Income | HVAC Inspection | 80 | 0.17 | 0 | 268.73 | 1 | St Johns Housing Partnership Inc | 2023-05-04 | redacted
Low Income | Weather Strip/Caulk | 90 | 0.25 | 0.09 | 503.3 | 1 | St Johns Housing Partnership Inc | 2023-05-04 | redacted
Low Income | Outdoor Coil Cleaning | 60 | 0.1 | 0 | 275 | 1 | St Johns Housing Partnership Inc | 2023-05-04 | redacted
Low Income | Pipe Wrap | 40 | 0.01 | 0.03 | 143.65 | 1 | St Johns Housing Partnership Inc | 2023-05-04 | redacted
Low Income | Weather Strip/Caulk | 90 | 0.25 | 0.09 | 503.3 | 1 | St Johns Housing Partnership Inc | 2023-05-04 | redacted
Low Income | Pipe Wrap | 40 | 0.01 | 0.03 | 143.65 | 1 | St Johns Housing Partnership Inc | 2023-05-04 | redacted
Low Income | HVAC Inspection | 80 | 0.17 | 0 | 268.73 | 1 | St Johns Housing Partnership Inc | 2023-05-04 | redacted
Low Income | Weather Strip/Caulk | 90 | 0.25 | 0.09 | 503.3 | 1 | St Johns Housing Partnership Inc | 2023-05-04 | redacted
Low Income | Outdoor Coil Cleaning | 60 | 0.1 | 0 | 275 | 1 | St Johns Housing Partnership Inc | 2023-05-04 | redacted
Low Income | Pipe Wrap | 40 | 0.01 | 0.03 | 143.65 | 1 | St Johns Housing Partnership Inc | 2023-05-04 | redacted
Low Income | Weather Strip/Caulk | 90 | 0.25 | 0.09 | 503.3 | 1 | St Johns Housing Partnership Inc | 2023-05-04 | redacted
Low Income | Pipe Wrap | 40 | 0.01 | 0.03 | 143.65 | 1 | St Johns Housing Partnership Inc | 2023-05-04 | redacted
Low Income | HVAC Inspection | 80 | 0.17 | 0 | 268.73 | 1 | St Johns Housing Partnership Inc | 2023-05-04 | redacted
Low Income | Faucet Aerators | 10 | 0 | 0.02 | 110.58 | 1 | St Johns Housing Partnership Inc | 2023-05-04 | redacted
Low Income | Pipe Wrap | 40 | 0.01 | 0.03 | 143.65 | 1 | St Johns Housing Partnership Inc | 2023-05-04 | redacted
Low Income | HVAC Inspection | 80 | 0.17 | 0 | 268.73 | 1 | St Johns Housing Partnership Inc | 2023-05-04 | redacted
Low Income | Weather Strip/Caulk | 90 | 0.25 | 0.09 | 503.3 | 1 | St Johns Housing Partnership Inc | 2023-05-04 | redacted
Low Income | HVAC Inspection | 80 | 0.17 | 0 | 268.73 | 1 | St Johns Housing Partnership Inc | 2023-01-31 | redacted
Low Income | Faucet Aerators | 10 | 0 | 0.02 | 110.58 | 1 | St Johns Housing Partnership Inc | 2023-01-31 | redacted
Low Income | Weather Strip/Caulk | 90 | 0.25 | 0.09 | 503.3 | 1 | St Johns Housing Partnership Inc | 2023-01-31 | redacted
Low Income | Outdoor Coil Cleaning | 60 | 0.1 | 0 | 275 | 1 | St Johns Housing Partnership Inc | 2023-01-31 | redacted
Low Income | Pipe Wrap | 40 | 0.01 | 0.03 | 143.65 | 1 | St Johns Housing Partnership Inc | 2023-01-31 | redacted
Low Income | Weather Strip/Caulk | 90 | 0.25 | 0.09 | 503.3 | 1 | St Johns Housing Partnership Inc | 2023-01-31 | redacted
Low Income | Pipe Wrap | 40 | 0.01 | 0.03 | 143.65 | 1 | St Johns Housing Partnership Inc | 2023-01-31 | redacted
Low Income | Pipe Wrap | 40 | 0.01 | 0.03 | 143.65 | 1 | St Johns Housing Partnership Inc | 2023-01-31 | redacted
Low Income | HVAC Inspection | 80 | 0.17 | 0 | 268.73 | 1 | St Johns Housing Partnership Inc | 2023-01-31 | redacted
Low Income | Outdoor Coil Cleaning | 60 | 0.1 | 0 | 275 | 1 | St Johns Housing Partnership Inc | 2023-01-31 | redacted
Low Income | Pipe Wrap | 40 | 0.01 | 0.03 | 143.65 | 1 | St Johns Housing Partnership Inc | 2023-01-31 | redacted
Low Income | HVAC Inspection | 80 | 0.17 | 0 | 268.73 | 1 | St Johns Housing Partnership Inc | 2023-01-31 | redacted
Low Income | Faucet Aerators | 10 | 0 | 0.02 | 110.58 | 1 | St Johns Housing Partnership Inc | 2023-01-31 | redacted
Low Income | Outdoor Coil Cleaning | 60 | 0.1 | 0 | 275 | 1 | St Johns Housing Partnership Inc | 2023-01-31 | redacted
Low Income | Pipe Wrap | 40 | 0.01 | 0.03 | 143.65 | 1 | St Johns Housing Partnership Inc | 2023-01-31 | redacted
Low Income | HVAC Inspection | 80 | 0.17 | 0 | 268.73 | 1 | St Johns Housing Partnership Inc | 2023-01-31 | redacted
Low Income | Weather Strip/Caulk | 90 | 0.25 | 0.09 | 503.3 | 1 | St Johns Housing Partnership Inc | 2023-01-31 | redacted
Low Income | Outdoor Coil Cleaning | 60 | 0.1 | 0 | 275 | 1 | St Johns Housing Partnership Inc | 2023-01-31 | redacted
Low Income | Pipe Wrap | 40 | 0.01 | 0.03 | 143.65 | 1 | St Johns Housing Partnership Inc | 2023-01-31 | redacted
Low Income | HVAC Inspection | 80 | 0.17 | 0 | 268.73 | 1 | St Johns Housing Partnership Inc | 2023-01-31 | redacted
Low Income | Weather Strip/Caulk | 90 | 0.25 | 0.09 | 503.3 | 1 | St Johns Housing Partnership Inc | 2023-01-31 | redacted
Low Income | Pipe Wrap | 40 | 0.01 | 0.03 | 143.65 | 1 | St Johns Housing Partnership Inc | 2023-01-31 | redacted

## 2019 Outdoor Coil Factors
|  |  |  | RIM |  | TRC |  | Demand & Energy Impacts |  |  | Incremental Participant Cost |  |  |  |  | Payback (years) |  |  |  | Admin Cost | Measure Life | Current Rebate | RS Rate | Total Partcipant Cost | RIM Max Rebate | TRC Max Rebate | New / Existing
Bldg | No | Program | Measure | Step Fails | Ratio | Step Fails | Ratio | Sum kW | Win kW | kWh | Material | Labor | Total | Rebate | Net | Ann Savs | w/o Rebate | w/o Labor | w/Rebate |  |  |  | 0.095
RSF | 112 | Air Conditioning | AC Maint (Outdoor Coil Cleaning) - SS AC | 2 |  | 2 |  | 0.14 | 0 | 339 | 0 | 60 | 60 |  | 60 | 32.205 | 1.8631 | n/a |  | 108 | 4 |  |  | 60 |  |  | New
RMO | 112 | Air Conditioning | AC Maint (Outdoor Coil Cleaning) - SS AC | 2 |  | 2 |  | 0.12 | 0 | 222 | 0 | 60 | 60 |  | 60 | 21.09 | 2.845 | n/a |  | 108 | 4 |  |  | 60 |  |  | New
RMF | 112 | Air Conditioning | AC Maint (Outdoor Coil Cleaning) - SS AC | 2 |  | 2 |  | 0.09 | 0 | 210 | 0 | 60 | 60 |  | 60 | 19.95 | 3.0075 | n/a |  | 108 | 4 |  |  | 60 |  |  | New
RSF | 138 | Air Conditioning | AC Maint (Outdoor Coil Cleaning) - SS HP | 2 |  | 2 |  | 0.14 | 0 | 334 | 0 | 60 | 60 |  | 60 | 31.73 | 1.891 | n/a |  | 108 | 4 |  |  | 60 |  |  | New
RMO | 138 | Air Conditioning | AC Maint (Outdoor Coil Cleaning) - SS HP | 2 |  | 2 |  | 0.12 | 0 | 215 | 0 | 60 | 60 |  | 60 | 20.425 | 2.9376 | n/a |  | 108 | 4 |  |  | 60 |  |  | New
RMF | 138 | Air Conditioning | AC Maint (Outdoor Coil Cleaning) - SS HP | 2 |  | 2 |  | 0.09 | 0 | 208 | 0 | 60 | 60 |  | 60 | 19.76 | 3.0364 | n/a |  | 108 | 4 |  |  | 60 |  |  | New
Source | Low Cost Measures Step Analysis v4.4 Tom Koch | [8 empty] | 272.75

## Calculations
FPL 002732
[7 empty] | 20240012-EG | [11 empty] | 2022
| Data | [9 empty] | Plan B (Updated Factors) | Measure | Per Measure Savings @ Gen |  |  | Per Measure @ Meter |  |  | Expansion Factors
Name | Average of Summer Peak Savings (Kw) | Average of Winter Peak Savings (Kw) | Average of Savings EUI (kWh) | Average of Incremental Cost per Measure | Average of Full Measure Life (yrs) |  | 0.7 |  |  |  | Measure Level | Installations | S kW | W kW | kWh | S kW | W kW | kWh | MW = | 1.0642
Bathroom Faucet Aerators | 0.011667 | 0.029 | 107.6367 | 3.09 | 10 |  | 1.6 |  |  |  | Weatherization | 4583 | 0.26 | 0.1 | 528.21 | 0.24431 | 0.093967 | 503.2968 | GWh = | 1.0495
Duct Repair | 0.10683 | 0.12483 | 327.9567 | 342.505 | 20 |  | 0.6 |  |  |  | Duct Testing & Repair | 1121 | 0.42 | 0.12 | 814.17 | 0.39466 | 0.11276 | 775.7694
Hot Water Pipe Insulation | 0.0093333 | 0.021667 | 81.36 | 18.52 | 15 |  | 0.7 |  |  |  | AC Unit Maintenance | 5988 | 0.18 | 0 | 282.03 | 0.16914 | 0 | 268.728
Kitchen Faucet Aerators | 0.024333 | 0.057333 | 215.2767 | 3.09 | 10 |  | 1.6 |  |  |  | Outdoor Coil Cleaning | 168 | 0.11 | 0 | 288.61 | 0.10336 | 0 | 274.9976
Low Flow Showerhead | 0.016 | 0.038 | 142.68 | 12.34 | 10 |  | 1.4 |  |  |  | Low Flow Shower Heads | 4719 | 0.02 | 0.05 | 264.52 | 0.018793 | 0.046984 | 252.0438
Weather stripping | 0.003 | 0.014 | 14.775 | 8.47 | 10 |  | 1.4 |  |  |  | Faucet Aerator | 6932 | 0.01 | 0.01 | 58.03 | 0.0093967 | 0.0093967 | 55.293
Window Caulking | 0.003 | 0.014 | 14.775 | 2.14 | 10 | [5 empty] | WH Pipe Wrap | 4823 | 0.01 | 0.03 | 150.76 | 0.0093967 | 0.02819 | 143.6494
LED - 9W_CFL Baseline | 0 | 0 | 4.48 | 0.25 | 10 | [5 empty] | LED | 26229 | 0 | 0 | 9.99 | 0 | 0 | 9.5188
Total Result | 0.026091 | 0.041061 | 115.1315 | 67.5927 | 12.2727
LED number of bulbs | 5
[5 empty] | @ the Meter |  |  | @ the Generator |  |  | 2024
Row Labels | Average of Summer Peak Savings (Kw) | Average of Winter Peak Savings (Kw) | Average of Savings EUI (kWh) | % Contribution | SkW | WkW | kWh | SkW | WkW | kWh | Expansion Factors
Bathroom Faucet Aerators | 0.011667 | 0.029 | 107.6367 | 7% | 0.00081667 | 0.00203 | 7.5346 | 0.00086224 | 0.0021433 | 7.8646 | MW = | 1.0558
Duct Repair | 0.10683 | 0.12483 | 327.9567 | 8% | 0.0085467 | 0.0099867 | 26.2365 | 0.0090236 | 0.010544 | 27.3857 | GWh = | 1.0438
Hot Water Pipe Insulation | 0.0093333 | 0.021667 | 81.36 | 4% | 0.00037333 | 0.00086667 | 3.2544 | 0.00039417 | 0.00091503 | 3.3969
Kitchen Faucet Aerators | 0.024333 | 0.057333 | 215.2767 | 7% | 0.0017033 | 0.0040133 | 15.0694 | 0.0017984 | 0.0042373 | 15.7294
Low Flow Showerhead | 0.016 | 0.038 | 142.68 | 16% | 0.00256 | 0.00608 | 22.8288 | 0.0027028 | 0.0064193 | 23.8287
Weather stripping | 0.003 | 0.014 | 14.775 | 14% | 0.00042 | 0.00196 | 2.0685 | 0.00044344 | 0.0020694 | 2.1591
Window Caulking | 0.003 | 0.014 | 14.775 | 14% | 0.00042 | 0.00196 | 2.0685 | 0.00044344 | 0.0020694 | 2.1591
LED | 0 | 0 | 22.4 | 19% | 0 | 0 | 4.256 | 0 | 0 | 4.4424
Measures Not Included in new Resource Innovation Potential
Outdoor Coil Cleaning | 0.10336 | 0 | 274.9976 | 11% | 0.01137 | 0 | 30.2497 | 0.012004 | 0 | 31.5747 | Spray cleaner on outdoor coils
|  |  | Sub Total Resource Innovations | 100% | 0.02621 | 0.026897 | 113.5664 | 0.027673 | 0.028398 | 118.5406
Addition of Ceiling Insulation |  |  |  | Expected percent of homes with ceiling insulation
Ceiling Insulation R2 to R10 | 1.512 | 0.15292 | 2584.99 | 30% | 0.45361 | 0.045875 | 775.497 | 0.47892 | 0.048435 | 809.4638
|  |  | Total per Installation Factors |  | @ the Meter |  |  | @ the Generator
[5 empty] | SkW | WkW | kWh | SkW | WkW | kWh
[5 empty] | 0.47982 | 0.072771 | 889.0634 | 0.5066 | 0.076832 | 928.0044